## Introduction
Fuel Substitution Calculator
Change log (recent changes first)
Date | Description of changes
2019-10-31 | 1. Section 2 subheaders changed to Section 2.1, 2.2, and 2.3, in line with technical guidance document. 2. Unlock cells for optional indexing columns in Deemed workbook. 3. Update Introduction. 4. Password protect all sheets.
2019-10-29 | 1. Added new sheet "Fuel Sub Calcs-Deemed" to conveniently enter workpaper measures.
2019-10-17 | 1. Added Reduced Goals of the Original Fuel in Section 3. 2.For information only, in Section 2, the CO2 emissions were split between electricty and natural gas. This will not impact the Lifecycle emissions savings (Metric tCO2).
2019-09-30 | 1. Clarify instructive language in Introduction, Fuel Sub Calcs, and Time series tables tabs. 2. Remove fields to input savings for first and second baseline.
2019-09-26 | 1. Add this revision log sheet 2. Describe methodology supported by calculator 3. Update examples, etc.
2019-09-25 | 1. In section 2, updated formula for emissions intensity to refer to metric tons per kWh instead of short tons per kWh. 2. In section 3, clarified “savings claims toward goals” with columns for both kWh and therms. 3. In section 3, also added a box of copy/paste inputs to CET. 4. Some other related formatting and hidden formula updates.
2019-09-24 | Initial draft version
Background
On August 1, 2019, California Public Utilities Commission (CPUC) Decision 19-08-009 directed CPUC staff to issue technical guidelines for fuel substitution measures, including, but not limited to, guidance on calculation of source energy savings and environment offsets for fuel substitution measures. This calculator supplements the technical guidance document v1.1 (refer to Chapter 3) and should be considered an interim tool for use in performing the Fuel Substitution Test and calculating energy savings for cost effectiveness analysis and reporting. How to use this tool
This workbook is locked to preserve calculation accuracy. To reivew the formulas, click "Review" on the ribbon, then select "unprotect sheet". Use password: FuelSub2019.
For custom measures, please use the sheet - "Fuel Sub Calcs-Custom."
For workpapers, please use the sheet - "Fuel Sub Calcs-Deemed."
These are essentially two tools producing separate sets of results, but using the same methodology. Choose the best one for your application, as described below.
Note that the workbook uses locked cells and protected sheets to avoid accidental changes to its layout and formulas. Also for this reason, users should not attempt to Cut and Paste cells. If you need to make changes to these areas for your application, please contact CPUC.
Fuel Sub Calcs-Custom
This sheet is divided into three sections for convenience.
Section 1
* Enter the inputs for your measures here.
* For each measure, input usage values (annual energy consumption) for the baseline and measure technologies. From these inputs, the tool will compute savings. This tool does not provide a field to directly input savings, as that option will not be considered sufficient documentation of a fuel substitution measure.
Section 2
* View the results of fuel substitution tests here. These are based on calculations of lifecycle primary energy and emissions.
* For Section 2.1, one column displays the lifecycle savings of primary energy from carbon-based fuels. A second column displays a simple pass/fail result.
* For Section 2.2, one column displays the lifecycle savings of carbon dioxide (CO2) emissions. A second column displays a simple pass/fail result. Supplemental columns show individual contributions from electricity and gas.
* For Section 2.3, the result shows Eligible if and only if both Part One and Part Two of the test have a result of Pass.
Section 3
View the first year savings to be claimed towards energy efficiency program goals here.
Fuel Sub Calcs-Deemed
The Deemed calculation methodology is same as in the Custom sheets, except that this tool performs no background computations of time series tables. Instead, for 1st and 2nd baseline periods, annual factors for primary energy and CO2 emissions intensity are averaged over the period, then multiplied together with annual impacts and the duration of that period. The results are equivalent.
The Deemed formatting is different than Custom. Considering that workpapers tend to have many combinations for a measures (CZ, building type, vintage, etc.), the Deemed sheet is formatted with Section 1 and Section 2 spread out horizontally (proceed from left to right). Section 3 is hidden. Rather than 5 entries in the Custom, the Deemed sheet permits 1000 entries.
Finally, the Deemed sheet expects inputs to be annual savings rather than consumption values. Copy then paste by value your results formatted as in the ExAnteData (EAD) tables (as in 2019 workpaper submissions). Please document energy consumption values outside this workbook.
Methodology
Inputs (Section 1)
It is preferred to record baseline and proposed/installed (aka measure case) annual usage values, and allow the tool to compute energy impacts (i.e. increase or decrease in annual usage) resulting from each measure. However, if only energy impacts are available, enter these in the savings columns and leave the usage columns blank. This tool supports single-baseline (e.g. normal replacement or NR) and dual-baseline measures (accelerated retirement or AR). For all measures, enter the full life of the measure as EUL. For AR measures only, enter the remaining useful life of the existing equipment as RUL, and enter information about the second baseline period. For each measure input, based on the lifetimes and impacts entered, this tool computes a time series of annual impacts (electricity usage kWh and gas usage in therms) anticipated during each year from 2019 through 2049.
Fuel substitution test (Section 2)
The time series of electricity impacts are multiplied by projected annual effective heat rate values (the ratio of "source" BTUs at generation facilities to "site" kWh at the meter, which includes T&D losses) and CO2 emissions intensity factors to determine the total lifecycle primary energy usage and emissions attributable to those impacts. The time series of source energy and emissions intensity factors for electricity are based on the Long-run emissions inputs included as tabs at the end of this workbook. For gas impacts, the calculation of lifecycle energy involves merely conversion to primary energy units, and emissions intensity is fixed (so there are no annual time series).
For EE program reporting (Section 3)
The first table in this section provides the annual savings in the new fuel units that will be used for reporting.
This second table provides a copy/paste section for use with the most recent version of CET as of writing.

## Fuel Sub Calcs-Custom
Cell color code |  |  | Please do not Cut-and-Paste cells or ranges. To reivew formuals, use password FuelSub2019. | [5 empty] | These columns are reserved for hidden calculations.
Headings
Input cell
Requires attention
Ignored based on current inputs
Calculated cell
Section 1. EE Workpaper/Custom Measure Inputs
Fill out this block for all measures (including Normal Replacement and Accelerated Replacement)
Index | Measure Description | Quantity (# units) | EUL (years) | Install Year | Original fuel | New fuel |  |  |  | Skip AR? | 1st Baseline period years | RUL yrs | Measure defined?
1 | Commercial packaged Heat Pump 12 EER--EXAMPLE | 1 | 15 | 2020 | natural gas + electricity | electricity |  |  |  | TRUE | 15 | 0 | TRUE
2 | Residential split Heat Pump 15 SEER; 8.7 HSPF--EXAMPLE | 1 | 15 | 2020 | natural gas + electricity | electricity |  |  |  | TRUE | 15 | 0 | TRUE
3 | Residential 50 Gallons Heat Pump Domestic Water Heater--EXAMPLE | 1 | 10 | 2020 | natural gas | electricity |  |  |  | TRUE | 10 | 0 | TRUE
4 | Commercial Steam Cooker (Electric)--EXAMPLE | 1 | 12 | 2020 | natural gas | electricity |  |  |  | TRUE | 12 | 0 | TRUE
5 | [9 empty] | TRUE | 0 | 0 | FALSE
Fill out this block for all measures (including Normal Replacement and Accelerated Replacement)
| Annual usage of "first" baseline technology |  | Annual usage of measure technology
Index | Annual electric usage (kWh) | Annual fuel usage (Therms) | Annual electric usage (kWh) | Annual fuel usage (Therms) | [5 empty] | Have 1BL Usage kWh? | Have 1BL Usage Therms? | Null usage and null savings? | Null usage and null savings? | kWh Savings (1 BL) | Therm Savings (1 BL)
1 | 696.15 | 8.08 | 715.25 | 0 | [5 empty] | TRUE | TRUE | FALSE | FALSE | -19.1 | 8.08
2 | 514.02 | 59.98 | 878.64 | 0 | [5 empty] | TRUE | TRUE | FALSE | FALSE | -364.62 | 59.98
3 | 0 | 180.4865 | 1497.11 | 0 | [5 empty] | TRUE | TRUE | FALSE | FALSE | -1497.11 | 180.4865
4 | 0 | 2759.4 | 2245.6 | 0 | [5 empty] | TRUE | TRUE | FALSE | FALSE | -2245.6 | 2759.4
5 |  |  |  |  | Warning: Need to enter baseline and measure consumption |  |  |  |  | FALSE | FALSE | TRUE | TRUE | 0 | 0
Fill out this block for measures with Install Type = [AR], requiring Dual Baseline.
Annual usage of "second" baseline technology
Index | Measure Application Type | RUL of existing equipment (years) | Annual electric usage of the code baseline (kWh) | Annual gas usage of the code baseline (Therms) | [5 empty] | Have 1BL Usage kWh? | Have 1BL Usage Therms? | Null usage and null savings? | Null usage and null savings? | kWh Savings (1 BL) | Therm Savings (1 BL)
1 | NR | [8 empty] | FALSE | FALSE | TRUE | TRUE | 0 | 0
2 | NR | [8 empty] | FALSE | FALSE | TRUE | TRUE | 0 | 0
3 | NR | [8 empty] | FALSE | FALSE | TRUE | TRUE | 0 | 0
4 | NR | [8 empty] | FALSE | FALSE | TRUE | TRUE | 0 | 0
5 | [9 empty] | FALSE | FALSE | TRUE | TRUE | 0 | 0
Section 2. Fuel Substitution Test, Part One and Part Two
Section 2.2 supplemental information
| Section 2.1: Source Energy Savings Calculations |  | Section 2.2: CO2 Emission Savings |  | Section 2.3: Results |  | Electric | Gas
Index | Lifecycle Primary Energy Savings (MMBTU at generation source) | Test Pass/Fail | Lifecycle emissions savings Metric tCO2 | Test Pass/Fail | Conclusion of Fuel Substitution Test |  | Lifecycle emissions savings (Metric tCO2) | Lifecycle emissions savings (Metric tCO2) | Index | kWh Lifecycle Savings | Therm Savings | Original Fuel Units | Full Measure Savings (original fuel) | Test1 Pass? | Test2 Pass? | Eligible?
1 | 11.1827 | PASS | 0.59347 | PASS | Eligible |  | -0.049741 | 0.64321 | 1 | -286.5 | 121.2 | oops | #N/A | TRUE | TRUE | TRUE
2 | 72.0775 | PASS | 3.8252 | PASS | Eligible |  | -0.94956 | 4.7747 | 2 | -5469.3 | 899.7 | oops | #N/A | TRUE | TRUE | TRUE
3 | 128.029 | PASS | 6.7945 | PASS | Eligible |  | -2.7839 | 9.5785 | 3 | -14971.1 | 1804.8645 | therms | 1280.2904 | TRUE | TRUE | TRUE
4 | 3218.793 | PASS | 170.8225 | PASS | Eligible |  | -4.9083 | 175.7309 | 4 | -26947.2 | 33112.8 | therms | 32187.9302 | TRUE | TRUE | TRUE
5 | 0 | PASS | 0 | PASS | Eligible |  | 0 | 0 | 5 | 0 | 0 | oops | #N/A | TRUE | TRUE | TRUE
Section 3. EE Program Reporting for Savings Claims towards Program Goals
The following refer to (first year) annual energy savings.
Index | Full Energy Savings (MMBTU equivalent) | New Fuel Units | Full Energy Savings Claimed - kWh | Full Energy Savings Claimed - Therms | Reduced Goals for Original Fuel - kWh | Reduced Goals for Original Fuel - Therm |  |  | Index | kWh savings | Therm savings
1 | 0.74281 | kWh | 217.6419 | N/A | N/A | 7.4281 |  |  | 1 | -19.1 | 8.08
2 | 4.7536 | kWh | 1392.7782 | N/A | N/A | 47.5355 |  |  | 2 | -364.62 | 59.98
3 | 12.939 | kWh | 3791.0955 | N/A | N/A | 129.3901 |  |  | 3 | -1497.11 | 180.4865
4 | 268.2758 | kWh | 78604.0924 | N/A | N/A | 2682.7577 |  |  | 4 | -2245.6 | 2759.4
5 | 0 | #N/A | 0 | N/A | 0 | N/A |  |  | 5 | 0 | 0
Values to input into Cost-Effectiveness Tool
Index | NumUnits | UnitkWh1stBaseline | UnitTherm1stBaseline | UnitkWh2ndBaseline | UnitTherm2ndBaseline | EUL_Yrs | RUL_Yrs
1 | 1 | -19.1 | 8.08 | 0 | 0 | 15 | 0
2 | 1 | -364.62 | 59.98 | 0 | 0 | 15 | 0
3 | 1 | -1497.11 | 180.4865 | 0 | 0 | 10 | 0
4 | 1 | -2245.6 | 2759.4 | 0 | 0 | 12 | 0
5 | 0 | 0 | 0 | 0 | 0 | 0 | 0

## Fuel Sub Calcs-Deemed
[21 empty] | Calcs -> | [50 empty] | Hidden: background calcs <- | [15 empty] | Hidden: Program goals <- | [8 empty] | Hidden: Inputs to CET <-
[6 empty] | Cell color code |  |  | Please do not Cut-and-Paste cells or ranges. To reivew formuals, use password FuelSub2019.
Headings
Input cell
Requires attention
Ignored based on current inputs
Calculated cell
[73 empty] | Section 2. Fuel Substitution Test Part 1 and Part 2 | [7 empty] | Section 3. EE Program Reporting for Savings Claims towards Program Goals
Optional indexing info (paste from EAD tables) | [5 empty] | Section 1. EE Workpaper Measure Inputs | [15 empty] | These columns are reserved for hidden calculations.
[13 empty] | Fill out this block for measures with Install Type = [AR], requiring Dual Baseline. | [8 empty] | Fill out this block for all measures (including Normal Replacement and Accelerated Replacement) | [29 empty] | Project annual savings (Unit Energy Savings * Number of units) |  |  |  | Cumulative project savings over Nth baseline period |  |  |  | Primary (read "source fuel") energy intensity over Nth baseline period |  |  |  | Rearranging terms… Use these coefficients with your annual savings table for a quick check. |  |  |  | Emissions intensity | [12 empty] | The following refer to (first year) annual energy savings.
[7 empty] | Fill out this block for all measures (including Normal Replacement and Accelerated Replacement) | [7 empty] | Paste here values copied from ExAnteData workbook, table EnergyImpactExAnte | [6 empty] | Annual usage of "first" baseline technology |  | Annual usage of measure technology |  |  | Annual usage of "second" baseline technology | [46 empty] | Part 1: Lifecycle Savings of Primary Energy |  | Part 2: Lifecycle savings of CO2e emissions |  | Conclusion of Fuel Substitution Test | Electric | Gas | [9 empty] | Values to input into Cost-Effectiveness Tool
PA | EnergyImpactID | BldgType | BldgVint | BldgLoc | BldgHVAC | Index | Measure Description | Quantity (# units) | EUL (years) | Install Year | Original fuel | New fuel | Measure Application Type | RUL of existing equipment (years) | APreWBkWh Per-unit, measure savings over pre-existing, whole-building, kWh | APreWBkW Per-unit, measure savings over pre-existing, whole-building, kW (ignored) | APreWBtherm Per-unit, measure savings over pre-existing, whole-building, Therms | AStdWBkWh Per-unit, measure savings over standard, whole-building, kWh | AStdWBkW Per-unit, measure savings over standard, whole-building, kW (ignored) | AStdWBtherm Per-unit, measure savings over standard, whole-building, Therms |  | Annual electric usage (kWh) | Annual fuel usage (Therms) | Annual electric usage (kWh) | Annual fuel usage (Therms) | Warning messages | Annual electric usage of the code baseline (kWh) | Annual gas usage of the code baseline (Therms) | Warning messages | Skip AR? | 1st Baseline period years | 2nd Baseline period yrs | RUL yrs | Measure defined? | 1BL period | 2BL period | Have 1BL Usage kWh? | Have 1BL Usage Therms? | Null usage and null savings? | Null usage and null savings? | kWh Savings (1 BL) | Therm Savings (1 BL) | Have 2BL Usage kWh? | Have 2BL Usage Therms? | Null usage and null savings? | Null usage and null savings? | kWh Savings (2 BL) | Therm Savings (2 BL) | Test1 Pass? | Test2 Pass? | Eligible? | 1BL project annual kWh savings | 1BL project annual Therm savings | 2BL project annual kWh savings | 2BL project annual Therm savings | Project kWh savings over 1st BL period | Project therm savings over 1st BL period | Project kWh savings over 2nd BL period | Project therm savings over 2nd BL period | 1BL Primary energy intensity BTU per kWh | 1BL Primary energy intensity (BTU per therm) | 2BL Primary energy intensity BTU per kWh | 2BL Primary energy intensity (BTU per therm) | 1BL duration (yr) * Primary MMBTU per kWh | 1BL duration (yr) * Primary energy intensity (MMBTU per therm) | 2BL duration (yr) * Primary MMBTU per kWh | 2BL duration (yr) * Primary energy intensity (MMBTU per therm) | 1BL Metric Ton per kWh | 1BL Metric Ton per Therm | 2BL Metric Ton per kWh | 2BL Metric Ton per Therm |  | Index | Lifecycle Primary Energy Savings (MMBTU at generation source) | Test Pass/Fail | Lifecycle emissions savings Metric tCO2 | Test Pass/Fail |  | Lifecycle emissions savings (Metric tCO2) | Lifecycle emissions savings (Metric tCO2) | Index | Full Energy Savings (MMBTU equivalent) | New Fuel Units | Full Energy Savings Claimed - kWh | Full Energy Savings Claimed - Therms | Reduced Goals for Original Fuel - kWh | Reduced Goals for Original Fuel - Therm |  | Index | NumUnits | UnitkWh1stBaseline | UnitTherm1stBaseline | UnitkWh2ndBaseline | UnitTherm2ndBaseline | EUL_Yrs | RUL_Yrs
Any | SWCR004A | Com | ex | CZ01 | cWtd | 1 | (Example) Commercial packaged Heat Pump 12 EER | 1 | 15 | 2020 | natural gas + electricity | electricity | NR |  | 0 | 0 | 0 | -19.1 | 0 | 8.08 |  | -19.1 | 8.08 | 0 | 0 |  | 0 | 0 |  | TRUE | 15 | 0 | 0 | TRUE | 2020+15 | 2035+00 | TRUE | TRUE | FALSE | FALSE | -19.1 | 8.08 | TRUE | TRUE | FALSE | FALSE | 0 | 0 | TRUE | TRUE | TRUE | -19.1 | 8.08 | 0 | 0 | -286.5 | 121.2 | 0 | 0 | 3271.4406 | 100000 | #N/A | 100000 | 0.049072 | 1.5 | #N/A | 0 | 0.00017362 | 0.005307 | #N/A | 0.005307 |  | 1 | 11.1827 | PASS | 0.59347 | PASS | Eligible | -0.049741 | 0.64321 | 1 | 0.74281 | kWh | 217.6419 | N/A | N/A | 7.4281 |  | 1 | 1 | -19.1 | 8.08 | 0 | 0 | 15 | 0
Any | SWCR004A | Com | ex | CZ02 | cWtd | 2 | (Example) Residential split Heat Pump 15 SEER; 8.7 HSPF | 1 | 15 | 2020 | natural gas + electricity | electricity | NR |  |  |  |  | -364.62 | 0 | 59.98 |  | -364.62 | 59.98 | 0 | 0 |  | 0 | 0 |  | TRUE | 15 | 0 | 0 | TRUE | 2020+15 | 2035+00 | TRUE | TRUE | FALSE | FALSE | -364.62 | 59.98 | TRUE | TRUE | FALSE | FALSE | 0 | 0 | TRUE | TRUE | TRUE | -364.62 | 59.98 | 0 | 0 | -5469.3 | 899.7 | 0 | 0 | 3271.4406 | 100000 | #N/A | 100000 | 0.049072 | 1.5 | #N/A | 0 | 0.00017362 | 0.005307 | #N/A | 0.005307 |  | 2 | 72.0775 | PASS | 3.8252 | PASS | Eligible | -0.94956 | 4.7747 | 2 | 4.7536 | kWh | 1392.7782 | N/A | N/A | 47.5355 |  | 2 | 1 | -364.62 | 59.98 | 0 | 0 | 15 | 0
Any | SWCR004A | Com | ex | CZ03 | cWtd | 3 | (Example) Residential 50 Gallons Heat Pump Domestic Water Heater | 1 | 10 | 2020 | natural gas | electricity | NR |  |  |  |  | -1497.11 | 0 | 180.4865 |  | -1497.11 | 180.4865 | 0 | 0 |  | 0 | 0 |  | TRUE | 10 | 0 | 0 | TRUE | 2020+10 | 2030+00 | TRUE | TRUE | FALSE | FALSE | -1497.11 | 180.4865 | TRUE | TRUE | FALSE | FALSE | 0 | 0 | TRUE | TRUE | TRUE | -1497.11 | 180.4865 | 0 | 0 | -14971.1 | 1804.8645 | 0 | 0 | 3503.9114 | 100000 | #N/A | 100000 | 0.035039 | 1 | #N/A | 0 | 0.00018595 | 0.005307 | #N/A | 0.005307 |  | 3 | 128.029 | PASS | 6.7945 | PASS | Eligible | -2.7839 | 9.5785 | 3 | 12.939 | kWh | 3791.0955 | N/A | N/A | 129.3901 |  | 3 | 1 | -1497.11 | 180.4865 | 0 | 0 | 10 | 0
Any | SWCR004A | Com | ex | CZ04 | cWtd | 4 | (Example) Commercial Steam Cooker (Electric) | 1 | 12 | 2020 | natural gas | electricity | NR |  |  |  |  | -2245.6 | 0 | 2759.4 |  | -2245.6 | 2759.4 | 0 | 0 |  | 0 | 0 |  | TRUE | 12 | 0 | 0 | TRUE | 2020+12 | 2032+00 | TRUE | TRUE | FALSE | FALSE | -2245.6 | 2759.4 | TRUE | TRUE | FALSE | FALSE | 0 | 0 | TRUE | TRUE | TRUE | -2245.6 | 2759.4 | 0 | 0 | -26947.2 | 33112.8 | 0 | 0 | 3432.1553 | 100000 | #N/A | 100000 | 0.041186 | 1.2 | #N/A | 0 | 0.00018215 | 0.005307 | #N/A | 0.005307 |  | 4 | 3218.793 | PASS | 170.8225 | PASS | Eligible | -4.9083 | 175.7309 | 4 | 268.2758 | kWh | 78604.0924 | N/A | N/A | 2682.7577 |  | 4 | 1 | -2245.6 | 2759.4 | 0 | 0 | 12 | 0
Any | SWCR004A | Com | ex | CZ05 | cWtd | 5 | [15 empty] | 0 | 0 | 0 | 0 |  | 0 | 0 |  | TRUE | 0 | 0 | 0 | FALSE | +00 | +00 | TRUE | TRUE | FALSE | FALSE | 0 | 0 | TRUE | TRUE | FALSE | FALSE | 0 | 0 | #N/A | #N/A | #N/A | 0 | 0 | 0 | 0 | 0 | 0 | 0 | 0 | #N/A | 100000 | #N/A | 100000 | #N/A | 0 | #N/A | 0 | #N/A | 0.005307 | #N/A | 0.005307 |  | 5 | #N/A | #N/A | #N/A | #N/A | #N/A | #N/A | 0 | 5 | 0 | #N/A | 0 | N/A | 0 | N/A |  | 5 | 0 | #N/A | #N/A | #N/A | #N/A | 0 | 0
[6 empty] | 6 | [15 empty] | 0 | 0 | 0 | 0 |  | 0 | 0 |  | TRUE | 0 | 0 | 0 | FALSE | +00 | +00 | TRUE | TRUE | FALSE | FALSE | 0 | 0 | TRUE | TRUE | FALSE | FALSE | 0 | 0 | #N/A | #N/A | #N/A | 0 | 0 | 0 | 0 | 0 | 0 | 0 | 0 | #N/A | 100000 | #N/A | 100000 | #N/A | 0 | #N/A | 0 | #N/A | 0.005307 | #N/A | 0.005307 |  | 6 | #N/A | #N/A | #N/A | #N/A | #N/A | #N/A | 0 | 6 | 0 | #N/A | 0 | N/A | 0 | N/A |  | 6 | 0 | #N/A | #N/A | #N/A | #N/A | 0 | 0
[6 empty] | 7 | [15 empty] | 0 | 0 | 0 | 0 |  | 0 | 0 |  | TRUE | 0 | 0 | 0 | FALSE | +00 | +00 | TRUE | TRUE | FALSE | FALSE | 0 | 0 | TRUE | TRUE | FALSE | FALSE | 0 | 0 | #N/A | #N/A | #N/A | 0 | 0 | 0 | 0 | 0 | 0 | 0 | 0 | #N/A | 100000 | #N/A | 100000 | #N/A | 0 | #N/A | 0 | #N/A | 0.005307 | #N/A | 0.005307 |  | 7 | #N/A | #N/A | #N/A | #N/A | #N/A | #N/A | 0 | 7 | 0 | #N/A | 0 | N/A | 0 | N/A |  | 7 | 0 | #N/A | #N/A | #N/A | #N/A | 0 | 0
[6 empty] | 8 | [15 empty] | 0 | 0 | 0 | 0 |  | 0 | 0 |  | TRUE | 0 | 0 | 0 | FALSE | +00 | +00 | TRUE | TRUE | FALSE | FALSE | 0 | 0 | TRUE | TRUE | FALSE | FALSE | 0 | 0 | #N/A | #N/A | #N/A | 0 | 0 | 0 | 0 | 0 | 0 | 0 | 0 | #N/A | 100000 | #N/A | 100000 | #N/A | 0 | #N/A | 0 | #N/A | 0.005307 | #N/A | 0.005307 |  | 8 | #N/A | #N/A | #N/A | #N/A | #N/A | #N/A | 0 | 8 | 0 | #N/A | 0 | N/A | 0 | N/A |  | 8 | 0 | #N/A | #N/A | #N/A | #N/A | 0 | 0
[6 empty] | 9 | [15 empty] | 0 | 0 | 0 | 0 |  | 0 | 0 |  | TRUE | 0 | 0 | 0 | FALSE | +00 | +00 | TRUE | TRUE | FALSE | FALSE | 0 | 0 | TRUE | TRUE | FALSE | FALSE | 0 | 0 | #N/A | #N/A | #N/A | 0 | 0 | 0 | 0 | 0 | 0 | 0 | 0 | #N/A | 100000 | #N/A | 100000 | #N/A | 0 | #N/A | 0 | #N/A | 0.005307 | #N/A | 0.005307 |  | 9 | #N/A | #N/A | #N/A | #N/A | #N/A | #N/A | 0 | 9 | 0 | #N/A | 0 | N/A | 0 | N/A |  | 9 | 0 | #N/A | #N/A | #N/A | #N/A | 0 | 0
[6 empty] | 10 | [15 empty] | 0 | 0 | 0 | 0 |  | 0 | 0 |  | TRUE | 0 | 0 | 0 | FALSE | +00 | +00 | TRUE | TRUE | FALSE | FALSE | 0 | 0 | TRUE | TRUE | FALSE | FALSE | 0 | 0 | #N/A | #N/A | #N/A | 0 | 0 | 0 | 0 | 0 | 0 | 0 | 0 | #N/A | 100000 | #N/A | 100000 | #N/A | 0 | #N/A | 0 | #N/A | 0.005307 | #N/A | 0.005307 |  | 10 | #N/A | #N/A | #N/A | #N/A | #N/A | #N/A | 0 | 10 | 0 | #N/A | 0 | N/A | 0 | N/A |  | 10 | 0 | #N/A | #N/A | #N/A | #N/A | 0 | 0
[6 empty] | 11 | [15 empty] | 0 | 0 | 0 | 0 |  | 0 | 0 |  | TRUE | 0 | 0 | 0 | FALSE | +00 | +00 | TRUE | TRUE | FALSE | FALSE | 0 | 0 | TRUE | TRUE | FALSE | FALSE | 0 | 0 | #N/A | #N/A | #N/A | 0 | 0 | 0 | 0 | 0 | 0 | 0 | 0 | #N/A | 100000 | #N/A | 100000 | #N/A | 0 | #N/A | 0 | #N/A | 0.005307 | #N/A | 0.005307 |  | 11 | #N/A | #N/A | #N/A | #N/A | #N/A | #N/A | 0 | 11 | 0 | #N/A | 0 | N/A | 0 | N/A |  | 11 | 0 | #N/A | #N/A | #N/A | #N/A | 0 | 0
[6 empty] | 12 | [15 empty] | 0 | 0 | 0 | 0 |  | 0 | 0 |  | TRUE | 0 | 0 | 0 | FALSE | +00 | +00 | TRUE | TRUE | FALSE | FALSE | 0 | 0 | TRUE | TRUE | FALSE | FALSE | 0 | 0 | #N/A | #N/A | #N/A | 0 | 0 | 0 | 0 | 0 | 0 | 0 | 0 | #N/A | 100000 | #N/A | 100000 | #N/A | 0 | #N/A | 0 | #N/A | 0.005307 | #N/A | 0.005307 |  | 12 | #N/A | #N/A | #N/A | #N/A | #N/A | #N/A | 0 | 12 | 0 | #N/A | 0 | N/A | 0 | N/A |  | 12 | 0 | #N/A | #N/A | #N/A | #N/A | 0 | 0
[6 empty] | 13 | [15 empty] | 0 | 0 | 0 | 0 |  | 0 | 0 |  | TRUE | 0 | 0 | 0 | FALSE | +00 | +00 | TRUE | TRUE | FALSE | FALSE | 0 | 0 | TRUE | TRUE | FALSE | FALSE | 0 | 0 | #N/A | #N/A | #N/A | 0 | 0 | 0 | 0 | 0 | 0 | 0 | 0 | #N/A | 100000 | #N/A | 100000 | #N/A | 0 | #N/A | 0 | #N/A | 0.005307 | #N/A | 0.005307 |  | 13 | #N/A | #N/A | #N/A | #N/A | #N/A | #N/A | 0 | 13 | 0 | #N/A | 0 | N/A | 0 | N/A |  | 13 | 0 | #N/A | #N/A | #N/A | #N/A | 0 | 0
[6 empty] | 14 | [15 empty] | 0 | 0 | 0 | 0 |  | 0 | 0 |  | TRUE | 0 | 0 | 0 | FALSE | +00 | +00 | TRUE | TRUE | FALSE | FALSE | 0 | 0 | TRUE | TRUE | FALSE | FALSE | 0 | 0 | #N/A | #N/A | #N/A | 0 | 0 | 0 | 0 | 0 | 0 | 0 | 0 | #N/A | 100000 | #N/A | 100000 | #N/A | 0 | #N/A | 0 | #N/A | 0.005307 | #N/A | 0.005307 |  | 14 | #N/A | #N/A | #N/A | #N/A | #N/A | #N/A | 0 | 14 | 0 | #N/A | 0 | N/A | 0 | N/A |  | 14 | 0 | #N/A | #N/A | #N/A | #N/A | 0 | 0
[6 empty] | 15 | [15 empty] | 0 | 0 | 0 | 0 |  | 0 | 0 |  | TRUE | 0 | 0 | 0 | FALSE | +00 | +00 | TRUE | TRUE | FALSE | FALSE | 0 | 0 | TRUE | TRUE | FALSE | FALSE | 0 | 0 | #N/A | #N/A | #N/A | 0 | 0 | 0 | 0 | 0 | 0 | 0 | 0 | #N/A | 100000 | #N/A | 100000 | #N/A | 0 | #N/A | 0 | #N/A | 0.005307 | #N/A | 0.005307 |  | 15 | #N/A | #N/A | #N/A | #N/A | #N/A | #N/A | 0 | 15 | 0 | #N/A | 0 | N/A | 0 | N/A |  | 15 | 0 | #N/A | #N/A | #N/A | #N/A | 0 | 0
[6 empty] | 16 | [15 empty] | 0 | 0 | 0 | 0 |  | 0 | 0 |  | TRUE | 0 | 0 | 0 | FALSE | +00 | +00 | TRUE | TRUE | FALSE | FALSE | 0 | 0 | TRUE | TRUE | FALSE | FALSE | 0 | 0 | #N/A | #N/A | #N/A | 0 | 0 | 0 | 0 | 0 | 0 | 0 | 0 | #N/A | 100000 | #N/A | 100000 | #N/A | 0 | #N/A | 0 | #N/A | 0.005307 | #N/A | 0.005307 |  | 16 | #N/A | #N/A | #N/A | #N/A | #N/A | #N/A | 0 | 16 | 0 | #N/A | 0 | N/A | 0 | N/A |  | 16 | 0 | #N/A | #N/A | #N/A | #N/A | 0 | 0
[6 empty] | 17 | [15 empty] | 0 | 0 | 0 | 0 |  | 0 | 0 |  | TRUE | 0 | 0 | 0 | FALSE | +00 | +00 | TRUE | TRUE | FALSE | FALSE | 0 | 0 | TRUE | TRUE | FALSE | FALSE | 0 | 0 | #N/A | #N/A | #N/A | 0 | 0 | 0 | 0 | 0 | 0 | 0 | 0 | #N/A | 100000 | #N/A | 100000 | #N/A | 0 | #N/A | 0 | #N/A | 0.005307 | #N/A | 0.005307 |  | 17 | #N/A | #N/A | #N/A | #N/A | #N/A | #N/A | 0 | 17 | 0 | #N/A | 0 | N/A | 0 | N/A |  | 17 | 0 | #N/A | #N/A | #N/A | #N/A | 0 | 0
[6 empty] | 18 | [15 empty] | 0 | 0 | 0 | 0 |  | 0 | 0 |  | TRUE | 0 | 0 | 0 | FALSE | +00 | +00 | TRUE | TRUE | FALSE | FALSE | 0 | 0 | TRUE | TRUE | FALSE | FALSE | 0 | 0 | #N/A | #N/A | #N/A | 0 | 0 | 0 | 0 | 0 | 0 | 0 | 0 | #N/A | 100000 | #N/A | 100000 | #N/A | 0 | #N/A | 0 | #N/A | 0.005307 | #N/A | 0.005307 |  | 18 | #N/A | #N/A | #N/A | #N/A | #N/A | #N/A | 0 | 18 | 0 | #N/A | 0 | N/A | 0 | N/A |  | 18 | 0 | #N/A | #N/A | #N/A | #N/A | 0 | 0
[6 empty] | 19 | [15 empty] | 0 | 0 | 0 | 0 |  | 0 | 0 |  | TRUE | 0 | 0 | 0 | FALSE | +00 | +00 | TRUE | TRUE | FALSE | FALSE | 0 | 0 | TRUE | TRUE | FALSE | FALSE | 0 | 0 | #N/A | #N/A | #N/A | 0 | 0 | 0 | 0 | 0 | 0 | 0 | 0 | #N/A | 100000 | #N/A | 100000 | #N/A | 0 | #N/A | 0 | #N/A | 0.005307 | #N/A | 0.005307 |  | 19 | #N/A | #N/A | #N/A | #N/A | #N/A | #N/A | 0 | 19 | 0 | #N/A | 0 | N/A | 0 | N/A |  | 19 | 0 | #N/A | #N/A | #N/A | #N/A | 0 | 0
[6 empty] | 20 | [15 empty] | 0 | 0 | 0 | 0 |  | 0 | 0 |  | TRUE | 0 | 0 | 0 | FALSE | +00 | +00 | TRUE | TRUE | FALSE | FALSE | 0 | 0 | TRUE | TRUE | FALSE | FALSE | 0 | 0 | #N/A | #N/A | #N/A | 0 | 0 | 0 | 0 | 0 | 0 | 0 | 0 | #N/A | 100000 | #N/A | 100000 | #N/A | 0 | #N/A | 0 | #N/A | 0.005307 | #N/A | 0.005307 |  | 20 | #N/A | #N/A | #N/A | #N/A | #N/A | #N/A | 0 | 20 | 0 | #N/A | 0 | N/A | 0 | N/A |  | 20 | 0 | #N/A | #N/A | #N/A | #N/A | 0 | 0
[6 empty] | 21 | [15 empty] | 0 | 0 | 0 | 0 |  | 0 | 0 |  | TRUE | 0 | 0 | 0 | FALSE | +00 | +00 | TRUE | TRUE | FALSE | FALSE | 0 | 0 | TRUE | TRUE | FALSE | FALSE | 0 | 0 | #N/A | #N/A | #N/A | 0 | 0 | 0 | 0 | 0 | 0 | 0 | 0 | #N/A | 100000 | #N/A | 100000 | #N/A | 0 | #N/A | 0 | #N/A | 0.005307 | #N/A | 0.005307 |  | 21 | #N/A | #N/A | #N/A | #N/A | #N/A | #N/A | 0 | 21 | 0 | #N/A | 0 | N/A | 0 | N/A |  | 21 | 0 | #N/A | #N/A | #N/A | #N/A | 0 | 0
[6 empty] | 22 | [15 empty] | 0 | 0 | 0 | 0 |  | 0 | 0 |  | TRUE | 0 | 0 | 0 | FALSE | +00 | +00 | TRUE | TRUE | FALSE | FALSE | 0 | 0 | TRUE | TRUE | FALSE | FALSE | 0 | 0 | #N/A | #N/A | #N/A | 0 | 0 | 0 | 0 | 0 | 0 | 0 | 0 | #N/A | 100000 | #N/A | 100000 | #N/A | 0 | #N/A | 0 | #N/A | 0.005307 | #N/A | 0.005307 |  | 22 | #N/A | #N/A | #N/A | #N/A | #N/A | #N/A | 0 | 22 | 0 | #N/A | 0 | N/A | 0 | N/A |  | 22 | 0 | #N/A | #N/A | #N/A | #N/A | 0 | 0
[6 empty] | 23 | [15 empty] | 0 | 0 | 0 | 0 |  | 0 | 0 |  | TRUE | 0 | 0 | 0 | FALSE | +00 | +00 | TRUE | TRUE | FALSE | FALSE | 0 | 0 | TRUE | TRUE | FALSE | FALSE | 0 | 0 | #N/A | #N/A | #N/A | 0 | 0 | 0 | 0 | 0 | 0 | 0 | 0 | #N/A | 100000 | #N/A | 100000 | #N/A | 0 | #N/A | 0 | #N/A | 0.005307 | #N/A | 0.005307 |  | 23 | #N/A | #N/A | #N/A | #N/A | #N/A | #N/A | 0 | 23 | 0 | #N/A | 0 | N/A | 0 | N/A |  | 23 | 0 | #N/A | #N/A | #N/A | #N/A | 0 | 0
[6 empty] | 24 | [15 empty] | 0 | 0 | 0 | 0 |  | 0 | 0 |  | TRUE | 0 | 0 | 0 | FALSE | +00 | +00 | TRUE | TRUE | FALSE | FALSE | 0 | 0 | TRUE | TRUE | FALSE | FALSE | 0 | 0 | #N/A | #N/A | #N/A | 0 | 0 | 0 | 0 | 0 | 0 | 0 | 0 | #N/A | 100000 | #N/A | 100000 | #N/A | 0 | #N/A | 0 | #N/A | 0.005307 | #N/A | 0.005307 |  | 24 | #N/A | #N/A | #N/A | #N/A | #N/A | #N/A | 0 | 24 | 0 | #N/A | 0 | N/A | 0 | N/A |  | 24 | 0 | #N/A | #N/A | #N/A | #N/A | 0 | 0
[6 empty] | 25 | [15 empty] | 0 | 0 | 0 | 0 |  | 0 | 0 |  | TRUE | 0 | 0 | 0 | FALSE | +00 | +00 | TRUE | TRUE | FALSE | FALSE | 0 | 0 | TRUE | TRUE | FALSE | FALSE | 0 | 0 | #N/A | #N/A | #N/A | 0 | 0 | 0 | 0 | 0 | 0 | 0 | 0 | #N/A | 100000 | #N/A | 100000 | #N/A | 0 | #N/A | 0 | #N/A | 0.005307 | #N/A | 0.005307 |  | 25 | #N/A | #N/A | #N/A | #N/A | #N/A | #N/A | 0 | 25 | 0 | #N/A | 0 | N/A | 0 | N/A |  | 25 | 0 | #N/A | #N/A | #N/A | #N/A | 0 | 0
[6 empty] | 26 | [15 empty] | 0 | 0 | 0 | 0 |  | 0 | 0 |  | TRUE | 0 | 0 | 0 | FALSE | +00 | +00 | TRUE | TRUE | FALSE | FALSE | 0 | 0 | TRUE | TRUE | FALSE | FALSE | 0 | 0 | #N/A | #N/A | #N/A | 0 | 0 | 0 | 0 | 0 | 0 | 0 | 0 | #N/A | 100000 | #N/A | 100000 | #N/A | 0 | #N/A | 0 | #N/A | 0.005307 | #N/A | 0.005307 |  | 26 | #N/A | #N/A | #N/A | #N/A | #N/A | #N/A | 0 | 26 | 0 | #N/A | 0 | N/A | 0 | N/A |  | 26 | 0 | #N/A | #N/A | #N/A | #N/A | 0 | 0
[6 empty] | 27 | [15 empty] | 0 | 0 | 0 | 0 |  | 0 | 0 |  | TRUE | 0 | 0 | 0 | FALSE | +00 | +00 | TRUE | TRUE | FALSE | FALSE | 0 | 0 | TRUE | TRUE | FALSE | FALSE | 0 | 0 | #N/A | #N/A | #N/A | 0 | 0 | 0 | 0 | 0 | 0 | 0 | 0 | #N/A | 100000 | #N/A | 100000 | #N/A | 0 | #N/A | 0 | #N/A | 0.005307 | #N/A | 0.005307 |  | 27 | #N/A | #N/A | #N/A | #N/A | #N/A | #N/A | 0 | 27 | 0 | #N/A | 0 | N/A | 0 | N/A |  | 27 | 0 | #N/A | #N/A | #N/A | #N/A | 0 | 0
[6 empty] | 28 | [15 empty] | 0 | 0 | 0 | 0 |  | 0 | 0 |  | TRUE | 0 | 0 | 0 | FALSE | +00 | +00 | TRUE | TRUE | FALSE | FALSE | 0 | 0 | TRUE | TRUE | FALSE | FALSE | 0 | 0 | #N/A | #N/A | #N/A | 0 | 0 | 0 | 0 | 0 | 0 | 0 | 0 | #N/A | 100000 | #N/A | 100000 | #N/A | 0 | #N/A | 0 | #N/A | 0.005307 | #N/A | 0.005307 |  | 28 | #N/A | #N/A | #N/A | #N/A | #N/A | #N/A | 0 | 28 | 0 | #N/A | 0 | N/A | 0 | N/A |  | 28 | 0 | #N/A | #N/A | #N/A | #N/A | 0 | 0
[6 empty] | 29 | [15 empty] | 0 | 0 | 0 | 0 |  | 0 | 0 |  | TRUE | 0 | 0 | 0 | FALSE | +00 | +00 | TRUE | TRUE | FALSE | FALSE | 0 | 0 | TRUE | TRUE | FALSE | FALSE | 0 | 0 | #N/A | #N/A | #N/A | 0 | 0 | 0 | 0 | 0 | 0 | 0 | 0 | #N/A | 100000 | #N/A | 100000 | #N/A | 0 | #N/A | 0 | #N/A | 0.005307 | #N/A | 0.005307 |  | 29 | #N/A | #N/A | #N/A | #N/A | #N/A | #N/A | 0 | 29 | 0 | #N/A | 0 | N/A | 0 | N/A |  | 29 | 0 | #N/A | #N/A | #N/A | #N/A | 0 | 0
[6 empty] | 30 | [15 empty] | 0 | 0 | 0 | 0 |  | 0 | 0 |  | TRUE | 0 | 0 | 0 | FALSE | +00 | +00 | TRUE | TRUE | FALSE | FALSE | 0 | 0 | TRUE | TRUE | FALSE | FALSE | 0 | 0 | #N/A | #N/A | #N/A | 0 | 0 | 0 | 0 | 0 | 0 | 0 | 0 | #N/A | 100000 | #N/A | 100000 | #N/A | 0 | #N/A | 0 | #N/A | 0.005307 | #N/A | 0.005307 |  | 30 | #N/A | #N/A | #N/A | #N/A | #N/A | #N/A | 0 | 30 | 0 | #N/A | 0 | N/A | 0 | N/A |  | 30 | 0 | #N/A | #N/A | #N/A | #N/A | 0 | 0
[6 empty] | 31 | [15 empty] | 0 | 0 | 0 | 0 |  | 0 | 0 |  | TRUE | 0 | 0 | 0 | FALSE | +00 | +00 | TRUE | TRUE | FALSE | FALSE | 0 | 0 | TRUE | TRUE | FALSE | FALSE | 0 | 0 | #N/A | #N/A | #N/A | 0 | 0 | 0 | 0 | 0 | 0 | 0 | 0 | #N/A | 100000 | #N/A | 100000 | #N/A | 0 | #N/A | 0 | #N/A | 0.005307 | #N/A | 0.005307 |  | 31 | #N/A | #N/A | #N/A | #N/A | #N/A | #N/A | 0 | 31 | 0 | #N/A | 0 | N/A | 0 | N/A |  | 31 | 0 | #N/A | #N/A | #N/A | #N/A | 0 | 0
[6 empty] | 32 | [15 empty] | 0 | 0 | 0 | 0 |  | 0 | 0 |  | TRUE | 0 | 0 | 0 | FALSE | +00 | +00 | TRUE | TRUE | FALSE | FALSE | 0 | 0 | TRUE | TRUE | FALSE | FALSE | 0 | 0 | #N/A | #N/A | #N/A | 0 | 0 | 0 | 0 | 0 | 0 | 0 | 0 | #N/A | 100000 | #N/A | 100000 | #N/A | 0 | #N/A | 0 | #N/A | 0.005307 | #N/A | 0.005307 |  | 32 | #N/A | #N/A | #N/A | #N/A | #N/A | #N/A | 0 | 32 | 0 | #N/A | 0 | N/A | 0 | N/A |  | 32 | 0 | #N/A | #N/A | #N/A | #N/A | 0 | 0
[6 empty] | 33 | [15 empty] | 0 | 0 | 0 | 0 |  | 0 | 0 |  | TRUE | 0 | 0 | 0 | FALSE | +00 | +00 | TRUE | TRUE | FALSE | FALSE | 0 | 0 | TRUE | TRUE | FALSE | FALSE | 0 | 0 | #N/A | #N/A | #N/A | 0 | 0 | 0 | 0 | 0 | 0 | 0 | 0 | #N/A | 100000 | #N/A | 100000 | #N/A | 0 | #N/A | 0 | #N/A | 0.005307 | #N/A | 0.005307 |  | 33 | #N/A | #N/A | #N/A | #N/A | #N/A | #N/A | 0 | 33 | 0 | #N/A | 0 | N/A | 0 | N/A |  | 33 | 0 | #N/A | #N/A | #N/A | #N/A | 0 | 0
[6 empty] | 34 | [15 empty] | 0 | 0 | 0 | 0 |  | 0 | 0 |  | TRUE | 0 | 0 | 0 | FALSE | +00 | +00 | TRUE | TRUE | FALSE | FALSE | 0 | 0 | TRUE | TRUE | FALSE | FALSE | 0 | 0 | #N/A | #N/A | #N/A | 0 | 0 | 0 | 0 | 0 | 0 | 0 | 0 | #N/A | 100000 | #N/A | 100000 | #N/A | 0 | #N/A | 0 | #N/A | 0.005307 | #N/A | 0.005307 |  | 34 | #N/A | #N/A | #N/A | #N/A | #N/A | #N/A | 0 | 34 | 0 | #N/A | 0 | N/A | 0 | N/A |  | 34 | 0 | #N/A | #N/A | #N/A | #N/A | 0 | 0
[6 empty] | 35 | [15 empty] | 0 | 0 | 0 | 0 |  | 0 | 0 |  | TRUE | 0 | 0 | 0 | FALSE | +00 | +00 | TRUE | TRUE | FALSE | FALSE | 0 | 0 | TRUE | TRUE | FALSE | FALSE | 0 | 0 | #N/A | #N/A | #N/A | 0 | 0 | 0 | 0 | 0 | 0 | 0 | 0 | #N/A | 100000 | #N/A | 100000 | #N/A | 0 | #N/A | 0 | #N/A | 0.005307 | #N/A | 0.005307 |  | 35 | #N/A | #N/A | #N/A | #N/A | #N/A | #N/A | 0 | 35 | 0 | #N/A | 0 | N/A | 0 | N/A |  | 35 | 0 | #N/A | #N/A | #N/A | #N/A | 0 | 0
[6 empty] | 36 | [15 empty] | 0 | 0 | 0 | 0 |  | 0 | 0 |  | TRUE | 0 | 0 | 0 | FALSE | +00 | +00 | TRUE | TRUE | FALSE | FALSE | 0 | 0 | TRUE | TRUE | FALSE | FALSE | 0 | 0 | #N/A | #N/A | #N/A | 0 | 0 | 0 | 0 | 0 | 0 | 0 | 0 | #N/A | 100000 | #N/A | 100000 | #N/A | 0 | #N/A | 0 | #N/A | 0.005307 | #N/A | 0.005307 |  | 36 | #N/A | #N/A | #N/A | #N/A | #N/A | #N/A | 0 | 36 | 0 | #N/A | 0 | N/A | 0 | N/A |  | 36 | 0 | #N/A | #N/A | #N/A | #N/A | 0 | 0
[6 empty] | 37 | [15 empty] | 0 | 0 | 0 | 0 |  | 0 | 0 |  | TRUE | 0 | 0 | 0 | FALSE | +00 | +00 | TRUE | TRUE | FALSE | FALSE | 0 | 0 | TRUE | TRUE | FALSE | FALSE | 0 | 0 | #N/A | #N/A | #N/A | 0 | 0 | 0 | 0 | 0 | 0 | 0 | 0 | #N/A | 100000 | #N/A | 100000 | #N/A | 0 | #N/A | 0 | #N/A | 0.005307 | #N/A | 0.005307 |  | 37 | #N/A | #N/A | #N/A | #N/A | #N/A | #N/A | 0 | 37 | 0 | #N/A | 0 | N/A | 0 | N/A |  | 37 | 0 | #N/A | #N/A | #N/A | #N/A | 0 | 0
[6 empty] | 38 | [15 empty] | 0 | 0 | 0 | 0 |  | 0 | 0 |  | TRUE | 0 | 0 | 0 | FALSE | +00 | +00 | TRUE | TRUE | FALSE | FALSE | 0 | 0 | TRUE | TRUE | FALSE | FALSE | 0 | 0 | #N/A | #N/A | #N/A | 0 | 0 | 0 | 0 | 0 | 0 | 0 | 0 | #N/A | 100000 | #N/A | 100000 | #N/A | 0 | #N/A | 0 | #N/A | 0.005307 | #N/A | 0.005307 |  | 38 | #N/A | #N/A | #N/A | #N/A | #N/A | #N/A | 0 | 38 | 0 | #N/A | 0 | N/A | 0 | N/A |  | 38 | 0 | #N/A | #N/A | #N/A | #N/A | 0 | 0
[6 empty] | 39 | [15 empty] | 0 | 0 | 0 | 0 |  | 0 | 0 |  | TRUE | 0 | 0 | 0 | FALSE | +00 | +00 | TRUE | TRUE | FALSE | FALSE | 0 | 0 | TRUE | TRUE | FALSE | FALSE | 0 | 0 | #N/A | #N/A | #N/A | 0 | 0 | 0 | 0 | 0 | 0 | 0 | 0 | #N/A | 100000 | #N/A | 100000 | #N/A | 0 | #N/A | 0 | #N/A | 0.005307 | #N/A | 0.005307 |  | 39 | #N/A | #N/A | #N/A | #N/A | #N/A | #N/A | 0 | 39 | 0 | #N/A | 0 | N/A | 0 | N/A |  | 39 | 0 | #N/A | #N/A | #N/A | #N/A | 0 | 0
[6 empty] | 40 | [15 empty] | 0 | 0 | 0 | 0 |  | 0 | 0 |  | TRUE | 0 | 0 | 0 | FALSE | +00 | +00 | TRUE | TRUE | FALSE | FALSE | 0 | 0 | TRUE | TRUE | FALSE | FALSE | 0 | 0 | #N/A | #N/A | #N/A | 0 | 0 | 0 | 0 | 0 | 0 | 0 | 0 | #N/A | 100000 | #N/A | 100000 | #N/A | 0 | #N/A | 0 | #N/A | 0.005307 | #N/A | 0.005307 |  | 40 | #N/A | #N/A | #N/A | #N/A | #N/A | #N/A | 0 | 40 | 0 | #N/A | 0 | N/A | 0 | N/A |  | 40 | 0 | #N/A | #N/A | #N/A | #N/A | 0 | 0
[6 empty] | 41 | [15 empty] | 0 | 0 | 0 | 0 |  | 0 | 0 |  | TRUE | 0 | 0 | 0 | FALSE | +00 | +00 | TRUE | TRUE | FALSE | FALSE | 0 | 0 | TRUE | TRUE | FALSE | FALSE | 0 | 0 | #N/A | #N/A | #N/A | 0 | 0 | 0 | 0 | 0 | 0 | 0 | 0 | #N/A | 100000 | #N/A | 100000 | #N/A | 0 | #N/A | 0 | #N/A | 0.005307 | #N/A | 0.005307 |  | 41 | #N/A | #N/A | #N/A | #N/A | #N/A | #N/A | 0 | 41 | 0 | #N/A | 0 | N/A | 0 | N/A |  | 41 | 0 | #N/A | #N/A | #N/A | #N/A | 0 | 0
[6 empty] | 42 | [15 empty] | 0 | 0 | 0 | 0 |  | 0 | 0 |  | TRUE | 0 | 0 | 0 | FALSE | +00 | +00 | TRUE | TRUE | FALSE | FALSE | 0 | 0 | TRUE | TRUE | FALSE | FALSE | 0 | 0 | #N/A | #N/A | #N/A | 0 | 0 | 0 | 0 | 0 | 0 | 0 | 0 | #N/A | 100000 | #N/A | 100000 | #N/A | 0 | #N/A | 0 | #N/A | 0.005307 | #N/A | 0.005307 |  | 42 | #N/A | #N/A | #N/A | #N/A | #N/A | #N/A | 0 | 42 | 0 | #N/A | 0 | N/A | 0 | N/A |  | 42 | 0 | #N/A | #N/A | #N/A | #N/A | 0 | 0
[6 empty] | 43 | [15 empty] | 0 | 0 | 0 | 0 |  | 0 | 0 |  | TRUE | 0 | 0 | 0 | FALSE | +00 | +00 | TRUE | TRUE | FALSE | FALSE | 0 | 0 | TRUE | TRUE | FALSE | FALSE | 0 | 0 | #N/A | #N/A | #N/A | 0 | 0 | 0 | 0 | 0 | 0 | 0 | 0 | #N/A | 100000 | #N/A | 100000 | #N/A | 0 | #N/A | 0 | #N/A | 0.005307 | #N/A | 0.005307 |  | 43 | #N/A | #N/A | #N/A | #N/A | #N/A | #N/A | 0 | 43 | 0 | #N/A | 0 | N/A | 0 | N/A |  | 43 | 0 | #N/A | #N/A | #N/A | #N/A | 0 | 0
[6 empty] | 44 | [15 empty] | 0 | 0 | 0 | 0 |  | 0 | 0 |  | TRUE | 0 | 0 | 0 | FALSE | +00 | +00 | TRUE | TRUE | FALSE | FALSE | 0 | 0 | TRUE | TRUE | FALSE | FALSE | 0 | 0 | #N/A | #N/A | #N/A | 0 | 0 | 0 | 0 | 0 | 0 | 0 | 0 | #N/A | 100000 | #N/A | 100000 | #N/A | 0 | #N/A | 0 | #N/A | 0.005307 | #N/A | 0.005307 |  | 44 | #N/A | #N/A | #N/A | #N/A | #N/A | #N/A | 0 | 44 | 0 | #N/A | 0 | N/A | 0 | N/A |  | 44 | 0 | #N/A | #N/A | #N/A | #N/A | 0 | 0
[6 empty] | 45 | [15 empty] | 0 | 0 | 0 | 0 |  | 0 | 0 |  | TRUE | 0 | 0 | 0 | FALSE | +00 | +00 | TRUE | TRUE | FALSE | FALSE | 0 | 0 | TRUE | TRUE | FALSE | FALSE | 0 | 0 | #N/A | #N/A | #N/A | 0 | 0 | 0 | 0 | 0 | 0 | 0 | 0 | #N/A | 100000 | #N/A | 100000 | #N/A | 0 | #N/A | 0 | #N/A | 0.005307 | #N/A | 0.005307 |  | 45 | #N/A | #N/A | #N/A | #N/A | #N/A | #N/A | 0 | 45 | 0 | #N/A | 0 | N/A | 0 | N/A |  | 45 | 0 | #N/A | #N/A | #N/A | #N/A | 0 | 0
[6 empty] | 46 | [15 empty] | 0 | 0 | 0 | 0 |  | 0 | 0 |  | TRUE | 0 | 0 | 0 | FALSE | +00 | +00 | TRUE | TRUE | FALSE | FALSE | 0 | 0 | TRUE | TRUE | FALSE | FALSE | 0 | 0 | #N/A | #N/A | #N/A | 0 | 0 | 0 | 0 | 0 | 0 | 0 | 0 | #N/A | 100000 | #N/A | 100000 | #N/A | 0 | #N/A | 0 | #N/A | 0.005307 | #N/A | 0.005307 |  | 46 | #N/A | #N/A | #N/A | #N/A | #N/A | #N/A | 0 | 46 | 0 | #N/A | 0 | N/A | 0 | N/A |  | 46 | 0 | #N/A | #N/A | #N/A | #N/A | 0 | 0
[6 empty] | 47 | [15 empty] | 0 | 0 | 0 | 0 |  | 0 | 0 |  | TRUE | 0 | 0 | 0 | FALSE | +00 | +00 | TRUE | TRUE | FALSE | FALSE | 0 | 0 | TRUE | TRUE | FALSE | FALSE | 0 | 0 | #N/A | #N/A | #N/A | 0 | 0 | 0 | 0 | 0 | 0 | 0 | 0 | #N/A | 100000 | #N/A | 100000 | #N/A | 0 | #N/A | 0 | #N/A | 0.005307 | #N/A | 0.005307 |  | 47 | #N/A | #N/A | #N/A | #N/A | #N/A | #N/A | 0 | 47 | 0 | #N/A | 0 | N/A | 0 | N/A |  | 47 | 0 | #N/A | #N/A | #N/A | #N/A | 0 | 0
[6 empty] | 48 | [15 empty] | 0 | 0 | 0 | 0 |  | 0 | 0 |  | TRUE | 0 | 0 | 0 | FALSE | +00 | +00 | TRUE | TRUE | FALSE | FALSE | 0 | 0 | TRUE | TRUE | FALSE | FALSE | 0 | 0 | #N/A | #N/A | #N/A | 0 | 0 | 0 | 0 | 0 | 0 | 0 | 0 | #N/A | 100000 | #N/A | 100000 | #N/A | 0 | #N/A | 0 | #N/A | 0.005307 | #N/A | 0.005307 |  | 48 | #N/A | #N/A | #N/A | #N/A | #N/A | #N/A | 0 | 48 | 0 | #N/A | 0 | N/A | 0 | N/A |  | 48 | 0 | #N/A | #N/A | #N/A | #N/A | 0 | 0
[6 empty] | 49 | [15 empty] | 0 | 0 | 0 | 0 |  | 0 | 0 |  | TRUE | 0 | 0 | 0 | FALSE | +00 | +00 | TRUE | TRUE | FALSE | FALSE | 0 | 0 | TRUE | TRUE | FALSE | FALSE | 0 | 0 | #N/A | #N/A | #N/A | 0 | 0 | 0 | 0 | 0 | 0 | 0 | 0 | #N/A | 100000 | #N/A | 100000 | #N/A | 0 | #N/A | 0 | #N/A | 0.005307 | #N/A | 0.005307 |  | 49 | #N/A | #N/A | #N/A | #N/A | #N/A | #N/A | 0 | 49 | 0 | #N/A | 0 | N/A | 0 | N/A |  | 49 | 0 | #N/A | #N/A | #N/A | #N/A | 0 | 0
[6 empty] | 50 | [15 empty] | 0 | 0 | 0 | 0 |  | 0 | 0 |  | TRUE | 0 | 0 | 0 | FALSE | +00 | +00 | TRUE | TRUE | FALSE | FALSE | 0 | 0 | TRUE | TRUE | FALSE | FALSE | 0 | 0 | #N/A | #N/A | #N/A | 0 | 0 | 0 | 0 | 0 | 0 | 0 | 0 | #N/A | 100000 | #N/A | 100000 | #N/A | 0 | #N/A | 0 | #N/A | 0.005307 | #N/A | 0.005307 |  | 50 | #N/A | #N/A | #N/A | #N/A | #N/A | #N/A | 0 | 50 | 0 | #N/A | 0 | N/A | 0 | N/A |  | 50 | 0 | #N/A | #N/A | #N/A | #N/A | 0 | 0
[6 empty] | 51 | [15 empty] | 0 | 0 | 0 | 0 |  | 0 | 0 |  | TRUE | 0 | 0 | 0 | FALSE | +00 | +00 | TRUE | TRUE | FALSE | FALSE | 0 | 0 | TRUE | TRUE | FALSE | FALSE | 0 | 0 | #N/A | #N/A | #N/A | 0 | 0 | 0 | 0 | 0 | 0 | 0 | 0 | #N/A | 100000 | #N/A | 100000 | #N/A | 0 | #N/A | 0 | #N/A | 0.005307 | #N/A | 0.005307 |  | 51 | #N/A | #N/A | #N/A | #N/A | #N/A | #N/A | 0 | 51 | 0 | #N/A | 0 | N/A | 0 | N/A |  | 51 | 0 | #N/A | #N/A | #N/A | #N/A | 0 | 0
[6 empty] | 52 | [15 empty] | 0 | 0 | 0 | 0 |  | 0 | 0 |  | TRUE | 0 | 0 | 0 | FALSE | +00 | +00 | TRUE | TRUE | FALSE | FALSE | 0 | 0 | TRUE | TRUE | FALSE | FALSE | 0 | 0 | #N/A | #N/A | #N/A | 0 | 0 | 0 | 0 | 0 | 0 | 0 | 0 | #N/A | 100000 | #N/A | 100000 | #N/A | 0 | #N/A | 0 | #N/A | 0.005307 | #N/A | 0.005307 |  | 52 | #N/A | #N/A | #N/A | #N/A | #N/A | #N/A | 0 | 52 | 0 | #N/A | 0 | N/A | 0 | N/A |  | 52 | 0 | #N/A | #N/A | #N/A | #N/A | 0 | 0
[6 empty] | 53 | [15 empty] | 0 | 0 | 0 | 0 |  | 0 | 0 |  | TRUE | 0 | 0 | 0 | FALSE | +00 | +00 | TRUE | TRUE | FALSE | FALSE | 0 | 0 | TRUE | TRUE | FALSE | FALSE | 0 | 0 | #N/A | #N/A | #N/A | 0 | 0 | 0 | 0 | 0 | 0 | 0 | 0 | #N/A | 100000 | #N/A | 100000 | #N/A | 0 | #N/A | 0 | #N/A | 0.005307 | #N/A | 0.005307 |  | 53 | #N/A | #N/A | #N/A | #N/A | #N/A | #N/A | 0 | 53 | 0 | #N/A | 0 | N/A | 0 | N/A |  | 53 | 0 | #N/A | #N/A | #N/A | #N/A | 0 | 0
[6 empty] | 54 | [15 empty] | 0 | 0 | 0 | 0 |  | 0 | 0 |  | TRUE | 0 | 0 | 0 | FALSE | +00 | +00 | TRUE | TRUE | FALSE | FALSE | 0 | 0 | TRUE | TRUE | FALSE | FALSE | 0 | 0 | #N/A | #N/A | #N/A | 0 | 0 | 0 | 0 | 0 | 0 | 0 | 0 | #N/A | 100000 | #N/A | 100000 | #N/A | 0 | #N/A | 0 | #N/A | 0.005307 | #N/A | 0.005307 |  | 54 | #N/A | #N/A | #N/A | #N/A | #N/A | #N/A | 0 | 54 | 0 | #N/A | 0 | N/A | 0 | N/A |  | 54 | 0 | #N/A | #N/A | #N/A | #N/A | 0 | 0
[6 empty] | 55 | [15 empty] | 0 | 0 | 0 | 0 |  | 0 | 0 |  | TRUE | 0 | 0 | 0 | FALSE | +00 | +00 | TRUE | TRUE | FALSE | FALSE | 0 | 0 | TRUE | TRUE | FALSE | FALSE | 0 | 0 | #N/A | #N/A | #N/A | 0 | 0 | 0 | 0 | 0 | 0 | 0 | 0 | #N/A | 100000 | #N/A | 100000 | #N/A | 0 | #N/A | 0 | #N/A | 0.005307 | #N/A | 0.005307 |  | 55 | #N/A | #N/A | #N/A | #N/A | #N/A | #N/A | 0 | 55 | 0 | #N/A | 0 | N/A | 0 | N/A |  | 55 | 0 | #N/A | #N/A | #N/A | #N/A | 0 | 0
[6 empty] | 56 | [15 empty] | 0 | 0 | 0 | 0 |  | 0 | 0 |  | TRUE | 0 | 0 | 0 | FALSE | +00 | +00 | TRUE | TRUE | FALSE | FALSE | 0 | 0 | TRUE | TRUE | FALSE | FALSE | 0 | 0 | #N/A | #N/A | #N/A | 0 | 0 | 0 | 0 | 0 | 0 | 0 | 0 | #N/A | 100000 | #N/A | 100000 | #N/A | 0 | #N/A | 0 | #N/A | 0.005307 | #N/A | 0.005307 |  | 56 | #N/A | #N/A | #N/A | #N/A | #N/A | #N/A | 0 | 56 | 0 | #N/A | 0 | N/A | 0 | N/A |  | 56 | 0 | #N/A | #N/A | #N/A | #N/A | 0 | 0
[6 empty] | 57 | [15 empty] | 0 | 0 | 0 | 0 |  | 0 | 0 |  | TRUE | 0 | 0 | 0 | FALSE | +00 | +00 | TRUE | TRUE | FALSE | FALSE | 0 | 0 | TRUE | TRUE | FALSE | FALSE | 0 | 0 | #N/A | #N/A | #N/A | 0 | 0 | 0 | 0 | 0 | 0 | 0 | 0 | #N/A | 100000 | #N/A | 100000 | #N/A | 0 | #N/A | 0 | #N/A | 0.005307 | #N/A | 0.005307 |  | 57 | #N/A | #N/A | #N/A | #N/A | #N/A | #N/A | 0 | 57 | 0 | #N/A | 0 | N/A | 0 | N/A |  | 57 | 0 | #N/A | #N/A | #N/A | #N/A | 0 | 0
[6 empty] | 58 | [15 empty] | 0 | 0 | 0 | 0 |  | 0 | 0 |  | TRUE | 0 | 0 | 0 | FALSE | +00 | +00 | TRUE | TRUE | FALSE | FALSE | 0 | 0 | TRUE | TRUE | FALSE | FALSE | 0 | 0 | #N/A | #N/A | #N/A | 0 | 0 | 0 | 0 | 0 | 0 | 0 | 0 | #N/A | 100000 | #N/A | 100000 | #N/A | 0 | #N/A | 0 | #N/A | 0.005307 | #N/A | 0.005307 |  | 58 | #N/A | #N/A | #N/A | #N/A | #N/A | #N/A | 0 | 58 | 0 | #N/A | 0 | N/A | 0 | N/A |  | 58 | 0 | #N/A | #N/A | #N/A | #N/A | 0 | 0
[6 empty] | 59 | [15 empty] | 0 | 0 | 0 | 0 |  | 0 | 0 |  | TRUE | 0 | 0 | 0 | FALSE | +00 | +00 | TRUE | TRUE | FALSE | FALSE | 0 | 0 | TRUE | TRUE | FALSE | FALSE | 0 | 0 | #N/A | #N/A | #N/A | 0 | 0 | 0 | 0 | 0 | 0 | 0 | 0 | #N/A | 100000 | #N/A | 100000 | #N/A | 0 | #N/A | 0 | #N/A | 0.005307 | #N/A | 0.005307 |  | 59 | #N/A | #N/A | #N/A | #N/A | #N/A | #N/A | 0 | 59 | 0 | #N/A | 0 | N/A | 0 | N/A |  | 59 | 0 | #N/A | #N/A | #N/A | #N/A | 0 | 0
[6 empty] | 60 | [15 empty] | 0 | 0 | 0 | 0 |  | 0 | 0 |  | TRUE | 0 | 0 | 0 | FALSE | +00 | +00 | TRUE | TRUE | FALSE | FALSE | 0 | 0 | TRUE | TRUE | FALSE | FALSE | 0 | 0 | #N/A | #N/A | #N/A | 0 | 0 | 0 | 0 | 0 | 0 | 0 | 0 | #N/A | 100000 | #N/A | 100000 | #N/A | 0 | #N/A | 0 | #N/A | 0.005307 | #N/A | 0.005307 |  | 60 | #N/A | #N/A | #N/A | #N/A | #N/A | #N/A | 0 | 60 | 0 | #N/A | 0 | N/A | 0 | N/A |  | 60 | 0 | #N/A | #N/A | #N/A | #N/A | 0 | 0
[6 empty] | 61 | [15 empty] | 0 | 0 | 0 | 0 |  | 0 | 0 |  | TRUE | 0 | 0 | 0 | FALSE | +00 | +00 | TRUE | TRUE | FALSE | FALSE | 0 | 0 | TRUE | TRUE | FALSE | FALSE | 0 | 0 | #N/A | #N/A | #N/A | 0 | 0 | 0 | 0 | 0 | 0 | 0 | 0 | #N/A | 100000 | #N/A | 100000 | #N/A | 0 | #N/A | 0 | #N/A | 0.005307 | #N/A | 0.005307 |  | 61 | #N/A | #N/A | #N/A | #N/A | #N/A | #N/A | 0 | 61 | 0 | #N/A | 0 | N/A | 0 | N/A |  | 61 | 0 | #N/A | #N/A | #N/A | #N/A | 0 | 0
[6 empty] | 62 | [15 empty] | 0 | 0 | 0 | 0 |  | 0 | 0 |  | TRUE | 0 | 0 | 0 | FALSE | +00 | +00 | TRUE | TRUE | FALSE | FALSE | 0 | 0 | TRUE | TRUE | FALSE | FALSE | 0 | 0 | #N/A | #N/A | #N/A | 0 | 0 | 0 | 0 | 0 | 0 | 0 | 0 | #N/A | 100000 | #N/A | 100000 | #N/A | 0 | #N/A | 0 | #N/A | 0.005307 | #N/A | 0.005307 |  | 62 | #N/A | #N/A | #N/A | #N/A | #N/A | #N/A | 0 | 62 | 0 | #N/A | 0 | N/A | 0 | N/A |  | 62 | 0 | #N/A | #N/A | #N/A | #N/A | 0 | 0
[6 empty] | 63 | [15 empty] | 0 | 0 | 0 | 0 |  | 0 | 0 |  | TRUE | 0 | 0 | 0 | FALSE | +00 | +00 | TRUE | TRUE | FALSE | FALSE | 0 | 0 | TRUE | TRUE | FALSE | FALSE | 0 | 0 | #N/A | #N/A | #N/A | 0 | 0 | 0 | 0 | 0 | 0 | 0 | 0 | #N/A | 100000 | #N/A | 100000 | #N/A | 0 | #N/A | 0 | #N/A | 0.005307 | #N/A | 0.005307 |  | 63 | #N/A | #N/A | #N/A | #N/A | #N/A | #N/A | 0 | 63 | 0 | #N/A | 0 | N/A | 0 | N/A |  | 63 | 0 | #N/A | #N/A | #N/A | #N/A | 0 | 0
[6 empty] | 64 | [15 empty] | 0 | 0 | 0 | 0 |  | 0 | 0 |  | TRUE | 0 | 0 | 0 | FALSE | +00 | +00 | TRUE | TRUE | FALSE | FALSE | 0 | 0 | TRUE | TRUE | FALSE | FALSE | 0 | 0 | #N/A | #N/A | #N/A | 0 | 0 | 0 | 0 | 0 | 0 | 0 | 0 | #N/A | 100000 | #N/A | 100000 | #N/A | 0 | #N/A | 0 | #N/A | 0.005307 | #N/A | 0.005307 |  | 64 | #N/A | #N/A | #N/A | #N/A | #N/A | #N/A | 0 | 64 | 0 | #N/A | 0 | N/A | 0 | N/A |  | 64 | 0 | #N/A | #N/A | #N/A | #N/A | 0 | 0
[6 empty] | 65 | [15 empty] | 0 | 0 | 0 | 0 |  | 0 | 0 |  | TRUE | 0 | 0 | 0 | FALSE | +00 | +00 | TRUE | TRUE | FALSE | FALSE | 0 | 0 | TRUE | TRUE | FALSE | FALSE | 0 | 0 | #N/A | #N/A | #N/A | 0 | 0 | 0 | 0 | 0 | 0 | 0 | 0 | #N/A | 100000 | #N/A | 100000 | #N/A | 0 | #N/A | 0 | #N/A | 0.005307 | #N/A | 0.005307 |  | 65 | #N/A | #N/A | #N/A | #N/A | #N/A | #N/A | 0 | 65 | 0 | #N/A | 0 | N/A | 0 | N/A |  | 65 | 0 | #N/A | #N/A | #N/A | #N/A | 0 | 0
[6 empty] | 66 | [15 empty] | 0 | 0 | 0 | 0 |  | 0 | 0 |  | TRUE | 0 | 0 | 0 | FALSE | +00 | +00 | TRUE | TRUE | FALSE | FALSE | 0 | 0 | TRUE | TRUE | FALSE | FALSE | 0 | 0 | #N/A | #N/A | #N/A | 0 | 0 | 0 | 0 | 0 | 0 | 0 | 0 | #N/A | 100000 | #N/A | 100000 | #N/A | 0 | #N/A | 0 | #N/A | 0.005307 | #N/A | 0.005307 |  | 66 | #N/A | #N/A | #N/A | #N/A | #N/A | #N/A | 0 | 66 | 0 | #N/A | 0 | N/A | 0 | N/A |  | 66 | 0 | #N/A | #N/A | #N/A | #N/A | 0 | 0
[6 empty] | 67 | [15 empty] | 0 | 0 | 0 | 0 |  | 0 | 0 |  | TRUE | 0 | 0 | 0 | FALSE | +00 | +00 | TRUE | TRUE | FALSE | FALSE | 0 | 0 | TRUE | TRUE | FALSE | FALSE | 0 | 0 | #N/A | #N/A | #N/A | 0 | 0 | 0 | 0 | 0 | 0 | 0 | 0 | #N/A | 100000 | #N/A | 100000 | #N/A | 0 | #N/A | 0 | #N/A | 0.005307 | #N/A | 0.005307 |  | 67 | #N/A | #N/A | #N/A | #N/A | #N/A | #N/A | 0 | 67 | 0 | #N/A | 0 | N/A | 0 | N/A |  | 67 | 0 | #N/A | #N/A | #N/A | #N/A | 0 | 0
[6 empty] | 68 | [15 empty] | 0 | 0 | 0 | 0 |  | 0 | 0 |  | TRUE | 0 | 0 | 0 | FALSE | +00 | +00 | TRUE | TRUE | FALSE | FALSE | 0 | 0 | TRUE | TRUE | FALSE | FALSE | 0 | 0 | #N/A | #N/A | #N/A | 0 | 0 | 0 | 0 | 0 | 0 | 0 | 0 | #N/A | 100000 | #N/A | 100000 | #N/A | 0 | #N/A | 0 | #N/A | 0.005307 | #N/A | 0.005307 |  | 68 | #N/A | #N/A | #N/A | #N/A | #N/A | #N/A | 0 | 68 | 0 | #N/A | 0 | N/A | 0 | N/A |  | 68 | 0 | #N/A | #N/A | #N/A | #N/A | 0 | 0
[6 empty] | 69 | [15 empty] | 0 | 0 | 0 | 0 |  | 0 | 0 |  | TRUE | 0 | 0 | 0 | FALSE | +00 | +00 | TRUE | TRUE | FALSE | FALSE | 0 | 0 | TRUE | TRUE | FALSE | FALSE | 0 | 0 | #N/A | #N/A | #N/A | 0 | 0 | 0 | 0 | 0 | 0 | 0 | 0 | #N/A | 100000 | #N/A | 100000 | #N/A | 0 | #N/A | 0 | #N/A | 0.005307 | #N/A | 0.005307 |  | 69 | #N/A | #N/A | #N/A | #N/A | #N/A | #N/A | 0 | 69 | 0 | #N/A | 0 | N/A | 0 | N/A |  | 69 | 0 | #N/A | #N/A | #N/A | #N/A | 0 | 0
[6 empty] | 70 | [15 empty] | 0 | 0 | 0 | 0 |  | 0 | 0 |  | TRUE | 0 | 0 | 0 | FALSE | +00 | +00 | TRUE | TRUE | FALSE | FALSE | 0 | 0 | TRUE | TRUE | FALSE | FALSE | 0 | 0 | #N/A | #N/A | #N/A | 0 | 0 | 0 | 0 | 0 | 0 | 0 | 0 | #N/A | 100000 | #N/A | 100000 | #N/A | 0 | #N/A | 0 | #N/A | 0.005307 | #N/A | 0.005307 |  | 70 | #N/A | #N/A | #N/A | #N/A | #N/A | #N/A | 0 | 70 | 0 | #N/A | 0 | N/A | 0 | N/A |  | 70 | 0 | #N/A | #N/A | #N/A | #N/A | 0 | 0
[6 empty] | 71 | [15 empty] | 0 | 0 | 0 | 0 |  | 0 | 0 |  | TRUE | 0 | 0 | 0 | FALSE | +00 | +00 | TRUE | TRUE | FALSE | FALSE | 0 | 0 | TRUE | TRUE | FALSE | FALSE | 0 | 0 | #N/A | #N/A | #N/A | 0 | 0 | 0 | 0 | 0 | 0 | 0 | 0 | #N/A | 100000 | #N/A | 100000 | #N/A | 0 | #N/A | 0 | #N/A | 0.005307 | #N/A | 0.005307 |  | 71 | #N/A | #N/A | #N/A | #N/A | #N/A | #N/A | 0 | 71 | 0 | #N/A | 0 | N/A | 0 | N/A |  | 71 | 0 | #N/A | #N/A | #N/A | #N/A | 0 | 0
[6 empty] | 72 | [15 empty] | 0 | 0 | 0 | 0 |  | 0 | 0 |  | TRUE | 0 | 0 | 0 | FALSE | +00 | +00 | TRUE | TRUE | FALSE | FALSE | 0 | 0 | TRUE | TRUE | FALSE | FALSE | 0 | 0 | #N/A | #N/A | #N/A | 0 | 0 | 0 | 0 | 0 | 0 | 0 | 0 | #N/A | 100000 | #N/A | 100000 | #N/A | 0 | #N/A | 0 | #N/A | 0.005307 | #N/A | 0.005307 |  | 72 | #N/A | #N/A | #N/A | #N/A | #N/A | #N/A | 0 | 72 | 0 | #N/A | 0 | N/A | 0 | N/A |  | 72 | 0 | #N/A | #N/A | #N/A | #N/A | 0 | 0
[6 empty] | 73 | [15 empty] | 0 | 0 | 0 | 0 |  | 0 | 0 |  | TRUE | 0 | 0 | 0 | FALSE | +00 | +00 | TRUE | TRUE | FALSE | FALSE | 0 | 0 | TRUE | TRUE | FALSE | FALSE | 0 | 0 | #N/A | #N/A | #N/A | 0 | 0 | 0 | 0 | 0 | 0 | 0 | 0 | #N/A | 100000 | #N/A | 100000 | #N/A | 0 | #N/A | 0 | #N/A | 0.005307 | #N/A | 0.005307 |  | 73 | #N/A | #N/A | #N/A | #N/A | #N/A | #N/A | 0 | 73 | 0 | #N/A | 0 | N/A | 0 | N/A |  | 73 | 0 | #N/A | #N/A | #N/A | #N/A | 0 | 0
[6 empty] | 74 | [15 empty] | 0 | 0 | 0 | 0 |  | 0 | 0 |  | TRUE | 0 | 0 | 0 | FALSE | +00 | +00 | TRUE | TRUE | FALSE | FALSE | 0 | 0 | TRUE | TRUE | FALSE | FALSE | 0 | 0 | #N/A | #N/A | #N/A | 0 | 0 | 0 | 0 | 0 | 0 | 0 | 0 | #N/A | 100000 | #N/A | 100000 | #N/A | 0 | #N/A | 0 | #N/A | 0.005307 | #N/A | 0.005307 |  | 74 | #N/A | #N/A | #N/A | #N/A | #N/A | #N/A | 0 | 74 | 0 | #N/A | 0 | N/A | 0 | N/A |  | 74 | 0 | #N/A | #N/A | #N/A | #N/A | 0 | 0
[6 empty] | 75 | [15 empty] | 0 | 0 | 0 | 0 |  | 0 | 0 |  | TRUE | 0 | 0 | 0 | FALSE | +00 | +00 | TRUE | TRUE | FALSE | FALSE | 0 | 0 | TRUE | TRUE | FALSE | FALSE | 0 | 0 | #N/A | #N/A | #N/A | 0 | 0 | 0 | 0 | 0 | 0 | 0 | 0 | #N/A | 100000 | #N/A | 100000 | #N/A | 0 | #N/A | 0 | #N/A | 0.005307 | #N/A | 0.005307 |  | 75 | #N/A | #N/A | #N/A | #N/A | #N/A | #N/A | 0 | 75 | 0 | #N/A | 0 | N/A | 0 | N/A |  | 75 | 0 | #N/A | #N/A | #N/A | #N/A | 0 | 0
[6 empty] | 76 | [15 empty] | 0 | 0 | 0 | 0 |  | 0 | 0 |  | TRUE | 0 | 0 | 0 | FALSE | +00 | +00 | TRUE | TRUE | FALSE | FALSE | 0 | 0 | TRUE | TRUE | FALSE | FALSE | 0 | 0 | #N/A | #N/A | #N/A | 0 | 0 | 0 | 0 | 0 | 0 | 0 | 0 | #N/A | 100000 | #N/A | 100000 | #N/A | 0 | #N/A | 0 | #N/A | 0.005307 | #N/A | 0.005307 |  | 76 | #N/A | #N/A | #N/A | #N/A | #N/A | #N/A | 0 | 76 | 0 | #N/A | 0 | N/A | 0 | N/A |  | 76 | 0 | #N/A | #N/A | #N/A | #N/A | 0 | 0
[6 empty] | 77 | [15 empty] | 0 | 0 | 0 | 0 |  | 0 | 0 |  | TRUE | 0 | 0 | 0 | FALSE | +00 | +00 | TRUE | TRUE | FALSE | FALSE | 0 | 0 | TRUE | TRUE | FALSE | FALSE | 0 | 0 | #N/A | #N/A | #N/A | 0 | 0 | 0 | 0 | 0 | 0 | 0 | 0 | #N/A | 100000 | #N/A | 100000 | #N/A | 0 | #N/A | 0 | #N/A | 0.005307 | #N/A | 0.005307 |  | 77 | #N/A | #N/A | #N/A | #N/A | #N/A | #N/A | 0 | 77 | 0 | #N/A | 0 | N/A | 0 | N/A |  | 77 | 0 | #N/A | #N/A | #N/A | #N/A | 0 | 0
[6 empty] | 78 | [15 empty] | 0 | 0 | 0 | 0 |  | 0 | 0 |  | TRUE | 0 | 0 | 0 | FALSE | +00 | +00 | TRUE | TRUE | FALSE | FALSE | 0 | 0 | TRUE | TRUE | FALSE | FALSE | 0 | 0 | #N/A | #N/A | #N/A | 0 | 0 | 0 | 0 | 0 | 0 | 0 | 0 | #N/A | 100000 | #N/A | 100000 | #N/A | 0 | #N/A | 0 | #N/A | 0.005307 | #N/A | 0.005307 |  | 78 | #N/A | #N/A | #N/A | #N/A | #N/A | #N/A | 0 | 78 | 0 | #N/A | 0 | N/A | 0 | N/A |  | 78 | 0 | #N/A | #N/A | #N/A | #N/A | 0 | 0
[6 empty] | 79 | [15 empty] | 0 | 0 | 0 | 0 |  | 0 | 0 |  | TRUE | 0 | 0 | 0 | FALSE | +00 | +00 | TRUE | TRUE | FALSE | FALSE | 0 | 0 | TRUE | TRUE | FALSE | FALSE | 0 | 0 | #N/A | #N/A | #N/A | 0 | 0 | 0 | 0 | 0 | 0 | 0 | 0 | #N/A | 100000 | #N/A | 100000 | #N/A | 0 | #N/A | 0 | #N/A | 0.005307 | #N/A | 0.005307 |  | 79 | #N/A | #N/A | #N/A | #N/A | #N/A | #N/A | 0 | 79 | 0 | #N/A | 0 | N/A | 0 | N/A |  | 79 | 0 | #N/A | #N/A | #N/A | #N/A | 0 | 0
[6 empty] | 80 | [15 empty] | 0 | 0 | 0 | 0 |  | 0 | 0 |  | TRUE | 0 | 0 | 0 | FALSE | +00 | +00 | TRUE | TRUE | FALSE | FALSE | 0 | 0 | TRUE | TRUE | FALSE | FALSE | 0 | 0 | #N/A | #N/A | #N/A | 0 | 0 | 0 | 0 | 0 | 0 | 0 | 0 | #N/A | 100000 | #N/A | 100000 | #N/A | 0 | #N/A | 0 | #N/A | 0.005307 | #N/A | 0.005307 |  | 80 | #N/A | #N/A | #N/A | #N/A | #N/A | #N/A | 0 | 80 | 0 | #N/A | 0 | N/A | 0 | N/A |  | 80 | 0 | #N/A | #N/A | #N/A | #N/A | 0 | 0
[6 empty] | 81 | [15 empty] | 0 | 0 | 0 | 0 |  | 0 | 0 |  | TRUE | 0 | 0 | 0 | FALSE | +00 | +00 | TRUE | TRUE | FALSE | FALSE | 0 | 0 | TRUE | TRUE | FALSE | FALSE | 0 | 0 | #N/A | #N/A | #N/A | 0 | 0 | 0 | 0 | 0 | 0 | 0 | 0 | #N/A | 100000 | #N/A | 100000 | #N/A | 0 | #N/A | 0 | #N/A | 0.005307 | #N/A | 0.005307 |  | 81 | #N/A | #N/A | #N/A | #N/A | #N/A | #N/A | 0 | 81 | 0 | #N/A | 0 | N/A | 0 | N/A |  | 81 | 0 | #N/A | #N/A | #N/A | #N/A | 0 | 0
[6 empty] | 82 | [15 empty] | 0 | 0 | 0 | 0 |  | 0 | 0 |  | TRUE | 0 | 0 | 0 | FALSE | +00 | +00 | TRUE | TRUE | FALSE | FALSE | 0 | 0 | TRUE | TRUE | FALSE | FALSE | 0 | 0 | #N/A | #N/A | #N/A | 0 | 0 | 0 | 0 | 0 | 0 | 0 | 0 | #N/A | 100000 | #N/A | 100000 | #N/A | 0 | #N/A | 0 | #N/A | 0.005307 | #N/A | 0.005307 |  | 82 | #N/A | #N/A | #N/A | #N/A | #N/A | #N/A | 0 | 82 | 0 | #N/A | 0 | N/A | 0 | N/A |  | 82 | 0 | #N/A | #N/A | #N/A | #N/A | 0 | 0
[6 empty] | 83 | [15 empty] | 0 | 0 | 0 | 0 |  | 0 | 0 |  | TRUE | 0 | 0 | 0 | FALSE | +00 | +00 | TRUE | TRUE | FALSE | FALSE | 0 | 0 | TRUE | TRUE | FALSE | FALSE | 0 | 0 | #N/A | #N/A | #N/A | 0 | 0 | 0 | 0 | 0 | 0 | 0 | 0 | #N/A | 100000 | #N/A | 100000 | #N/A | 0 | #N/A | 0 | #N/A | 0.005307 | #N/A | 0.005307 |  | 83 | #N/A | #N/A | #N/A | #N/A | #N/A | #N/A | 0 | 83 | 0 | #N/A | 0 | N/A | 0 | N/A |  | 83 | 0 | #N/A | #N/A | #N/A | #N/A | 0 | 0
[6 empty] | 84 | [15 empty] | 0 | 0 | 0 | 0 |  | 0 | 0 |  | TRUE | 0 | 0 | 0 | FALSE | +00 | +00 | TRUE | TRUE | FALSE | FALSE | 0 | 0 | TRUE | TRUE | FALSE | FALSE | 0 | 0 | #N/A | #N/A | #N/A | 0 | 0 | 0 | 0 | 0 | 0 | 0 | 0 | #N/A | 100000 | #N/A | 100000 | #N/A | 0 | #N/A | 0 | #N/A | 0.005307 | #N/A | 0.005307 |  | 84 | #N/A | #N/A | #N/A | #N/A | #N/A | #N/A | 0 | 84 | 0 | #N/A | 0 | N/A | 0 | N/A |  | 84 | 0 | #N/A | #N/A | #N/A | #N/A | 0 | 0
[6 empty] | 85 | [15 empty] | 0 | 0 | 0 | 0 |  | 0 | 0 |  | TRUE | 0 | 0 | 0 | FALSE | +00 | +00 | TRUE | TRUE | FALSE | FALSE | 0 | 0 | TRUE | TRUE | FALSE | FALSE | 0 | 0 | #N/A | #N/A | #N/A | 0 | 0 | 0 | 0 | 0 | 0 | 0 | 0 | #N/A | 100000 | #N/A | 100000 | #N/A | 0 | #N/A | 0 | #N/A | 0.005307 | #N/A | 0.005307 |  | 85 | #N/A | #N/A | #N/A | #N/A | #N/A | #N/A | 0 | 85 | 0 | #N/A | 0 | N/A | 0 | N/A |  | 85 | 0 | #N/A | #N/A | #N/A | #N/A | 0 | 0
[6 empty] | 86 | [15 empty] | 0 | 0 | 0 | 0 |  | 0 | 0 |  | TRUE | 0 | 0 | 0 | FALSE | +00 | +00 | TRUE | TRUE | FALSE | FALSE | 0 | 0 | TRUE | TRUE | FALSE | FALSE | 0 | 0 | #N/A | #N/A | #N/A | 0 | 0 | 0 | 0 | 0 | 0 | 0 | 0 | #N/A | 100000 | #N/A | 100000 | #N/A | 0 | #N/A | 0 | #N/A | 0.005307 | #N/A | 0.005307 |  | 86 | #N/A | #N/A | #N/A | #N/A | #N/A | #N/A | 0 | 86 | 0 | #N/A | 0 | N/A | 0 | N/A |  | 86 | 0 | #N/A | #N/A | #N/A | #N/A | 0 | 0
[6 empty] | 87 | [15 empty] | 0 | 0 | 0 | 0 |  | 0 | 0 |  | TRUE | 0 | 0 | 0 | FALSE | +00 | +00 | TRUE | TRUE | FALSE | FALSE | 0 | 0 | TRUE | TRUE | FALSE | FALSE | 0 | 0 | #N/A | #N/A | #N/A | 0 | 0 | 0 | 0 | 0 | 0 | 0 | 0 | #N/A | 100000 | #N/A | 100000 | #N/A | 0 | #N/A | 0 | #N/A | 0.005307 | #N/A | 0.005307 |  | 87 | #N/A | #N/A | #N/A | #N/A | #N/A | #N/A | 0 | 87 | 0 | #N/A | 0 | N/A | 0 | N/A |  | 87 | 0 | #N/A | #N/A | #N/A | #N/A | 0 | 0
[6 empty] | 88 | [15 empty] | 0 | 0 | 0 | 0 |  | 0 | 0 |  | TRUE | 0 | 0 | 0 | FALSE | +00 | +00 | TRUE | TRUE | FALSE | FALSE | 0 | 0 | TRUE | TRUE | FALSE | FALSE | 0 | 0 | #N/A | #N/A | #N/A | 0 | 0 | 0 | 0 | 0 | 0 | 0 | 0 | #N/A | 100000 | #N/A | 100000 | #N/A | 0 | #N/A | 0 | #N/A | 0.005307 | #N/A | 0.005307 |  | 88 | #N/A | #N/A | #N/A | #N/A | #N/A | #N/A | 0 | 88 | 0 | #N/A | 0 | N/A | 0 | N/A |  | 88 | 0 | #N/A | #N/A | #N/A | #N/A | 0 | 0
[6 empty] | 89 | [15 empty] | 0 | 0 | 0 | 0 |  | 0 | 0 |  | TRUE | 0 | 0 | 0 | FALSE | +00 | +00 | TRUE | TRUE | FALSE | FALSE | 0 | 0 | TRUE | TRUE | FALSE | FALSE | 0 | 0 | #N/A | #N/A | #N/A | 0 | 0 | 0 | 0 | 0 | 0 | 0 | 0 | #N/A | 100000 | #N/A | 100000 | #N/A | 0 | #N/A | 0 | #N/A | 0.005307 | #N/A | 0.005307 |  | 89 | #N/A | #N/A | #N/A | #N/A | #N/A | #N/A | 0 | 89 | 0 | #N/A | 0 | N/A | 0 | N/A |  | 89 | 0 | #N/A | #N/A | #N/A | #N/A | 0 | 0
[6 empty] | 90 | [15 empty] | 0 | 0 | 0 | 0 |  | 0 | 0 |  | TRUE | 0 | 0 | 0 | FALSE | +00 | +00 | TRUE | TRUE | FALSE | FALSE | 0 | 0 | TRUE | TRUE | FALSE | FALSE | 0 | 0 | #N/A | #N/A | #N/A | 0 | 0 | 0 | 0 | 0 | 0 | 0 | 0 | #N/A | 100000 | #N/A | 100000 | #N/A | 0 | #N/A | 0 | #N/A | 0.005307 | #N/A | 0.005307 |  | 90 | #N/A | #N/A | #N/A | #N/A | #N/A | #N/A | 0 | 90 | 0 | #N/A | 0 | N/A | 0 | N/A |  | 90 | 0 | #N/A | #N/A | #N/A | #N/A | 0 | 0
[6 empty] | 91 | [15 empty] | 0 | 0 | 0 | 0 |  | 0 | 0 |  | TRUE | 0 | 0 | 0 | FALSE | +00 | +00 | TRUE | TRUE | FALSE | FALSE | 0 | 0 | TRUE | TRUE | FALSE | FALSE | 0 | 0 | #N/A | #N/A | #N/A | 0 | 0 | 0 | 0 | 0 | 0 | 0 | 0 | #N/A | 100000 | #N/A | 100000 | #N/A | 0 | #N/A | 0 | #N/A | 0.005307 | #N/A | 0.005307 |  | 91 | #N/A | #N/A | #N/A | #N/A | #N/A | #N/A | 0 | 91 | 0 | #N/A | 0 | N/A | 0 | N/A |  | 91 | 0 | #N/A | #N/A | #N/A | #N/A | 0 | 0
[6 empty] | 92 | [15 empty] | 0 | 0 | 0 | 0 |  | 0 | 0 |  | TRUE | 0 | 0 | 0 | FALSE | +00 | +00 | TRUE | TRUE | FALSE | FALSE | 0 | 0 | TRUE | TRUE | FALSE | FALSE | 0 | 0 | #N/A | #N/A | #N/A | 0 | 0 | 0 | 0 | 0 | 0 | 0 | 0 | #N/A | 100000 | #N/A | 100000 | #N/A | 0 | #N/A | 0 | #N/A | 0.005307 | #N/A | 0.005307 |  | 92 | #N/A | #N/A | #N/A | #N/A | #N/A | #N/A | 0 | 92 | 0 | #N/A | 0 | N/A | 0 | N/A |  | 92 | 0 | #N/A | #N/A | #N/A | #N/A | 0 | 0
[6 empty] | 93 | [15 empty] | 0 | 0 | 0 | 0 |  | 0 | 0 |  | TRUE | 0 | 0 | 0 | FALSE | +00 | +00 | TRUE | TRUE | FALSE | FALSE | 0 | 0 | TRUE | TRUE | FALSE | FALSE | 0 | 0 | #N/A | #N/A | #N/A | 0 | 0 | 0 | 0 | 0 | 0 | 0 | 0 | #N/A | 100000 | #N/A | 100000 | #N/A | 0 | #N/A | 0 | #N/A | 0.005307 | #N/A | 0.005307 |  | 93 | #N/A | #N/A | #N/A | #N/A | #N/A | #N/A | 0 | 93 | 0 | #N/A | 0 | N/A | 0 | N/A |  | 93 | 0 | #N/A | #N/A | #N/A | #N/A | 0 | 0
[6 empty] | 94 | [15 empty] | 0 | 0 | 0 | 0 |  | 0 | 0 |  | TRUE | 0 | 0 | 0 | FALSE | +00 | +00 | TRUE | TRUE | FALSE | FALSE | 0 | 0 | TRUE | TRUE | FALSE | FALSE | 0 | 0 | #N/A | #N/A | #N/A | 0 | 0 | 0 | 0 | 0 | 0 | 0 | 0 | #N/A | 100000 | #N/A | 100000 | #N/A | 0 | #N/A | 0 | #N/A | 0.005307 | #N/A | 0.005307 |  | 94 | #N/A | #N/A | #N/A | #N/A | #N/A | #N/A | 0 | 94 | 0 | #N/A | 0 | N/A | 0 | N/A |  | 94 | 0 | #N/A | #N/A | #N/A | #N/A | 0 | 0
[6 empty] | 95 | [15 empty] | 0 | 0 | 0 | 0 |  | 0 | 0 |  | TRUE | 0 | 0 | 0 | FALSE | +00 | +00 | TRUE | TRUE | FALSE | FALSE | 0 | 0 | TRUE | TRUE | FALSE | FALSE | 0 | 0 | #N/A | #N/A | #N/A | 0 | 0 | 0 | 0 | 0 | 0 | 0 | 0 | #N/A | 100000 | #N/A | 100000 | #N/A | 0 | #N/A | 0 | #N/A | 0.005307 | #N/A | 0.005307 |  | 95 | #N/A | #N/A | #N/A | #N/A | #N/A | #N/A | 0 | 95 | 0 | #N/A | 0 | N/A | 0 | N/A |  | 95 | 0 | #N/A | #N/A | #N/A | #N/A | 0 | 0
[6 empty] | 96 | [15 empty] | 0 | 0 | 0 | 0 |  | 0 | 0 |  | TRUE | 0 | 0 | 0 | FALSE | +00 | +00 | TRUE | TRUE | FALSE | FALSE | 0 | 0 | TRUE | TRUE | FALSE | FALSE | 0 | 0 | #N/A | #N/A | #N/A | 0 | 0 | 0 | 0 | 0 | 0 | 0 | 0 | #N/A | 100000 | #N/A | 100000 | #N/A | 0 | #N/A | 0 | #N/A | 0.005307 | #N/A | 0.005307 |  | 96 | #N/A | #N/A | #N/A | #N/A | #N/A | #N/A | 0 | 96 | 0 | #N/A | 0 | N/A | 0 | N/A |  | 96 | 0 | #N/A | #N/A | #N/A | #N/A | 0 | 0
[6 empty] | 97 | [15 empty] | 0 | 0 | 0 | 0 |  | 0 | 0 |  | TRUE | 0 | 0 | 0 | FALSE | +00 | +00 | TRUE | TRUE | FALSE | FALSE | 0 | 0 | TRUE | TRUE | FALSE | FALSE | 0 | 0 | #N/A | #N/A | #N/A | 0 | 0 | 0 | 0 | 0 | 0 | 0 | 0 | #N/A | 100000 | #N/A | 100000 | #N/A | 0 | #N/A | 0 | #N/A | 0.005307 | #N/A | 0.005307 |  | 97 | #N/A | #N/A | #N/A | #N/A | #N/A | #N/A | 0 | 97 | 0 | #N/A | 0 | N/A | 0 | N/A |  | 97 | 0 | #N/A | #N/A | #N/A | #N/A | 0 | 0
[6 empty] | 98 | [15 empty] | 0 | 0 | 0 | 0 |  | 0 | 0 |  | TRUE | 0 | 0 | 0 | FALSE | +00 | +00 | TRUE | TRUE | FALSE | FALSE | 0 | 0 | TRUE | TRUE | FALSE | FALSE | 0 | 0 | #N/A | #N/A | #N/A | 0 | 0 | 0 | 0 | 0 | 0 | 0 | 0 | #N/A | 100000 | #N/A | 100000 | #N/A | 0 | #N/A | 0 | #N/A | 0.005307 | #N/A | 0.005307 |  | 98 | #N/A | #N/A | #N/A | #N/A | #N/A | #N/A | 0 | 98 | 0 | #N/A | 0 | N/A | 0 | N/A |  | 98 | 0 | #N/A | #N/A | #N/A | #N/A | 0 | 0
[6 empty] | 99 | [15 empty] | 0 | 0 | 0 | 0 |  | 0 | 0 |  | TRUE | 0 | 0 | 0 | FALSE | +00 | +00 | TRUE | TRUE | FALSE | FALSE | 0 | 0 | TRUE | TRUE | FALSE | FALSE | 0 | 0 | #N/A | #N/A | #N/A | 0 | 0 | 0 | 0 | 0 | 0 | 0 | 0 | #N/A | 100000 | #N/A | 100000 | #N/A | 0 | #N/A | 0 | #N/A | 0.005307 | #N/A | 0.005307 |  | 99 | #N/A | #N/A | #N/A | #N/A | #N/A | #N/A | 0 | 99 | 0 | #N/A | 0 | N/A | 0 | N/A |  | 99 | 0 | #N/A | #N/A | #N/A | #N/A | 0 | 0
[6 empty] | 100 | [15 empty] | 0 | 0 | 0 | 0 |  | 0 | 0 |  | TRUE | 0 | 0 | 0 | FALSE | +00 | +00 | TRUE | TRUE | FALSE | FALSE | 0 | 0 | TRUE | TRUE | FALSE | FALSE | 0 | 0 | #N/A | #N/A | #N/A | 0 | 0 | 0 | 0 | 0 | 0 | 0 | 0 | #N/A | 100000 | #N/A | 100000 | #N/A | 0 | #N/A | 0 | #N/A | 0.005307 | #N/A | 0.005307 |  | 100 | #N/A | #N/A | #N/A | #N/A | #N/A | #N/A | 0 | 100 | 0 | #N/A | 0 | N/A | 0 | N/A |  | 100 | 0 | #N/A | #N/A | #N/A | #N/A | 0 | 0
[6 empty] | 101 | [15 empty] | 0 | 0 | 0 | 0 |  | 0 | 0 |  | TRUE | 0 | 0 | 0 | FALSE | +00 | +00 | TRUE | TRUE | FALSE | FALSE | 0 | 0 | TRUE | TRUE | FALSE | FALSE | 0 | 0 | #N/A | #N/A | #N/A | 0 | 0 | 0 | 0 | 0 | 0 | 0 | 0 | #N/A | 100000 | #N/A | 100000 | #N/A | 0 | #N/A | 0 | #N/A | 0.005307 | #N/A | 0.005307 |  | 101 | #N/A | #N/A | #N/A | #N/A | #N/A | #N/A | 0 | 101 | 0 | #N/A | 0 | N/A | 0 | N/A |  | 101 | 0 | #N/A | #N/A | #N/A | #N/A | 0 | 0
[6 empty] | 102 | [15 empty] | 0 | 0 | 0 | 0 |  | 0 | 0 |  | TRUE | 0 | 0 | 0 | FALSE | +00 | +00 | TRUE | TRUE | FALSE | FALSE | 0 | 0 | TRUE | TRUE | FALSE | FALSE | 0 | 0 | #N/A | #N/A | #N/A | 0 | 0 | 0 | 0 | 0 | 0 | 0 | 0 | #N/A | 100000 | #N/A | 100000 | #N/A | 0 | #N/A | 0 | #N/A | 0.005307 | #N/A | 0.005307 |  | 102 | #N/A | #N/A | #N/A | #N/A | #N/A | #N/A | 0 | 102 | 0 | #N/A | 0 | N/A | 0 | N/A |  | 102 | 0 | #N/A | #N/A | #N/A | #N/A | 0 | 0
[6 empty] | 103 | [15 empty] | 0 | 0 | 0 | 0 |  | 0 | 0 |  | TRUE | 0 | 0 | 0 | FALSE | +00 | +00 | TRUE | TRUE | FALSE | FALSE | 0 | 0 | TRUE | TRUE | FALSE | FALSE | 0 | 0 | #N/A | #N/A | #N/A | 0 | 0 | 0 | 0 | 0 | 0 | 0 | 0 | #N/A | 100000 | #N/A | 100000 | #N/A | 0 | #N/A | 0 | #N/A | 0.005307 | #N/A | 0.005307 |  | 103 | #N/A | #N/A | #N/A | #N/A | #N/A | #N/A | 0 | 103 | 0 | #N/A | 0 | N/A | 0 | N/A |  | 103 | 0 | #N/A | #N/A | #N/A | #N/A | 0 | 0
[6 empty] | 104 | [15 empty] | 0 | 0 | 0 | 0 |  | 0 | 0 |  | TRUE | 0 | 0 | 0 | FALSE | +00 | +00 | TRUE | TRUE | FALSE | FALSE | 0 | 0 | TRUE | TRUE | FALSE | FALSE | 0 | 0 | #N/A | #N/A | #N/A | 0 | 0 | 0 | 0 | 0 | 0 | 0 | 0 | #N/A | 100000 | #N/A | 100000 | #N/A | 0 | #N/A | 0 | #N/A | 0.005307 | #N/A | 0.005307 |  | 104 | #N/A | #N/A | #N/A | #N/A | #N/A | #N/A | 0 | 104 | 0 | #N/A | 0 | N/A | 0 | N/A |  | 104 | 0 | #N/A | #N/A | #N/A | #N/A | 0 | 0
[6 empty] | 105 | [15 empty] | 0 | 0 | 0 | 0 |  | 0 | 0 |  | TRUE | 0 | 0 | 0 | FALSE | +00 | +00 | TRUE | TRUE | FALSE | FALSE | 0 | 0 | TRUE | TRUE | FALSE | FALSE | 0 | 0 | #N/A | #N/A | #N/A | 0 | 0 | 0 | 0 | 0 | 0 | 0 | 0 | #N/A | 100000 | #N/A | 100000 | #N/A | 0 | #N/A | 0 | #N/A | 0.005307 | #N/A | 0.005307 |  | 105 | #N/A | #N/A | #N/A | #N/A | #N/A | #N/A | 0 | 105 | 0 | #N/A | 0 | N/A | 0 | N/A |  | 105 | 0 | #N/A | #N/A | #N/A | #N/A | 0 | 0
[6 empty] | 106 | [15 empty] | 0 | 0 | 0 | 0 |  | 0 | 0 |  | TRUE | 0 | 0 | 0 | FALSE | +00 | +00 | TRUE | TRUE | FALSE | FALSE | 0 | 0 | TRUE | TRUE | FALSE | FALSE | 0 | 0 | #N/A | #N/A | #N/A | 0 | 0 | 0 | 0 | 0 | 0 | 0 | 0 | #N/A | 100000 | #N/A | 100000 | #N/A | 0 | #N/A | 0 | #N/A | 0.005307 | #N/A | 0.005307 |  | 106 | #N/A | #N/A | #N/A | #N/A | #N/A | #N/A | 0 | 106 | 0 | #N/A | 0 | N/A | 0 | N/A |  | 106 | 0 | #N/A | #N/A | #N/A | #N/A | 0 | 0
[6 empty] | 107 | [15 empty] | 0 | 0 | 0 | 0 |  | 0 | 0 |  | TRUE | 0 | 0 | 0 | FALSE | +00 | +00 | TRUE | TRUE | FALSE | FALSE | 0 | 0 | TRUE | TRUE | FALSE | FALSE | 0 | 0 | #N/A | #N/A | #N/A | 0 | 0 | 0 | 0 | 0 | 0 | 0 | 0 | #N/A | 100000 | #N/A | 100000 | #N/A | 0 | #N/A | 0 | #N/A | 0.005307 | #N/A | 0.005307 |  | 107 | #N/A | #N/A | #N/A | #N/A | #N/A | #N/A | 0 | 107 | 0 | #N/A | 0 | N/A | 0 | N/A |  | 107 | 0 | #N/A | #N/A | #N/A | #N/A | 0 | 0
[6 empty] | 108 | [15 empty] | 0 | 0 | 0 | 0 |  | 0 | 0 |  | TRUE | 0 | 0 | 0 | FALSE | +00 | +00 | TRUE | TRUE | FALSE | FALSE | 0 | 0 | TRUE | TRUE | FALSE | FALSE | 0 | 0 | #N/A | #N/A | #N/A | 0 | 0 | 0 | 0 | 0 | 0 | 0 | 0 | #N/A | 100000 | #N/A | 100000 | #N/A | 0 | #N/A | 0 | #N/A | 0.005307 | #N/A | 0.005307 |  | 108 | #N/A | #N/A | #N/A | #N/A | #N/A | #N/A | 0 | 108 | 0 | #N/A | 0 | N/A | 0 | N/A |  | 108 | 0 | #N/A | #N/A | #N/A | #N/A | 0 | 0
[6 empty] | 109 | [15 empty] | 0 | 0 | 0 | 0 |  | 0 | 0 |  | TRUE | 0 | 0 | 0 | FALSE | +00 | +00 | TRUE | TRUE | FALSE | FALSE | 0 | 0 | TRUE | TRUE | FALSE | FALSE | 0 | 0 | #N/A | #N/A | #N/A | 0 | 0 | 0 | 0 | 0 | 0 | 0 | 0 | #N/A | 100000 | #N/A | 100000 | #N/A | 0 | #N/A | 0 | #N/A | 0.005307 | #N/A | 0.005307 |  | 109 | #N/A | #N/A | #N/A | #N/A | #N/A | #N/A | 0 | 109 | 0 | #N/A | 0 | N/A | 0 | N/A |  | 109 | 0 | #N/A | #N/A | #N/A | #N/A | 0 | 0
[6 empty] | 110 | [15 empty] | 0 | 0 | 0 | 0 |  | 0 | 0 |  | TRUE | 0 | 0 | 0 | FALSE | +00 | +00 | TRUE | TRUE | FALSE | FALSE | 0 | 0 | TRUE | TRUE | FALSE | FALSE | 0 | 0 | #N/A | #N/A | #N/A | 0 | 0 | 0 | 0 | 0 | 0 | 0 | 0 | #N/A | 100000 | #N/A | 100000 | #N/A | 0 | #N/A | 0 | #N/A | 0.005307 | #N/A | 0.005307 |  | 110 | #N/A | #N/A | #N/A | #N/A | #N/A | #N/A | 0 | 110 | 0 | #N/A | 0 | N/A | 0 | N/A |  | 110 | 0 | #N/A | #N/A | #N/A | #N/A | 0 | 0
[6 empty] | 111 | [15 empty] | 0 | 0 | 0 | 0 |  | 0 | 0 |  | TRUE | 0 | 0 | 0 | FALSE | +00 | +00 | TRUE | TRUE | FALSE | FALSE | 0 | 0 | TRUE | TRUE | FALSE | FALSE | 0 | 0 | #N/A | #N/A | #N/A | 0 | 0 | 0 | 0 | 0 | 0 | 0 | 0 | #N/A | 100000 | #N/A | 100000 | #N/A | 0 | #N/A | 0 | #N/A | 0.005307 | #N/A | 0.005307 |  | 111 | #N/A | #N/A | #N/A | #N/A | #N/A | #N/A | 0 | 111 | 0 | #N/A | 0 | N/A | 0 | N/A |  | 111 | 0 | #N/A | #N/A | #N/A | #N/A | 0 | 0
[6 empty] | 112 | [15 empty] | 0 | 0 | 0 | 0 |  | 0 | 0 |  | TRUE | 0 | 0 | 0 | FALSE | +00 | +00 | TRUE | TRUE | FALSE | FALSE | 0 | 0 | TRUE | TRUE | FALSE | FALSE | 0 | 0 | #N/A | #N/A | #N/A | 0 | 0 | 0 | 0 | 0 | 0 | 0 | 0 | #N/A | 100000 | #N/A | 100000 | #N/A | 0 | #N/A | 0 | #N/A | 0.005307 | #N/A | 0.005307 |  | 112 | #N/A | #N/A | #N/A | #N/A | #N/A | #N/A | 0 | 112 | 0 | #N/A | 0 | N/A | 0 | N/A |  | 112 | 0 | #N/A | #N/A | #N/A | #N/A | 0 | 0
[6 empty] | 113 | [15 empty] | 0 | 0 | 0 | 0 |  | 0 | 0 |  | TRUE | 0 | 0 | 0 | FALSE | +00 | +00 | TRUE | TRUE | FALSE | FALSE | 0 | 0 | TRUE | TRUE | FALSE | FALSE | 0 | 0 | #N/A | #N/A | #N/A | 0 | 0 | 0 | 0 | 0 | 0 | 0 | 0 | #N/A | 100000 | #N/A | 100000 | #N/A | 0 | #N/A | 0 | #N/A | 0.005307 | #N/A | 0.005307 |  | 113 | #N/A | #N/A | #N/A | #N/A | #N/A | #N/A | 0 | 113 | 0 | #N/A | 0 | N/A | 0 | N/A |  | 113 | 0 | #N/A | #N/A | #N/A | #N/A | 0 | 0
[6 empty] | 114 | [15 empty] | 0 | 0 | 0 | 0 |  | 0 | 0 |  | TRUE | 0 | 0 | 0 | FALSE | +00 | +00 | TRUE | TRUE | FALSE | FALSE | 0 | 0 | TRUE | TRUE | FALSE | FALSE | 0 | 0 | #N/A | #N/A | #N/A | 0 | 0 | 0 | 0 | 0 | 0 | 0 | 0 | #N/A | 100000 | #N/A | 100000 | #N/A | 0 | #N/A | 0 | #N/A | 0.005307 | #N/A | 0.005307 |  | 114 | #N/A | #N/A | #N/A | #N/A | #N/A | #N/A | 0 | 114 | 0 | #N/A | 0 | N/A | 0 | N/A |  | 114 | 0 | #N/A | #N/A | #N/A | #N/A | 0 | 0
[6 empty] | 115 | [15 empty] | 0 | 0 | 0 | 0 |  | 0 | 0 |  | TRUE | 0 | 0 | 0 | FALSE | +00 | +00 | TRUE | TRUE | FALSE | FALSE | 0 | 0 | TRUE | TRUE | FALSE | FALSE | 0 | 0 | #N/A | #N/A | #N/A | 0 | 0 | 0 | 0 | 0 | 0 | 0 | 0 | #N/A | 100000 | #N/A | 100000 | #N/A | 0 | #N/A | 0 | #N/A | 0.005307 | #N/A | 0.005307 |  | 115 | #N/A | #N/A | #N/A | #N/A | #N/A | #N/A | 0 | 115 | 0 | #N/A | 0 | N/A | 0 | N/A |  | 115 | 0 | #N/A | #N/A | #N/A | #N/A | 0 | 0
[6 empty] | 116 | [15 empty] | 0 | 0 | 0 | 0 |  | 0 | 0 |  | TRUE | 0 | 0 | 0 | FALSE | +00 | +00 | TRUE | TRUE | FALSE | FALSE | 0 | 0 | TRUE | TRUE | FALSE | FALSE | 0 | 0 | #N/A | #N/A | #N/A | 0 | 0 | 0 | 0 | 0 | 0 | 0 | 0 | #N/A | 100000 | #N/A | 100000 | #N/A | 0 | #N/A | 0 | #N/A | 0.005307 | #N/A | 0.005307 |  | 116 | #N/A | #N/A | #N/A | #N/A | #N/A | #N/A | 0 | 116 | 0 | #N/A | 0 | N/A | 0 | N/A |  | 116 | 0 | #N/A | #N/A | #N/A | #N/A | 0 | 0
[6 empty] | 117 | [15 empty] | 0 | 0 | 0 | 0 |  | 0 | 0 |  | TRUE | 0 | 0 | 0 | FALSE | +00 | +00 | TRUE | TRUE | FALSE | FALSE | 0 | 0 | TRUE | TRUE | FALSE | FALSE | 0 | 0 | #N/A | #N/A | #N/A | 0 | 0 | 0 | 0 | 0 | 0 | 0 | 0 | #N/A | 100000 | #N/A | 100000 | #N/A | 0 | #N/A | 0 | #N/A | 0.005307 | #N/A | 0.005307 |  | 117 | #N/A | #N/A | #N/A | #N/A | #N/A | #N/A | 0 | 117 | 0 | #N/A | 0 | N/A | 0 | N/A |  | 117 | 0 | #N/A | #N/A | #N/A | #N/A | 0 | 0
[6 empty] | 118 | [15 empty] | 0 | 0 | 0 | 0 |  | 0 | 0 |  | TRUE | 0 | 0 | 0 | FALSE | +00 | +00 | TRUE | TRUE | FALSE | FALSE | 0 | 0 | TRUE | TRUE | FALSE | FALSE | 0 | 0 | #N/A | #N/A | #N/A | 0 | 0 | 0 | 0 | 0 | 0 | 0 | 0 | #N/A | 100000 | #N/A | 100000 | #N/A | 0 | #N/A | 0 | #N/A | 0.005307 | #N/A | 0.005307 |  | 118 | #N/A | #N/A | #N/A | #N/A | #N/A | #N/A | 0 | 118 | 0 | #N/A | 0 | N/A | 0 | N/A |  | 118 | 0 | #N/A | #N/A | #N/A | #N/A | 0 | 0
[6 empty] | 119 | [15 empty] | 0 | 0 | 0 | 0 |  | 0 | 0 |  | TRUE | 0 | 0 | 0 | FALSE | +00 | +00 | TRUE | TRUE | FALSE | FALSE | 0 | 0 | TRUE | TRUE | FALSE | FALSE | 0 | 0 | #N/A | #N/A | #N/A | 0 | 0 | 0 | 0 | 0 | 0 | 0 | 0 | #N/A | 100000 | #N/A | 100000 | #N/A | 0 | #N/A | 0 | #N/A | 0.005307 | #N/A | 0.005307 |  | 119 | #N/A | #N/A | #N/A | #N/A | #N/A | #N/A | 0 | 119 | 0 | #N/A | 0 | N/A | 0 | N/A |  | 119 | 0 | #N/A | #N/A | #N/A | #N/A | 0 | 0
[6 empty] | 120 | [15 empty] | 0 | 0 | 0 | 0 |  | 0 | 0 |  | TRUE | 0 | 0 | 0 | FALSE | +00 | +00 | TRUE | TRUE | FALSE | FALSE | 0 | 0 | TRUE | TRUE | FALSE | FALSE | 0 | 0 | #N/A | #N/A | #N/A | 0 | 0 | 0 | 0 | 0 | 0 | 0 | 0 | #N/A | 100000 | #N/A | 100000 | #N/A | 0 | #N/A | 0 | #N/A | 0.005307 | #N/A | 0.005307 |  | 120 | #N/A | #N/A | #N/A | #N/A | #N/A | #N/A | 0 | 120 | 0 | #N/A | 0 | N/A | 0 | N/A |  | 120 | 0 | #N/A | #N/A | #N/A | #N/A | 0 | 0
[6 empty] | 121 | [15 empty] | 0 | 0 | 0 | 0 |  | 0 | 0 |  | TRUE | 0 | 0 | 0 | FALSE | +00 | +00 | TRUE | TRUE | FALSE | FALSE | 0 | 0 | TRUE | TRUE | FALSE | FALSE | 0 | 0 | #N/A | #N/A | #N/A | 0 | 0 | 0 | 0 | 0 | 0 | 0 | 0 | #N/A | 100000 | #N/A | 100000 | #N/A | 0 | #N/A | 0 | #N/A | 0.005307 | #N/A | 0.005307 |  | 121 | #N/A | #N/A | #N/A | #N/A | #N/A | #N/A | 0 | 121 | 0 | #N/A | 0 | N/A | 0 | N/A |  | 121 | 0 | #N/A | #N/A | #N/A | #N/A | 0 | 0
[6 empty] | 122 | [15 empty] | 0 | 0 | 0 | 0 |  | 0 | 0 |  | TRUE | 0 | 0 | 0 | FALSE | +00 | +00 | TRUE | TRUE | FALSE | FALSE | 0 | 0 | TRUE | TRUE | FALSE | FALSE | 0 | 0 | #N/A | #N/A | #N/A | 0 | 0 | 0 | 0 | 0 | 0 | 0 | 0 | #N/A | 100000 | #N/A | 100000 | #N/A | 0 | #N/A | 0 | #N/A | 0.005307 | #N/A | 0.005307 |  | 122 | #N/A | #N/A | #N/A | #N/A | #N/A | #N/A | 0 | 122 | 0 | #N/A | 0 | N/A | 0 | N/A |  | 122 | 0 | #N/A | #N/A | #N/A | #N/A | 0 | 0
[6 empty] | 123 | [15 empty] | 0 | 0 | 0 | 0 |  | 0 | 0 |  | TRUE | 0 | 0 | 0 | FALSE | +00 | +00 | TRUE | TRUE | FALSE | FALSE | 0 | 0 | TRUE | TRUE | FALSE | FALSE | 0 | 0 | #N/A | #N/A | #N/A | 0 | 0 | 0 | 0 | 0 | 0 | 0 | 0 | #N/A | 100000 | #N/A | 100000 | #N/A | 0 | #N/A | 0 | #N/A | 0.005307 | #N/A | 0.005307 |  | 123 | #N/A | #N/A | #N/A | #N/A | #N/A | #N/A | 0 | 123 | 0 | #N/A | 0 | N/A | 0 | N/A |  | 123 | 0 | #N/A | #N/A | #N/A | #N/A | 0 | 0
[6 empty] | 124 | [15 empty] | 0 | 0 | 0 | 0 |  | 0 | 0 |  | TRUE | 0 | 0 | 0 | FALSE | +00 | +00 | TRUE | TRUE | FALSE | FALSE | 0 | 0 | TRUE | TRUE | FALSE | FALSE | 0 | 0 | #N/A | #N/A | #N/A | 0 | 0 | 0 | 0 | 0 | 0 | 0 | 0 | #N/A | 100000 | #N/A | 100000 | #N/A | 0 | #N/A | 0 | #N/A | 0.005307 | #N/A | 0.005307 |  | 124 | #N/A | #N/A | #N/A | #N/A | #N/A | #N/A | 0 | 124 | 0 | #N/A | 0 | N/A | 0 | N/A |  | 124 | 0 | #N/A | #N/A | #N/A | #N/A | 0 | 0
[6 empty] | 125 | [15 empty] | 0 | 0 | 0 | 0 |  | 0 | 0 |  | TRUE | 0 | 0 | 0 | FALSE | +00 | +00 | TRUE | TRUE | FALSE | FALSE | 0 | 0 | TRUE | TRUE | FALSE | FALSE | 0 | 0 | #N/A | #N/A | #N/A | 0 | 0 | 0 | 0 | 0 | 0 | 0 | 0 | #N/A | 100000 | #N/A | 100000 | #N/A | 0 | #N/A | 0 | #N/A | 0.005307 | #N/A | 0.005307 |  | 125 | #N/A | #N/A | #N/A | #N/A | #N/A | #N/A | 0 | 125 | 0 | #N/A | 0 | N/A | 0 | N/A |  | 125 | 0 | #N/A | #N/A | #N/A | #N/A | 0 | 0
[6 empty] | 126 | [15 empty] | 0 | 0 | 0 | 0 |  | 0 | 0 |  | TRUE | 0 | 0 | 0 | FALSE | +00 | +00 | TRUE | TRUE | FALSE | FALSE | 0 | 0 | TRUE | TRUE | FALSE | FALSE | 0 | 0 | #N/A | #N/A | #N/A | 0 | 0 | 0 | 0 | 0 | 0 | 0 | 0 | #N/A | 100000 | #N/A | 100000 | #N/A | 0 | #N/A | 0 | #N/A | 0.005307 | #N/A | 0.005307 |  | 126 | #N/A | #N/A | #N/A | #N/A | #N/A | #N/A | 0 | 126 | 0 | #N/A | 0 | N/A | 0 | N/A |  | 126 | 0 | #N/A | #N/A | #N/A | #N/A | 0 | 0
[6 empty] | 127 | [15 empty] | 0 | 0 | 0 | 0 |  | 0 | 0 |  | TRUE | 0 | 0 | 0 | FALSE | +00 | +00 | TRUE | TRUE | FALSE | FALSE | 0 | 0 | TRUE | TRUE | FALSE | FALSE | 0 | 0 | #N/A | #N/A | #N/A | 0 | 0 | 0 | 0 | 0 | 0 | 0 | 0 | #N/A | 100000 | #N/A | 100000 | #N/A | 0 | #N/A | 0 | #N/A | 0.005307 | #N/A | 0.005307 |  | 127 | #N/A | #N/A | #N/A | #N/A | #N/A | #N/A | 0 | 127 | 0 | #N/A | 0 | N/A | 0 | N/A |  | 127 | 0 | #N/A | #N/A | #N/A | #N/A | 0 | 0
[6 empty] | 128 | [15 empty] | 0 | 0 | 0 | 0 |  | 0 | 0 |  | TRUE | 0 | 0 | 0 | FALSE | +00 | +00 | TRUE | TRUE | FALSE | FALSE | 0 | 0 | TRUE | TRUE | FALSE | FALSE | 0 | 0 | #N/A | #N/A | #N/A | 0 | 0 | 0 | 0 | 0 | 0 | 0 | 0 | #N/A | 100000 | #N/A | 100000 | #N/A | 0 | #N/A | 0 | #N/A | 0.005307 | #N/A | 0.005307 |  | 128 | #N/A | #N/A | #N/A | #N/A | #N/A | #N/A | 0 | 128 | 0 | #N/A | 0 | N/A | 0 | N/A |  | 128 | 0 | #N/A | #N/A | #N/A | #N/A | 0 | 0
[6 empty] | 129 | [15 empty] | 0 | 0 | 0 | 0 |  | 0 | 0 |  | TRUE | 0 | 0 | 0 | FALSE | +00 | +00 | TRUE | TRUE | FALSE | FALSE | 0 | 0 | TRUE | TRUE | FALSE | FALSE | 0 | 0 | #N/A | #N/A | #N/A | 0 | 0 | 0 | 0 | 0 | 0 | 0 | 0 | #N/A | 100000 | #N/A | 100000 | #N/A | 0 | #N/A | 0 | #N/A | 0.005307 | #N/A | 0.005307 |  | 129 | #N/A | #N/A | #N/A | #N/A | #N/A | #N/A | 0 | 129 | 0 | #N/A | 0 | N/A | 0 | N/A |  | 129 | 0 | #N/A | #N/A | #N/A | #N/A | 0 | 0
[6 empty] | 130 | [15 empty] | 0 | 0 | 0 | 0 |  | 0 | 0 |  | TRUE | 0 | 0 | 0 | FALSE | +00 | +00 | TRUE | TRUE | FALSE | FALSE | 0 | 0 | TRUE | TRUE | FALSE | FALSE | 0 | 0 | #N/A | #N/A | #N/A | 0 | 0 | 0 | 0 | 0 | 0 | 0 | 0 | #N/A | 100000 | #N/A | 100000 | #N/A | 0 | #N/A | 0 | #N/A | 0.005307 | #N/A | 0.005307 |  | 130 | #N/A | #N/A | #N/A | #N/A | #N/A | #N/A | 0 | 130 | 0 | #N/A | 0 | N/A | 0 | N/A |  | 130 | 0 | #N/A | #N/A | #N/A | #N/A | 0 | 0
[6 empty] | 131 | [15 empty] | 0 | 0 | 0 | 0 |  | 0 | 0 |  | TRUE | 0 | 0 | 0 | FALSE | +00 | +00 | TRUE | TRUE | FALSE | FALSE | 0 | 0 | TRUE | TRUE | FALSE | FALSE | 0 | 0 | #N/A | #N/A | #N/A | 0 | 0 | 0 | 0 | 0 | 0 | 0 | 0 | #N/A | 100000 | #N/A | 100000 | #N/A | 0 | #N/A | 0 | #N/A | 0.005307 | #N/A | 0.005307 |  | 131 | #N/A | #N/A | #N/A | #N/A | #N/A | #N/A | 0 | 131 | 0 | #N/A | 0 | N/A | 0 | N/A |  | 131 | 0 | #N/A | #N/A | #N/A | #N/A | 0 | 0
[6 empty] | 132 | [15 empty] | 0 | 0 | 0 | 0 |  | 0 | 0 |  | TRUE | 0 | 0 | 0 | FALSE | +00 | +00 | TRUE | TRUE | FALSE | FALSE | 0 | 0 | TRUE | TRUE | FALSE | FALSE | 0 | 0 | #N/A | #N/A | #N/A | 0 | 0 | 0 | 0 | 0 | 0 | 0 | 0 | #N/A | 100000 | #N/A | 100000 | #N/A | 0 | #N/A | 0 | #N/A | 0.005307 | #N/A | 0.005307 |  | 132 | #N/A | #N/A | #N/A | #N/A | #N/A | #N/A | 0 | 132 | 0 | #N/A | 0 | N/A | 0 | N/A |  | 132 | 0 | #N/A | #N/A | #N/A | #N/A | 0 | 0
[6 empty] | 133 | [15 empty] | 0 | 0 | 0 | 0 |  | 0 | 0 |  | TRUE | 0 | 0 | 0 | FALSE | +00 | +00 | TRUE | TRUE | FALSE | FALSE | 0 | 0 | TRUE | TRUE | FALSE | FALSE | 0 | 0 | #N/A | #N/A | #N/A | 0 | 0 | 0 | 0 | 0 | 0 | 0 | 0 | #N/A | 100000 | #N/A | 100000 | #N/A | 0 | #N/A | 0 | #N/A | 0.005307 | #N/A | 0.005307 |  | 133 | #N/A | #N/A | #N/A | #N/A | #N/A | #N/A | 0 | 133 | 0 | #N/A | 0 | N/A | 0 | N/A |  | 133 | 0 | #N/A | #N/A | #N/A | #N/A | 0 | 0
[6 empty] | 134 | [15 empty] | 0 | 0 | 0 | 0 |  | 0 | 0 |  | TRUE | 0 | 0 | 0 | FALSE | +00 | +00 | TRUE | TRUE | FALSE | FALSE | 0 | 0 | TRUE | TRUE | FALSE | FALSE | 0 | 0 | #N/A | #N/A | #N/A | 0 | 0 | 0 | 0 | 0 | 0 | 0 | 0 | #N/A | 100000 | #N/A | 100000 | #N/A | 0 | #N/A | 0 | #N/A | 0.005307 | #N/A | 0.005307 |  | 134 | #N/A | #N/A | #N/A | #N/A | #N/A | #N/A | 0 | 134 | 0 | #N/A | 0 | N/A | 0 | N/A |  | 134 | 0 | #N/A | #N/A | #N/A | #N/A | 0 | 0
[6 empty] | 135 | [15 empty] | 0 | 0 | 0 | 0 |  | 0 | 0 |  | TRUE | 0 | 0 | 0 | FALSE | +00 | +00 | TRUE | TRUE | FALSE | FALSE | 0 | 0 | TRUE | TRUE | FALSE | FALSE | 0 | 0 | #N/A | #N/A | #N/A | 0 | 0 | 0 | 0 | 0 | 0 | 0 | 0 | #N/A | 100000 | #N/A | 100000 | #N/A | 0 | #N/A | 0 | #N/A | 0.005307 | #N/A | 0.005307 |  | 135 | #N/A | #N/A | #N/A | #N/A | #N/A | #N/A | 0 | 135 | 0 | #N/A | 0 | N/A | 0 | N/A |  | 135 | 0 | #N/A | #N/A | #N/A | #N/A | 0 | 0
[6 empty] | 136 | [15 empty] | 0 | 0 | 0 | 0 |  | 0 | 0 |  | TRUE | 0 | 0 | 0 | FALSE | +00 | +00 | TRUE | TRUE | FALSE | FALSE | 0 | 0 | TRUE | TRUE | FALSE | FALSE | 0 | 0 | #N/A | #N/A | #N/A | 0 | 0 | 0 | 0 | 0 | 0 | 0 | 0 | #N/A | 100000 | #N/A | 100000 | #N/A | 0 | #N/A | 0 | #N/A | 0.005307 | #N/A | 0.005307 |  | 136 | #N/A | #N/A | #N/A | #N/A | #N/A | #N/A | 0 | 136 | 0 | #N/A | 0 | N/A | 0 | N/A |  | 136 | 0 | #N/A | #N/A | #N/A | #N/A | 0 | 0
[6 empty] | 137 | [15 empty] | 0 | 0 | 0 | 0 |  | 0 | 0 |  | TRUE | 0 | 0 | 0 | FALSE | +00 | +00 | TRUE | TRUE | FALSE | FALSE | 0 | 0 | TRUE | TRUE | FALSE | FALSE | 0 | 0 | #N/A | #N/A | #N/A | 0 | 0 | 0 | 0 | 0 | 0 | 0 | 0 | #N/A | 100000 | #N/A | 100000 | #N/A | 0 | #N/A | 0 | #N/A | 0.005307 | #N/A | 0.005307 |  | 137 | #N/A | #N/A | #N/A | #N/A | #N/A | #N/A | 0 | 137 | 0 | #N/A | 0 | N/A | 0 | N/A |  | 137 | 0 | #N/A | #N/A | #N/A | #N/A | 0 | 0
[6 empty] | 138 | [15 empty] | 0 | 0 | 0 | 0 |  | 0 | 0 |  | TRUE | 0 | 0 | 0 | FALSE | +00 | +00 | TRUE | TRUE | FALSE | FALSE | 0 | 0 | TRUE | TRUE | FALSE | FALSE | 0 | 0 | #N/A | #N/A | #N/A | 0 | 0 | 0 | 0 | 0 | 0 | 0 | 0 | #N/A | 100000 | #N/A | 100000 | #N/A | 0 | #N/A | 0 | #N/A | 0.005307 | #N/A | 0.005307 |  | 138 | #N/A | #N/A | #N/A | #N/A | #N/A | #N/A | 0 | 138 | 0 | #N/A | 0 | N/A | 0 | N/A |  | 138 | 0 | #N/A | #N/A | #N/A | #N/A | 0 | 0
[6 empty] | 139 | [15 empty] | 0 | 0 | 0 | 0 |  | 0 | 0 |  | TRUE | 0 | 0 | 0 | FALSE | +00 | +00 | TRUE | TRUE | FALSE | FALSE | 0 | 0 | TRUE | TRUE | FALSE | FALSE | 0 | 0 | #N/A | #N/A | #N/A | 0 | 0 | 0 | 0 | 0 | 0 | 0 | 0 | #N/A | 100000 | #N/A | 100000 | #N/A | 0 | #N/A | 0 | #N/A | 0.005307 | #N/A | 0.005307 |  | 139 | #N/A | #N/A | #N/A | #N/A | #N/A | #N/A | 0 | 139 | 0 | #N/A | 0 | N/A | 0 | N/A |  | 139 | 0 | #N/A | #N/A | #N/A | #N/A | 0 | 0
[6 empty] | 140 | [15 empty] | 0 | 0 | 0 | 0 |  | 0 | 0 |  | TRUE | 0 | 0 | 0 | FALSE | +00 | +00 | TRUE | TRUE | FALSE | FALSE | 0 | 0 | TRUE | TRUE | FALSE | FALSE | 0 | 0 | #N/A | #N/A | #N/A | 0 | 0 | 0 | 0 | 0 | 0 | 0 | 0 | #N/A | 100000 | #N/A | 100000 | #N/A | 0 | #N/A | 0 | #N/A | 0.005307 | #N/A | 0.005307 |  | 140 | #N/A | #N/A | #N/A | #N/A | #N/A | #N/A | 0 | 140 | 0 | #N/A | 0 | N/A | 0 | N/A |  | 140 | 0 | #N/A | #N/A | #N/A | #N/A | 0 | 0
[6 empty] | 141 | [15 empty] | 0 | 0 | 0 | 0 |  | 0 | 0 |  | TRUE | 0 | 0 | 0 | FALSE | +00 | +00 | TRUE | TRUE | FALSE | FALSE | 0 | 0 | TRUE | TRUE | FALSE | FALSE | 0 | 0 | #N/A | #N/A | #N/A | 0 | 0 | 0 | 0 | 0 | 0 | 0 | 0 | #N/A | 100000 | #N/A | 100000 | #N/A | 0 | #N/A | 0 | #N/A | 0.005307 | #N/A | 0.005307 |  | 141 | #N/A | #N/A | #N/A | #N/A | #N/A | #N/A | 0 | 141 | 0 | #N/A | 0 | N/A | 0 | N/A |  | 141 | 0 | #N/A | #N/A | #N/A | #N/A | 0 | 0
[6 empty] | 142 | [15 empty] | 0 | 0 | 0 | 0 |  | 0 | 0 |  | TRUE | 0 | 0 | 0 | FALSE | +00 | +00 | TRUE | TRUE | FALSE | FALSE | 0 | 0 | TRUE | TRUE | FALSE | FALSE | 0 | 0 | #N/A | #N/A | #N/A | 0 | 0 | 0 | 0 | 0 | 0 | 0 | 0 | #N/A | 100000 | #N/A | 100000 | #N/A | 0 | #N/A | 0 | #N/A | 0.005307 | #N/A | 0.005307 |  | 142 | #N/A | #N/A | #N/A | #N/A | #N/A | #N/A | 0 | 142 | 0 | #N/A | 0 | N/A | 0 | N/A |  | 142 | 0 | #N/A | #N/A | #N/A | #N/A | 0 | 0
[6 empty] | 143 | [15 empty] | 0 | 0 | 0 | 0 |  | 0 | 0 |  | TRUE | 0 | 0 | 0 | FALSE | +00 | +00 | TRUE | TRUE | FALSE | FALSE | 0 | 0 | TRUE | TRUE | FALSE | FALSE | 0 | 0 | #N/A | #N/A | #N/A | 0 | 0 | 0 | 0 | 0 | 0 | 0 | 0 | #N/A | 100000 | #N/A | 100000 | #N/A | 0 | #N/A | 0 | #N/A | 0.005307 | #N/A | 0.005307 |  | 143 | #N/A | #N/A | #N/A | #N/A | #N/A | #N/A | 0 | 143 | 0 | #N/A | 0 | N/A | 0 | N/A |  | 143 | 0 | #N/A | #N/A | #N/A | #N/A | 0 | 0
[6 empty] | 144 | [15 empty] | 0 | 0 | 0 | 0 |  | 0 | 0 |  | TRUE | 0 | 0 | 0 | FALSE | +00 | +00 | TRUE | TRUE | FALSE | FALSE | 0 | 0 | TRUE | TRUE | FALSE | FALSE | 0 | 0 | #N/A | #N/A | #N/A | 0 | 0 | 0 | 0 | 0 | 0 | 0 | 0 | #N/A | 100000 | #N/A | 100000 | #N/A | 0 | #N/A | 0 | #N/A | 0.005307 | #N/A | 0.005307 |  | 144 | #N/A | #N/A | #N/A | #N/A | #N/A | #N/A | 0 | 144 | 0 | #N/A | 0 | N/A | 0 | N/A |  | 144 | 0 | #N/A | #N/A | #N/A | #N/A | 0 | 0
[6 empty] | 145 | [15 empty] | 0 | 0 | 0 | 0 |  | 0 | 0 |  | TRUE | 0 | 0 | 0 | FALSE | +00 | +00 | TRUE | TRUE | FALSE | FALSE | 0 | 0 | TRUE | TRUE | FALSE | FALSE | 0 | 0 | #N/A | #N/A | #N/A | 0 | 0 | 0 | 0 | 0 | 0 | 0 | 0 | #N/A | 100000 | #N/A | 100000 | #N/A | 0 | #N/A | 0 | #N/A | 0.005307 | #N/A | 0.005307 |  | 145 | #N/A | #N/A | #N/A | #N/A | #N/A | #N/A | 0 | 145 | 0 | #N/A | 0 | N/A | 0 | N/A |  | 145 | 0 | #N/A | #N/A | #N/A | #N/A | 0 | 0
[6 empty] | 146 | [15 empty] | 0 | 0 | 0 | 0 |  | 0 | 0 |  | TRUE | 0 | 0 | 0 | FALSE | +00 | +00 | TRUE | TRUE | FALSE | FALSE | 0 | 0 | TRUE | TRUE | FALSE | FALSE | 0 | 0 | #N/A | #N/A | #N/A | 0 | 0 | 0 | 0 | 0 | 0 | 0 | 0 | #N/A | 100000 | #N/A | 100000 | #N/A | 0 | #N/A | 0 | #N/A | 0.005307 | #N/A | 0.005307 |  | 146 | #N/A | #N/A | #N/A | #N/A | #N/A | #N/A | 0 | 146 | 0 | #N/A | 0 | N/A | 0 | N/A |  | 146 | 0 | #N/A | #N/A | #N/A | #N/A | 0 | 0
[6 empty] | 147 | [15 empty] | 0 | 0 | 0 | 0 |  | 0 | 0 |  | TRUE | 0 | 0 | 0 | FALSE | +00 | +00 | TRUE | TRUE | FALSE | FALSE | 0 | 0 | TRUE | TRUE | FALSE | FALSE | 0 | 0 | #N/A | #N/A | #N/A | 0 | 0 | 0 | 0 | 0 | 0 | 0 | 0 | #N/A | 100000 | #N/A | 100000 | #N/A | 0 | #N/A | 0 | #N/A | 0.005307 | #N/A | 0.005307 |  | 147 | #N/A | #N/A | #N/A | #N/A | #N/A | #N/A | 0 | 147 | 0 | #N/A | 0 | N/A | 0 | N/A |  | 147 | 0 | #N/A | #N/A | #N/A | #N/A | 0 | 0
[6 empty] | 148 | [15 empty] | 0 | 0 | 0 | 0 |  | 0 | 0 |  | TRUE | 0 | 0 | 0 | FALSE | +00 | +00 | TRUE | TRUE | FALSE | FALSE | 0 | 0 | TRUE | TRUE | FALSE | FALSE | 0 | 0 | #N/A | #N/A | #N/A | 0 | 0 | 0 | 0 | 0 | 0 | 0 | 0 | #N/A | 100000 | #N/A | 100000 | #N/A | 0 | #N/A | 0 | #N/A | 0.005307 | #N/A | 0.005307 |  | 148 | #N/A | #N/A | #N/A | #N/A | #N/A | #N/A | 0 | 148 | 0 | #N/A | 0 | N/A | 0 | N/A |  | 148 | 0 | #N/A | #N/A | #N/A | #N/A | 0 | 0
[6 empty] | 149 | [15 empty] | 0 | 0 | 0 | 0 |  | 0 | 0 |  | TRUE | 0 | 0 | 0 | FALSE | +00 | +00 | TRUE | TRUE | FALSE | FALSE | 0 | 0 | TRUE | TRUE | FALSE | FALSE | 0 | 0 | #N/A | #N/A | #N/A | 0 | 0 | 0 | 0 | 0 | 0 | 0 | 0 | #N/A | 100000 | #N/A | 100000 | #N/A | 0 | #N/A | 0 | #N/A | 0.005307 | #N/A | 0.005307 |  | 149 | #N/A | #N/A | #N/A | #N/A | #N/A | #N/A | 0 | 149 | 0 | #N/A | 0 | N/A | 0 | N/A |  | 149 | 0 | #N/A | #N/A | #N/A | #N/A | 0 | 0
[6 empty] | 150 | [15 empty] | 0 | 0 | 0 | 0 |  | 0 | 0 |  | TRUE | 0 | 0 | 0 | FALSE | +00 | +00 | TRUE | TRUE | FALSE | FALSE | 0 | 0 | TRUE | TRUE | FALSE | FALSE | 0 | 0 | #N/A | #N/A | #N/A | 0 | 0 | 0 | 0 | 0 | 0 | 0 | 0 | #N/A | 100000 | #N/A | 100000 | #N/A | 0 | #N/A | 0 | #N/A | 0.005307 | #N/A | 0.005307 |  | 150 | #N/A | #N/A | #N/A | #N/A | #N/A | #N/A | 0 | 150 | 0 | #N/A | 0 | N/A | 0 | N/A |  | 150 | 0 | #N/A | #N/A | #N/A | #N/A | 0 | 0
[6 empty] | 151 | [15 empty] | 0 | 0 | 0 | 0 |  | 0 | 0 |  | TRUE | 0 | 0 | 0 | FALSE | +00 | +00 | TRUE | TRUE | FALSE | FALSE | 0 | 0 | TRUE | TRUE | FALSE | FALSE | 0 | 0 | #N/A | #N/A | #N/A | 0 | 0 | 0 | 0 | 0 | 0 | 0 | 0 | #N/A | 100000 | #N/A | 100000 | #N/A | 0 | #N/A | 0 | #N/A | 0.005307 | #N/A | 0.005307 |  | 151 | #N/A | #N/A | #N/A | #N/A | #N/A | #N/A | 0 | 151 | 0 | #N/A | 0 | N/A | 0 | N/A |  | 151 | 0 | #N/A | #N/A | #N/A | #N/A | 0 | 0
[6 empty] | 152 | [15 empty] | 0 | 0 | 0 | 0 |  | 0 | 0 |  | TRUE | 0 | 0 | 0 | FALSE | +00 | +00 | TRUE | TRUE | FALSE | FALSE | 0 | 0 | TRUE | TRUE | FALSE | FALSE | 0 | 0 | #N/A | #N/A | #N/A | 0 | 0 | 0 | 0 | 0 | 0 | 0 | 0 | #N/A | 100000 | #N/A | 100000 | #N/A | 0 | #N/A | 0 | #N/A | 0.005307 | #N/A | 0.005307 |  | 152 | #N/A | #N/A | #N/A | #N/A | #N/A | #N/A | 0 | 152 | 0 | #N/A | 0 | N/A | 0 | N/A |  | 152 | 0 | #N/A | #N/A | #N/A | #N/A | 0 | 0
[6 empty] | 153 | [15 empty] | 0 | 0 | 0 | 0 |  | 0 | 0 |  | TRUE | 0 | 0 | 0 | FALSE | +00 | +00 | TRUE | TRUE | FALSE | FALSE | 0 | 0 | TRUE | TRUE | FALSE | FALSE | 0 | 0 | #N/A | #N/A | #N/A | 0 | 0 | 0 | 0 | 0 | 0 | 0 | 0 | #N/A | 100000 | #N/A | 100000 | #N/A | 0 | #N/A | 0 | #N/A | 0.005307 | #N/A | 0.005307 |  | 153 | #N/A | #N/A | #N/A | #N/A | #N/A | #N/A | 0 | 153 | 0 | #N/A | 0 | N/A | 0 | N/A |  | 153 | 0 | #N/A | #N/A | #N/A | #N/A | 0 | 0
[6 empty] | 154 | [15 empty] | 0 | 0 | 0 | 0 |  | 0 | 0 |  | TRUE | 0 | 0 | 0 | FALSE | +00 | +00 | TRUE | TRUE | FALSE | FALSE | 0 | 0 | TRUE | TRUE | FALSE | FALSE | 0 | 0 | #N/A | #N/A | #N/A | 0 | 0 | 0 | 0 | 0 | 0 | 0 | 0 | #N/A | 100000 | #N/A | 100000 | #N/A | 0 | #N/A | 0 | #N/A | 0.005307 | #N/A | 0.005307 |  | 154 | #N/A | #N/A | #N/A | #N/A | #N/A | #N/A | 0 | 154 | 0 | #N/A | 0 | N/A | 0 | N/A |  | 154 | 0 | #N/A | #N/A | #N/A | #N/A | 0 | 0
[6 empty] | 155 | [15 empty] | 0 | 0 | 0 | 0 |  | 0 | 0 |  | TRUE | 0 | 0 | 0 | FALSE | +00 | +00 | TRUE | TRUE | FALSE | FALSE | 0 | 0 | TRUE | TRUE | FALSE | FALSE | 0 | 0 | #N/A | #N/A | #N/A | 0 | 0 | 0 | 0 | 0 | 0 | 0 | 0 | #N/A | 100000 | #N/A | 100000 | #N/A | 0 | #N/A | 0 | #N/A | 0.005307 | #N/A | 0.005307 |  | 155 | #N/A | #N/A | #N/A | #N/A | #N/A | #N/A | 0 | 155 | 0 | #N/A | 0 | N/A | 0 | N/A |  | 155 | 0 | #N/A | #N/A | #N/A | #N/A | 0 | 0
[6 empty] | 156 | [15 empty] | 0 | 0 | 0 | 0 |  | 0 | 0 |  | TRUE | 0 | 0 | 0 | FALSE | +00 | +00 | TRUE | TRUE | FALSE | FALSE | 0 | 0 | TRUE | TRUE | FALSE | FALSE | 0 | 0 | #N/A | #N/A | #N/A | 0 | 0 | 0 | 0 | 0 | 0 | 0 | 0 | #N/A | 100000 | #N/A | 100000 | #N/A | 0 | #N/A | 0 | #N/A | 0.005307 | #N/A | 0.005307 |  | 156 | #N/A | #N/A | #N/A | #N/A | #N/A | #N/A | 0 | 156 | 0 | #N/A | 0 | N/A | 0 | N/A |  | 156 | 0 | #N/A | #N/A | #N/A | #N/A | 0 | 0
[6 empty] | 157 | [15 empty] | 0 | 0 | 0 | 0 |  | 0 | 0 |  | TRUE | 0 | 0 | 0 | FALSE | +00 | +00 | TRUE | TRUE | FALSE | FALSE | 0 | 0 | TRUE | TRUE | FALSE | FALSE | 0 | 0 | #N/A | #N/A | #N/A | 0 | 0 | 0 | 0 | 0 | 0 | 0 | 0 | #N/A | 100000 | #N/A | 100000 | #N/A | 0 | #N/A | 0 | #N/A | 0.005307 | #N/A | 0.005307 |  | 157 | #N/A | #N/A | #N/A | #N/A | #N/A | #N/A | 0 | 157 | 0 | #N/A | 0 | N/A | 0 | N/A |  | 157 | 0 | #N/A | #N/A | #N/A | #N/A | 0 | 0
[6 empty] | 158 | [15 empty] | 0 | 0 | 0 | 0 |  | 0 | 0 |  | TRUE | 0 | 0 | 0 | FALSE | +00 | +00 | TRUE | TRUE | FALSE | FALSE | 0 | 0 | TRUE | TRUE | FALSE | FALSE | 0 | 0 | #N/A | #N/A | #N/A | 0 | 0 | 0 | 0 | 0 | 0 | 0 | 0 | #N/A | 100000 | #N/A | 100000 | #N/A | 0 | #N/A | 0 | #N/A | 0.005307 | #N/A | 0.005307 |  | 158 | #N/A | #N/A | #N/A | #N/A | #N/A | #N/A | 0 | 158 | 0 | #N/A | 0 | N/A | 0 | N/A |  | 158 | 0 | #N/A | #N/A | #N/A | #N/A | 0 | 0
[6 empty] | 159 | [15 empty] | 0 | 0 | 0 | 0 |  | 0 | 0 |  | TRUE | 0 | 0 | 0 | FALSE | +00 | +00 | TRUE | TRUE | FALSE | FALSE | 0 | 0 | TRUE | TRUE | FALSE | FALSE | 0 | 0 | #N/A | #N/A | #N/A | 0 | 0 | 0 | 0 | 0 | 0 | 0 | 0 | #N/A | 100000 | #N/A | 100000 | #N/A | 0 | #N/A | 0 | #N/A | 0.005307 | #N/A | 0.005307 |  | 159 | #N/A | #N/A | #N/A | #N/A | #N/A | #N/A | 0 | 159 | 0 | #N/A | 0 | N/A | 0 | N/A |  | 159 | 0 | #N/A | #N/A | #N/A | #N/A | 0 | 0
[6 empty] | 160 | [15 empty] | 0 | 0 | 0 | 0 |  | 0 | 0 |  | TRUE | 0 | 0 | 0 | FALSE | +00 | +00 | TRUE | TRUE | FALSE | FALSE | 0 | 0 | TRUE | TRUE | FALSE | FALSE | 0 | 0 | #N/A | #N/A | #N/A | 0 | 0 | 0 | 0 | 0 | 0 | 0 | 0 | #N/A | 100000 | #N/A | 100000 | #N/A | 0 | #N/A | 0 | #N/A | 0.005307 | #N/A | 0.005307 |  | 160 | #N/A | #N/A | #N/A | #N/A | #N/A | #N/A | 0 | 160 | 0 | #N/A | 0 | N/A | 0 | N/A |  | 160 | 0 | #N/A | #N/A | #N/A | #N/A | 0 | 0
[6 empty] | 161 | [15 empty] | 0 | 0 | 0 | 0 |  | 0 | 0 |  | TRUE | 0 | 0 | 0 | FALSE | +00 | +00 | TRUE | TRUE | FALSE | FALSE | 0 | 0 | TRUE | TRUE | FALSE | FALSE | 0 | 0 | #N/A | #N/A | #N/A | 0 | 0 | 0 | 0 | 0 | 0 | 0 | 0 | #N/A | 100000 | #N/A | 100000 | #N/A | 0 | #N/A | 0 | #N/A | 0.005307 | #N/A | 0.005307 |  | 161 | #N/A | #N/A | #N/A | #N/A | #N/A | #N/A | 0 | 161 | 0 | #N/A | 0 | N/A | 0 | N/A |  | 161 | 0 | #N/A | #N/A | #N/A | #N/A | 0 | 0
[6 empty] | 162 | [15 empty] | 0 | 0 | 0 | 0 |  | 0 | 0 |  | TRUE | 0 | 0 | 0 | FALSE | +00 | +00 | TRUE | TRUE | FALSE | FALSE | 0 | 0 | TRUE | TRUE | FALSE | FALSE | 0 | 0 | #N/A | #N/A | #N/A | 0 | 0 | 0 | 0 | 0 | 0 | 0 | 0 | #N/A | 100000 | #N/A | 100000 | #N/A | 0 | #N/A | 0 | #N/A | 0.005307 | #N/A | 0.005307 |  | 162 | #N/A | #N/A | #N/A | #N/A | #N/A | #N/A | 0 | 162 | 0 | #N/A | 0 | N/A | 0 | N/A |  | 162 | 0 | #N/A | #N/A | #N/A | #N/A | 0 | 0
[6 empty] | 163 | [15 empty] | 0 | 0 | 0 | 0 |  | 0 | 0 |  | TRUE | 0 | 0 | 0 | FALSE | +00 | +00 | TRUE | TRUE | FALSE | FALSE | 0 | 0 | TRUE | TRUE | FALSE | FALSE | 0 | 0 | #N/A | #N/A | #N/A | 0 | 0 | 0 | 0 | 0 | 0 | 0 | 0 | #N/A | 100000 | #N/A | 100000 | #N/A | 0 | #N/A | 0 | #N/A | 0.005307 | #N/A | 0.005307 |  | 163 | #N/A | #N/A | #N/A | #N/A | #N/A | #N/A | 0 | 163 | 0 | #N/A | 0 | N/A | 0 | N/A |  | 163 | 0 | #N/A | #N/A | #N/A | #N/A | 0 | 0
[6 empty] | 164 | [15 empty] | 0 | 0 | 0 | 0 |  | 0 | 0 |  | TRUE | 0 | 0 | 0 | FALSE | +00 | +00 | TRUE | TRUE | FALSE | FALSE | 0 | 0 | TRUE | TRUE | FALSE | FALSE | 0 | 0 | #N/A | #N/A | #N/A | 0 | 0 | 0 | 0 | 0 | 0 | 0 | 0 | #N/A | 100000 | #N/A | 100000 | #N/A | 0 | #N/A | 0 | #N/A | 0.005307 | #N/A | 0.005307 |  | 164 | #N/A | #N/A | #N/A | #N/A | #N/A | #N/A | 0 | 164 | 0 | #N/A | 0 | N/A | 0 | N/A |  | 164 | 0 | #N/A | #N/A | #N/A | #N/A | 0 | 0
[6 empty] | 165 | [15 empty] | 0 | 0 | 0 | 0 |  | 0 | 0 |  | TRUE | 0 | 0 | 0 | FALSE | +00 | +00 | TRUE | TRUE | FALSE | FALSE | 0 | 0 | TRUE | TRUE | FALSE | FALSE | 0 | 0 | #N/A | #N/A | #N/A | 0 | 0 | 0 | 0 | 0 | 0 | 0 | 0 | #N/A | 100000 | #N/A | 100000 | #N/A | 0 | #N/A | 0 | #N/A | 0.005307 | #N/A | 0.005307 |  | 165 | #N/A | #N/A | #N/A | #N/A | #N/A | #N/A | 0 | 165 | 0 | #N/A | 0 | N/A | 0 | N/A |  | 165 | 0 | #N/A | #N/A | #N/A | #N/A | 0 | 0
[6 empty] | 166 | [15 empty] | 0 | 0 | 0 | 0 |  | 0 | 0 |  | TRUE | 0 | 0 | 0 | FALSE | +00 | +00 | TRUE | TRUE | FALSE | FALSE | 0 | 0 | TRUE | TRUE | FALSE | FALSE | 0 | 0 | #N/A | #N/A | #N/A | 0 | 0 | 0 | 0 | 0 | 0 | 0 | 0 | #N/A | 100000 | #N/A | 100000 | #N/A | 0 | #N/A | 0 | #N/A | 0.005307 | #N/A | 0.005307 |  | 166 | #N/A | #N/A | #N/A | #N/A | #N/A | #N/A | 0 | 166 | 0 | #N/A | 0 | N/A | 0 | N/A |  | 166 | 0 | #N/A | #N/A | #N/A | #N/A | 0 | 0
[6 empty] | 167 | [15 empty] | 0 | 0 | 0 | 0 |  | 0 | 0 |  | TRUE | 0 | 0 | 0 | FALSE | +00 | +00 | TRUE | TRUE | FALSE | FALSE | 0 | 0 | TRUE | TRUE | FALSE | FALSE | 0 | 0 | #N/A | #N/A | #N/A | 0 | 0 | 0 | 0 | 0 | 0 | 0 | 0 | #N/A | 100000 | #N/A | 100000 | #N/A | 0 | #N/A | 0 | #N/A | 0.005307 | #N/A | 0.005307 |  | 167 | #N/A | #N/A | #N/A | #N/A | #N/A | #N/A | 0 | 167 | 0 | #N/A | 0 | N/A | 0 | N/A |  | 167 | 0 | #N/A | #N/A | #N/A | #N/A | 0 | 0
[6 empty] | 168 | [15 empty] | 0 | 0 | 0 | 0 |  | 0 | 0 |  | TRUE | 0 | 0 | 0 | FALSE | +00 | +00 | TRUE | TRUE | FALSE | FALSE | 0 | 0 | TRUE | TRUE | FALSE | FALSE | 0 | 0 | #N/A | #N/A | #N/A | 0 | 0 | 0 | 0 | 0 | 0 | 0 | 0 | #N/A | 100000 | #N/A | 100000 | #N/A | 0 | #N/A | 0 | #N/A | 0.005307 | #N/A | 0.005307 |  | 168 | #N/A | #N/A | #N/A | #N/A | #N/A | #N/A | 0 | 168 | 0 | #N/A | 0 | N/A | 0 | N/A |  | 168 | 0 | #N/A | #N/A | #N/A | #N/A | 0 | 0
[6 empty] | 169 | [15 empty] | 0 | 0 | 0 | 0 |  | 0 | 0 |  | TRUE | 0 | 0 | 0 | FALSE | +00 | +00 | TRUE | TRUE | FALSE | FALSE | 0 | 0 | TRUE | TRUE | FALSE | FALSE | 0 | 0 | #N/A | #N/A | #N/A | 0 | 0 | 0 | 0 | 0 | 0 | 0 | 0 | #N/A | 100000 | #N/A | 100000 | #N/A | 0 | #N/A | 0 | #N/A | 0.005307 | #N/A | 0.005307 |  | 169 | #N/A | #N/A | #N/A | #N/A | #N/A | #N/A | 0 | 169 | 0 | #N/A | 0 | N/A | 0 | N/A |  | 169 | 0 | #N/A | #N/A | #N/A | #N/A | 0 | 0
[6 empty] | 170 | [15 empty] | 0 | 0 | 0 | 0 |  | 0 | 0 |  | TRUE | 0 | 0 | 0 | FALSE | +00 | +00 | TRUE | TRUE | FALSE | FALSE | 0 | 0 | TRUE | TRUE | FALSE | FALSE | 0 | 0 | #N/A | #N/A | #N/A | 0 | 0 | 0 | 0 | 0 | 0 | 0 | 0 | #N/A | 100000 | #N/A | 100000 | #N/A | 0 | #N/A | 0 | #N/A | 0.005307 | #N/A | 0.005307 |  | 170 | #N/A | #N/A | #N/A | #N/A | #N/A | #N/A | 0 | 170 | 0 | #N/A | 0 | N/A | 0 | N/A |  | 170 | 0 | #N/A | #N/A | #N/A | #N/A | 0 | 0
[6 empty] | 171 | [15 empty] | 0 | 0 | 0 | 0 |  | 0 | 0 |  | TRUE | 0 | 0 | 0 | FALSE | +00 | +00 | TRUE | TRUE | FALSE | FALSE | 0 | 0 | TRUE | TRUE | FALSE | FALSE | 0 | 0 | #N/A | #N/A | #N/A | 0 | 0 | 0 | 0 | 0 | 0 | 0 | 0 | #N/A | 100000 | #N/A | 100000 | #N/A | 0 | #N/A | 0 | #N/A | 0.005307 | #N/A | 0.005307 |  | 171 | #N/A | #N/A | #N/A | #N/A | #N/A | #N/A | 0 | 171 | 0 | #N/A | 0 | N/A | 0 | N/A |  | 171 | 0 | #N/A | #N/A | #N/A | #N/A | 0 | 0
[6 empty] | 172 | [15 empty] | 0 | 0 | 0 | 0 |  | 0 | 0 |  | TRUE | 0 | 0 | 0 | FALSE | +00 | +00 | TRUE | TRUE | FALSE | FALSE | 0 | 0 | TRUE | TRUE | FALSE | FALSE | 0 | 0 | #N/A | #N/A | #N/A | 0 | 0 | 0 | 0 | 0 | 0 | 0 | 0 | #N/A | 100000 | #N/A | 100000 | #N/A | 0 | #N/A | 0 | #N/A | 0.005307 | #N/A | 0.005307 |  | 172 | #N/A | #N/A | #N/A | #N/A | #N/A | #N/A | 0 | 172 | 0 | #N/A | 0 | N/A | 0 | N/A |  | 172 | 0 | #N/A | #N/A | #N/A | #N/A | 0 | 0
[6 empty] | 173 | [15 empty] | 0 | 0 | 0 | 0 |  | 0 | 0 |  | TRUE | 0 | 0 | 0 | FALSE | +00 | +00 | TRUE | TRUE | FALSE | FALSE | 0 | 0 | TRUE | TRUE | FALSE | FALSE | 0 | 0 | #N/A | #N/A | #N/A | 0 | 0 | 0 | 0 | 0 | 0 | 0 | 0 | #N/A | 100000 | #N/A | 100000 | #N/A | 0 | #N/A | 0 | #N/A | 0.005307 | #N/A | 0.005307 |  | 173 | #N/A | #N/A | #N/A | #N/A | #N/A | #N/A | 0 | 173 | 0 | #N/A | 0 | N/A | 0 | N/A |  | 173 | 0 | #N/A | #N/A | #N/A | #N/A | 0 | 0
[6 empty] | 174 | [15 empty] | 0 | 0 | 0 | 0 |  | 0 | 0 |  | TRUE | 0 | 0 | 0 | FALSE | +00 | +00 | TRUE | TRUE | FALSE | FALSE | 0 | 0 | TRUE | TRUE | FALSE | FALSE | 0 | 0 | #N/A | #N/A | #N/A | 0 | 0 | 0 | 0 | 0 | 0 | 0 | 0 | #N/A | 100000 | #N/A | 100000 | #N/A | 0 | #N/A | 0 | #N/A | 0.005307 | #N/A | 0.005307 |  | 174 | #N/A | #N/A | #N/A | #N/A | #N/A | #N/A | 0 | 174 | 0 | #N/A | 0 | N/A | 0 | N/A |  | 174 | 0 | #N/A | #N/A | #N/A | #N/A | 0 | 0
[6 empty] | 175 | [15 empty] | 0 | 0 | 0 | 0 |  | 0 | 0 |  | TRUE | 0 | 0 | 0 | FALSE | +00 | +00 | TRUE | TRUE | FALSE | FALSE | 0 | 0 | TRUE | TRUE | FALSE | FALSE | 0 | 0 | #N/A | #N/A | #N/A | 0 | 0 | 0 | 0 | 0 | 0 | 0 | 0 | #N/A | 100000 | #N/A | 100000 | #N/A | 0 | #N/A | 0 | #N/A | 0.005307 | #N/A | 0.005307 |  | 175 | #N/A | #N/A | #N/A | #N/A | #N/A | #N/A | 0 | 175 | 0 | #N/A | 0 | N/A | 0 | N/A |  | 175 | 0 | #N/A | #N/A | #N/A | #N/A | 0 | 0
[6 empty] | 176 | [15 empty] | 0 | 0 | 0 | 0 |  | 0 | 0 |  | TRUE | 0 | 0 | 0 | FALSE | +00 | +00 | TRUE | TRUE | FALSE | FALSE | 0 | 0 | TRUE | TRUE | FALSE | FALSE | 0 | 0 | #N/A | #N/A | #N/A | 0 | 0 | 0 | 0 | 0 | 0 | 0 | 0 | #N/A | 100000 | #N/A | 100000 | #N/A | 0 | #N/A | 0 | #N/A | 0.005307 | #N/A | 0.005307 |  | 176 | #N/A | #N/A | #N/A | #N/A | #N/A | #N/A | 0 | 176 | 0 | #N/A | 0 | N/A | 0 | N/A |  | 176 | 0 | #N/A | #N/A | #N/A | #N/A | 0 | 0
[6 empty] | 177 | [15 empty] | 0 | 0 | 0 | 0 |  | 0 | 0 |  | TRUE | 0 | 0 | 0 | FALSE | +00 | +00 | TRUE | TRUE | FALSE | FALSE | 0 | 0 | TRUE | TRUE | FALSE | FALSE | 0 | 0 | #N/A | #N/A | #N/A | 0 | 0 | 0 | 0 | 0 | 0 | 0 | 0 | #N/A | 100000 | #N/A | 100000 | #N/A | 0 | #N/A | 0 | #N/A | 0.005307 | #N/A | 0.005307 |  | 177 | #N/A | #N/A | #N/A | #N/A | #N/A | #N/A | 0 | 177 | 0 | #N/A | 0 | N/A | 0 | N/A |  | 177 | 0 | #N/A | #N/A | #N/A | #N/A | 0 | 0
[6 empty] | 178 | [15 empty] | 0 | 0 | 0 | 0 |  | 0 | 0 |  | TRUE | 0 | 0 | 0 | FALSE | +00 | +00 | TRUE | TRUE | FALSE | FALSE | 0 | 0 | TRUE | TRUE | FALSE | FALSE | 0 | 0 | #N/A | #N/A | #N/A | 0 | 0 | 0 | 0 | 0 | 0 | 0 | 0 | #N/A | 100000 | #N/A | 100000 | #N/A | 0 | #N/A | 0 | #N/A | 0.005307 | #N/A | 0.005307 |  | 178 | #N/A | #N/A | #N/A | #N/A | #N/A | #N/A | 0 | 178 | 0 | #N/A | 0 | N/A | 0 | N/A |  | 178 | 0 | #N/A | #N/A | #N/A | #N/A | 0 | 0
[6 empty] | 179 | [15 empty] | 0 | 0 | 0 | 0 |  | 0 | 0 |  | TRUE | 0 | 0 | 0 | FALSE | +00 | +00 | TRUE | TRUE | FALSE | FALSE | 0 | 0 | TRUE | TRUE | FALSE | FALSE | 0 | 0 | #N/A | #N/A | #N/A | 0 | 0 | 0 | 0 | 0 | 0 | 0 | 0 | #N/A | 100000 | #N/A | 100000 | #N/A | 0 | #N/A | 0 | #N/A | 0.005307 | #N/A | 0.005307 |  | 179 | #N/A | #N/A | #N/A | #N/A | #N/A | #N/A | 0 | 179 | 0 | #N/A | 0 | N/A | 0 | N/A |  | 179 | 0 | #N/A | #N/A | #N/A | #N/A | 0 | 0
[6 empty] | 180 | [15 empty] | 0 | 0 | 0 | 0 |  | 0 | 0 |  | TRUE | 0 | 0 | 0 | FALSE | +00 | +00 | TRUE | TRUE | FALSE | FALSE | 0 | 0 | TRUE | TRUE | FALSE | FALSE | 0 | 0 | #N/A | #N/A | #N/A | 0 | 0 | 0 | 0 | 0 | 0 | 0 | 0 | #N/A | 100000 | #N/A | 100000 | #N/A | 0 | #N/A | 0 | #N/A | 0.005307 | #N/A | 0.005307 |  | 180 | #N/A | #N/A | #N/A | #N/A | #N/A | #N/A | 0 | 180 | 0 | #N/A | 0 | N/A | 0 | N/A |  | 180 | 0 | #N/A | #N/A | #N/A | #N/A | 0 | 0
[6 empty] | 181 | [15 empty] | 0 | 0 | 0 | 0 |  | 0 | 0 |  | TRUE | 0 | 0 | 0 | FALSE | +00 | +00 | TRUE | TRUE | FALSE | FALSE | 0 | 0 | TRUE | TRUE | FALSE | FALSE | 0 | 0 | #N/A | #N/A | #N/A | 0 | 0 | 0 | 0 | 0 | 0 | 0 | 0 | #N/A | 100000 | #N/A | 100000 | #N/A | 0 | #N/A | 0 | #N/A | 0.005307 | #N/A | 0.005307 |  | 181 | #N/A | #N/A | #N/A | #N/A | #N/A | #N/A | 0 | 181 | 0 | #N/A | 0 | N/A | 0 | N/A |  | 181 | 0 | #N/A | #N/A | #N/A | #N/A | 0 | 0
[6 empty] | 182 | [15 empty] | 0 | 0 | 0 | 0 |  | 0 | 0 |  | TRUE | 0 | 0 | 0 | FALSE | +00 | +00 | TRUE | TRUE | FALSE | FALSE | 0 | 0 | TRUE | TRUE | FALSE | FALSE | 0 | 0 | #N/A | #N/A | #N/A | 0 | 0 | 0 | 0 | 0 | 0 | 0 | 0 | #N/A | 100000 | #N/A | 100000 | #N/A | 0 | #N/A | 0 | #N/A | 0.005307 | #N/A | 0.005307 |  | 182 | #N/A | #N/A | #N/A | #N/A | #N/A | #N/A | 0 | 182 | 0 | #N/A | 0 | N/A | 0 | N/A |  | 182 | 0 | #N/A | #N/A | #N/A | #N/A | 0 | 0
[6 empty] | 183 | [15 empty] | 0 | 0 | 0 | 0 |  | 0 | 0 |  | TRUE | 0 | 0 | 0 | FALSE | +00 | +00 | TRUE | TRUE | FALSE | FALSE | 0 | 0 | TRUE | TRUE | FALSE | FALSE | 0 | 0 | #N/A | #N/A | #N/A | 0 | 0 | 0 | 0 | 0 | 0 | 0 | 0 | #N/A | 100000 | #N/A | 100000 | #N/A | 0 | #N/A | 0 | #N/A | 0.005307 | #N/A | 0.005307 |  | 183 | #N/A | #N/A | #N/A | #N/A | #N/A | #N/A | 0 | 183 | 0 | #N/A | 0 | N/A | 0 | N/A |  | 183 | 0 | #N/A | #N/A | #N/A | #N/A | 0 | 0
[6 empty] | 184 | [15 empty] | 0 | 0 | 0 | 0 |  | 0 | 0 |  | TRUE | 0 | 0 | 0 | FALSE | +00 | +00 | TRUE | TRUE | FALSE | FALSE | 0 | 0 | TRUE | TRUE | FALSE | FALSE | 0 | 0 | #N/A | #N/A | #N/A | 0 | 0 | 0 | 0 | 0 | 0 | 0 | 0 | #N/A | 100000 | #N/A | 100000 | #N/A | 0 | #N/A | 0 | #N/A | 0.005307 | #N/A | 0.005307 |  | 184 | #N/A | #N/A | #N/A | #N/A | #N/A | #N/A | 0 | 184 | 0 | #N/A | 0 | N/A | 0 | N/A |  | 184 | 0 | #N/A | #N/A | #N/A | #N/A | 0 | 0
[6 empty] | 185 | [15 empty] | 0 | 0 | 0 | 0 |  | 0 | 0 |  | TRUE | 0 | 0 | 0 | FALSE | +00 | +00 | TRUE | TRUE | FALSE | FALSE | 0 | 0 | TRUE | TRUE | FALSE | FALSE | 0 | 0 | #N/A | #N/A | #N/A | 0 | 0 | 0 | 0 | 0 | 0 | 0 | 0 | #N/A | 100000 | #N/A | 100000 | #N/A | 0 | #N/A | 0 | #N/A | 0.005307 | #N/A | 0.005307 |  | 185 | #N/A | #N/A | #N/A | #N/A | #N/A | #N/A | 0 | 185 | 0 | #N/A | 0 | N/A | 0 | N/A |  | 185 | 0 | #N/A | #N/A | #N/A | #N/A | 0 | 0
[6 empty] | 186 | [15 empty] | 0 | 0 | 0 | 0 |  | 0 | 0 |  | TRUE | 0 | 0 | 0 | FALSE | +00 | +00 | TRUE | TRUE | FALSE | FALSE | 0 | 0 | TRUE | TRUE | FALSE | FALSE | 0 | 0 | #N/A | #N/A | #N/A | 0 | 0 | 0 | 0 | 0 | 0 | 0 | 0 | #N/A | 100000 | #N/A | 100000 | #N/A | 0 | #N/A | 0 | #N/A | 0.005307 | #N/A | 0.005307 |  | 186 | #N/A | #N/A | #N/A | #N/A | #N/A | #N/A | 0 | 186 | 0 | #N/A | 0 | N/A | 0 | N/A |  | 186 | 0 | #N/A | #N/A | #N/A | #N/A | 0 | 0
[6 empty] | 187 | [15 empty] | 0 | 0 | 0 | 0 |  | 0 | 0 |  | TRUE | 0 | 0 | 0 | FALSE | +00 | +00 | TRUE | TRUE | FALSE | FALSE | 0 | 0 | TRUE | TRUE | FALSE | FALSE | 0 | 0 | #N/A | #N/A | #N/A | 0 | 0 | 0 | 0 | 0 | 0 | 0 | 0 | #N/A | 100000 | #N/A | 100000 | #N/A | 0 | #N/A | 0 | #N/A | 0.005307 | #N/A | 0.005307 |  | 187 | #N/A | #N/A | #N/A | #N/A | #N/A | #N/A | 0 | 187 | 0 | #N/A | 0 | N/A | 0 | N/A |  | 187 | 0 | #N/A | #N/A | #N/A | #N/A | 0 | 0
[6 empty] | 188 | [15 empty] | 0 | 0 | 0 | 0 |  | 0 | 0 |  | TRUE | 0 | 0 | 0 | FALSE | +00 | +00 | TRUE | TRUE | FALSE | FALSE | 0 | 0 | TRUE | TRUE | FALSE | FALSE | 0 | 0 | #N/A | #N/A | #N/A | 0 | 0 | 0 | 0 | 0 | 0 | 0 | 0 | #N/A | 100000 | #N/A | 100000 | #N/A | 0 | #N/A | 0 | #N/A | 0.005307 | #N/A | 0.005307 |  | 188 | #N/A | #N/A | #N/A | #N/A | #N/A | #N/A | 0 | 188 | 0 | #N/A | 0 | N/A | 0 | N/A |  | 188 | 0 | #N/A | #N/A | #N/A | #N/A | 0 | 0
[6 empty] | 189 | [15 empty] | 0 | 0 | 0 | 0 |  | 0 | 0 |  | TRUE | 0 | 0 | 0 | FALSE | +00 | +00 | TRUE | TRUE | FALSE | FALSE | 0 | 0 | TRUE | TRUE | FALSE | FALSE | 0 | 0 | #N/A | #N/A | #N/A | 0 | 0 | 0 | 0 | 0 | 0 | 0 | 0 | #N/A | 100000 | #N/A | 100000 | #N/A | 0 | #N/A | 0 | #N/A | 0.005307 | #N/A | 0.005307 |  | 189 | #N/A | #N/A | #N/A | #N/A | #N/A | #N/A | 0 | 189 | 0 | #N/A | 0 | N/A | 0 | N/A |  | 189 | 0 | #N/A | #N/A | #N/A | #N/A | 0 | 0
[6 empty] | 190 | [15 empty] | 0 | 0 | 0 | 0 |  | 0 | 0 |  | TRUE | 0 | 0 | 0 | FALSE | +00 | +00 | TRUE | TRUE | FALSE | FALSE | 0 | 0 | TRUE | TRUE | FALSE | FALSE | 0 | 0 | #N/A | #N/A | #N/A | 0 | 0 | 0 | 0 | 0 | 0 | 0 | 0 | #N/A | 100000 | #N/A | 100000 | #N/A | 0 | #N/A | 0 | #N/A | 0.005307 | #N/A | 0.005307 |  | 190 | #N/A | #N/A | #N/A | #N/A | #N/A | #N/A | 0 | 190 | 0 | #N/A | 0 | N/A | 0 | N/A |  | 190 | 0 | #N/A | #N/A | #N/A | #N/A | 0 | 0
[6 empty] | 191 | [15 empty] | 0 | 0 | 0 | 0 |  | 0 | 0 |  | TRUE | 0 | 0 | 0 | FALSE | +00 | +00 | TRUE | TRUE | FALSE | FALSE | 0 | 0 | TRUE | TRUE | FALSE | FALSE | 0 | 0 | #N/A | #N/A | #N/A | 0 | 0 | 0 | 0 | 0 | 0 | 0 | 0 | #N/A | 100000 | #N/A | 100000 | #N/A | 0 | #N/A | 0 | #N/A | 0.005307 | #N/A | 0.005307 |  | 191 | #N/A | #N/A | #N/A | #N/A | #N/A | #N/A | 0 | 191 | 0 | #N/A | 0 | N/A | 0 | N/A |  | 191 | 0 | #N/A | #N/A | #N/A | #N/A | 0 | 0
[6 empty] | 192 | [15 empty] | 0 | 0 | 0 | 0 |  | 0 | 0 |  | TRUE | 0 | 0 | 0 | FALSE | +00 | +00 | TRUE | TRUE | FALSE | FALSE | 0 | 0 | TRUE | TRUE | FALSE | FALSE | 0 | 0 | #N/A | #N/A | #N/A | 0 | 0 | 0 | 0 | 0 | 0 | 0 | 0 | #N/A | 100000 | #N/A | 100000 | #N/A | 0 | #N/A | 0 | #N/A | 0.005307 | #N/A | 0.005307 |  | 192 | #N/A | #N/A | #N/A | #N/A | #N/A | #N/A | 0 | 192 | 0 | #N/A | 0 | N/A | 0 | N/A |  | 192 | 0 | #N/A | #N/A | #N/A | #N/A | 0 | 0
[6 empty] | 193 | [15 empty] | 0 | 0 | 0 | 0 |  | 0 | 0 |  | TRUE | 0 | 0 | 0 | FALSE | +00 | +00 | TRUE | TRUE | FALSE | FALSE | 0 | 0 | TRUE | TRUE | FALSE | FALSE | 0 | 0 | #N/A | #N/A | #N/A | 0 | 0 | 0 | 0 | 0 | 0 | 0 | 0 | #N/A | 100000 | #N/A | 100000 | #N/A | 0 | #N/A | 0 | #N/A | 0.005307 | #N/A | 0.005307 |  | 193 | #N/A | #N/A | #N/A | #N/A | #N/A | #N/A | 0 | 193 | 0 | #N/A | 0 | N/A | 0 | N/A |  | 193 | 0 | #N/A | #N/A | #N/A | #N/A | 0 | 0
[6 empty] | 194 | [15 empty] | 0 | 0 | 0 | 0 |  | 0 | 0 |  | TRUE | 0 | 0 | 0 | FALSE | +00 | +00 | TRUE | TRUE | FALSE | FALSE | 0 | 0 | TRUE | TRUE | FALSE | FALSE | 0 | 0 | #N/A | #N/A | #N/A | 0 | 0 | 0 | 0 | 0 | 0 | 0 | 0 | #N/A | 100000 | #N/A | 100000 | #N/A | 0 | #N/A | 0 | #N/A | 0.005307 | #N/A | 0.005307 |  | 194 | #N/A | #N/A | #N/A | #N/A | #N/A | #N/A | 0 | 194 | 0 | #N/A | 0 | N/A | 0 | N/A |  | 194 | 0 | #N/A | #N/A | #N/A | #N/A | 0 | 0
[6 empty] | 195 | [15 empty] | 0 | 0 | 0 | 0 |  | 0 | 0 |  | TRUE | 0 | 0 | 0 | FALSE | +00 | +00 | TRUE | TRUE | FALSE | FALSE | 0 | 0 | TRUE | TRUE | FALSE | FALSE | 0 | 0 | #N/A | #N/A | #N/A | 0 | 0 | 0 | 0 | 0 | 0 | 0 | 0 | #N/A | 100000 | #N/A | 100000 | #N/A | 0 | #N/A | 0 | #N/A | 0.005307 | #N/A | 0.005307 |  | 195 | #N/A | #N/A | #N/A | #N/A | #N/A | #N/A | 0 | 195 | 0 | #N/A | 0 | N/A | 0 | N/A |  | 195 | 0 | #N/A | #N/A | #N/A | #N/A | 0 | 0
[6 empty] | 196 | [15 empty] | 0 | 0 | 0 | 0 |  | 0 | 0 |  | TRUE | 0 | 0 | 0 | FALSE | +00 | +00 | TRUE | TRUE | FALSE | FALSE | 0 | 0 | TRUE | TRUE | FALSE | FALSE | 0 | 0 | #N/A | #N/A | #N/A | 0 | 0 | 0 | 0 | 0 | 0 | 0 | 0 | #N/A | 100000 | #N/A | 100000 | #N/A | 0 | #N/A | 0 | #N/A | 0.005307 | #N/A | 0.005307 |  | 196 | #N/A | #N/A | #N/A | #N/A | #N/A | #N/A | 0 | 196 | 0 | #N/A | 0 | N/A | 0 | N/A |  | 196 | 0 | #N/A | #N/A | #N/A | #N/A | 0 | 0
[6 empty] | 197 | [15 empty] | 0 | 0 | 0 | 0 |  | 0 | 0 |  | TRUE | 0 | 0 | 0 | FALSE | +00 | +00 | TRUE | TRUE | FALSE | FALSE | 0 | 0 | TRUE | TRUE | FALSE | FALSE | 0 | 0 | #N/A | #N/A | #N/A | 0 | 0 | 0 | 0 | 0 | 0 | 0 | 0 | #N/A | 100000 | #N/A | 100000 | #N/A | 0 | #N/A | 0 | #N/A | 0.005307 | #N/A | 0.005307 |  | 197 | #N/A | #N/A | #N/A | #N/A | #N/A | #N/A | 0 | 197 | 0 | #N/A | 0 | N/A | 0 | N/A |  | 197 | 0 | #N/A | #N/A | #N/A | #N/A | 0 | 0
[6 empty] | 198 | [15 empty] | 0 | 0 | 0 | 0 |  | 0 | 0 |  | TRUE | 0 | 0 | 0 | FALSE | +00 | +00 | TRUE | TRUE | FALSE | FALSE | 0 | 0 | TRUE | TRUE | FALSE | FALSE | 0 | 0 | #N/A | #N/A | #N/A | 0 | 0 | 0 | 0 | 0 | 0 | 0 | 0 | #N/A | 100000 | #N/A | 100000 | #N/A | 0 | #N/A | 0 | #N/A | 0.005307 | #N/A | 0.005307 |  | 198 | #N/A | #N/A | #N/A | #N/A | #N/A | #N/A | 0 | 198 | 0 | #N/A | 0 | N/A | 0 | N/A |  | 198 | 0 | #N/A | #N/A | #N/A | #N/A | 0 | 0
[6 empty] | 199 | [15 empty] | 0 | 0 | 0 | 0 |  | 0 | 0 |  | TRUE | 0 | 0 | 0 | FALSE | +00 | +00 | TRUE | TRUE | FALSE | FALSE | 0 | 0 | TRUE | TRUE | FALSE | FALSE | 0 | 0 | #N/A | #N/A | #N/A | 0 | 0 | 0 | 0 | 0 | 0 | 0 | 0 | #N/A | 100000 | #N/A | 100000 | #N/A | 0 | #N/A | 0 | #N/A | 0.005307 | #N/A | 0.005307 |  | 199 | #N/A | #N/A | #N/A | #N/A | #N/A | #N/A | 0 | 199 | 0 | #N/A | 0 | N/A | 0 | N/A |  | 199 | 0 | #N/A | #N/A | #N/A | #N/A | 0 | 0
[6 empty] | 200 | [15 empty] | 0 | 0 | 0 | 0 |  | 0 | 0 |  | TRUE | 0 | 0 | 0 | FALSE | +00 | +00 | TRUE | TRUE | FALSE | FALSE | 0 | 0 | TRUE | TRUE | FALSE | FALSE | 0 | 0 | #N/A | #N/A | #N/A | 0 | 0 | 0 | 0 | 0 | 0 | 0 | 0 | #N/A | 100000 | #N/A | 100000 | #N/A | 0 | #N/A | 0 | #N/A | 0.005307 | #N/A | 0.005307 |  | 200 | #N/A | #N/A | #N/A | #N/A | #N/A | #N/A | 0 | 200 | 0 | #N/A | 0 | N/A | 0 | N/A |  | 200 | 0 | #N/A | #N/A | #N/A | #N/A | 0 | 0
[6 empty] | 201 | [15 empty] | 0 | 0 | 0 | 0 |  | 0 | 0 |  | TRUE | 0 | 0 | 0 | FALSE | +00 | +00 | TRUE | TRUE | FALSE | FALSE | 0 | 0 | TRUE | TRUE | FALSE | FALSE | 0 | 0 | #N/A | #N/A | #N/A | 0 | 0 | 0 | 0 | 0 | 0 | 0 | 0 | #N/A | 100000 | #N/A | 100000 | #N/A | 0 | #N/A | 0 | #N/A | 0.005307 | #N/A | 0.005307 |  | 201 | #N/A | #N/A | #N/A | #N/A | #N/A | #N/A | 0 | 201 | 0 | #N/A | 0 | N/A | 0 | N/A |  | 201 | 0 | #N/A | #N/A | #N/A | #N/A | 0 | 0
[6 empty] | 202 | [15 empty] | 0 | 0 | 0 | 0 |  | 0 | 0 |  | TRUE | 0 | 0 | 0 | FALSE | +00 | +00 | TRUE | TRUE | FALSE | FALSE | 0 | 0 | TRUE | TRUE | FALSE | FALSE | 0 | 0 | #N/A | #N/A | #N/A | 0 | 0 | 0 | 0 | 0 | 0 | 0 | 0 | #N/A | 100000 | #N/A | 100000 | #N/A | 0 | #N/A | 0 | #N/A | 0.005307 | #N/A | 0.005307 |  | 202 | #N/A | #N/A | #N/A | #N/A | #N/A | #N/A | 0 | 202 | 0 | #N/A | 0 | N/A | 0 | N/A |  | 202 | 0 | #N/A | #N/A | #N/A | #N/A | 0 | 0
[6 empty] | 203 | [15 empty] | 0 | 0 | 0 | 0 |  | 0 | 0 |  | TRUE | 0 | 0 | 0 | FALSE | +00 | +00 | TRUE | TRUE | FALSE | FALSE | 0 | 0 | TRUE | TRUE | FALSE | FALSE | 0 | 0 | #N/A | #N/A | #N/A | 0 | 0 | 0 | 0 | 0 | 0 | 0 | 0 | #N/A | 100000 | #N/A | 100000 | #N/A | 0 | #N/A | 0 | #N/A | 0.005307 | #N/A | 0.005307 |  | 203 | #N/A | #N/A | #N/A | #N/A | #N/A | #N/A | 0 | 203 | 0 | #N/A | 0 | N/A | 0 | N/A |  | 203 | 0 | #N/A | #N/A | #N/A | #N/A | 0 | 0
[6 empty] | 204 | [15 empty] | 0 | 0 | 0 | 0 |  | 0 | 0 |  | TRUE | 0 | 0 | 0 | FALSE | +00 | +00 | TRUE | TRUE | FALSE | FALSE | 0 | 0 | TRUE | TRUE | FALSE | FALSE | 0 | 0 | #N/A | #N/A | #N/A | 0 | 0 | 0 | 0 | 0 | 0 | 0 | 0 | #N/A | 100000 | #N/A | 100000 | #N/A | 0 | #N/A | 0 | #N/A | 0.005307 | #N/A | 0.005307 |  | 204 | #N/A | #N/A | #N/A | #N/A | #N/A | #N/A | 0 | 204 | 0 | #N/A | 0 | N/A | 0 | N/A |  | 204 | 0 | #N/A | #N/A | #N/A | #N/A | 0 | 0
[6 empty] | 205 | [15 empty] | 0 | 0 | 0 | 0 |  | 0 | 0 |  | TRUE | 0 | 0 | 0 | FALSE | +00 | +00 | TRUE | TRUE | FALSE | FALSE | 0 | 0 | TRUE | TRUE | FALSE | FALSE | 0 | 0 | #N/A | #N/A | #N/A | 0 | 0 | 0 | 0 | 0 | 0 | 0 | 0 | #N/A | 100000 | #N/A | 100000 | #N/A | 0 | #N/A | 0 | #N/A | 0.005307 | #N/A | 0.005307 |  | 205 | #N/A | #N/A | #N/A | #N/A | #N/A | #N/A | 0 | 205 | 0 | #N/A | 0 | N/A | 0 | N/A |  | 205 | 0 | #N/A | #N/A | #N/A | #N/A | 0 | 0
[6 empty] | 206 | [15 empty] | 0 | 0 | 0 | 0 |  | 0 | 0 |  | TRUE | 0 | 0 | 0 | FALSE | +00 | +00 | TRUE | TRUE | FALSE | FALSE | 0 | 0 | TRUE | TRUE | FALSE | FALSE | 0 | 0 | #N/A | #N/A | #N/A | 0 | 0 | 0 | 0 | 0 | 0 | 0 | 0 | #N/A | 100000 | #N/A | 100000 | #N/A | 0 | #N/A | 0 | #N/A | 0.005307 | #N/A | 0.005307 |  | 206 | #N/A | #N/A | #N/A | #N/A | #N/A | #N/A | 0 | 206 | 0 | #N/A | 0 | N/A | 0 | N/A |  | 206 | 0 | #N/A | #N/A | #N/A | #N/A | 0 | 0
[6 empty] | 207 | [15 empty] | 0 | 0 | 0 | 0 |  | 0 | 0 |  | TRUE | 0 | 0 | 0 | FALSE | +00 | +00 | TRUE | TRUE | FALSE | FALSE | 0 | 0 | TRUE | TRUE | FALSE | FALSE | 0 | 0 | #N/A | #N/A | #N/A | 0 | 0 | 0 | 0 | 0 | 0 | 0 | 0 | #N/A | 100000 | #N/A | 100000 | #N/A | 0 | #N/A | 0 | #N/A | 0.005307 | #N/A | 0.005307 |  | 207 | #N/A | #N/A | #N/A | #N/A | #N/A | #N/A | 0 | 207 | 0 | #N/A | 0 | N/A | 0 | N/A |  | 207 | 0 | #N/A | #N/A | #N/A | #N/A | 0 | 0
[6 empty] | 208 | [15 empty] | 0 | 0 | 0 | 0 |  | 0 | 0 |  | TRUE | 0 | 0 | 0 | FALSE | +00 | +00 | TRUE | TRUE | FALSE | FALSE | 0 | 0 | TRUE | TRUE | FALSE | FALSE | 0 | 0 | #N/A | #N/A | #N/A | 0 | 0 | 0 | 0 | 0 | 0 | 0 | 0 | #N/A | 100000 | #N/A | 100000 | #N/A | 0 | #N/A | 0 | #N/A | 0.005307 | #N/A | 0.005307 |  | 208 | #N/A | #N/A | #N/A | #N/A | #N/A | #N/A | 0 | 208 | 0 | #N/A | 0 | N/A | 0 | N/A |  | 208 | 0 | #N/A | #N/A | #N/A | #N/A | 0 | 0
[6 empty] | 209 | [15 empty] | 0 | 0 | 0 | 0 |  | 0 | 0 |  | TRUE | 0 | 0 | 0 | FALSE | +00 | +00 | TRUE | TRUE | FALSE | FALSE | 0 | 0 | TRUE | TRUE | FALSE | FALSE | 0 | 0 | #N/A | #N/A | #N/A | 0 | 0 | 0 | 0 | 0 | 0 | 0 | 0 | #N/A | 100000 | #N/A | 100000 | #N/A | 0 | #N/A | 0 | #N/A | 0.005307 | #N/A | 0.005307 |  | 209 | #N/A | #N/A | #N/A | #N/A | #N/A | #N/A | 0 | 209 | 0 | #N/A | 0 | N/A | 0 | N/A |  | 209 | 0 | #N/A | #N/A | #N/A | #N/A | 0 | 0
[6 empty] | 210 | [15 empty] | 0 | 0 | 0 | 0 |  | 0 | 0 |  | TRUE | 0 | 0 | 0 | FALSE | +00 | +00 | TRUE | TRUE | FALSE | FALSE | 0 | 0 | TRUE | TRUE | FALSE | FALSE | 0 | 0 | #N/A | #N/A | #N/A | 0 | 0 | 0 | 0 | 0 | 0 | 0 | 0 | #N/A | 100000 | #N/A | 100000 | #N/A | 0 | #N/A | 0 | #N/A | 0.005307 | #N/A | 0.005307 |  | 210 | #N/A | #N/A | #N/A | #N/A | #N/A | #N/A | 0 | 210 | 0 | #N/A | 0 | N/A | 0 | N/A |  | 210 | 0 | #N/A | #N/A | #N/A | #N/A | 0 | 0
[6 empty] | 211 | [15 empty] | 0 | 0 | 0 | 0 |  | 0 | 0 |  | TRUE | 0 | 0 | 0 | FALSE | +00 | +00 | TRUE | TRUE | FALSE | FALSE | 0 | 0 | TRUE | TRUE | FALSE | FALSE | 0 | 0 | #N/A | #N/A | #N/A | 0 | 0 | 0 | 0 | 0 | 0 | 0 | 0 | #N/A | 100000 | #N/A | 100000 | #N/A | 0 | #N/A | 0 | #N/A | 0.005307 | #N/A | 0.005307 |  | 211 | #N/A | #N/A | #N/A | #N/A | #N/A | #N/A | 0 | 211 | 0 | #N/A | 0 | N/A | 0 | N/A |  | 211 | 0 | #N/A | #N/A | #N/A | #N/A | 0 | 0
[6 empty] | 212 | [15 empty] | 0 | 0 | 0 | 0 |  | 0 | 0 |  | TRUE | 0 | 0 | 0 | FALSE | +00 | +00 | TRUE | TRUE | FALSE | FALSE | 0 | 0 | TRUE | TRUE | FALSE | FALSE | 0 | 0 | #N/A | #N/A | #N/A | 0 | 0 | 0 | 0 | 0 | 0 | 0 | 0 | #N/A | 100000 | #N/A | 100000 | #N/A | 0 | #N/A | 0 | #N/A | 0.005307 | #N/A | 0.005307 |  | 212 | #N/A | #N/A | #N/A | #N/A | #N/A | #N/A | 0 | 212 | 0 | #N/A | 0 | N/A | 0 | N/A |  | 212 | 0 | #N/A | #N/A | #N/A | #N/A | 0 | 0
[6 empty] | 213 | [15 empty] | 0 | 0 | 0 | 0 |  | 0 | 0 |  | TRUE | 0 | 0 | 0 | FALSE | +00 | +00 | TRUE | TRUE | FALSE | FALSE | 0 | 0 | TRUE | TRUE | FALSE | FALSE | 0 | 0 | #N/A | #N/A | #N/A | 0 | 0 | 0 | 0 | 0 | 0 | 0 | 0 | #N/A | 100000 | #N/A | 100000 | #N/A | 0 | #N/A | 0 | #N/A | 0.005307 | #N/A | 0.005307 |  | 213 | #N/A | #N/A | #N/A | #N/A | #N/A | #N/A | 0 | 213 | 0 | #N/A | 0 | N/A | 0 | N/A |  | 213 | 0 | #N/A | #N/A | #N/A | #N/A | 0 | 0
[6 empty] | 214 | [15 empty] | 0 | 0 | 0 | 0 |  | 0 | 0 |  | TRUE | 0 | 0 | 0 | FALSE | +00 | +00 | TRUE | TRUE | FALSE | FALSE | 0 | 0 | TRUE | TRUE | FALSE | FALSE | 0 | 0 | #N/A | #N/A | #N/A | 0 | 0 | 0 | 0 | 0 | 0 | 0 | 0 | #N/A | 100000 | #N/A | 100000 | #N/A | 0 | #N/A | 0 | #N/A | 0.005307 | #N/A | 0.005307 |  | 214 | #N/A | #N/A | #N/A | #N/A | #N/A | #N/A | 0 | 214 | 0 | #N/A | 0 | N/A | 0 | N/A |  | 214 | 0 | #N/A | #N/A | #N/A | #N/A | 0 | 0
[6 empty] | 215 | [15 empty] | 0 | 0 | 0 | 0 |  | 0 | 0 |  | TRUE | 0 | 0 | 0 | FALSE | +00 | +00 | TRUE | TRUE | FALSE | FALSE | 0 | 0 | TRUE | TRUE | FALSE | FALSE | 0 | 0 | #N/A | #N/A | #N/A | 0 | 0 | 0 | 0 | 0 | 0 | 0 | 0 | #N/A | 100000 | #N/A | 100000 | #N/A | 0 | #N/A | 0 | #N/A | 0.005307 | #N/A | 0.005307 |  | 215 | #N/A | #N/A | #N/A | #N/A | #N/A | #N/A | 0 | 215 | 0 | #N/A | 0 | N/A | 0 | N/A |  | 215 | 0 | #N/A | #N/A | #N/A | #N/A | 0 | 0
[6 empty] | 216 | [15 empty] | 0 | 0 | 0 | 0 |  | 0 | 0 |  | TRUE | 0 | 0 | 0 | FALSE | +00 | +00 | TRUE | TRUE | FALSE | FALSE | 0 | 0 | TRUE | TRUE | FALSE | FALSE | 0 | 0 | #N/A | #N/A | #N/A | 0 | 0 | 0 | 0 | 0 | 0 | 0 | 0 | #N/A | 100000 | #N/A | 100000 | #N/A | 0 | #N/A | 0 | #N/A | 0.005307 | #N/A | 0.005307 |  | 216 | #N/A | #N/A | #N/A | #N/A | #N/A | #N/A | 0 | 216 | 0 | #N/A | 0 | N/A | 0 | N/A |  | 216 | 0 | #N/A | #N/A | #N/A | #N/A | 0 | 0
[6 empty] | 217 | [15 empty] | 0 | 0 | 0 | 0 |  | 0 | 0 |  | TRUE | 0 | 0 | 0 | FALSE | +00 | +00 | TRUE | TRUE | FALSE | FALSE | 0 | 0 | TRUE | TRUE | FALSE | FALSE | 0 | 0 | #N/A | #N/A | #N/A | 0 | 0 | 0 | 0 | 0 | 0 | 0 | 0 | #N/A | 100000 | #N/A | 100000 | #N/A | 0 | #N/A | 0 | #N/A | 0.005307 | #N/A | 0.005307 |  | 217 | #N/A | #N/A | #N/A | #N/A | #N/A | #N/A | 0 | 217 | 0 | #N/A | 0 | N/A | 0 | N/A |  | 217 | 0 | #N/A | #N/A | #N/A | #N/A | 0 | 0
[6 empty] | 218 | [15 empty] | 0 | 0 | 0 | 0 |  | 0 | 0 |  | TRUE | 0 | 0 | 0 | FALSE | +00 | +00 | TRUE | TRUE | FALSE | FALSE | 0 | 0 | TRUE | TRUE | FALSE | FALSE | 0 | 0 | #N/A | #N/A | #N/A | 0 | 0 | 0 | 0 | 0 | 0 | 0 | 0 | #N/A | 100000 | #N/A | 100000 | #N/A | 0 | #N/A | 0 | #N/A | 0.005307 | #N/A | 0.005307 |  | 218 | #N/A | #N/A | #N/A | #N/A | #N/A | #N/A | 0 | 218 | 0 | #N/A | 0 | N/A | 0 | N/A |  | 218 | 0 | #N/A | #N/A | #N/A | #N/A | 0 | 0
[6 empty] | 219 | [15 empty] | 0 | 0 | 0 | 0 |  | 0 | 0 |  | TRUE | 0 | 0 | 0 | FALSE | +00 | +00 | TRUE | TRUE | FALSE | FALSE | 0 | 0 | TRUE | TRUE | FALSE | FALSE | 0 | 0 | #N/A | #N/A | #N/A | 0 | 0 | 0 | 0 | 0 | 0 | 0 | 0 | #N/A | 100000 | #N/A | 100000 | #N/A | 0 | #N/A | 0 | #N/A | 0.005307 | #N/A | 0.005307 |  | 219 | #N/A | #N/A | #N/A | #N/A | #N/A | #N/A | 0 | 219 | 0 | #N/A | 0 | N/A | 0 | N/A |  | 219 | 0 | #N/A | #N/A | #N/A | #N/A | 0 | 0
[6 empty] | 220 | [15 empty] | 0 | 0 | 0 | 0 |  | 0 | 0 |  | TRUE | 0 | 0 | 0 | FALSE | +00 | +00 | TRUE | TRUE | FALSE | FALSE | 0 | 0 | TRUE | TRUE | FALSE | FALSE | 0 | 0 | #N/A | #N/A | #N/A | 0 | 0 | 0 | 0 | 0 | 0 | 0 | 0 | #N/A | 100000 | #N/A | 100000 | #N/A | 0 | #N/A | 0 | #N/A | 0.005307 | #N/A | 0.005307 |  | 220 | #N/A | #N/A | #N/A | #N/A | #N/A | #N/A | 0 | 220 | 0 | #N/A | 0 | N/A | 0 | N/A |  | 220 | 0 | #N/A | #N/A | #N/A | #N/A | 0 | 0
[6 empty] | 221 | [15 empty] | 0 | 0 | 0 | 0 |  | 0 | 0 |  | TRUE | 0 | 0 | 0 | FALSE | +00 | +00 | TRUE | TRUE | FALSE | FALSE | 0 | 0 | TRUE | TRUE | FALSE | FALSE | 0 | 0 | #N/A | #N/A | #N/A | 0 | 0 | 0 | 0 | 0 | 0 | 0 | 0 | #N/A | 100000 | #N/A | 100000 | #N/A | 0 | #N/A | 0 | #N/A | 0.005307 | #N/A | 0.005307 |  | 221 | #N/A | #N/A | #N/A | #N/A | #N/A | #N/A | 0 | 221 | 0 | #N/A | 0 | N/A | 0 | N/A |  | 221 | 0 | #N/A | #N/A | #N/A | #N/A | 0 | 0
[6 empty] | 222 | [15 empty] | 0 | 0 | 0 | 0 |  | 0 | 0 |  | TRUE | 0 | 0 | 0 | FALSE | +00 | +00 | TRUE | TRUE | FALSE | FALSE | 0 | 0 | TRUE | TRUE | FALSE | FALSE | 0 | 0 | #N/A | #N/A | #N/A | 0 | 0 | 0 | 0 | 0 | 0 | 0 | 0 | #N/A | 100000 | #N/A | 100000 | #N/A | 0 | #N/A | 0 | #N/A | 0.005307 | #N/A | 0.005307 |  | 222 | #N/A | #N/A | #N/A | #N/A | #N/A | #N/A | 0 | 222 | 0 | #N/A | 0 | N/A | 0 | N/A |  | 222 | 0 | #N/A | #N/A | #N/A | #N/A | 0 | 0
[6 empty] | 223 | [15 empty] | 0 | 0 | 0 | 0 |  | 0 | 0 |  | TRUE | 0 | 0 | 0 | FALSE | +00 | +00 | TRUE | TRUE | FALSE | FALSE | 0 | 0 | TRUE | TRUE | FALSE | FALSE | 0 | 0 | #N/A | #N/A | #N/A | 0 | 0 | 0 | 0 | 0 | 0 | 0 | 0 | #N/A | 100000 | #N/A | 100000 | #N/A | 0 | #N/A | 0 | #N/A | 0.005307 | #N/A | 0.005307 |  | 223 | #N/A | #N/A | #N/A | #N/A | #N/A | #N/A | 0 | 223 | 0 | #N/A | 0 | N/A | 0 | N/A |  | 223 | 0 | #N/A | #N/A | #N/A | #N/A | 0 | 0
[6 empty] | 224 | [15 empty] | 0 | 0 | 0 | 0 |  | 0 | 0 |  | TRUE | 0 | 0 | 0 | FALSE | +00 | +00 | TRUE | TRUE | FALSE | FALSE | 0 | 0 | TRUE | TRUE | FALSE | FALSE | 0 | 0 | #N/A | #N/A | #N/A | 0 | 0 | 0 | 0 | 0 | 0 | 0 | 0 | #N/A | 100000 | #N/A | 100000 | #N/A | 0 | #N/A | 0 | #N/A | 0.005307 | #N/A | 0.005307 |  | 224 | #N/A | #N/A | #N/A | #N/A | #N/A | #N/A | 0 | 224 | 0 | #N/A | 0 | N/A | 0 | N/A |  | 224 | 0 | #N/A | #N/A | #N/A | #N/A | 0 | 0
[6 empty] | 225 | [15 empty] | 0 | 0 | 0 | 0 |  | 0 | 0 |  | TRUE | 0 | 0 | 0 | FALSE | +00 | +00 | TRUE | TRUE | FALSE | FALSE | 0 | 0 | TRUE | TRUE | FALSE | FALSE | 0 | 0 | #N/A | #N/A | #N/A | 0 | 0 | 0 | 0 | 0 | 0 | 0 | 0 | #N/A | 100000 | #N/A | 100000 | #N/A | 0 | #N/A | 0 | #N/A | 0.005307 | #N/A | 0.005307 |  | 225 | #N/A | #N/A | #N/A | #N/A | #N/A | #N/A | 0 | 225 | 0 | #N/A | 0 | N/A | 0 | N/A |  | 225 | 0 | #N/A | #N/A | #N/A | #N/A | 0 | 0
[6 empty] | 226 | [15 empty] | 0 | 0 | 0 | 0 |  | 0 | 0 |  | TRUE | 0 | 0 | 0 | FALSE | +00 | +00 | TRUE | TRUE | FALSE | FALSE | 0 | 0 | TRUE | TRUE | FALSE | FALSE | 0 | 0 | #N/A | #N/A | #N/A | 0 | 0 | 0 | 0 | 0 | 0 | 0 | 0 | #N/A | 100000 | #N/A | 100000 | #N/A | 0 | #N/A | 0 | #N/A | 0.005307 | #N/A | 0.005307 |  | 226 | #N/A | #N/A | #N/A | #N/A | #N/A | #N/A | 0 | 226 | 0 | #N/A | 0 | N/A | 0 | N/A |  | 226 | 0 | #N/A | #N/A | #N/A | #N/A | 0 | 0
[6 empty] | 227 | [15 empty] | 0 | 0 | 0 | 0 |  | 0 | 0 |  | TRUE | 0 | 0 | 0 | FALSE | +00 | +00 | TRUE | TRUE | FALSE | FALSE | 0 | 0 | TRUE | TRUE | FALSE | FALSE | 0 | 0 | #N/A | #N/A | #N/A | 0 | 0 | 0 | 0 | 0 | 0 | 0 | 0 | #N/A | 100000 | #N/A | 100000 | #N/A | 0 | #N/A | 0 | #N/A | 0.005307 | #N/A | 0.005307 |  | 227 | #N/A | #N/A | #N/A | #N/A | #N/A | #N/A | 0 | 227 | 0 | #N/A | 0 | N/A | 0 | N/A |  | 227 | 0 | #N/A | #N/A | #N/A | #N/A | 0 | 0
[6 empty] | 228 | [15 empty] | 0 | 0 | 0 | 0 |  | 0 | 0 |  | TRUE | 0 | 0 | 0 | FALSE | +00 | +00 | TRUE | TRUE | FALSE | FALSE | 0 | 0 | TRUE | TRUE | FALSE | FALSE | 0 | 0 | #N/A | #N/A | #N/A | 0 | 0 | 0 | 0 | 0 | 0 | 0 | 0 | #N/A | 100000 | #N/A | 100000 | #N/A | 0 | #N/A | 0 | #N/A | 0.005307 | #N/A | 0.005307 |  | 228 | #N/A | #N/A | #N/A | #N/A | #N/A | #N/A | 0 | 228 | 0 | #N/A | 0 | N/A | 0 | N/A |  | 228 | 0 | #N/A | #N/A | #N/A | #N/A | 0 | 0
[6 empty] | 229 | [15 empty] | 0 | 0 | 0 | 0 |  | 0 | 0 |  | TRUE | 0 | 0 | 0 | FALSE | +00 | +00 | TRUE | TRUE | FALSE | FALSE | 0 | 0 | TRUE | TRUE | FALSE | FALSE | 0 | 0 | #N/A | #N/A | #N/A | 0 | 0 | 0 | 0 | 0 | 0 | 0 | 0 | #N/A | 100000 | #N/A | 100000 | #N/A | 0 | #N/A | 0 | #N/A | 0.005307 | #N/A | 0.005307 |  | 229 | #N/A | #N/A | #N/A | #N/A | #N/A | #N/A | 0 | 229 | 0 | #N/A | 0 | N/A | 0 | N/A |  | 229 | 0 | #N/A | #N/A | #N/A | #N/A | 0 | 0
[6 empty] | 230 | [15 empty] | 0 | 0 | 0 | 0 |  | 0 | 0 |  | TRUE | 0 | 0 | 0 | FALSE | +00 | +00 | TRUE | TRUE | FALSE | FALSE | 0 | 0 | TRUE | TRUE | FALSE | FALSE | 0 | 0 | #N/A | #N/A | #N/A | 0 | 0 | 0 | 0 | 0 | 0 | 0 | 0 | #N/A | 100000 | #N/A | 100000 | #N/A | 0 | #N/A | 0 | #N/A | 0.005307 | #N/A | 0.005307 |  | 230 | #N/A | #N/A | #N/A | #N/A | #N/A | #N/A | 0 | 230 | 0 | #N/A | 0 | N/A | 0 | N/A |  | 230 | 0 | #N/A | #N/A | #N/A | #N/A | 0 | 0
[6 empty] | 231 | [15 empty] | 0 | 0 | 0 | 0 |  | 0 | 0 |  | TRUE | 0 | 0 | 0 | FALSE | +00 | +00 | TRUE | TRUE | FALSE | FALSE | 0 | 0 | TRUE | TRUE | FALSE | FALSE | 0 | 0 | #N/A | #N/A | #N/A | 0 | 0 | 0 | 0 | 0 | 0 | 0 | 0 | #N/A | 100000 | #N/A | 100000 | #N/A | 0 | #N/A | 0 | #N/A | 0.005307 | #N/A | 0.005307 |  | 231 | #N/A | #N/A | #N/A | #N/A | #N/A | #N/A | 0 | 231 | 0 | #N/A | 0 | N/A | 0 | N/A |  | 231 | 0 | #N/A | #N/A | #N/A | #N/A | 0 | 0
[6 empty] | 232 | [15 empty] | 0 | 0 | 0 | 0 |  | 0 | 0 |  | TRUE | 0 | 0 | 0 | FALSE | +00 | +00 | TRUE | TRUE | FALSE | FALSE | 0 | 0 | TRUE | TRUE | FALSE | FALSE | 0 | 0 | #N/A | #N/A | #N/A | 0 | 0 | 0 | 0 | 0 | 0 | 0 | 0 | #N/A | 100000 | #N/A | 100000 | #N/A | 0 | #N/A | 0 | #N/A | 0.005307 | #N/A | 0.005307 |  | 232 | #N/A | #N/A | #N/A | #N/A | #N/A | #N/A | 0 | 232 | 0 | #N/A | 0 | N/A | 0 | N/A |  | 232 | 0 | #N/A | #N/A | #N/A | #N/A | 0 | 0
[6 empty] | 233 | [15 empty] | 0 | 0 | 0 | 0 |  | 0 | 0 |  | TRUE | 0 | 0 | 0 | FALSE | +00 | +00 | TRUE | TRUE | FALSE | FALSE | 0 | 0 | TRUE | TRUE | FALSE | FALSE | 0 | 0 | #N/A | #N/A | #N/A | 0 | 0 | 0 | 0 | 0 | 0 | 0 | 0 | #N/A | 100000 | #N/A | 100000 | #N/A | 0 | #N/A | 0 | #N/A | 0.005307 | #N/A | 0.005307 |  | 233 | #N/A | #N/A | #N/A | #N/A | #N/A | #N/A | 0 | 233 | 0 | #N/A | 0 | N/A | 0 | N/A |  | 233 | 0 | #N/A | #N/A | #N/A | #N/A | 0 | 0
[6 empty] | 234 | [15 empty] | 0 | 0 | 0 | 0 |  | 0 | 0 |  | TRUE | 0 | 0 | 0 | FALSE | +00 | +00 | TRUE | TRUE | FALSE | FALSE | 0 | 0 | TRUE | TRUE | FALSE | FALSE | 0 | 0 | #N/A | #N/A | #N/A | 0 | 0 | 0 | 0 | 0 | 0 | 0 | 0 | #N/A | 100000 | #N/A | 100000 | #N/A | 0 | #N/A | 0 | #N/A | 0.005307 | #N/A | 0.005307 |  | 234 | #N/A | #N/A | #N/A | #N/A | #N/A | #N/A | 0 | 234 | 0 | #N/A | 0 | N/A | 0 | N/A |  | 234 | 0 | #N/A | #N/A | #N/A | #N/A | 0 | 0
[6 empty] | 235 | [15 empty] | 0 | 0 | 0 | 0 |  | 0 | 0 |  | TRUE | 0 | 0 | 0 | FALSE | +00 | +00 | TRUE | TRUE | FALSE | FALSE | 0 | 0 | TRUE | TRUE | FALSE | FALSE | 0 | 0 | #N/A | #N/A | #N/A | 0 | 0 | 0 | 0 | 0 | 0 | 0 | 0 | #N/A | 100000 | #N/A | 100000 | #N/A | 0 | #N/A | 0 | #N/A | 0.005307 | #N/A | 0.005307 |  | 235 | #N/A | #N/A | #N/A | #N/A | #N/A | #N/A | 0 | 235 | 0 | #N/A | 0 | N/A | 0 | N/A |  | 235 | 0 | #N/A | #N/A | #N/A | #N/A | 0 | 0
[6 empty] | 236 | [15 empty] | 0 | 0 | 0 | 0 |  | 0 | 0 |  | TRUE | 0 | 0 | 0 | FALSE | +00 | +00 | TRUE | TRUE | FALSE | FALSE | 0 | 0 | TRUE | TRUE | FALSE | FALSE | 0 | 0 | #N/A | #N/A | #N/A | 0 | 0 | 0 | 0 | 0 | 0 | 0 | 0 | #N/A | 100000 | #N/A | 100000 | #N/A | 0 | #N/A | 0 | #N/A | 0.005307 | #N/A | 0.005307 |  | 236 | #N/A | #N/A | #N/A | #N/A | #N/A | #N/A | 0 | 236 | 0 | #N/A | 0 | N/A | 0 | N/A |  | 236 | 0 | #N/A | #N/A | #N/A | #N/A | 0 | 0
[6 empty] | 237 | [15 empty] | 0 | 0 | 0 | 0 |  | 0 | 0 |  | TRUE | 0 | 0 | 0 | FALSE | +00 | +00 | TRUE | TRUE | FALSE | FALSE | 0 | 0 | TRUE | TRUE | FALSE | FALSE | 0 | 0 | #N/A | #N/A | #N/A | 0 | 0 | 0 | 0 | 0 | 0 | 0 | 0 | #N/A | 100000 | #N/A | 100000 | #N/A | 0 | #N/A | 0 | #N/A | 0.005307 | #N/A | 0.005307 |  | 237 | #N/A | #N/A | #N/A | #N/A | #N/A | #N/A | 0 | 237 | 0 | #N/A | 0 | N/A | 0 | N/A |  | 237 | 0 | #N/A | #N/A | #N/A | #N/A | 0 | 0
[6 empty] | 238 | [15 empty] | 0 | 0 | 0 | 0 |  | 0 | 0 |  | TRUE | 0 | 0 | 0 | FALSE | +00 | +00 | TRUE | TRUE | FALSE | FALSE | 0 | 0 | TRUE | TRUE | FALSE | FALSE | 0 | 0 | #N/A | #N/A | #N/A | 0 | 0 | 0 | 0 | 0 | 0 | 0 | 0 | #N/A | 100000 | #N/A | 100000 | #N/A | 0 | #N/A | 0 | #N/A | 0.005307 | #N/A | 0.005307 |  | 238 | #N/A | #N/A | #N/A | #N/A | #N/A | #N/A | 0 | 238 | 0 | #N/A | 0 | N/A | 0 | N/A |  | 238 | 0 | #N/A | #N/A | #N/A | #N/A | 0 | 0
[6 empty] | 239 | [15 empty] | 0 | 0 | 0 | 0 |  | 0 | 0 |  | TRUE | 0 | 0 | 0 | FALSE | +00 | +00 | TRUE | TRUE | FALSE | FALSE | 0 | 0 | TRUE | TRUE | FALSE | FALSE | 0 | 0 | #N/A | #N/A | #N/A | 0 | 0 | 0 | 0 | 0 | 0 | 0 | 0 | #N/A | 100000 | #N/A | 100000 | #N/A | 0 | #N/A | 0 | #N/A | 0.005307 | #N/A | 0.005307 |  | 239 | #N/A | #N/A | #N/A | #N/A | #N/A | #N/A | 0 | 239 | 0 | #N/A | 0 | N/A | 0 | N/A |  | 239 | 0 | #N/A | #N/A | #N/A | #N/A | 0 | 0
[6 empty] | 240 | [15 empty] | 0 | 0 | 0 | 0 |  | 0 | 0 |  | TRUE | 0 | 0 | 0 | FALSE | +00 | +00 | TRUE | TRUE | FALSE | FALSE | 0 | 0 | TRUE | TRUE | FALSE | FALSE | 0 | 0 | #N/A | #N/A | #N/A | 0 | 0 | 0 | 0 | 0 | 0 | 0 | 0 | #N/A | 100000 | #N/A | 100000 | #N/A | 0 | #N/A | 0 | #N/A | 0.005307 | #N/A | 0.005307 |  | 240 | #N/A | #N/A | #N/A | #N/A | #N/A | #N/A | 0 | 240 | 0 | #N/A | 0 | N/A | 0 | N/A |  | 240 | 0 | #N/A | #N/A | #N/A | #N/A | 0 | 0
[6 empty] | 241 | [15 empty] | 0 | 0 | 0 | 0 |  | 0 | 0 |  | TRUE | 0 | 0 | 0 | FALSE | +00 | +00 | TRUE | TRUE | FALSE | FALSE | 0 | 0 | TRUE | TRUE | FALSE | FALSE | 0 | 0 | #N/A | #N/A | #N/A | 0 | 0 | 0 | 0 | 0 | 0 | 0 | 0 | #N/A | 100000 | #N/A | 100000 | #N/A | 0 | #N/A | 0 | #N/A | 0.005307 | #N/A | 0.005307 |  | 241 | #N/A | #N/A | #N/A | #N/A | #N/A | #N/A | 0 | 241 | 0 | #N/A | 0 | N/A | 0 | N/A |  | 241 | 0 | #N/A | #N/A | #N/A | #N/A | 0 | 0
[6 empty] | 242 | [15 empty] | 0 | 0 | 0 | 0 |  | 0 | 0 |  | TRUE | 0 | 0 | 0 | FALSE | +00 | +00 | TRUE | TRUE | FALSE | FALSE | 0 | 0 | TRUE | TRUE | FALSE | FALSE | 0 | 0 | #N/A | #N/A | #N/A | 0 | 0 | 0 | 0 | 0 | 0 | 0 | 0 | #N/A | 100000 | #N/A | 100000 | #N/A | 0 | #N/A | 0 | #N/A | 0.005307 | #N/A | 0.005307 |  | 242 | #N/A | #N/A | #N/A | #N/A | #N/A | #N/A | 0 | 242 | 0 | #N/A | 0 | N/A | 0 | N/A |  | 242 | 0 | #N/A | #N/A | #N/A | #N/A | 0 | 0
[6 empty] | 243 | [15 empty] | 0 | 0 | 0 | 0 |  | 0 | 0 |  | TRUE | 0 | 0 | 0 | FALSE | +00 | +00 | TRUE | TRUE | FALSE | FALSE | 0 | 0 | TRUE | TRUE | FALSE | FALSE | 0 | 0 | #N/A | #N/A | #N/A | 0 | 0 | 0 | 0 | 0 | 0 | 0 | 0 | #N/A | 100000 | #N/A | 100000 | #N/A | 0 | #N/A | 0 | #N/A | 0.005307 | #N/A | 0.005307 |  | 243 | #N/A | #N/A | #N/A | #N/A | #N/A | #N/A | 0 | 243 | 0 | #N/A | 0 | N/A | 0 | N/A |  | 243 | 0 | #N/A | #N/A | #N/A | #N/A | 0 | 0
[6 empty] | 244 | [15 empty] | 0 | 0 | 0 | 0 |  | 0 | 0 |  | TRUE | 0 | 0 | 0 | FALSE | +00 | +00 | TRUE | TRUE | FALSE | FALSE | 0 | 0 | TRUE | TRUE | FALSE | FALSE | 0 | 0 | #N/A | #N/A | #N/A | 0 | 0 | 0 | 0 | 0 | 0 | 0 | 0 | #N/A | 100000 | #N/A | 100000 | #N/A | 0 | #N/A | 0 | #N/A | 0.005307 | #N/A | 0.005307 |  | 244 | #N/A | #N/A | #N/A | #N/A | #N/A | #N/A | 0 | 244 | 0 | #N/A | 0 | N/A | 0 | N/A |  | 244 | 0 | #N/A | #N/A | #N/A | #N/A | 0 | 0
[6 empty] | 245 | [15 empty] | 0 | 0 | 0 | 0 |  | 0 | 0 |  | TRUE | 0 | 0 | 0 | FALSE | +00 | +00 | TRUE | TRUE | FALSE | FALSE | 0 | 0 | TRUE | TRUE | FALSE | FALSE | 0 | 0 | #N/A | #N/A | #N/A | 0 | 0 | 0 | 0 | 0 | 0 | 0 | 0 | #N/A | 100000 | #N/A | 100000 | #N/A | 0 | #N/A | 0 | #N/A | 0.005307 | #N/A | 0.005307 |  | 245 | #N/A | #N/A | #N/A | #N/A | #N/A | #N/A | 0 | 245 | 0 | #N/A | 0 | N/A | 0 | N/A |  | 245 | 0 | #N/A | #N/A | #N/A | #N/A | 0 | 0
[6 empty] | 246 | [15 empty] | 0 | 0 | 0 | 0 |  | 0 | 0 |  | TRUE | 0 | 0 | 0 | FALSE | +00 | +00 | TRUE | TRUE | FALSE | FALSE | 0 | 0 | TRUE | TRUE | FALSE | FALSE | 0 | 0 | #N/A | #N/A | #N/A | 0 | 0 | 0 | 0 | 0 | 0 | 0 | 0 | #N/A | 100000 | #N/A | 100000 | #N/A | 0 | #N/A | 0 | #N/A | 0.005307 | #N/A | 0.005307 |  | 246 | #N/A | #N/A | #N/A | #N/A | #N/A | #N/A | 0 | 246 | 0 | #N/A | 0 | N/A | 0 | N/A |  | 246 | 0 | #N/A | #N/A | #N/A | #N/A | 0 | 0
[6 empty] | 247 | [15 empty] | 0 | 0 | 0 | 0 |  | 0 | 0 |  | TRUE | 0 | 0 | 0 | FALSE | +00 | +00 | TRUE | TRUE | FALSE | FALSE | 0 | 0 | TRUE | TRUE | FALSE | FALSE | 0 | 0 | #N/A | #N/A | #N/A | 0 | 0 | 0 | 0 | 0 | 0 | 0 | 0 | #N/A | 100000 | #N/A | 100000 | #N/A | 0 | #N/A | 0 | #N/A | 0.005307 | #N/A | 0.005307 |  | 247 | #N/A | #N/A | #N/A | #N/A | #N/A | #N/A | 0 | 247 | 0 | #N/A | 0 | N/A | 0 | N/A |  | 247 | 0 | #N/A | #N/A | #N/A | #N/A | 0 | 0
[6 empty] | 248 | [15 empty] | 0 | 0 | 0 | 0 |  | 0 | 0 |  | TRUE | 0 | 0 | 0 | FALSE | +00 | +00 | TRUE | TRUE | FALSE | FALSE | 0 | 0 | TRUE | TRUE | FALSE | FALSE | 0 | 0 | #N/A | #N/A | #N/A | 0 | 0 | 0 | 0 | 0 | 0 | 0 | 0 | #N/A | 100000 | #N/A | 100000 | #N/A | 0 | #N/A | 0 | #N/A | 0.005307 | #N/A | 0.005307 |  | 248 | #N/A | #N/A | #N/A | #N/A | #N/A | #N/A | 0 | 248 | 0 | #N/A | 0 | N/A | 0 | N/A |  | 248 | 0 | #N/A | #N/A | #N/A | #N/A | 0 | 0
[6 empty] | 249 | [15 empty] | 0 | 0 | 0 | 0 |  | 0 | 0 |  | TRUE | 0 | 0 | 0 | FALSE | +00 | +00 | TRUE | TRUE | FALSE | FALSE | 0 | 0 | TRUE | TRUE | FALSE | FALSE | 0 | 0 | #N/A | #N/A | #N/A | 0 | 0 | 0 | 0 | 0 | 0 | 0 | 0 | #N/A | 100000 | #N/A | 100000 | #N/A | 0 | #N/A | 0 | #N/A | 0.005307 | #N/A | 0.005307 |  | 249 | #N/A | #N/A | #N/A | #N/A | #N/A | #N/A | 0 | 249 | 0 | #N/A | 0 | N/A | 0 | N/A |  | 249 | 0 | #N/A | #N/A | #N/A | #N/A | 0 | 0
[6 empty] | 250 | [15 empty] | 0 | 0 | 0 | 0 |  | 0 | 0 |  | TRUE | 0 | 0 | 0 | FALSE | +00 | +00 | TRUE | TRUE | FALSE | FALSE | 0 | 0 | TRUE | TRUE | FALSE | FALSE | 0 | 0 | #N/A | #N/A | #N/A | 0 | 0 | 0 | 0 | 0 | 0 | 0 | 0 | #N/A | 100000 | #N/A | 100000 | #N/A | 0 | #N/A | 0 | #N/A | 0.005307 | #N/A | 0.005307 |  | 250 | #N/A | #N/A | #N/A | #N/A | #N/A | #N/A | 0 | 250 | 0 | #N/A | 0 | N/A | 0 | N/A |  | 250 | 0 | #N/A | #N/A | #N/A | #N/A | 0 | 0
[6 empty] | 251 | [15 empty] | 0 | 0 | 0 | 0 |  | 0 | 0 |  | TRUE | 0 | 0 | 0 | FALSE | +00 | +00 | TRUE | TRUE | FALSE | FALSE | 0 | 0 | TRUE | TRUE | FALSE | FALSE | 0 | 0 | #N/A | #N/A | #N/A | 0 | 0 | 0 | 0 | 0 | 0 | 0 | 0 | #N/A | 100000 | #N/A | 100000 | #N/A | 0 | #N/A | 0 | #N/A | 0.005307 | #N/A | 0.005307 |  | 251 | #N/A | #N/A | #N/A | #N/A | #N/A | #N/A | 0 | 251 | 0 | #N/A | 0 | N/A | 0 | N/A |  | 251 | 0 | #N/A | #N/A | #N/A | #N/A | 0 | 0
[6 empty] | 252 | [15 empty] | 0 | 0 | 0 | 0 |  | 0 | 0 |  | TRUE | 0 | 0 | 0 | FALSE | +00 | +00 | TRUE | TRUE | FALSE | FALSE | 0 | 0 | TRUE | TRUE | FALSE | FALSE | 0 | 0 | #N/A | #N/A | #N/A | 0 | 0 | 0 | 0 | 0 | 0 | 0 | 0 | #N/A | 100000 | #N/A | 100000 | #N/A | 0 | #N/A | 0 | #N/A | 0.005307 | #N/A | 0.005307 |  | 252 | #N/A | #N/A | #N/A | #N/A | #N/A | #N/A | 0 | 252 | 0 | #N/A | 0 | N/A | 0 | N/A |  | 252 | 0 | #N/A | #N/A | #N/A | #N/A | 0 | 0
[6 empty] | 253 | [15 empty] | 0 | 0 | 0 | 0 |  | 0 | 0 |  | TRUE | 0 | 0 | 0 | FALSE | +00 | +00 | TRUE | TRUE | FALSE | FALSE | 0 | 0 | TRUE | TRUE | FALSE | FALSE | 0 | 0 | #N/A | #N/A | #N/A | 0 | 0 | 0 | 0 | 0 | 0 | 0 | 0 | #N/A | 100000 | #N/A | 100000 | #N/A | 0 | #N/A | 0 | #N/A | 0.005307 | #N/A | 0.005307 |  | 253 | #N/A | #N/A | #N/A | #N/A | #N/A | #N/A | 0 | 253 | 0 | #N/A | 0 | N/A | 0 | N/A |  | 253 | 0 | #N/A | #N/A | #N/A | #N/A | 0 | 0
[6 empty] | 254 | [15 empty] | 0 | 0 | 0 | 0 |  | 0 | 0 |  | TRUE | 0 | 0 | 0 | FALSE | +00 | +00 | TRUE | TRUE | FALSE | FALSE | 0 | 0 | TRUE | TRUE | FALSE | FALSE | 0 | 0 | #N/A | #N/A | #N/A | 0 | 0 | 0 | 0 | 0 | 0 | 0 | 0 | #N/A | 100000 | #N/A | 100000 | #N/A | 0 | #N/A | 0 | #N/A | 0.005307 | #N/A | 0.005307 |  | 254 | #N/A | #N/A | #N/A | #N/A | #N/A | #N/A | 0 | 254 | 0 | #N/A | 0 | N/A | 0 | N/A |  | 254 | 0 | #N/A | #N/A | #N/A | #N/A | 0 | 0
[6 empty] | 255 | [15 empty] | 0 | 0 | 0 | 0 |  | 0 | 0 |  | TRUE | 0 | 0 | 0 | FALSE | +00 | +00 | TRUE | TRUE | FALSE | FALSE | 0 | 0 | TRUE | TRUE | FALSE | FALSE | 0 | 0 | #N/A | #N/A | #N/A | 0 | 0 | 0 | 0 | 0 | 0 | 0 | 0 | #N/A | 100000 | #N/A | 100000 | #N/A | 0 | #N/A | 0 | #N/A | 0.005307 | #N/A | 0.005307 |  | 255 | #N/A | #N/A | #N/A | #N/A | #N/A | #N/A | 0 | 255 | 0 | #N/A | 0 | N/A | 0 | N/A |  | 255 | 0 | #N/A | #N/A | #N/A | #N/A | 0 | 0
[6 empty] | 256 | [15 empty] | 0 | 0 | 0 | 0 |  | 0 | 0 |  | TRUE | 0 | 0 | 0 | FALSE | +00 | +00 | TRUE | TRUE | FALSE | FALSE | 0 | 0 | TRUE | TRUE | FALSE | FALSE | 0 | 0 | #N/A | #N/A | #N/A | 0 | 0 | 0 | 0 | 0 | 0 | 0 | 0 | #N/A | 100000 | #N/A | 100000 | #N/A | 0 | #N/A | 0 | #N/A | 0.005307 | #N/A | 0.005307 |  | 256 | #N/A | #N/A | #N/A | #N/A | #N/A | #N/A | 0 | 256 | 0 | #N/A | 0 | N/A | 0 | N/A |  | 256 | 0 | #N/A | #N/A | #N/A | #N/A | 0 | 0
[6 empty] | 257 | [15 empty] | 0 | 0 | 0 | 0 |  | 0 | 0 |  | TRUE | 0 | 0 | 0 | FALSE | +00 | +00 | TRUE | TRUE | FALSE | FALSE | 0 | 0 | TRUE | TRUE | FALSE | FALSE | 0 | 0 | #N/A | #N/A | #N/A | 0 | 0 | 0 | 0 | 0 | 0 | 0 | 0 | #N/A | 100000 | #N/A | 100000 | #N/A | 0 | #N/A | 0 | #N/A | 0.005307 | #N/A | 0.005307 |  | 257 | #N/A | #N/A | #N/A | #N/A | #N/A | #N/A | 0 | 257 | 0 | #N/A | 0 | N/A | 0 | N/A |  | 257 | 0 | #N/A | #N/A | #N/A | #N/A | 0 | 0
[6 empty] | 258 | [15 empty] | 0 | 0 | 0 | 0 |  | 0 | 0 |  | TRUE | 0 | 0 | 0 | FALSE | +00 | +00 | TRUE | TRUE | FALSE | FALSE | 0 | 0 | TRUE | TRUE | FALSE | FALSE | 0 | 0 | #N/A | #N/A | #N/A | 0 | 0 | 0 | 0 | 0 | 0 | 0 | 0 | #N/A | 100000 | #N/A | 100000 | #N/A | 0 | #N/A | 0 | #N/A | 0.005307 | #N/A | 0.005307 |  | 258 | #N/A | #N/A | #N/A | #N/A | #N/A | #N/A | 0 | 258 | 0 | #N/A | 0 | N/A | 0 | N/A |  | 258 | 0 | #N/A | #N/A | #N/A | #N/A | 0 | 0
[6 empty] | 259 | [15 empty] | 0 | 0 | 0 | 0 |  | 0 | 0 |  | TRUE | 0 | 0 | 0 | FALSE | +00 | +00 | TRUE | TRUE | FALSE | FALSE | 0 | 0 | TRUE | TRUE | FALSE | FALSE | 0 | 0 | #N/A | #N/A | #N/A | 0 | 0 | 0 | 0 | 0 | 0 | 0 | 0 | #N/A | 100000 | #N/A | 100000 | #N/A | 0 | #N/A | 0 | #N/A | 0.005307 | #N/A | 0.005307 |  | 259 | #N/A | #N/A | #N/A | #N/A | #N/A | #N/A | 0 | 259 | 0 | #N/A | 0 | N/A | 0 | N/A |  | 259 | 0 | #N/A | #N/A | #N/A | #N/A | 0 | 0
[6 empty] | 260 | [15 empty] | 0 | 0 | 0 | 0 |  | 0 | 0 |  | TRUE | 0 | 0 | 0 | FALSE | +00 | +00 | TRUE | TRUE | FALSE | FALSE | 0 | 0 | TRUE | TRUE | FALSE | FALSE | 0 | 0 | #N/A | #N/A | #N/A | 0 | 0 | 0 | 0 | 0 | 0 | 0 | 0 | #N/A | 100000 | #N/A | 100000 | #N/A | 0 | #N/A | 0 | #N/A | 0.005307 | #N/A | 0.005307 |  | 260 | #N/A | #N/A | #N/A | #N/A | #N/A | #N/A | 0 | 260 | 0 | #N/A | 0 | N/A | 0 | N/A |  | 260 | 0 | #N/A | #N/A | #N/A | #N/A | 0 | 0
[6 empty] | 261 | [15 empty] | 0 | 0 | 0 | 0 |  | 0 | 0 |  | TRUE | 0 | 0 | 0 | FALSE | +00 | +00 | TRUE | TRUE | FALSE | FALSE | 0 | 0 | TRUE | TRUE | FALSE | FALSE | 0 | 0 | #N/A | #N/A | #N/A | 0 | 0 | 0 | 0 | 0 | 0 | 0 | 0 | #N/A | 100000 | #N/A | 100000 | #N/A | 0 | #N/A | 0 | #N/A | 0.005307 | #N/A | 0.005307 |  | 261 | #N/A | #N/A | #N/A | #N/A | #N/A | #N/A | 0 | 261 | 0 | #N/A | 0 | N/A | 0 | N/A |  | 261 | 0 | #N/A | #N/A | #N/A | #N/A | 0 | 0
[6 empty] | 262 | [15 empty] | 0 | 0 | 0 | 0 |  | 0 | 0 |  | TRUE | 0 | 0 | 0 | FALSE | +00 | +00 | TRUE | TRUE | FALSE | FALSE | 0 | 0 | TRUE | TRUE | FALSE | FALSE | 0 | 0 | #N/A | #N/A | #N/A | 0 | 0 | 0 | 0 | 0 | 0 | 0 | 0 | #N/A | 100000 | #N/A | 100000 | #N/A | 0 | #N/A | 0 | #N/A | 0.005307 | #N/A | 0.005307 |  | 262 | #N/A | #N/A | #N/A | #N/A | #N/A | #N/A | 0 | 262 | 0 | #N/A | 0 | N/A | 0 | N/A |  | 262 | 0 | #N/A | #N/A | #N/A | #N/A | 0 | 0
[6 empty] | 263 | [15 empty] | 0 | 0 | 0 | 0 |  | 0 | 0 |  | TRUE | 0 | 0 | 0 | FALSE | +00 | +00 | TRUE | TRUE | FALSE | FALSE | 0 | 0 | TRUE | TRUE | FALSE | FALSE | 0 | 0 | #N/A | #N/A | #N/A | 0 | 0 | 0 | 0 | 0 | 0 | 0 | 0 | #N/A | 100000 | #N/A | 100000 | #N/A | 0 | #N/A | 0 | #N/A | 0.005307 | #N/A | 0.005307 |  | 263 | #N/A | #N/A | #N/A | #N/A | #N/A | #N/A | 0 | 263 | 0 | #N/A | 0 | N/A | 0 | N/A |  | 263 | 0 | #N/A | #N/A | #N/A | #N/A | 0 | 0
[6 empty] | 264 | [15 empty] | 0 | 0 | 0 | 0 |  | 0 | 0 |  | TRUE | 0 | 0 | 0 | FALSE | +00 | +00 | TRUE | TRUE | FALSE | FALSE | 0 | 0 | TRUE | TRUE | FALSE | FALSE | 0 | 0 | #N/A | #N/A | #N/A | 0 | 0 | 0 | 0 | 0 | 0 | 0 | 0 | #N/A | 100000 | #N/A | 100000 | #N/A | 0 | #N/A | 0 | #N/A | 0.005307 | #N/A | 0.005307 |  | 264 | #N/A | #N/A | #N/A | #N/A | #N/A | #N/A | 0 | 264 | 0 | #N/A | 0 | N/A | 0 | N/A |  | 264 | 0 | #N/A | #N/A | #N/A | #N/A | 0 | 0
[6 empty] | 265 | [15 empty] | 0 | 0 | 0 | 0 |  | 0 | 0 |  | TRUE | 0 | 0 | 0 | FALSE | +00 | +00 | TRUE | TRUE | FALSE | FALSE | 0 | 0 | TRUE | TRUE | FALSE | FALSE | 0 | 0 | #N/A | #N/A | #N/A | 0 | 0 | 0 | 0 | 0 | 0 | 0 | 0 | #N/A | 100000 | #N/A | 100000 | #N/A | 0 | #N/A | 0 | #N/A | 0.005307 | #N/A | 0.005307 |  | 265 | #N/A | #N/A | #N/A | #N/A | #N/A | #N/A | 0 | 265 | 0 | #N/A | 0 | N/A | 0 | N/A |  | 265 | 0 | #N/A | #N/A | #N/A | #N/A | 0 | 0
[6 empty] | 266 | [15 empty] | 0 | 0 | 0 | 0 |  | 0 | 0 |  | TRUE | 0 | 0 | 0 | FALSE | +00 | +00 | TRUE | TRUE | FALSE | FALSE | 0 | 0 | TRUE | TRUE | FALSE | FALSE | 0 | 0 | #N/A | #N/A | #N/A | 0 | 0 | 0 | 0 | 0 | 0 | 0 | 0 | #N/A | 100000 | #N/A | 100000 | #N/A | 0 | #N/A | 0 | #N/A | 0.005307 | #N/A | 0.005307 |  | 266 | #N/A | #N/A | #N/A | #N/A | #N/A | #N/A | 0 | 266 | 0 | #N/A | 0 | N/A | 0 | N/A |  | 266 | 0 | #N/A | #N/A | #N/A | #N/A | 0 | 0
[6 empty] | 267 | [15 empty] | 0 | 0 | 0 | 0 |  | 0 | 0 |  | TRUE | 0 | 0 | 0 | FALSE | +00 | +00 | TRUE | TRUE | FALSE | FALSE | 0 | 0 | TRUE | TRUE | FALSE | FALSE | 0 | 0 | #N/A | #N/A | #N/A | 0 | 0 | 0 | 0 | 0 | 0 | 0 | 0 | #N/A | 100000 | #N/A | 100000 | #N/A | 0 | #N/A | 0 | #N/A | 0.005307 | #N/A | 0.005307 |  | 267 | #N/A | #N/A | #N/A | #N/A | #N/A | #N/A | 0 | 267 | 0 | #N/A | 0 | N/A | 0 | N/A |  | 267 | 0 | #N/A | #N/A | #N/A | #N/A | 0 | 0
[6 empty] | 268 | [15 empty] | 0 | 0 | 0 | 0 |  | 0 | 0 |  | TRUE | 0 | 0 | 0 | FALSE | +00 | +00 | TRUE | TRUE | FALSE | FALSE | 0 | 0 | TRUE | TRUE | FALSE | FALSE | 0 | 0 | #N/A | #N/A | #N/A | 0 | 0 | 0 | 0 | 0 | 0 | 0 | 0 | #N/A | 100000 | #N/A | 100000 | #N/A | 0 | #N/A | 0 | #N/A | 0.005307 | #N/A | 0.005307 |  | 268 | #N/A | #N/A | #N/A | #N/A | #N/A | #N/A | 0 | 268 | 0 | #N/A | 0 | N/A | 0 | N/A |  | 268 | 0 | #N/A | #N/A | #N/A | #N/A | 0 | 0
[6 empty] | 269 | [15 empty] | 0 | 0 | 0 | 0 |  | 0 | 0 |  | TRUE | 0 | 0 | 0 | FALSE | +00 | +00 | TRUE | TRUE | FALSE | FALSE | 0 | 0 | TRUE | TRUE | FALSE | FALSE | 0 | 0 | #N/A | #N/A | #N/A | 0 | 0 | 0 | 0 | 0 | 0 | 0 | 0 | #N/A | 100000 | #N/A | 100000 | #N/A | 0 | #N/A | 0 | #N/A | 0.005307 | #N/A | 0.005307 |  | 269 | #N/A | #N/A | #N/A | #N/A | #N/A | #N/A | 0 | 269 | 0 | #N/A | 0 | N/A | 0 | N/A |  | 269 | 0 | #N/A | #N/A | #N/A | #N/A | 0 | 0
[6 empty] | 270 | [15 empty] | 0 | 0 | 0 | 0 |  | 0 | 0 |  | TRUE | 0 | 0 | 0 | FALSE | +00 | +00 | TRUE | TRUE | FALSE | FALSE | 0 | 0 | TRUE | TRUE | FALSE | FALSE | 0 | 0 | #N/A | #N/A | #N/A | 0 | 0 | 0 | 0 | 0 | 0 | 0 | 0 | #N/A | 100000 | #N/A | 100000 | #N/A | 0 | #N/A | 0 | #N/A | 0.005307 | #N/A | 0.005307 |  | 270 | #N/A | #N/A | #N/A | #N/A | #N/A | #N/A | 0 | 270 | 0 | #N/A | 0 | N/A | 0 | N/A |  | 270 | 0 | #N/A | #N/A | #N/A | #N/A | 0 | 0
[6 empty] | 271 | [15 empty] | 0 | 0 | 0 | 0 |  | 0 | 0 |  | TRUE | 0 | 0 | 0 | FALSE | +00 | +00 | TRUE | TRUE | FALSE | FALSE | 0 | 0 | TRUE | TRUE | FALSE | FALSE | 0 | 0 | #N/A | #N/A | #N/A | 0 | 0 | 0 | 0 | 0 | 0 | 0 | 0 | #N/A | 100000 | #N/A | 100000 | #N/A | 0 | #N/A | 0 | #N/A | 0.005307 | #N/A | 0.005307 |  | 271 | #N/A | #N/A | #N/A | #N/A | #N/A | #N/A | 0 | 271 | 0 | #N/A | 0 | N/A | 0 | N/A |  | 271 | 0 | #N/A | #N/A | #N/A | #N/A | 0 | 0
[6 empty] | 272 | [15 empty] | 0 | 0 | 0 | 0 |  | 0 | 0 |  | TRUE | 0 | 0 | 0 | FALSE | +00 | +00 | TRUE | TRUE | FALSE | FALSE | 0 | 0 | TRUE | TRUE | FALSE | FALSE | 0 | 0 | #N/A | #N/A | #N/A | 0 | 0 | 0 | 0 | 0 | 0 | 0 | 0 | #N/A | 100000 | #N/A | 100000 | #N/A | 0 | #N/A | 0 | #N/A | 0.005307 | #N/A | 0.005307 |  | 272 | #N/A | #N/A | #N/A | #N/A | #N/A | #N/A | 0 | 272 | 0 | #N/A | 0 | N/A | 0 | N/A |  | 272 | 0 | #N/A | #N/A | #N/A | #N/A | 0 | 0
[6 empty] | 273 | [15 empty] | 0 | 0 | 0 | 0 |  | 0 | 0 |  | TRUE | 0 | 0 | 0 | FALSE | +00 | +00 | TRUE | TRUE | FALSE | FALSE | 0 | 0 | TRUE | TRUE | FALSE | FALSE | 0 | 0 | #N/A | #N/A | #N/A | 0 | 0 | 0 | 0 | 0 | 0 | 0 | 0 | #N/A | 100000 | #N/A | 100000 | #N/A | 0 | #N/A | 0 | #N/A | 0.005307 | #N/A | 0.005307 |  | 273 | #N/A | #N/A | #N/A | #N/A | #N/A | #N/A | 0 | 273 | 0 | #N/A | 0 | N/A | 0 | N/A |  | 273 | 0 | #N/A | #N/A | #N/A | #N/A | 0 | 0
[6 empty] | 274 | [15 empty] | 0 | 0 | 0 | 0 |  | 0 | 0 |  | TRUE | 0 | 0 | 0 | FALSE | +00 | +00 | TRUE | TRUE | FALSE | FALSE | 0 | 0 | TRUE | TRUE | FALSE | FALSE | 0 | 0 | #N/A | #N/A | #N/A | 0 | 0 | 0 | 0 | 0 | 0 | 0 | 0 | #N/A | 100000 | #N/A | 100000 | #N/A | 0 | #N/A | 0 | #N/A | 0.005307 | #N/A | 0.005307 |  | 274 | #N/A | #N/A | #N/A | #N/A | #N/A | #N/A | 0 | 274 | 0 | #N/A | 0 | N/A | 0 | N/A |  | 274 | 0 | #N/A | #N/A | #N/A | #N/A | 0 | 0
[6 empty] | 275 | [15 empty] | 0 | 0 | 0 | 0 |  | 0 | 0 |  | TRUE | 0 | 0 | 0 | FALSE | +00 | +00 | TRUE | TRUE | FALSE | FALSE | 0 | 0 | TRUE | TRUE | FALSE | FALSE | 0 | 0 | #N/A | #N/A | #N/A | 0 | 0 | 0 | 0 | 0 | 0 | 0 | 0 | #N/A | 100000 | #N/A | 100000 | #N/A | 0 | #N/A | 0 | #N/A | 0.005307 | #N/A | 0.005307 |  | 275 | #N/A | #N/A | #N/A | #N/A | #N/A | #N/A | 0 | 275 | 0 | #N/A | 0 | N/A | 0 | N/A |  | 275 | 0 | #N/A | #N/A | #N/A | #N/A | 0 | 0
[6 empty] | 276 | [15 empty] | 0 | 0 | 0 | 0 |  | 0 | 0 |  | TRUE | 0 | 0 | 0 | FALSE | +00 | +00 | TRUE | TRUE | FALSE | FALSE | 0 | 0 | TRUE | TRUE | FALSE | FALSE | 0 | 0 | #N/A | #N/A | #N/A | 0 | 0 | 0 | 0 | 0 | 0 | 0 | 0 | #N/A | 100000 | #N/A | 100000 | #N/A | 0 | #N/A | 0 | #N/A | 0.005307 | #N/A | 0.005307 |  | 276 | #N/A | #N/A | #N/A | #N/A | #N/A | #N/A | 0 | 276 | 0 | #N/A | 0 | N/A | 0 | N/A |  | 276 | 0 | #N/A | #N/A | #N/A | #N/A | 0 | 0
[6 empty] | 277 | [15 empty] | 0 | 0 | 0 | 0 |  | 0 | 0 |  | TRUE | 0 | 0 | 0 | FALSE | +00 | +00 | TRUE | TRUE | FALSE | FALSE | 0 | 0 | TRUE | TRUE | FALSE | FALSE | 0 | 0 | #N/A | #N/A | #N/A | 0 | 0 | 0 | 0 | 0 | 0 | 0 | 0 | #N/A | 100000 | #N/A | 100000 | #N/A | 0 | #N/A | 0 | #N/A | 0.005307 | #N/A | 0.005307 |  | 277 | #N/A | #N/A | #N/A | #N/A | #N/A | #N/A | 0 | 277 | 0 | #N/A | 0 | N/A | 0 | N/A |  | 277 | 0 | #N/A | #N/A | #N/A | #N/A | 0 | 0
[6 empty] | 278 | [15 empty] | 0 | 0 | 0 | 0 |  | 0 | 0 |  | TRUE | 0 | 0 | 0 | FALSE | +00 | +00 | TRUE | TRUE | FALSE | FALSE | 0 | 0 | TRUE | TRUE | FALSE | FALSE | 0 | 0 | #N/A | #N/A | #N/A | 0 | 0 | 0 | 0 | 0 | 0 | 0 | 0 | #N/A | 100000 | #N/A | 100000 | #N/A | 0 | #N/A | 0 | #N/A | 0.005307 | #N/A | 0.005307 |  | 278 | #N/A | #N/A | #N/A | #N/A | #N/A | #N/A | 0 | 278 | 0 | #N/A | 0 | N/A | 0 | N/A |  | 278 | 0 | #N/A | #N/A | #N/A | #N/A | 0 | 0
[6 empty] | 279 | [15 empty] | 0 | 0 | 0 | 0 |  | 0 | 0 |  | TRUE | 0 | 0 | 0 | FALSE | +00 | +00 | TRUE | TRUE | FALSE | FALSE | 0 | 0 | TRUE | TRUE | FALSE | FALSE | 0 | 0 | #N/A | #N/A | #N/A | 0 | 0 | 0 | 0 | 0 | 0 | 0 | 0 | #N/A | 100000 | #N/A | 100000 | #N/A | 0 | #N/A | 0 | #N/A | 0.005307 | #N/A | 0.005307 |  | 279 | #N/A | #N/A | #N/A | #N/A | #N/A | #N/A | 0 | 279 | 0 | #N/A | 0 | N/A | 0 | N/A |  | 279 | 0 | #N/A | #N/A | #N/A | #N/A | 0 | 0
[6 empty] | 280 | [15 empty] | 0 | 0 | 0 | 0 |  | 0 | 0 |  | TRUE | 0 | 0 | 0 | FALSE | +00 | +00 | TRUE | TRUE | FALSE | FALSE | 0 | 0 | TRUE | TRUE | FALSE | FALSE | 0 | 0 | #N/A | #N/A | #N/A | 0 | 0 | 0 | 0 | 0 | 0 | 0 | 0 | #N/A | 100000 | #N/A | 100000 | #N/A | 0 | #N/A | 0 | #N/A | 0.005307 | #N/A | 0.005307 |  | 280 | #N/A | #N/A | #N/A | #N/A | #N/A | #N/A | 0 | 280 | 0 | #N/A | 0 | N/A | 0 | N/A |  | 280 | 0 | #N/A | #N/A | #N/A | #N/A | 0 | 0
[6 empty] | 281 | [15 empty] | 0 | 0 | 0 | 0 |  | 0 | 0 |  | TRUE | 0 | 0 | 0 | FALSE | +00 | +00 | TRUE | TRUE | FALSE | FALSE | 0 | 0 | TRUE | TRUE | FALSE | FALSE | 0 | 0 | #N/A | #N/A | #N/A | 0 | 0 | 0 | 0 | 0 | 0 | 0 | 0 | #N/A | 100000 | #N/A | 100000 | #N/A | 0 | #N/A | 0 | #N/A | 0.005307 | #N/A | 0.005307 |  | 281 | #N/A | #N/A | #N/A | #N/A | #N/A | #N/A | 0 | 281 | 0 | #N/A | 0 | N/A | 0 | N/A |  | 281 | 0 | #N/A | #N/A | #N/A | #N/A | 0 | 0
[6 empty] | 282 | [15 empty] | 0 | 0 | 0 | 0 |  | 0 | 0 |  | TRUE | 0 | 0 | 0 | FALSE | +00 | +00 | TRUE | TRUE | FALSE | FALSE | 0 | 0 | TRUE | TRUE | FALSE | FALSE | 0 | 0 | #N/A | #N/A | #N/A | 0 | 0 | 0 | 0 | 0 | 0 | 0 | 0 | #N/A | 100000 | #N/A | 100000 | #N/A | 0 | #N/A | 0 | #N/A | 0.005307 | #N/A | 0.005307 |  | 282 | #N/A | #N/A | #N/A | #N/A | #N/A | #N/A | 0 | 282 | 0 | #N/A | 0 | N/A | 0 | N/A |  | 282 | 0 | #N/A | #N/A | #N/A | #N/A | 0 | 0
[6 empty] | 283 | [15 empty] | 0 | 0 | 0 | 0 |  | 0 | 0 |  | TRUE | 0 | 0 | 0 | FALSE | +00 | +00 | TRUE | TRUE | FALSE | FALSE | 0 | 0 | TRUE | TRUE | FALSE | FALSE | 0 | 0 | #N/A | #N/A | #N/A | 0 | 0 | 0 | 0 | 0 | 0 | 0 | 0 | #N/A | 100000 | #N/A | 100000 | #N/A | 0 | #N/A | 0 | #N/A | 0.005307 | #N/A | 0.005307 |  | 283 | #N/A | #N/A | #N/A | #N/A | #N/A | #N/A | 0 | 283 | 0 | #N/A | 0 | N/A | 0 | N/A |  | 283 | 0 | #N/A | #N/A | #N/A | #N/A | 0 | 0
[6 empty] | 284 | [15 empty] | 0 | 0 | 0 | 0 |  | 0 | 0 |  | TRUE | 0 | 0 | 0 | FALSE | +00 | +00 | TRUE | TRUE | FALSE | FALSE | 0 | 0 | TRUE | TRUE | FALSE | FALSE | 0 | 0 | #N/A | #N/A | #N/A | 0 | 0 | 0 | 0 | 0 | 0 | 0 | 0 | #N/A | 100000 | #N/A | 100000 | #N/A | 0 | #N/A | 0 | #N/A | 0.005307 | #N/A | 0.005307 |  | 284 | #N/A | #N/A | #N/A | #N/A | #N/A | #N/A | 0 | 284 | 0 | #N/A | 0 | N/A | 0 | N/A |  | 284 | 0 | #N/A | #N/A | #N/A | #N/A | 0 | 0
[6 empty] | 285 | [15 empty] | 0 | 0 | 0 | 0 |  | 0 | 0 |  | TRUE | 0 | 0 | 0 | FALSE | +00 | +00 | TRUE | TRUE | FALSE | FALSE | 0 | 0 | TRUE | TRUE | FALSE | FALSE | 0 | 0 | #N/A | #N/A | #N/A | 0 | 0 | 0 | 0 | 0 | 0 | 0 | 0 | #N/A | 100000 | #N/A | 100000 | #N/A | 0 | #N/A | 0 | #N/A | 0.005307 | #N/A | 0.005307 |  | 285 | #N/A | #N/A | #N/A | #N/A | #N/A | #N/A | 0 | 285 | 0 | #N/A | 0 | N/A | 0 | N/A |  | 285 | 0 | #N/A | #N/A | #N/A | #N/A | 0 | 0
[6 empty] | 286 | [15 empty] | 0 | 0 | 0 | 0 |  | 0 | 0 |  | TRUE | 0 | 0 | 0 | FALSE | +00 | +00 | TRUE | TRUE | FALSE | FALSE | 0 | 0 | TRUE | TRUE | FALSE | FALSE | 0 | 0 | #N/A | #N/A | #N/A | 0 | 0 | 0 | 0 | 0 | 0 | 0 | 0 | #N/A | 100000 | #N/A | 100000 | #N/A | 0 | #N/A | 0 | #N/A | 0.005307 | #N/A | 0.005307 |  | 286 | #N/A | #N/A | #N/A | #N/A | #N/A | #N/A | 0 | 286 | 0 | #N/A | 0 | N/A | 0 | N/A |  | 286 | 0 | #N/A | #N/A | #N/A | #N/A | 0 | 0
[6 empty] | 287 | [15 empty] | 0 | 0 | 0 | 0 |  | 0 | 0 |  | TRUE | 0 | 0 | 0 | FALSE | +00 | +00 | TRUE | TRUE | FALSE | FALSE | 0 | 0 | TRUE | TRUE | FALSE | FALSE | 0 | 0 | #N/A | #N/A | #N/A | 0 | 0 | 0 | 0 | 0 | 0 | 0 | 0 | #N/A | 100000 | #N/A | 100000 | #N/A | 0 | #N/A | 0 | #N/A | 0.005307 | #N/A | 0.005307 |  | 287 | #N/A | #N/A | #N/A | #N/A | #N/A | #N/A | 0 | 287 | 0 | #N/A | 0 | N/A | 0 | N/A |  | 287 | 0 | #N/A | #N/A | #N/A | #N/A | 0 | 0
[6 empty] | 288 | [15 empty] | 0 | 0 | 0 | 0 |  | 0 | 0 |  | TRUE | 0 | 0 | 0 | FALSE | +00 | +00 | TRUE | TRUE | FALSE | FALSE | 0 | 0 | TRUE | TRUE | FALSE | FALSE | 0 | 0 | #N/A | #N/A | #N/A | 0 | 0 | 0 | 0 | 0 | 0 | 0 | 0 | #N/A | 100000 | #N/A | 100000 | #N/A | 0 | #N/A | 0 | #N/A | 0.005307 | #N/A | 0.005307 |  | 288 | #N/A | #N/A | #N/A | #N/A | #N/A | #N/A | 0 | 288 | 0 | #N/A | 0 | N/A | 0 | N/A |  | 288 | 0 | #N/A | #N/A | #N/A | #N/A | 0 | 0
[6 empty] | 289 | [15 empty] | 0 | 0 | 0 | 0 |  | 0 | 0 |  | TRUE | 0 | 0 | 0 | FALSE | +00 | +00 | TRUE | TRUE | FALSE | FALSE | 0 | 0 | TRUE | TRUE | FALSE | FALSE | 0 | 0 | #N/A | #N/A | #N/A | 0 | 0 | 0 | 0 | 0 | 0 | 0 | 0 | #N/A | 100000 | #N/A | 100000 | #N/A | 0 | #N/A | 0 | #N/A | 0.005307 | #N/A | 0.005307 |  | 289 | #N/A | #N/A | #N/A | #N/A | #N/A | #N/A | 0 | 289 | 0 | #N/A | 0 | N/A | 0 | N/A |  | 289 | 0 | #N/A | #N/A | #N/A | #N/A | 0 | 0
[6 empty] | 290 | [15 empty] | 0 | 0 | 0 | 0 |  | 0 | 0 |  | TRUE | 0 | 0 | 0 | FALSE | +00 | +00 | TRUE | TRUE | FALSE | FALSE | 0 | 0 | TRUE | TRUE | FALSE | FALSE | 0 | 0 | #N/A | #N/A | #N/A | 0 | 0 | 0 | 0 | 0 | 0 | 0 | 0 | #N/A | 100000 | #N/A | 100000 | #N/A | 0 | #N/A | 0 | #N/A | 0.005307 | #N/A | 0.005307 |  | 290 | #N/A | #N/A | #N/A | #N/A | #N/A | #N/A | 0 | 290 | 0 | #N/A | 0 | N/A | 0 | N/A |  | 290 | 0 | #N/A | #N/A | #N/A | #N/A | 0 | 0
[6 empty] | 291 | [15 empty] | 0 | 0 | 0 | 0 |  | 0 | 0 |  | TRUE | 0 | 0 | 0 | FALSE | +00 | +00 | TRUE | TRUE | FALSE | FALSE | 0 | 0 | TRUE | TRUE | FALSE | FALSE | 0 | 0 | #N/A | #N/A | #N/A | 0 | 0 | 0 | 0 | 0 | 0 | 0 | 0 | #N/A | 100000 | #N/A | 100000 | #N/A | 0 | #N/A | 0 | #N/A | 0.005307 | #N/A | 0.005307 |  | 291 | #N/A | #N/A | #N/A | #N/A | #N/A | #N/A | 0 | 291 | 0 | #N/A | 0 | N/A | 0 | N/A |  | 291 | 0 | #N/A | #N/A | #N/A | #N/A | 0 | 0
[6 empty] | 292 | [15 empty] | 0 | 0 | 0 | 0 |  | 0 | 0 |  | TRUE | 0 | 0 | 0 | FALSE | +00 | +00 | TRUE | TRUE | FALSE | FALSE | 0 | 0 | TRUE | TRUE | FALSE | FALSE | 0 | 0 | #N/A | #N/A | #N/A | 0 | 0 | 0 | 0 | 0 | 0 | 0 | 0 | #N/A | 100000 | #N/A | 100000 | #N/A | 0 | #N/A | 0 | #N/A | 0.005307 | #N/A | 0.005307 |  | 292 | #N/A | #N/A | #N/A | #N/A | #N/A | #N/A | 0 | 292 | 0 | #N/A | 0 | N/A | 0 | N/A |  | 292 | 0 | #N/A | #N/A | #N/A | #N/A | 0 | 0
[6 empty] | 293 | [15 empty] | 0 | 0 | 0 | 0 |  | 0 | 0 |  | TRUE | 0 | 0 | 0 | FALSE | +00 | +00 | TRUE | TRUE | FALSE | FALSE | 0 | 0 | TRUE | TRUE | FALSE | FALSE | 0 | 0 | #N/A | #N/A | #N/A | 0 | 0 | 0 | 0 | 0 | 0 | 0 | 0 | #N/A | 100000 | #N/A | 100000 | #N/A | 0 | #N/A | 0 | #N/A | 0.005307 | #N/A | 0.005307 |  | 293 | #N/A | #N/A | #N/A | #N/A | #N/A | #N/A | 0 | 293 | 0 | #N/A | 0 | N/A | 0 | N/A |  | 293 | 0 | #N/A | #N/A | #N/A | #N/A | 0 | 0
[6 empty] | 294 | [15 empty] | 0 | 0 | 0 | 0 |  | 0 | 0 |  | TRUE | 0 | 0 | 0 | FALSE | +00 | +00 | TRUE | TRUE | FALSE | FALSE | 0 | 0 | TRUE | TRUE | FALSE | FALSE | 0 | 0 | #N/A | #N/A | #N/A | 0 | 0 | 0 | 0 | 0 | 0 | 0 | 0 | #N/A | 100000 | #N/A | 100000 | #N/A | 0 | #N/A | 0 | #N/A | 0.005307 | #N/A | 0.005307 |  | 294 | #N/A | #N/A | #N/A | #N/A | #N/A | #N/A | 0 | 294 | 0 | #N/A | 0 | N/A | 0 | N/A |  | 294 | 0 | #N/A | #N/A | #N/A | #N/A | 0 | 0
[6 empty] | 295 | [15 empty] | 0 | 0 | 0 | 0 |  | 0 | 0 |  | TRUE | 0 | 0 | 0 | FALSE | +00 | +00 | TRUE | TRUE | FALSE | FALSE | 0 | 0 | TRUE | TRUE | FALSE | FALSE | 0 | 0 | #N/A | #N/A | #N/A | 0 | 0 | 0 | 0 | 0 | 0 | 0 | 0 | #N/A | 100000 | #N/A | 100000 | #N/A | 0 | #N/A | 0 | #N/A | 0.005307 | #N/A | 0.005307 |  | 295 | #N/A | #N/A | #N/A | #N/A | #N/A | #N/A | 0 | 295 | 0 | #N/A | 0 | N/A | 0 | N/A |  | 295 | 0 | #N/A | #N/A | #N/A | #N/A | 0 | 0
[6 empty] | 296 | [15 empty] | 0 | 0 | 0 | 0 |  | 0 | 0 |  | TRUE | 0 | 0 | 0 | FALSE | +00 | +00 | TRUE | TRUE | FALSE | FALSE | 0 | 0 | TRUE | TRUE | FALSE | FALSE | 0 | 0 | #N/A | #N/A | #N/A | 0 | 0 | 0 | 0 | 0 | 0 | 0 | 0 | #N/A | 100000 | #N/A | 100000 | #N/A | 0 | #N/A | 0 | #N/A | 0.005307 | #N/A | 0.005307 |  | 296 | #N/A | #N/A | #N/A | #N/A | #N/A | #N/A | 0 | 296 | 0 | #N/A | 0 | N/A | 0 | N/A |  | 296 | 0 | #N/A | #N/A | #N/A | #N/A | 0 | 0
[6 empty] | 297 | [15 empty] | 0 | 0 | 0 | 0 |  | 0 | 0 |  | TRUE | 0 | 0 | 0 | FALSE | +00 | +00 | TRUE | TRUE | FALSE | FALSE | 0 | 0 | TRUE | TRUE | FALSE | FALSE | 0 | 0 | #N/A | #N/A | #N/A | 0 | 0 | 0 | 0 | 0 | 0 | 0 | 0 | #N/A | 100000 | #N/A | 100000 | #N/A | 0 | #N/A | 0 | #N/A | 0.005307 | #N/A | 0.005307 |  | 297 | #N/A | #N/A | #N/A | #N/A | #N/A | #N/A | 0 | 297 | 0 | #N/A | 0 | N/A | 0 | N/A |  | 297 | 0 | #N/A | #N/A | #N/A | #N/A | 0 | 0
[6 empty] | 298 | [15 empty] | 0 | 0 | 0 | 0 |  | 0 | 0 |  | TRUE | 0 | 0 | 0 | FALSE | +00 | +00 | TRUE | TRUE | FALSE | FALSE | 0 | 0 | TRUE | TRUE | FALSE | FALSE | 0 | 0 | #N/A | #N/A | #N/A | 0 | 0 | 0 | 0 | 0 | 0 | 0 | 0 | #N/A | 100000 | #N/A | 100000 | #N/A | 0 | #N/A | 0 | #N/A | 0.005307 | #N/A | 0.005307 |  | 298 | #N/A | #N/A | #N/A | #N/A | #N/A | #N/A | 0 | 298 | 0 | #N/A | 0 | N/A | 0 | N/A |  | 298 | 0 | #N/A | #N/A | #N/A | #N/A | 0 | 0
[6 empty] | 299 | [15 empty] | 0 | 0 | 0 | 0 |  | 0 | 0 |  | TRUE | 0 | 0 | 0 | FALSE | +00 | +00 | TRUE | TRUE | FALSE | FALSE | 0 | 0 | TRUE | TRUE | FALSE | FALSE | 0 | 0 | #N/A | #N/A | #N/A | 0 | 0 | 0 | 0 | 0 | 0 | 0 | 0 | #N/A | 100000 | #N/A | 100000 | #N/A | 0 | #N/A | 0 | #N/A | 0.005307 | #N/A | 0.005307 |  | 299 | #N/A | #N/A | #N/A | #N/A | #N/A | #N/A | 0 | 299 | 0 | #N/A | 0 | N/A | 0 | N/A |  | 299 | 0 | #N/A | #N/A | #N/A | #N/A | 0 | 0
[6 empty] | 300 | [15 empty] | 0 | 0 | 0 | 0 |  | 0 | 0 |  | TRUE | 0 | 0 | 0 | FALSE | +00 | +00 | TRUE | TRUE | FALSE | FALSE | 0 | 0 | TRUE | TRUE | FALSE | FALSE | 0 | 0 | #N/A | #N/A | #N/A | 0 | 0 | 0 | 0 | 0 | 0 | 0 | 0 | #N/A | 100000 | #N/A | 100000 | #N/A | 0 | #N/A | 0 | #N/A | 0.005307 | #N/A | 0.005307 |  | 300 | #N/A | #N/A | #N/A | #N/A | #N/A | #N/A | 0 | 300 | 0 | #N/A | 0 | N/A | 0 | N/A |  | 300 | 0 | #N/A | #N/A | #N/A | #N/A | 0 | 0
[6 empty] | 301 | [15 empty] | 0 | 0 | 0 | 0 |  | 0 | 0 |  | TRUE | 0 | 0 | 0 | FALSE | +00 | +00 | TRUE | TRUE | FALSE | FALSE | 0 | 0 | TRUE | TRUE | FALSE | FALSE | 0 | 0 | #N/A | #N/A | #N/A | 0 | 0 | 0 | 0 | 0 | 0 | 0 | 0 | #N/A | 100000 | #N/A | 100000 | #N/A | 0 | #N/A | 0 | #N/A | 0.005307 | #N/A | 0.005307 |  | 301 | #N/A | #N/A | #N/A | #N/A | #N/A | #N/A | 0 | 301 | 0 | #N/A | 0 | N/A | 0 | N/A |  | 301 | 0 | #N/A | #N/A | #N/A | #N/A | 0 | 0
[6 empty] | 302 | [15 empty] | 0 | 0 | 0 | 0 |  | 0 | 0 |  | TRUE | 0 | 0 | 0 | FALSE | +00 | +00 | TRUE | TRUE | FALSE | FALSE | 0 | 0 | TRUE | TRUE | FALSE | FALSE | 0 | 0 | #N/A | #N/A | #N/A | 0 | 0 | 0 | 0 | 0 | 0 | 0 | 0 | #N/A | 100000 | #N/A | 100000 | #N/A | 0 | #N/A | 0 | #N/A | 0.005307 | #N/A | 0.005307 |  | 302 | #N/A | #N/A | #N/A | #N/A | #N/A | #N/A | 0 | 302 | 0 | #N/A | 0 | N/A | 0 | N/A |  | 302 | 0 | #N/A | #N/A | #N/A | #N/A | 0 | 0
[6 empty] | 303 | [15 empty] | 0 | 0 | 0 | 0 |  | 0 | 0 |  | TRUE | 0 | 0 | 0 | FALSE | +00 | +00 | TRUE | TRUE | FALSE | FALSE | 0 | 0 | TRUE | TRUE | FALSE | FALSE | 0 | 0 | #N/A | #N/A | #N/A | 0 | 0 | 0 | 0 | 0 | 0 | 0 | 0 | #N/A | 100000 | #N/A | 100000 | #N/A | 0 | #N/A | 0 | #N/A | 0.005307 | #N/A | 0.005307 |  | 303 | #N/A | #N/A | #N/A | #N/A | #N/A | #N/A | 0 | 303 | 0 | #N/A | 0 | N/A | 0 | N/A |  | 303 | 0 | #N/A | #N/A | #N/A | #N/A | 0 | 0
[6 empty] | 304 | [15 empty] | 0 | 0 | 0 | 0 |  | 0 | 0 |  | TRUE | 0 | 0 | 0 | FALSE | +00 | +00 | TRUE | TRUE | FALSE | FALSE | 0 | 0 | TRUE | TRUE | FALSE | FALSE | 0 | 0 | #N/A | #N/A | #N/A | 0 | 0 | 0 | 0 | 0 | 0 | 0 | 0 | #N/A | 100000 | #N/A | 100000 | #N/A | 0 | #N/A | 0 | #N/A | 0.005307 | #N/A | 0.005307 |  | 304 | #N/A | #N/A | #N/A | #N/A | #N/A | #N/A | 0 | 304 | 0 | #N/A | 0 | N/A | 0 | N/A |  | 304 | 0 | #N/A | #N/A | #N/A | #N/A | 0 | 0
[6 empty] | 305 | [15 empty] | 0 | 0 | 0 | 0 |  | 0 | 0 |  | TRUE | 0 | 0 | 0 | FALSE | +00 | +00 | TRUE | TRUE | FALSE | FALSE | 0 | 0 | TRUE | TRUE | FALSE | FALSE | 0 | 0 | #N/A | #N/A | #N/A | 0 | 0 | 0 | 0 | 0 | 0 | 0 | 0 | #N/A | 100000 | #N/A | 100000 | #N/A | 0 | #N/A | 0 | #N/A | 0.005307 | #N/A | 0.005307 |  | 305 | #N/A | #N/A | #N/A | #N/A | #N/A | #N/A | 0 | 305 | 0 | #N/A | 0 | N/A | 0 | N/A |  | 305 | 0 | #N/A | #N/A | #N/A | #N/A | 0 | 0
[6 empty] | 306 | [15 empty] | 0 | 0 | 0 | 0 |  | 0 | 0 |  | TRUE | 0 | 0 | 0 | FALSE | +00 | +00 | TRUE | TRUE | FALSE | FALSE | 0 | 0 | TRUE | TRUE | FALSE | FALSE | 0 | 0 | #N/A | #N/A | #N/A | 0 | 0 | 0 | 0 | 0 | 0 | 0 | 0 | #N/A | 100000 | #N/A | 100000 | #N/A | 0 | #N/A | 0 | #N/A | 0.005307 | #N/A | 0.005307 |  | 306 | #N/A | #N/A | #N/A | #N/A | #N/A | #N/A | 0 | 306 | 0 | #N/A | 0 | N/A | 0 | N/A |  | 306 | 0 | #N/A | #N/A | #N/A | #N/A | 0 | 0
[6 empty] | 307 | [15 empty] | 0 | 0 | 0 | 0 |  | 0 | 0 |  | TRUE | 0 | 0 | 0 | FALSE | +00 | +00 | TRUE | TRUE | FALSE | FALSE | 0 | 0 | TRUE | TRUE | FALSE | FALSE | 0 | 0 | #N/A | #N/A | #N/A | 0 | 0 | 0 | 0 | 0 | 0 | 0 | 0 | #N/A | 100000 | #N/A | 100000 | #N/A | 0 | #N/A | 0 | #N/A | 0.005307 | #N/A | 0.005307 |  | 307 | #N/A | #N/A | #N/A | #N/A | #N/A | #N/A | 0 | 307 | 0 | #N/A | 0 | N/A | 0 | N/A |  | 307 | 0 | #N/A | #N/A | #N/A | #N/A | 0 | 0
[6 empty] | 308 | [15 empty] | 0 | 0 | 0 | 0 |  | 0 | 0 |  | TRUE | 0 | 0 | 0 | FALSE | +00 | +00 | TRUE | TRUE | FALSE | FALSE | 0 | 0 | TRUE | TRUE | FALSE | FALSE | 0 | 0 | #N/A | #N/A | #N/A | 0 | 0 | 0 | 0 | 0 | 0 | 0 | 0 | #N/A | 100000 | #N/A | 100000 | #N/A | 0 | #N/A | 0 | #N/A | 0.005307 | #N/A | 0.005307 |  | 308 | #N/A | #N/A | #N/A | #N/A | #N/A | #N/A | 0 | 308 | 0 | #N/A | 0 | N/A | 0 | N/A |  | 308 | 0 | #N/A | #N/A | #N/A | #N/A | 0 | 0
[6 empty] | 309 | [15 empty] | 0 | 0 | 0 | 0 |  | 0 | 0 |  | TRUE | 0 | 0 | 0 | FALSE | +00 | +00 | TRUE | TRUE | FALSE | FALSE | 0 | 0 | TRUE | TRUE | FALSE | FALSE | 0 | 0 | #N/A | #N/A | #N/A | 0 | 0 | 0 | 0 | 0 | 0 | 0 | 0 | #N/A | 100000 | #N/A | 100000 | #N/A | 0 | #N/A | 0 | #N/A | 0.005307 | #N/A | 0.005307 |  | 309 | #N/A | #N/A | #N/A | #N/A | #N/A | #N/A | 0 | 309 | 0 | #N/A | 0 | N/A | 0 | N/A |  | 309 | 0 | #N/A | #N/A | #N/A | #N/A | 0 | 0
[6 empty] | 310 | [15 empty] | 0 | 0 | 0 | 0 |  | 0 | 0 |  | TRUE | 0 | 0 | 0 | FALSE | +00 | +00 | TRUE | TRUE | FALSE | FALSE | 0 | 0 | TRUE | TRUE | FALSE | FALSE | 0 | 0 | #N/A | #N/A | #N/A | 0 | 0 | 0 | 0 | 0 | 0 | 0 | 0 | #N/A | 100000 | #N/A | 100000 | #N/A | 0 | #N/A | 0 | #N/A | 0.005307 | #N/A | 0.005307 |  | 310 | #N/A | #N/A | #N/A | #N/A | #N/A | #N/A | 0 | 310 | 0 | #N/A | 0 | N/A | 0 | N/A |  | 310 | 0 | #N/A | #N/A | #N/A | #N/A | 0 | 0
[6 empty] | 311 | [15 empty] | 0 | 0 | 0 | 0 |  | 0 | 0 |  | TRUE | 0 | 0 | 0 | FALSE | +00 | +00 | TRUE | TRUE | FALSE | FALSE | 0 | 0 | TRUE | TRUE | FALSE | FALSE | 0 | 0 | #N/A | #N/A | #N/A | 0 | 0 | 0 | 0 | 0 | 0 | 0 | 0 | #N/A | 100000 | #N/A | 100000 | #N/A | 0 | #N/A | 0 | #N/A | 0.005307 | #N/A | 0.005307 |  | 311 | #N/A | #N/A | #N/A | #N/A | #N/A | #N/A | 0 | 311 | 0 | #N/A | 0 | N/A | 0 | N/A |  | 311 | 0 | #N/A | #N/A | #N/A | #N/A | 0 | 0
[6 empty] | 312 | [15 empty] | 0 | 0 | 0 | 0 |  | 0 | 0 |  | TRUE | 0 | 0 | 0 | FALSE | +00 | +00 | TRUE | TRUE | FALSE | FALSE | 0 | 0 | TRUE | TRUE | FALSE | FALSE | 0 | 0 | #N/A | #N/A | #N/A | 0 | 0 | 0 | 0 | 0 | 0 | 0 | 0 | #N/A | 100000 | #N/A | 100000 | #N/A | 0 | #N/A | 0 | #N/A | 0.005307 | #N/A | 0.005307 |  | 312 | #N/A | #N/A | #N/A | #N/A | #N/A | #N/A | 0 | 312 | 0 | #N/A | 0 | N/A | 0 | N/A |  | 312 | 0 | #N/A | #N/A | #N/A | #N/A | 0 | 0
[6 empty] | 313 | [15 empty] | 0 | 0 | 0 | 0 |  | 0 | 0 |  | TRUE | 0 | 0 | 0 | FALSE | +00 | +00 | TRUE | TRUE | FALSE | FALSE | 0 | 0 | TRUE | TRUE | FALSE | FALSE | 0 | 0 | #N/A | #N/A | #N/A | 0 | 0 | 0 | 0 | 0 | 0 | 0 | 0 | #N/A | 100000 | #N/A | 100000 | #N/A | 0 | #N/A | 0 | #N/A | 0.005307 | #N/A | 0.005307 |  | 313 | #N/A | #N/A | #N/A | #N/A | #N/A | #N/A | 0 | 313 | 0 | #N/A | 0 | N/A | 0 | N/A |  | 313 | 0 | #N/A | #N/A | #N/A | #N/A | 0 | 0
[6 empty] | 314 | [15 empty] | 0 | 0 | 0 | 0 |  | 0 | 0 |  | TRUE | 0 | 0 | 0 | FALSE | +00 | +00 | TRUE | TRUE | FALSE | FALSE | 0 | 0 | TRUE | TRUE | FALSE | FALSE | 0 | 0 | #N/A | #N/A | #N/A | 0 | 0 | 0 | 0 | 0 | 0 | 0 | 0 | #N/A | 100000 | #N/A | 100000 | #N/A | 0 | #N/A | 0 | #N/A | 0.005307 | #N/A | 0.005307 |  | 314 | #N/A | #N/A | #N/A | #N/A | #N/A | #N/A | 0 | 314 | 0 | #N/A | 0 | N/A | 0 | N/A |  | 314 | 0 | #N/A | #N/A | #N/A | #N/A | 0 | 0
[6 empty] | 315 | [15 empty] | 0 | 0 | 0 | 0 |  | 0 | 0 |  | TRUE | 0 | 0 | 0 | FALSE | +00 | +00 | TRUE | TRUE | FALSE | FALSE | 0 | 0 | TRUE | TRUE | FALSE | FALSE | 0 | 0 | #N/A | #N/A | #N/A | 0 | 0 | 0 | 0 | 0 | 0 | 0 | 0 | #N/A | 100000 | #N/A | 100000 | #N/A | 0 | #N/A | 0 | #N/A | 0.005307 | #N/A | 0.005307 |  | 315 | #N/A | #N/A | #N/A | #N/A | #N/A | #N/A | 0 | 315 | 0 | #N/A | 0 | N/A | 0 | N/A |  | 315 | 0 | #N/A | #N/A | #N/A | #N/A | 0 | 0
[6 empty] | 316 | [15 empty] | 0 | 0 | 0 | 0 |  | 0 | 0 |  | TRUE | 0 | 0 | 0 | FALSE | +00 | +00 | TRUE | TRUE | FALSE | FALSE | 0 | 0 | TRUE | TRUE | FALSE | FALSE | 0 | 0 | #N/A | #N/A | #N/A | 0 | 0 | 0 | 0 | 0 | 0 | 0 | 0 | #N/A | 100000 | #N/A | 100000 | #N/A | 0 | #N/A | 0 | #N/A | 0.005307 | #N/A | 0.005307 |  | 316 | #N/A | #N/A | #N/A | #N/A | #N/A | #N/A | 0 | 316 | 0 | #N/A | 0 | N/A | 0 | N/A |  | 316 | 0 | #N/A | #N/A | #N/A | #N/A | 0 | 0
[6 empty] | 317 | [15 empty] | 0 | 0 | 0 | 0 |  | 0 | 0 |  | TRUE | 0 | 0 | 0 | FALSE | +00 | +00 | TRUE | TRUE | FALSE | FALSE | 0 | 0 | TRUE | TRUE | FALSE | FALSE | 0 | 0 | #N/A | #N/A | #N/A | 0 | 0 | 0 | 0 | 0 | 0 | 0 | 0 | #N/A | 100000 | #N/A | 100000 | #N/A | 0 | #N/A | 0 | #N/A | 0.005307 | #N/A | 0.005307 |  | 317 | #N/A | #N/A | #N/A | #N/A | #N/A | #N/A | 0 | 317 | 0 | #N/A | 0 | N/A | 0 | N/A |  | 317 | 0 | #N/A | #N/A | #N/A | #N/A | 0 | 0
[6 empty] | 318 | [15 empty] | 0 | 0 | 0 | 0 |  | 0 | 0 |  | TRUE | 0 | 0 | 0 | FALSE | +00 | +00 | TRUE | TRUE | FALSE | FALSE | 0 | 0 | TRUE | TRUE | FALSE | FALSE | 0 | 0 | #N/A | #N/A | #N/A | 0 | 0 | 0 | 0 | 0 | 0 | 0 | 0 | #N/A | 100000 | #N/A | 100000 | #N/A | 0 | #N/A | 0 | #N/A | 0.005307 | #N/A | 0.005307 |  | 318 | #N/A | #N/A | #N/A | #N/A | #N/A | #N/A | 0 | 318 | 0 | #N/A | 0 | N/A | 0 | N/A |  | 318 | 0 | #N/A | #N/A | #N/A | #N/A | 0 | 0
[6 empty] | 319 | [15 empty] | 0 | 0 | 0 | 0 |  | 0 | 0 |  | TRUE | 0 | 0 | 0 | FALSE | +00 | +00 | TRUE | TRUE | FALSE | FALSE | 0 | 0 | TRUE | TRUE | FALSE | FALSE | 0 | 0 | #N/A | #N/A | #N/A | 0 | 0 | 0 | 0 | 0 | 0 | 0 | 0 | #N/A | 100000 | #N/A | 100000 | #N/A | 0 | #N/A | 0 | #N/A | 0.005307 | #N/A | 0.005307 |  | 319 | #N/A | #N/A | #N/A | #N/A | #N/A | #N/A | 0 | 319 | 0 | #N/A | 0 | N/A | 0 | N/A |  | 319 | 0 | #N/A | #N/A | #N/A | #N/A | 0 | 0
[6 empty] | 320 | [15 empty] | 0 | 0 | 0 | 0 |  | 0 | 0 |  | TRUE | 0 | 0 | 0 | FALSE | +00 | +00 | TRUE | TRUE | FALSE | FALSE | 0 | 0 | TRUE | TRUE | FALSE | FALSE | 0 | 0 | #N/A | #N/A | #N/A | 0 | 0 | 0 | 0 | 0 | 0 | 0 | 0 | #N/A | 100000 | #N/A | 100000 | #N/A | 0 | #N/A | 0 | #N/A | 0.005307 | #N/A | 0.005307 |  | 320 | #N/A | #N/A | #N/A | #N/A | #N/A | #N/A | 0 | 320 | 0 | #N/A | 0 | N/A | 0 | N/A |  | 320 | 0 | #N/A | #N/A | #N/A | #N/A | 0 | 0
[6 empty] | 321 | [15 empty] | 0 | 0 | 0 | 0 |  | 0 | 0 |  | TRUE | 0 | 0 | 0 | FALSE | +00 | +00 | TRUE | TRUE | FALSE | FALSE | 0 | 0 | TRUE | TRUE | FALSE | FALSE | 0 | 0 | #N/A | #N/A | #N/A | 0 | 0 | 0 | 0 | 0 | 0 | 0 | 0 | #N/A | 100000 | #N/A | 100000 | #N/A | 0 | #N/A | 0 | #N/A | 0.005307 | #N/A | 0.005307 |  | 321 | #N/A | #N/A | #N/A | #N/A | #N/A | #N/A | 0 | 321 | 0 | #N/A | 0 | N/A | 0 | N/A |  | 321 | 0 | #N/A | #N/A | #N/A | #N/A | 0 | 0
[6 empty] | 322 | [15 empty] | 0 | 0 | 0 | 0 |  | 0 | 0 |  | TRUE | 0 | 0 | 0 | FALSE | +00 | +00 | TRUE | TRUE | FALSE | FALSE | 0 | 0 | TRUE | TRUE | FALSE | FALSE | 0 | 0 | #N/A | #N/A | #N/A | 0 | 0 | 0 | 0 | 0 | 0 | 0 | 0 | #N/A | 100000 | #N/A | 100000 | #N/A | 0 | #N/A | 0 | #N/A | 0.005307 | #N/A | 0.005307 |  | 322 | #N/A | #N/A | #N/A | #N/A | #N/A | #N/A | 0 | 322 | 0 | #N/A | 0 | N/A | 0 | N/A |  | 322 | 0 | #N/A | #N/A | #N/A | #N/A | 0 | 0
[6 empty] | 323 | [15 empty] | 0 | 0 | 0 | 0 |  | 0 | 0 |  | TRUE | 0 | 0 | 0 | FALSE | +00 | +00 | TRUE | TRUE | FALSE | FALSE | 0 | 0 | TRUE | TRUE | FALSE | FALSE | 0 | 0 | #N/A | #N/A | #N/A | 0 | 0 | 0 | 0 | 0 | 0 | 0 | 0 | #N/A | 100000 | #N/A | 100000 | #N/A | 0 | #N/A | 0 | #N/A | 0.005307 | #N/A | 0.005307 |  | 323 | #N/A | #N/A | #N/A | #N/A | #N/A | #N/A | 0 | 323 | 0 | #N/A | 0 | N/A | 0 | N/A |  | 323 | 0 | #N/A | #N/A | #N/A | #N/A | 0 | 0
[6 empty] | 324 | [15 empty] | 0 | 0 | 0 | 0 |  | 0 | 0 |  | TRUE | 0 | 0 | 0 | FALSE | +00 | +00 | TRUE | TRUE | FALSE | FALSE | 0 | 0 | TRUE | TRUE | FALSE | FALSE | 0 | 0 | #N/A | #N/A | #N/A | 0 | 0 | 0 | 0 | 0 | 0 | 0 | 0 | #N/A | 100000 | #N/A | 100000 | #N/A | 0 | #N/A | 0 | #N/A | 0.005307 | #N/A | 0.005307 |  | 324 | #N/A | #N/A | #N/A | #N/A | #N/A | #N/A | 0 | 324 | 0 | #N/A | 0 | N/A | 0 | N/A |  | 324 | 0 | #N/A | #N/A | #N/A | #N/A | 0 | 0
[6 empty] | 325 | [15 empty] | 0 | 0 | 0 | 0 |  | 0 | 0 |  | TRUE | 0 | 0 | 0 | FALSE | +00 | +00 | TRUE | TRUE | FALSE | FALSE | 0 | 0 | TRUE | TRUE | FALSE | FALSE | 0 | 0 | #N/A | #N/A | #N/A | 0 | 0 | 0 | 0 | 0 | 0 | 0 | 0 | #N/A | 100000 | #N/A | 100000 | #N/A | 0 | #N/A | 0 | #N/A | 0.005307 | #N/A | 0.005307 |  | 325 | #N/A | #N/A | #N/A | #N/A | #N/A | #N/A | 0 | 325 | 0 | #N/A | 0 | N/A | 0 | N/A |  | 325 | 0 | #N/A | #N/A | #N/A | #N/A | 0 | 0
[6 empty] | 326 | [15 empty] | 0 | 0 | 0 | 0 |  | 0 | 0 |  | TRUE | 0 | 0 | 0 | FALSE | +00 | +00 | TRUE | TRUE | FALSE | FALSE | 0 | 0 | TRUE | TRUE | FALSE | FALSE | 0 | 0 | #N/A | #N/A | #N/A | 0 | 0 | 0 | 0 | 0 | 0 | 0 | 0 | #N/A | 100000 | #N/A | 100000 | #N/A | 0 | #N/A | 0 | #N/A | 0.005307 | #N/A | 0.005307 |  | 326 | #N/A | #N/A | #N/A | #N/A | #N/A | #N/A | 0 | 326 | 0 | #N/A | 0 | N/A | 0 | N/A |  | 326 | 0 | #N/A | #N/A | #N/A | #N/A | 0 | 0
[6 empty] | 327 | [15 empty] | 0 | 0 | 0 | 0 |  | 0 | 0 |  | TRUE | 0 | 0 | 0 | FALSE | +00 | +00 | TRUE | TRUE | FALSE | FALSE | 0 | 0 | TRUE | TRUE | FALSE | FALSE | 0 | 0 | #N/A | #N/A | #N/A | 0 | 0 | 0 | 0 | 0 | 0 | 0 | 0 | #N/A | 100000 | #N/A | 100000 | #N/A | 0 | #N/A | 0 | #N/A | 0.005307 | #N/A | 0.005307 |  | 327 | #N/A | #N/A | #N/A | #N/A | #N/A | #N/A | 0 | 327 | 0 | #N/A | 0 | N/A | 0 | N/A |  | 327 | 0 | #N/A | #N/A | #N/A | #N/A | 0 | 0
[6 empty] | 328 | [15 empty] | 0 | 0 | 0 | 0 |  | 0 | 0 |  | TRUE | 0 | 0 | 0 | FALSE | +00 | +00 | TRUE | TRUE | FALSE | FALSE | 0 | 0 | TRUE | TRUE | FALSE | FALSE | 0 | 0 | #N/A | #N/A | #N/A | 0 | 0 | 0 | 0 | 0 | 0 | 0 | 0 | #N/A | 100000 | #N/A | 100000 | #N/A | 0 | #N/A | 0 | #N/A | 0.005307 | #N/A | 0.005307 |  | 328 | #N/A | #N/A | #N/A | #N/A | #N/A | #N/A | 0 | 328 | 0 | #N/A | 0 | N/A | 0 | N/A |  | 328 | 0 | #N/A | #N/A | #N/A | #N/A | 0 | 0
[6 empty] | 329 | [15 empty] | 0 | 0 | 0 | 0 |  | 0 | 0 |  | TRUE | 0 | 0 | 0 | FALSE | +00 | +00 | TRUE | TRUE | FALSE | FALSE | 0 | 0 | TRUE | TRUE | FALSE | FALSE | 0 | 0 | #N/A | #N/A | #N/A | 0 | 0 | 0 | 0 | 0 | 0 | 0 | 0 | #N/A | 100000 | #N/A | 100000 | #N/A | 0 | #N/A | 0 | #N/A | 0.005307 | #N/A | 0.005307 |  | 329 | #N/A | #N/A | #N/A | #N/A | #N/A | #N/A | 0 | 329 | 0 | #N/A | 0 | N/A | 0 | N/A |  | 329 | 0 | #N/A | #N/A | #N/A | #N/A | 0 | 0
[6 empty] | 330 | [15 empty] | 0 | 0 | 0 | 0 |  | 0 | 0 |  | TRUE | 0 | 0 | 0 | FALSE | +00 | +00 | TRUE | TRUE | FALSE | FALSE | 0 | 0 | TRUE | TRUE | FALSE | FALSE | 0 | 0 | #N/A | #N/A | #N/A | 0 | 0 | 0 | 0 | 0 | 0 | 0 | 0 | #N/A | 100000 | #N/A | 100000 | #N/A | 0 | #N/A | 0 | #N/A | 0.005307 | #N/A | 0.005307 |  | 330 | #N/A | #N/A | #N/A | #N/A | #N/A | #N/A | 0 | 330 | 0 | #N/A | 0 | N/A | 0 | N/A |  | 330 | 0 | #N/A | #N/A | #N/A | #N/A | 0 | 0
[6 empty] | 331 | [15 empty] | 0 | 0 | 0 | 0 |  | 0 | 0 |  | TRUE | 0 | 0 | 0 | FALSE | +00 | +00 | TRUE | TRUE | FALSE | FALSE | 0 | 0 | TRUE | TRUE | FALSE | FALSE | 0 | 0 | #N/A | #N/A | #N/A | 0 | 0 | 0 | 0 | 0 | 0 | 0 | 0 | #N/A | 100000 | #N/A | 100000 | #N/A | 0 | #N/A | 0 | #N/A | 0.005307 | #N/A | 0.005307 |  | 331 | #N/A | #N/A | #N/A | #N/A | #N/A | #N/A | 0 | 331 | 0 | #N/A | 0 | N/A | 0 | N/A |  | 331 | 0 | #N/A | #N/A | #N/A | #N/A | 0 | 0
[6 empty] | 332 | [15 empty] | 0 | 0 | 0 | 0 |  | 0 | 0 |  | TRUE | 0 | 0 | 0 | FALSE | +00 | +00 | TRUE | TRUE | FALSE | FALSE | 0 | 0 | TRUE | TRUE | FALSE | FALSE | 0 | 0 | #N/A | #N/A | #N/A | 0 | 0 | 0 | 0 | 0 | 0 | 0 | 0 | #N/A | 100000 | #N/A | 100000 | #N/A | 0 | #N/A | 0 | #N/A | 0.005307 | #N/A | 0.005307 |  | 332 | #N/A | #N/A | #N/A | #N/A | #N/A | #N/A | 0 | 332 | 0 | #N/A | 0 | N/A | 0 | N/A |  | 332 | 0 | #N/A | #N/A | #N/A | #N/A | 0 | 0
[6 empty] | 333 | [15 empty] | 0 | 0 | 0 | 0 |  | 0 | 0 |  | TRUE | 0 | 0 | 0 | FALSE | +00 | +00 | TRUE | TRUE | FALSE | FALSE | 0 | 0 | TRUE | TRUE | FALSE | FALSE | 0 | 0 | #N/A | #N/A | #N/A | 0 | 0 | 0 | 0 | 0 | 0 | 0 | 0 | #N/A | 100000 | #N/A | 100000 | #N/A | 0 | #N/A | 0 | #N/A | 0.005307 | #N/A | 0.005307 |  | 333 | #N/A | #N/A | #N/A | #N/A | #N/A | #N/A | 0 | 333 | 0 | #N/A | 0 | N/A | 0 | N/A |  | 333 | 0 | #N/A | #N/A | #N/A | #N/A | 0 | 0
[6 empty] | 334 | [15 empty] | 0 | 0 | 0 | 0 |  | 0 | 0 |  | TRUE | 0 | 0 | 0 | FALSE | +00 | +00 | TRUE | TRUE | FALSE | FALSE | 0 | 0 | TRUE | TRUE | FALSE | FALSE | 0 | 0 | #N/A | #N/A | #N/A | 0 | 0 | 0 | 0 | 0 | 0 | 0 | 0 | #N/A | 100000 | #N/A | 100000 | #N/A | 0 | #N/A | 0 | #N/A | 0.005307 | #N/A | 0.005307 |  | 334 | #N/A | #N/A | #N/A | #N/A | #N/A | #N/A | 0 | 334 | 0 | #N/A | 0 | N/A | 0 | N/A |  | 334 | 0 | #N/A | #N/A | #N/A | #N/A | 0 | 0
[6 empty] | 335 | [15 empty] | 0 | 0 | 0 | 0 |  | 0 | 0 |  | TRUE | 0 | 0 | 0 | FALSE | +00 | +00 | TRUE | TRUE | FALSE | FALSE | 0 | 0 | TRUE | TRUE | FALSE | FALSE | 0 | 0 | #N/A | #N/A | #N/A | 0 | 0 | 0 | 0 | 0 | 0 | 0 | 0 | #N/A | 100000 | #N/A | 100000 | #N/A | 0 | #N/A | 0 | #N/A | 0.005307 | #N/A | 0.005307 |  | 335 | #N/A | #N/A | #N/A | #N/A | #N/A | #N/A | 0 | 335 | 0 | #N/A | 0 | N/A | 0 | N/A |  | 335 | 0 | #N/A | #N/A | #N/A | #N/A | 0 | 0
[6 empty] | 336 | [15 empty] | 0 | 0 | 0 | 0 |  | 0 | 0 |  | TRUE | 0 | 0 | 0 | FALSE | +00 | +00 | TRUE | TRUE | FALSE | FALSE | 0 | 0 | TRUE | TRUE | FALSE | FALSE | 0 | 0 | #N/A | #N/A | #N/A | 0 | 0 | 0 | 0 | 0 | 0 | 0 | 0 | #N/A | 100000 | #N/A | 100000 | #N/A | 0 | #N/A | 0 | #N/A | 0.005307 | #N/A | 0.005307 |  | 336 | #N/A | #N/A | #N/A | #N/A | #N/A | #N/A | 0 | 336 | 0 | #N/A | 0 | N/A | 0 | N/A |  | 336 | 0 | #N/A | #N/A | #N/A | #N/A | 0 | 0
[6 empty] | 337 | [15 empty] | 0 | 0 | 0 | 0 |  | 0 | 0 |  | TRUE | 0 | 0 | 0 | FALSE | +00 | +00 | TRUE | TRUE | FALSE | FALSE | 0 | 0 | TRUE | TRUE | FALSE | FALSE | 0 | 0 | #N/A | #N/A | #N/A | 0 | 0 | 0 | 0 | 0 | 0 | 0 | 0 | #N/A | 100000 | #N/A | 100000 | #N/A | 0 | #N/A | 0 | #N/A | 0.005307 | #N/A | 0.005307 |  | 337 | #N/A | #N/A | #N/A | #N/A | #N/A | #N/A | 0 | 337 | 0 | #N/A | 0 | N/A | 0 | N/A |  | 337 | 0 | #N/A | #N/A | #N/A | #N/A | 0 | 0
[6 empty] | 338 | [15 empty] | 0 | 0 | 0 | 0 |  | 0 | 0 |  | TRUE | 0 | 0 | 0 | FALSE | +00 | +00 | TRUE | TRUE | FALSE | FALSE | 0 | 0 | TRUE | TRUE | FALSE | FALSE | 0 | 0 | #N/A | #N/A | #N/A | 0 | 0 | 0 | 0 | 0 | 0 | 0 | 0 | #N/A | 100000 | #N/A | 100000 | #N/A | 0 | #N/A | 0 | #N/A | 0.005307 | #N/A | 0.005307 |  | 338 | #N/A | #N/A | #N/A | #N/A | #N/A | #N/A | 0 | 338 | 0 | #N/A | 0 | N/A | 0 | N/A |  | 338 | 0 | #N/A | #N/A | #N/A | #N/A | 0 | 0
[6 empty] | 339 | [15 empty] | 0 | 0 | 0 | 0 |  | 0 | 0 |  | TRUE | 0 | 0 | 0 | FALSE | +00 | +00 | TRUE | TRUE | FALSE | FALSE | 0 | 0 | TRUE | TRUE | FALSE | FALSE | 0 | 0 | #N/A | #N/A | #N/A | 0 | 0 | 0 | 0 | 0 | 0 | 0 | 0 | #N/A | 100000 | #N/A | 100000 | #N/A | 0 | #N/A | 0 | #N/A | 0.005307 | #N/A | 0.005307 |  | 339 | #N/A | #N/A | #N/A | #N/A | #N/A | #N/A | 0 | 339 | 0 | #N/A | 0 | N/A | 0 | N/A |  | 339 | 0 | #N/A | #N/A | #N/A | #N/A | 0 | 0
[6 empty] | 340 | [15 empty] | 0 | 0 | 0 | 0 |  | 0 | 0 |  | TRUE | 0 | 0 | 0 | FALSE | +00 | +00 | TRUE | TRUE | FALSE | FALSE | 0 | 0 | TRUE | TRUE | FALSE | FALSE | 0 | 0 | #N/A | #N/A | #N/A | 0 | 0 | 0 | 0 | 0 | 0 | 0 | 0 | #N/A | 100000 | #N/A | 100000 | #N/A | 0 | #N/A | 0 | #N/A | 0.005307 | #N/A | 0.005307 |  | 340 | #N/A | #N/A | #N/A | #N/A | #N/A | #N/A | 0 | 340 | 0 | #N/A | 0 | N/A | 0 | N/A |  | 340 | 0 | #N/A | #N/A | #N/A | #N/A | 0 | 0
[6 empty] | 341 | [15 empty] | 0 | 0 | 0 | 0 |  | 0 | 0 |  | TRUE | 0 | 0 | 0 | FALSE | +00 | +00 | TRUE | TRUE | FALSE | FALSE | 0 | 0 | TRUE | TRUE | FALSE | FALSE | 0 | 0 | #N/A | #N/A | #N/A | 0 | 0 | 0 | 0 | 0 | 0 | 0 | 0 | #N/A | 100000 | #N/A | 100000 | #N/A | 0 | #N/A | 0 | #N/A | 0.005307 | #N/A | 0.005307 |  | 341 | #N/A | #N/A | #N/A | #N/A | #N/A | #N/A | 0 | 341 | 0 | #N/A | 0 | N/A | 0 | N/A |  | 341 | 0 | #N/A | #N/A | #N/A | #N/A | 0 | 0
[6 empty] | 342 | [15 empty] | 0 | 0 | 0 | 0 |  | 0 | 0 |  | TRUE | 0 | 0 | 0 | FALSE | +00 | +00 | TRUE | TRUE | FALSE | FALSE | 0 | 0 | TRUE | TRUE | FALSE | FALSE | 0 | 0 | #N/A | #N/A | #N/A | 0 | 0 | 0 | 0 | 0 | 0 | 0 | 0 | #N/A | 100000 | #N/A | 100000 | #N/A | 0 | #N/A | 0 | #N/A | 0.005307 | #N/A | 0.005307 |  | 342 | #N/A | #N/A | #N/A | #N/A | #N/A | #N/A | 0 | 342 | 0 | #N/A | 0 | N/A | 0 | N/A |  | 342 | 0 | #N/A | #N/A | #N/A | #N/A | 0 | 0
[6 empty] | 343 | [15 empty] | 0 | 0 | 0 | 0 |  | 0 | 0 |  | TRUE | 0 | 0 | 0 | FALSE | +00 | +00 | TRUE | TRUE | FALSE | FALSE | 0 | 0 | TRUE | TRUE | FALSE | FALSE | 0 | 0 | #N/A | #N/A | #N/A | 0 | 0 | 0 | 0 | 0 | 0 | 0 | 0 | #N/A | 100000 | #N/A | 100000 | #N/A | 0 | #N/A | 0 | #N/A | 0.005307 | #N/A | 0.005307 |  | 343 | #N/A | #N/A | #N/A | #N/A | #N/A | #N/A | 0 | 343 | 0 | #N/A | 0 | N/A | 0 | N/A |  | 343 | 0 | #N/A | #N/A | #N/A | #N/A | 0 | 0
[6 empty] | 344 | [15 empty] | 0 | 0 | 0 | 0 |  | 0 | 0 |  | TRUE | 0 | 0 | 0 | FALSE | +00 | +00 | TRUE | TRUE | FALSE | FALSE | 0 | 0 | TRUE | TRUE | FALSE | FALSE | 0 | 0 | #N/A | #N/A | #N/A | 0 | 0 | 0 | 0 | 0 | 0 | 0 | 0 | #N/A | 100000 | #N/A | 100000 | #N/A | 0 | #N/A | 0 | #N/A | 0.005307 | #N/A | 0.005307 |  | 344 | #N/A | #N/A | #N/A | #N/A | #N/A | #N/A | 0 | 344 | 0 | #N/A | 0 | N/A | 0 | N/A |  | 344 | 0 | #N/A | #N/A | #N/A | #N/A | 0 | 0
[6 empty] | 345 | [15 empty] | 0 | 0 | 0 | 0 |  | 0 | 0 |  | TRUE | 0 | 0 | 0 | FALSE | +00 | +00 | TRUE | TRUE | FALSE | FALSE | 0 | 0 | TRUE | TRUE | FALSE | FALSE | 0 | 0 | #N/A | #N/A | #N/A | 0 | 0 | 0 | 0 | 0 | 0 | 0 | 0 | #N/A | 100000 | #N/A | 100000 | #N/A | 0 | #N/A | 0 | #N/A | 0.005307 | #N/A | 0.005307 |  | 345 | #N/A | #N/A | #N/A | #N/A | #N/A | #N/A | 0 | 345 | 0 | #N/A | 0 | N/A | 0 | N/A |  | 345 | 0 | #N/A | #N/A | #N/A | #N/A | 0 | 0
[6 empty] | 346 | [15 empty] | 0 | 0 | 0 | 0 |  | 0 | 0 |  | TRUE | 0 | 0 | 0 | FALSE | +00 | +00 | TRUE | TRUE | FALSE | FALSE | 0 | 0 | TRUE | TRUE | FALSE | FALSE | 0 | 0 | #N/A | #N/A | #N/A | 0 | 0 | 0 | 0 | 0 | 0 | 0 | 0 | #N/A | 100000 | #N/A | 100000 | #N/A | 0 | #N/A | 0 | #N/A | 0.005307 | #N/A | 0.005307 |  | 346 | #N/A | #N/A | #N/A | #N/A | #N/A | #N/A | 0 | 346 | 0 | #N/A | 0 | N/A | 0 | N/A |  | 346 | 0 | #N/A | #N/A | #N/A | #N/A | 0 | 0
[6 empty] | 347 | [15 empty] | 0 | 0 | 0 | 0 |  | 0 | 0 |  | TRUE | 0 | 0 | 0 | FALSE | +00 | +00 | TRUE | TRUE | FALSE | FALSE | 0 | 0 | TRUE | TRUE | FALSE | FALSE | 0 | 0 | #N/A | #N/A | #N/A | 0 | 0 | 0 | 0 | 0 | 0 | 0 | 0 | #N/A | 100000 | #N/A | 100000 | #N/A | 0 | #N/A | 0 | #N/A | 0.005307 | #N/A | 0.005307 |  | 347 | #N/A | #N/A | #N/A | #N/A | #N/A | #N/A | 0 | 347 | 0 | #N/A | 0 | N/A | 0 | N/A |  | 347 | 0 | #N/A | #N/A | #N/A | #N/A | 0 | 0
[6 empty] | 348 | [15 empty] | 0 | 0 | 0 | 0 |  | 0 | 0 |  | TRUE | 0 | 0 | 0 | FALSE | +00 | +00 | TRUE | TRUE | FALSE | FALSE | 0 | 0 | TRUE | TRUE | FALSE | FALSE | 0 | 0 | #N/A | #N/A | #N/A | 0 | 0 | 0 | 0 | 0 | 0 | 0 | 0 | #N/A | 100000 | #N/A | 100000 | #N/A | 0 | #N/A | 0 | #N/A | 0.005307 | #N/A | 0.005307 |  | 348 | #N/A | #N/A | #N/A | #N/A | #N/A | #N/A | 0 | 348 | 0 | #N/A | 0 | N/A | 0 | N/A |  | 348 | 0 | #N/A | #N/A | #N/A | #N/A | 0 | 0
[6 empty] | 349 | [15 empty] | 0 | 0 | 0 | 0 |  | 0 | 0 |  | TRUE | 0 | 0 | 0 | FALSE | +00 | +00 | TRUE | TRUE | FALSE | FALSE | 0 | 0 | TRUE | TRUE | FALSE | FALSE | 0 | 0 | #N/A | #N/A | #N/A | 0 | 0 | 0 | 0 | 0 | 0 | 0 | 0 | #N/A | 100000 | #N/A | 100000 | #N/A | 0 | #N/A | 0 | #N/A | 0.005307 | #N/A | 0.005307 |  | 349 | #N/A | #N/A | #N/A | #N/A | #N/A | #N/A | 0 | 349 | 0 | #N/A | 0 | N/A | 0 | N/A |  | 349 | 0 | #N/A | #N/A | #N/A | #N/A | 0 | 0
[6 empty] | 350 | [15 empty] | 0 | 0 | 0 | 0 |  | 0 | 0 |  | TRUE | 0 | 0 | 0 | FALSE | +00 | +00 | TRUE | TRUE | FALSE | FALSE | 0 | 0 | TRUE | TRUE | FALSE | FALSE | 0 | 0 | #N/A | #N/A | #N/A | 0 | 0 | 0 | 0 | 0 | 0 | 0 | 0 | #N/A | 100000 | #N/A | 100000 | #N/A | 0 | #N/A | 0 | #N/A | 0.005307 | #N/A | 0.005307 |  | 350 | #N/A | #N/A | #N/A | #N/A | #N/A | #N/A | 0 | 350 | 0 | #N/A | 0 | N/A | 0 | N/A |  | 350 | 0 | #N/A | #N/A | #N/A | #N/A | 0 | 0
[6 empty] | 351 | [15 empty] | 0 | 0 | 0 | 0 |  | 0 | 0 |  | TRUE | 0 | 0 | 0 | FALSE | +00 | +00 | TRUE | TRUE | FALSE | FALSE | 0 | 0 | TRUE | TRUE | FALSE | FALSE | 0 | 0 | #N/A | #N/A | #N/A | 0 | 0 | 0 | 0 | 0 | 0 | 0 | 0 | #N/A | 100000 | #N/A | 100000 | #N/A | 0 | #N/A | 0 | #N/A | 0.005307 | #N/A | 0.005307 |  | 351 | #N/A | #N/A | #N/A | #N/A | #N/A | #N/A | 0 | 351 | 0 | #N/A | 0 | N/A | 0 | N/A |  | 351 | 0 | #N/A | #N/A | #N/A | #N/A | 0 | 0
[6 empty] | 352 | [15 empty] | 0 | 0 | 0 | 0 |  | 0 | 0 |  | TRUE | 0 | 0 | 0 | FALSE | +00 | +00 | TRUE | TRUE | FALSE | FALSE | 0 | 0 | TRUE | TRUE | FALSE | FALSE | 0 | 0 | #N/A | #N/A | #N/A | 0 | 0 | 0 | 0 | 0 | 0 | 0 | 0 | #N/A | 100000 | #N/A | 100000 | #N/A | 0 | #N/A | 0 | #N/A | 0.005307 | #N/A | 0.005307 |  | 352 | #N/A | #N/A | #N/A | #N/A | #N/A | #N/A | 0 | 352 | 0 | #N/A | 0 | N/A | 0 | N/A |  | 352 | 0 | #N/A | #N/A | #N/A | #N/A | 0 | 0
[6 empty] | 353 | [15 empty] | 0 | 0 | 0 | 0 |  | 0 | 0 |  | TRUE | 0 | 0 | 0 | FALSE | +00 | +00 | TRUE | TRUE | FALSE | FALSE | 0 | 0 | TRUE | TRUE | FALSE | FALSE | 0 | 0 | #N/A | #N/A | #N/A | 0 | 0 | 0 | 0 | 0 | 0 | 0 | 0 | #N/A | 100000 | #N/A | 100000 | #N/A | 0 | #N/A | 0 | #N/A | 0.005307 | #N/A | 0.005307 |  | 353 | #N/A | #N/A | #N/A | #N/A | #N/A | #N/A | 0 | 353 | 0 | #N/A | 0 | N/A | 0 | N/A |  | 353 | 0 | #N/A | #N/A | #N/A | #N/A | 0 | 0
[6 empty] | 354 | [15 empty] | 0 | 0 | 0 | 0 |  | 0 | 0 |  | TRUE | 0 | 0 | 0 | FALSE | +00 | +00 | TRUE | TRUE | FALSE | FALSE | 0 | 0 | TRUE | TRUE | FALSE | FALSE | 0 | 0 | #N/A | #N/A | #N/A | 0 | 0 | 0 | 0 | 0 | 0 | 0 | 0 | #N/A | 100000 | #N/A | 100000 | #N/A | 0 | #N/A | 0 | #N/A | 0.005307 | #N/A | 0.005307 |  | 354 | #N/A | #N/A | #N/A | #N/A | #N/A | #N/A | 0 | 354 | 0 | #N/A | 0 | N/A | 0 | N/A |  | 354 | 0 | #N/A | #N/A | #N/A | #N/A | 0 | 0
[6 empty] | 355 | [15 empty] | 0 | 0 | 0 | 0 |  | 0 | 0 |  | TRUE | 0 | 0 | 0 | FALSE | +00 | +00 | TRUE | TRUE | FALSE | FALSE | 0 | 0 | TRUE | TRUE | FALSE | FALSE | 0 | 0 | #N/A | #N/A | #N/A | 0 | 0 | 0 | 0 | 0 | 0 | 0 | 0 | #N/A | 100000 | #N/A | 100000 | #N/A | 0 | #N/A | 0 | #N/A | 0.005307 | #N/A | 0.005307 |  | 355 | #N/A | #N/A | #N/A | #N/A | #N/A | #N/A | 0 | 355 | 0 | #N/A | 0 | N/A | 0 | N/A |  | 355 | 0 | #N/A | #N/A | #N/A | #N/A | 0 | 0
[6 empty] | 356 | [15 empty] | 0 | 0 | 0 | 0 |  | 0 | 0 |  | TRUE | 0 | 0 | 0 | FALSE | +00 | +00 | TRUE | TRUE | FALSE | FALSE | 0 | 0 | TRUE | TRUE | FALSE | FALSE | 0 | 0 | #N/A | #N/A | #N/A | 0 | 0 | 0 | 0 | 0 | 0 | 0 | 0 | #N/A | 100000 | #N/A | 100000 | #N/A | 0 | #N/A | 0 | #N/A | 0.005307 | #N/A | 0.005307 |  | 356 | #N/A | #N/A | #N/A | #N/A | #N/A | #N/A | 0 | 356 | 0 | #N/A | 0 | N/A | 0 | N/A |  | 356 | 0 | #N/A | #N/A | #N/A | #N/A | 0 | 0
[6 empty] | 357 | [15 empty] | 0 | 0 | 0 | 0 |  | 0 | 0 |  | TRUE | 0 | 0 | 0 | FALSE | +00 | +00 | TRUE | TRUE | FALSE | FALSE | 0 | 0 | TRUE | TRUE | FALSE | FALSE | 0 | 0 | #N/A | #N/A | #N/A | 0 | 0 | 0 | 0 | 0 | 0 | 0 | 0 | #N/A | 100000 | #N/A | 100000 | #N/A | 0 | #N/A | 0 | #N/A | 0.005307 | #N/A | 0.005307 |  | 357 | #N/A | #N/A | #N/A | #N/A | #N/A | #N/A | 0 | 357 | 0 | #N/A | 0 | N/A | 0 | N/A |  | 357 | 0 | #N/A | #N/A | #N/A | #N/A | 0 | 0
[6 empty] | 358 | [15 empty] | 0 | 0 | 0 | 0 |  | 0 | 0 |  | TRUE | 0 | 0 | 0 | FALSE | +00 | +00 | TRUE | TRUE | FALSE | FALSE | 0 | 0 | TRUE | TRUE | FALSE | FALSE | 0 | 0 | #N/A | #N/A | #N/A | 0 | 0 | 0 | 0 | 0 | 0 | 0 | 0 | #N/A | 100000 | #N/A | 100000 | #N/A | 0 | #N/A | 0 | #N/A | 0.005307 | #N/A | 0.005307 |  | 358 | #N/A | #N/A | #N/A | #N/A | #N/A | #N/A | 0 | 358 | 0 | #N/A | 0 | N/A | 0 | N/A |  | 358 | 0 | #N/A | #N/A | #N/A | #N/A | 0 | 0
[6 empty] | 359 | [15 empty] | 0 | 0 | 0 | 0 |  | 0 | 0 |  | TRUE | 0 | 0 | 0 | FALSE | +00 | +00 | TRUE | TRUE | FALSE | FALSE | 0 | 0 | TRUE | TRUE | FALSE | FALSE | 0 | 0 | #N/A | #N/A | #N/A | 0 | 0 | 0 | 0 | 0 | 0 | 0 | 0 | #N/A | 100000 | #N/A | 100000 | #N/A | 0 | #N/A | 0 | #N/A | 0.005307 | #N/A | 0.005307 |  | 359 | #N/A | #N/A | #N/A | #N/A | #N/A | #N/A | 0 | 359 | 0 | #N/A | 0 | N/A | 0 | N/A |  | 359 | 0 | #N/A | #N/A | #N/A | #N/A | 0 | 0
[6 empty] | 360 | [15 empty] | 0 | 0 | 0 | 0 |  | 0 | 0 |  | TRUE | 0 | 0 | 0 | FALSE | +00 | +00 | TRUE | TRUE | FALSE | FALSE | 0 | 0 | TRUE | TRUE | FALSE | FALSE | 0 | 0 | #N/A | #N/A | #N/A | 0 | 0 | 0 | 0 | 0 | 0 | 0 | 0 | #N/A | 100000 | #N/A | 100000 | #N/A | 0 | #N/A | 0 | #N/A | 0.005307 | #N/A | 0.005307 |  | 360 | #N/A | #N/A | #N/A | #N/A | #N/A | #N/A | 0 | 360 | 0 | #N/A | 0 | N/A | 0 | N/A |  | 360 | 0 | #N/A | #N/A | #N/A | #N/A | 0 | 0
[6 empty] | 361 | [15 empty] | 0 | 0 | 0 | 0 |  | 0 | 0 |  | TRUE | 0 | 0 | 0 | FALSE | +00 | +00 | TRUE | TRUE | FALSE | FALSE | 0 | 0 | TRUE | TRUE | FALSE | FALSE | 0 | 0 | #N/A | #N/A | #N/A | 0 | 0 | 0 | 0 | 0 | 0 | 0 | 0 | #N/A | 100000 | #N/A | 100000 | #N/A | 0 | #N/A | 0 | #N/A | 0.005307 | #N/A | 0.005307 |  | 361 | #N/A | #N/A | #N/A | #N/A | #N/A | #N/A | 0 | 361 | 0 | #N/A | 0 | N/A | 0 | N/A |  | 361 | 0 | #N/A | #N/A | #N/A | #N/A | 0 | 0
[6 empty] | 362 | [15 empty] | 0 | 0 | 0 | 0 |  | 0 | 0 |  | TRUE | 0 | 0 | 0 | FALSE | +00 | +00 | TRUE | TRUE | FALSE | FALSE | 0 | 0 | TRUE | TRUE | FALSE | FALSE | 0 | 0 | #N/A | #N/A | #N/A | 0 | 0 | 0 | 0 | 0 | 0 | 0 | 0 | #N/A | 100000 | #N/A | 100000 | #N/A | 0 | #N/A | 0 | #N/A | 0.005307 | #N/A | 0.005307 |  | 362 | #N/A | #N/A | #N/A | #N/A | #N/A | #N/A | 0 | 362 | 0 | #N/A | 0 | N/A | 0 | N/A |  | 362 | 0 | #N/A | #N/A | #N/A | #N/A | 0 | 0
[6 empty] | 363 | [15 empty] | 0 | 0 | 0 | 0 |  | 0 | 0 |  | TRUE | 0 | 0 | 0 | FALSE | +00 | +00 | TRUE | TRUE | FALSE | FALSE | 0 | 0 | TRUE | TRUE | FALSE | FALSE | 0 | 0 | #N/A | #N/A | #N/A | 0 | 0 | 0 | 0 | 0 | 0 | 0 | 0 | #N/A | 100000 | #N/A | 100000 | #N/A | 0 | #N/A | 0 | #N/A | 0.005307 | #N/A | 0.005307 |  | 363 | #N/A | #N/A | #N/A | #N/A | #N/A | #N/A | 0 | 363 | 0 | #N/A | 0 | N/A | 0 | N/A |  | 363 | 0 | #N/A | #N/A | #N/A | #N/A | 0 | 0
[6 empty] | 364 | [15 empty] | 0 | 0 | 0 | 0 |  | 0 | 0 |  | TRUE | 0 | 0 | 0 | FALSE | +00 | +00 | TRUE | TRUE | FALSE | FALSE | 0 | 0 | TRUE | TRUE | FALSE | FALSE | 0 | 0 | #N/A | #N/A | #N/A | 0 | 0 | 0 | 0 | 0 | 0 | 0 | 0 | #N/A | 100000 | #N/A | 100000 | #N/A | 0 | #N/A | 0 | #N/A | 0.005307 | #N/A | 0.005307 |  | 364 | #N/A | #N/A | #N/A | #N/A | #N/A | #N/A | 0 | 364 | 0 | #N/A | 0 | N/A | 0 | N/A |  | 364 | 0 | #N/A | #N/A | #N/A | #N/A | 0 | 0
[6 empty] | 365 | [15 empty] | 0 | 0 | 0 | 0 |  | 0 | 0 |  | TRUE | 0 | 0 | 0 | FALSE | +00 | +00 | TRUE | TRUE | FALSE | FALSE | 0 | 0 | TRUE | TRUE | FALSE | FALSE | 0 | 0 | #N/A | #N/A | #N/A | 0 | 0 | 0 | 0 | 0 | 0 | 0 | 0 | #N/A | 100000 | #N/A | 100000 | #N/A | 0 | #N/A | 0 | #N/A | 0.005307 | #N/A | 0.005307 |  | 365 | #N/A | #N/A | #N/A | #N/A | #N/A | #N/A | 0 | 365 | 0 | #N/A | 0 | N/A | 0 | N/A |  | 365 | 0 | #N/A | #N/A | #N/A | #N/A | 0 | 0
[6 empty] | 366 | [15 empty] | 0 | 0 | 0 | 0 |  | 0 | 0 |  | TRUE | 0 | 0 | 0 | FALSE | +00 | +00 | TRUE | TRUE | FALSE | FALSE | 0 | 0 | TRUE | TRUE | FALSE | FALSE | 0 | 0 | #N/A | #N/A | #N/A | 0 | 0 | 0 | 0 | 0 | 0 | 0 | 0 | #N/A | 100000 | #N/A | 100000 | #N/A | 0 | #N/A | 0 | #N/A | 0.005307 | #N/A | 0.005307 |  | 366 | #N/A | #N/A | #N/A | #N/A | #N/A | #N/A | 0 | 366 | 0 | #N/A | 0 | N/A | 0 | N/A |  | 366 | 0 | #N/A | #N/A | #N/A | #N/A | 0 | 0
[6 empty] | 367 | [15 empty] | 0 | 0 | 0 | 0 |  | 0 | 0 |  | TRUE | 0 | 0 | 0 | FALSE | +00 | +00 | TRUE | TRUE | FALSE | FALSE | 0 | 0 | TRUE | TRUE | FALSE | FALSE | 0 | 0 | #N/A | #N/A | #N/A | 0 | 0 | 0 | 0 | 0 | 0 | 0 | 0 | #N/A | 100000 | #N/A | 100000 | #N/A | 0 | #N/A | 0 | #N/A | 0.005307 | #N/A | 0.005307 |  | 367 | #N/A | #N/A | #N/A | #N/A | #N/A | #N/A | 0 | 367 | 0 | #N/A | 0 | N/A | 0 | N/A |  | 367 | 0 | #N/A | #N/A | #N/A | #N/A | 0 | 0
[6 empty] | 368 | [15 empty] | 0 | 0 | 0 | 0 |  | 0 | 0 |  | TRUE | 0 | 0 | 0 | FALSE | +00 | +00 | TRUE | TRUE | FALSE | FALSE | 0 | 0 | TRUE | TRUE | FALSE | FALSE | 0 | 0 | #N/A | #N/A | #N/A | 0 | 0 | 0 | 0 | 0 | 0 | 0 | 0 | #N/A | 100000 | #N/A | 100000 | #N/A | 0 | #N/A | 0 | #N/A | 0.005307 | #N/A | 0.005307 |  | 368 | #N/A | #N/A | #N/A | #N/A | #N/A | #N/A | 0 | 368 | 0 | #N/A | 0 | N/A | 0 | N/A |  | 368 | 0 | #N/A | #N/A | #N/A | #N/A | 0 | 0
[6 empty] | 369 | [15 empty] | 0 | 0 | 0 | 0 |  | 0 | 0 |  | TRUE | 0 | 0 | 0 | FALSE | +00 | +00 | TRUE | TRUE | FALSE | FALSE | 0 | 0 | TRUE | TRUE | FALSE | FALSE | 0 | 0 | #N/A | #N/A | #N/A | 0 | 0 | 0 | 0 | 0 | 0 | 0 | 0 | #N/A | 100000 | #N/A | 100000 | #N/A | 0 | #N/A | 0 | #N/A | 0.005307 | #N/A | 0.005307 |  | 369 | #N/A | #N/A | #N/A | #N/A | #N/A | #N/A | 0 | 369 | 0 | #N/A | 0 | N/A | 0 | N/A |  | 369 | 0 | #N/A | #N/A | #N/A | #N/A | 0 | 0
[6 empty] | 370 | [15 empty] | 0 | 0 | 0 | 0 |  | 0 | 0 |  | TRUE | 0 | 0 | 0 | FALSE | +00 | +00 | TRUE | TRUE | FALSE | FALSE | 0 | 0 | TRUE | TRUE | FALSE | FALSE | 0 | 0 | #N/A | #N/A | #N/A | 0 | 0 | 0 | 0 | 0 | 0 | 0 | 0 | #N/A | 100000 | #N/A | 100000 | #N/A | 0 | #N/A | 0 | #N/A | 0.005307 | #N/A | 0.005307 |  | 370 | #N/A | #N/A | #N/A | #N/A | #N/A | #N/A | 0 | 370 | 0 | #N/A | 0 | N/A | 0 | N/A |  | 370 | 0 | #N/A | #N/A | #N/A | #N/A | 0 | 0
[6 empty] | 371 | [15 empty] | 0 | 0 | 0 | 0 |  | 0 | 0 |  | TRUE | 0 | 0 | 0 | FALSE | +00 | +00 | TRUE | TRUE | FALSE | FALSE | 0 | 0 | TRUE | TRUE | FALSE | FALSE | 0 | 0 | #N/A | #N/A | #N/A | 0 | 0 | 0 | 0 | 0 | 0 | 0 | 0 | #N/A | 100000 | #N/A | 100000 | #N/A | 0 | #N/A | 0 | #N/A | 0.005307 | #N/A | 0.005307 |  | 371 | #N/A | #N/A | #N/A | #N/A | #N/A | #N/A | 0 | 371 | 0 | #N/A | 0 | N/A | 0 | N/A |  | 371 | 0 | #N/A | #N/A | #N/A | #N/A | 0 | 0
[6 empty] | 372 | [15 empty] | 0 | 0 | 0 | 0 |  | 0 | 0 |  | TRUE | 0 | 0 | 0 | FALSE | +00 | +00 | TRUE | TRUE | FALSE | FALSE | 0 | 0 | TRUE | TRUE | FALSE | FALSE | 0 | 0 | #N/A | #N/A | #N/A | 0 | 0 | 0 | 0 | 0 | 0 | 0 | 0 | #N/A | 100000 | #N/A | 100000 | #N/A | 0 | #N/A | 0 | #N/A | 0.005307 | #N/A | 0.005307 |  | 372 | #N/A | #N/A | #N/A | #N/A | #N/A | #N/A | 0 | 372 | 0 | #N/A | 0 | N/A | 0 | N/A |  | 372 | 0 | #N/A | #N/A | #N/A | #N/A | 0 | 0
[6 empty] | 373 | [15 empty] | 0 | 0 | 0 | 0 |  | 0 | 0 |  | TRUE | 0 | 0 | 0 | FALSE | +00 | +00 | TRUE | TRUE | FALSE | FALSE | 0 | 0 | TRUE | TRUE | FALSE | FALSE | 0 | 0 | #N/A | #N/A | #N/A | 0 | 0 | 0 | 0 | 0 | 0 | 0 | 0 | #N/A | 100000 | #N/A | 100000 | #N/A | 0 | #N/A | 0 | #N/A | 0.005307 | #N/A | 0.005307 |  | 373 | #N/A | #N/A | #N/A | #N/A | #N/A | #N/A | 0 | 373 | 0 | #N/A | 0 | N/A | 0 | N/A |  | 373 | 0 | #N/A | #N/A | #N/A | #N/A | 0 | 0
[6 empty] | 374 | [15 empty] | 0 | 0 | 0 | 0 |  | 0 | 0 |  | TRUE | 0 | 0 | 0 | FALSE | +00 | +00 | TRUE | TRUE | FALSE | FALSE | 0 | 0 | TRUE | TRUE | FALSE | FALSE | 0 | 0 | #N/A | #N/A | #N/A | 0 | 0 | 0 | 0 | 0 | 0 | 0 | 0 | #N/A | 100000 | #N/A | 100000 | #N/A | 0 | #N/A | 0 | #N/A | 0.005307 | #N/A | 0.005307 |  | 374 | #N/A | #N/A | #N/A | #N/A | #N/A | #N/A | 0 | 374 | 0 | #N/A | 0 | N/A | 0 | N/A |  | 374 | 0 | #N/A | #N/A | #N/A | #N/A | 0 | 0
[6 empty] | 375 | [15 empty] | 0 | 0 | 0 | 0 |  | 0 | 0 |  | TRUE | 0 | 0 | 0 | FALSE | +00 | +00 | TRUE | TRUE | FALSE | FALSE | 0 | 0 | TRUE | TRUE | FALSE | FALSE | 0 | 0 | #N/A | #N/A | #N/A | 0 | 0 | 0 | 0 | 0 | 0 | 0 | 0 | #N/A | 100000 | #N/A | 100000 | #N/A | 0 | #N/A | 0 | #N/A | 0.005307 | #N/A | 0.005307 |  | 375 | #N/A | #N/A | #N/A | #N/A | #N/A | #N/A | 0 | 375 | 0 | #N/A | 0 | N/A | 0 | N/A |  | 375 | 0 | #N/A | #N/A | #N/A | #N/A | 0 | 0
[6 empty] | 376 | [15 empty] | 0 | 0 | 0 | 0 |  | 0 | 0 |  | TRUE | 0 | 0 | 0 | FALSE | +00 | +00 | TRUE | TRUE | FALSE | FALSE | 0 | 0 | TRUE | TRUE | FALSE | FALSE | 0 | 0 | #N/A | #N/A | #N/A | 0 | 0 | 0 | 0 | 0 | 0 | 0 | 0 | #N/A | 100000 | #N/A | 100000 | #N/A | 0 | #N/A | 0 | #N/A | 0.005307 | #N/A | 0.005307 |  | 376 | #N/A | #N/A | #N/A | #N/A | #N/A | #N/A | 0 | 376 | 0 | #N/A | 0 | N/A | 0 | N/A |  | 376 | 0 | #N/A | #N/A | #N/A | #N/A | 0 | 0
[6 empty] | 377 | [15 empty] | 0 | 0 | 0 | 0 |  | 0 | 0 |  | TRUE | 0 | 0 | 0 | FALSE | +00 | +00 | TRUE | TRUE | FALSE | FALSE | 0 | 0 | TRUE | TRUE | FALSE | FALSE | 0 | 0 | #N/A | #N/A | #N/A | 0 | 0 | 0 | 0 | 0 | 0 | 0 | 0 | #N/A | 100000 | #N/A | 100000 | #N/A | 0 | #N/A | 0 | #N/A | 0.005307 | #N/A | 0.005307 |  | 377 | #N/A | #N/A | #N/A | #N/A | #N/A | #N/A | 0 | 377 | 0 | #N/A | 0 | N/A | 0 | N/A |  | 377 | 0 | #N/A | #N/A | #N/A | #N/A | 0 | 0
[6 empty] | 378 | [15 empty] | 0 | 0 | 0 | 0 |  | 0 | 0 |  | TRUE | 0 | 0 | 0 | FALSE | +00 | +00 | TRUE | TRUE | FALSE | FALSE | 0 | 0 | TRUE | TRUE | FALSE | FALSE | 0 | 0 | #N/A | #N/A | #N/A | 0 | 0 | 0 | 0 | 0 | 0 | 0 | 0 | #N/A | 100000 | #N/A | 100000 | #N/A | 0 | #N/A | 0 | #N/A | 0.005307 | #N/A | 0.005307 |  | 378 | #N/A | #N/A | #N/A | #N/A | #N/A | #N/A | 0 | 378 | 0 | #N/A | 0 | N/A | 0 | N/A |  | 378 | 0 | #N/A | #N/A | #N/A | #N/A | 0 | 0
[6 empty] | 379 | [15 empty] | 0 | 0 | 0 | 0 |  | 0 | 0 |  | TRUE | 0 | 0 | 0 | FALSE | +00 | +00 | TRUE | TRUE | FALSE | FALSE | 0 | 0 | TRUE | TRUE | FALSE | FALSE | 0 | 0 | #N/A | #N/A | #N/A | 0 | 0 | 0 | 0 | 0 | 0 | 0 | 0 | #N/A | 100000 | #N/A | 100000 | #N/A | 0 | #N/A | 0 | #N/A | 0.005307 | #N/A | 0.005307 |  | 379 | #N/A | #N/A | #N/A | #N/A | #N/A | #N/A | 0 | 379 | 0 | #N/A | 0 | N/A | 0 | N/A |  | 379 | 0 | #N/A | #N/A | #N/A | #N/A | 0 | 0
[6 empty] | 380 | [15 empty] | 0 | 0 | 0 | 0 |  | 0 | 0 |  | TRUE | 0 | 0 | 0 | FALSE | +00 | +00 | TRUE | TRUE | FALSE | FALSE | 0 | 0 | TRUE | TRUE | FALSE | FALSE | 0 | 0 | #N/A | #N/A | #N/A | 0 | 0 | 0 | 0 | 0 | 0 | 0 | 0 | #N/A | 100000 | #N/A | 100000 | #N/A | 0 | #N/A | 0 | #N/A | 0.005307 | #N/A | 0.005307 |  | 380 | #N/A | #N/A | #N/A | #N/A | #N/A | #N/A | 0 | 380 | 0 | #N/A | 0 | N/A | 0 | N/A |  | 380 | 0 | #N/A | #N/A | #N/A | #N/A | 0 | 0
[6 empty] | 381 | [15 empty] | 0 | 0 | 0 | 0 |  | 0 | 0 |  | TRUE | 0 | 0 | 0 | FALSE | +00 | +00 | TRUE | TRUE | FALSE | FALSE | 0 | 0 | TRUE | TRUE | FALSE | FALSE | 0 | 0 | #N/A | #N/A | #N/A | 0 | 0 | 0 | 0 | 0 | 0 | 0 | 0 | #N/A | 100000 | #N/A | 100000 | #N/A | 0 | #N/A | 0 | #N/A | 0.005307 | #N/A | 0.005307 |  | 381 | #N/A | #N/A | #N/A | #N/A | #N/A | #N/A | 0 | 381 | 0 | #N/A | 0 | N/A | 0 | N/A |  | 381 | 0 | #N/A | #N/A | #N/A | #N/A | 0 | 0
[6 empty] | 382 | [15 empty] | 0 | 0 | 0 | 0 |  | 0 | 0 |  | TRUE | 0 | 0 | 0 | FALSE | +00 | +00 | TRUE | TRUE | FALSE | FALSE | 0 | 0 | TRUE | TRUE | FALSE | FALSE | 0 | 0 | #N/A | #N/A | #N/A | 0 | 0 | 0 | 0 | 0 | 0 | 0 | 0 | #N/A | 100000 | #N/A | 100000 | #N/A | 0 | #N/A | 0 | #N/A | 0.005307 | #N/A | 0.005307 |  | 382 | #N/A | #N/A | #N/A | #N/A | #N/A | #N/A | 0 | 382 | 0 | #N/A | 0 | N/A | 0 | N/A |  | 382 | 0 | #N/A | #N/A | #N/A | #N/A | 0 | 0
[6 empty] | 383 | [15 empty] | 0 | 0 | 0 | 0 |  | 0 | 0 |  | TRUE | 0 | 0 | 0 | FALSE | +00 | +00 | TRUE | TRUE | FALSE | FALSE | 0 | 0 | TRUE | TRUE | FALSE | FALSE | 0 | 0 | #N/A | #N/A | #N/A | 0 | 0 | 0 | 0 | 0 | 0 | 0 | 0 | #N/A | 100000 | #N/A | 100000 | #N/A | 0 | #N/A | 0 | #N/A | 0.005307 | #N/A | 0.005307 |  | 383 | #N/A | #N/A | #N/A | #N/A | #N/A | #N/A | 0 | 383 | 0 | #N/A | 0 | N/A | 0 | N/A |  | 383 | 0 | #N/A | #N/A | #N/A | #N/A | 0 | 0
[6 empty] | 384 | [15 empty] | 0 | 0 | 0 | 0 |  | 0 | 0 |  | TRUE | 0 | 0 | 0 | FALSE | +00 | +00 | TRUE | TRUE | FALSE | FALSE | 0 | 0 | TRUE | TRUE | FALSE | FALSE | 0 | 0 | #N/A | #N/A | #N/A | 0 | 0 | 0 | 0 | 0 | 0 | 0 | 0 | #N/A | 100000 | #N/A | 100000 | #N/A | 0 | #N/A | 0 | #N/A | 0.005307 | #N/A | 0.005307 |  | 384 | #N/A | #N/A | #N/A | #N/A | #N/A | #N/A | 0 | 384 | 0 | #N/A | 0 | N/A | 0 | N/A |  | 384 | 0 | #N/A | #N/A | #N/A | #N/A | 0 | 0
[6 empty] | 385 | [15 empty] | 0 | 0 | 0 | 0 |  | 0 | 0 |  | TRUE | 0 | 0 | 0 | FALSE | +00 | +00 | TRUE | TRUE | FALSE | FALSE | 0 | 0 | TRUE | TRUE | FALSE | FALSE | 0 | 0 | #N/A | #N/A | #N/A | 0 | 0 | 0 | 0 | 0 | 0 | 0 | 0 | #N/A | 100000 | #N/A | 100000 | #N/A | 0 | #N/A | 0 | #N/A | 0.005307 | #N/A | 0.005307 |  | 385 | #N/A | #N/A | #N/A | #N/A | #N/A | #N/A | 0 | 385 | 0 | #N/A | 0 | N/A | 0 | N/A |  | 385 | 0 | #N/A | #N/A | #N/A | #N/A | 0 | 0
[6 empty] | 386 | [15 empty] | 0 | 0 | 0 | 0 |  | 0 | 0 |  | TRUE | 0 | 0 | 0 | FALSE | +00 | +00 | TRUE | TRUE | FALSE | FALSE | 0 | 0 | TRUE | TRUE | FALSE | FALSE | 0 | 0 | #N/A | #N/A | #N/A | 0 | 0 | 0 | 0 | 0 | 0 | 0 | 0 | #N/A | 100000 | #N/A | 100000 | #N/A | 0 | #N/A | 0 | #N/A | 0.005307 | #N/A | 0.005307 |  | 386 | #N/A | #N/A | #N/A | #N/A | #N/A | #N/A | 0 | 386 | 0 | #N/A | 0 | N/A | 0 | N/A |  | 386 | 0 | #N/A | #N/A | #N/A | #N/A | 0 | 0
[6 empty] | 387 | [15 empty] | 0 | 0 | 0 | 0 |  | 0 | 0 |  | TRUE | 0 | 0 | 0 | FALSE | +00 | +00 | TRUE | TRUE | FALSE | FALSE | 0 | 0 | TRUE | TRUE | FALSE | FALSE | 0 | 0 | #N/A | #N/A | #N/A | 0 | 0 | 0 | 0 | 0 | 0 | 0 | 0 | #N/A | 100000 | #N/A | 100000 | #N/A | 0 | #N/A | 0 | #N/A | 0.005307 | #N/A | 0.005307 |  | 387 | #N/A | #N/A | #N/A | #N/A | #N/A | #N/A | 0 | 387 | 0 | #N/A | 0 | N/A | 0 | N/A |  | 387 | 0 | #N/A | #N/A | #N/A | #N/A | 0 | 0
[6 empty] | 388 | [15 empty] | 0 | 0 | 0 | 0 |  | 0 | 0 |  | TRUE | 0 | 0 | 0 | FALSE | +00 | +00 | TRUE | TRUE | FALSE | FALSE | 0 | 0 | TRUE | TRUE | FALSE | FALSE | 0 | 0 | #N/A | #N/A | #N/A | 0 | 0 | 0 | 0 | 0 | 0 | 0 | 0 | #N/A | 100000 | #N/A | 100000 | #N/A | 0 | #N/A | 0 | #N/A | 0.005307 | #N/A | 0.005307 |  | 388 | #N/A | #N/A | #N/A | #N/A | #N/A | #N/A | 0 | 388 | 0 | #N/A | 0 | N/A | 0 | N/A |  | 388 | 0 | #N/A | #N/A | #N/A | #N/A | 0 | 0
[6 empty] | 389 | [15 empty] | 0 | 0 | 0 | 0 |  | 0 | 0 |  | TRUE | 0 | 0 | 0 | FALSE | +00 | +00 | TRUE | TRUE | FALSE | FALSE | 0 | 0 | TRUE | TRUE | FALSE | FALSE | 0 | 0 | #N/A | #N/A | #N/A | 0 | 0 | 0 | 0 | 0 | 0 | 0 | 0 | #N/A | 100000 | #N/A | 100000 | #N/A | 0 | #N/A | 0 | #N/A | 0.005307 | #N/A | 0.005307 |  | 389 | #N/A | #N/A | #N/A | #N/A | #N/A | #N/A | 0 | 389 | 0 | #N/A | 0 | N/A | 0 | N/A |  | 389 | 0 | #N/A | #N/A | #N/A | #N/A | 0 | 0
[6 empty] | 390 | [15 empty] | 0 | 0 | 0 | 0 |  | 0 | 0 |  | TRUE | 0 | 0 | 0 | FALSE | +00 | +00 | TRUE | TRUE | FALSE | FALSE | 0 | 0 | TRUE | TRUE | FALSE | FALSE | 0 | 0 | #N/A | #N/A | #N/A | 0 | 0 | 0 | 0 | 0 | 0 | 0 | 0 | #N/A | 100000 | #N/A | 100000 | #N/A | 0 | #N/A | 0 | #N/A | 0.005307 | #N/A | 0.005307 |  | 390 | #N/A | #N/A | #N/A | #N/A | #N/A | #N/A | 0 | 390 | 0 | #N/A | 0 | N/A | 0 | N/A |  | 390 | 0 | #N/A | #N/A | #N/A | #N/A | 0 | 0
[6 empty] | 391 | [15 empty] | 0 | 0 | 0 | 0 |  | 0 | 0 |  | TRUE | 0 | 0 | 0 | FALSE | +00 | +00 | TRUE | TRUE | FALSE | FALSE | 0 | 0 | TRUE | TRUE | FALSE | FALSE | 0 | 0 | #N/A | #N/A | #N/A | 0 | 0 | 0 | 0 | 0 | 0 | 0 | 0 | #N/A | 100000 | #N/A | 100000 | #N/A | 0 | #N/A | 0 | #N/A | 0.005307 | #N/A | 0.005307 |  | 391 | #N/A | #N/A | #N/A | #N/A | #N/A | #N/A | 0 | 391 | 0 | #N/A | 0 | N/A | 0 | N/A |  | 391 | 0 | #N/A | #N/A | #N/A | #N/A | 0 | 0
[6 empty] | 392 | [15 empty] | 0 | 0 | 0 | 0 |  | 0 | 0 |  | TRUE | 0 | 0 | 0 | FALSE | +00 | +00 | TRUE | TRUE | FALSE | FALSE | 0 | 0 | TRUE | TRUE | FALSE | FALSE | 0 | 0 | #N/A | #N/A | #N/A | 0 | 0 | 0 | 0 | 0 | 0 | 0 | 0 | #N/A | 100000 | #N/A | 100000 | #N/A | 0 | #N/A | 0 | #N/A | 0.005307 | #N/A | 0.005307 |  | 392 | #N/A | #N/A | #N/A | #N/A | #N/A | #N/A | 0 | 392 | 0 | #N/A | 0 | N/A | 0 | N/A |  | 392 | 0 | #N/A | #N/A | #N/A | #N/A | 0 | 0
[6 empty] | 393 | [15 empty] | 0 | 0 | 0 | 0 |  | 0 | 0 |  | TRUE | 0 | 0 | 0 | FALSE | +00 | +00 | TRUE | TRUE | FALSE | FALSE | 0 | 0 | TRUE | TRUE | FALSE | FALSE | 0 | 0 | #N/A | #N/A | #N/A | 0 | 0 | 0 | 0 | 0 | 0 | 0 | 0 | #N/A | 100000 | #N/A | 100000 | #N/A | 0 | #N/A | 0 | #N/A | 0.005307 | #N/A | 0.005307 |  | 393 | #N/A | #N/A | #N/A | #N/A | #N/A | #N/A | 0 | 393 | 0 | #N/A | 0 | N/A | 0 | N/A |  | 393 | 0 | #N/A | #N/A | #N/A | #N/A | 0 | 0
[6 empty] | 394 | [15 empty] | 0 | 0 | 0 | 0 |  | 0 | 0 |  | TRUE | 0 | 0 | 0 | FALSE | +00 | +00 | TRUE | TRUE | FALSE | FALSE | 0 | 0 | TRUE | TRUE | FALSE | FALSE | 0 | 0 | #N/A | #N/A | #N/A | 0 | 0 | 0 | 0 | 0 | 0 | 0 | 0 | #N/A | 100000 | #N/A | 100000 | #N/A | 0 | #N/A | 0 | #N/A | 0.005307 | #N/A | 0.005307 |  | 394 | #N/A | #N/A | #N/A | #N/A | #N/A | #N/A | 0 | 394 | 0 | #N/A | 0 | N/A | 0 | N/A |  | 394 | 0 | #N/A | #N/A | #N/A | #N/A | 0 | 0
[6 empty] | 395 | [15 empty] | 0 | 0 | 0 | 0 |  | 0 | 0 |  | TRUE | 0 | 0 | 0 | FALSE | +00 | +00 | TRUE | TRUE | FALSE | FALSE | 0 | 0 | TRUE | TRUE | FALSE | FALSE | 0 | 0 | #N/A | #N/A | #N/A | 0 | 0 | 0 | 0 | 0 | 0 | 0 | 0 | #N/A | 100000 | #N/A | 100000 | #N/A | 0 | #N/A | 0 | #N/A | 0.005307 | #N/A | 0.005307 |  | 395 | #N/A | #N/A | #N/A | #N/A | #N/A | #N/A | 0 | 395 | 0 | #N/A | 0 | N/A | 0 | N/A |  | 395 | 0 | #N/A | #N/A | #N/A | #N/A | 0 | 0
[6 empty] | 396 | [15 empty] | 0 | 0 | 0 | 0 |  | 0 | 0 |  | TRUE | 0 | 0 | 0 | FALSE | +00 | +00 | TRUE | TRUE | FALSE | FALSE | 0 | 0 | TRUE | TRUE | FALSE | FALSE | 0 | 0 | #N/A | #N/A | #N/A | 0 | 0 | 0 | 0 | 0 | 0 | 0 | 0 | #N/A | 100000 | #N/A | 100000 | #N/A | 0 | #N/A | 0 | #N/A | 0.005307 | #N/A | 0.005307 |  | 396 | #N/A | #N/A | #N/A | #N/A | #N/A | #N/A | 0 | 396 | 0 | #N/A | 0 | N/A | 0 | N/A |  | 396 | 0 | #N/A | #N/A | #N/A | #N/A | 0 | 0
[6 empty] | 397 | [15 empty] | 0 | 0 | 0 | 0 |  | 0 | 0 |  | TRUE | 0 | 0 | 0 | FALSE | +00 | +00 | TRUE | TRUE | FALSE | FALSE | 0 | 0 | TRUE | TRUE | FALSE | FALSE | 0 | 0 | #N/A | #N/A | #N/A | 0 | 0 | 0 | 0 | 0 | 0 | 0 | 0 | #N/A | 100000 | #N/A | 100000 | #N/A | 0 | #N/A | 0 | #N/A | 0.005307 | #N/A | 0.005307 |  | 397 | #N/A | #N/A | #N/A | #N/A | #N/A | #N/A | 0 | 397 | 0 | #N/A | 0 | N/A | 0 | N/A |  | 397 | 0 | #N/A | #N/A | #N/A | #N/A | 0 | 0
[6 empty] | 398 | [15 empty] | 0 | 0 | 0 | 0 |  | 0 | 0 |  | TRUE | 0 | 0 | 0 | FALSE | +00 | +00 | TRUE | TRUE | FALSE | FALSE | 0 | 0 | TRUE | TRUE | FALSE | FALSE | 0 | 0 | #N/A | #N/A | #N/A | 0 | 0 | 0 | 0 | 0 | 0 | 0 | 0 | #N/A | 100000 | #N/A | 100000 | #N/A | 0 | #N/A | 0 | #N/A | 0.005307 | #N/A | 0.005307 |  | 398 | #N/A | #N/A | #N/A | #N/A | #N/A | #N/A | 0 | 398 | 0 | #N/A | 0 | N/A | 0 | N/A |  | 398 | 0 | #N/A | #N/A | #N/A | #N/A | 0 | 0
[6 empty] | 399 | [15 empty] | 0 | 0 | 0 | 0 |  | 0 | 0 |  | TRUE | 0 | 0 | 0 | FALSE | +00 | +00 | TRUE | TRUE | FALSE | FALSE | 0 | 0 | TRUE | TRUE | FALSE | FALSE | 0 | 0 | #N/A | #N/A | #N/A | 0 | 0 | 0 | 0 | 0 | 0 | 0 | 0 | #N/A | 100000 | #N/A | 100000 | #N/A | 0 | #N/A | 0 | #N/A | 0.005307 | #N/A | 0.005307 |  | 399 | #N/A | #N/A | #N/A | #N/A | #N/A | #N/A | 0 | 399 | 0 | #N/A | 0 | N/A | 0 | N/A |  | 399 | 0 | #N/A | #N/A | #N/A | #N/A | 0 | 0
[6 empty] | 400 | [15 empty] | 0 | 0 | 0 | 0 |  | 0 | 0 |  | TRUE | 0 | 0 | 0 | FALSE | +00 | +00 | TRUE | TRUE | FALSE | FALSE | 0 | 0 | TRUE | TRUE | FALSE | FALSE | 0 | 0 | #N/A | #N/A | #N/A | 0 | 0 | 0 | 0 | 0 | 0 | 0 | 0 | #N/A | 100000 | #N/A | 100000 | #N/A | 0 | #N/A | 0 | #N/A | 0.005307 | #N/A | 0.005307 |  | 400 | #N/A | #N/A | #N/A | #N/A | #N/A | #N/A | 0 | 400 | 0 | #N/A | 0 | N/A | 0 | N/A |  | 400 | 0 | #N/A | #N/A | #N/A | #N/A | 0 | 0
[6 empty] | 401 | [15 empty] | 0 | 0 | 0 | 0 |  | 0 | 0 |  | TRUE | 0 | 0 | 0 | FALSE | +00 | +00 | TRUE | TRUE | FALSE | FALSE | 0 | 0 | TRUE | TRUE | FALSE | FALSE | 0 | 0 | #N/A | #N/A | #N/A | 0 | 0 | 0 | 0 | 0 | 0 | 0 | 0 | #N/A | 100000 | #N/A | 100000 | #N/A | 0 | #N/A | 0 | #N/A | 0.005307 | #N/A | 0.005307 |  | 401 | #N/A | #N/A | #N/A | #N/A | #N/A | #N/A | 0 | 401 | 0 | #N/A | 0 | N/A | 0 | N/A |  | 401 | 0 | #N/A | #N/A | #N/A | #N/A | 0 | 0
[6 empty] | 402 | [15 empty] | 0 | 0 | 0 | 0 |  | 0 | 0 |  | TRUE | 0 | 0 | 0 | FALSE | +00 | +00 | TRUE | TRUE | FALSE | FALSE | 0 | 0 | TRUE | TRUE | FALSE | FALSE | 0 | 0 | #N/A | #N/A | #N/A | 0 | 0 | 0 | 0 | 0 | 0 | 0 | 0 | #N/A | 100000 | #N/A | 100000 | #N/A | 0 | #N/A | 0 | #N/A | 0.005307 | #N/A | 0.005307 |  | 402 | #N/A | #N/A | #N/A | #N/A | #N/A | #N/A | 0 | 402 | 0 | #N/A | 0 | N/A | 0 | N/A |  | 402 | 0 | #N/A | #N/A | #N/A | #N/A | 0 | 0
[6 empty] | 403 | [15 empty] | 0 | 0 | 0 | 0 |  | 0 | 0 |  | TRUE | 0 | 0 | 0 | FALSE | +00 | +00 | TRUE | TRUE | FALSE | FALSE | 0 | 0 | TRUE | TRUE | FALSE | FALSE | 0 | 0 | #N/A | #N/A | #N/A | 0 | 0 | 0 | 0 | 0 | 0 | 0 | 0 | #N/A | 100000 | #N/A | 100000 | #N/A | 0 | #N/A | 0 | #N/A | 0.005307 | #N/A | 0.005307 |  | 403 | #N/A | #N/A | #N/A | #N/A | #N/A | #N/A | 0 | 403 | 0 | #N/A | 0 | N/A | 0 | N/A |  | 403 | 0 | #N/A | #N/A | #N/A | #N/A | 0 | 0
[6 empty] | 404 | [15 empty] | 0 | 0 | 0 | 0 |  | 0 | 0 |  | TRUE | 0 | 0 | 0 | FALSE | +00 | +00 | TRUE | TRUE | FALSE | FALSE | 0 | 0 | TRUE | TRUE | FALSE | FALSE | 0 | 0 | #N/A | #N/A | #N/A | 0 | 0 | 0 | 0 | 0 | 0 | 0 | 0 | #N/A | 100000 | #N/A | 100000 | #N/A | 0 | #N/A | 0 | #N/A | 0.005307 | #N/A | 0.005307 |  | 404 | #N/A | #N/A | #N/A | #N/A | #N/A | #N/A | 0 | 404 | 0 | #N/A | 0 | N/A | 0 | N/A |  | 404 | 0 | #N/A | #N/A | #N/A | #N/A | 0 | 0
[6 empty] | 405 | [15 empty] | 0 | 0 | 0 | 0 |  | 0 | 0 |  | TRUE | 0 | 0 | 0 | FALSE | +00 | +00 | TRUE | TRUE | FALSE | FALSE | 0 | 0 | TRUE | TRUE | FALSE | FALSE | 0 | 0 | #N/A | #N/A | #N/A | 0 | 0 | 0 | 0 | 0 | 0 | 0 | 0 | #N/A | 100000 | #N/A | 100000 | #N/A | 0 | #N/A | 0 | #N/A | 0.005307 | #N/A | 0.005307 |  | 405 | #N/A | #N/A | #N/A | #N/A | #N/A | #N/A | 0 | 405 | 0 | #N/A | 0 | N/A | 0 | N/A |  | 405 | 0 | #N/A | #N/A | #N/A | #N/A | 0 | 0
[6 empty] | 406 | [15 empty] | 0 | 0 | 0 | 0 |  | 0 | 0 |  | TRUE | 0 | 0 | 0 | FALSE | +00 | +00 | TRUE | TRUE | FALSE | FALSE | 0 | 0 | TRUE | TRUE | FALSE | FALSE | 0 | 0 | #N/A | #N/A | #N/A | 0 | 0 | 0 | 0 | 0 | 0 | 0 | 0 | #N/A | 100000 | #N/A | 100000 | #N/A | 0 | #N/A | 0 | #N/A | 0.005307 | #N/A | 0.005307 |  | 406 | #N/A | #N/A | #N/A | #N/A | #N/A | #N/A | 0 | 406 | 0 | #N/A | 0 | N/A | 0 | N/A |  | 406 | 0 | #N/A | #N/A | #N/A | #N/A | 0 | 0
[6 empty] | 407 | [15 empty] | 0 | 0 | 0 | 0 |  | 0 | 0 |  | TRUE | 0 | 0 | 0 | FALSE | +00 | +00 | TRUE | TRUE | FALSE | FALSE | 0 | 0 | TRUE | TRUE | FALSE | FALSE | 0 | 0 | #N/A | #N/A | #N/A | 0 | 0 | 0 | 0 | 0 | 0 | 0 | 0 | #N/A | 100000 | #N/A | 100000 | #N/A | 0 | #N/A | 0 | #N/A | 0.005307 | #N/A | 0.005307 |  | 407 | #N/A | #N/A | #N/A | #N/A | #N/A | #N/A | 0 | 407 | 0 | #N/A | 0 | N/A | 0 | N/A |  | 407 | 0 | #N/A | #N/A | #N/A | #N/A | 0 | 0
[6 empty] | 408 | [15 empty] | 0 | 0 | 0 | 0 |  | 0 | 0 |  | TRUE | 0 | 0 | 0 | FALSE | +00 | +00 | TRUE | TRUE | FALSE | FALSE | 0 | 0 | TRUE | TRUE | FALSE | FALSE | 0 | 0 | #N/A | #N/A | #N/A | 0 | 0 | 0 | 0 | 0 | 0 | 0 | 0 | #N/A | 100000 | #N/A | 100000 | #N/A | 0 | #N/A | 0 | #N/A | 0.005307 | #N/A | 0.005307 |  | 408 | #N/A | #N/A | #N/A | #N/A | #N/A | #N/A | 0 | 408 | 0 | #N/A | 0 | N/A | 0 | N/A |  | 408 | 0 | #N/A | #N/A | #N/A | #N/A | 0 | 0
[6 empty] | 409 | [15 empty] | 0 | 0 | 0 | 0 |  | 0 | 0 |  | TRUE | 0 | 0 | 0 | FALSE | +00 | +00 | TRUE | TRUE | FALSE | FALSE | 0 | 0 | TRUE | TRUE | FALSE | FALSE | 0 | 0 | #N/A | #N/A | #N/A | 0 | 0 | 0 | 0 | 0 | 0 | 0 | 0 | #N/A | 100000 | #N/A | 100000 | #N/A | 0 | #N/A | 0 | #N/A | 0.005307 | #N/A | 0.005307 |  | 409 | #N/A | #N/A | #N/A | #N/A | #N/A | #N/A | 0 | 409 | 0 | #N/A | 0 | N/A | 0 | N/A |  | 409 | 0 | #N/A | #N/A | #N/A | #N/A | 0 | 0
[6 empty] | 410 | [15 empty] | 0 | 0 | 0 | 0 |  | 0 | 0 |  | TRUE | 0 | 0 | 0 | FALSE | +00 | +00 | TRUE | TRUE | FALSE | FALSE | 0 | 0 | TRUE | TRUE | FALSE | FALSE | 0 | 0 | #N/A | #N/A | #N/A | 0 | 0 | 0 | 0 | 0 | 0 | 0 | 0 | #N/A | 100000 | #N/A | 100000 | #N/A | 0 | #N/A | 0 | #N/A | 0.005307 | #N/A | 0.005307 |  | 410 | #N/A | #N/A | #N/A | #N/A | #N/A | #N/A | 0 | 410 | 0 | #N/A | 0 | N/A | 0 | N/A |  | 410 | 0 | #N/A | #N/A | #N/A | #N/A | 0 | 0
[6 empty] | 411 | [15 empty] | 0 | 0 | 0 | 0 |  | 0 | 0 |  | TRUE | 0 | 0 | 0 | FALSE | +00 | +00 | TRUE | TRUE | FALSE | FALSE | 0 | 0 | TRUE | TRUE | FALSE | FALSE | 0 | 0 | #N/A | #N/A | #N/A | 0 | 0 | 0 | 0 | 0 | 0 | 0 | 0 | #N/A | 100000 | #N/A | 100000 | #N/A | 0 | #N/A | 0 | #N/A | 0.005307 | #N/A | 0.005307 |  | 411 | #N/A | #N/A | #N/A | #N/A | #N/A | #N/A | 0 | 411 | 0 | #N/A | 0 | N/A | 0 | N/A |  | 411 | 0 | #N/A | #N/A | #N/A | #N/A | 0 | 0
[6 empty] | 412 | [15 empty] | 0 | 0 | 0 | 0 |  | 0 | 0 |  | TRUE | 0 | 0 | 0 | FALSE | +00 | +00 | TRUE | TRUE | FALSE | FALSE | 0 | 0 | TRUE | TRUE | FALSE | FALSE | 0 | 0 | #N/A | #N/A | #N/A | 0 | 0 | 0 | 0 | 0 | 0 | 0 | 0 | #N/A | 100000 | #N/A | 100000 | #N/A | 0 | #N/A | 0 | #N/A | 0.005307 | #N/A | 0.005307 |  | 412 | #N/A | #N/A | #N/A | #N/A | #N/A | #N/A | 0 | 412 | 0 | #N/A | 0 | N/A | 0 | N/A |  | 412 | 0 | #N/A | #N/A | #N/A | #N/A | 0 | 0
[6 empty] | 413 | [15 empty] | 0 | 0 | 0 | 0 |  | 0 | 0 |  | TRUE | 0 | 0 | 0 | FALSE | +00 | +00 | TRUE | TRUE | FALSE | FALSE | 0 | 0 | TRUE | TRUE | FALSE | FALSE | 0 | 0 | #N/A | #N/A | #N/A | 0 | 0 | 0 | 0 | 0 | 0 | 0 | 0 | #N/A | 100000 | #N/A | 100000 | #N/A | 0 | #N/A | 0 | #N/A | 0.005307 | #N/A | 0.005307 |  | 413 | #N/A | #N/A | #N/A | #N/A | #N/A | #N/A | 0 | 413 | 0 | #N/A | 0 | N/A | 0 | N/A |  | 413 | 0 | #N/A | #N/A | #N/A | #N/A | 0 | 0
[6 empty] | 414 | [15 empty] | 0 | 0 | 0 | 0 |  | 0 | 0 |  | TRUE | 0 | 0 | 0 | FALSE | +00 | +00 | TRUE | TRUE | FALSE | FALSE | 0 | 0 | TRUE | TRUE | FALSE | FALSE | 0 | 0 | #N/A | #N/A | #N/A | 0 | 0 | 0 | 0 | 0 | 0 | 0 | 0 | #N/A | 100000 | #N/A | 100000 | #N/A | 0 | #N/A | 0 | #N/A | 0.005307 | #N/A | 0.005307 |  | 414 | #N/A | #N/A | #N/A | #N/A | #N/A | #N/A | 0 | 414 | 0 | #N/A | 0 | N/A | 0 | N/A |  | 414 | 0 | #N/A | #N/A | #N/A | #N/A | 0 | 0
[6 empty] | 415 | [15 empty] | 0 | 0 | 0 | 0 |  | 0 | 0 |  | TRUE | 0 | 0 | 0 | FALSE | +00 | +00 | TRUE | TRUE | FALSE | FALSE | 0 | 0 | TRUE | TRUE | FALSE | FALSE | 0 | 0 | #N/A | #N/A | #N/A | 0 | 0 | 0 | 0 | 0 | 0 | 0 | 0 | #N/A | 100000 | #N/A | 100000 | #N/A | 0 | #N/A | 0 | #N/A | 0.005307 | #N/A | 0.005307 |  | 415 | #N/A | #N/A | #N/A | #N/A | #N/A | #N/A | 0 | 415 | 0 | #N/A | 0 | N/A | 0 | N/A |  | 415 | 0 | #N/A | #N/A | #N/A | #N/A | 0 | 0
[6 empty] | 416 | [15 empty] | 0 | 0 | 0 | 0 |  | 0 | 0 |  | TRUE | 0 | 0 | 0 | FALSE | +00 | +00 | TRUE | TRUE | FALSE | FALSE | 0 | 0 | TRUE | TRUE | FALSE | FALSE | 0 | 0 | #N/A | #N/A | #N/A | 0 | 0 | 0 | 0 | 0 | 0 | 0 | 0 | #N/A | 100000 | #N/A | 100000 | #N/A | 0 | #N/A | 0 | #N/A | 0.005307 | #N/A | 0.005307 |  | 416 | #N/A | #N/A | #N/A | #N/A | #N/A | #N/A | 0 | 416 | 0 | #N/A | 0 | N/A | 0 | N/A |  | 416 | 0 | #N/A | #N/A | #N/A | #N/A | 0 | 0
[6 empty] | 417 | [15 empty] | 0 | 0 | 0 | 0 |  | 0 | 0 |  | TRUE | 0 | 0 | 0 | FALSE | +00 | +00 | TRUE | TRUE | FALSE | FALSE | 0 | 0 | TRUE | TRUE | FALSE | FALSE | 0 | 0 | #N/A | #N/A | #N/A | 0 | 0 | 0 | 0 | 0 | 0 | 0 | 0 | #N/A | 100000 | #N/A | 100000 | #N/A | 0 | #N/A | 0 | #N/A | 0.005307 | #N/A | 0.005307 |  | 417 | #N/A | #N/A | #N/A | #N/A | #N/A | #N/A | 0 | 417 | 0 | #N/A | 0 | N/A | 0 | N/A |  | 417 | 0 | #N/A | #N/A | #N/A | #N/A | 0 | 0
[6 empty] | 418 | [15 empty] | 0 | 0 | 0 | 0 |  | 0 | 0 |  | TRUE | 0 | 0 | 0 | FALSE | +00 | +00 | TRUE | TRUE | FALSE | FALSE | 0 | 0 | TRUE | TRUE | FALSE | FALSE | 0 | 0 | #N/A | #N/A | #N/A | 0 | 0 | 0 | 0 | 0 | 0 | 0 | 0 | #N/A | 100000 | #N/A | 100000 | #N/A | 0 | #N/A | 0 | #N/A | 0.005307 | #N/A | 0.005307 |  | 418 | #N/A | #N/A | #N/A | #N/A | #N/A | #N/A | 0 | 418 | 0 | #N/A | 0 | N/A | 0 | N/A |  | 418 | 0 | #N/A | #N/A | #N/A | #N/A | 0 | 0
[6 empty] | 419 | [15 empty] | 0 | 0 | 0 | 0 |  | 0 | 0 |  | TRUE | 0 | 0 | 0 | FALSE | +00 | +00 | TRUE | TRUE | FALSE | FALSE | 0 | 0 | TRUE | TRUE | FALSE | FALSE | 0 | 0 | #N/A | #N/A | #N/A | 0 | 0 | 0 | 0 | 0 | 0 | 0 | 0 | #N/A | 100000 | #N/A | 100000 | #N/A | 0 | #N/A | 0 | #N/A | 0.005307 | #N/A | 0.005307 |  | 419 | #N/A | #N/A | #N/A | #N/A | #N/A | #N/A | 0 | 419 | 0 | #N/A | 0 | N/A | 0 | N/A |  | 419 | 0 | #N/A | #N/A | #N/A | #N/A | 0 | 0
[6 empty] | 420 | [15 empty] | 0 | 0 | 0 | 0 |  | 0 | 0 |  | TRUE | 0 | 0 | 0 | FALSE | +00 | +00 | TRUE | TRUE | FALSE | FALSE | 0 | 0 | TRUE | TRUE | FALSE | FALSE | 0 | 0 | #N/A | #N/A | #N/A | 0 | 0 | 0 | 0 | 0 | 0 | 0 | 0 | #N/A | 100000 | #N/A | 100000 | #N/A | 0 | #N/A | 0 | #N/A | 0.005307 | #N/A | 0.005307 |  | 420 | #N/A | #N/A | #N/A | #N/A | #N/A | #N/A | 0 | 420 | 0 | #N/A | 0 | N/A | 0 | N/A |  | 420 | 0 | #N/A | #N/A | #N/A | #N/A | 0 | 0
[6 empty] | 421 | [15 empty] | 0 | 0 | 0 | 0 |  | 0 | 0 |  | TRUE | 0 | 0 | 0 | FALSE | +00 | +00 | TRUE | TRUE | FALSE | FALSE | 0 | 0 | TRUE | TRUE | FALSE | FALSE | 0 | 0 | #N/A | #N/A | #N/A | 0 | 0 | 0 | 0 | 0 | 0 | 0 | 0 | #N/A | 100000 | #N/A | 100000 | #N/A | 0 | #N/A | 0 | #N/A | 0.005307 | #N/A | 0.005307 |  | 421 | #N/A | #N/A | #N/A | #N/A | #N/A | #N/A | 0 | 421 | 0 | #N/A | 0 | N/A | 0 | N/A |  | 421 | 0 | #N/A | #N/A | #N/A | #N/A | 0 | 0
[6 empty] | 422 | [15 empty] | 0 | 0 | 0 | 0 |  | 0 | 0 |  | TRUE | 0 | 0 | 0 | FALSE | +00 | +00 | TRUE | TRUE | FALSE | FALSE | 0 | 0 | TRUE | TRUE | FALSE | FALSE | 0 | 0 | #N/A | #N/A | #N/A | 0 | 0 | 0 | 0 | 0 | 0 | 0 | 0 | #N/A | 100000 | #N/A | 100000 | #N/A | 0 | #N/A | 0 | #N/A | 0.005307 | #N/A | 0.005307 |  | 422 | #N/A | #N/A | #N/A | #N/A | #N/A | #N/A | 0 | 422 | 0 | #N/A | 0 | N/A | 0 | N/A |  | 422 | 0 | #N/A | #N/A | #N/A | #N/A | 0 | 0
[6 empty] | 423 | [15 empty] | 0 | 0 | 0 | 0 |  | 0 | 0 |  | TRUE | 0 | 0 | 0 | FALSE | +00 | +00 | TRUE | TRUE | FALSE | FALSE | 0 | 0 | TRUE | TRUE | FALSE | FALSE | 0 | 0 | #N/A | #N/A | #N/A | 0 | 0 | 0 | 0 | 0 | 0 | 0 | 0 | #N/A | 100000 | #N/A | 100000 | #N/A | 0 | #N/A | 0 | #N/A | 0.005307 | #N/A | 0.005307 |  | 423 | #N/A | #N/A | #N/A | #N/A | #N/A | #N/A | 0 | 423 | 0 | #N/A | 0 | N/A | 0 | N/A |  | 423 | 0 | #N/A | #N/A | #N/A | #N/A | 0 | 0
[6 empty] | 424 | [15 empty] | 0 | 0 | 0 | 0 |  | 0 | 0 |  | TRUE | 0 | 0 | 0 | FALSE | +00 | +00 | TRUE | TRUE | FALSE | FALSE | 0 | 0 | TRUE | TRUE | FALSE | FALSE | 0 | 0 | #N/A | #N/A | #N/A | 0 | 0 | 0 | 0 | 0 | 0 | 0 | 0 | #N/A | 100000 | #N/A | 100000 | #N/A | 0 | #N/A | 0 | #N/A | 0.005307 | #N/A | 0.005307 |  | 424 | #N/A | #N/A | #N/A | #N/A | #N/A | #N/A | 0 | 424 | 0 | #N/A | 0 | N/A | 0 | N/A |  | 424 | 0 | #N/A | #N/A | #N/A | #N/A | 0 | 0
[6 empty] | 425 | [15 empty] | 0 | 0 | 0 | 0 |  | 0 | 0 |  | TRUE | 0 | 0 | 0 | FALSE | +00 | +00 | TRUE | TRUE | FALSE | FALSE | 0 | 0 | TRUE | TRUE | FALSE | FALSE | 0 | 0 | #N/A | #N/A | #N/A | 0 | 0 | 0 | 0 | 0 | 0 | 0 | 0 | #N/A | 100000 | #N/A | 100000 | #N/A | 0 | #N/A | 0 | #N/A | 0.005307 | #N/A | 0.005307 |  | 425 | #N/A | #N/A | #N/A | #N/A | #N/A | #N/A | 0 | 425 | 0 | #N/A | 0 | N/A | 0 | N/A |  | 425 | 0 | #N/A | #N/A | #N/A | #N/A | 0 | 0
[6 empty] | 426 | [15 empty] | 0 | 0 | 0 | 0 |  | 0 | 0 |  | TRUE | 0 | 0 | 0 | FALSE | +00 | +00 | TRUE | TRUE | FALSE | FALSE | 0 | 0 | TRUE | TRUE | FALSE | FALSE | 0 | 0 | #N/A | #N/A | #N/A | 0 | 0 | 0 | 0 | 0 | 0 | 0 | 0 | #N/A | 100000 | #N/A | 100000 | #N/A | 0 | #N/A | 0 | #N/A | 0.005307 | #N/A | 0.005307 |  | 426 | #N/A | #N/A | #N/A | #N/A | #N/A | #N/A | 0 | 426 | 0 | #N/A | 0 | N/A | 0 | N/A |  | 426 | 0 | #N/A | #N/A | #N/A | #N/A | 0 | 0
[6 empty] | 427 | [15 empty] | 0 | 0 | 0 | 0 |  | 0 | 0 |  | TRUE | 0 | 0 | 0 | FALSE | +00 | +00 | TRUE | TRUE | FALSE | FALSE | 0 | 0 | TRUE | TRUE | FALSE | FALSE | 0 | 0 | #N/A | #N/A | #N/A | 0 | 0 | 0 | 0 | 0 | 0 | 0 | 0 | #N/A | 100000 | #N/A | 100000 | #N/A | 0 | #N/A | 0 | #N/A | 0.005307 | #N/A | 0.005307 |  | 427 | #N/A | #N/A | #N/A | #N/A | #N/A | #N/A | 0 | 427 | 0 | #N/A | 0 | N/A | 0 | N/A |  | 427 | 0 | #N/A | #N/A | #N/A | #N/A | 0 | 0
[6 empty] | 428 | [15 empty] | 0 | 0 | 0 | 0 |  | 0 | 0 |  | TRUE | 0 | 0 | 0 | FALSE | +00 | +00 | TRUE | TRUE | FALSE | FALSE | 0 | 0 | TRUE | TRUE | FALSE | FALSE | 0 | 0 | #N/A | #N/A | #N/A | 0 | 0 | 0 | 0 | 0 | 0 | 0 | 0 | #N/A | 100000 | #N/A | 100000 | #N/A | 0 | #N/A | 0 | #N/A | 0.005307 | #N/A | 0.005307 |  | 428 | #N/A | #N/A | #N/A | #N/A | #N/A | #N/A | 0 | 428 | 0 | #N/A | 0 | N/A | 0 | N/A |  | 428 | 0 | #N/A | #N/A | #N/A | #N/A | 0 | 0
[6 empty] | 429 | [15 empty] | 0 | 0 | 0 | 0 |  | 0 | 0 |  | TRUE | 0 | 0 | 0 | FALSE | +00 | +00 | TRUE | TRUE | FALSE | FALSE | 0 | 0 | TRUE | TRUE | FALSE | FALSE | 0 | 0 | #N/A | #N/A | #N/A | 0 | 0 | 0 | 0 | 0 | 0 | 0 | 0 | #N/A | 100000 | #N/A | 100000 | #N/A | 0 | #N/A | 0 | #N/A | 0.005307 | #N/A | 0.005307 |  | 429 | #N/A | #N/A | #N/A | #N/A | #N/A | #N/A | 0 | 429 | 0 | #N/A | 0 | N/A | 0 | N/A |  | 429 | 0 | #N/A | #N/A | #N/A | #N/A | 0 | 0
[6 empty] | 430 | [15 empty] | 0 | 0 | 0 | 0 |  | 0 | 0 |  | TRUE | 0 | 0 | 0 | FALSE | +00 | +00 | TRUE | TRUE | FALSE | FALSE | 0 | 0 | TRUE | TRUE | FALSE | FALSE | 0 | 0 | #N/A | #N/A | #N/A | 0 | 0 | 0 | 0 | 0 | 0 | 0 | 0 | #N/A | 100000 | #N/A | 100000 | #N/A | 0 | #N/A | 0 | #N/A | 0.005307 | #N/A | 0.005307 |  | 430 | #N/A | #N/A | #N/A | #N/A | #N/A | #N/A | 0 | 430 | 0 | #N/A | 0 | N/A | 0 | N/A |  | 430 | 0 | #N/A | #N/A | #N/A | #N/A | 0 | 0
[6 empty] | 431 | [15 empty] | 0 | 0 | 0 | 0 |  | 0 | 0 |  | TRUE | 0 | 0 | 0 | FALSE | +00 | +00 | TRUE | TRUE | FALSE | FALSE | 0 | 0 | TRUE | TRUE | FALSE | FALSE | 0 | 0 | #N/A | #N/A | #N/A | 0 | 0 | 0 | 0 | 0 | 0 | 0 | 0 | #N/A | 100000 | #N/A | 100000 | #N/A | 0 | #N/A | 0 | #N/A | 0.005307 | #N/A | 0.005307 |  | 431 | #N/A | #N/A | #N/A | #N/A | #N/A | #N/A | 0 | 431 | 0 | #N/A | 0 | N/A | 0 | N/A |  | 431 | 0 | #N/A | #N/A | #N/A | #N/A | 0 | 0
[6 empty] | 432 | [15 empty] | 0 | 0 | 0 | 0 |  | 0 | 0 |  | TRUE | 0 | 0 | 0 | FALSE | +00 | +00 | TRUE | TRUE | FALSE | FALSE | 0 | 0 | TRUE | TRUE | FALSE | FALSE | 0 | 0 | #N/A | #N/A | #N/A | 0 | 0 | 0 | 0 | 0 | 0 | 0 | 0 | #N/A | 100000 | #N/A | 100000 | #N/A | 0 | #N/A | 0 | #N/A | 0.005307 | #N/A | 0.005307 |  | 432 | #N/A | #N/A | #N/A | #N/A | #N/A | #N/A | 0 | 432 | 0 | #N/A | 0 | N/A | 0 | N/A |  | 432 | 0 | #N/A | #N/A | #N/A | #N/A | 0 | 0
[6 empty] | 433 | [15 empty] | 0 | 0 | 0 | 0 |  | 0 | 0 |  | TRUE | 0 | 0 | 0 | FALSE | +00 | +00 | TRUE | TRUE | FALSE | FALSE | 0 | 0 | TRUE | TRUE | FALSE | FALSE | 0 | 0 | #N/A | #N/A | #N/A | 0 | 0 | 0 | 0 | 0 | 0 | 0 | 0 | #N/A | 100000 | #N/A | 100000 | #N/A | 0 | #N/A | 0 | #N/A | 0.005307 | #N/A | 0.005307 |  | 433 | #N/A | #N/A | #N/A | #N/A | #N/A | #N/A | 0 | 433 | 0 | #N/A | 0 | N/A | 0 | N/A |  | 433 | 0 | #N/A | #N/A | #N/A | #N/A | 0 | 0
[6 empty] | 434 | [15 empty] | 0 | 0 | 0 | 0 |  | 0 | 0 |  | TRUE | 0 | 0 | 0 | FALSE | +00 | +00 | TRUE | TRUE | FALSE | FALSE | 0 | 0 | TRUE | TRUE | FALSE | FALSE | 0 | 0 | #N/A | #N/A | #N/A | 0 | 0 | 0 | 0 | 0 | 0 | 0 | 0 | #N/A | 100000 | #N/A | 100000 | #N/A | 0 | #N/A | 0 | #N/A | 0.005307 | #N/A | 0.005307 |  | 434 | #N/A | #N/A | #N/A | #N/A | #N/A | #N/A | 0 | 434 | 0 | #N/A | 0 | N/A | 0 | N/A |  | 434 | 0 | #N/A | #N/A | #N/A | #N/A | 0 | 0
[6 empty] | 435 | [15 empty] | 0 | 0 | 0 | 0 |  | 0 | 0 |  | TRUE | 0 | 0 | 0 | FALSE | +00 | +00 | TRUE | TRUE | FALSE | FALSE | 0 | 0 | TRUE | TRUE | FALSE | FALSE | 0 | 0 | #N/A | #N/A | #N/A | 0 | 0 | 0 | 0 | 0 | 0 | 0 | 0 | #N/A | 100000 | #N/A | 100000 | #N/A | 0 | #N/A | 0 | #N/A | 0.005307 | #N/A | 0.005307 |  | 435 | #N/A | #N/A | #N/A | #N/A | #N/A | #N/A | 0 | 435 | 0 | #N/A | 0 | N/A | 0 | N/A |  | 435 | 0 | #N/A | #N/A | #N/A | #N/A | 0 | 0
[6 empty] | 436 | [15 empty] | 0 | 0 | 0 | 0 |  | 0 | 0 |  | TRUE | 0 | 0 | 0 | FALSE | +00 | +00 | TRUE | TRUE | FALSE | FALSE | 0 | 0 | TRUE | TRUE | FALSE | FALSE | 0 | 0 | #N/A | #N/A | #N/A | 0 | 0 | 0 | 0 | 0 | 0 | 0 | 0 | #N/A | 100000 | #N/A | 100000 | #N/A | 0 | #N/A | 0 | #N/A | 0.005307 | #N/A | 0.005307 |  | 436 | #N/A | #N/A | #N/A | #N/A | #N/A | #N/A | 0 | 436 | 0 | #N/A | 0 | N/A | 0 | N/A |  | 436 | 0 | #N/A | #N/A | #N/A | #N/A | 0 | 0
[6 empty] | 437 | [15 empty] | 0 | 0 | 0 | 0 |  | 0 | 0 |  | TRUE | 0 | 0 | 0 | FALSE | +00 | +00 | TRUE | TRUE | FALSE | FALSE | 0 | 0 | TRUE | TRUE | FALSE | FALSE | 0 | 0 | #N/A | #N/A | #N/A | 0 | 0 | 0 | 0 | 0 | 0 | 0 | 0 | #N/A | 100000 | #N/A | 100000 | #N/A | 0 | #N/A | 0 | #N/A | 0.005307 | #N/A | 0.005307 |  | 437 | #N/A | #N/A | #N/A | #N/A | #N/A | #N/A | 0 | 437 | 0 | #N/A | 0 | N/A | 0 | N/A |  | 437 | 0 | #N/A | #N/A | #N/A | #N/A | 0 | 0
[6 empty] | 438 | [15 empty] | 0 | 0 | 0 | 0 |  | 0 | 0 |  | TRUE | 0 | 0 | 0 | FALSE | +00 | +00 | TRUE | TRUE | FALSE | FALSE | 0 | 0 | TRUE | TRUE | FALSE | FALSE | 0 | 0 | #N/A | #N/A | #N/A | 0 | 0 | 0 | 0 | 0 | 0 | 0 | 0 | #N/A | 100000 | #N/A | 100000 | #N/A | 0 | #N/A | 0 | #N/A | 0.005307 | #N/A | 0.005307 |  | 438 | #N/A | #N/A | #N/A | #N/A | #N/A | #N/A | 0 | 438 | 0 | #N/A | 0 | N/A | 0 | N/A |  | 438 | 0 | #N/A | #N/A | #N/A | #N/A | 0 | 0
[6 empty] | 439 | [15 empty] | 0 | 0 | 0 | 0 |  | 0 | 0 |  | TRUE | 0 | 0 | 0 | FALSE | +00 | +00 | TRUE | TRUE | FALSE | FALSE | 0 | 0 | TRUE | TRUE | FALSE | FALSE | 0 | 0 | #N/A | #N/A | #N/A | 0 | 0 | 0 | 0 | 0 | 0 | 0 | 0 | #N/A | 100000 | #N/A | 100000 | #N/A | 0 | #N/A | 0 | #N/A | 0.005307 | #N/A | 0.005307 |  | 439 | #N/A | #N/A | #N/A | #N/A | #N/A | #N/A | 0 | 439 | 0 | #N/A | 0 | N/A | 0 | N/A |  | 439 | 0 | #N/A | #N/A | #N/A | #N/A | 0 | 0
[6 empty] | 440 | [15 empty] | 0 | 0 | 0 | 0 |  | 0 | 0 |  | TRUE | 0 | 0 | 0 | FALSE | +00 | +00 | TRUE | TRUE | FALSE | FALSE | 0 | 0 | TRUE | TRUE | FALSE | FALSE | 0 | 0 | #N/A | #N/A | #N/A | 0 | 0 | 0 | 0 | 0 | 0 | 0 | 0 | #N/A | 100000 | #N/A | 100000 | #N/A | 0 | #N/A | 0 | #N/A | 0.005307 | #N/A | 0.005307 |  | 440 | #N/A | #N/A | #N/A | #N/A | #N/A | #N/A | 0 | 440 | 0 | #N/A | 0 | N/A | 0 | N/A |  | 440 | 0 | #N/A | #N/A | #N/A | #N/A | 0 | 0
[6 empty] | 441 | [15 empty] | 0 | 0 | 0 | 0 |  | 0 | 0 |  | TRUE | 0 | 0 | 0 | FALSE | +00 | +00 | TRUE | TRUE | FALSE | FALSE | 0 | 0 | TRUE | TRUE | FALSE | FALSE | 0 | 0 | #N/A | #N/A | #N/A | 0 | 0 | 0 | 0 | 0 | 0 | 0 | 0 | #N/A | 100000 | #N/A | 100000 | #N/A | 0 | #N/A | 0 | #N/A | 0.005307 | #N/A | 0.005307 |  | 441 | #N/A | #N/A | #N/A | #N/A | #N/A | #N/A | 0 | 441 | 0 | #N/A | 0 | N/A | 0 | N/A |  | 441 | 0 | #N/A | #N/A | #N/A | #N/A | 0 | 0
[6 empty] | 442 | [15 empty] | 0 | 0 | 0 | 0 |  | 0 | 0 |  | TRUE | 0 | 0 | 0 | FALSE | +00 | +00 | TRUE | TRUE | FALSE | FALSE | 0 | 0 | TRUE | TRUE | FALSE | FALSE | 0 | 0 | #N/A | #N/A | #N/A | 0 | 0 | 0 | 0 | 0 | 0 | 0 | 0 | #N/A | 100000 | #N/A | 100000 | #N/A | 0 | #N/A | 0 | #N/A | 0.005307 | #N/A | 0.005307 |  | 442 | #N/A | #N/A | #N/A | #N/A | #N/A | #N/A | 0 | 442 | 0 | #N/A | 0 | N/A | 0 | N/A |  | 442 | 0 | #N/A | #N/A | #N/A | #N/A | 0 | 0
[6 empty] | 443 | [15 empty] | 0 | 0 | 0 | 0 |  | 0 | 0 |  | TRUE | 0 | 0 | 0 | FALSE | +00 | +00 | TRUE | TRUE | FALSE | FALSE | 0 | 0 | TRUE | TRUE | FALSE | FALSE | 0 | 0 | #N/A | #N/A | #N/A | 0 | 0 | 0 | 0 | 0 | 0 | 0 | 0 | #N/A | 100000 | #N/A | 100000 | #N/A | 0 | #N/A | 0 | #N/A | 0.005307 | #N/A | 0.005307 |  | 443 | #N/A | #N/A | #N/A | #N/A | #N/A | #N/A | 0 | 443 | 0 | #N/A | 0 | N/A | 0 | N/A |  | 443 | 0 | #N/A | #N/A | #N/A | #N/A | 0 | 0
[6 empty] | 444 | [15 empty] | 0 | 0 | 0 | 0 |  | 0 | 0 |  | TRUE | 0 | 0 | 0 | FALSE | +00 | +00 | TRUE | TRUE | FALSE | FALSE | 0 | 0 | TRUE | TRUE | FALSE | FALSE | 0 | 0 | #N/A | #N/A | #N/A | 0 | 0 | 0 | 0 | 0 | 0 | 0 | 0 | #N/A | 100000 | #N/A | 100000 | #N/A | 0 | #N/A | 0 | #N/A | 0.005307 | #N/A | 0.005307 |  | 444 | #N/A | #N/A | #N/A | #N/A | #N/A | #N/A | 0 | 444 | 0 | #N/A | 0 | N/A | 0 | N/A |  | 444 | 0 | #N/A | #N/A | #N/A | #N/A | 0 | 0
[6 empty] | 445 | [15 empty] | 0 | 0 | 0 | 0 |  | 0 | 0 |  | TRUE | 0 | 0 | 0 | FALSE | +00 | +00 | TRUE | TRUE | FALSE | FALSE | 0 | 0 | TRUE | TRUE | FALSE | FALSE | 0 | 0 | #N/A | #N/A | #N/A | 0 | 0 | 0 | 0 | 0 | 0 | 0 | 0 | #N/A | 100000 | #N/A | 100000 | #N/A | 0 | #N/A | 0 | #N/A | 0.005307 | #N/A | 0.005307 |  | 445 | #N/A | #N/A | #N/A | #N/A | #N/A | #N/A | 0 | 445 | 0 | #N/A | 0 | N/A | 0 | N/A |  | 445 | 0 | #N/A | #N/A | #N/A | #N/A | 0 | 0
[6 empty] | 446 | [15 empty] | 0 | 0 | 0 | 0 |  | 0 | 0 |  | TRUE | 0 | 0 | 0 | FALSE | +00 | +00 | TRUE | TRUE | FALSE | FALSE | 0 | 0 | TRUE | TRUE | FALSE | FALSE | 0 | 0 | #N/A | #N/A | #N/A | 0 | 0 | 0 | 0 | 0 | 0 | 0 | 0 | #N/A | 100000 | #N/A | 100000 | #N/A | 0 | #N/A | 0 | #N/A | 0.005307 | #N/A | 0.005307 |  | 446 | #N/A | #N/A | #N/A | #N/A | #N/A | #N/A | 0 | 446 | 0 | #N/A | 0 | N/A | 0 | N/A |  | 446 | 0 | #N/A | #N/A | #N/A | #N/A | 0 | 0
[6 empty] | 447 | [15 empty] | 0 | 0 | 0 | 0 |  | 0 | 0 |  | TRUE | 0 | 0 | 0 | FALSE | +00 | +00 | TRUE | TRUE | FALSE | FALSE | 0 | 0 | TRUE | TRUE | FALSE | FALSE | 0 | 0 | #N/A | #N/A | #N/A | 0 | 0 | 0 | 0 | 0 | 0 | 0 | 0 | #N/A | 100000 | #N/A | 100000 | #N/A | 0 | #N/A | 0 | #N/A | 0.005307 | #N/A | 0.005307 |  | 447 | #N/A | #N/A | #N/A | #N/A | #N/A | #N/A | 0 | 447 | 0 | #N/A | 0 | N/A | 0 | N/A |  | 447 | 0 | #N/A | #N/A | #N/A | #N/A | 0 | 0
[6 empty] | 448 | [15 empty] | 0 | 0 | 0 | 0 |  | 0 | 0 |  | TRUE | 0 | 0 | 0 | FALSE | +00 | +00 | TRUE | TRUE | FALSE | FALSE | 0 | 0 | TRUE | TRUE | FALSE | FALSE | 0 | 0 | #N/A | #N/A | #N/A | 0 | 0 | 0 | 0 | 0 | 0 | 0 | 0 | #N/A | 100000 | #N/A | 100000 | #N/A | 0 | #N/A | 0 | #N/A | 0.005307 | #N/A | 0.005307 |  | 448 | #N/A | #N/A | #N/A | #N/A | #N/A | #N/A | 0 | 448 | 0 | #N/A | 0 | N/A | 0 | N/A |  | 448 | 0 | #N/A | #N/A | #N/A | #N/A | 0 | 0
[6 empty] | 449 | [15 empty] | 0 | 0 | 0 | 0 |  | 0 | 0 |  | TRUE | 0 | 0 | 0 | FALSE | +00 | +00 | TRUE | TRUE | FALSE | FALSE | 0 | 0 | TRUE | TRUE | FALSE | FALSE | 0 | 0 | #N/A | #N/A | #N/A | 0 | 0 | 0 | 0 | 0 | 0 | 0 | 0 | #N/A | 100000 | #N/A | 100000 | #N/A | 0 | #N/A | 0 | #N/A | 0.005307 | #N/A | 0.005307 |  | 449 | #N/A | #N/A | #N/A | #N/A | #N/A | #N/A | 0 | 449 | 0 | #N/A | 0 | N/A | 0 | N/A |  | 449 | 0 | #N/A | #N/A | #N/A | #N/A | 0 | 0
[6 empty] | 450 | [15 empty] | 0 | 0 | 0 | 0 |  | 0 | 0 |  | TRUE | 0 | 0 | 0 | FALSE | +00 | +00 | TRUE | TRUE | FALSE | FALSE | 0 | 0 | TRUE | TRUE | FALSE | FALSE | 0 | 0 | #N/A | #N/A | #N/A | 0 | 0 | 0 | 0 | 0 | 0 | 0 | 0 | #N/A | 100000 | #N/A | 100000 | #N/A | 0 | #N/A | 0 | #N/A | 0.005307 | #N/A | 0.005307 |  | 450 | #N/A | #N/A | #N/A | #N/A | #N/A | #N/A | 0 | 450 | 0 | #N/A | 0 | N/A | 0 | N/A |  | 450 | 0 | #N/A | #N/A | #N/A | #N/A | 0 | 0
[6 empty] | 451 | [15 empty] | 0 | 0 | 0 | 0 |  | 0 | 0 |  | TRUE | 0 | 0 | 0 | FALSE | +00 | +00 | TRUE | TRUE | FALSE | FALSE | 0 | 0 | TRUE | TRUE | FALSE | FALSE | 0 | 0 | #N/A | #N/A | #N/A | 0 | 0 | 0 | 0 | 0 | 0 | 0 | 0 | #N/A | 100000 | #N/A | 100000 | #N/A | 0 | #N/A | 0 | #N/A | 0.005307 | #N/A | 0.005307 |  | 451 | #N/A | #N/A | #N/A | #N/A | #N/A | #N/A | 0 | 451 | 0 | #N/A | 0 | N/A | 0 | N/A |  | 451 | 0 | #N/A | #N/A | #N/A | #N/A | 0 | 0
[6 empty] | 452 | [15 empty] | 0 | 0 | 0 | 0 |  | 0 | 0 |  | TRUE | 0 | 0 | 0 | FALSE | +00 | +00 | TRUE | TRUE | FALSE | FALSE | 0 | 0 | TRUE | TRUE | FALSE | FALSE | 0 | 0 | #N/A | #N/A | #N/A | 0 | 0 | 0 | 0 | 0 | 0 | 0 | 0 | #N/A | 100000 | #N/A | 100000 | #N/A | 0 | #N/A | 0 | #N/A | 0.005307 | #N/A | 0.005307 |  | 452 | #N/A | #N/A | #N/A | #N/A | #N/A | #N/A | 0 | 452 | 0 | #N/A | 0 | N/A | 0 | N/A |  | 452 | 0 | #N/A | #N/A | #N/A | #N/A | 0 | 0
[6 empty] | 453 | [15 empty] | 0 | 0 | 0 | 0 |  | 0 | 0 |  | TRUE | 0 | 0 | 0 | FALSE | +00 | +00 | TRUE | TRUE | FALSE | FALSE | 0 | 0 | TRUE | TRUE | FALSE | FALSE | 0 | 0 | #N/A | #N/A | #N/A | 0 | 0 | 0 | 0 | 0 | 0 | 0 | 0 | #N/A | 100000 | #N/A | 100000 | #N/A | 0 | #N/A | 0 | #N/A | 0.005307 | #N/A | 0.005307 |  | 453 | #N/A | #N/A | #N/A | #N/A | #N/A | #N/A | 0 | 453 | 0 | #N/A | 0 | N/A | 0 | N/A |  | 453 | 0 | #N/A | #N/A | #N/A | #N/A | 0 | 0
[6 empty] | 454 | [15 empty] | 0 | 0 | 0 | 0 |  | 0 | 0 |  | TRUE | 0 | 0 | 0 | FALSE | +00 | +00 | TRUE | TRUE | FALSE | FALSE | 0 | 0 | TRUE | TRUE | FALSE | FALSE | 0 | 0 | #N/A | #N/A | #N/A | 0 | 0 | 0 | 0 | 0 | 0 | 0 | 0 | #N/A | 100000 | #N/A | 100000 | #N/A | 0 | #N/A | 0 | #N/A | 0.005307 | #N/A | 0.005307 |  | 454 | #N/A | #N/A | #N/A | #N/A | #N/A | #N/A | 0 | 454 | 0 | #N/A | 0 | N/A | 0 | N/A |  | 454 | 0 | #N/A | #N/A | #N/A | #N/A | 0 | 0
[6 empty] | 455 | [15 empty] | 0 | 0 | 0 | 0 |  | 0 | 0 |  | TRUE | 0 | 0 | 0 | FALSE | +00 | +00 | TRUE | TRUE | FALSE | FALSE | 0 | 0 | TRUE | TRUE | FALSE | FALSE | 0 | 0 | #N/A | #N/A | #N/A | 0 | 0 | 0 | 0 | 0 | 0 | 0 | 0 | #N/A | 100000 | #N/A | 100000 | #N/A | 0 | #N/A | 0 | #N/A | 0.005307 | #N/A | 0.005307 |  | 455 | #N/A | #N/A | #N/A | #N/A | #N/A | #N/A | 0 | 455 | 0 | #N/A | 0 | N/A | 0 | N/A |  | 455 | 0 | #N/A | #N/A | #N/A | #N/A | 0 | 0
[6 empty] | 456 | [15 empty] | 0 | 0 | 0 | 0 |  | 0 | 0 |  | TRUE | 0 | 0 | 0 | FALSE | +00 | +00 | TRUE | TRUE | FALSE | FALSE | 0 | 0 | TRUE | TRUE | FALSE | FALSE | 0 | 0 | #N/A | #N/A | #N/A | 0 | 0 | 0 | 0 | 0 | 0 | 0 | 0 | #N/A | 100000 | #N/A | 100000 | #N/A | 0 | #N/A | 0 | #N/A | 0.005307 | #N/A | 0.005307 |  | 456 | #N/A | #N/A | #N/A | #N/A | #N/A | #N/A | 0 | 456 | 0 | #N/A | 0 | N/A | 0 | N/A |  | 456 | 0 | #N/A | #N/A | #N/A | #N/A | 0 | 0
[6 empty] | 457 | [15 empty] | 0 | 0 | 0 | 0 |  | 0 | 0 |  | TRUE | 0 | 0 | 0 | FALSE | +00 | +00 | TRUE | TRUE | FALSE | FALSE | 0 | 0 | TRUE | TRUE | FALSE | FALSE | 0 | 0 | #N/A | #N/A | #N/A | 0 | 0 | 0 | 0 | 0 | 0 | 0 | 0 | #N/A | 100000 | #N/A | 100000 | #N/A | 0 | #N/A | 0 | #N/A | 0.005307 | #N/A | 0.005307 |  | 457 | #N/A | #N/A | #N/A | #N/A | #N/A | #N/A | 0 | 457 | 0 | #N/A | 0 | N/A | 0 | N/A |  | 457 | 0 | #N/A | #N/A | #N/A | #N/A | 0 | 0
[6 empty] | 458 | [15 empty] | 0 | 0 | 0 | 0 |  | 0 | 0 |  | TRUE | 0 | 0 | 0 | FALSE | +00 | +00 | TRUE | TRUE | FALSE | FALSE | 0 | 0 | TRUE | TRUE | FALSE | FALSE | 0 | 0 | #N/A | #N/A | #N/A | 0 | 0 | 0 | 0 | 0 | 0 | 0 | 0 | #N/A | 100000 | #N/A | 100000 | #N/A | 0 | #N/A | 0 | #N/A | 0.005307 | #N/A | 0.005307 |  | 458 | #N/A | #N/A | #N/A | #N/A | #N/A | #N/A | 0 | 458 | 0 | #N/A | 0 | N/A | 0 | N/A |  | 458 | 0 | #N/A | #N/A | #N/A | #N/A | 0 | 0
[6 empty] | 459 | [15 empty] | 0 | 0 | 0 | 0 |  | 0 | 0 |  | TRUE | 0 | 0 | 0 | FALSE | +00 | +00 | TRUE | TRUE | FALSE | FALSE | 0 | 0 | TRUE | TRUE | FALSE | FALSE | 0 | 0 | #N/A | #N/A | #N/A | 0 | 0 | 0 | 0 | 0 | 0 | 0 | 0 | #N/A | 100000 | #N/A | 100000 | #N/A | 0 | #N/A | 0 | #N/A | 0.005307 | #N/A | 0.005307 |  | 459 | #N/A | #N/A | #N/A | #N/A | #N/A | #N/A | 0 | 459 | 0 | #N/A | 0 | N/A | 0 | N/A |  | 459 | 0 | #N/A | #N/A | #N/A | #N/A | 0 | 0
[6 empty] | 460 | [15 empty] | 0 | 0 | 0 | 0 |  | 0 | 0 |  | TRUE | 0 | 0 | 0 | FALSE | +00 | +00 | TRUE | TRUE | FALSE | FALSE | 0 | 0 | TRUE | TRUE | FALSE | FALSE | 0 | 0 | #N/A | #N/A | #N/A | 0 | 0 | 0 | 0 | 0 | 0 | 0 | 0 | #N/A | 100000 | #N/A | 100000 | #N/A | 0 | #N/A | 0 | #N/A | 0.005307 | #N/A | 0.005307 |  | 460 | #N/A | #N/A | #N/A | #N/A | #N/A | #N/A | 0 | 460 | 0 | #N/A | 0 | N/A | 0 | N/A |  | 460 | 0 | #N/A | #N/A | #N/A | #N/A | 0 | 0
[6 empty] | 461 | [15 empty] | 0 | 0 | 0 | 0 |  | 0 | 0 |  | TRUE | 0 | 0 | 0 | FALSE | +00 | +00 | TRUE | TRUE | FALSE | FALSE | 0 | 0 | TRUE | TRUE | FALSE | FALSE | 0 | 0 | #N/A | #N/A | #N/A | 0 | 0 | 0 | 0 | 0 | 0 | 0 | 0 | #N/A | 100000 | #N/A | 100000 | #N/A | 0 | #N/A | 0 | #N/A | 0.005307 | #N/A | 0.005307 |  | 461 | #N/A | #N/A | #N/A | #N/A | #N/A | #N/A | 0 | 461 | 0 | #N/A | 0 | N/A | 0 | N/A |  | 461 | 0 | #N/A | #N/A | #N/A | #N/A | 0 | 0
[6 empty] | 462 | [15 empty] | 0 | 0 | 0 | 0 |  | 0 | 0 |  | TRUE | 0 | 0 | 0 | FALSE | +00 | +00 | TRUE | TRUE | FALSE | FALSE | 0 | 0 | TRUE | TRUE | FALSE | FALSE | 0 | 0 | #N/A | #N/A | #N/A | 0 | 0 | 0 | 0 | 0 | 0 | 0 | 0 | #N/A | 100000 | #N/A | 100000 | #N/A | 0 | #N/A | 0 | #N/A | 0.005307 | #N/A | 0.005307 |  | 462 | #N/A | #N/A | #N/A | #N/A | #N/A | #N/A | 0 | 462 | 0 | #N/A | 0 | N/A | 0 | N/A |  | 462 | 0 | #N/A | #N/A | #N/A | #N/A | 0 | 0
[6 empty] | 463 | [15 empty] | 0 | 0 | 0 | 0 |  | 0 | 0 |  | TRUE | 0 | 0 | 0 | FALSE | +00 | +00 | TRUE | TRUE | FALSE | FALSE | 0 | 0 | TRUE | TRUE | FALSE | FALSE | 0 | 0 | #N/A | #N/A | #N/A | 0 | 0 | 0 | 0 | 0 | 0 | 0 | 0 | #N/A | 100000 | #N/A | 100000 | #N/A | 0 | #N/A | 0 | #N/A | 0.005307 | #N/A | 0.005307 |  | 463 | #N/A | #N/A | #N/A | #N/A | #N/A | #N/A | 0 | 463 | 0 | #N/A | 0 | N/A | 0 | N/A |  | 463 | 0 | #N/A | #N/A | #N/A | #N/A | 0 | 0
[6 empty] | 464 | [15 empty] | 0 | 0 | 0 | 0 |  | 0 | 0 |  | TRUE | 0 | 0 | 0 | FALSE | +00 | +00 | TRUE | TRUE | FALSE | FALSE | 0 | 0 | TRUE | TRUE | FALSE | FALSE | 0 | 0 | #N/A | #N/A | #N/A | 0 | 0 | 0 | 0 | 0 | 0 | 0 | 0 | #N/A | 100000 | #N/A | 100000 | #N/A | 0 | #N/A | 0 | #N/A | 0.005307 | #N/A | 0.005307 |  | 464 | #N/A | #N/A | #N/A | #N/A | #N/A | #N/A | 0 | 464 | 0 | #N/A | 0 | N/A | 0 | N/A |  | 464 | 0 | #N/A | #N/A | #N/A | #N/A | 0 | 0
[6 empty] | 465 | [15 empty] | 0 | 0 | 0 | 0 |  | 0 | 0 |  | TRUE | 0 | 0 | 0 | FALSE | +00 | +00 | TRUE | TRUE | FALSE | FALSE | 0 | 0 | TRUE | TRUE | FALSE | FALSE | 0 | 0 | #N/A | #N/A | #N/A | 0 | 0 | 0 | 0 | 0 | 0 | 0 | 0 | #N/A | 100000 | #N/A | 100000 | #N/A | 0 | #N/A | 0 | #N/A | 0.005307 | #N/A | 0.005307 |  | 465 | #N/A | #N/A | #N/A | #N/A | #N/A | #N/A | 0 | 465 | 0 | #N/A | 0 | N/A | 0 | N/A |  | 465 | 0 | #N/A | #N/A | #N/A | #N/A | 0 | 0
[6 empty] | 466 | [15 empty] | 0 | 0 | 0 | 0 |  | 0 | 0 |  | TRUE | 0 | 0 | 0 | FALSE | +00 | +00 | TRUE | TRUE | FALSE | FALSE | 0 | 0 | TRUE | TRUE | FALSE | FALSE | 0 | 0 | #N/A | #N/A | #N/A | 0 | 0 | 0 | 0 | 0 | 0 | 0 | 0 | #N/A | 100000 | #N/A | 100000 | #N/A | 0 | #N/A | 0 | #N/A | 0.005307 | #N/A | 0.005307 |  | 466 | #N/A | #N/A | #N/A | #N/A | #N/A | #N/A | 0 | 466 | 0 | #N/A | 0 | N/A | 0 | N/A |  | 466 | 0 | #N/A | #N/A | #N/A | #N/A | 0 | 0
[6 empty] | 467 | [15 empty] | 0 | 0 | 0 | 0 |  | 0 | 0 |  | TRUE | 0 | 0 | 0 | FALSE | +00 | +00 | TRUE | TRUE | FALSE | FALSE | 0 | 0 | TRUE | TRUE | FALSE | FALSE | 0 | 0 | #N/A | #N/A | #N/A | 0 | 0 | 0 | 0 | 0 | 0 | 0 | 0 | #N/A | 100000 | #N/A | 100000 | #N/A | 0 | #N/A | 0 | #N/A | 0.005307 | #N/A | 0.005307 |  | 467 | #N/A | #N/A | #N/A | #N/A | #N/A | #N/A | 0 | 467 | 0 | #N/A | 0 | N/A | 0 | N/A |  | 467 | 0 | #N/A | #N/A | #N/A | #N/A | 0 | 0
[6 empty] | 468 | [15 empty] | 0 | 0 | 0 | 0 |  | 0 | 0 |  | TRUE | 0 | 0 | 0 | FALSE | +00 | +00 | TRUE | TRUE | FALSE | FALSE | 0 | 0 | TRUE | TRUE | FALSE | FALSE | 0 | 0 | #N/A | #N/A | #N/A | 0 | 0 | 0 | 0 | 0 | 0 | 0 | 0 | #N/A | 100000 | #N/A | 100000 | #N/A | 0 | #N/A | 0 | #N/A | 0.005307 | #N/A | 0.005307 |  | 468 | #N/A | #N/A | #N/A | #N/A | #N/A | #N/A | 0 | 468 | 0 | #N/A | 0 | N/A | 0 | N/A |  | 468 | 0 | #N/A | #N/A | #N/A | #N/A | 0 | 0
[6 empty] | 469 | [15 empty] | 0 | 0 | 0 | 0 |  | 0 | 0 |  | TRUE | 0 | 0 | 0 | FALSE | +00 | +00 | TRUE | TRUE | FALSE | FALSE | 0 | 0 | TRUE | TRUE | FALSE | FALSE | 0 | 0 | #N/A | #N/A | #N/A | 0 | 0 | 0 | 0 | 0 | 0 | 0 | 0 | #N/A | 100000 | #N/A | 100000 | #N/A | 0 | #N/A | 0 | #N/A | 0.005307 | #N/A | 0.005307 |  | 469 | #N/A | #N/A | #N/A | #N/A | #N/A | #N/A | 0 | 469 | 0 | #N/A | 0 | N/A | 0 | N/A |  | 469 | 0 | #N/A | #N/A | #N/A | #N/A | 0 | 0
[6 empty] | 470 | [15 empty] | 0 | 0 | 0 | 0 |  | 0 | 0 |  | TRUE | 0 | 0 | 0 | FALSE | +00 | +00 | TRUE | TRUE | FALSE | FALSE | 0 | 0 | TRUE | TRUE | FALSE | FALSE | 0 | 0 | #N/A | #N/A | #N/A | 0 | 0 | 0 | 0 | 0 | 0 | 0 | 0 | #N/A | 100000 | #N/A | 100000 | #N/A | 0 | #N/A | 0 | #N/A | 0.005307 | #N/A | 0.005307 |  | 470 | #N/A | #N/A | #N/A | #N/A | #N/A | #N/A | 0 | 470 | 0 | #N/A | 0 | N/A | 0 | N/A |  | 470 | 0 | #N/A | #N/A | #N/A | #N/A | 0 | 0
[6 empty] | 471 | [15 empty] | 0 | 0 | 0 | 0 |  | 0 | 0 |  | TRUE | 0 | 0 | 0 | FALSE | +00 | +00 | TRUE | TRUE | FALSE | FALSE | 0 | 0 | TRUE | TRUE | FALSE | FALSE | 0 | 0 | #N/A | #N/A | #N/A | 0 | 0 | 0 | 0 | 0 | 0 | 0 | 0 | #N/A | 100000 | #N/A | 100000 | #N/A | 0 | #N/A | 0 | #N/A | 0.005307 | #N/A | 0.005307 |  | 471 | #N/A | #N/A | #N/A | #N/A | #N/A | #N/A | 0 | 471 | 0 | #N/A | 0 | N/A | 0 | N/A |  | 471 | 0 | #N/A | #N/A | #N/A | #N/A | 0 | 0
[6 empty] | 472 | [15 empty] | 0 | 0 | 0 | 0 |  | 0 | 0 |  | TRUE | 0 | 0 | 0 | FALSE | +00 | +00 | TRUE | TRUE | FALSE | FALSE | 0 | 0 | TRUE | TRUE | FALSE | FALSE | 0 | 0 | #N/A | #N/A | #N/A | 0 | 0 | 0 | 0 | 0 | 0 | 0 | 0 | #N/A | 100000 | #N/A | 100000 | #N/A | 0 | #N/A | 0 | #N/A | 0.005307 | #N/A | 0.005307 |  | 472 | #N/A | #N/A | #N/A | #N/A | #N/A | #N/A | 0 | 472 | 0 | #N/A | 0 | N/A | 0 | N/A |  | 472 | 0 | #N/A | #N/A | #N/A | #N/A | 0 | 0
[6 empty] | 473 | [15 empty] | 0 | 0 | 0 | 0 |  | 0 | 0 |  | TRUE | 0 | 0 | 0 | FALSE | +00 | +00 | TRUE | TRUE | FALSE | FALSE | 0 | 0 | TRUE | TRUE | FALSE | FALSE | 0 | 0 | #N/A | #N/A | #N/A | 0 | 0 | 0 | 0 | 0 | 0 | 0 | 0 | #N/A | 100000 | #N/A | 100000 | #N/A | 0 | #N/A | 0 | #N/A | 0.005307 | #N/A | 0.005307 |  | 473 | #N/A | #N/A | #N/A | #N/A | #N/A | #N/A | 0 | 473 | 0 | #N/A | 0 | N/A | 0 | N/A |  | 473 | 0 | #N/A | #N/A | #N/A | #N/A | 0 | 0
[6 empty] | 474 | [15 empty] | 0 | 0 | 0 | 0 |  | 0 | 0 |  | TRUE | 0 | 0 | 0 | FALSE | +00 | +00 | TRUE | TRUE | FALSE | FALSE | 0 | 0 | TRUE | TRUE | FALSE | FALSE | 0 | 0 | #N/A | #N/A | #N/A | 0 | 0 | 0 | 0 | 0 | 0 | 0 | 0 | #N/A | 100000 | #N/A | 100000 | #N/A | 0 | #N/A | 0 | #N/A | 0.005307 | #N/A | 0.005307 |  | 474 | #N/A | #N/A | #N/A | #N/A | #N/A | #N/A | 0 | 474 | 0 | #N/A | 0 | N/A | 0 | N/A |  | 474 | 0 | #N/A | #N/A | #N/A | #N/A | 0 | 0
[6 empty] | 475 | [15 empty] | 0 | 0 | 0 | 0 |  | 0 | 0 |  | TRUE | 0 | 0 | 0 | FALSE | +00 | +00 | TRUE | TRUE | FALSE | FALSE | 0 | 0 | TRUE | TRUE | FALSE | FALSE | 0 | 0 | #N/A | #N/A | #N/A | 0 | 0 | 0 | 0 | 0 | 0 | 0 | 0 | #N/A | 100000 | #N/A | 100000 | #N/A | 0 | #N/A | 0 | #N/A | 0.005307 | #N/A | 0.005307 |  | 475 | #N/A | #N/A | #N/A | #N/A | #N/A | #N/A | 0 | 475 | 0 | #N/A | 0 | N/A | 0 | N/A |  | 475 | 0 | #N/A | #N/A | #N/A | #N/A | 0 | 0
[6 empty] | 476 | [15 empty] | 0 | 0 | 0 | 0 |  | 0 | 0 |  | TRUE | 0 | 0 | 0 | FALSE | +00 | +00 | TRUE | TRUE | FALSE | FALSE | 0 | 0 | TRUE | TRUE | FALSE | FALSE | 0 | 0 | #N/A | #N/A | #N/A | 0 | 0 | 0 | 0 | 0 | 0 | 0 | 0 | #N/A | 100000 | #N/A | 100000 | #N/A | 0 | #N/A | 0 | #N/A | 0.005307 | #N/A | 0.005307 |  | 476 | #N/A | #N/A | #N/A | #N/A | #N/A | #N/A | 0 | 476 | 0 | #N/A | 0 | N/A | 0 | N/A |  | 476 | 0 | #N/A | #N/A | #N/A | #N/A | 0 | 0
[6 empty] | 477 | [15 empty] | 0 | 0 | 0 | 0 |  | 0 | 0 |  | TRUE | 0 | 0 | 0 | FALSE | +00 | +00 | TRUE | TRUE | FALSE | FALSE | 0 | 0 | TRUE | TRUE | FALSE | FALSE | 0 | 0 | #N/A | #N/A | #N/A | 0 | 0 | 0 | 0 | 0 | 0 | 0 | 0 | #N/A | 100000 | #N/A | 100000 | #N/A | 0 | #N/A | 0 | #N/A | 0.005307 | #N/A | 0.005307 |  | 477 | #N/A | #N/A | #N/A | #N/A | #N/A | #N/A | 0 | 477 | 0 | #N/A | 0 | N/A | 0 | N/A |  | 477 | 0 | #N/A | #N/A | #N/A | #N/A | 0 | 0
[6 empty] | 478 | [15 empty] | 0 | 0 | 0 | 0 |  | 0 | 0 |  | TRUE | 0 | 0 | 0 | FALSE | +00 | +00 | TRUE | TRUE | FALSE | FALSE | 0 | 0 | TRUE | TRUE | FALSE | FALSE | 0 | 0 | #N/A | #N/A | #N/A | 0 | 0 | 0 | 0 | 0 | 0 | 0 | 0 | #N/A | 100000 | #N/A | 100000 | #N/A | 0 | #N/A | 0 | #N/A | 0.005307 | #N/A | 0.005307 |  | 478 | #N/A | #N/A | #N/A | #N/A | #N/A | #N/A | 0 | 478 | 0 | #N/A | 0 | N/A | 0 | N/A |  | 478 | 0 | #N/A | #N/A | #N/A | #N/A | 0 | 0
[6 empty] | 479 | [15 empty] | 0 | 0 | 0 | 0 |  | 0 | 0 |  | TRUE | 0 | 0 | 0 | FALSE | +00 | +00 | TRUE | TRUE | FALSE | FALSE | 0 | 0 | TRUE | TRUE | FALSE | FALSE | 0 | 0 | #N/A | #N/A | #N/A | 0 | 0 | 0 | 0 | 0 | 0 | 0 | 0 | #N/A | 100000 | #N/A | 100000 | #N/A | 0 | #N/A | 0 | #N/A | 0.005307 | #N/A | 0.005307 |  | 479 | #N/A | #N/A | #N/A | #N/A | #N/A | #N/A | 0 | 479 | 0 | #N/A | 0 | N/A | 0 | N/A |  | 479 | 0 | #N/A | #N/A | #N/A | #N/A | 0 | 0
[6 empty] | 480 | [15 empty] | 0 | 0 | 0 | 0 |  | 0 | 0 |  | TRUE | 0 | 0 | 0 | FALSE | +00 | +00 | TRUE | TRUE | FALSE | FALSE | 0 | 0 | TRUE | TRUE | FALSE | FALSE | 0 | 0 | #N/A | #N/A | #N/A | 0 | 0 | 0 | 0 | 0 | 0 | 0 | 0 | #N/A | 100000 | #N/A | 100000 | #N/A | 0 | #N/A | 0 | #N/A | 0.005307 | #N/A | 0.005307 |  | 480 | #N/A | #N/A | #N/A | #N/A | #N/A | #N/A | 0 | 480 | 0 | #N/A | 0 | N/A | 0 | N/A |  | 480 | 0 | #N/A | #N/A | #N/A | #N/A | 0 | 0
[6 empty] | 481 | [15 empty] | 0 | 0 | 0 | 0 |  | 0 | 0 |  | TRUE | 0 | 0 | 0 | FALSE | +00 | +00 | TRUE | TRUE | FALSE | FALSE | 0 | 0 | TRUE | TRUE | FALSE | FALSE | 0 | 0 | #N/A | #N/A | #N/A | 0 | 0 | 0 | 0 | 0 | 0 | 0 | 0 | #N/A | 100000 | #N/A | 100000 | #N/A | 0 | #N/A | 0 | #N/A | 0.005307 | #N/A | 0.005307 |  | 481 | #N/A | #N/A | #N/A | #N/A | #N/A | #N/A | 0 | 481 | 0 | #N/A | 0 | N/A | 0 | N/A |  | 481 | 0 | #N/A | #N/A | #N/A | #N/A | 0 | 0
[6 empty] | 482 | [15 empty] | 0 | 0 | 0 | 0 |  | 0 | 0 |  | TRUE | 0 | 0 | 0 | FALSE | +00 | +00 | TRUE | TRUE | FALSE | FALSE | 0 | 0 | TRUE | TRUE | FALSE | FALSE | 0 | 0 | #N/A | #N/A | #N/A | 0 | 0 | 0 | 0 | 0 | 0 | 0 | 0 | #N/A | 100000 | #N/A | 100000 | #N/A | 0 | #N/A | 0 | #N/A | 0.005307 | #N/A | 0.005307 |  | 482 | #N/A | #N/A | #N/A | #N/A | #N/A | #N/A | 0 | 482 | 0 | #N/A | 0 | N/A | 0 | N/A |  | 482 | 0 | #N/A | #N/A | #N/A | #N/A | 0 | 0
[6 empty] | 483 | [15 empty] | 0 | 0 | 0 | 0 |  | 0 | 0 |  | TRUE | 0 | 0 | 0 | FALSE | +00 | +00 | TRUE | TRUE | FALSE | FALSE | 0 | 0 | TRUE | TRUE | FALSE | FALSE | 0 | 0 | #N/A | #N/A | #N/A | 0 | 0 | 0 | 0 | 0 | 0 | 0 | 0 | #N/A | 100000 | #N/A | 100000 | #N/A | 0 | #N/A | 0 | #N/A | 0.005307 | #N/A | 0.005307 |  | 483 | #N/A | #N/A | #N/A | #N/A | #N/A | #N/A | 0 | 483 | 0 | #N/A | 0 | N/A | 0 | N/A |  | 483 | 0 | #N/A | #N/A | #N/A | #N/A | 0 | 0
[6 empty] | 484 | [15 empty] | 0 | 0 | 0 | 0 |  | 0 | 0 |  | TRUE | 0 | 0 | 0 | FALSE | +00 | +00 | TRUE | TRUE | FALSE | FALSE | 0 | 0 | TRUE | TRUE | FALSE | FALSE | 0 | 0 | #N/A | #N/A | #N/A | 0 | 0 | 0 | 0 | 0 | 0 | 0 | 0 | #N/A | 100000 | #N/A | 100000 | #N/A | 0 | #N/A | 0 | #N/A | 0.005307 | #N/A | 0.005307 |  | 484 | #N/A | #N/A | #N/A | #N/A | #N/A | #N/A | 0 | 484 | 0 | #N/A | 0 | N/A | 0 | N/A |  | 484 | 0 | #N/A | #N/A | #N/A | #N/A | 0 | 0
[6 empty] | 485 | [15 empty] | 0 | 0 | 0 | 0 |  | 0 | 0 |  | TRUE | 0 | 0 | 0 | FALSE | +00 | +00 | TRUE | TRUE | FALSE | FALSE | 0 | 0 | TRUE | TRUE | FALSE | FALSE | 0 | 0 | #N/A | #N/A | #N/A | 0 | 0 | 0 | 0 | 0 | 0 | 0 | 0 | #N/A | 100000 | #N/A | 100000 | #N/A | 0 | #N/A | 0 | #N/A | 0.005307 | #N/A | 0.005307 |  | 485 | #N/A | #N/A | #N/A | #N/A | #N/A | #N/A | 0 | 485 | 0 | #N/A | 0 | N/A | 0 | N/A |  | 485 | 0 | #N/A | #N/A | #N/A | #N/A | 0 | 0
[6 empty] | 486 | [15 empty] | 0 | 0 | 0 | 0 |  | 0 | 0 |  | TRUE | 0 | 0 | 0 | FALSE | +00 | +00 | TRUE | TRUE | FALSE | FALSE | 0 | 0 | TRUE | TRUE | FALSE | FALSE | 0 | 0 | #N/A | #N/A | #N/A | 0 | 0 | 0 | 0 | 0 | 0 | 0 | 0 | #N/A | 100000 | #N/A | 100000 | #N/A | 0 | #N/A | 0 | #N/A | 0.005307 | #N/A | 0.005307 |  | 486 | #N/A | #N/A | #N/A | #N/A | #N/A | #N/A | 0 | 486 | 0 | #N/A | 0 | N/A | 0 | N/A |  | 486 | 0 | #N/A | #N/A | #N/A | #N/A | 0 | 0
[6 empty] | 487 | [15 empty] | 0 | 0 | 0 | 0 |  | 0 | 0 |  | TRUE | 0 | 0 | 0 | FALSE | +00 | +00 | TRUE | TRUE | FALSE | FALSE | 0 | 0 | TRUE | TRUE | FALSE | FALSE | 0 | 0 | #N/A | #N/A | #N/A | 0 | 0 | 0 | 0 | 0 | 0 | 0 | 0 | #N/A | 100000 | #N/A | 100000 | #N/A | 0 | #N/A | 0 | #N/A | 0.005307 | #N/A | 0.005307 |  | 487 | #N/A | #N/A | #N/A | #N/A | #N/A | #N/A | 0 | 487 | 0 | #N/A | 0 | N/A | 0 | N/A |  | 487 | 0 | #N/A | #N/A | #N/A | #N/A | 0 | 0
[6 empty] | 488 | [15 empty] | 0 | 0 | 0 | 0 |  | 0 | 0 |  | TRUE | 0 | 0 | 0 | FALSE | +00 | +00 | TRUE | TRUE | FALSE | FALSE | 0 | 0 | TRUE | TRUE | FALSE | FALSE | 0 | 0 | #N/A | #N/A | #N/A | 0 | 0 | 0 | 0 | 0 | 0 | 0 | 0 | #N/A | 100000 | #N/A | 100000 | #N/A | 0 | #N/A | 0 | #N/A | 0.005307 | #N/A | 0.005307 |  | 488 | #N/A | #N/A | #N/A | #N/A | #N/A | #N/A | 0 | 488 | 0 | #N/A | 0 | N/A | 0 | N/A |  | 488 | 0 | #N/A | #N/A | #N/A | #N/A | 0 | 0
[6 empty] | 489 | [15 empty] | 0 | 0 | 0 | 0 |  | 0 | 0 |  | TRUE | 0 | 0 | 0 | FALSE | +00 | +00 | TRUE | TRUE | FALSE | FALSE | 0 | 0 | TRUE | TRUE | FALSE | FALSE | 0 | 0 | #N/A | #N/A | #N/A | 0 | 0 | 0 | 0 | 0 | 0 | 0 | 0 | #N/A | 100000 | #N/A | 100000 | #N/A | 0 | #N/A | 0 | #N/A | 0.005307 | #N/A | 0.005307 |  | 489 | #N/A | #N/A | #N/A | #N/A | #N/A | #N/A | 0 | 489 | 0 | #N/A | 0 | N/A | 0 | N/A |  | 489 | 0 | #N/A | #N/A | #N/A | #N/A | 0 | 0
[6 empty] | 490 | [15 empty] | 0 | 0 | 0 | 0 |  | 0 | 0 |  | TRUE | 0 | 0 | 0 | FALSE | +00 | +00 | TRUE | TRUE | FALSE | FALSE | 0 | 0 | TRUE | TRUE | FALSE | FALSE | 0 | 0 | #N/A | #N/A | #N/A | 0 | 0 | 0 | 0 | 0 | 0 | 0 | 0 | #N/A | 100000 | #N/A | 100000 | #N/A | 0 | #N/A | 0 | #N/A | 0.005307 | #N/A | 0.005307 |  | 490 | #N/A | #N/A | #N/A | #N/A | #N/A | #N/A | 0 | 490 | 0 | #N/A | 0 | N/A | 0 | N/A |  | 490 | 0 | #N/A | #N/A | #N/A | #N/A | 0 | 0
[6 empty] | 491 | [15 empty] | 0 | 0 | 0 | 0 |  | 0 | 0 |  | TRUE | 0 | 0 | 0 | FALSE | +00 | +00 | TRUE | TRUE | FALSE | FALSE | 0 | 0 | TRUE | TRUE | FALSE | FALSE | 0 | 0 | #N/A | #N/A | #N/A | 0 | 0 | 0 | 0 | 0 | 0 | 0 | 0 | #N/A | 100000 | #N/A | 100000 | #N/A | 0 | #N/A | 0 | #N/A | 0.005307 | #N/A | 0.005307 |  | 491 | #N/A | #N/A | #N/A | #N/A | #N/A | #N/A | 0 | 491 | 0 | #N/A | 0 | N/A | 0 | N/A |  | 491 | 0 | #N/A | #N/A | #N/A | #N/A | 0 | 0
[6 empty] | 492 | [15 empty] | 0 | 0 | 0 | 0 |  | 0 | 0 |  | TRUE | 0 | 0 | 0 | FALSE | +00 | +00 | TRUE | TRUE | FALSE | FALSE | 0 | 0 | TRUE | TRUE | FALSE | FALSE | 0 | 0 | #N/A | #N/A | #N/A | 0 | 0 | 0 | 0 | 0 | 0 | 0 | 0 | #N/A | 100000 | #N/A | 100000 | #N/A | 0 | #N/A | 0 | #N/A | 0.005307 | #N/A | 0.005307 |  | 492 | #N/A | #N/A | #N/A | #N/A | #N/A | #N/A | 0 | 492 | 0 | #N/A | 0 | N/A | 0 | N/A |  | 492 | 0 | #N/A | #N/A | #N/A | #N/A | 0 | 0
[6 empty] | 493 | [15 empty] | 0 | 0 | 0 | 0 |  | 0 | 0 |  | TRUE | 0 | 0 | 0 | FALSE | +00 | +00 | TRUE | TRUE | FALSE | FALSE | 0 | 0 | TRUE | TRUE | FALSE | FALSE | 0 | 0 | #N/A | #N/A | #N/A | 0 | 0 | 0 | 0 | 0 | 0 | 0 | 0 | #N/A | 100000 | #N/A | 100000 | #N/A | 0 | #N/A | 0 | #N/A | 0.005307 | #N/A | 0.005307 |  | 493 | #N/A | #N/A | #N/A | #N/A | #N/A | #N/A | 0 | 493 | 0 | #N/A | 0 | N/A | 0 | N/A |  | 493 | 0 | #N/A | #N/A | #N/A | #N/A | 0 | 0
[6 empty] | 494 | [15 empty] | 0 | 0 | 0 | 0 |  | 0 | 0 |  | TRUE | 0 | 0 | 0 | FALSE | +00 | +00 | TRUE | TRUE | FALSE | FALSE | 0 | 0 | TRUE | TRUE | FALSE | FALSE | 0 | 0 | #N/A | #N/A | #N/A | 0 | 0 | 0 | 0 | 0 | 0 | 0 | 0 | #N/A | 100000 | #N/A | 100000 | #N/A | 0 | #N/A | 0 | #N/A | 0.005307 | #N/A | 0.005307 |  | 494 | #N/A | #N/A | #N/A | #N/A | #N/A | #N/A | 0 | 494 | 0 | #N/A | 0 | N/A | 0 | N/A |  | 494 | 0 | #N/A | #N/A | #N/A | #N/A | 0 | 0
[6 empty] | 495 | [15 empty] | 0 | 0 | 0 | 0 |  | 0 | 0 |  | TRUE | 0 | 0 | 0 | FALSE | +00 | +00 | TRUE | TRUE | FALSE | FALSE | 0 | 0 | TRUE | TRUE | FALSE | FALSE | 0 | 0 | #N/A | #N/A | #N/A | 0 | 0 | 0 | 0 | 0 | 0 | 0 | 0 | #N/A | 100000 | #N/A | 100000 | #N/A | 0 | #N/A | 0 | #N/A | 0.005307 | #N/A | 0.005307 |  | 495 | #N/A | #N/A | #N/A | #N/A | #N/A | #N/A | 0 | 495 | 0 | #N/A | 0 | N/A | 0 | N/A |  | 495 | 0 | #N/A | #N/A | #N/A | #N/A | 0 | 0
[6 empty] | 496 | [15 empty] | 0 | 0 | 0 | 0 |  | 0 | 0 |  | TRUE | 0 | 0 | 0 | FALSE | +00 | +00 | TRUE | TRUE | FALSE | FALSE | 0 | 0 | TRUE | TRUE | FALSE | FALSE | 0 | 0 | #N/A | #N/A | #N/A | 0 | 0 | 0 | 0 | 0 | 0 | 0 | 0 | #N/A | 100000 | #N/A | 100000 | #N/A | 0 | #N/A | 0 | #N/A | 0.005307 | #N/A | 0.005307 |  | 496 | #N/A | #N/A | #N/A | #N/A | #N/A | #N/A | 0 | 496 | 0 | #N/A | 0 | N/A | 0 | N/A |  | 496 | 0 | #N/A | #N/A | #N/A | #N/A | 0 | 0
[6 empty] | 497 | [15 empty] | 0 | 0 | 0 | 0 |  | 0 | 0 |  | TRUE | 0 | 0 | 0 | FALSE | +00 | +00 | TRUE | TRUE | FALSE | FALSE | 0 | 0 | TRUE | TRUE | FALSE | FALSE | 0 | 0 | #N/A | #N/A | #N/A | 0 | 0 | 0 | 0 | 0 | 0 | 0 | 0 | #N/A | 100000 | #N/A | 100000 | #N/A | 0 | #N/A | 0 | #N/A | 0.005307 | #N/A | 0.005307 |  | 497 | #N/A | #N/A | #N/A | #N/A | #N/A | #N/A | 0 | 497 | 0 | #N/A | 0 | N/A | 0 | N/A |  | 497 | 0 | #N/A | #N/A | #N/A | #N/A | 0 | 0
[6 empty] | 498 | [15 empty] | 0 | 0 | 0 | 0 |  | 0 | 0 |  | TRUE | 0 | 0 | 0 | FALSE | +00 | +00 | TRUE | TRUE | FALSE | FALSE | 0 | 0 | TRUE | TRUE | FALSE | FALSE | 0 | 0 | #N/A | #N/A | #N/A | 0 | 0 | 0 | 0 | 0 | 0 | 0 | 0 | #N/A | 100000 | #N/A | 100000 | #N/A | 0 | #N/A | 0 | #N/A | 0.005307 | #N/A | 0.005307 |  | 498 | #N/A | #N/A | #N/A | #N/A | #N/A | #N/A | 0 | 498 | 0 | #N/A | 0 | N/A | 0 | N/A |  | 498 | 0 | #N/A | #N/A | #N/A | #N/A | 0 | 0
[6 empty] | 499 | [15 empty] | 0 | 0 | 0 | 0 |  | 0 | 0 |  | TRUE | 0 | 0 | 0 | FALSE | +00 | +00 | TRUE | TRUE | FALSE | FALSE | 0 | 0 | TRUE | TRUE | FALSE | FALSE | 0 | 0 | #N/A | #N/A | #N/A | 0 | 0 | 0 | 0 | 0 | 0 | 0 | 0 | #N/A | 100000 | #N/A | 100000 | #N/A | 0 | #N/A | 0 | #N/A | 0.005307 | #N/A | 0.005307 |  | 499 | #N/A | #N/A | #N/A | #N/A | #N/A | #N/A | 0 | 499 | 0 | #N/A | 0 | N/A | 0 | N/A |  | 499 | 0 | #N/A | #N/A | #N/A | #N/A | 0 | 0
[6 empty] | 500 | [15 empty] | 0 | 0 | 0 | 0 |  | 0 | 0 |  | TRUE | 0 | 0 | 0 | FALSE | +00 | +00 | TRUE | TRUE | FALSE | FALSE | 0 | 0 | TRUE | TRUE | FALSE | FALSE | 0 | 0 | #N/A | #N/A | #N/A | 0 | 0 | 0 | 0 | 0 | 0 | 0 | 0 | #N/A | 100000 | #N/A | 100000 | #N/A | 0 | #N/A | 0 | #N/A | 0.005307 | #N/A | 0.005307 |  | 500 | #N/A | #N/A | #N/A | #N/A | #N/A | #N/A | 0 | 500 | 0 | #N/A | 0 | N/A | 0 | N/A |  | 500 | 0 | #N/A | #N/A | #N/A | #N/A | 0 | 0
[6 empty] | 501 | [15 empty] | 0 | 0 | 0 | 0 |  | 0 | 0 |  | TRUE | 0 | 0 | 0 | FALSE | +00 | +00 | TRUE | TRUE | FALSE | FALSE | 0 | 0 | TRUE | TRUE | FALSE | FALSE | 0 | 0 | #N/A | #N/A | #N/A | 0 | 0 | 0 | 0 | 0 | 0 | 0 | 0 | #N/A | 100000 | #N/A | 100000 | #N/A | 0 | #N/A | 0 | #N/A | 0.005307 | #N/A | 0.005307 |  | 501 | #N/A | #N/A | #N/A | #N/A | #N/A | #N/A | 0 | 501 | 0 | #N/A | 0 | N/A | 0 | N/A |  | 501 | 0 | #N/A | #N/A | #N/A | #N/A | 0 | 0
[6 empty] | 502 | [15 empty] | 0 | 0 | 0 | 0 |  | 0 | 0 |  | TRUE | 0 | 0 | 0 | FALSE | +00 | +00 | TRUE | TRUE | FALSE | FALSE | 0 | 0 | TRUE | TRUE | FALSE | FALSE | 0 | 0 | #N/A | #N/A | #N/A | 0 | 0 | 0 | 0 | 0 | 0 | 0 | 0 | #N/A | 100000 | #N/A | 100000 | #N/A | 0 | #N/A | 0 | #N/A | 0.005307 | #N/A | 0.005307 |  | 502 | #N/A | #N/A | #N/A | #N/A | #N/A | #N/A | 0 | 502 | 0 | #N/A | 0 | N/A | 0 | N/A |  | 502 | 0 | #N/A | #N/A | #N/A | #N/A | 0 | 0
[6 empty] | 503 | [15 empty] | 0 | 0 | 0 | 0 |  | 0 | 0 |  | TRUE | 0 | 0 | 0 | FALSE | +00 | +00 | TRUE | TRUE | FALSE | FALSE | 0 | 0 | TRUE | TRUE | FALSE | FALSE | 0 | 0 | #N/A | #N/A | #N/A | 0 | 0 | 0 | 0 | 0 | 0 | 0 | 0 | #N/A | 100000 | #N/A | 100000 | #N/A | 0 | #N/A | 0 | #N/A | 0.005307 | #N/A | 0.005307 |  | 503 | #N/A | #N/A | #N/A | #N/A | #N/A | #N/A | 0 | 503 | 0 | #N/A | 0 | N/A | 0 | N/A |  | 503 | 0 | #N/A | #N/A | #N/A | #N/A | 0 | 0
[6 empty] | 504 | [15 empty] | 0 | 0 | 0 | 0 |  | 0 | 0 |  | TRUE | 0 | 0 | 0 | FALSE | +00 | +00 | TRUE | TRUE | FALSE | FALSE | 0 | 0 | TRUE | TRUE | FALSE | FALSE | 0 | 0 | #N/A | #N/A | #N/A | 0 | 0 | 0 | 0 | 0 | 0 | 0 | 0 | #N/A | 100000 | #N/A | 100000 | #N/A | 0 | #N/A | 0 | #N/A | 0.005307 | #N/A | 0.005307 |  | 504 | #N/A | #N/A | #N/A | #N/A | #N/A | #N/A | 0 | 504 | 0 | #N/A | 0 | N/A | 0 | N/A |  | 504 | 0 | #N/A | #N/A | #N/A | #N/A | 0 | 0
[6 empty] | 505 | [15 empty] | 0 | 0 | 0 | 0 |  | 0 | 0 |  | TRUE | 0 | 0 | 0 | FALSE | +00 | +00 | TRUE | TRUE | FALSE | FALSE | 0 | 0 | TRUE | TRUE | FALSE | FALSE | 0 | 0 | #N/A | #N/A | #N/A | 0 | 0 | 0 | 0 | 0 | 0 | 0 | 0 | #N/A | 100000 | #N/A | 100000 | #N/A | 0 | #N/A | 0 | #N/A | 0.005307 | #N/A | 0.005307 |  | 505 | #N/A | #N/A | #N/A | #N/A | #N/A | #N/A | 0 | 505 | 0 | #N/A | 0 | N/A | 0 | N/A |  | 505 | 0 | #N/A | #N/A | #N/A | #N/A | 0 | 0
[6 empty] | 506 | [15 empty] | 0 | 0 | 0 | 0 |  | 0 | 0 |  | TRUE | 0 | 0 | 0 | FALSE | +00 | +00 | TRUE | TRUE | FALSE | FALSE | 0 | 0 | TRUE | TRUE | FALSE | FALSE | 0 | 0 | #N/A | #N/A | #N/A | 0 | 0 | 0 | 0 | 0 | 0 | 0 | 0 | #N/A | 100000 | #N/A | 100000 | #N/A | 0 | #N/A | 0 | #N/A | 0.005307 | #N/A | 0.005307 |  | 506 | #N/A | #N/A | #N/A | #N/A | #N/A | #N/A | 0 | 506 | 0 | #N/A | 0 | N/A | 0 | N/A |  | 506 | 0 | #N/A | #N/A | #N/A | #N/A | 0 | 0
[6 empty] | 507 | [15 empty] | 0 | 0 | 0 | 0 |  | 0 | 0 |  | TRUE | 0 | 0 | 0 | FALSE | +00 | +00 | TRUE | TRUE | FALSE | FALSE | 0 | 0 | TRUE | TRUE | FALSE | FALSE | 0 | 0 | #N/A | #N/A | #N/A | 0 | 0 | 0 | 0 | 0 | 0 | 0 | 0 | #N/A | 100000 | #N/A | 100000 | #N/A | 0 | #N/A | 0 | #N/A | 0.005307 | #N/A | 0.005307 |  | 507 | #N/A | #N/A | #N/A | #N/A | #N/A | #N/A | 0 | 507 | 0 | #N/A | 0 | N/A | 0 | N/A |  | 507 | 0 | #N/A | #N/A | #N/A | #N/A | 0 | 0
[6 empty] | 508 | [15 empty] | 0 | 0 | 0 | 0 |  | 0 | 0 |  | TRUE | 0 | 0 | 0 | FALSE | +00 | +00 | TRUE | TRUE | FALSE | FALSE | 0 | 0 | TRUE | TRUE | FALSE | FALSE | 0 | 0 | #N/A | #N/A | #N/A | 0 | 0 | 0 | 0 | 0 | 0 | 0 | 0 | #N/A | 100000 | #N/A | 100000 | #N/A | 0 | #N/A | 0 | #N/A | 0.005307 | #N/A | 0.005307 |  | 508 | #N/A | #N/A | #N/A | #N/A | #N/A | #N/A | 0 | 508 | 0 | #N/A | 0 | N/A | 0 | N/A |  | 508 | 0 | #N/A | #N/A | #N/A | #N/A | 0 | 0
[6 empty] | 509 | [15 empty] | 0 | 0 | 0 | 0 |  | 0 | 0 |  | TRUE | 0 | 0 | 0 | FALSE | +00 | +00 | TRUE | TRUE | FALSE | FALSE | 0 | 0 | TRUE | TRUE | FALSE | FALSE | 0 | 0 | #N/A | #N/A | #N/A | 0 | 0 | 0 | 0 | 0 | 0 | 0 | 0 | #N/A | 100000 | #N/A | 100000 | #N/A | 0 | #N/A | 0 | #N/A | 0.005307 | #N/A | 0.005307 |  | 509 | #N/A | #N/A | #N/A | #N/A | #N/A | #N/A | 0 | 509 | 0 | #N/A | 0 | N/A | 0 | N/A |  | 509 | 0 | #N/A | #N/A | #N/A | #N/A | 0 | 0
[6 empty] | 510 | [15 empty] | 0 | 0 | 0 | 0 |  | 0 | 0 |  | TRUE | 0 | 0 | 0 | FALSE | +00 | +00 | TRUE | TRUE | FALSE | FALSE | 0 | 0 | TRUE | TRUE | FALSE | FALSE | 0 | 0 | #N/A | #N/A | #N/A | 0 | 0 | 0 | 0 | 0 | 0 | 0 | 0 | #N/A | 100000 | #N/A | 100000 | #N/A | 0 | #N/A | 0 | #N/A | 0.005307 | #N/A | 0.005307 |  | 510 | #N/A | #N/A | #N/A | #N/A | #N/A | #N/A | 0 | 510 | 0 | #N/A | 0 | N/A | 0 | N/A |  | 510 | 0 | #N/A | #N/A | #N/A | #N/A | 0 | 0
[6 empty] | 511 | [15 empty] | 0 | 0 | 0 | 0 |  | 0 | 0 |  | TRUE | 0 | 0 | 0 | FALSE | +00 | +00 | TRUE | TRUE | FALSE | FALSE | 0 | 0 | TRUE | TRUE | FALSE | FALSE | 0 | 0 | #N/A | #N/A | #N/A | 0 | 0 | 0 | 0 | 0 | 0 | 0 | 0 | #N/A | 100000 | #N/A | 100000 | #N/A | 0 | #N/A | 0 | #N/A | 0.005307 | #N/A | 0.005307 |  | 511 | #N/A | #N/A | #N/A | #N/A | #N/A | #N/A | 0 | 511 | 0 | #N/A | 0 | N/A | 0 | N/A |  | 511 | 0 | #N/A | #N/A | #N/A | #N/A | 0 | 0
[6 empty] | 512 | [15 empty] | 0 | 0 | 0 | 0 |  | 0 | 0 |  | TRUE | 0 | 0 | 0 | FALSE | +00 | +00 | TRUE | TRUE | FALSE | FALSE | 0 | 0 | TRUE | TRUE | FALSE | FALSE | 0 | 0 | #N/A | #N/A | #N/A | 0 | 0 | 0 | 0 | 0 | 0 | 0 | 0 | #N/A | 100000 | #N/A | 100000 | #N/A | 0 | #N/A | 0 | #N/A | 0.005307 | #N/A | 0.005307 |  | 512 | #N/A | #N/A | #N/A | #N/A | #N/A | #N/A | 0 | 512 | 0 | #N/A | 0 | N/A | 0 | N/A |  | 512 | 0 | #N/A | #N/A | #N/A | #N/A | 0 | 0
[6 empty] | 513 | [15 empty] | 0 | 0 | 0 | 0 |  | 0 | 0 |  | TRUE | 0 | 0 | 0 | FALSE | +00 | +00 | TRUE | TRUE | FALSE | FALSE | 0 | 0 | TRUE | TRUE | FALSE | FALSE | 0 | 0 | #N/A | #N/A | #N/A | 0 | 0 | 0 | 0 | 0 | 0 | 0 | 0 | #N/A | 100000 | #N/A | 100000 | #N/A | 0 | #N/A | 0 | #N/A | 0.005307 | #N/A | 0.005307 |  | 513 | #N/A | #N/A | #N/A | #N/A | #N/A | #N/A | 0 | 513 | 0 | #N/A | 0 | N/A | 0 | N/A |  | 513 | 0 | #N/A | #N/A | #N/A | #N/A | 0 | 0
[6 empty] | 514 | [15 empty] | 0 | 0 | 0 | 0 |  | 0 | 0 |  | TRUE | 0 | 0 | 0 | FALSE | +00 | +00 | TRUE | TRUE | FALSE | FALSE | 0 | 0 | TRUE | TRUE | FALSE | FALSE | 0 | 0 | #N/A | #N/A | #N/A | 0 | 0 | 0 | 0 | 0 | 0 | 0 | 0 | #N/A | 100000 | #N/A | 100000 | #N/A | 0 | #N/A | 0 | #N/A | 0.005307 | #N/A | 0.005307 |  | 514 | #N/A | #N/A | #N/A | #N/A | #N/A | #N/A | 0 | 514 | 0 | #N/A | 0 | N/A | 0 | N/A |  | 514 | 0 | #N/A | #N/A | #N/A | #N/A | 0 | 0
[6 empty] | 515 | [15 empty] | 0 | 0 | 0 | 0 |  | 0 | 0 |  | TRUE | 0 | 0 | 0 | FALSE | +00 | +00 | TRUE | TRUE | FALSE | FALSE | 0 | 0 | TRUE | TRUE | FALSE | FALSE | 0 | 0 | #N/A | #N/A | #N/A | 0 | 0 | 0 | 0 | 0 | 0 | 0 | 0 | #N/A | 100000 | #N/A | 100000 | #N/A | 0 | #N/A | 0 | #N/A | 0.005307 | #N/A | 0.005307 |  | 515 | #N/A | #N/A | #N/A | #N/A | #N/A | #N/A | 0 | 515 | 0 | #N/A | 0 | N/A | 0 | N/A |  | 515 | 0 | #N/A | #N/A | #N/A | #N/A | 0 | 0
[6 empty] | 516 | [15 empty] | 0 | 0 | 0 | 0 |  | 0 | 0 |  | TRUE | 0 | 0 | 0 | FALSE | +00 | +00 | TRUE | TRUE | FALSE | FALSE | 0 | 0 | TRUE | TRUE | FALSE | FALSE | 0 | 0 | #N/A | #N/A | #N/A | 0 | 0 | 0 | 0 | 0 | 0 | 0 | 0 | #N/A | 100000 | #N/A | 100000 | #N/A | 0 | #N/A | 0 | #N/A | 0.005307 | #N/A | 0.005307 |  | 516 | #N/A | #N/A | #N/A | #N/A | #N/A | #N/A | 0 | 516 | 0 | #N/A | 0 | N/A | 0 | N/A |  | 516 | 0 | #N/A | #N/A | #N/A | #N/A | 0 | 0
[6 empty] | 517 | [15 empty] | 0 | 0 | 0 | 0 |  | 0 | 0 |  | TRUE | 0 | 0 | 0 | FALSE | +00 | +00 | TRUE | TRUE | FALSE | FALSE | 0 | 0 | TRUE | TRUE | FALSE | FALSE | 0 | 0 | #N/A | #N/A | #N/A | 0 | 0 | 0 | 0 | 0 | 0 | 0 | 0 | #N/A | 100000 | #N/A | 100000 | #N/A | 0 | #N/A | 0 | #N/A | 0.005307 | #N/A | 0.005307 |  | 517 | #N/A | #N/A | #N/A | #N/A | #N/A | #N/A | 0 | 517 | 0 | #N/A | 0 | N/A | 0 | N/A |  | 517 | 0 | #N/A | #N/A | #N/A | #N/A | 0 | 0
[6 empty] | 518 | [15 empty] | 0 | 0 | 0 | 0 |  | 0 | 0 |  | TRUE | 0 | 0 | 0 | FALSE | +00 | +00 | TRUE | TRUE | FALSE | FALSE | 0 | 0 | TRUE | TRUE | FALSE | FALSE | 0 | 0 | #N/A | #N/A | #N/A | 0 | 0 | 0 | 0 | 0 | 0 | 0 | 0 | #N/A | 100000 | #N/A | 100000 | #N/A | 0 | #N/A | 0 | #N/A | 0.005307 | #N/A | 0.005307 |  | 518 | #N/A | #N/A | #N/A | #N/A | #N/A | #N/A | 0 | 518 | 0 | #N/A | 0 | N/A | 0 | N/A |  | 518 | 0 | #N/A | #N/A | #N/A | #N/A | 0 | 0
[6 empty] | 519 | [15 empty] | 0 | 0 | 0 | 0 |  | 0 | 0 |  | TRUE | 0 | 0 | 0 | FALSE | +00 | +00 | TRUE | TRUE | FALSE | FALSE | 0 | 0 | TRUE | TRUE | FALSE | FALSE | 0 | 0 | #N/A | #N/A | #N/A | 0 | 0 | 0 | 0 | 0 | 0 | 0 | 0 | #N/A | 100000 | #N/A | 100000 | #N/A | 0 | #N/A | 0 | #N/A | 0.005307 | #N/A | 0.005307 |  | 519 | #N/A | #N/A | #N/A | #N/A | #N/A | #N/A | 0 | 519 | 0 | #N/A | 0 | N/A | 0 | N/A |  | 519 | 0 | #N/A | #N/A | #N/A | #N/A | 0 | 0
[6 empty] | 520 | [15 empty] | 0 | 0 | 0 | 0 |  | 0 | 0 |  | TRUE | 0 | 0 | 0 | FALSE | +00 | +00 | TRUE | TRUE | FALSE | FALSE | 0 | 0 | TRUE | TRUE | FALSE | FALSE | 0 | 0 | #N/A | #N/A | #N/A | 0 | 0 | 0 | 0 | 0 | 0 | 0 | 0 | #N/A | 100000 | #N/A | 100000 | #N/A | 0 | #N/A | 0 | #N/A | 0.005307 | #N/A | 0.005307 |  | 520 | #N/A | #N/A | #N/A | #N/A | #N/A | #N/A | 0 | 520 | 0 | #N/A | 0 | N/A | 0 | N/A |  | 520 | 0 | #N/A | #N/A | #N/A | #N/A | 0 | 0
[6 empty] | 521 | [15 empty] | 0 | 0 | 0 | 0 |  | 0 | 0 |  | TRUE | 0 | 0 | 0 | FALSE | +00 | +00 | TRUE | TRUE | FALSE | FALSE | 0 | 0 | TRUE | TRUE | FALSE | FALSE | 0 | 0 | #N/A | #N/A | #N/A | 0 | 0 | 0 | 0 | 0 | 0 | 0 | 0 | #N/A | 100000 | #N/A | 100000 | #N/A | 0 | #N/A | 0 | #N/A | 0.005307 | #N/A | 0.005307 |  | 521 | #N/A | #N/A | #N/A | #N/A | #N/A | #N/A | 0 | 521 | 0 | #N/A | 0 | N/A | 0 | N/A |  | 521 | 0 | #N/A | #N/A | #N/A | #N/A | 0 | 0
[6 empty] | 522 | [15 empty] | 0 | 0 | 0 | 0 |  | 0 | 0 |  | TRUE | 0 | 0 | 0 | FALSE | +00 | +00 | TRUE | TRUE | FALSE | FALSE | 0 | 0 | TRUE | TRUE | FALSE | FALSE | 0 | 0 | #N/A | #N/A | #N/A | 0 | 0 | 0 | 0 | 0 | 0 | 0 | 0 | #N/A | 100000 | #N/A | 100000 | #N/A | 0 | #N/A | 0 | #N/A | 0.005307 | #N/A | 0.005307 |  | 522 | #N/A | #N/A | #N/A | #N/A | #N/A | #N/A | 0 | 522 | 0 | #N/A | 0 | N/A | 0 | N/A |  | 522 | 0 | #N/A | #N/A | #N/A | #N/A | 0 | 0
[6 empty] | 523 | [15 empty] | 0 | 0 | 0 | 0 |  | 0 | 0 |  | TRUE | 0 | 0 | 0 | FALSE | +00 | +00 | TRUE | TRUE | FALSE | FALSE | 0 | 0 | TRUE | TRUE | FALSE | FALSE | 0 | 0 | #N/A | #N/A | #N/A | 0 | 0 | 0 | 0 | 0 | 0 | 0 | 0 | #N/A | 100000 | #N/A | 100000 | #N/A | 0 | #N/A | 0 | #N/A | 0.005307 | #N/A | 0.005307 |  | 523 | #N/A | #N/A | #N/A | #N/A | #N/A | #N/A | 0 | 523 | 0 | #N/A | 0 | N/A | 0 | N/A |  | 523 | 0 | #N/A | #N/A | #N/A | #N/A | 0 | 0
[6 empty] | 524 | [15 empty] | 0 | 0 | 0 | 0 |  | 0 | 0 |  | TRUE | 0 | 0 | 0 | FALSE | +00 | +00 | TRUE | TRUE | FALSE | FALSE | 0 | 0 | TRUE | TRUE | FALSE | FALSE | 0 | 0 | #N/A | #N/A | #N/A | 0 | 0 | 0 | 0 | 0 | 0 | 0 | 0 | #N/A | 100000 | #N/A | 100000 | #N/A | 0 | #N/A | 0 | #N/A | 0.005307 | #N/A | 0.005307 |  | 524 | #N/A | #N/A | #N/A | #N/A | #N/A | #N/A | 0 | 524 | 0 | #N/A | 0 | N/A | 0 | N/A |  | 524 | 0 | #N/A | #N/A | #N/A | #N/A | 0 | 0
[6 empty] | 525 | [15 empty] | 0 | 0 | 0 | 0 |  | 0 | 0 |  | TRUE | 0 | 0 | 0 | FALSE | +00 | +00 | TRUE | TRUE | FALSE | FALSE | 0 | 0 | TRUE | TRUE | FALSE | FALSE | 0 | 0 | #N/A | #N/A | #N/A | 0 | 0 | 0 | 0 | 0 | 0 | 0 | 0 | #N/A | 100000 | #N/A | 100000 | #N/A | 0 | #N/A | 0 | #N/A | 0.005307 | #N/A | 0.005307 |  | 525 | #N/A | #N/A | #N/A | #N/A | #N/A | #N/A | 0 | 525 | 0 | #N/A | 0 | N/A | 0 | N/A |  | 525 | 0 | #N/A | #N/A | #N/A | #N/A | 0 | 0
[6 empty] | 526 | [15 empty] | 0 | 0 | 0 | 0 |  | 0 | 0 |  | TRUE | 0 | 0 | 0 | FALSE | +00 | +00 | TRUE | TRUE | FALSE | FALSE | 0 | 0 | TRUE | TRUE | FALSE | FALSE | 0 | 0 | #N/A | #N/A | #N/A | 0 | 0 | 0 | 0 | 0 | 0 | 0 | 0 | #N/A | 100000 | #N/A | 100000 | #N/A | 0 | #N/A | 0 | #N/A | 0.005307 | #N/A | 0.005307 |  | 526 | #N/A | #N/A | #N/A | #N/A | #N/A | #N/A | 0 | 526 | 0 | #N/A | 0 | N/A | 0 | N/A |  | 526 | 0 | #N/A | #N/A | #N/A | #N/A | 0 | 0
[6 empty] | 527 | [15 empty] | 0 | 0 | 0 | 0 |  | 0 | 0 |  | TRUE | 0 | 0 | 0 | FALSE | +00 | +00 | TRUE | TRUE | FALSE | FALSE | 0 | 0 | TRUE | TRUE | FALSE | FALSE | 0 | 0 | #N/A | #N/A | #N/A | 0 | 0 | 0 | 0 | 0 | 0 | 0 | 0 | #N/A | 100000 | #N/A | 100000 | #N/A | 0 | #N/A | 0 | #N/A | 0.005307 | #N/A | 0.005307 |  | 527 | #N/A | #N/A | #N/A | #N/A | #N/A | #N/A | 0 | 527 | 0 | #N/A | 0 | N/A | 0 | N/A |  | 527 | 0 | #N/A | #N/A | #N/A | #N/A | 0 | 0
[6 empty] | 528 | [15 empty] | 0 | 0 | 0 | 0 |  | 0 | 0 |  | TRUE | 0 | 0 | 0 | FALSE | +00 | +00 | TRUE | TRUE | FALSE | FALSE | 0 | 0 | TRUE | TRUE | FALSE | FALSE | 0 | 0 | #N/A | #N/A | #N/A | 0 | 0 | 0 | 0 | 0 | 0 | 0 | 0 | #N/A | 100000 | #N/A | 100000 | #N/A | 0 | #N/A | 0 | #N/A | 0.005307 | #N/A | 0.005307 |  | 528 | #N/A | #N/A | #N/A | #N/A | #N/A | #N/A | 0 | 528 | 0 | #N/A | 0 | N/A | 0 | N/A |  | 528 | 0 | #N/A | #N/A | #N/A | #N/A | 0 | 0
[6 empty] | 529 | [15 empty] | 0 | 0 | 0 | 0 |  | 0 | 0 |  | TRUE | 0 | 0 | 0 | FALSE | +00 | +00 | TRUE | TRUE | FALSE | FALSE | 0 | 0 | TRUE | TRUE | FALSE | FALSE | 0 | 0 | #N/A | #N/A | #N/A | 0 | 0 | 0 | 0 | 0 | 0 | 0 | 0 | #N/A | 100000 | #N/A | 100000 | #N/A | 0 | #N/A | 0 | #N/A | 0.005307 | #N/A | 0.005307 |  | 529 | #N/A | #N/A | #N/A | #N/A | #N/A | #N/A | 0 | 529 | 0 | #N/A | 0 | N/A | 0 | N/A |  | 529 | 0 | #N/A | #N/A | #N/A | #N/A | 0 | 0
[6 empty] | 530 | [15 empty] | 0 | 0 | 0 | 0 |  | 0 | 0 |  | TRUE | 0 | 0 | 0 | FALSE | +00 | +00 | TRUE | TRUE | FALSE | FALSE | 0 | 0 | TRUE | TRUE | FALSE | FALSE | 0 | 0 | #N/A | #N/A | #N/A | 0 | 0 | 0 | 0 | 0 | 0 | 0 | 0 | #N/A | 100000 | #N/A | 100000 | #N/A | 0 | #N/A | 0 | #N/A | 0.005307 | #N/A | 0.005307 |  | 530 | #N/A | #N/A | #N/A | #N/A | #N/A | #N/A | 0 | 530 | 0 | #N/A | 0 | N/A | 0 | N/A |  | 530 | 0 | #N/A | #N/A | #N/A | #N/A | 0 | 0
[6 empty] | 531 | [15 empty] | 0 | 0 | 0 | 0 |  | 0 | 0 |  | TRUE | 0 | 0 | 0 | FALSE | +00 | +00 | TRUE | TRUE | FALSE | FALSE | 0 | 0 | TRUE | TRUE | FALSE | FALSE | 0 | 0 | #N/A | #N/A | #N/A | 0 | 0 | 0 | 0 | 0 | 0 | 0 | 0 | #N/A | 100000 | #N/A | 100000 | #N/A | 0 | #N/A | 0 | #N/A | 0.005307 | #N/A | 0.005307 |  | 531 | #N/A | #N/A | #N/A | #N/A | #N/A | #N/A | 0 | 531 | 0 | #N/A | 0 | N/A | 0 | N/A |  | 531 | 0 | #N/A | #N/A | #N/A | #N/A | 0 | 0
[6 empty] | 532 | [15 empty] | 0 | 0 | 0 | 0 |  | 0 | 0 |  | TRUE | 0 | 0 | 0 | FALSE | +00 | +00 | TRUE | TRUE | FALSE | FALSE | 0 | 0 | TRUE | TRUE | FALSE | FALSE | 0 | 0 | #N/A | #N/A | #N/A | 0 | 0 | 0 | 0 | 0 | 0 | 0 | 0 | #N/A | 100000 | #N/A | 100000 | #N/A | 0 | #N/A | 0 | #N/A | 0.005307 | #N/A | 0.005307 |  | 532 | #N/A | #N/A | #N/A | #N/A | #N/A | #N/A | 0 | 532 | 0 | #N/A | 0 | N/A | 0 | N/A |  | 532 | 0 | #N/A | #N/A | #N/A | #N/A | 0 | 0
[6 empty] | 533 | [15 empty] | 0 | 0 | 0 | 0 |  | 0 | 0 |  | TRUE | 0 | 0 | 0 | FALSE | +00 | +00 | TRUE | TRUE | FALSE | FALSE | 0 | 0 | TRUE | TRUE | FALSE | FALSE | 0 | 0 | #N/A | #N/A | #N/A | 0 | 0 | 0 | 0 | 0 | 0 | 0 | 0 | #N/A | 100000 | #N/A | 100000 | #N/A | 0 | #N/A | 0 | #N/A | 0.005307 | #N/A | 0.005307 |  | 533 | #N/A | #N/A | #N/A | #N/A | #N/A | #N/A | 0 | 533 | 0 | #N/A | 0 | N/A | 0 | N/A |  | 533 | 0 | #N/A | #N/A | #N/A | #N/A | 0 | 0
[6 empty] | 534 | [15 empty] | 0 | 0 | 0 | 0 |  | 0 | 0 |  | TRUE | 0 | 0 | 0 | FALSE | +00 | +00 | TRUE | TRUE | FALSE | FALSE | 0 | 0 | TRUE | TRUE | FALSE | FALSE | 0 | 0 | #N/A | #N/A | #N/A | 0 | 0 | 0 | 0 | 0 | 0 | 0 | 0 | #N/A | 100000 | #N/A | 100000 | #N/A | 0 | #N/A | 0 | #N/A | 0.005307 | #N/A | 0.005307 |  | 534 | #N/A | #N/A | #N/A | #N/A | #N/A | #N/A | 0 | 534 | 0 | #N/A | 0 | N/A | 0 | N/A |  | 534 | 0 | #N/A | #N/A | #N/A | #N/A | 0 | 0
[6 empty] | 535 | [15 empty] | 0 | 0 | 0 | 0 |  | 0 | 0 |  | TRUE | 0 | 0 | 0 | FALSE | +00 | +00 | TRUE | TRUE | FALSE | FALSE | 0 | 0 | TRUE | TRUE | FALSE | FALSE | 0 | 0 | #N/A | #N/A | #N/A | 0 | 0 | 0 | 0 | 0 | 0 | 0 | 0 | #N/A | 100000 | #N/A | 100000 | #N/A | 0 | #N/A | 0 | #N/A | 0.005307 | #N/A | 0.005307 |  | 535 | #N/A | #N/A | #N/A | #N/A | #N/A | #N/A | 0 | 535 | 0 | #N/A | 0 | N/A | 0 | N/A |  | 535 | 0 | #N/A | #N/A | #N/A | #N/A | 0 | 0
[6 empty] | 536 | [15 empty] | 0 | 0 | 0 | 0 |  | 0 | 0 |  | TRUE | 0 | 0 | 0 | FALSE | +00 | +00 | TRUE | TRUE | FALSE | FALSE | 0 | 0 | TRUE | TRUE | FALSE | FALSE | 0 | 0 | #N/A | #N/A | #N/A | 0 | 0 | 0 | 0 | 0 | 0 | 0 | 0 | #N/A | 100000 | #N/A | 100000 | #N/A | 0 | #N/A | 0 | #N/A | 0.005307 | #N/A | 0.005307 |  | 536 | #N/A | #N/A | #N/A | #N/A | #N/A | #N/A | 0 | 536 | 0 | #N/A | 0 | N/A | 0 | N/A |  | 536 | 0 | #N/A | #N/A | #N/A | #N/A | 0 | 0
[6 empty] | 537 | [15 empty] | 0 | 0 | 0 | 0 |  | 0 | 0 |  | TRUE | 0 | 0 | 0 | FALSE | +00 | +00 | TRUE | TRUE | FALSE | FALSE | 0 | 0 | TRUE | TRUE | FALSE | FALSE | 0 | 0 | #N/A | #N/A | #N/A | 0 | 0 | 0 | 0 | 0 | 0 | 0 | 0 | #N/A | 100000 | #N/A | 100000 | #N/A | 0 | #N/A | 0 | #N/A | 0.005307 | #N/A | 0.005307 |  | 537 | #N/A | #N/A | #N/A | #N/A | #N/A | #N/A | 0 | 537 | 0 | #N/A | 0 | N/A | 0 | N/A |  | 537 | 0 | #N/A | #N/A | #N/A | #N/A | 0 | 0
[6 empty] | 538 | [15 empty] | 0 | 0 | 0 | 0 |  | 0 | 0 |  | TRUE | 0 | 0 | 0 | FALSE | +00 | +00 | TRUE | TRUE | FALSE | FALSE | 0 | 0 | TRUE | TRUE | FALSE | FALSE | 0 | 0 | #N/A | #N/A | #N/A | 0 | 0 | 0 | 0 | 0 | 0 | 0 | 0 | #N/A | 100000 | #N/A | 100000 | #N/A | 0 | #N/A | 0 | #N/A | 0.005307 | #N/A | 0.005307 |  | 538 | #N/A | #N/A | #N/A | #N/A | #N/A | #N/A | 0 | 538 | 0 | #N/A | 0 | N/A | 0 | N/A |  | 538 | 0 | #N/A | #N/A | #N/A | #N/A | 0 | 0
[6 empty] | 539 | [15 empty] | 0 | 0 | 0 | 0 |  | 0 | 0 |  | TRUE | 0 | 0 | 0 | FALSE | +00 | +00 | TRUE | TRUE | FALSE | FALSE | 0 | 0 | TRUE | TRUE | FALSE | FALSE | 0 | 0 | #N/A | #N/A | #N/A | 0 | 0 | 0 | 0 | 0 | 0 | 0 | 0 | #N/A | 100000 | #N/A | 100000 | #N/A | 0 | #N/A | 0 | #N/A | 0.005307 | #N/A | 0.005307 |  | 539 | #N/A | #N/A | #N/A | #N/A | #N/A | #N/A | 0 | 539 | 0 | #N/A | 0 | N/A | 0 | N/A |  | 539 | 0 | #N/A | #N/A | #N/A | #N/A | 0 | 0
[6 empty] | 540 | [15 empty] | 0 | 0 | 0 | 0 |  | 0 | 0 |  | TRUE | 0 | 0 | 0 | FALSE | +00 | +00 | TRUE | TRUE | FALSE | FALSE | 0 | 0 | TRUE | TRUE | FALSE | FALSE | 0 | 0 | #N/A | #N/A | #N/A | 0 | 0 | 0 | 0 | 0 | 0 | 0 | 0 | #N/A | 100000 | #N/A | 100000 | #N/A | 0 | #N/A | 0 | #N/A | 0.005307 | #N/A | 0.005307 |  | 540 | #N/A | #N/A | #N/A | #N/A | #N/A | #N/A | 0 | 540 | 0 | #N/A | 0 | N/A | 0 | N/A |  | 540 | 0 | #N/A | #N/A | #N/A | #N/A | 0 | 0
[6 empty] | 541 | [15 empty] | 0 | 0 | 0 | 0 |  | 0 | 0 |  | TRUE | 0 | 0 | 0 | FALSE | +00 | +00 | TRUE | TRUE | FALSE | FALSE | 0 | 0 | TRUE | TRUE | FALSE | FALSE | 0 | 0 | #N/A | #N/A | #N/A | 0 | 0 | 0 | 0 | 0 | 0 | 0 | 0 | #N/A | 100000 | #N/A | 100000 | #N/A | 0 | #N/A | 0 | #N/A | 0.005307 | #N/A | 0.005307 |  | 541 | #N/A | #N/A | #N/A | #N/A | #N/A | #N/A | 0 | 541 | 0 | #N/A | 0 | N/A | 0 | N/A |  | 541 | 0 | #N/A | #N/A | #N/A | #N/A | 0 | 0
[6 empty] | 542 | [15 empty] | 0 | 0 | 0 | 0 |  | 0 | 0 |  | TRUE | 0 | 0 | 0 | FALSE | +00 | +00 | TRUE | TRUE | FALSE | FALSE | 0 | 0 | TRUE | TRUE | FALSE | FALSE | 0 | 0 | #N/A | #N/A | #N/A | 0 | 0 | 0 | 0 | 0 | 0 | 0 | 0 | #N/A | 100000 | #N/A | 100000 | #N/A | 0 | #N/A | 0 | #N/A | 0.005307 | #N/A | 0.005307 |  | 542 | #N/A | #N/A | #N/A | #N/A | #N/A | #N/A | 0 | 542 | 0 | #N/A | 0 | N/A | 0 | N/A |  | 542 | 0 | #N/A | #N/A | #N/A | #N/A | 0 | 0
[6 empty] | 543 | [15 empty] | 0 | 0 | 0 | 0 |  | 0 | 0 |  | TRUE | 0 | 0 | 0 | FALSE | +00 | +00 | TRUE | TRUE | FALSE | FALSE | 0 | 0 | TRUE | TRUE | FALSE | FALSE | 0 | 0 | #N/A | #N/A | #N/A | 0 | 0 | 0 | 0 | 0 | 0 | 0 | 0 | #N/A | 100000 | #N/A | 100000 | #N/A | 0 | #N/A | 0 | #N/A | 0.005307 | #N/A | 0.005307 |  | 543 | #N/A | #N/A | #N/A | #N/A | #N/A | #N/A | 0 | 543 | 0 | #N/A | 0 | N/A | 0 | N/A |  | 543 | 0 | #N/A | #N/A | #N/A | #N/A | 0 | 0
[6 empty] | 544 | [15 empty] | 0 | 0 | 0 | 0 |  | 0 | 0 |  | TRUE | 0 | 0 | 0 | FALSE | +00 | +00 | TRUE | TRUE | FALSE | FALSE | 0 | 0 | TRUE | TRUE | FALSE | FALSE | 0 | 0 | #N/A | #N/A | #N/A | 0 | 0 | 0 | 0 | 0 | 0 | 0 | 0 | #N/A | 100000 | #N/A | 100000 | #N/A | 0 | #N/A | 0 | #N/A | 0.005307 | #N/A | 0.005307 |  | 544 | #N/A | #N/A | #N/A | #N/A | #N/A | #N/A | 0 | 544 | 0 | #N/A | 0 | N/A | 0 | N/A |  | 544 | 0 | #N/A | #N/A | #N/A | #N/A | 0 | 0
[6 empty] | 545 | [15 empty] | 0 | 0 | 0 | 0 |  | 0 | 0 |  | TRUE | 0 | 0 | 0 | FALSE | +00 | +00 | TRUE | TRUE | FALSE | FALSE | 0 | 0 | TRUE | TRUE | FALSE | FALSE | 0 | 0 | #N/A | #N/A | #N/A | 0 | 0 | 0 | 0 | 0 | 0 | 0 | 0 | #N/A | 100000 | #N/A | 100000 | #N/A | 0 | #N/A | 0 | #N/A | 0.005307 | #N/A | 0.005307 |  | 545 | #N/A | #N/A | #N/A | #N/A | #N/A | #N/A | 0 | 545 | 0 | #N/A | 0 | N/A | 0 | N/A |  | 545 | 0 | #N/A | #N/A | #N/A | #N/A | 0 | 0
[6 empty] | 546 | [15 empty] | 0 | 0 | 0 | 0 |  | 0 | 0 |  | TRUE | 0 | 0 | 0 | FALSE | +00 | +00 | TRUE | TRUE | FALSE | FALSE | 0 | 0 | TRUE | TRUE | FALSE | FALSE | 0 | 0 | #N/A | #N/A | #N/A | 0 | 0 | 0 | 0 | 0 | 0 | 0 | 0 | #N/A | 100000 | #N/A | 100000 | #N/A | 0 | #N/A | 0 | #N/A | 0.005307 | #N/A | 0.005307 |  | 546 | #N/A | #N/A | #N/A | #N/A | #N/A | #N/A | 0 | 546 | 0 | #N/A | 0 | N/A | 0 | N/A |  | 546 | 0 | #N/A | #N/A | #N/A | #N/A | 0 | 0
[6 empty] | 547 | [15 empty] | 0 | 0 | 0 | 0 |  | 0 | 0 |  | TRUE | 0 | 0 | 0 | FALSE | +00 | +00 | TRUE | TRUE | FALSE | FALSE | 0 | 0 | TRUE | TRUE | FALSE | FALSE | 0 | 0 | #N/A | #N/A | #N/A | 0 | 0 | 0 | 0 | 0 | 0 | 0 | 0 | #N/A | 100000 | #N/A | 100000 | #N/A | 0 | #N/A | 0 | #N/A | 0.005307 | #N/A | 0.005307 |  | 547 | #N/A | #N/A | #N/A | #N/A | #N/A | #N/A | 0 | 547 | 0 | #N/A | 0 | N/A | 0 | N/A |  | 547 | 0 | #N/A | #N/A | #N/A | #N/A | 0 | 0
[6 empty] | 548 | [15 empty] | 0 | 0 | 0 | 0 |  | 0 | 0 |  | TRUE | 0 | 0 | 0 | FALSE | +00 | +00 | TRUE | TRUE | FALSE | FALSE | 0 | 0 | TRUE | TRUE | FALSE | FALSE | 0 | 0 | #N/A | #N/A | #N/A | 0 | 0 | 0 | 0 | 0 | 0 | 0 | 0 | #N/A | 100000 | #N/A | 100000 | #N/A | 0 | #N/A | 0 | #N/A | 0.005307 | #N/A | 0.005307 |  | 548 | #N/A | #N/A | #N/A | #N/A | #N/A | #N/A | 0 | 548 | 0 | #N/A | 0 | N/A | 0 | N/A |  | 548 | 0 | #N/A | #N/A | #N/A | #N/A | 0 | 0
[6 empty] | 549 | [15 empty] | 0 | 0 | 0 | 0 |  | 0 | 0 |  | TRUE | 0 | 0 | 0 | FALSE | +00 | +00 | TRUE | TRUE | FALSE | FALSE | 0 | 0 | TRUE | TRUE | FALSE | FALSE | 0 | 0 | #N/A | #N/A | #N/A | 0 | 0 | 0 | 0 | 0 | 0 | 0 | 0 | #N/A | 100000 | #N/A | 100000 | #N/A | 0 | #N/A | 0 | #N/A | 0.005307 | #N/A | 0.005307 |  | 549 | #N/A | #N/A | #N/A | #N/A | #N/A | #N/A | 0 | 549 | 0 | #N/A | 0 | N/A | 0 | N/A |  | 549 | 0 | #N/A | #N/A | #N/A | #N/A | 0 | 0
[6 empty] | 550 | [15 empty] | 0 | 0 | 0 | 0 |  | 0 | 0 |  | TRUE | 0 | 0 | 0 | FALSE | +00 | +00 | TRUE | TRUE | FALSE | FALSE | 0 | 0 | TRUE | TRUE | FALSE | FALSE | 0 | 0 | #N/A | #N/A | #N/A | 0 | 0 | 0 | 0 | 0 | 0 | 0 | 0 | #N/A | 100000 | #N/A | 100000 | #N/A | 0 | #N/A | 0 | #N/A | 0.005307 | #N/A | 0.005307 |  | 550 | #N/A | #N/A | #N/A | #N/A | #N/A | #N/A | 0 | 550 | 0 | #N/A | 0 | N/A | 0 | N/A |  | 550 | 0 | #N/A | #N/A | #N/A | #N/A | 0 | 0
[6 empty] | 551 | [15 empty] | 0 | 0 | 0 | 0 |  | 0 | 0 |  | TRUE | 0 | 0 | 0 | FALSE | +00 | +00 | TRUE | TRUE | FALSE | FALSE | 0 | 0 | TRUE | TRUE | FALSE | FALSE | 0 | 0 | #N/A | #N/A | #N/A | 0 | 0 | 0 | 0 | 0 | 0 | 0 | 0 | #N/A | 100000 | #N/A | 100000 | #N/A | 0 | #N/A | 0 | #N/A | 0.005307 | #N/A | 0.005307 |  | 551 | #N/A | #N/A | #N/A | #N/A | #N/A | #N/A | 0 | 551 | 0 | #N/A | 0 | N/A | 0 | N/A |  | 551 | 0 | #N/A | #N/A | #N/A | #N/A | 0 | 0
[6 empty] | 552 | [15 empty] | 0 | 0 | 0 | 0 |  | 0 | 0 |  | TRUE | 0 | 0 | 0 | FALSE | +00 | +00 | TRUE | TRUE | FALSE | FALSE | 0 | 0 | TRUE | TRUE | FALSE | FALSE | 0 | 0 | #N/A | #N/A | #N/A | 0 | 0 | 0 | 0 | 0 | 0 | 0 | 0 | #N/A | 100000 | #N/A | 100000 | #N/A | 0 | #N/A | 0 | #N/A | 0.005307 | #N/A | 0.005307 |  | 552 | #N/A | #N/A | #N/A | #N/A | #N/A | #N/A | 0 | 552 | 0 | #N/A | 0 | N/A | 0 | N/A |  | 552 | 0 | #N/A | #N/A | #N/A | #N/A | 0 | 0
[6 empty] | 553 | [15 empty] | 0 | 0 | 0 | 0 |  | 0 | 0 |  | TRUE | 0 | 0 | 0 | FALSE | +00 | +00 | TRUE | TRUE | FALSE | FALSE | 0 | 0 | TRUE | TRUE | FALSE | FALSE | 0 | 0 | #N/A | #N/A | #N/A | 0 | 0 | 0 | 0 | 0 | 0 | 0 | 0 | #N/A | 100000 | #N/A | 100000 | #N/A | 0 | #N/A | 0 | #N/A | 0.005307 | #N/A | 0.005307 |  | 553 | #N/A | #N/A | #N/A | #N/A | #N/A | #N/A | 0 | 553 | 0 | #N/A | 0 | N/A | 0 | N/A |  | 553 | 0 | #N/A | #N/A | #N/A | #N/A | 0 | 0
[6 empty] | 554 | [15 empty] | 0 | 0 | 0 | 0 |  | 0 | 0 |  | TRUE | 0 | 0 | 0 | FALSE | +00 | +00 | TRUE | TRUE | FALSE | FALSE | 0 | 0 | TRUE | TRUE | FALSE | FALSE | 0 | 0 | #N/A | #N/A | #N/A | 0 | 0 | 0 | 0 | 0 | 0 | 0 | 0 | #N/A | 100000 | #N/A | 100000 | #N/A | 0 | #N/A | 0 | #N/A | 0.005307 | #N/A | 0.005307 |  | 554 | #N/A | #N/A | #N/A | #N/A | #N/A | #N/A | 0 | 554 | 0 | #N/A | 0 | N/A | 0 | N/A |  | 554 | 0 | #N/A | #N/A | #N/A | #N/A | 0 | 0
[6 empty] | 555 | [15 empty] | 0 | 0 | 0 | 0 |  | 0 | 0 |  | TRUE | 0 | 0 | 0 | FALSE | +00 | +00 | TRUE | TRUE | FALSE | FALSE | 0 | 0 | TRUE | TRUE | FALSE | FALSE | 0 | 0 | #N/A | #N/A | #N/A | 0 | 0 | 0 | 0 | 0 | 0 | 0 | 0 | #N/A | 100000 | #N/A | 100000 | #N/A | 0 | #N/A | 0 | #N/A | 0.005307 | #N/A | 0.005307 |  | 555 | #N/A | #N/A | #N/A | #N/A | #N/A | #N/A | 0 | 555 | 0 | #N/A | 0 | N/A | 0 | N/A |  | 555 | 0 | #N/A | #N/A | #N/A | #N/A | 0 | 0
[6 empty] | 556 | [15 empty] | 0 | 0 | 0 | 0 |  | 0 | 0 |  | TRUE | 0 | 0 | 0 | FALSE | +00 | +00 | TRUE | TRUE | FALSE | FALSE | 0 | 0 | TRUE | TRUE | FALSE | FALSE | 0 | 0 | #N/A | #N/A | #N/A | 0 | 0 | 0 | 0 | 0 | 0 | 0 | 0 | #N/A | 100000 | #N/A | 100000 | #N/A | 0 | #N/A | 0 | #N/A | 0.005307 | #N/A | 0.005307 |  | 556 | #N/A | #N/A | #N/A | #N/A | #N/A | #N/A | 0 | 556 | 0 | #N/A | 0 | N/A | 0 | N/A |  | 556 | 0 | #N/A | #N/A | #N/A | #N/A | 0 | 0
[6 empty] | 557 | [15 empty] | 0 | 0 | 0 | 0 |  | 0 | 0 |  | TRUE | 0 | 0 | 0 | FALSE | +00 | +00 | TRUE | TRUE | FALSE | FALSE | 0 | 0 | TRUE | TRUE | FALSE | FALSE | 0 | 0 | #N/A | #N/A | #N/A | 0 | 0 | 0 | 0 | 0 | 0 | 0 | 0 | #N/A | 100000 | #N/A | 100000 | #N/A | 0 | #N/A | 0 | #N/A | 0.005307 | #N/A | 0.005307 |  | 557 | #N/A | #N/A | #N/A | #N/A | #N/A | #N/A | 0 | 557 | 0 | #N/A | 0 | N/A | 0 | N/A |  | 557 | 0 | #N/A | #N/A | #N/A | #N/A | 0 | 0
[6 empty] | 558 | [15 empty] | 0 | 0 | 0 | 0 |  | 0 | 0 |  | TRUE | 0 | 0 | 0 | FALSE | +00 | +00 | TRUE | TRUE | FALSE | FALSE | 0 | 0 | TRUE | TRUE | FALSE | FALSE | 0 | 0 | #N/A | #N/A | #N/A | 0 | 0 | 0 | 0 | 0 | 0 | 0 | 0 | #N/A | 100000 | #N/A | 100000 | #N/A | 0 | #N/A | 0 | #N/A | 0.005307 | #N/A | 0.005307 |  | 558 | #N/A | #N/A | #N/A | #N/A | #N/A | #N/A | 0 | 558 | 0 | #N/A | 0 | N/A | 0 | N/A |  | 558 | 0 | #N/A | #N/A | #N/A | #N/A | 0 | 0
[6 empty] | 559 | [15 empty] | 0 | 0 | 0 | 0 |  | 0 | 0 |  | TRUE | 0 | 0 | 0 | FALSE | +00 | +00 | TRUE | TRUE | FALSE | FALSE | 0 | 0 | TRUE | TRUE | FALSE | FALSE | 0 | 0 | #N/A | #N/A | #N/A | 0 | 0 | 0 | 0 | 0 | 0 | 0 | 0 | #N/A | 100000 | #N/A | 100000 | #N/A | 0 | #N/A | 0 | #N/A | 0.005307 | #N/A | 0.005307 |  | 559 | #N/A | #N/A | #N/A | #N/A | #N/A | #N/A | 0 | 559 | 0 | #N/A | 0 | N/A | 0 | N/A |  | 559 | 0 | #N/A | #N/A | #N/A | #N/A | 0 | 0
[6 empty] | 560 | [15 empty] | 0 | 0 | 0 | 0 |  | 0 | 0 |  | TRUE | 0 | 0 | 0 | FALSE | +00 | +00 | TRUE | TRUE | FALSE | FALSE | 0 | 0 | TRUE | TRUE | FALSE | FALSE | 0 | 0 | #N/A | #N/A | #N/A | 0 | 0 | 0 | 0 | 0 | 0 | 0 | 0 | #N/A | 100000 | #N/A | 100000 | #N/A | 0 | #N/A | 0 | #N/A | 0.005307 | #N/A | 0.005307 |  | 560 | #N/A | #N/A | #N/A | #N/A | #N/A | #N/A | 0 | 560 | 0 | #N/A | 0 | N/A | 0 | N/A |  | 560 | 0 | #N/A | #N/A | #N/A | #N/A | 0 | 0
[6 empty] | 561 | [15 empty] | 0 | 0 | 0 | 0 |  | 0 | 0 |  | TRUE | 0 | 0 | 0 | FALSE | +00 | +00 | TRUE | TRUE | FALSE | FALSE | 0 | 0 | TRUE | TRUE | FALSE | FALSE | 0 | 0 | #N/A | #N/A | #N/A | 0 | 0 | 0 | 0 | 0 | 0 | 0 | 0 | #N/A | 100000 | #N/A | 100000 | #N/A | 0 | #N/A | 0 | #N/A | 0.005307 | #N/A | 0.005307 |  | 561 | #N/A | #N/A | #N/A | #N/A | #N/A | #N/A | 0 | 561 | 0 | #N/A | 0 | N/A | 0 | N/A |  | 561 | 0 | #N/A | #N/A | #N/A | #N/A | 0 | 0
[6 empty] | 562 | [15 empty] | 0 | 0 | 0 | 0 |  | 0 | 0 |  | TRUE | 0 | 0 | 0 | FALSE | +00 | +00 | TRUE | TRUE | FALSE | FALSE | 0 | 0 | TRUE | TRUE | FALSE | FALSE | 0 | 0 | #N/A | #N/A | #N/A | 0 | 0 | 0 | 0 | 0 | 0 | 0 | 0 | #N/A | 100000 | #N/A | 100000 | #N/A | 0 | #N/A | 0 | #N/A | 0.005307 | #N/A | 0.005307 |  | 562 | #N/A | #N/A | #N/A | #N/A | #N/A | #N/A | 0 | 562 | 0 | #N/A | 0 | N/A | 0 | N/A |  | 562 | 0 | #N/A | #N/A | #N/A | #N/A | 0 | 0
[6 empty] | 563 | [15 empty] | 0 | 0 | 0 | 0 |  | 0 | 0 |  | TRUE | 0 | 0 | 0 | FALSE | +00 | +00 | TRUE | TRUE | FALSE | FALSE | 0 | 0 | TRUE | TRUE | FALSE | FALSE | 0 | 0 | #N/A | #N/A | #N/A | 0 | 0 | 0 | 0 | 0 | 0 | 0 | 0 | #N/A | 100000 | #N/A | 100000 | #N/A | 0 | #N/A | 0 | #N/A | 0.005307 | #N/A | 0.005307 |  | 563 | #N/A | #N/A | #N/A | #N/A | #N/A | #N/A | 0 | 563 | 0 | #N/A | 0 | N/A | 0 | N/A |  | 563 | 0 | #N/A | #N/A | #N/A | #N/A | 0 | 0
[6 empty] | 564 | [15 empty] | 0 | 0 | 0 | 0 |  | 0 | 0 |  | TRUE | 0 | 0 | 0 | FALSE | +00 | +00 | TRUE | TRUE | FALSE | FALSE | 0 | 0 | TRUE | TRUE | FALSE | FALSE | 0 | 0 | #N/A | #N/A | #N/A | 0 | 0 | 0 | 0 | 0 | 0 | 0 | 0 | #N/A | 100000 | #N/A | 100000 | #N/A | 0 | #N/A | 0 | #N/A | 0.005307 | #N/A | 0.005307 |  | 564 | #N/A | #N/A | #N/A | #N/A | #N/A | #N/A | 0 | 564 | 0 | #N/A | 0 | N/A | 0 | N/A |  | 564 | 0 | #N/A | #N/A | #N/A | #N/A | 0 | 0
[6 empty] | 565 | [15 empty] | 0 | 0 | 0 | 0 |  | 0 | 0 |  | TRUE | 0 | 0 | 0 | FALSE | +00 | +00 | TRUE | TRUE | FALSE | FALSE | 0 | 0 | TRUE | TRUE | FALSE | FALSE | 0 | 0 | #N/A | #N/A | #N/A | 0 | 0 | 0 | 0 | 0 | 0 | 0 | 0 | #N/A | 100000 | #N/A | 100000 | #N/A | 0 | #N/A | 0 | #N/A | 0.005307 | #N/A | 0.005307 |  | 565 | #N/A | #N/A | #N/A | #N/A | #N/A | #N/A | 0 | 565 | 0 | #N/A | 0 | N/A | 0 | N/A |  | 565 | 0 | #N/A | #N/A | #N/A | #N/A | 0 | 0
[6 empty] | 566 | [15 empty] | 0 | 0 | 0 | 0 |  | 0 | 0 |  | TRUE | 0 | 0 | 0 | FALSE | +00 | +00 | TRUE | TRUE | FALSE | FALSE | 0 | 0 | TRUE | TRUE | FALSE | FALSE | 0 | 0 | #N/A | #N/A | #N/A | 0 | 0 | 0 | 0 | 0 | 0 | 0 | 0 | #N/A | 100000 | #N/A | 100000 | #N/A | 0 | #N/A | 0 | #N/A | 0.005307 | #N/A | 0.005307 |  | 566 | #N/A | #N/A | #N/A | #N/A | #N/A | #N/A | 0 | 566 | 0 | #N/A | 0 | N/A | 0 | N/A |  | 566 | 0 | #N/A | #N/A | #N/A | #N/A | 0 | 0
[6 empty] | 567 | [15 empty] | 0 | 0 | 0 | 0 |  | 0 | 0 |  | TRUE | 0 | 0 | 0 | FALSE | +00 | +00 | TRUE | TRUE | FALSE | FALSE | 0 | 0 | TRUE | TRUE | FALSE | FALSE | 0 | 0 | #N/A | #N/A | #N/A | 0 | 0 | 0 | 0 | 0 | 0 | 0 | 0 | #N/A | 100000 | #N/A | 100000 | #N/A | 0 | #N/A | 0 | #N/A | 0.005307 | #N/A | 0.005307 |  | 567 | #N/A | #N/A | #N/A | #N/A | #N/A | #N/A | 0 | 567 | 0 | #N/A | 0 | N/A | 0 | N/A |  | 567 | 0 | #N/A | #N/A | #N/A | #N/A | 0 | 0
[6 empty] | 568 | [15 empty] | 0 | 0 | 0 | 0 |  | 0 | 0 |  | TRUE | 0 | 0 | 0 | FALSE | +00 | +00 | TRUE | TRUE | FALSE | FALSE | 0 | 0 | TRUE | TRUE | FALSE | FALSE | 0 | 0 | #N/A | #N/A | #N/A | 0 | 0 | 0 | 0 | 0 | 0 | 0 | 0 | #N/A | 100000 | #N/A | 100000 | #N/A | 0 | #N/A | 0 | #N/A | 0.005307 | #N/A | 0.005307 |  | 568 | #N/A | #N/A | #N/A | #N/A | #N/A | #N/A | 0 | 568 | 0 | #N/A | 0 | N/A | 0 | N/A |  | 568 | 0 | #N/A | #N/A | #N/A | #N/A | 0 | 0
[6 empty] | 569 | [15 empty] | 0 | 0 | 0 | 0 |  | 0 | 0 |  | TRUE | 0 | 0 | 0 | FALSE | +00 | +00 | TRUE | TRUE | FALSE | FALSE | 0 | 0 | TRUE | TRUE | FALSE | FALSE | 0 | 0 | #N/A | #N/A | #N/A | 0 | 0 | 0 | 0 | 0 | 0 | 0 | 0 | #N/A | 100000 | #N/A | 100000 | #N/A | 0 | #N/A | 0 | #N/A | 0.005307 | #N/A | 0.005307 |  | 569 | #N/A | #N/A | #N/A | #N/A | #N/A | #N/A | 0 | 569 | 0 | #N/A | 0 | N/A | 0 | N/A |  | 569 | 0 | #N/A | #N/A | #N/A | #N/A | 0 | 0
[6 empty] | 570 | [15 empty] | 0 | 0 | 0 | 0 |  | 0 | 0 |  | TRUE | 0 | 0 | 0 | FALSE | +00 | +00 | TRUE | TRUE | FALSE | FALSE | 0 | 0 | TRUE | TRUE | FALSE | FALSE | 0 | 0 | #N/A | #N/A | #N/A | 0 | 0 | 0 | 0 | 0 | 0 | 0 | 0 | #N/A | 100000 | #N/A | 100000 | #N/A | 0 | #N/A | 0 | #N/A | 0.005307 | #N/A | 0.005307 |  | 570 | #N/A | #N/A | #N/A | #N/A | #N/A | #N/A | 0 | 570 | 0 | #N/A | 0 | N/A | 0 | N/A |  | 570 | 0 | #N/A | #N/A | #N/A | #N/A | 0 | 0
[6 empty] | 571 | [15 empty] | 0 | 0 | 0 | 0 |  | 0 | 0 |  | TRUE | 0 | 0 | 0 | FALSE | +00 | +00 | TRUE | TRUE | FALSE | FALSE | 0 | 0 | TRUE | TRUE | FALSE | FALSE | 0 | 0 | #N/A | #N/A | #N/A | 0 | 0 | 0 | 0 | 0 | 0 | 0 | 0 | #N/A | 100000 | #N/A | 100000 | #N/A | 0 | #N/A | 0 | #N/A | 0.005307 | #N/A | 0.005307 |  | 571 | #N/A | #N/A | #N/A | #N/A | #N/A | #N/A | 0 | 571 | 0 | #N/A | 0 | N/A | 0 | N/A |  | 571 | 0 | #N/A | #N/A | #N/A | #N/A | 0 | 0
[6 empty] | 572 | [15 empty] | 0 | 0 | 0 | 0 |  | 0 | 0 |  | TRUE | 0 | 0 | 0 | FALSE | +00 | +00 | TRUE | TRUE | FALSE | FALSE | 0 | 0 | TRUE | TRUE | FALSE | FALSE | 0 | 0 | #N/A | #N/A | #N/A | 0 | 0 | 0 | 0 | 0 | 0 | 0 | 0 | #N/A | 100000 | #N/A | 100000 | #N/A | 0 | #N/A | 0 | #N/A | 0.005307 | #N/A | 0.005307 |  | 572 | #N/A | #N/A | #N/A | #N/A | #N/A | #N/A | 0 | 572 | 0 | #N/A | 0 | N/A | 0 | N/A |  | 572 | 0 | #N/A | #N/A | #N/A | #N/A | 0 | 0
[6 empty] | 573 | [15 empty] | 0 | 0 | 0 | 0 |  | 0 | 0 |  | TRUE | 0 | 0 | 0 | FALSE | +00 | +00 | TRUE | TRUE | FALSE | FALSE | 0 | 0 | TRUE | TRUE | FALSE | FALSE | 0 | 0 | #N/A | #N/A | #N/A | 0 | 0 | 0 | 0 | 0 | 0 | 0 | 0 | #N/A | 100000 | #N/A | 100000 | #N/A | 0 | #N/A | 0 | #N/A | 0.005307 | #N/A | 0.005307 |  | 573 | #N/A | #N/A | #N/A | #N/A | #N/A | #N/A | 0 | 573 | 0 | #N/A | 0 | N/A | 0 | N/A |  | 573 | 0 | #N/A | #N/A | #N/A | #N/A | 0 | 0
[6 empty] | 574 | [15 empty] | 0 | 0 | 0 | 0 |  | 0 | 0 |  | TRUE | 0 | 0 | 0 | FALSE | +00 | +00 | TRUE | TRUE | FALSE | FALSE | 0 | 0 | TRUE | TRUE | FALSE | FALSE | 0 | 0 | #N/A | #N/A | #N/A | 0 | 0 | 0 | 0 | 0 | 0 | 0 | 0 | #N/A | 100000 | #N/A | 100000 | #N/A | 0 | #N/A | 0 | #N/A | 0.005307 | #N/A | 0.005307 |  | 574 | #N/A | #N/A | #N/A | #N/A | #N/A | #N/A | 0 | 574 | 0 | #N/A | 0 | N/A | 0 | N/A |  | 574 | 0 | #N/A | #N/A | #N/A | #N/A | 0 | 0
[6 empty] | 575 | [15 empty] | 0 | 0 | 0 | 0 |  | 0 | 0 |  | TRUE | 0 | 0 | 0 | FALSE | +00 | +00 | TRUE | TRUE | FALSE | FALSE | 0 | 0 | TRUE | TRUE | FALSE | FALSE | 0 | 0 | #N/A | #N/A | #N/A | 0 | 0 | 0 | 0 | 0 | 0 | 0 | 0 | #N/A | 100000 | #N/A | 100000 | #N/A | 0 | #N/A | 0 | #N/A | 0.005307 | #N/A | 0.005307 |  | 575 | #N/A | #N/A | #N/A | #N/A | #N/A | #N/A | 0 | 575 | 0 | #N/A | 0 | N/A | 0 | N/A |  | 575 | 0 | #N/A | #N/A | #N/A | #N/A | 0 | 0
[6 empty] | 576 | [15 empty] | 0 | 0 | 0 | 0 |  | 0 | 0 |  | TRUE | 0 | 0 | 0 | FALSE | +00 | +00 | TRUE | TRUE | FALSE | FALSE | 0 | 0 | TRUE | TRUE | FALSE | FALSE | 0 | 0 | #N/A | #N/A | #N/A | 0 | 0 | 0 | 0 | 0 | 0 | 0 | 0 | #N/A | 100000 | #N/A | 100000 | #N/A | 0 | #N/A | 0 | #N/A | 0.005307 | #N/A | 0.005307 |  | 576 | #N/A | #N/A | #N/A | #N/A | #N/A | #N/A | 0 | 576 | 0 | #N/A | 0 | N/A | 0 | N/A |  | 576 | 0 | #N/A | #N/A | #N/A | #N/A | 0 | 0
[6 empty] | 577 | [15 empty] | 0 | 0 | 0 | 0 |  | 0 | 0 |  | TRUE | 0 | 0 | 0 | FALSE | +00 | +00 | TRUE | TRUE | FALSE | FALSE | 0 | 0 | TRUE | TRUE | FALSE | FALSE | 0 | 0 | #N/A | #N/A | #N/A | 0 | 0 | 0 | 0 | 0 | 0 | 0 | 0 | #N/A | 100000 | #N/A | 100000 | #N/A | 0 | #N/A | 0 | #N/A | 0.005307 | #N/A | 0.005307 |  | 577 | #N/A | #N/A | #N/A | #N/A | #N/A | #N/A | 0 | 577 | 0 | #N/A | 0 | N/A | 0 | N/A |  | 577 | 0 | #N/A | #N/A | #N/A | #N/A | 0 | 0
[6 empty] | 578 | [15 empty] | 0 | 0 | 0 | 0 |  | 0 | 0 |  | TRUE | 0 | 0 | 0 | FALSE | +00 | +00 | TRUE | TRUE | FALSE | FALSE | 0 | 0 | TRUE | TRUE | FALSE | FALSE | 0 | 0 | #N/A | #N/A | #N/A | 0 | 0 | 0 | 0 | 0 | 0 | 0 | 0 | #N/A | 100000 | #N/A | 100000 | #N/A | 0 | #N/A | 0 | #N/A | 0.005307 | #N/A | 0.005307 |  | 578 | #N/A | #N/A | #N/A | #N/A | #N/A | #N/A | 0 | 578 | 0 | #N/A | 0 | N/A | 0 | N/A |  | 578 | 0 | #N/A | #N/A | #N/A | #N/A | 0 | 0
[6 empty] | 579 | [15 empty] | 0 | 0 | 0 | 0 |  | 0 | 0 |  | TRUE | 0 | 0 | 0 | FALSE | +00 | +00 | TRUE | TRUE | FALSE | FALSE | 0 | 0 | TRUE | TRUE | FALSE | FALSE | 0 | 0 | #N/A | #N/A | #N/A | 0 | 0 | 0 | 0 | 0 | 0 | 0 | 0 | #N/A | 100000 | #N/A | 100000 | #N/A | 0 | #N/A | 0 | #N/A | 0.005307 | #N/A | 0.005307 |  | 579 | #N/A | #N/A | #N/A | #N/A | #N/A | #N/A | 0 | 579 | 0 | #N/A | 0 | N/A | 0 | N/A |  | 579 | 0 | #N/A | #N/A | #N/A | #N/A | 0 | 0
[6 empty] | 580 | [15 empty] | 0 | 0 | 0 | 0 |  | 0 | 0 |  | TRUE | 0 | 0 | 0 | FALSE | +00 | +00 | TRUE | TRUE | FALSE | FALSE | 0 | 0 | TRUE | TRUE | FALSE | FALSE | 0 | 0 | #N/A | #N/A | #N/A | 0 | 0 | 0 | 0 | 0 | 0 | 0 | 0 | #N/A | 100000 | #N/A | 100000 | #N/A | 0 | #N/A | 0 | #N/A | 0.005307 | #N/A | 0.005307 |  | 580 | #N/A | #N/A | #N/A | #N/A | #N/A | #N/A | 0 | 580 | 0 | #N/A | 0 | N/A | 0 | N/A |  | 580 | 0 | #N/A | #N/A | #N/A | #N/A | 0 | 0
[6 empty] | 581 | [15 empty] | 0 | 0 | 0 | 0 |  | 0 | 0 |  | TRUE | 0 | 0 | 0 | FALSE | +00 | +00 | TRUE | TRUE | FALSE | FALSE | 0 | 0 | TRUE | TRUE | FALSE | FALSE | 0 | 0 | #N/A | #N/A | #N/A | 0 | 0 | 0 | 0 | 0 | 0 | 0 | 0 | #N/A | 100000 | #N/A | 100000 | #N/A | 0 | #N/A | 0 | #N/A | 0.005307 | #N/A | 0.005307 |  | 581 | #N/A | #N/A | #N/A | #N/A | #N/A | #N/A | 0 | 581 | 0 | #N/A | 0 | N/A | 0 | N/A |  | 581 | 0 | #N/A | #N/A | #N/A | #N/A | 0 | 0
[6 empty] | 582 | [15 empty] | 0 | 0 | 0 | 0 |  | 0 | 0 |  | TRUE | 0 | 0 | 0 | FALSE | +00 | +00 | TRUE | TRUE | FALSE | FALSE | 0 | 0 | TRUE | TRUE | FALSE | FALSE | 0 | 0 | #N/A | #N/A | #N/A | 0 | 0 | 0 | 0 | 0 | 0 | 0 | 0 | #N/A | 100000 | #N/A | 100000 | #N/A | 0 | #N/A | 0 | #N/A | 0.005307 | #N/A | 0.005307 |  | 582 | #N/A | #N/A | #N/A | #N/A | #N/A | #N/A | 0 | 582 | 0 | #N/A | 0 | N/A | 0 | N/A |  | 582 | 0 | #N/A | #N/A | #N/A | #N/A | 0 | 0
[6 empty] | 583 | [15 empty] | 0 | 0 | 0 | 0 |  | 0 | 0 |  | TRUE | 0 | 0 | 0 | FALSE | +00 | +00 | TRUE | TRUE | FALSE | FALSE | 0 | 0 | TRUE | TRUE | FALSE | FALSE | 0 | 0 | #N/A | #N/A | #N/A | 0 | 0 | 0 | 0 | 0 | 0 | 0 | 0 | #N/A | 100000 | #N/A | 100000 | #N/A | 0 | #N/A | 0 | #N/A | 0.005307 | #N/A | 0.005307 |  | 583 | #N/A | #N/A | #N/A | #N/A | #N/A | #N/A | 0 | 583 | 0 | #N/A | 0 | N/A | 0 | N/A |  | 583 | 0 | #N/A | #N/A | #N/A | #N/A | 0 | 0
[6 empty] | 584 | [15 empty] | 0 | 0 | 0 | 0 |  | 0 | 0 |  | TRUE | 0 | 0 | 0 | FALSE | +00 | +00 | TRUE | TRUE | FALSE | FALSE | 0 | 0 | TRUE | TRUE | FALSE | FALSE | 0 | 0 | #N/A | #N/A | #N/A | 0 | 0 | 0 | 0 | 0 | 0 | 0 | 0 | #N/A | 100000 | #N/A | 100000 | #N/A | 0 | #N/A | 0 | #N/A | 0.005307 | #N/A | 0.005307 |  | 584 | #N/A | #N/A | #N/A | #N/A | #N/A | #N/A | 0 | 584 | 0 | #N/A | 0 | N/A | 0 | N/A |  | 584 | 0 | #N/A | #N/A | #N/A | #N/A | 0 | 0
[6 empty] | 585 | [15 empty] | 0 | 0 | 0 | 0 |  | 0 | 0 |  | TRUE | 0 | 0 | 0 | FALSE | +00 | +00 | TRUE | TRUE | FALSE | FALSE | 0 | 0 | TRUE | TRUE | FALSE | FALSE | 0 | 0 | #N/A | #N/A | #N/A | 0 | 0 | 0 | 0 | 0 | 0 | 0 | 0 | #N/A | 100000 | #N/A | 100000 | #N/A | 0 | #N/A | 0 | #N/A | 0.005307 | #N/A | 0.005307 |  | 585 | #N/A | #N/A | #N/A | #N/A | #N/A | #N/A | 0 | 585 | 0 | #N/A | 0 | N/A | 0 | N/A |  | 585 | 0 | #N/A | #N/A | #N/A | #N/A | 0 | 0
[6 empty] | 586 | [15 empty] | 0 | 0 | 0 | 0 |  | 0 | 0 |  | TRUE | 0 | 0 | 0 | FALSE | +00 | +00 | TRUE | TRUE | FALSE | FALSE | 0 | 0 | TRUE | TRUE | FALSE | FALSE | 0 | 0 | #N/A | #N/A | #N/A | 0 | 0 | 0 | 0 | 0 | 0 | 0 | 0 | #N/A | 100000 | #N/A | 100000 | #N/A | 0 | #N/A | 0 | #N/A | 0.005307 | #N/A | 0.005307 |  | 586 | #N/A | #N/A | #N/A | #N/A | #N/A | #N/A | 0 | 586 | 0 | #N/A | 0 | N/A | 0 | N/A |  | 586 | 0 | #N/A | #N/A | #N/A | #N/A | 0 | 0
[6 empty] | 587 | [15 empty] | 0 | 0 | 0 | 0 |  | 0 | 0 |  | TRUE | 0 | 0 | 0 | FALSE | +00 | +00 | TRUE | TRUE | FALSE | FALSE | 0 | 0 | TRUE | TRUE | FALSE | FALSE | 0 | 0 | #N/A | #N/A | #N/A | 0 | 0 | 0 | 0 | 0 | 0 | 0 | 0 | #N/A | 100000 | #N/A | 100000 | #N/A | 0 | #N/A | 0 | #N/A | 0.005307 | #N/A | 0.005307 |  | 587 | #N/A | #N/A | #N/A | #N/A | #N/A | #N/A | 0 | 587 | 0 | #N/A | 0 | N/A | 0 | N/A |  | 587 | 0 | #N/A | #N/A | #N/A | #N/A | 0 | 0
[6 empty] | 588 | [15 empty] | 0 | 0 | 0 | 0 |  | 0 | 0 |  | TRUE | 0 | 0 | 0 | FALSE | +00 | +00 | TRUE | TRUE | FALSE | FALSE | 0 | 0 | TRUE | TRUE | FALSE | FALSE | 0 | 0 | #N/A | #N/A | #N/A | 0 | 0 | 0 | 0 | 0 | 0 | 0 | 0 | #N/A | 100000 | #N/A | 100000 | #N/A | 0 | #N/A | 0 | #N/A | 0.005307 | #N/A | 0.005307 |  | 588 | #N/A | #N/A | #N/A | #N/A | #N/A | #N/A | 0 | 588 | 0 | #N/A | 0 | N/A | 0 | N/A |  | 588 | 0 | #N/A | #N/A | #N/A | #N/A | 0 | 0
[6 empty] | 589 | [15 empty] | 0 | 0 | 0 | 0 |  | 0 | 0 |  | TRUE | 0 | 0 | 0 | FALSE | +00 | +00 | TRUE | TRUE | FALSE | FALSE | 0 | 0 | TRUE | TRUE | FALSE | FALSE | 0 | 0 | #N/A | #N/A | #N/A | 0 | 0 | 0 | 0 | 0 | 0 | 0 | 0 | #N/A | 100000 | #N/A | 100000 | #N/A | 0 | #N/A | 0 | #N/A | 0.005307 | #N/A | 0.005307 |  | 589 | #N/A | #N/A | #N/A | #N/A | #N/A | #N/A | 0 | 589 | 0 | #N/A | 0 | N/A | 0 | N/A |  | 589 | 0 | #N/A | #N/A | #N/A | #N/A | 0 | 0
[6 empty] | 590 | [15 empty] | 0 | 0 | 0 | 0 |  | 0 | 0 |  | TRUE | 0 | 0 | 0 | FALSE | +00 | +00 | TRUE | TRUE | FALSE | FALSE | 0 | 0 | TRUE | TRUE | FALSE | FALSE | 0 | 0 | #N/A | #N/A | #N/A | 0 | 0 | 0 | 0 | 0 | 0 | 0 | 0 | #N/A | 100000 | #N/A | 100000 | #N/A | 0 | #N/A | 0 | #N/A | 0.005307 | #N/A | 0.005307 |  | 590 | #N/A | #N/A | #N/A | #N/A | #N/A | #N/A | 0 | 590 | 0 | #N/A | 0 | N/A | 0 | N/A |  | 590 | 0 | #N/A | #N/A | #N/A | #N/A | 0 | 0
[6 empty] | 591 | [15 empty] | 0 | 0 | 0 | 0 |  | 0 | 0 |  | TRUE | 0 | 0 | 0 | FALSE | +00 | +00 | TRUE | TRUE | FALSE | FALSE | 0 | 0 | TRUE | TRUE | FALSE | FALSE | 0 | 0 | #N/A | #N/A | #N/A | 0 | 0 | 0 | 0 | 0 | 0 | 0 | 0 | #N/A | 100000 | #N/A | 100000 | #N/A | 0 | #N/A | 0 | #N/A | 0.005307 | #N/A | 0.005307 |  | 591 | #N/A | #N/A | #N/A | #N/A | #N/A | #N/A | 0 | 591 | 0 | #N/A | 0 | N/A | 0 | N/A |  | 591 | 0 | #N/A | #N/A | #N/A | #N/A | 0 | 0
[6 empty] | 592 | [15 empty] | 0 | 0 | 0 | 0 |  | 0 | 0 |  | TRUE | 0 | 0 | 0 | FALSE | +00 | +00 | TRUE | TRUE | FALSE | FALSE | 0 | 0 | TRUE | TRUE | FALSE | FALSE | 0 | 0 | #N/A | #N/A | #N/A | 0 | 0 | 0 | 0 | 0 | 0 | 0 | 0 | #N/A | 100000 | #N/A | 100000 | #N/A | 0 | #N/A | 0 | #N/A | 0.005307 | #N/A | 0.005307 |  | 592 | #N/A | #N/A | #N/A | #N/A | #N/A | #N/A | 0 | 592 | 0 | #N/A | 0 | N/A | 0 | N/A |  | 592 | 0 | #N/A | #N/A | #N/A | #N/A | 0 | 0
[6 empty] | 593 | [15 empty] | 0 | 0 | 0 | 0 |  | 0 | 0 |  | TRUE | 0 | 0 | 0 | FALSE | +00 | +00 | TRUE | TRUE | FALSE | FALSE | 0 | 0 | TRUE | TRUE | FALSE | FALSE | 0 | 0 | #N/A | #N/A | #N/A | 0 | 0 | 0 | 0 | 0 | 0 | 0 | 0 | #N/A | 100000 | #N/A | 100000 | #N/A | 0 | #N/A | 0 | #N/A | 0.005307 | #N/A | 0.005307 |  | 593 | #N/A | #N/A | #N/A | #N/A | #N/A | #N/A | 0 | 593 | 0 | #N/A | 0 | N/A | 0 | N/A |  | 593 | 0 | #N/A | #N/A | #N/A | #N/A | 0 | 0
[6 empty] | 594 | [15 empty] | 0 | 0 | 0 | 0 |  | 0 | 0 |  | TRUE | 0 | 0 | 0 | FALSE | +00 | +00 | TRUE | TRUE | FALSE | FALSE | 0 | 0 | TRUE | TRUE | FALSE | FALSE | 0 | 0 | #N/A | #N/A | #N/A | 0 | 0 | 0 | 0 | 0 | 0 | 0 | 0 | #N/A | 100000 | #N/A | 100000 | #N/A | 0 | #N/A | 0 | #N/A | 0.005307 | #N/A | 0.005307 |  | 594 | #N/A | #N/A | #N/A | #N/A | #N/A | #N/A | 0 | 594 | 0 | #N/A | 0 | N/A | 0 | N/A |  | 594 | 0 | #N/A | #N/A | #N/A | #N/A | 0 | 0
[6 empty] | 595 | [15 empty] | 0 | 0 | 0 | 0 |  | 0 | 0 |  | TRUE | 0 | 0 | 0 | FALSE | +00 | +00 | TRUE | TRUE | FALSE | FALSE | 0 | 0 | TRUE | TRUE | FALSE | FALSE | 0 | 0 | #N/A | #N/A | #N/A | 0 | 0 | 0 | 0 | 0 | 0 | 0 | 0 | #N/A | 100000 | #N/A | 100000 | #N/A | 0 | #N/A | 0 | #N/A | 0.005307 | #N/A | 0.005307 |  | 595 | #N/A | #N/A | #N/A | #N/A | #N/A | #N/A | 0 | 595 | 0 | #N/A | 0 | N/A | 0 | N/A |  | 595 | 0 | #N/A | #N/A | #N/A | #N/A | 0 | 0
[6 empty] | 596 | [15 empty] | 0 | 0 | 0 | 0 |  | 0 | 0 |  | TRUE | 0 | 0 | 0 | FALSE | +00 | +00 | TRUE | TRUE | FALSE | FALSE | 0 | 0 | TRUE | TRUE | FALSE | FALSE | 0 | 0 | #N/A | #N/A | #N/A | 0 | 0 | 0 | 0 | 0 | 0 | 0 | 0 | #N/A | 100000 | #N/A | 100000 | #N/A | 0 | #N/A | 0 | #N/A | 0.005307 | #N/A | 0.005307 |  | 596 | #N/A | #N/A | #N/A | #N/A | #N/A | #N/A | 0 | 596 | 0 | #N/A | 0 | N/A | 0 | N/A |  | 596 | 0 | #N/A | #N/A | #N/A | #N/A | 0 | 0
[6 empty] | 597 | [15 empty] | 0 | 0 | 0 | 0 |  | 0 | 0 |  | TRUE | 0 | 0 | 0 | FALSE | +00 | +00 | TRUE | TRUE | FALSE | FALSE | 0 | 0 | TRUE | TRUE | FALSE | FALSE | 0 | 0 | #N/A | #N/A | #N/A | 0 | 0 | 0 | 0 | 0 | 0 | 0 | 0 | #N/A | 100000 | #N/A | 100000 | #N/A | 0 | #N/A | 0 | #N/A | 0.005307 | #N/A | 0.005307 |  | 597 | #N/A | #N/A | #N/A | #N/A | #N/A | #N/A | 0 | 597 | 0 | #N/A | 0 | N/A | 0 | N/A |  | 597 | 0 | #N/A | #N/A | #N/A | #N/A | 0 | 0
[6 empty] | 598 | [15 empty] | 0 | 0 | 0 | 0 |  | 0 | 0 |  | TRUE | 0 | 0 | 0 | FALSE | +00 | +00 | TRUE | TRUE | FALSE | FALSE | 0 | 0 | TRUE | TRUE | FALSE | FALSE | 0 | 0 | #N/A | #N/A | #N/A | 0 | 0 | 0 | 0 | 0 | 0 | 0 | 0 | #N/A | 100000 | #N/A | 100000 | #N/A | 0 | #N/A | 0 | #N/A | 0.005307 | #N/A | 0.005307 |  | 598 | #N/A | #N/A | #N/A | #N/A | #N/A | #N/A | 0 | 598 | 0 | #N/A | 0 | N/A | 0 | N/A |  | 598 | 0 | #N/A | #N/A | #N/A | #N/A | 0 | 0
[6 empty] | 599 | [15 empty] | 0 | 0 | 0 | 0 |  | 0 | 0 |  | TRUE | 0 | 0 | 0 | FALSE | +00 | +00 | TRUE | TRUE | FALSE | FALSE | 0 | 0 | TRUE | TRUE | FALSE | FALSE | 0 | 0 | #N/A | #N/A | #N/A | 0 | 0 | 0 | 0 | 0 | 0 | 0 | 0 | #N/A | 100000 | #N/A | 100000 | #N/A | 0 | #N/A | 0 | #N/A | 0.005307 | #N/A | 0.005307 |  | 599 | #N/A | #N/A | #N/A | #N/A | #N/A | #N/A | 0 | 599 | 0 | #N/A | 0 | N/A | 0 | N/A |  | 599 | 0 | #N/A | #N/A | #N/A | #N/A | 0 | 0
[6 empty] | 600 | [15 empty] | 0 | 0 | 0 | 0 |  | 0 | 0 |  | TRUE | 0 | 0 | 0 | FALSE | +00 | +00 | TRUE | TRUE | FALSE | FALSE | 0 | 0 | TRUE | TRUE | FALSE | FALSE | 0 | 0 | #N/A | #N/A | #N/A | 0 | 0 | 0 | 0 | 0 | 0 | 0 | 0 | #N/A | 100000 | #N/A | 100000 | #N/A | 0 | #N/A | 0 | #N/A | 0.005307 | #N/A | 0.005307 |  | 600 | #N/A | #N/A | #N/A | #N/A | #N/A | #N/A | 0 | 600 | 0 | #N/A | 0 | N/A | 0 | N/A |  | 600 | 0 | #N/A | #N/A | #N/A | #N/A | 0 | 0
[6 empty] | 601 | [15 empty] | 0 | 0 | 0 | 0 |  | 0 | 0 |  | TRUE | 0 | 0 | 0 | FALSE | +00 | +00 | TRUE | TRUE | FALSE | FALSE | 0 | 0 | TRUE | TRUE | FALSE | FALSE | 0 | 0 | #N/A | #N/A | #N/A | 0 | 0 | 0 | 0 | 0 | 0 | 0 | 0 | #N/A | 100000 | #N/A | 100000 | #N/A | 0 | #N/A | 0 | #N/A | 0.005307 | #N/A | 0.005307 |  | 601 | #N/A | #N/A | #N/A | #N/A | #N/A | #N/A | 0 | 601 | 0 | #N/A | 0 | N/A | 0 | N/A |  | 601 | 0 | #N/A | #N/A | #N/A | #N/A | 0 | 0
[6 empty] | 602 | [15 empty] | 0 | 0 | 0 | 0 |  | 0 | 0 |  | TRUE | 0 | 0 | 0 | FALSE | +00 | +00 | TRUE | TRUE | FALSE | FALSE | 0 | 0 | TRUE | TRUE | FALSE | FALSE | 0 | 0 | #N/A | #N/A | #N/A | 0 | 0 | 0 | 0 | 0 | 0 | 0 | 0 | #N/A | 100000 | #N/A | 100000 | #N/A | 0 | #N/A | 0 | #N/A | 0.005307 | #N/A | 0.005307 |  | 602 | #N/A | #N/A | #N/A | #N/A | #N/A | #N/A | 0 | 602 | 0 | #N/A | 0 | N/A | 0 | N/A |  | 602 | 0 | #N/A | #N/A | #N/A | #N/A | 0 | 0
[6 empty] | 603 | [15 empty] | 0 | 0 | 0 | 0 |  | 0 | 0 |  | TRUE | 0 | 0 | 0 | FALSE | +00 | +00 | TRUE | TRUE | FALSE | FALSE | 0 | 0 | TRUE | TRUE | FALSE | FALSE | 0 | 0 | #N/A | #N/A | #N/A | 0 | 0 | 0 | 0 | 0 | 0 | 0 | 0 | #N/A | 100000 | #N/A | 100000 | #N/A | 0 | #N/A | 0 | #N/A | 0.005307 | #N/A | 0.005307 |  | 603 | #N/A | #N/A | #N/A | #N/A | #N/A | #N/A | 0 | 603 | 0 | #N/A | 0 | N/A | 0 | N/A |  | 603 | 0 | #N/A | #N/A | #N/A | #N/A | 0 | 0
[6 empty] | 604 | [15 empty] | 0 | 0 | 0 | 0 |  | 0 | 0 |  | TRUE | 0 | 0 | 0 | FALSE | +00 | +00 | TRUE | TRUE | FALSE | FALSE | 0 | 0 | TRUE | TRUE | FALSE | FALSE | 0 | 0 | #N/A | #N/A | #N/A | 0 | 0 | 0 | 0 | 0 | 0 | 0 | 0 | #N/A | 100000 | #N/A | 100000 | #N/A | 0 | #N/A | 0 | #N/A | 0.005307 | #N/A | 0.005307 |  | 604 | #N/A | #N/A | #N/A | #N/A | #N/A | #N/A | 0 | 604 | 0 | #N/A | 0 | N/A | 0 | N/A |  | 604 | 0 | #N/A | #N/A | #N/A | #N/A | 0 | 0
[6 empty] | 605 | [15 empty] | 0 | 0 | 0 | 0 |  | 0 | 0 |  | TRUE | 0 | 0 | 0 | FALSE | +00 | +00 | TRUE | TRUE | FALSE | FALSE | 0 | 0 | TRUE | TRUE | FALSE | FALSE | 0 | 0 | #N/A | #N/A | #N/A | 0 | 0 | 0 | 0 | 0 | 0 | 0 | 0 | #N/A | 100000 | #N/A | 100000 | #N/A | 0 | #N/A | 0 | #N/A | 0.005307 | #N/A | 0.005307 |  | 605 | #N/A | #N/A | #N/A | #N/A | #N/A | #N/A | 0 | 605 | 0 | #N/A | 0 | N/A | 0 | N/A |  | 605 | 0 | #N/A | #N/A | #N/A | #N/A | 0 | 0
[6 empty] | 606 | [15 empty] | 0 | 0 | 0 | 0 |  | 0 | 0 |  | TRUE | 0 | 0 | 0 | FALSE | +00 | +00 | TRUE | TRUE | FALSE | FALSE | 0 | 0 | TRUE | TRUE | FALSE | FALSE | 0 | 0 | #N/A | #N/A | #N/A | 0 | 0 | 0 | 0 | 0 | 0 | 0 | 0 | #N/A | 100000 | #N/A | 100000 | #N/A | 0 | #N/A | 0 | #N/A | 0.005307 | #N/A | 0.005307 |  | 606 | #N/A | #N/A | #N/A | #N/A | #N/A | #N/A | 0 | 606 | 0 | #N/A | 0 | N/A | 0 | N/A |  | 606 | 0 | #N/A | #N/A | #N/A | #N/A | 0 | 0
[6 empty] | 607 | [15 empty] | 0 | 0 | 0 | 0 |  | 0 | 0 |  | TRUE | 0 | 0 | 0 | FALSE | +00 | +00 | TRUE | TRUE | FALSE | FALSE | 0 | 0 | TRUE | TRUE | FALSE | FALSE | 0 | 0 | #N/A | #N/A | #N/A | 0 | 0 | 0 | 0 | 0 | 0 | 0 | 0 | #N/A | 100000 | #N/A | 100000 | #N/A | 0 | #N/A | 0 | #N/A | 0.005307 | #N/A | 0.005307 |  | 607 | #N/A | #N/A | #N/A | #N/A | #N/A | #N/A | 0 | 607 | 0 | #N/A | 0 | N/A | 0 | N/A |  | 607 | 0 | #N/A | #N/A | #N/A | #N/A | 0 | 0
[6 empty] | 608 | [15 empty] | 0 | 0 | 0 | 0 |  | 0 | 0 |  | TRUE | 0 | 0 | 0 | FALSE | +00 | +00 | TRUE | TRUE | FALSE | FALSE | 0 | 0 | TRUE | TRUE | FALSE | FALSE | 0 | 0 | #N/A | #N/A | #N/A | 0 | 0 | 0 | 0 | 0 | 0 | 0 | 0 | #N/A | 100000 | #N/A | 100000 | #N/A | 0 | #N/A | 0 | #N/A | 0.005307 | #N/A | 0.005307 |  | 608 | #N/A | #N/A | #N/A | #N/A | #N/A | #N/A | 0 | 608 | 0 | #N/A | 0 | N/A | 0 | N/A |  | 608 | 0 | #N/A | #N/A | #N/A | #N/A | 0 | 0
[6 empty] | 609 | [15 empty] | 0 | 0 | 0 | 0 |  | 0 | 0 |  | TRUE | 0 | 0 | 0 | FALSE | +00 | +00 | TRUE | TRUE | FALSE | FALSE | 0 | 0 | TRUE | TRUE | FALSE | FALSE | 0 | 0 | #N/A | #N/A | #N/A | 0 | 0 | 0 | 0 | 0 | 0 | 0 | 0 | #N/A | 100000 | #N/A | 100000 | #N/A | 0 | #N/A | 0 | #N/A | 0.005307 | #N/A | 0.005307 |  | 609 | #N/A | #N/A | #N/A | #N/A | #N/A | #N/A | 0 | 609 | 0 | #N/A | 0 | N/A | 0 | N/A |  | 609 | 0 | #N/A | #N/A | #N/A | #N/A | 0 | 0
[6 empty] | 610 | [15 empty] | 0 | 0 | 0 | 0 |  | 0 | 0 |  | TRUE | 0 | 0 | 0 | FALSE | +00 | +00 | TRUE | TRUE | FALSE | FALSE | 0 | 0 | TRUE | TRUE | FALSE | FALSE | 0 | 0 | #N/A | #N/A | #N/A | 0 | 0 | 0 | 0 | 0 | 0 | 0 | 0 | #N/A | 100000 | #N/A | 100000 | #N/A | 0 | #N/A | 0 | #N/A | 0.005307 | #N/A | 0.005307 |  | 610 | #N/A | #N/A | #N/A | #N/A | #N/A | #N/A | 0 | 610 | 0 | #N/A | 0 | N/A | 0 | N/A |  | 610 | 0 | #N/A | #N/A | #N/A | #N/A | 0 | 0
[6 empty] | 611 | [15 empty] | 0 | 0 | 0 | 0 |  | 0 | 0 |  | TRUE | 0 | 0 | 0 | FALSE | +00 | +00 | TRUE | TRUE | FALSE | FALSE | 0 | 0 | TRUE | TRUE | FALSE | FALSE | 0 | 0 | #N/A | #N/A | #N/A | 0 | 0 | 0 | 0 | 0 | 0 | 0 | 0 | #N/A | 100000 | #N/A | 100000 | #N/A | 0 | #N/A | 0 | #N/A | 0.005307 | #N/A | 0.005307 |  | 611 | #N/A | #N/A | #N/A | #N/A | #N/A | #N/A | 0 | 611 | 0 | #N/A | 0 | N/A | 0 | N/A |  | 611 | 0 | #N/A | #N/A | #N/A | #N/A | 0 | 0
[6 empty] | 612 | [15 empty] | 0 | 0 | 0 | 0 |  | 0 | 0 |  | TRUE | 0 | 0 | 0 | FALSE | +00 | +00 | TRUE | TRUE | FALSE | FALSE | 0 | 0 | TRUE | TRUE | FALSE | FALSE | 0 | 0 | #N/A | #N/A | #N/A | 0 | 0 | 0 | 0 | 0 | 0 | 0 | 0 | #N/A | 100000 | #N/A | 100000 | #N/A | 0 | #N/A | 0 | #N/A | 0.005307 | #N/A | 0.005307 |  | 612 | #N/A | #N/A | #N/A | #N/A | #N/A | #N/A | 0 | 612 | 0 | #N/A | 0 | N/A | 0 | N/A |  | 612 | 0 | #N/A | #N/A | #N/A | #N/A | 0 | 0
[6 empty] | 613 | [15 empty] | 0 | 0 | 0 | 0 |  | 0 | 0 |  | TRUE | 0 | 0 | 0 | FALSE | +00 | +00 | TRUE | TRUE | FALSE | FALSE | 0 | 0 | TRUE | TRUE | FALSE | FALSE | 0 | 0 | #N/A | #N/A | #N/A | 0 | 0 | 0 | 0 | 0 | 0 | 0 | 0 | #N/A | 100000 | #N/A | 100000 | #N/A | 0 | #N/A | 0 | #N/A | 0.005307 | #N/A | 0.005307 |  | 613 | #N/A | #N/A | #N/A | #N/A | #N/A | #N/A | 0 | 613 | 0 | #N/A | 0 | N/A | 0 | N/A |  | 613 | 0 | #N/A | #N/A | #N/A | #N/A | 0 | 0
[6 empty] | 614 | [15 empty] | 0 | 0 | 0 | 0 |  | 0 | 0 |  | TRUE | 0 | 0 | 0 | FALSE | +00 | +00 | TRUE | TRUE | FALSE | FALSE | 0 | 0 | TRUE | TRUE | FALSE | FALSE | 0 | 0 | #N/A | #N/A | #N/A | 0 | 0 | 0 | 0 | 0 | 0 | 0 | 0 | #N/A | 100000 | #N/A | 100000 | #N/A | 0 | #N/A | 0 | #N/A | 0.005307 | #N/A | 0.005307 |  | 614 | #N/A | #N/A | #N/A | #N/A | #N/A | #N/A | 0 | 614 | 0 | #N/A | 0 | N/A | 0 | N/A |  | 614 | 0 | #N/A | #N/A | #N/A | #N/A | 0 | 0
[6 empty] | 615 | [15 empty] | 0 | 0 | 0 | 0 |  | 0 | 0 |  | TRUE | 0 | 0 | 0 | FALSE | +00 | +00 | TRUE | TRUE | FALSE | FALSE | 0 | 0 | TRUE | TRUE | FALSE | FALSE | 0 | 0 | #N/A | #N/A | #N/A | 0 | 0 | 0 | 0 | 0 | 0 | 0 | 0 | #N/A | 100000 | #N/A | 100000 | #N/A | 0 | #N/A | 0 | #N/A | 0.005307 | #N/A | 0.005307 |  | 615 | #N/A | #N/A | #N/A | #N/A | #N/A | #N/A | 0 | 615 | 0 | #N/A | 0 | N/A | 0 | N/A |  | 615 | 0 | #N/A | #N/A | #N/A | #N/A | 0 | 0
[6 empty] | 616 | [15 empty] | 0 | 0 | 0 | 0 |  | 0 | 0 |  | TRUE | 0 | 0 | 0 | FALSE | +00 | +00 | TRUE | TRUE | FALSE | FALSE | 0 | 0 | TRUE | TRUE | FALSE | FALSE | 0 | 0 | #N/A | #N/A | #N/A | 0 | 0 | 0 | 0 | 0 | 0 | 0 | 0 | #N/A | 100000 | #N/A | 100000 | #N/A | 0 | #N/A | 0 | #N/A | 0.005307 | #N/A | 0.005307 |  | 616 | #N/A | #N/A | #N/A | #N/A | #N/A | #N/A | 0 | 616 | 0 | #N/A | 0 | N/A | 0 | N/A |  | 616 | 0 | #N/A | #N/A | #N/A | #N/A | 0 | 0
[6 empty] | 617 | [15 empty] | 0 | 0 | 0 | 0 |  | 0 | 0 |  | TRUE | 0 | 0 | 0 | FALSE | +00 | +00 | TRUE | TRUE | FALSE | FALSE | 0 | 0 | TRUE | TRUE | FALSE | FALSE | 0 | 0 | #N/A | #N/A | #N/A | 0 | 0 | 0 | 0 | 0 | 0 | 0 | 0 | #N/A | 100000 | #N/A | 100000 | #N/A | 0 | #N/A | 0 | #N/A | 0.005307 | #N/A | 0.005307 |  | 617 | #N/A | #N/A | #N/A | #N/A | #N/A | #N/A | 0 | 617 | 0 | #N/A | 0 | N/A | 0 | N/A |  | 617 | 0 | #N/A | #N/A | #N/A | #N/A | 0 | 0
[6 empty] | 618 | [15 empty] | 0 | 0 | 0 | 0 |  | 0 | 0 |  | TRUE | 0 | 0 | 0 | FALSE | +00 | +00 | TRUE | TRUE | FALSE | FALSE | 0 | 0 | TRUE | TRUE | FALSE | FALSE | 0 | 0 | #N/A | #N/A | #N/A | 0 | 0 | 0 | 0 | 0 | 0 | 0 | 0 | #N/A | 100000 | #N/A | 100000 | #N/A | 0 | #N/A | 0 | #N/A | 0.005307 | #N/A | 0.005307 |  | 618 | #N/A | #N/A | #N/A | #N/A | #N/A | #N/A | 0 | 618 | 0 | #N/A | 0 | N/A | 0 | N/A |  | 618 | 0 | #N/A | #N/A | #N/A | #N/A | 0 | 0
[6 empty] | 619 | [15 empty] | 0 | 0 | 0 | 0 |  | 0 | 0 |  | TRUE | 0 | 0 | 0 | FALSE | +00 | +00 | TRUE | TRUE | FALSE | FALSE | 0 | 0 | TRUE | TRUE | FALSE | FALSE | 0 | 0 | #N/A | #N/A | #N/A | 0 | 0 | 0 | 0 | 0 | 0 | 0 | 0 | #N/A | 100000 | #N/A | 100000 | #N/A | 0 | #N/A | 0 | #N/A | 0.005307 | #N/A | 0.005307 |  | 619 | #N/A | #N/A | #N/A | #N/A | #N/A | #N/A | 0 | 619 | 0 | #N/A | 0 | N/A | 0 | N/A |  | 619 | 0 | #N/A | #N/A | #N/A | #N/A | 0 | 0
[6 empty] | 620 | [15 empty] | 0 | 0 | 0 | 0 |  | 0 | 0 |  | TRUE | 0 | 0 | 0 | FALSE | +00 | +00 | TRUE | TRUE | FALSE | FALSE | 0 | 0 | TRUE | TRUE | FALSE | FALSE | 0 | 0 | #N/A | #N/A | #N/A | 0 | 0 | 0 | 0 | 0 | 0 | 0 | 0 | #N/A | 100000 | #N/A | 100000 | #N/A | 0 | #N/A | 0 | #N/A | 0.005307 | #N/A | 0.005307 |  | 620 | #N/A | #N/A | #N/A | #N/A | #N/A | #N/A | 0 | 620 | 0 | #N/A | 0 | N/A | 0 | N/A |  | 620 | 0 | #N/A | #N/A | #N/A | #N/A | 0 | 0
[6 empty] | 621 | [15 empty] | 0 | 0 | 0 | 0 |  | 0 | 0 |  | TRUE | 0 | 0 | 0 | FALSE | +00 | +00 | TRUE | TRUE | FALSE | FALSE | 0 | 0 | TRUE | TRUE | FALSE | FALSE | 0 | 0 | #N/A | #N/A | #N/A | 0 | 0 | 0 | 0 | 0 | 0 | 0 | 0 | #N/A | 100000 | #N/A | 100000 | #N/A | 0 | #N/A | 0 | #N/A | 0.005307 | #N/A | 0.005307 |  | 621 | #N/A | #N/A | #N/A | #N/A | #N/A | #N/A | 0 | 621 | 0 | #N/A | 0 | N/A | 0 | N/A |  | 621 | 0 | #N/A | #N/A | #N/A | #N/A | 0 | 0
[6 empty] | 622 | [15 empty] | 0 | 0 | 0 | 0 |  | 0 | 0 |  | TRUE | 0 | 0 | 0 | FALSE | +00 | +00 | TRUE | TRUE | FALSE | FALSE | 0 | 0 | TRUE | TRUE | FALSE | FALSE | 0 | 0 | #N/A | #N/A | #N/A | 0 | 0 | 0 | 0 | 0 | 0 | 0 | 0 | #N/A | 100000 | #N/A | 100000 | #N/A | 0 | #N/A | 0 | #N/A | 0.005307 | #N/A | 0.005307 |  | 622 | #N/A | #N/A | #N/A | #N/A | #N/A | #N/A | 0 | 622 | 0 | #N/A | 0 | N/A | 0 | N/A |  | 622 | 0 | #N/A | #N/A | #N/A | #N/A | 0 | 0
[6 empty] | 623 | [15 empty] | 0 | 0 | 0 | 0 |  | 0 | 0 |  | TRUE | 0 | 0 | 0 | FALSE | +00 | +00 | TRUE | TRUE | FALSE | FALSE | 0 | 0 | TRUE | TRUE | FALSE | FALSE | 0 | 0 | #N/A | #N/A | #N/A | 0 | 0 | 0 | 0 | 0 | 0 | 0 | 0 | #N/A | 100000 | #N/A | 100000 | #N/A | 0 | #N/A | 0 | #N/A | 0.005307 | #N/A | 0.005307 |  | 623 | #N/A | #N/A | #N/A | #N/A | #N/A | #N/A | 0 | 623 | 0 | #N/A | 0 | N/A | 0 | N/A |  | 623 | 0 | #N/A | #N/A | #N/A | #N/A | 0 | 0
[6 empty] | 624 | [15 empty] | 0 | 0 | 0 | 0 |  | 0 | 0 |  | TRUE | 0 | 0 | 0 | FALSE | +00 | +00 | TRUE | TRUE | FALSE | FALSE | 0 | 0 | TRUE | TRUE | FALSE | FALSE | 0 | 0 | #N/A | #N/A | #N/A | 0 | 0 | 0 | 0 | 0 | 0 | 0 | 0 | #N/A | 100000 | #N/A | 100000 | #N/A | 0 | #N/A | 0 | #N/A | 0.005307 | #N/A | 0.005307 |  | 624 | #N/A | #N/A | #N/A | #N/A | #N/A | #N/A | 0 | 624 | 0 | #N/A | 0 | N/A | 0 | N/A |  | 624 | 0 | #N/A | #N/A | #N/A | #N/A | 0 | 0
[6 empty] | 625 | [15 empty] | 0 | 0 | 0 | 0 |  | 0 | 0 |  | TRUE | 0 | 0 | 0 | FALSE | +00 | +00 | TRUE | TRUE | FALSE | FALSE | 0 | 0 | TRUE | TRUE | FALSE | FALSE | 0 | 0 | #N/A | #N/A | #N/A | 0 | 0 | 0 | 0 | 0 | 0 | 0 | 0 | #N/A | 100000 | #N/A | 100000 | #N/A | 0 | #N/A | 0 | #N/A | 0.005307 | #N/A | 0.005307 |  | 625 | #N/A | #N/A | #N/A | #N/A | #N/A | #N/A | 0 | 625 | 0 | #N/A | 0 | N/A | 0 | N/A |  | 625 | 0 | #N/A | #N/A | #N/A | #N/A | 0 | 0
[6 empty] | 626 | [15 empty] | 0 | 0 | 0 | 0 |  | 0 | 0 |  | TRUE | 0 | 0 | 0 | FALSE | +00 | +00 | TRUE | TRUE | FALSE | FALSE | 0 | 0 | TRUE | TRUE | FALSE | FALSE | 0 | 0 | #N/A | #N/A | #N/A | 0 | 0 | 0 | 0 | 0 | 0 | 0 | 0 | #N/A | 100000 | #N/A | 100000 | #N/A | 0 | #N/A | 0 | #N/A | 0.005307 | #N/A | 0.005307 |  | 626 | #N/A | #N/A | #N/A | #N/A | #N/A | #N/A | 0 | 626 | 0 | #N/A | 0 | N/A | 0 | N/A |  | 626 | 0 | #N/A | #N/A | #N/A | #N/A | 0 | 0
[6 empty] | 627 | [15 empty] | 0 | 0 | 0 | 0 |  | 0 | 0 |  | TRUE | 0 | 0 | 0 | FALSE | +00 | +00 | TRUE | TRUE | FALSE | FALSE | 0 | 0 | TRUE | TRUE | FALSE | FALSE | 0 | 0 | #N/A | #N/A | #N/A | 0 | 0 | 0 | 0 | 0 | 0 | 0 | 0 | #N/A | 100000 | #N/A | 100000 | #N/A | 0 | #N/A | 0 | #N/A | 0.005307 | #N/A | 0.005307 |  | 627 | #N/A | #N/A | #N/A | #N/A | #N/A | #N/A | 0 | 627 | 0 | #N/A | 0 | N/A | 0 | N/A |  | 627 | 0 | #N/A | #N/A | #N/A | #N/A | 0 | 0
[6 empty] | 628 | [15 empty] | 0 | 0 | 0 | 0 |  | 0 | 0 |  | TRUE | 0 | 0 | 0 | FALSE | +00 | +00 | TRUE | TRUE | FALSE | FALSE | 0 | 0 | TRUE | TRUE | FALSE | FALSE | 0 | 0 | #N/A | #N/A | #N/A | 0 | 0 | 0 | 0 | 0 | 0 | 0 | 0 | #N/A | 100000 | #N/A | 100000 | #N/A | 0 | #N/A | 0 | #N/A | 0.005307 | #N/A | 0.005307 |  | 628 | #N/A | #N/A | #N/A | #N/A | #N/A | #N/A | 0 | 628 | 0 | #N/A | 0 | N/A | 0 | N/A |  | 628 | 0 | #N/A | #N/A | #N/A | #N/A | 0 | 0
[6 empty] | 629 | [15 empty] | 0 | 0 | 0 | 0 |  | 0 | 0 |  | TRUE | 0 | 0 | 0 | FALSE | +00 | +00 | TRUE | TRUE | FALSE | FALSE | 0 | 0 | TRUE | TRUE | FALSE | FALSE | 0 | 0 | #N/A | #N/A | #N/A | 0 | 0 | 0 | 0 | 0 | 0 | 0 | 0 | #N/A | 100000 | #N/A | 100000 | #N/A | 0 | #N/A | 0 | #N/A | 0.005307 | #N/A | 0.005307 |  | 629 | #N/A | #N/A | #N/A | #N/A | #N/A | #N/A | 0 | 629 | 0 | #N/A | 0 | N/A | 0 | N/A |  | 629 | 0 | #N/A | #N/A | #N/A | #N/A | 0 | 0
[6 empty] | 630 | [15 empty] | 0 | 0 | 0 | 0 |  | 0 | 0 |  | TRUE | 0 | 0 | 0 | FALSE | +00 | +00 | TRUE | TRUE | FALSE | FALSE | 0 | 0 | TRUE | TRUE | FALSE | FALSE | 0 | 0 | #N/A | #N/A | #N/A | 0 | 0 | 0 | 0 | 0 | 0 | 0 | 0 | #N/A | 100000 | #N/A | 100000 | #N/A | 0 | #N/A | 0 | #N/A | 0.005307 | #N/A | 0.005307 |  | 630 | #N/A | #N/A | #N/A | #N/A | #N/A | #N/A | 0 | 630 | 0 | #N/A | 0 | N/A | 0 | N/A |  | 630 | 0 | #N/A | #N/A | #N/A | #N/A | 0 | 0
[6 empty] | 631 | [15 empty] | 0 | 0 | 0 | 0 |  | 0 | 0 |  | TRUE | 0 | 0 | 0 | FALSE | +00 | +00 | TRUE | TRUE | FALSE | FALSE | 0 | 0 | TRUE | TRUE | FALSE | FALSE | 0 | 0 | #N/A | #N/A | #N/A | 0 | 0 | 0 | 0 | 0 | 0 | 0 | 0 | #N/A | 100000 | #N/A | 100000 | #N/A | 0 | #N/A | 0 | #N/A | 0.005307 | #N/A | 0.005307 |  | 631 | #N/A | #N/A | #N/A | #N/A | #N/A | #N/A | 0 | 631 | 0 | #N/A | 0 | N/A | 0 | N/A |  | 631 | 0 | #N/A | #N/A | #N/A | #N/A | 0 | 0
[6 empty] | 632 | [15 empty] | 0 | 0 | 0 | 0 |  | 0 | 0 |  | TRUE | 0 | 0 | 0 | FALSE | +00 | +00 | TRUE | TRUE | FALSE | FALSE | 0 | 0 | TRUE | TRUE | FALSE | FALSE | 0 | 0 | #N/A | #N/A | #N/A | 0 | 0 | 0 | 0 | 0 | 0 | 0 | 0 | #N/A | 100000 | #N/A | 100000 | #N/A | 0 | #N/A | 0 | #N/A | 0.005307 | #N/A | 0.005307 |  | 632 | #N/A | #N/A | #N/A | #N/A | #N/A | #N/A | 0 | 632 | 0 | #N/A | 0 | N/A | 0 | N/A |  | 632 | 0 | #N/A | #N/A | #N/A | #N/A | 0 | 0
[6 empty] | 633 | [15 empty] | 0 | 0 | 0 | 0 |  | 0 | 0 |  | TRUE | 0 | 0 | 0 | FALSE | +00 | +00 | TRUE | TRUE | FALSE | FALSE | 0 | 0 | TRUE | TRUE | FALSE | FALSE | 0 | 0 | #N/A | #N/A | #N/A | 0 | 0 | 0 | 0 | 0 | 0 | 0 | 0 | #N/A | 100000 | #N/A | 100000 | #N/A | 0 | #N/A | 0 | #N/A | 0.005307 | #N/A | 0.005307 |  | 633 | #N/A | #N/A | #N/A | #N/A | #N/A | #N/A | 0 | 633 | 0 | #N/A | 0 | N/A | 0 | N/A |  | 633 | 0 | #N/A | #N/A | #N/A | #N/A | 0 | 0
[6 empty] | 634 | [15 empty] | 0 | 0 | 0 | 0 |  | 0 | 0 |  | TRUE | 0 | 0 | 0 | FALSE | +00 | +00 | TRUE | TRUE | FALSE | FALSE | 0 | 0 | TRUE | TRUE | FALSE | FALSE | 0 | 0 | #N/A | #N/A | #N/A | 0 | 0 | 0 | 0 | 0 | 0 | 0 | 0 | #N/A | 100000 | #N/A | 100000 | #N/A | 0 | #N/A | 0 | #N/A | 0.005307 | #N/A | 0.005307 |  | 634 | #N/A | #N/A | #N/A | #N/A | #N/A | #N/A | 0 | 634 | 0 | #N/A | 0 | N/A | 0 | N/A |  | 634 | 0 | #N/A | #N/A | #N/A | #N/A | 0 | 0
[6 empty] | 635 | [15 empty] | 0 | 0 | 0 | 0 |  | 0 | 0 |  | TRUE | 0 | 0 | 0 | FALSE | +00 | +00 | TRUE | TRUE | FALSE | FALSE | 0 | 0 | TRUE | TRUE | FALSE | FALSE | 0 | 0 | #N/A | #N/A | #N/A | 0 | 0 | 0 | 0 | 0 | 0 | 0 | 0 | #N/A | 100000 | #N/A | 100000 | #N/A | 0 | #N/A | 0 | #N/A | 0.005307 | #N/A | 0.005307 |  | 635 | #N/A | #N/A | #N/A | #N/A | #N/A | #N/A | 0 | 635 | 0 | #N/A | 0 | N/A | 0 | N/A |  | 635 | 0 | #N/A | #N/A | #N/A | #N/A | 0 | 0
[6 empty] | 636 | [15 empty] | 0 | 0 | 0 | 0 |  | 0 | 0 |  | TRUE | 0 | 0 | 0 | FALSE | +00 | +00 | TRUE | TRUE | FALSE | FALSE | 0 | 0 | TRUE | TRUE | FALSE | FALSE | 0 | 0 | #N/A | #N/A | #N/A | 0 | 0 | 0 | 0 | 0 | 0 | 0 | 0 | #N/A | 100000 | #N/A | 100000 | #N/A | 0 | #N/A | 0 | #N/A | 0.005307 | #N/A | 0.005307 |  | 636 | #N/A | #N/A | #N/A | #N/A | #N/A | #N/A | 0 | 636 | 0 | #N/A | 0 | N/A | 0 | N/A |  | 636 | 0 | #N/A | #N/A | #N/A | #N/A | 0 | 0
[6 empty] | 637 | [15 empty] | 0 | 0 | 0 | 0 |  | 0 | 0 |  | TRUE | 0 | 0 | 0 | FALSE | +00 | +00 | TRUE | TRUE | FALSE | FALSE | 0 | 0 | TRUE | TRUE | FALSE | FALSE | 0 | 0 | #N/A | #N/A | #N/A | 0 | 0 | 0 | 0 | 0 | 0 | 0 | 0 | #N/A | 100000 | #N/A | 100000 | #N/A | 0 | #N/A | 0 | #N/A | 0.005307 | #N/A | 0.005307 |  | 637 | #N/A | #N/A | #N/A | #N/A | #N/A | #N/A | 0 | 637 | 0 | #N/A | 0 | N/A | 0 | N/A |  | 637 | 0 | #N/A | #N/A | #N/A | #N/A | 0 | 0
[6 empty] | 638 | [15 empty] | 0 | 0 | 0 | 0 |  | 0 | 0 |  | TRUE | 0 | 0 | 0 | FALSE | +00 | +00 | TRUE | TRUE | FALSE | FALSE | 0 | 0 | TRUE | TRUE | FALSE | FALSE | 0 | 0 | #N/A | #N/A | #N/A | 0 | 0 | 0 | 0 | 0 | 0 | 0 | 0 | #N/A | 100000 | #N/A | 100000 | #N/A | 0 | #N/A | 0 | #N/A | 0.005307 | #N/A | 0.005307 |  | 638 | #N/A | #N/A | #N/A | #N/A | #N/A | #N/A | 0 | 638 | 0 | #N/A | 0 | N/A | 0 | N/A |  | 638 | 0 | #N/A | #N/A | #N/A | #N/A | 0 | 0
[6 empty] | 639 | [15 empty] | 0 | 0 | 0 | 0 |  | 0 | 0 |  | TRUE | 0 | 0 | 0 | FALSE | +00 | +00 | TRUE | TRUE | FALSE | FALSE | 0 | 0 | TRUE | TRUE | FALSE | FALSE | 0 | 0 | #N/A | #N/A | #N/A | 0 | 0 | 0 | 0 | 0 | 0 | 0 | 0 | #N/A | 100000 | #N/A | 100000 | #N/A | 0 | #N/A | 0 | #N/A | 0.005307 | #N/A | 0.005307 |  | 639 | #N/A | #N/A | #N/A | #N/A | #N/A | #N/A | 0 | 639 | 0 | #N/A | 0 | N/A | 0 | N/A |  | 639 | 0 | #N/A | #N/A | #N/A | #N/A | 0 | 0
[6 empty] | 640 | [15 empty] | 0 | 0 | 0 | 0 |  | 0 | 0 |  | TRUE | 0 | 0 | 0 | FALSE | +00 | +00 | TRUE | TRUE | FALSE | FALSE | 0 | 0 | TRUE | TRUE | FALSE | FALSE | 0 | 0 | #N/A | #N/A | #N/A | 0 | 0 | 0 | 0 | 0 | 0 | 0 | 0 | #N/A | 100000 | #N/A | 100000 | #N/A | 0 | #N/A | 0 | #N/A | 0.005307 | #N/A | 0.005307 |  | 640 | #N/A | #N/A | #N/A | #N/A | #N/A | #N/A | 0 | 640 | 0 | #N/A | 0 | N/A | 0 | N/A |  | 640 | 0 | #N/A | #N/A | #N/A | #N/A | 0 | 0
[6 empty] | 641 | [15 empty] | 0 | 0 | 0 | 0 |  | 0 | 0 |  | TRUE | 0 | 0 | 0 | FALSE | +00 | +00 | TRUE | TRUE | FALSE | FALSE | 0 | 0 | TRUE | TRUE | FALSE | FALSE | 0 | 0 | #N/A | #N/A | #N/A | 0 | 0 | 0 | 0 | 0 | 0 | 0 | 0 | #N/A | 100000 | #N/A | 100000 | #N/A | 0 | #N/A | 0 | #N/A | 0.005307 | #N/A | 0.005307 |  | 641 | #N/A | #N/A | #N/A | #N/A | #N/A | #N/A | 0 | 641 | 0 | #N/A | 0 | N/A | 0 | N/A |  | 641 | 0 | #N/A | #N/A | #N/A | #N/A | 0 | 0
[6 empty] | 642 | [15 empty] | 0 | 0 | 0 | 0 |  | 0 | 0 |  | TRUE | 0 | 0 | 0 | FALSE | +00 | +00 | TRUE | TRUE | FALSE | FALSE | 0 | 0 | TRUE | TRUE | FALSE | FALSE | 0 | 0 | #N/A | #N/A | #N/A | 0 | 0 | 0 | 0 | 0 | 0 | 0 | 0 | #N/A | 100000 | #N/A | 100000 | #N/A | 0 | #N/A | 0 | #N/A | 0.005307 | #N/A | 0.005307 |  | 642 | #N/A | #N/A | #N/A | #N/A | #N/A | #N/A | 0 | 642 | 0 | #N/A | 0 | N/A | 0 | N/A |  | 642 | 0 | #N/A | #N/A | #N/A | #N/A | 0 | 0
[6 empty] | 643 | [15 empty] | 0 | 0 | 0 | 0 |  | 0 | 0 |  | TRUE | 0 | 0 | 0 | FALSE | +00 | +00 | TRUE | TRUE | FALSE | FALSE | 0 | 0 | TRUE | TRUE | FALSE | FALSE | 0 | 0 | #N/A | #N/A | #N/A | 0 | 0 | 0 | 0 | 0 | 0 | 0 | 0 | #N/A | 100000 | #N/A | 100000 | #N/A | 0 | #N/A | 0 | #N/A | 0.005307 | #N/A | 0.005307 |  | 643 | #N/A | #N/A | #N/A | #N/A | #N/A | #N/A | 0 | 643 | 0 | #N/A | 0 | N/A | 0 | N/A |  | 643 | 0 | #N/A | #N/A | #N/A | #N/A | 0 | 0
[6 empty] | 644 | [15 empty] | 0 | 0 | 0 | 0 |  | 0 | 0 |  | TRUE | 0 | 0 | 0 | FALSE | +00 | +00 | TRUE | TRUE | FALSE | FALSE | 0 | 0 | TRUE | TRUE | FALSE | FALSE | 0 | 0 | #N/A | #N/A | #N/A | 0 | 0 | 0 | 0 | 0 | 0 | 0 | 0 | #N/A | 100000 | #N/A | 100000 | #N/A | 0 | #N/A | 0 | #N/A | 0.005307 | #N/A | 0.005307 |  | 644 | #N/A | #N/A | #N/A | #N/A | #N/A | #N/A | 0 | 644 | 0 | #N/A | 0 | N/A | 0 | N/A |  | 644 | 0 | #N/A | #N/A | #N/A | #N/A | 0 | 0
[6 empty] | 645 | [15 empty] | 0 | 0 | 0 | 0 |  | 0 | 0 |  | TRUE | 0 | 0 | 0 | FALSE | +00 | +00 | TRUE | TRUE | FALSE | FALSE | 0 | 0 | TRUE | TRUE | FALSE | FALSE | 0 | 0 | #N/A | #N/A | #N/A | 0 | 0 | 0 | 0 | 0 | 0 | 0 | 0 | #N/A | 100000 | #N/A | 100000 | #N/A | 0 | #N/A | 0 | #N/A | 0.005307 | #N/A | 0.005307 |  | 645 | #N/A | #N/A | #N/A | #N/A | #N/A | #N/A | 0 | 645 | 0 | #N/A | 0 | N/A | 0 | N/A |  | 645 | 0 | #N/A | #N/A | #N/A | #N/A | 0 | 0
[6 empty] | 646 | [15 empty] | 0 | 0 | 0 | 0 |  | 0 | 0 |  | TRUE | 0 | 0 | 0 | FALSE | +00 | +00 | TRUE | TRUE | FALSE | FALSE | 0 | 0 | TRUE | TRUE | FALSE | FALSE | 0 | 0 | #N/A | #N/A | #N/A | 0 | 0 | 0 | 0 | 0 | 0 | 0 | 0 | #N/A | 100000 | #N/A | 100000 | #N/A | 0 | #N/A | 0 | #N/A | 0.005307 | #N/A | 0.005307 |  | 646 | #N/A | #N/A | #N/A | #N/A | #N/A | #N/A | 0 | 646 | 0 | #N/A | 0 | N/A | 0 | N/A |  | 646 | 0 | #N/A | #N/A | #N/A | #N/A | 0 | 0
[6 empty] | 647 | [15 empty] | 0 | 0 | 0 | 0 |  | 0 | 0 |  | TRUE | 0 | 0 | 0 | FALSE | +00 | +00 | TRUE | TRUE | FALSE | FALSE | 0 | 0 | TRUE | TRUE | FALSE | FALSE | 0 | 0 | #N/A | #N/A | #N/A | 0 | 0 | 0 | 0 | 0 | 0 | 0 | 0 | #N/A | 100000 | #N/A | 100000 | #N/A | 0 | #N/A | 0 | #N/A | 0.005307 | #N/A | 0.005307 |  | 647 | #N/A | #N/A | #N/A | #N/A | #N/A | #N/A | 0 | 647 | 0 | #N/A | 0 | N/A | 0 | N/A |  | 647 | 0 | #N/A | #N/A | #N/A | #N/A | 0 | 0
[6 empty] | 648 | [15 empty] | 0 | 0 | 0 | 0 |  | 0 | 0 |  | TRUE | 0 | 0 | 0 | FALSE | +00 | +00 | TRUE | TRUE | FALSE | FALSE | 0 | 0 | TRUE | TRUE | FALSE | FALSE | 0 | 0 | #N/A | #N/A | #N/A | 0 | 0 | 0 | 0 | 0 | 0 | 0 | 0 | #N/A | 100000 | #N/A | 100000 | #N/A | 0 | #N/A | 0 | #N/A | 0.005307 | #N/A | 0.005307 |  | 648 | #N/A | #N/A | #N/A | #N/A | #N/A | #N/A | 0 | 648 | 0 | #N/A | 0 | N/A | 0 | N/A |  | 648 | 0 | #N/A | #N/A | #N/A | #N/A | 0 | 0
[6 empty] | 649 | [15 empty] | 0 | 0 | 0 | 0 |  | 0 | 0 |  | TRUE | 0 | 0 | 0 | FALSE | +00 | +00 | TRUE | TRUE | FALSE | FALSE | 0 | 0 | TRUE | TRUE | FALSE | FALSE | 0 | 0 | #N/A | #N/A | #N/A | 0 | 0 | 0 | 0 | 0 | 0 | 0 | 0 | #N/A | 100000 | #N/A | 100000 | #N/A | 0 | #N/A | 0 | #N/A | 0.005307 | #N/A | 0.005307 |  | 649 | #N/A | #N/A | #N/A | #N/A | #N/A | #N/A | 0 | 649 | 0 | #N/A | 0 | N/A | 0 | N/A |  | 649 | 0 | #N/A | #N/A | #N/A | #N/A | 0 | 0
[6 empty] | 650 | [15 empty] | 0 | 0 | 0 | 0 |  | 0 | 0 |  | TRUE | 0 | 0 | 0 | FALSE | +00 | +00 | TRUE | TRUE | FALSE | FALSE | 0 | 0 | TRUE | TRUE | FALSE | FALSE | 0 | 0 | #N/A | #N/A | #N/A | 0 | 0 | 0 | 0 | 0 | 0 | 0 | 0 | #N/A | 100000 | #N/A | 100000 | #N/A | 0 | #N/A | 0 | #N/A | 0.005307 | #N/A | 0.005307 |  | 650 | #N/A | #N/A | #N/A | #N/A | #N/A | #N/A | 0 | 650 | 0 | #N/A | 0 | N/A | 0 | N/A |  | 650 | 0 | #N/A | #N/A | #N/A | #N/A | 0 | 0
[6 empty] | 651 | [15 empty] | 0 | 0 | 0 | 0 |  | 0 | 0 |  | TRUE | 0 | 0 | 0 | FALSE | +00 | +00 | TRUE | TRUE | FALSE | FALSE | 0 | 0 | TRUE | TRUE | FALSE | FALSE | 0 | 0 | #N/A | #N/A | #N/A | 0 | 0 | 0 | 0 | 0 | 0 | 0 | 0 | #N/A | 100000 | #N/A | 100000 | #N/A | 0 | #N/A | 0 | #N/A | 0.005307 | #N/A | 0.005307 |  | 651 | #N/A | #N/A | #N/A | #N/A | #N/A | #N/A | 0 | 651 | 0 | #N/A | 0 | N/A | 0 | N/A |  | 651 | 0 | #N/A | #N/A | #N/A | #N/A | 0 | 0
[6 empty] | 652 | [15 empty] | 0 | 0 | 0 | 0 |  | 0 | 0 |  | TRUE | 0 | 0 | 0 | FALSE | +00 | +00 | TRUE | TRUE | FALSE | FALSE | 0 | 0 | TRUE | TRUE | FALSE | FALSE | 0 | 0 | #N/A | #N/A | #N/A | 0 | 0 | 0 | 0 | 0 | 0 | 0 | 0 | #N/A | 100000 | #N/A | 100000 | #N/A | 0 | #N/A | 0 | #N/A | 0.005307 | #N/A | 0.005307 |  | 652 | #N/A | #N/A | #N/A | #N/A | #N/A | #N/A | 0 | 652 | 0 | #N/A | 0 | N/A | 0 | N/A |  | 652 | 0 | #N/A | #N/A | #N/A | #N/A | 0 | 0
[6 empty] | 653 | [15 empty] | 0 | 0 | 0 | 0 |  | 0 | 0 |  | TRUE | 0 | 0 | 0 | FALSE | +00 | +00 | TRUE | TRUE | FALSE | FALSE | 0 | 0 | TRUE | TRUE | FALSE | FALSE | 0 | 0 | #N/A | #N/A | #N/A | 0 | 0 | 0 | 0 | 0 | 0 | 0 | 0 | #N/A | 100000 | #N/A | 100000 | #N/A | 0 | #N/A | 0 | #N/A | 0.005307 | #N/A | 0.005307 |  | 653 | #N/A | #N/A | #N/A | #N/A | #N/A | #N/A | 0 | 653 | 0 | #N/A | 0 | N/A | 0 | N/A |  | 653 | 0 | #N/A | #N/A | #N/A | #N/A | 0 | 0
[6 empty] | 654 | [15 empty] | 0 | 0 | 0 | 0 |  | 0 | 0 |  | TRUE | 0 | 0 | 0 | FALSE | +00 | +00 | TRUE | TRUE | FALSE | FALSE | 0 | 0 | TRUE | TRUE | FALSE | FALSE | 0 | 0 | #N/A | #N/A | #N/A | 0 | 0 | 0 | 0 | 0 | 0 | 0 | 0 | #N/A | 100000 | #N/A | 100000 | #N/A | 0 | #N/A | 0 | #N/A | 0.005307 | #N/A | 0.005307 |  | 654 | #N/A | #N/A | #N/A | #N/A | #N/A | #N/A | 0 | 654 | 0 | #N/A | 0 | N/A | 0 | N/A |  | 654 | 0 | #N/A | #N/A | #N/A | #N/A | 0 | 0
[6 empty] | 655 | [15 empty] | 0 | 0 | 0 | 0 |  | 0 | 0 |  | TRUE | 0 | 0 | 0 | FALSE | +00 | +00 | TRUE | TRUE | FALSE | FALSE | 0 | 0 | TRUE | TRUE | FALSE | FALSE | 0 | 0 | #N/A | #N/A | #N/A | 0 | 0 | 0 | 0 | 0 | 0 | 0 | 0 | #N/A | 100000 | #N/A | 100000 | #N/A | 0 | #N/A | 0 | #N/A | 0.005307 | #N/A | 0.005307 |  | 655 | #N/A | #N/A | #N/A | #N/A | #N/A | #N/A | 0 | 655 | 0 | #N/A | 0 | N/A | 0 | N/A |  | 655 | 0 | #N/A | #N/A | #N/A | #N/A | 0 | 0
[6 empty] | 656 | [15 empty] | 0 | 0 | 0 | 0 |  | 0 | 0 |  | TRUE | 0 | 0 | 0 | FALSE | +00 | +00 | TRUE | TRUE | FALSE | FALSE | 0 | 0 | TRUE | TRUE | FALSE | FALSE | 0 | 0 | #N/A | #N/A | #N/A | 0 | 0 | 0 | 0 | 0 | 0 | 0 | 0 | #N/A | 100000 | #N/A | 100000 | #N/A | 0 | #N/A | 0 | #N/A | 0.005307 | #N/A | 0.005307 |  | 656 | #N/A | #N/A | #N/A | #N/A | #N/A | #N/A | 0 | 656 | 0 | #N/A | 0 | N/A | 0 | N/A |  | 656 | 0 | #N/A | #N/A | #N/A | #N/A | 0 | 0
[6 empty] | 657 | [15 empty] | 0 | 0 | 0 | 0 |  | 0 | 0 |  | TRUE | 0 | 0 | 0 | FALSE | +00 | +00 | TRUE | TRUE | FALSE | FALSE | 0 | 0 | TRUE | TRUE | FALSE | FALSE | 0 | 0 | #N/A | #N/A | #N/A | 0 | 0 | 0 | 0 | 0 | 0 | 0 | 0 | #N/A | 100000 | #N/A | 100000 | #N/A | 0 | #N/A | 0 | #N/A | 0.005307 | #N/A | 0.005307 |  | 657 | #N/A | #N/A | #N/A | #N/A | #N/A | #N/A | 0 | 657 | 0 | #N/A | 0 | N/A | 0 | N/A |  | 657 | 0 | #N/A | #N/A | #N/A | #N/A | 0 | 0
[6 empty] | 658 | [15 empty] | 0 | 0 | 0 | 0 |  | 0 | 0 |  | TRUE | 0 | 0 | 0 | FALSE | +00 | +00 | TRUE | TRUE | FALSE | FALSE | 0 | 0 | TRUE | TRUE | FALSE | FALSE | 0 | 0 | #N/A | #N/A | #N/A | 0 | 0 | 0 | 0 | 0 | 0 | 0 | 0 | #N/A | 100000 | #N/A | 100000 | #N/A | 0 | #N/A | 0 | #N/A | 0.005307 | #N/A | 0.005307 |  | 658 | #N/A | #N/A | #N/A | #N/A | #N/A | #N/A | 0 | 658 | 0 | #N/A | 0 | N/A | 0 | N/A |  | 658 | 0 | #N/A | #N/A | #N/A | #N/A | 0 | 0
[6 empty] | 659 | [15 empty] | 0 | 0 | 0 | 0 |  | 0 | 0 |  | TRUE | 0 | 0 | 0 | FALSE | +00 | +00 | TRUE | TRUE | FALSE | FALSE | 0 | 0 | TRUE | TRUE | FALSE | FALSE | 0 | 0 | #N/A | #N/A | #N/A | 0 | 0 | 0 | 0 | 0 | 0 | 0 | 0 | #N/A | 100000 | #N/A | 100000 | #N/A | 0 | #N/A | 0 | #N/A | 0.005307 | #N/A | 0.005307 |  | 659 | #N/A | #N/A | #N/A | #N/A | #N/A | #N/A | 0 | 659 | 0 | #N/A | 0 | N/A | 0 | N/A |  | 659 | 0 | #N/A | #N/A | #N/A | #N/A | 0 | 0
[6 empty] | 660 | [15 empty] | 0 | 0 | 0 | 0 |  | 0 | 0 |  | TRUE | 0 | 0 | 0 | FALSE | +00 | +00 | TRUE | TRUE | FALSE | FALSE | 0 | 0 | TRUE | TRUE | FALSE | FALSE | 0 | 0 | #N/A | #N/A | #N/A | 0 | 0 | 0 | 0 | 0 | 0 | 0 | 0 | #N/A | 100000 | #N/A | 100000 | #N/A | 0 | #N/A | 0 | #N/A | 0.005307 | #N/A | 0.005307 |  | 660 | #N/A | #N/A | #N/A | #N/A | #N/A | #N/A | 0 | 660 | 0 | #N/A | 0 | N/A | 0 | N/A |  | 660 | 0 | #N/A | #N/A | #N/A | #N/A | 0 | 0
[6 empty] | 661 | [15 empty] | 0 | 0 | 0 | 0 |  | 0 | 0 |  | TRUE | 0 | 0 | 0 | FALSE | +00 | +00 | TRUE | TRUE | FALSE | FALSE | 0 | 0 | TRUE | TRUE | FALSE | FALSE | 0 | 0 | #N/A | #N/A | #N/A | 0 | 0 | 0 | 0 | 0 | 0 | 0 | 0 | #N/A | 100000 | #N/A | 100000 | #N/A | 0 | #N/A | 0 | #N/A | 0.005307 | #N/A | 0.005307 |  | 661 | #N/A | #N/A | #N/A | #N/A | #N/A | #N/A | 0 | 661 | 0 | #N/A | 0 | N/A | 0 | N/A |  | 661 | 0 | #N/A | #N/A | #N/A | #N/A | 0 | 0
[6 empty] | 662 | [15 empty] | 0 | 0 | 0 | 0 |  | 0 | 0 |  | TRUE | 0 | 0 | 0 | FALSE | +00 | +00 | TRUE | TRUE | FALSE | FALSE | 0 | 0 | TRUE | TRUE | FALSE | FALSE | 0 | 0 | #N/A | #N/A | #N/A | 0 | 0 | 0 | 0 | 0 | 0 | 0 | 0 | #N/A | 100000 | #N/A | 100000 | #N/A | 0 | #N/A | 0 | #N/A | 0.005307 | #N/A | 0.005307 |  | 662 | #N/A | #N/A | #N/A | #N/A | #N/A | #N/A | 0 | 662 | 0 | #N/A | 0 | N/A | 0 | N/A |  | 662 | 0 | #N/A | #N/A | #N/A | #N/A | 0 | 0
[6 empty] | 663 | [15 empty] | 0 | 0 | 0 | 0 |  | 0 | 0 |  | TRUE | 0 | 0 | 0 | FALSE | +00 | +00 | TRUE | TRUE | FALSE | FALSE | 0 | 0 | TRUE | TRUE | FALSE | FALSE | 0 | 0 | #N/A | #N/A | #N/A | 0 | 0 | 0 | 0 | 0 | 0 | 0 | 0 | #N/A | 100000 | #N/A | 100000 | #N/A | 0 | #N/A | 0 | #N/A | 0.005307 | #N/A | 0.005307 |  | 663 | #N/A | #N/A | #N/A | #N/A | #N/A | #N/A | 0 | 663 | 0 | #N/A | 0 | N/A | 0 | N/A |  | 663 | 0 | #N/A | #N/A | #N/A | #N/A | 0 | 0
[6 empty] | 664 | [15 empty] | 0 | 0 | 0 | 0 |  | 0 | 0 |  | TRUE | 0 | 0 | 0 | FALSE | +00 | +00 | TRUE | TRUE | FALSE | FALSE | 0 | 0 | TRUE | TRUE | FALSE | FALSE | 0 | 0 | #N/A | #N/A | #N/A | 0 | 0 | 0 | 0 | 0 | 0 | 0 | 0 | #N/A | 100000 | #N/A | 100000 | #N/A | 0 | #N/A | 0 | #N/A | 0.005307 | #N/A | 0.005307 |  | 664 | #N/A | #N/A | #N/A | #N/A | #N/A | #N/A | 0 | 664 | 0 | #N/A | 0 | N/A | 0 | N/A |  | 664 | 0 | #N/A | #N/A | #N/A | #N/A | 0 | 0
[6 empty] | 665 | [15 empty] | 0 | 0 | 0 | 0 |  | 0 | 0 |  | TRUE | 0 | 0 | 0 | FALSE | +00 | +00 | TRUE | TRUE | FALSE | FALSE | 0 | 0 | TRUE | TRUE | FALSE | FALSE | 0 | 0 | #N/A | #N/A | #N/A | 0 | 0 | 0 | 0 | 0 | 0 | 0 | 0 | #N/A | 100000 | #N/A | 100000 | #N/A | 0 | #N/A | 0 | #N/A | 0.005307 | #N/A | 0.005307 |  | 665 | #N/A | #N/A | #N/A | #N/A | #N/A | #N/A | 0 | 665 | 0 | #N/A | 0 | N/A | 0 | N/A |  | 665 | 0 | #N/A | #N/A | #N/A | #N/A | 0 | 0
[6 empty] | 666 | [15 empty] | 0 | 0 | 0 | 0 |  | 0 | 0 |  | TRUE | 0 | 0 | 0 | FALSE | +00 | +00 | TRUE | TRUE | FALSE | FALSE | 0 | 0 | TRUE | TRUE | FALSE | FALSE | 0 | 0 | #N/A | #N/A | #N/A | 0 | 0 | 0 | 0 | 0 | 0 | 0 | 0 | #N/A | 100000 | #N/A | 100000 | #N/A | 0 | #N/A | 0 | #N/A | 0.005307 | #N/A | 0.005307 |  | 666 | #N/A | #N/A | #N/A | #N/A | #N/A | #N/A | 0 | 666 | 0 | #N/A | 0 | N/A | 0 | N/A |  | 666 | 0 | #N/A | #N/A | #N/A | #N/A | 0 | 0
[6 empty] | 667 | [15 empty] | 0 | 0 | 0 | 0 |  | 0 | 0 |  | TRUE | 0 | 0 | 0 | FALSE | +00 | +00 | TRUE | TRUE | FALSE | FALSE | 0 | 0 | TRUE | TRUE | FALSE | FALSE | 0 | 0 | #N/A | #N/A | #N/A | 0 | 0 | 0 | 0 | 0 | 0 | 0 | 0 | #N/A | 100000 | #N/A | 100000 | #N/A | 0 | #N/A | 0 | #N/A | 0.005307 | #N/A | 0.005307 |  | 667 | #N/A | #N/A | #N/A | #N/A | #N/A | #N/A | 0 | 667 | 0 | #N/A | 0 | N/A | 0 | N/A |  | 667 | 0 | #N/A | #N/A | #N/A | #N/A | 0 | 0
[6 empty] | 668 | [15 empty] | 0 | 0 | 0 | 0 |  | 0 | 0 |  | TRUE | 0 | 0 | 0 | FALSE | +00 | +00 | TRUE | TRUE | FALSE | FALSE | 0 | 0 | TRUE | TRUE | FALSE | FALSE | 0 | 0 | #N/A | #N/A | #N/A | 0 | 0 | 0 | 0 | 0 | 0 | 0 | 0 | #N/A | 100000 | #N/A | 100000 | #N/A | 0 | #N/A | 0 | #N/A | 0.005307 | #N/A | 0.005307 |  | 668 | #N/A | #N/A | #N/A | #N/A | #N/A | #N/A | 0 | 668 | 0 | #N/A | 0 | N/A | 0 | N/A |  | 668 | 0 | #N/A | #N/A | #N/A | #N/A | 0 | 0
[6 empty] | 669 | [15 empty] | 0 | 0 | 0 | 0 |  | 0 | 0 |  | TRUE | 0 | 0 | 0 | FALSE | +00 | +00 | TRUE | TRUE | FALSE | FALSE | 0 | 0 | TRUE | TRUE | FALSE | FALSE | 0 | 0 | #N/A | #N/A | #N/A | 0 | 0 | 0 | 0 | 0 | 0 | 0 | 0 | #N/A | 100000 | #N/A | 100000 | #N/A | 0 | #N/A | 0 | #N/A | 0.005307 | #N/A | 0.005307 |  | 669 | #N/A | #N/A | #N/A | #N/A | #N/A | #N/A | 0 | 669 | 0 | #N/A | 0 | N/A | 0 | N/A |  | 669 | 0 | #N/A | #N/A | #N/A | #N/A | 0 | 0
[6 empty] | 670 | [15 empty] | 0 | 0 | 0 | 0 |  | 0 | 0 |  | TRUE | 0 | 0 | 0 | FALSE | +00 | +00 | TRUE | TRUE | FALSE | FALSE | 0 | 0 | TRUE | TRUE | FALSE | FALSE | 0 | 0 | #N/A | #N/A | #N/A | 0 | 0 | 0 | 0 | 0 | 0 | 0 | 0 | #N/A | 100000 | #N/A | 100000 | #N/A | 0 | #N/A | 0 | #N/A | 0.005307 | #N/A | 0.005307 |  | 670 | #N/A | #N/A | #N/A | #N/A | #N/A | #N/A | 0 | 670 | 0 | #N/A | 0 | N/A | 0 | N/A |  | 670 | 0 | #N/A | #N/A | #N/A | #N/A | 0 | 0
[6 empty] | 671 | [15 empty] | 0 | 0 | 0 | 0 |  | 0 | 0 |  | TRUE | 0 | 0 | 0 | FALSE | +00 | +00 | TRUE | TRUE | FALSE | FALSE | 0 | 0 | TRUE | TRUE | FALSE | FALSE | 0 | 0 | #N/A | #N/A | #N/A | 0 | 0 | 0 | 0 | 0 | 0 | 0 | 0 | #N/A | 100000 | #N/A | 100000 | #N/A | 0 | #N/A | 0 | #N/A | 0.005307 | #N/A | 0.005307 |  | 671 | #N/A | #N/A | #N/A | #N/A | #N/A | #N/A | 0 | 671 | 0 | #N/A | 0 | N/A | 0 | N/A |  | 671 | 0 | #N/A | #N/A | #N/A | #N/A | 0 | 0
[6 empty] | 672 | [15 empty] | 0 | 0 | 0 | 0 |  | 0 | 0 |  | TRUE | 0 | 0 | 0 | FALSE | +00 | +00 | TRUE | TRUE | FALSE | FALSE | 0 | 0 | TRUE | TRUE | FALSE | FALSE | 0 | 0 | #N/A | #N/A | #N/A | 0 | 0 | 0 | 0 | 0 | 0 | 0 | 0 | #N/A | 100000 | #N/A | 100000 | #N/A | 0 | #N/A | 0 | #N/A | 0.005307 | #N/A | 0.005307 |  | 672 | #N/A | #N/A | #N/A | #N/A | #N/A | #N/A | 0 | 672 | 0 | #N/A | 0 | N/A | 0 | N/A |  | 672 | 0 | #N/A | #N/A | #N/A | #N/A | 0 | 0
[6 empty] | 673 | [15 empty] | 0 | 0 | 0 | 0 |  | 0 | 0 |  | TRUE | 0 | 0 | 0 | FALSE | +00 | +00 | TRUE | TRUE | FALSE | FALSE | 0 | 0 | TRUE | TRUE | FALSE | FALSE | 0 | 0 | #N/A | #N/A | #N/A | 0 | 0 | 0 | 0 | 0 | 0 | 0 | 0 | #N/A | 100000 | #N/A | 100000 | #N/A | 0 | #N/A | 0 | #N/A | 0.005307 | #N/A | 0.005307 |  | 673 | #N/A | #N/A | #N/A | #N/A | #N/A | #N/A | 0 | 673 | 0 | #N/A | 0 | N/A | 0 | N/A |  | 673 | 0 | #N/A | #N/A | #N/A | #N/A | 0 | 0
[6 empty] | 674 | [15 empty] | 0 | 0 | 0 | 0 |  | 0 | 0 |  | TRUE | 0 | 0 | 0 | FALSE | +00 | +00 | TRUE | TRUE | FALSE | FALSE | 0 | 0 | TRUE | TRUE | FALSE | FALSE | 0 | 0 | #N/A | #N/A | #N/A | 0 | 0 | 0 | 0 | 0 | 0 | 0 | 0 | #N/A | 100000 | #N/A | 100000 | #N/A | 0 | #N/A | 0 | #N/A | 0.005307 | #N/A | 0.005307 |  | 674 | #N/A | #N/A | #N/A | #N/A | #N/A | #N/A | 0 | 674 | 0 | #N/A | 0 | N/A | 0 | N/A |  | 674 | 0 | #N/A | #N/A | #N/A | #N/A | 0 | 0
[6 empty] | 675 | [15 empty] | 0 | 0 | 0 | 0 |  | 0 | 0 |  | TRUE | 0 | 0 | 0 | FALSE | +00 | +00 | TRUE | TRUE | FALSE | FALSE | 0 | 0 | TRUE | TRUE | FALSE | FALSE | 0 | 0 | #N/A | #N/A | #N/A | 0 | 0 | 0 | 0 | 0 | 0 | 0 | 0 | #N/A | 100000 | #N/A | 100000 | #N/A | 0 | #N/A | 0 | #N/A | 0.005307 | #N/A | 0.005307 |  | 675 | #N/A | #N/A | #N/A | #N/A | #N/A | #N/A | 0 | 675 | 0 | #N/A | 0 | N/A | 0 | N/A |  | 675 | 0 | #N/A | #N/A | #N/A | #N/A | 0 | 0
[6 empty] | 676 | [15 empty] | 0 | 0 | 0 | 0 |  | 0 | 0 |  | TRUE | 0 | 0 | 0 | FALSE | +00 | +00 | TRUE | TRUE | FALSE | FALSE | 0 | 0 | TRUE | TRUE | FALSE | FALSE | 0 | 0 | #N/A | #N/A | #N/A | 0 | 0 | 0 | 0 | 0 | 0 | 0 | 0 | #N/A | 100000 | #N/A | 100000 | #N/A | 0 | #N/A | 0 | #N/A | 0.005307 | #N/A | 0.005307 |  | 676 | #N/A | #N/A | #N/A | #N/A | #N/A | #N/A | 0 | 676 | 0 | #N/A | 0 | N/A | 0 | N/A |  | 676 | 0 | #N/A | #N/A | #N/A | #N/A | 0 | 0
[6 empty] | 677 | [15 empty] | 0 | 0 | 0 | 0 |  | 0 | 0 |  | TRUE | 0 | 0 | 0 | FALSE | +00 | +00 | TRUE | TRUE | FALSE | FALSE | 0 | 0 | TRUE | TRUE | FALSE | FALSE | 0 | 0 | #N/A | #N/A | #N/A | 0 | 0 | 0 | 0 | 0 | 0 | 0 | 0 | #N/A | 100000 | #N/A | 100000 | #N/A | 0 | #N/A | 0 | #N/A | 0.005307 | #N/A | 0.005307 |  | 677 | #N/A | #N/A | #N/A | #N/A | #N/A | #N/A | 0 | 677 | 0 | #N/A | 0 | N/A | 0 | N/A |  | 677 | 0 | #N/A | #N/A | #N/A | #N/A | 0 | 0
[6 empty] | 678 | [15 empty] | 0 | 0 | 0 | 0 |  | 0 | 0 |  | TRUE | 0 | 0 | 0 | FALSE | +00 | +00 | TRUE | TRUE | FALSE | FALSE | 0 | 0 | TRUE | TRUE | FALSE | FALSE | 0 | 0 | #N/A | #N/A | #N/A | 0 | 0 | 0 | 0 | 0 | 0 | 0 | 0 | #N/A | 100000 | #N/A | 100000 | #N/A | 0 | #N/A | 0 | #N/A | 0.005307 | #N/A | 0.005307 |  | 678 | #N/A | #N/A | #N/A | #N/A | #N/A | #N/A | 0 | 678 | 0 | #N/A | 0 | N/A | 0 | N/A |  | 678 | 0 | #N/A | #N/A | #N/A | #N/A | 0 | 0
[6 empty] | 679 | [15 empty] | 0 | 0 | 0 | 0 |  | 0 | 0 |  | TRUE | 0 | 0 | 0 | FALSE | +00 | +00 | TRUE | TRUE | FALSE | FALSE | 0 | 0 | TRUE | TRUE | FALSE | FALSE | 0 | 0 | #N/A | #N/A | #N/A | 0 | 0 | 0 | 0 | 0 | 0 | 0 | 0 | #N/A | 100000 | #N/A | 100000 | #N/A | 0 | #N/A | 0 | #N/A | 0.005307 | #N/A | 0.005307 |  | 679 | #N/A | #N/A | #N/A | #N/A | #N/A | #N/A | 0 | 679 | 0 | #N/A | 0 | N/A | 0 | N/A |  | 679 | 0 | #N/A | #N/A | #N/A | #N/A | 0 | 0
[6 empty] | 680 | [15 empty] | 0 | 0 | 0 | 0 |  | 0 | 0 |  | TRUE | 0 | 0 | 0 | FALSE | +00 | +00 | TRUE | TRUE | FALSE | FALSE | 0 | 0 | TRUE | TRUE | FALSE | FALSE | 0 | 0 | #N/A | #N/A | #N/A | 0 | 0 | 0 | 0 | 0 | 0 | 0 | 0 | #N/A | 100000 | #N/A | 100000 | #N/A | 0 | #N/A | 0 | #N/A | 0.005307 | #N/A | 0.005307 |  | 680 | #N/A | #N/A | #N/A | #N/A | #N/A | #N/A | 0 | 680 | 0 | #N/A | 0 | N/A | 0 | N/A |  | 680 | 0 | #N/A | #N/A | #N/A | #N/A | 0 | 0
[6 empty] | 681 | [15 empty] | 0 | 0 | 0 | 0 |  | 0 | 0 |  | TRUE | 0 | 0 | 0 | FALSE | +00 | +00 | TRUE | TRUE | FALSE | FALSE | 0 | 0 | TRUE | TRUE | FALSE | FALSE | 0 | 0 | #N/A | #N/A | #N/A | 0 | 0 | 0 | 0 | 0 | 0 | 0 | 0 | #N/A | 100000 | #N/A | 100000 | #N/A | 0 | #N/A | 0 | #N/A | 0.005307 | #N/A | 0.005307 |  | 681 | #N/A | #N/A | #N/A | #N/A | #N/A | #N/A | 0 | 681 | 0 | #N/A | 0 | N/A | 0 | N/A |  | 681 | 0 | #N/A | #N/A | #N/A | #N/A | 0 | 0
[6 empty] | 682 | [15 empty] | 0 | 0 | 0 | 0 |  | 0 | 0 |  | TRUE | 0 | 0 | 0 | FALSE | +00 | +00 | TRUE | TRUE | FALSE | FALSE | 0 | 0 | TRUE | TRUE | FALSE | FALSE | 0 | 0 | #N/A | #N/A | #N/A | 0 | 0 | 0 | 0 | 0 | 0 | 0 | 0 | #N/A | 100000 | #N/A | 100000 | #N/A | 0 | #N/A | 0 | #N/A | 0.005307 | #N/A | 0.005307 |  | 682 | #N/A | #N/A | #N/A | #N/A | #N/A | #N/A | 0 | 682 | 0 | #N/A | 0 | N/A | 0 | N/A |  | 682 | 0 | #N/A | #N/A | #N/A | #N/A | 0 | 0
[6 empty] | 683 | [15 empty] | 0 | 0 | 0 | 0 |  | 0 | 0 |  | TRUE | 0 | 0 | 0 | FALSE | +00 | +00 | TRUE | TRUE | FALSE | FALSE | 0 | 0 | TRUE | TRUE | FALSE | FALSE | 0 | 0 | #N/A | #N/A | #N/A | 0 | 0 | 0 | 0 | 0 | 0 | 0 | 0 | #N/A | 100000 | #N/A | 100000 | #N/A | 0 | #N/A | 0 | #N/A | 0.005307 | #N/A | 0.005307 |  | 683 | #N/A | #N/A | #N/A | #N/A | #N/A | #N/A | 0 | 683 | 0 | #N/A | 0 | N/A | 0 | N/A |  | 683 | 0 | #N/A | #N/A | #N/A | #N/A | 0 | 0
[6 empty] | 684 | [15 empty] | 0 | 0 | 0 | 0 |  | 0 | 0 |  | TRUE | 0 | 0 | 0 | FALSE | +00 | +00 | TRUE | TRUE | FALSE | FALSE | 0 | 0 | TRUE | TRUE | FALSE | FALSE | 0 | 0 | #N/A | #N/A | #N/A | 0 | 0 | 0 | 0 | 0 | 0 | 0 | 0 | #N/A | 100000 | #N/A | 100000 | #N/A | 0 | #N/A | 0 | #N/A | 0.005307 | #N/A | 0.005307 |  | 684 | #N/A | #N/A | #N/A | #N/A | #N/A | #N/A | 0 | 684 | 0 | #N/A | 0 | N/A | 0 | N/A |  | 684 | 0 | #N/A | #N/A | #N/A | #N/A | 0 | 0
[6 empty] | 685 | [15 empty] | 0 | 0 | 0 | 0 |  | 0 | 0 |  | TRUE | 0 | 0 | 0 | FALSE | +00 | +00 | TRUE | TRUE | FALSE | FALSE | 0 | 0 | TRUE | TRUE | FALSE | FALSE | 0 | 0 | #N/A | #N/A | #N/A | 0 | 0 | 0 | 0 | 0 | 0 | 0 | 0 | #N/A | 100000 | #N/A | 100000 | #N/A | 0 | #N/A | 0 | #N/A | 0.005307 | #N/A | 0.005307 |  | 685 | #N/A | #N/A | #N/A | #N/A | #N/A | #N/A | 0 | 685 | 0 | #N/A | 0 | N/A | 0 | N/A |  | 685 | 0 | #N/A | #N/A | #N/A | #N/A | 0 | 0
[6 empty] | 686 | [15 empty] | 0 | 0 | 0 | 0 |  | 0 | 0 |  | TRUE | 0 | 0 | 0 | FALSE | +00 | +00 | TRUE | TRUE | FALSE | FALSE | 0 | 0 | TRUE | TRUE | FALSE | FALSE | 0 | 0 | #N/A | #N/A | #N/A | 0 | 0 | 0 | 0 | 0 | 0 | 0 | 0 | #N/A | 100000 | #N/A | 100000 | #N/A | 0 | #N/A | 0 | #N/A | 0.005307 | #N/A | 0.005307 |  | 686 | #N/A | #N/A | #N/A | #N/A | #N/A | #N/A | 0 | 686 | 0 | #N/A | 0 | N/A | 0 | N/A |  | 686 | 0 | #N/A | #N/A | #N/A | #N/A | 0 | 0
[6 empty] | 687 | [15 empty] | 0 | 0 | 0 | 0 |  | 0 | 0 |  | TRUE | 0 | 0 | 0 | FALSE | +00 | +00 | TRUE | TRUE | FALSE | FALSE | 0 | 0 | TRUE | TRUE | FALSE | FALSE | 0 | 0 | #N/A | #N/A | #N/A | 0 | 0 | 0 | 0 | 0 | 0 | 0 | 0 | #N/A | 100000 | #N/A | 100000 | #N/A | 0 | #N/A | 0 | #N/A | 0.005307 | #N/A | 0.005307 |  | 687 | #N/A | #N/A | #N/A | #N/A | #N/A | #N/A | 0 | 687 | 0 | #N/A | 0 | N/A | 0 | N/A |  | 687 | 0 | #N/A | #N/A | #N/A | #N/A | 0 | 0
[6 empty] | 688 | [15 empty] | 0 | 0 | 0 | 0 |  | 0 | 0 |  | TRUE | 0 | 0 | 0 | FALSE | +00 | +00 | TRUE | TRUE | FALSE | FALSE | 0 | 0 | TRUE | TRUE | FALSE | FALSE | 0 | 0 | #N/A | #N/A | #N/A | 0 | 0 | 0 | 0 | 0 | 0 | 0 | 0 | #N/A | 100000 | #N/A | 100000 | #N/A | 0 | #N/A | 0 | #N/A | 0.005307 | #N/A | 0.005307 |  | 688 | #N/A | #N/A | #N/A | #N/A | #N/A | #N/A | 0 | 688 | 0 | #N/A | 0 | N/A | 0 | N/A |  | 688 | 0 | #N/A | #N/A | #N/A | #N/A | 0 | 0
[6 empty] | 689 | [15 empty] | 0 | 0 | 0 | 0 |  | 0 | 0 |  | TRUE | 0 | 0 | 0 | FALSE | +00 | +00 | TRUE | TRUE | FALSE | FALSE | 0 | 0 | TRUE | TRUE | FALSE | FALSE | 0 | 0 | #N/A | #N/A | #N/A | 0 | 0 | 0 | 0 | 0 | 0 | 0 | 0 | #N/A | 100000 | #N/A | 100000 | #N/A | 0 | #N/A | 0 | #N/A | 0.005307 | #N/A | 0.005307 |  | 689 | #N/A | #N/A | #N/A | #N/A | #N/A | #N/A | 0 | 689 | 0 | #N/A | 0 | N/A | 0 | N/A |  | 689 | 0 | #N/A | #N/A | #N/A | #N/A | 0 | 0
[6 empty] | 690 | [15 empty] | 0 | 0 | 0 | 0 |  | 0 | 0 |  | TRUE | 0 | 0 | 0 | FALSE | +00 | +00 | TRUE | TRUE | FALSE | FALSE | 0 | 0 | TRUE | TRUE | FALSE | FALSE | 0 | 0 | #N/A | #N/A | #N/A | 0 | 0 | 0 | 0 | 0 | 0 | 0 | 0 | #N/A | 100000 | #N/A | 100000 | #N/A | 0 | #N/A | 0 | #N/A | 0.005307 | #N/A | 0.005307 |  | 690 | #N/A | #N/A | #N/A | #N/A | #N/A | #N/A | 0 | 690 | 0 | #N/A | 0 | N/A | 0 | N/A |  | 690 | 0 | #N/A | #N/A | #N/A | #N/A | 0 | 0
[6 empty] | 691 | [15 empty] | 0 | 0 | 0 | 0 |  | 0 | 0 |  | TRUE | 0 | 0 | 0 | FALSE | +00 | +00 | TRUE | TRUE | FALSE | FALSE | 0 | 0 | TRUE | TRUE | FALSE | FALSE | 0 | 0 | #N/A | #N/A | #N/A | 0 | 0 | 0 | 0 | 0 | 0 | 0 | 0 | #N/A | 100000 | #N/A | 100000 | #N/A | 0 | #N/A | 0 | #N/A | 0.005307 | #N/A | 0.005307 |  | 691 | #N/A | #N/A | #N/A | #N/A | #N/A | #N/A | 0 | 691 | 0 | #N/A | 0 | N/A | 0 | N/A |  | 691 | 0 | #N/A | #N/A | #N/A | #N/A | 0 | 0
[6 empty] | 692 | [15 empty] | 0 | 0 | 0 | 0 |  | 0 | 0 |  | TRUE | 0 | 0 | 0 | FALSE | +00 | +00 | TRUE | TRUE | FALSE | FALSE | 0 | 0 | TRUE | TRUE | FALSE | FALSE | 0 | 0 | #N/A | #N/A | #N/A | 0 | 0 | 0 | 0 | 0 | 0 | 0 | 0 | #N/A | 100000 | #N/A | 100000 | #N/A | 0 | #N/A | 0 | #N/A | 0.005307 | #N/A | 0.005307 |  | 692 | #N/A | #N/A | #N/A | #N/A | #N/A | #N/A | 0 | 692 | 0 | #N/A | 0 | N/A | 0 | N/A |  | 692 | 0 | #N/A | #N/A | #N/A | #N/A | 0 | 0
[6 empty] | 693 | [15 empty] | 0 | 0 | 0 | 0 |  | 0 | 0 |  | TRUE | 0 | 0 | 0 | FALSE | +00 | +00 | TRUE | TRUE | FALSE | FALSE | 0 | 0 | TRUE | TRUE | FALSE | FALSE | 0 | 0 | #N/A | #N/A | #N/A | 0 | 0 | 0 | 0 | 0 | 0 | 0 | 0 | #N/A | 100000 | #N/A | 100000 | #N/A | 0 | #N/A | 0 | #N/A | 0.005307 | #N/A | 0.005307 |  | 693 | #N/A | #N/A | #N/A | #N/A | #N/A | #N/A | 0 | 693 | 0 | #N/A | 0 | N/A | 0 | N/A |  | 693 | 0 | #N/A | #N/A | #N/A | #N/A | 0 | 0
[6 empty] | 694 | [15 empty] | 0 | 0 | 0 | 0 |  | 0 | 0 |  | TRUE | 0 | 0 | 0 | FALSE | +00 | +00 | TRUE | TRUE | FALSE | FALSE | 0 | 0 | TRUE | TRUE | FALSE | FALSE | 0 | 0 | #N/A | #N/A | #N/A | 0 | 0 | 0 | 0 | 0 | 0 | 0 | 0 | #N/A | 100000 | #N/A | 100000 | #N/A | 0 | #N/A | 0 | #N/A | 0.005307 | #N/A | 0.005307 |  | 694 | #N/A | #N/A | #N/A | #N/A | #N/A | #N/A | 0 | 694 | 0 | #N/A | 0 | N/A | 0 | N/A |  | 694 | 0 | #N/A | #N/A | #N/A | #N/A | 0 | 0
[6 empty] | 695 | [15 empty] | 0 | 0 | 0 | 0 |  | 0 | 0 |  | TRUE | 0 | 0 | 0 | FALSE | +00 | +00 | TRUE | TRUE | FALSE | FALSE | 0 | 0 | TRUE | TRUE | FALSE | FALSE | 0 | 0 | #N/A | #N/A | #N/A | 0 | 0 | 0 | 0 | 0 | 0 | 0 | 0 | #N/A | 100000 | #N/A | 100000 | #N/A | 0 | #N/A | 0 | #N/A | 0.005307 | #N/A | 0.005307 |  | 695 | #N/A | #N/A | #N/A | #N/A | #N/A | #N/A | 0 | 695 | 0 | #N/A | 0 | N/A | 0 | N/A |  | 695 | 0 | #N/A | #N/A | #N/A | #N/A | 0 | 0
[6 empty] | 696 | [15 empty] | 0 | 0 | 0 | 0 |  | 0 | 0 |  | TRUE | 0 | 0 | 0 | FALSE | +00 | +00 | TRUE | TRUE | FALSE | FALSE | 0 | 0 | TRUE | TRUE | FALSE | FALSE | 0 | 0 | #N/A | #N/A | #N/A | 0 | 0 | 0 | 0 | 0 | 0 | 0 | 0 | #N/A | 100000 | #N/A | 100000 | #N/A | 0 | #N/A | 0 | #N/A | 0.005307 | #N/A | 0.005307 |  | 696 | #N/A | #N/A | #N/A | #N/A | #N/A | #N/A | 0 | 696 | 0 | #N/A | 0 | N/A | 0 | N/A |  | 696 | 0 | #N/A | #N/A | #N/A | #N/A | 0 | 0
[6 empty] | 697 | [15 empty] | 0 | 0 | 0 | 0 |  | 0 | 0 |  | TRUE | 0 | 0 | 0 | FALSE | +00 | +00 | TRUE | TRUE | FALSE | FALSE | 0 | 0 | TRUE | TRUE | FALSE | FALSE | 0 | 0 | #N/A | #N/A | #N/A | 0 | 0 | 0 | 0 | 0 | 0 | 0 | 0 | #N/A | 100000 | #N/A | 100000 | #N/A | 0 | #N/A | 0 | #N/A | 0.005307 | #N/A | 0.005307 |  | 697 | #N/A | #N/A | #N/A | #N/A | #N/A | #N/A | 0 | 697 | 0 | #N/A | 0 | N/A | 0 | N/A |  | 697 | 0 | #N/A | #N/A | #N/A | #N/A | 0 | 0
[6 empty] | 698 | [15 empty] | 0 | 0 | 0 | 0 |  | 0 | 0 |  | TRUE | 0 | 0 | 0 | FALSE | +00 | +00 | TRUE | TRUE | FALSE | FALSE | 0 | 0 | TRUE | TRUE | FALSE | FALSE | 0 | 0 | #N/A | #N/A | #N/A | 0 | 0 | 0 | 0 | 0 | 0 | 0 | 0 | #N/A | 100000 | #N/A | 100000 | #N/A | 0 | #N/A | 0 | #N/A | 0.005307 | #N/A | 0.005307 |  | 698 | #N/A | #N/A | #N/A | #N/A | #N/A | #N/A | 0 | 698 | 0 | #N/A | 0 | N/A | 0 | N/A |  | 698 | 0 | #N/A | #N/A | #N/A | #N/A | 0 | 0
[6 empty] | 699 | [15 empty] | 0 | 0 | 0 | 0 |  | 0 | 0 |  | TRUE | 0 | 0 | 0 | FALSE | +00 | +00 | TRUE | TRUE | FALSE | FALSE | 0 | 0 | TRUE | TRUE | FALSE | FALSE | 0 | 0 | #N/A | #N/A | #N/A | 0 | 0 | 0 | 0 | 0 | 0 | 0 | 0 | #N/A | 100000 | #N/A | 100000 | #N/A | 0 | #N/A | 0 | #N/A | 0.005307 | #N/A | 0.005307 |  | 699 | #N/A | #N/A | #N/A | #N/A | #N/A | #N/A | 0 | 699 | 0 | #N/A | 0 | N/A | 0 | N/A |  | 699 | 0 | #N/A | #N/A | #N/A | #N/A | 0 | 0
[6 empty] | 700 | [15 empty] | 0 | 0 | 0 | 0 |  | 0 | 0 |  | TRUE | 0 | 0 | 0 | FALSE | +00 | +00 | TRUE | TRUE | FALSE | FALSE | 0 | 0 | TRUE | TRUE | FALSE | FALSE | 0 | 0 | #N/A | #N/A | #N/A | 0 | 0 | 0 | 0 | 0 | 0 | 0 | 0 | #N/A | 100000 | #N/A | 100000 | #N/A | 0 | #N/A | 0 | #N/A | 0.005307 | #N/A | 0.005307 |  | 700 | #N/A | #N/A | #N/A | #N/A | #N/A | #N/A | 0 | 700 | 0 | #N/A | 0 | N/A | 0 | N/A |  | 700 | 0 | #N/A | #N/A | #N/A | #N/A | 0 | 0
[6 empty] | 701 | [15 empty] | 0 | 0 | 0 | 0 |  | 0 | 0 |  | TRUE | 0 | 0 | 0 | FALSE | +00 | +00 | TRUE | TRUE | FALSE | FALSE | 0 | 0 | TRUE | TRUE | FALSE | FALSE | 0 | 0 | #N/A | #N/A | #N/A | 0 | 0 | 0 | 0 | 0 | 0 | 0 | 0 | #N/A | 100000 | #N/A | 100000 | #N/A | 0 | #N/A | 0 | #N/A | 0.005307 | #N/A | 0.005307 |  | 701 | #N/A | #N/A | #N/A | #N/A | #N/A | #N/A | 0 | 701 | 0 | #N/A | 0 | N/A | 0 | N/A |  | 701 | 0 | #N/A | #N/A | #N/A | #N/A | 0 | 0
[6 empty] | 702 | [15 empty] | 0 | 0 | 0 | 0 |  | 0 | 0 |  | TRUE | 0 | 0 | 0 | FALSE | +00 | +00 | TRUE | TRUE | FALSE | FALSE | 0 | 0 | TRUE | TRUE | FALSE | FALSE | 0 | 0 | #N/A | #N/A | #N/A | 0 | 0 | 0 | 0 | 0 | 0 | 0 | 0 | #N/A | 100000 | #N/A | 100000 | #N/A | 0 | #N/A | 0 | #N/A | 0.005307 | #N/A | 0.005307 |  | 702 | #N/A | #N/A | #N/A | #N/A | #N/A | #N/A | 0 | 702 | 0 | #N/A | 0 | N/A | 0 | N/A |  | 702 | 0 | #N/A | #N/A | #N/A | #N/A | 0 | 0
[6 empty] | 703 | [15 empty] | 0 | 0 | 0 | 0 |  | 0 | 0 |  | TRUE | 0 | 0 | 0 | FALSE | +00 | +00 | TRUE | TRUE | FALSE | FALSE | 0 | 0 | TRUE | TRUE | FALSE | FALSE | 0 | 0 | #N/A | #N/A | #N/A | 0 | 0 | 0 | 0 | 0 | 0 | 0 | 0 | #N/A | 100000 | #N/A | 100000 | #N/A | 0 | #N/A | 0 | #N/A | 0.005307 | #N/A | 0.005307 |  | 703 | #N/A | #N/A | #N/A | #N/A | #N/A | #N/A | 0 | 703 | 0 | #N/A | 0 | N/A | 0 | N/A |  | 703 | 0 | #N/A | #N/A | #N/A | #N/A | 0 | 0
[6 empty] | 704 | [15 empty] | 0 | 0 | 0 | 0 |  | 0 | 0 |  | TRUE | 0 | 0 | 0 | FALSE | +00 | +00 | TRUE | TRUE | FALSE | FALSE | 0 | 0 | TRUE | TRUE | FALSE | FALSE | 0 | 0 | #N/A | #N/A | #N/A | 0 | 0 | 0 | 0 | 0 | 0 | 0 | 0 | #N/A | 100000 | #N/A | 100000 | #N/A | 0 | #N/A | 0 | #N/A | 0.005307 | #N/A | 0.005307 |  | 704 | #N/A | #N/A | #N/A | #N/A | #N/A | #N/A | 0 | 704 | 0 | #N/A | 0 | N/A | 0 | N/A |  | 704 | 0 | #N/A | #N/A | #N/A | #N/A | 0 | 0
[6 empty] | 705 | [15 empty] | 0 | 0 | 0 | 0 |  | 0 | 0 |  | TRUE | 0 | 0 | 0 | FALSE | +00 | +00 | TRUE | TRUE | FALSE | FALSE | 0 | 0 | TRUE | TRUE | FALSE | FALSE | 0 | 0 | #N/A | #N/A | #N/A | 0 | 0 | 0 | 0 | 0 | 0 | 0 | 0 | #N/A | 100000 | #N/A | 100000 | #N/A | 0 | #N/A | 0 | #N/A | 0.005307 | #N/A | 0.005307 |  | 705 | #N/A | #N/A | #N/A | #N/A | #N/A | #N/A | 0 | 705 | 0 | #N/A | 0 | N/A | 0 | N/A |  | 705 | 0 | #N/A | #N/A | #N/A | #N/A | 0 | 0
[6 empty] | 706 | [15 empty] | 0 | 0 | 0 | 0 |  | 0 | 0 |  | TRUE | 0 | 0 | 0 | FALSE | +00 | +00 | TRUE | TRUE | FALSE | FALSE | 0 | 0 | TRUE | TRUE | FALSE | FALSE | 0 | 0 | #N/A | #N/A | #N/A | 0 | 0 | 0 | 0 | 0 | 0 | 0 | 0 | #N/A | 100000 | #N/A | 100000 | #N/A | 0 | #N/A | 0 | #N/A | 0.005307 | #N/A | 0.005307 |  | 706 | #N/A | #N/A | #N/A | #N/A | #N/A | #N/A | 0 | 706 | 0 | #N/A | 0 | N/A | 0 | N/A |  | 706 | 0 | #N/A | #N/A | #N/A | #N/A | 0 | 0
[6 empty] | 707 | [15 empty] | 0 | 0 | 0 | 0 |  | 0 | 0 |  | TRUE | 0 | 0 | 0 | FALSE | +00 | +00 | TRUE | TRUE | FALSE | FALSE | 0 | 0 | TRUE | TRUE | FALSE | FALSE | 0 | 0 | #N/A | #N/A | #N/A | 0 | 0 | 0 | 0 | 0 | 0 | 0 | 0 | #N/A | 100000 | #N/A | 100000 | #N/A | 0 | #N/A | 0 | #N/A | 0.005307 | #N/A | 0.005307 |  | 707 | #N/A | #N/A | #N/A | #N/A | #N/A | #N/A | 0 | 707 | 0 | #N/A | 0 | N/A | 0 | N/A |  | 707 | 0 | #N/A | #N/A | #N/A | #N/A | 0 | 0
[6 empty] | 708 | [15 empty] | 0 | 0 | 0 | 0 |  | 0 | 0 |  | TRUE | 0 | 0 | 0 | FALSE | +00 | +00 | TRUE | TRUE | FALSE | FALSE | 0 | 0 | TRUE | TRUE | FALSE | FALSE | 0 | 0 | #N/A | #N/A | #N/A | 0 | 0 | 0 | 0 | 0 | 0 | 0 | 0 | #N/A | 100000 | #N/A | 100000 | #N/A | 0 | #N/A | 0 | #N/A | 0.005307 | #N/A | 0.005307 |  | 708 | #N/A | #N/A | #N/A | #N/A | #N/A | #N/A | 0 | 708 | 0 | #N/A | 0 | N/A | 0 | N/A |  | 708 | 0 | #N/A | #N/A | #N/A | #N/A | 0 | 0
[6 empty] | 709 | [15 empty] | 0 | 0 | 0 | 0 |  | 0 | 0 |  | TRUE | 0 | 0 | 0 | FALSE | +00 | +00 | TRUE | TRUE | FALSE | FALSE | 0 | 0 | TRUE | TRUE | FALSE | FALSE | 0 | 0 | #N/A | #N/A | #N/A | 0 | 0 | 0 | 0 | 0 | 0 | 0 | 0 | #N/A | 100000 | #N/A | 100000 | #N/A | 0 | #N/A | 0 | #N/A | 0.005307 | #N/A | 0.005307 |  | 709 | #N/A | #N/A | #N/A | #N/A | #N/A | #N/A | 0 | 709 | 0 | #N/A | 0 | N/A | 0 | N/A |  | 709 | 0 | #N/A | #N/A | #N/A | #N/A | 0 | 0
[6 empty] | 710 | [15 empty] | 0 | 0 | 0 | 0 |  | 0 | 0 |  | TRUE | 0 | 0 | 0 | FALSE | +00 | +00 | TRUE | TRUE | FALSE | FALSE | 0 | 0 | TRUE | TRUE | FALSE | FALSE | 0 | 0 | #N/A | #N/A | #N/A | 0 | 0 | 0 | 0 | 0 | 0 | 0 | 0 | #N/A | 100000 | #N/A | 100000 | #N/A | 0 | #N/A | 0 | #N/A | 0.005307 | #N/A | 0.005307 |  | 710 | #N/A | #N/A | #N/A | #N/A | #N/A | #N/A | 0 | 710 | 0 | #N/A | 0 | N/A | 0 | N/A |  | 710 | 0 | #N/A | #N/A | #N/A | #N/A | 0 | 0
[6 empty] | 711 | [15 empty] | 0 | 0 | 0 | 0 |  | 0 | 0 |  | TRUE | 0 | 0 | 0 | FALSE | +00 | +00 | TRUE | TRUE | FALSE | FALSE | 0 | 0 | TRUE | TRUE | FALSE | FALSE | 0 | 0 | #N/A | #N/A | #N/A | 0 | 0 | 0 | 0 | 0 | 0 | 0 | 0 | #N/A | 100000 | #N/A | 100000 | #N/A | 0 | #N/A | 0 | #N/A | 0.005307 | #N/A | 0.005307 |  | 711 | #N/A | #N/A | #N/A | #N/A | #N/A | #N/A | 0 | 711 | 0 | #N/A | 0 | N/A | 0 | N/A |  | 711 | 0 | #N/A | #N/A | #N/A | #N/A | 0 | 0
[6 empty] | 712 | [15 empty] | 0 | 0 | 0 | 0 |  | 0 | 0 |  | TRUE | 0 | 0 | 0 | FALSE | +00 | +00 | TRUE | TRUE | FALSE | FALSE | 0 | 0 | TRUE | TRUE | FALSE | FALSE | 0 | 0 | #N/A | #N/A | #N/A | 0 | 0 | 0 | 0 | 0 | 0 | 0 | 0 | #N/A | 100000 | #N/A | 100000 | #N/A | 0 | #N/A | 0 | #N/A | 0.005307 | #N/A | 0.005307 |  | 712 | #N/A | #N/A | #N/A | #N/A | #N/A | #N/A | 0 | 712 | 0 | #N/A | 0 | N/A | 0 | N/A |  | 712 | 0 | #N/A | #N/A | #N/A | #N/A | 0 | 0
[6 empty] | 713 | [15 empty] | 0 | 0 | 0 | 0 |  | 0 | 0 |  | TRUE | 0 | 0 | 0 | FALSE | +00 | +00 | TRUE | TRUE | FALSE | FALSE | 0 | 0 | TRUE | TRUE | FALSE | FALSE | 0 | 0 | #N/A | #N/A | #N/A | 0 | 0 | 0 | 0 | 0 | 0 | 0 | 0 | #N/A | 100000 | #N/A | 100000 | #N/A | 0 | #N/A | 0 | #N/A | 0.005307 | #N/A | 0.005307 |  | 713 | #N/A | #N/A | #N/A | #N/A | #N/A | #N/A | 0 | 713 | 0 | #N/A | 0 | N/A | 0 | N/A |  | 713 | 0 | #N/A | #N/A | #N/A | #N/A | 0 | 0
[6 empty] | 714 | [15 empty] | 0 | 0 | 0 | 0 |  | 0 | 0 |  | TRUE | 0 | 0 | 0 | FALSE | +00 | +00 | TRUE | TRUE | FALSE | FALSE | 0 | 0 | TRUE | TRUE | FALSE | FALSE | 0 | 0 | #N/A | #N/A | #N/A | 0 | 0 | 0 | 0 | 0 | 0 | 0 | 0 | #N/A | 100000 | #N/A | 100000 | #N/A | 0 | #N/A | 0 | #N/A | 0.005307 | #N/A | 0.005307 |  | 714 | #N/A | #N/A | #N/A | #N/A | #N/A | #N/A | 0 | 714 | 0 | #N/A | 0 | N/A | 0 | N/A |  | 714 | 0 | #N/A | #N/A | #N/A | #N/A | 0 | 0
[6 empty] | 715 | [15 empty] | 0 | 0 | 0 | 0 |  | 0 | 0 |  | TRUE | 0 | 0 | 0 | FALSE | +00 | +00 | TRUE | TRUE | FALSE | FALSE | 0 | 0 | TRUE | TRUE | FALSE | FALSE | 0 | 0 | #N/A | #N/A | #N/A | 0 | 0 | 0 | 0 | 0 | 0 | 0 | 0 | #N/A | 100000 | #N/A | 100000 | #N/A | 0 | #N/A | 0 | #N/A | 0.005307 | #N/A | 0.005307 |  | 715 | #N/A | #N/A | #N/A | #N/A | #N/A | #N/A | 0 | 715 | 0 | #N/A | 0 | N/A | 0 | N/A |  | 715 | 0 | #N/A | #N/A | #N/A | #N/A | 0 | 0
[6 empty] | 716 | [15 empty] | 0 | 0 | 0 | 0 |  | 0 | 0 |  | TRUE | 0 | 0 | 0 | FALSE | +00 | +00 | TRUE | TRUE | FALSE | FALSE | 0 | 0 | TRUE | TRUE | FALSE | FALSE | 0 | 0 | #N/A | #N/A | #N/A | 0 | 0 | 0 | 0 | 0 | 0 | 0 | 0 | #N/A | 100000 | #N/A | 100000 | #N/A | 0 | #N/A | 0 | #N/A | 0.005307 | #N/A | 0.005307 |  | 716 | #N/A | #N/A | #N/A | #N/A | #N/A | #N/A | 0 | 716 | 0 | #N/A | 0 | N/A | 0 | N/A |  | 716 | 0 | #N/A | #N/A | #N/A | #N/A | 0 | 0
[6 empty] | 717 | [15 empty] | 0 | 0 | 0 | 0 |  | 0 | 0 |  | TRUE | 0 | 0 | 0 | FALSE | +00 | +00 | TRUE | TRUE | FALSE | FALSE | 0 | 0 | TRUE | TRUE | FALSE | FALSE | 0 | 0 | #N/A | #N/A | #N/A | 0 | 0 | 0 | 0 | 0 | 0 | 0 | 0 | #N/A | 100000 | #N/A | 100000 | #N/A | 0 | #N/A | 0 | #N/A | 0.005307 | #N/A | 0.005307 |  | 717 | #N/A | #N/A | #N/A | #N/A | #N/A | #N/A | 0 | 717 | 0 | #N/A | 0 | N/A | 0 | N/A |  | 717 | 0 | #N/A | #N/A | #N/A | #N/A | 0 | 0
[6 empty] | 718 | [15 empty] | 0 | 0 | 0 | 0 |  | 0 | 0 |  | TRUE | 0 | 0 | 0 | FALSE | +00 | +00 | TRUE | TRUE | FALSE | FALSE | 0 | 0 | TRUE | TRUE | FALSE | FALSE | 0 | 0 | #N/A | #N/A | #N/A | 0 | 0 | 0 | 0 | 0 | 0 | 0 | 0 | #N/A | 100000 | #N/A | 100000 | #N/A | 0 | #N/A | 0 | #N/A | 0.005307 | #N/A | 0.005307 |  | 718 | #N/A | #N/A | #N/A | #N/A | #N/A | #N/A | 0 | 718 | 0 | #N/A | 0 | N/A | 0 | N/A |  | 718 | 0 | #N/A | #N/A | #N/A | #N/A | 0 | 0
[6 empty] | 719 | [15 empty] | 0 | 0 | 0 | 0 |  | 0 | 0 |  | TRUE | 0 | 0 | 0 | FALSE | +00 | +00 | TRUE | TRUE | FALSE | FALSE | 0 | 0 | TRUE | TRUE | FALSE | FALSE | 0 | 0 | #N/A | #N/A | #N/A | 0 | 0 | 0 | 0 | 0 | 0 | 0 | 0 | #N/A | 100000 | #N/A | 100000 | #N/A | 0 | #N/A | 0 | #N/A | 0.005307 | #N/A | 0.005307 |  | 719 | #N/A | #N/A | #N/A | #N/A | #N/A | #N/A | 0 | 719 | 0 | #N/A | 0 | N/A | 0 | N/A |  | 719 | 0 | #N/A | #N/A | #N/A | #N/A | 0 | 0
[6 empty] | 720 | [15 empty] | 0 | 0 | 0 | 0 |  | 0 | 0 |  | TRUE | 0 | 0 | 0 | FALSE | +00 | +00 | TRUE | TRUE | FALSE | FALSE | 0 | 0 | TRUE | TRUE | FALSE | FALSE | 0 | 0 | #N/A | #N/A | #N/A | 0 | 0 | 0 | 0 | 0 | 0 | 0 | 0 | #N/A | 100000 | #N/A | 100000 | #N/A | 0 | #N/A | 0 | #N/A | 0.005307 | #N/A | 0.005307 |  | 720 | #N/A | #N/A | #N/A | #N/A | #N/A | #N/A | 0 | 720 | 0 | #N/A | 0 | N/A | 0 | N/A |  | 720 | 0 | #N/A | #N/A | #N/A | #N/A | 0 | 0
[6 empty] | 721 | [15 empty] | 0 | 0 | 0 | 0 |  | 0 | 0 |  | TRUE | 0 | 0 | 0 | FALSE | +00 | +00 | TRUE | TRUE | FALSE | FALSE | 0 | 0 | TRUE | TRUE | FALSE | FALSE | 0 | 0 | #N/A | #N/A | #N/A | 0 | 0 | 0 | 0 | 0 | 0 | 0 | 0 | #N/A | 100000 | #N/A | 100000 | #N/A | 0 | #N/A | 0 | #N/A | 0.005307 | #N/A | 0.005307 |  | 721 | #N/A | #N/A | #N/A | #N/A | #N/A | #N/A | 0 | 721 | 0 | #N/A | 0 | N/A | 0 | N/A |  | 721 | 0 | #N/A | #N/A | #N/A | #N/A | 0 | 0
[6 empty] | 722 | [15 empty] | 0 | 0 | 0 | 0 |  | 0 | 0 |  | TRUE | 0 | 0 | 0 | FALSE | +00 | +00 | TRUE | TRUE | FALSE | FALSE | 0 | 0 | TRUE | TRUE | FALSE | FALSE | 0 | 0 | #N/A | #N/A | #N/A | 0 | 0 | 0 | 0 | 0 | 0 | 0 | 0 | #N/A | 100000 | #N/A | 100000 | #N/A | 0 | #N/A | 0 | #N/A | 0.005307 | #N/A | 0.005307 |  | 722 | #N/A | #N/A | #N/A | #N/A | #N/A | #N/A | 0 | 722 | 0 | #N/A | 0 | N/A | 0 | N/A |  | 722 | 0 | #N/A | #N/A | #N/A | #N/A | 0 | 0
[6 empty] | 723 | [15 empty] | 0 | 0 | 0 | 0 |  | 0 | 0 |  | TRUE | 0 | 0 | 0 | FALSE | +00 | +00 | TRUE | TRUE | FALSE | FALSE | 0 | 0 | TRUE | TRUE | FALSE | FALSE | 0 | 0 | #N/A | #N/A | #N/A | 0 | 0 | 0 | 0 | 0 | 0 | 0 | 0 | #N/A | 100000 | #N/A | 100000 | #N/A | 0 | #N/A | 0 | #N/A | 0.005307 | #N/A | 0.005307 |  | 723 | #N/A | #N/A | #N/A | #N/A | #N/A | #N/A | 0 | 723 | 0 | #N/A | 0 | N/A | 0 | N/A |  | 723 | 0 | #N/A | #N/A | #N/A | #N/A | 0 | 0
[6 empty] | 724 | [15 empty] | 0 | 0 | 0 | 0 |  | 0 | 0 |  | TRUE | 0 | 0 | 0 | FALSE | +00 | +00 | TRUE | TRUE | FALSE | FALSE | 0 | 0 | TRUE | TRUE | FALSE | FALSE | 0 | 0 | #N/A | #N/A | #N/A | 0 | 0 | 0 | 0 | 0 | 0 | 0 | 0 | #N/A | 100000 | #N/A | 100000 | #N/A | 0 | #N/A | 0 | #N/A | 0.005307 | #N/A | 0.005307 |  | 724 | #N/A | #N/A | #N/A | #N/A | #N/A | #N/A | 0 | 724 | 0 | #N/A | 0 | N/A | 0 | N/A |  | 724 | 0 | #N/A | #N/A | #N/A | #N/A | 0 | 0
[6 empty] | 725 | [15 empty] | 0 | 0 | 0 | 0 |  | 0 | 0 |  | TRUE | 0 | 0 | 0 | FALSE | +00 | +00 | TRUE | TRUE | FALSE | FALSE | 0 | 0 | TRUE | TRUE | FALSE | FALSE | 0 | 0 | #N/A | #N/A | #N/A | 0 | 0 | 0 | 0 | 0 | 0 | 0 | 0 | #N/A | 100000 | #N/A | 100000 | #N/A | 0 | #N/A | 0 | #N/A | 0.005307 | #N/A | 0.005307 |  | 725 | #N/A | #N/A | #N/A | #N/A | #N/A | #N/A | 0 | 725 | 0 | #N/A | 0 | N/A | 0 | N/A |  | 725 | 0 | #N/A | #N/A | #N/A | #N/A | 0 | 0
[6 empty] | 726 | [15 empty] | 0 | 0 | 0 | 0 |  | 0 | 0 |  | TRUE | 0 | 0 | 0 | FALSE | +00 | +00 | TRUE | TRUE | FALSE | FALSE | 0 | 0 | TRUE | TRUE | FALSE | FALSE | 0 | 0 | #N/A | #N/A | #N/A | 0 | 0 | 0 | 0 | 0 | 0 | 0 | 0 | #N/A | 100000 | #N/A | 100000 | #N/A | 0 | #N/A | 0 | #N/A | 0.005307 | #N/A | 0.005307 |  | 726 | #N/A | #N/A | #N/A | #N/A | #N/A | #N/A | 0 | 726 | 0 | #N/A | 0 | N/A | 0 | N/A |  | 726 | 0 | #N/A | #N/A | #N/A | #N/A | 0 | 0
[6 empty] | 727 | [15 empty] | 0 | 0 | 0 | 0 |  | 0 | 0 |  | TRUE | 0 | 0 | 0 | FALSE | +00 | +00 | TRUE | TRUE | FALSE | FALSE | 0 | 0 | TRUE | TRUE | FALSE | FALSE | 0 | 0 | #N/A | #N/A | #N/A | 0 | 0 | 0 | 0 | 0 | 0 | 0 | 0 | #N/A | 100000 | #N/A | 100000 | #N/A | 0 | #N/A | 0 | #N/A | 0.005307 | #N/A | 0.005307 |  | 727 | #N/A | #N/A | #N/A | #N/A | #N/A | #N/A | 0 | 727 | 0 | #N/A | 0 | N/A | 0 | N/A |  | 727 | 0 | #N/A | #N/A | #N/A | #N/A | 0 | 0
[6 empty] | 728 | [15 empty] | 0 | 0 | 0 | 0 |  | 0 | 0 |  | TRUE | 0 | 0 | 0 | FALSE | +00 | +00 | TRUE | TRUE | FALSE | FALSE | 0 | 0 | TRUE | TRUE | FALSE | FALSE | 0 | 0 | #N/A | #N/A | #N/A | 0 | 0 | 0 | 0 | 0 | 0 | 0 | 0 | #N/A | 100000 | #N/A | 100000 | #N/A | 0 | #N/A | 0 | #N/A | 0.005307 | #N/A | 0.005307 |  | 728 | #N/A | #N/A | #N/A | #N/A | #N/A | #N/A | 0 | 728 | 0 | #N/A | 0 | N/A | 0 | N/A |  | 728 | 0 | #N/A | #N/A | #N/A | #N/A | 0 | 0
[6 empty] | 729 | [15 empty] | 0 | 0 | 0 | 0 |  | 0 | 0 |  | TRUE | 0 | 0 | 0 | FALSE | +00 | +00 | TRUE | TRUE | FALSE | FALSE | 0 | 0 | TRUE | TRUE | FALSE | FALSE | 0 | 0 | #N/A | #N/A | #N/A | 0 | 0 | 0 | 0 | 0 | 0 | 0 | 0 | #N/A | 100000 | #N/A | 100000 | #N/A | 0 | #N/A | 0 | #N/A | 0.005307 | #N/A | 0.005307 |  | 729 | #N/A | #N/A | #N/A | #N/A | #N/A | #N/A | 0 | 729 | 0 | #N/A | 0 | N/A | 0 | N/A |  | 729 | 0 | #N/A | #N/A | #N/A | #N/A | 0 | 0
[6 empty] | 730 | [15 empty] | 0 | 0 | 0 | 0 |  | 0 | 0 |  | TRUE | 0 | 0 | 0 | FALSE | +00 | +00 | TRUE | TRUE | FALSE | FALSE | 0 | 0 | TRUE | TRUE | FALSE | FALSE | 0 | 0 | #N/A | #N/A | #N/A | 0 | 0 | 0 | 0 | 0 | 0 | 0 | 0 | #N/A | 100000 | #N/A | 100000 | #N/A | 0 | #N/A | 0 | #N/A | 0.005307 | #N/A | 0.005307 |  | 730 | #N/A | #N/A | #N/A | #N/A | #N/A | #N/A | 0 | 730 | 0 | #N/A | 0 | N/A | 0 | N/A |  | 730 | 0 | #N/A | #N/A | #N/A | #N/A | 0 | 0
[6 empty] | 731 | [15 empty] | 0 | 0 | 0 | 0 |  | 0 | 0 |  | TRUE | 0 | 0 | 0 | FALSE | +00 | +00 | TRUE | TRUE | FALSE | FALSE | 0 | 0 | TRUE | TRUE | FALSE | FALSE | 0 | 0 | #N/A | #N/A | #N/A | 0 | 0 | 0 | 0 | 0 | 0 | 0 | 0 | #N/A | 100000 | #N/A | 100000 | #N/A | 0 | #N/A | 0 | #N/A | 0.005307 | #N/A | 0.005307 |  | 731 | #N/A | #N/A | #N/A | #N/A | #N/A | #N/A | 0 | 731 | 0 | #N/A | 0 | N/A | 0 | N/A |  | 731 | 0 | #N/A | #N/A | #N/A | #N/A | 0 | 0
[6 empty] | 732 | [15 empty] | 0 | 0 | 0 | 0 |  | 0 | 0 |  | TRUE | 0 | 0 | 0 | FALSE | +00 | +00 | TRUE | TRUE | FALSE | FALSE | 0 | 0 | TRUE | TRUE | FALSE | FALSE | 0 | 0 | #N/A | #N/A | #N/A | 0 | 0 | 0 | 0 | 0 | 0 | 0 | 0 | #N/A | 100000 | #N/A | 100000 | #N/A | 0 | #N/A | 0 | #N/A | 0.005307 | #N/A | 0.005307 |  | 732 | #N/A | #N/A | #N/A | #N/A | #N/A | #N/A | 0 | 732 | 0 | #N/A | 0 | N/A | 0 | N/A |  | 732 | 0 | #N/A | #N/A | #N/A | #N/A | 0 | 0
[6 empty] | 733 | [15 empty] | 0 | 0 | 0 | 0 |  | 0 | 0 |  | TRUE | 0 | 0 | 0 | FALSE | +00 | +00 | TRUE | TRUE | FALSE | FALSE | 0 | 0 | TRUE | TRUE | FALSE | FALSE | 0 | 0 | #N/A | #N/A | #N/A | 0 | 0 | 0 | 0 | 0 | 0 | 0 | 0 | #N/A | 100000 | #N/A | 100000 | #N/A | 0 | #N/A | 0 | #N/A | 0.005307 | #N/A | 0.005307 |  | 733 | #N/A | #N/A | #N/A | #N/A | #N/A | #N/A | 0 | 733 | 0 | #N/A | 0 | N/A | 0 | N/A |  | 733 | 0 | #N/A | #N/A | #N/A | #N/A | 0 | 0
[6 empty] | 734 | [15 empty] | 0 | 0 | 0 | 0 |  | 0 | 0 |  | TRUE | 0 | 0 | 0 | FALSE | +00 | +00 | TRUE | TRUE | FALSE | FALSE | 0 | 0 | TRUE | TRUE | FALSE | FALSE | 0 | 0 | #N/A | #N/A | #N/A | 0 | 0 | 0 | 0 | 0 | 0 | 0 | 0 | #N/A | 100000 | #N/A | 100000 | #N/A | 0 | #N/A | 0 | #N/A | 0.005307 | #N/A | 0.005307 |  | 734 | #N/A | #N/A | #N/A | #N/A | #N/A | #N/A | 0 | 734 | 0 | #N/A | 0 | N/A | 0 | N/A |  | 734 | 0 | #N/A | #N/A | #N/A | #N/A | 0 | 0
[6 empty] | 735 | [15 empty] | 0 | 0 | 0 | 0 |  | 0 | 0 |  | TRUE | 0 | 0 | 0 | FALSE | +00 | +00 | TRUE | TRUE | FALSE | FALSE | 0 | 0 | TRUE | TRUE | FALSE | FALSE | 0 | 0 | #N/A | #N/A | #N/A | 0 | 0 | 0 | 0 | 0 | 0 | 0 | 0 | #N/A | 100000 | #N/A | 100000 | #N/A | 0 | #N/A | 0 | #N/A | 0.005307 | #N/A | 0.005307 |  | 735 | #N/A | #N/A | #N/A | #N/A | #N/A | #N/A | 0 | 735 | 0 | #N/A | 0 | N/A | 0 | N/A |  | 735 | 0 | #N/A | #N/A | #N/A | #N/A | 0 | 0
[6 empty] | 736 | [15 empty] | 0 | 0 | 0 | 0 |  | 0 | 0 |  | TRUE | 0 | 0 | 0 | FALSE | +00 | +00 | TRUE | TRUE | FALSE | FALSE | 0 | 0 | TRUE | TRUE | FALSE | FALSE | 0 | 0 | #N/A | #N/A | #N/A | 0 | 0 | 0 | 0 | 0 | 0 | 0 | 0 | #N/A | 100000 | #N/A | 100000 | #N/A | 0 | #N/A | 0 | #N/A | 0.005307 | #N/A | 0.005307 |  | 736 | #N/A | #N/A | #N/A | #N/A | #N/A | #N/A | 0 | 736 | 0 | #N/A | 0 | N/A | 0 | N/A |  | 736 | 0 | #N/A | #N/A | #N/A | #N/A | 0 | 0
[6 empty] | 737 | [15 empty] | 0 | 0 | 0 | 0 |  | 0 | 0 |  | TRUE | 0 | 0 | 0 | FALSE | +00 | +00 | TRUE | TRUE | FALSE | FALSE | 0 | 0 | TRUE | TRUE | FALSE | FALSE | 0 | 0 | #N/A | #N/A | #N/A | 0 | 0 | 0 | 0 | 0 | 0 | 0 | 0 | #N/A | 100000 | #N/A | 100000 | #N/A | 0 | #N/A | 0 | #N/A | 0.005307 | #N/A | 0.005307 |  | 737 | #N/A | #N/A | #N/A | #N/A | #N/A | #N/A | 0 | 737 | 0 | #N/A | 0 | N/A | 0 | N/A |  | 737 | 0 | #N/A | #N/A | #N/A | #N/A | 0 | 0
[6 empty] | 738 | [15 empty] | 0 | 0 | 0 | 0 |  | 0 | 0 |  | TRUE | 0 | 0 | 0 | FALSE | +00 | +00 | TRUE | TRUE | FALSE | FALSE | 0 | 0 | TRUE | TRUE | FALSE | FALSE | 0 | 0 | #N/A | #N/A | #N/A | 0 | 0 | 0 | 0 | 0 | 0 | 0 | 0 | #N/A | 100000 | #N/A | 100000 | #N/A | 0 | #N/A | 0 | #N/A | 0.005307 | #N/A | 0.005307 |  | 738 | #N/A | #N/A | #N/A | #N/A | #N/A | #N/A | 0 | 738 | 0 | #N/A | 0 | N/A | 0 | N/A |  | 738 | 0 | #N/A | #N/A | #N/A | #N/A | 0 | 0
[6 empty] | 739 | [15 empty] | 0 | 0 | 0 | 0 |  | 0 | 0 |  | TRUE | 0 | 0 | 0 | FALSE | +00 | +00 | TRUE | TRUE | FALSE | FALSE | 0 | 0 | TRUE | TRUE | FALSE | FALSE | 0 | 0 | #N/A | #N/A | #N/A | 0 | 0 | 0 | 0 | 0 | 0 | 0 | 0 | #N/A | 100000 | #N/A | 100000 | #N/A | 0 | #N/A | 0 | #N/A | 0.005307 | #N/A | 0.005307 |  | 739 | #N/A | #N/A | #N/A | #N/A | #N/A | #N/A | 0 | 739 | 0 | #N/A | 0 | N/A | 0 | N/A |  | 739 | 0 | #N/A | #N/A | #N/A | #N/A | 0 | 0
[6 empty] | 740 | [15 empty] | 0 | 0 | 0 | 0 |  | 0 | 0 |  | TRUE | 0 | 0 | 0 | FALSE | +00 | +00 | TRUE | TRUE | FALSE | FALSE | 0 | 0 | TRUE | TRUE | FALSE | FALSE | 0 | 0 | #N/A | #N/A | #N/A | 0 | 0 | 0 | 0 | 0 | 0 | 0 | 0 | #N/A | 100000 | #N/A | 100000 | #N/A | 0 | #N/A | 0 | #N/A | 0.005307 | #N/A | 0.005307 |  | 740 | #N/A | #N/A | #N/A | #N/A | #N/A | #N/A | 0 | 740 | 0 | #N/A | 0 | N/A | 0 | N/A |  | 740 | 0 | #N/A | #N/A | #N/A | #N/A | 0 | 0
[6 empty] | 741 | [15 empty] | 0 | 0 | 0 | 0 |  | 0 | 0 |  | TRUE | 0 | 0 | 0 | FALSE | +00 | +00 | TRUE | TRUE | FALSE | FALSE | 0 | 0 | TRUE | TRUE | FALSE | FALSE | 0 | 0 | #N/A | #N/A | #N/A | 0 | 0 | 0 | 0 | 0 | 0 | 0 | 0 | #N/A | 100000 | #N/A | 100000 | #N/A | 0 | #N/A | 0 | #N/A | 0.005307 | #N/A | 0.005307 |  | 741 | #N/A | #N/A | #N/A | #N/A | #N/A | #N/A | 0 | 741 | 0 | #N/A | 0 | N/A | 0 | N/A |  | 741 | 0 | #N/A | #N/A | #N/A | #N/A | 0 | 0
[6 empty] | 742 | [15 empty] | 0 | 0 | 0 | 0 |  | 0 | 0 |  | TRUE | 0 | 0 | 0 | FALSE | +00 | +00 | TRUE | TRUE | FALSE | FALSE | 0 | 0 | TRUE | TRUE | FALSE | FALSE | 0 | 0 | #N/A | #N/A | #N/A | 0 | 0 | 0 | 0 | 0 | 0 | 0 | 0 | #N/A | 100000 | #N/A | 100000 | #N/A | 0 | #N/A | 0 | #N/A | 0.005307 | #N/A | 0.005307 |  | 742 | #N/A | #N/A | #N/A | #N/A | #N/A | #N/A | 0 | 742 | 0 | #N/A | 0 | N/A | 0 | N/A |  | 742 | 0 | #N/A | #N/A | #N/A | #N/A | 0 | 0
[6 empty] | 743 | [15 empty] | 0 | 0 | 0 | 0 |  | 0 | 0 |  | TRUE | 0 | 0 | 0 | FALSE | +00 | +00 | TRUE | TRUE | FALSE | FALSE | 0 | 0 | TRUE | TRUE | FALSE | FALSE | 0 | 0 | #N/A | #N/A | #N/A | 0 | 0 | 0 | 0 | 0 | 0 | 0 | 0 | #N/A | 100000 | #N/A | 100000 | #N/A | 0 | #N/A | 0 | #N/A | 0.005307 | #N/A | 0.005307 |  | 743 | #N/A | #N/A | #N/A | #N/A | #N/A | #N/A | 0 | 743 | 0 | #N/A | 0 | N/A | 0 | N/A |  | 743 | 0 | #N/A | #N/A | #N/A | #N/A | 0 | 0
[6 empty] | 744 | [15 empty] | 0 | 0 | 0 | 0 |  | 0 | 0 |  | TRUE | 0 | 0 | 0 | FALSE | +00 | +00 | TRUE | TRUE | FALSE | FALSE | 0 | 0 | TRUE | TRUE | FALSE | FALSE | 0 | 0 | #N/A | #N/A | #N/A | 0 | 0 | 0 | 0 | 0 | 0 | 0 | 0 | #N/A | 100000 | #N/A | 100000 | #N/A | 0 | #N/A | 0 | #N/A | 0.005307 | #N/A | 0.005307 |  | 744 | #N/A | #N/A | #N/A | #N/A | #N/A | #N/A | 0 | 744 | 0 | #N/A | 0 | N/A | 0 | N/A |  | 744 | 0 | #N/A | #N/A | #N/A | #N/A | 0 | 0
[6 empty] | 745 | [15 empty] | 0 | 0 | 0 | 0 |  | 0 | 0 |  | TRUE | 0 | 0 | 0 | FALSE | +00 | +00 | TRUE | TRUE | FALSE | FALSE | 0 | 0 | TRUE | TRUE | FALSE | FALSE | 0 | 0 | #N/A | #N/A | #N/A | 0 | 0 | 0 | 0 | 0 | 0 | 0 | 0 | #N/A | 100000 | #N/A | 100000 | #N/A | 0 | #N/A | 0 | #N/A | 0.005307 | #N/A | 0.005307 |  | 745 | #N/A | #N/A | #N/A | #N/A | #N/A | #N/A | 0 | 745 | 0 | #N/A | 0 | N/A | 0 | N/A |  | 745 | 0 | #N/A | #N/A | #N/A | #N/A | 0 | 0
[6 empty] | 746 | [15 empty] | 0 | 0 | 0 | 0 |  | 0 | 0 |  | TRUE | 0 | 0 | 0 | FALSE | +00 | +00 | TRUE | TRUE | FALSE | FALSE | 0 | 0 | TRUE | TRUE | FALSE | FALSE | 0 | 0 | #N/A | #N/A | #N/A | 0 | 0 | 0 | 0 | 0 | 0 | 0 | 0 | #N/A | 100000 | #N/A | 100000 | #N/A | 0 | #N/A | 0 | #N/A | 0.005307 | #N/A | 0.005307 |  | 746 | #N/A | #N/A | #N/A | #N/A | #N/A | #N/A | 0 | 746 | 0 | #N/A | 0 | N/A | 0 | N/A |  | 746 | 0 | #N/A | #N/A | #N/A | #N/A | 0 | 0
[6 empty] | 747 | [15 empty] | 0 | 0 | 0 | 0 |  | 0 | 0 |  | TRUE | 0 | 0 | 0 | FALSE | +00 | +00 | TRUE | TRUE | FALSE | FALSE | 0 | 0 | TRUE | TRUE | FALSE | FALSE | 0 | 0 | #N/A | #N/A | #N/A | 0 | 0 | 0 | 0 | 0 | 0 | 0 | 0 | #N/A | 100000 | #N/A | 100000 | #N/A | 0 | #N/A | 0 | #N/A | 0.005307 | #N/A | 0.005307 |  | 747 | #N/A | #N/A | #N/A | #N/A | #N/A | #N/A | 0 | 747 | 0 | #N/A | 0 | N/A | 0 | N/A |  | 747 | 0 | #N/A | #N/A | #N/A | #N/A | 0 | 0
[6 empty] | 748 | [15 empty] | 0 | 0 | 0 | 0 |  | 0 | 0 |  | TRUE | 0 | 0 | 0 | FALSE | +00 | +00 | TRUE | TRUE | FALSE | FALSE | 0 | 0 | TRUE | TRUE | FALSE | FALSE | 0 | 0 | #N/A | #N/A | #N/A | 0 | 0 | 0 | 0 | 0 | 0 | 0 | 0 | #N/A | 100000 | #N/A | 100000 | #N/A | 0 | #N/A | 0 | #N/A | 0.005307 | #N/A | 0.005307 |  | 748 | #N/A | #N/A | #N/A | #N/A | #N/A | #N/A | 0 | 748 | 0 | #N/A | 0 | N/A | 0 | N/A |  | 748 | 0 | #N/A | #N/A | #N/A | #N/A | 0 | 0
[6 empty] | 749 | [15 empty] | 0 | 0 | 0 | 0 |  | 0 | 0 |  | TRUE | 0 | 0 | 0 | FALSE | +00 | +00 | TRUE | TRUE | FALSE | FALSE | 0 | 0 | TRUE | TRUE | FALSE | FALSE | 0 | 0 | #N/A | #N/A | #N/A | 0 | 0 | 0 | 0 | 0 | 0 | 0 | 0 | #N/A | 100000 | #N/A | 100000 | #N/A | 0 | #N/A | 0 | #N/A | 0.005307 | #N/A | 0.005307 |  | 749 | #N/A | #N/A | #N/A | #N/A | #N/A | #N/A | 0 | 749 | 0 | #N/A | 0 | N/A | 0 | N/A |  | 749 | 0 | #N/A | #N/A | #N/A | #N/A | 0 | 0
[6 empty] | 750 | [15 empty] | 0 | 0 | 0 | 0 |  | 0 | 0 |  | TRUE | 0 | 0 | 0 | FALSE | +00 | +00 | TRUE | TRUE | FALSE | FALSE | 0 | 0 | TRUE | TRUE | FALSE | FALSE | 0 | 0 | #N/A | #N/A | #N/A | 0 | 0 | 0 | 0 | 0 | 0 | 0 | 0 | #N/A | 100000 | #N/A | 100000 | #N/A | 0 | #N/A | 0 | #N/A | 0.005307 | #N/A | 0.005307 |  | 750 | #N/A | #N/A | #N/A | #N/A | #N/A | #N/A | 0 | 750 | 0 | #N/A | 0 | N/A | 0 | N/A |  | 750 | 0 | #N/A | #N/A | #N/A | #N/A | 0 | 0
[6 empty] | 751 | [15 empty] | 0 | 0 | 0 | 0 |  | 0 | 0 |  | TRUE | 0 | 0 | 0 | FALSE | +00 | +00 | TRUE | TRUE | FALSE | FALSE | 0 | 0 | TRUE | TRUE | FALSE | FALSE | 0 | 0 | #N/A | #N/A | #N/A | 0 | 0 | 0 | 0 | 0 | 0 | 0 | 0 | #N/A | 100000 | #N/A | 100000 | #N/A | 0 | #N/A | 0 | #N/A | 0.005307 | #N/A | 0.005307 |  | 751 | #N/A | #N/A | #N/A | #N/A | #N/A | #N/A | 0 | 751 | 0 | #N/A | 0 | N/A | 0 | N/A |  | 751 | 0 | #N/A | #N/A | #N/A | #N/A | 0 | 0
[6 empty] | 752 | [15 empty] | 0 | 0 | 0 | 0 |  | 0 | 0 |  | TRUE | 0 | 0 | 0 | FALSE | +00 | +00 | TRUE | TRUE | FALSE | FALSE | 0 | 0 | TRUE | TRUE | FALSE | FALSE | 0 | 0 | #N/A | #N/A | #N/A | 0 | 0 | 0 | 0 | 0 | 0 | 0 | 0 | #N/A | 100000 | #N/A | 100000 | #N/A | 0 | #N/A | 0 | #N/A | 0.005307 | #N/A | 0.005307 |  | 752 | #N/A | #N/A | #N/A | #N/A | #N/A | #N/A | 0 | 752 | 0 | #N/A | 0 | N/A | 0 | N/A |  | 752 | 0 | #N/A | #N/A | #N/A | #N/A | 0 | 0
[6 empty] | 753 | [15 empty] | 0 | 0 | 0 | 0 |  | 0 | 0 |  | TRUE | 0 | 0 | 0 | FALSE | +00 | +00 | TRUE | TRUE | FALSE | FALSE | 0 | 0 | TRUE | TRUE | FALSE | FALSE | 0 | 0 | #N/A | #N/A | #N/A | 0 | 0 | 0 | 0 | 0 | 0 | 0 | 0 | #N/A | 100000 | #N/A | 100000 | #N/A | 0 | #N/A | 0 | #N/A | 0.005307 | #N/A | 0.005307 |  | 753 | #N/A | #N/A | #N/A | #N/A | #N/A | #N/A | 0 | 753 | 0 | #N/A | 0 | N/A | 0 | N/A |  | 753 | 0 | #N/A | #N/A | #N/A | #N/A | 0 | 0
[6 empty] | 754 | [15 empty] | 0 | 0 | 0 | 0 |  | 0 | 0 |  | TRUE | 0 | 0 | 0 | FALSE | +00 | +00 | TRUE | TRUE | FALSE | FALSE | 0 | 0 | TRUE | TRUE | FALSE | FALSE | 0 | 0 | #N/A | #N/A | #N/A | 0 | 0 | 0 | 0 | 0 | 0 | 0 | 0 | #N/A | 100000 | #N/A | 100000 | #N/A | 0 | #N/A | 0 | #N/A | 0.005307 | #N/A | 0.005307 |  | 754 | #N/A | #N/A | #N/A | #N/A | #N/A | #N/A | 0 | 754 | 0 | #N/A | 0 | N/A | 0 | N/A |  | 754 | 0 | #N/A | #N/A | #N/A | #N/A | 0 | 0
[6 empty] | 755 | [15 empty] | 0 | 0 | 0 | 0 |  | 0 | 0 |  | TRUE | 0 | 0 | 0 | FALSE | +00 | +00 | TRUE | TRUE | FALSE | FALSE | 0 | 0 | TRUE | TRUE | FALSE | FALSE | 0 | 0 | #N/A | #N/A | #N/A | 0 | 0 | 0 | 0 | 0 | 0 | 0 | 0 | #N/A | 100000 | #N/A | 100000 | #N/A | 0 | #N/A | 0 | #N/A | 0.005307 | #N/A | 0.005307 |  | 755 | #N/A | #N/A | #N/A | #N/A | #N/A | #N/A | 0 | 755 | 0 | #N/A | 0 | N/A | 0 | N/A |  | 755 | 0 | #N/A | #N/A | #N/A | #N/A | 0 | 0
[6 empty] | 756 | [15 empty] | 0 | 0 | 0 | 0 |  | 0 | 0 |  | TRUE | 0 | 0 | 0 | FALSE | +00 | +00 | TRUE | TRUE | FALSE | FALSE | 0 | 0 | TRUE | TRUE | FALSE | FALSE | 0 | 0 | #N/A | #N/A | #N/A | 0 | 0 | 0 | 0 | 0 | 0 | 0 | 0 | #N/A | 100000 | #N/A | 100000 | #N/A | 0 | #N/A | 0 | #N/A | 0.005307 | #N/A | 0.005307 |  | 756 | #N/A | #N/A | #N/A | #N/A | #N/A | #N/A | 0 | 756 | 0 | #N/A | 0 | N/A | 0 | N/A |  | 756 | 0 | #N/A | #N/A | #N/A | #N/A | 0 | 0
[6 empty] | 757 | [15 empty] | 0 | 0 | 0 | 0 |  | 0 | 0 |  | TRUE | 0 | 0 | 0 | FALSE | +00 | +00 | TRUE | TRUE | FALSE | FALSE | 0 | 0 | TRUE | TRUE | FALSE | FALSE | 0 | 0 | #N/A | #N/A | #N/A | 0 | 0 | 0 | 0 | 0 | 0 | 0 | 0 | #N/A | 100000 | #N/A | 100000 | #N/A | 0 | #N/A | 0 | #N/A | 0.005307 | #N/A | 0.005307 |  | 757 | #N/A | #N/A | #N/A | #N/A | #N/A | #N/A | 0 | 757 | 0 | #N/A | 0 | N/A | 0 | N/A |  | 757 | 0 | #N/A | #N/A | #N/A | #N/A | 0 | 0
[6 empty] | 758 | [15 empty] | 0 | 0 | 0 | 0 |  | 0 | 0 |  | TRUE | 0 | 0 | 0 | FALSE | +00 | +00 | TRUE | TRUE | FALSE | FALSE | 0 | 0 | TRUE | TRUE | FALSE | FALSE | 0 | 0 | #N/A | #N/A | #N/A | 0 | 0 | 0 | 0 | 0 | 0 | 0 | 0 | #N/A | 100000 | #N/A | 100000 | #N/A | 0 | #N/A | 0 | #N/A | 0.005307 | #N/A | 0.005307 |  | 758 | #N/A | #N/A | #N/A | #N/A | #N/A | #N/A | 0 | 758 | 0 | #N/A | 0 | N/A | 0 | N/A |  | 758 | 0 | #N/A | #N/A | #N/A | #N/A | 0 | 0
[6 empty] | 759 | [15 empty] | 0 | 0 | 0 | 0 |  | 0 | 0 |  | TRUE | 0 | 0 | 0 | FALSE | +00 | +00 | TRUE | TRUE | FALSE | FALSE | 0 | 0 | TRUE | TRUE | FALSE | FALSE | 0 | 0 | #N/A | #N/A | #N/A | 0 | 0 | 0 | 0 | 0 | 0 | 0 | 0 | #N/A | 100000 | #N/A | 100000 | #N/A | 0 | #N/A | 0 | #N/A | 0.005307 | #N/A | 0.005307 |  | 759 | #N/A | #N/A | #N/A | #N/A | #N/A | #N/A | 0 | 759 | 0 | #N/A | 0 | N/A | 0 | N/A |  | 759 | 0 | #N/A | #N/A | #N/A | #N/A | 0 | 0
[6 empty] | 760 | [15 empty] | 0 | 0 | 0 | 0 |  | 0 | 0 |  | TRUE | 0 | 0 | 0 | FALSE | +00 | +00 | TRUE | TRUE | FALSE | FALSE | 0 | 0 | TRUE | TRUE | FALSE | FALSE | 0 | 0 | #N/A | #N/A | #N/A | 0 | 0 | 0 | 0 | 0 | 0 | 0 | 0 | #N/A | 100000 | #N/A | 100000 | #N/A | 0 | #N/A | 0 | #N/A | 0.005307 | #N/A | 0.005307 |  | 760 | #N/A | #N/A | #N/A | #N/A | #N/A | #N/A | 0 | 760 | 0 | #N/A | 0 | N/A | 0 | N/A |  | 760 | 0 | #N/A | #N/A | #N/A | #N/A | 0 | 0
[6 empty] | 761 | [15 empty] | 0 | 0 | 0 | 0 |  | 0 | 0 |  | TRUE | 0 | 0 | 0 | FALSE | +00 | +00 | TRUE | TRUE | FALSE | FALSE | 0 | 0 | TRUE | TRUE | FALSE | FALSE | 0 | 0 | #N/A | #N/A | #N/A | 0 | 0 | 0 | 0 | 0 | 0 | 0 | 0 | #N/A | 100000 | #N/A | 100000 | #N/A | 0 | #N/A | 0 | #N/A | 0.005307 | #N/A | 0.005307 |  | 761 | #N/A | #N/A | #N/A | #N/A | #N/A | #N/A | 0 | 761 | 0 | #N/A | 0 | N/A | 0 | N/A |  | 761 | 0 | #N/A | #N/A | #N/A | #N/A | 0 | 0
[6 empty] | 762 | [15 empty] | 0 | 0 | 0 | 0 |  | 0 | 0 |  | TRUE | 0 | 0 | 0 | FALSE | +00 | +00 | TRUE | TRUE | FALSE | FALSE | 0 | 0 | TRUE | TRUE | FALSE | FALSE | 0 | 0 | #N/A | #N/A | #N/A | 0 | 0 | 0 | 0 | 0 | 0 | 0 | 0 | #N/A | 100000 | #N/A | 100000 | #N/A | 0 | #N/A | 0 | #N/A | 0.005307 | #N/A | 0.005307 |  | 762 | #N/A | #N/A | #N/A | #N/A | #N/A | #N/A | 0 | 762 | 0 | #N/A | 0 | N/A | 0 | N/A |  | 762 | 0 | #N/A | #N/A | #N/A | #N/A | 0 | 0
[6 empty] | 763 | [15 empty] | 0 | 0 | 0 | 0 |  | 0 | 0 |  | TRUE | 0 | 0 | 0 | FALSE | +00 | +00 | TRUE | TRUE | FALSE | FALSE | 0 | 0 | TRUE | TRUE | FALSE | FALSE | 0 | 0 | #N/A | #N/A | #N/A | 0 | 0 | 0 | 0 | 0 | 0 | 0 | 0 | #N/A | 100000 | #N/A | 100000 | #N/A | 0 | #N/A | 0 | #N/A | 0.005307 | #N/A | 0.005307 |  | 763 | #N/A | #N/A | #N/A | #N/A | #N/A | #N/A | 0 | 763 | 0 | #N/A | 0 | N/A | 0 | N/A |  | 763 | 0 | #N/A | #N/A | #N/A | #N/A | 0 | 0
[6 empty] | 764 | [15 empty] | 0 | 0 | 0 | 0 |  | 0 | 0 |  | TRUE | 0 | 0 | 0 | FALSE | +00 | +00 | TRUE | TRUE | FALSE | FALSE | 0 | 0 | TRUE | TRUE | FALSE | FALSE | 0 | 0 | #N/A | #N/A | #N/A | 0 | 0 | 0 | 0 | 0 | 0 | 0 | 0 | #N/A | 100000 | #N/A | 100000 | #N/A | 0 | #N/A | 0 | #N/A | 0.005307 | #N/A | 0.005307 |  | 764 | #N/A | #N/A | #N/A | #N/A | #N/A | #N/A | 0 | 764 | 0 | #N/A | 0 | N/A | 0 | N/A |  | 764 | 0 | #N/A | #N/A | #N/A | #N/A | 0 | 0
[6 empty] | 765 | [15 empty] | 0 | 0 | 0 | 0 |  | 0 | 0 |  | TRUE | 0 | 0 | 0 | FALSE | +00 | +00 | TRUE | TRUE | FALSE | FALSE | 0 | 0 | TRUE | TRUE | FALSE | FALSE | 0 | 0 | #N/A | #N/A | #N/A | 0 | 0 | 0 | 0 | 0 | 0 | 0 | 0 | #N/A | 100000 | #N/A | 100000 | #N/A | 0 | #N/A | 0 | #N/A | 0.005307 | #N/A | 0.005307 |  | 765 | #N/A | #N/A | #N/A | #N/A | #N/A | #N/A | 0 | 765 | 0 | #N/A | 0 | N/A | 0 | N/A |  | 765 | 0 | #N/A | #N/A | #N/A | #N/A | 0 | 0
[6 empty] | 766 | [15 empty] | 0 | 0 | 0 | 0 |  | 0 | 0 |  | TRUE | 0 | 0 | 0 | FALSE | +00 | +00 | TRUE | TRUE | FALSE | FALSE | 0 | 0 | TRUE | TRUE | FALSE | FALSE | 0 | 0 | #N/A | #N/A | #N/A | 0 | 0 | 0 | 0 | 0 | 0 | 0 | 0 | #N/A | 100000 | #N/A | 100000 | #N/A | 0 | #N/A | 0 | #N/A | 0.005307 | #N/A | 0.005307 |  | 766 | #N/A | #N/A | #N/A | #N/A | #N/A | #N/A | 0 | 766 | 0 | #N/A | 0 | N/A | 0 | N/A |  | 766 | 0 | #N/A | #N/A | #N/A | #N/A | 0 | 0
[6 empty] | 767 | [15 empty] | 0 | 0 | 0 | 0 |  | 0 | 0 |  | TRUE | 0 | 0 | 0 | FALSE | +00 | +00 | TRUE | TRUE | FALSE | FALSE | 0 | 0 | TRUE | TRUE | FALSE | FALSE | 0 | 0 | #N/A | #N/A | #N/A | 0 | 0 | 0 | 0 | 0 | 0 | 0 | 0 | #N/A | 100000 | #N/A | 100000 | #N/A | 0 | #N/A | 0 | #N/A | 0.005307 | #N/A | 0.005307 |  | 767 | #N/A | #N/A | #N/A | #N/A | #N/A | #N/A | 0 | 767 | 0 | #N/A | 0 | N/A | 0 | N/A |  | 767 | 0 | #N/A | #N/A | #N/A | #N/A | 0 | 0
[6 empty] | 768 | [15 empty] | 0 | 0 | 0 | 0 |  | 0 | 0 |  | TRUE | 0 | 0 | 0 | FALSE | +00 | +00 | TRUE | TRUE | FALSE | FALSE | 0 | 0 | TRUE | TRUE | FALSE | FALSE | 0 | 0 | #N/A | #N/A | #N/A | 0 | 0 | 0 | 0 | 0 | 0 | 0 | 0 | #N/A | 100000 | #N/A | 100000 | #N/A | 0 | #N/A | 0 | #N/A | 0.005307 | #N/A | 0.005307 |  | 768 | #N/A | #N/A | #N/A | #N/A | #N/A | #N/A | 0 | 768 | 0 | #N/A | 0 | N/A | 0 | N/A |  | 768 | 0 | #N/A | #N/A | #N/A | #N/A | 0 | 0
[6 empty] | 769 | [15 empty] | 0 | 0 | 0 | 0 |  | 0 | 0 |  | TRUE | 0 | 0 | 0 | FALSE | +00 | +00 | TRUE | TRUE | FALSE | FALSE | 0 | 0 | TRUE | TRUE | FALSE | FALSE | 0 | 0 | #N/A | #N/A | #N/A | 0 | 0 | 0 | 0 | 0 | 0 | 0 | 0 | #N/A | 100000 | #N/A | 100000 | #N/A | 0 | #N/A | 0 | #N/A | 0.005307 | #N/A | 0.005307 |  | 769 | #N/A | #N/A | #N/A | #N/A | #N/A | #N/A | 0 | 769 | 0 | #N/A | 0 | N/A | 0 | N/A |  | 769 | 0 | #N/A | #N/A | #N/A | #N/A | 0 | 0
[6 empty] | 770 | [15 empty] | 0 | 0 | 0 | 0 |  | 0 | 0 |  | TRUE | 0 | 0 | 0 | FALSE | +00 | +00 | TRUE | TRUE | FALSE | FALSE | 0 | 0 | TRUE | TRUE | FALSE | FALSE | 0 | 0 | #N/A | #N/A | #N/A | 0 | 0 | 0 | 0 | 0 | 0 | 0 | 0 | #N/A | 100000 | #N/A | 100000 | #N/A | 0 | #N/A | 0 | #N/A | 0.005307 | #N/A | 0.005307 |  | 770 | #N/A | #N/A | #N/A | #N/A | #N/A | #N/A | 0 | 770 | 0 | #N/A | 0 | N/A | 0 | N/A |  | 770 | 0 | #N/A | #N/A | #N/A | #N/A | 0 | 0
[6 empty] | 771 | [15 empty] | 0 | 0 | 0 | 0 |  | 0 | 0 |  | TRUE | 0 | 0 | 0 | FALSE | +00 | +00 | TRUE | TRUE | FALSE | FALSE | 0 | 0 | TRUE | TRUE | FALSE | FALSE | 0 | 0 | #N/A | #N/A | #N/A | 0 | 0 | 0 | 0 | 0 | 0 | 0 | 0 | #N/A | 100000 | #N/A | 100000 | #N/A | 0 | #N/A | 0 | #N/A | 0.005307 | #N/A | 0.005307 |  | 771 | #N/A | #N/A | #N/A | #N/A | #N/A | #N/A | 0 | 771 | 0 | #N/A | 0 | N/A | 0 | N/A |  | 771 | 0 | #N/A | #N/A | #N/A | #N/A | 0 | 0
[6 empty] | 772 | [15 empty] | 0 | 0 | 0 | 0 |  | 0 | 0 |  | TRUE | 0 | 0 | 0 | FALSE | +00 | +00 | TRUE | TRUE | FALSE | FALSE | 0 | 0 | TRUE | TRUE | FALSE | FALSE | 0 | 0 | #N/A | #N/A | #N/A | 0 | 0 | 0 | 0 | 0 | 0 | 0 | 0 | #N/A | 100000 | #N/A | 100000 | #N/A | 0 | #N/A | 0 | #N/A | 0.005307 | #N/A | 0.005307 |  | 772 | #N/A | #N/A | #N/A | #N/A | #N/A | #N/A | 0 | 772 | 0 | #N/A | 0 | N/A | 0 | N/A |  | 772 | 0 | #N/A | #N/A | #N/A | #N/A | 0 | 0
[6 empty] | 773 | [15 empty] | 0 | 0 | 0 | 0 |  | 0 | 0 |  | TRUE | 0 | 0 | 0 | FALSE | +00 | +00 | TRUE | TRUE | FALSE | FALSE | 0 | 0 | TRUE | TRUE | FALSE | FALSE | 0 | 0 | #N/A | #N/A | #N/A | 0 | 0 | 0 | 0 | 0 | 0 | 0 | 0 | #N/A | 100000 | #N/A | 100000 | #N/A | 0 | #N/A | 0 | #N/A | 0.005307 | #N/A | 0.005307 |  | 773 | #N/A | #N/A | #N/A | #N/A | #N/A | #N/A | 0 | 773 | 0 | #N/A | 0 | N/A | 0 | N/A |  | 773 | 0 | #N/A | #N/A | #N/A | #N/A | 0 | 0
[6 empty] | 774 | [15 empty] | 0 | 0 | 0 | 0 |  | 0 | 0 |  | TRUE | 0 | 0 | 0 | FALSE | +00 | +00 | TRUE | TRUE | FALSE | FALSE | 0 | 0 | TRUE | TRUE | FALSE | FALSE | 0 | 0 | #N/A | #N/A | #N/A | 0 | 0 | 0 | 0 | 0 | 0 | 0 | 0 | #N/A | 100000 | #N/A | 100000 | #N/A | 0 | #N/A | 0 | #N/A | 0.005307 | #N/A | 0.005307 |  | 774 | #N/A | #N/A | #N/A | #N/A | #N/A | #N/A | 0 | 774 | 0 | #N/A | 0 | N/A | 0 | N/A |  | 774 | 0 | #N/A | #N/A | #N/A | #N/A | 0 | 0
[6 empty] | 775 | [15 empty] | 0 | 0 | 0 | 0 |  | 0 | 0 |  | TRUE | 0 | 0 | 0 | FALSE | +00 | +00 | TRUE | TRUE | FALSE | FALSE | 0 | 0 | TRUE | TRUE | FALSE | FALSE | 0 | 0 | #N/A | #N/A | #N/A | 0 | 0 | 0 | 0 | 0 | 0 | 0 | 0 | #N/A | 100000 | #N/A | 100000 | #N/A | 0 | #N/A | 0 | #N/A | 0.005307 | #N/A | 0.005307 |  | 775 | #N/A | #N/A | #N/A | #N/A | #N/A | #N/A | 0 | 775 | 0 | #N/A | 0 | N/A | 0 | N/A |  | 775 | 0 | #N/A | #N/A | #N/A | #N/A | 0 | 0
[6 empty] | 776 | [15 empty] | 0 | 0 | 0 | 0 |  | 0 | 0 |  | TRUE | 0 | 0 | 0 | FALSE | +00 | +00 | TRUE | TRUE | FALSE | FALSE | 0 | 0 | TRUE | TRUE | FALSE | FALSE | 0 | 0 | #N/A | #N/A | #N/A | 0 | 0 | 0 | 0 | 0 | 0 | 0 | 0 | #N/A | 100000 | #N/A | 100000 | #N/A | 0 | #N/A | 0 | #N/A | 0.005307 | #N/A | 0.005307 |  | 776 | #N/A | #N/A | #N/A | #N/A | #N/A | #N/A | 0 | 776 | 0 | #N/A | 0 | N/A | 0 | N/A |  | 776 | 0 | #N/A | #N/A | #N/A | #N/A | 0 | 0
[6 empty] | 777 | [15 empty] | 0 | 0 | 0 | 0 |  | 0 | 0 |  | TRUE | 0 | 0 | 0 | FALSE | +00 | +00 | TRUE | TRUE | FALSE | FALSE | 0 | 0 | TRUE | TRUE | FALSE | FALSE | 0 | 0 | #N/A | #N/A | #N/A | 0 | 0 | 0 | 0 | 0 | 0 | 0 | 0 | #N/A | 100000 | #N/A | 100000 | #N/A | 0 | #N/A | 0 | #N/A | 0.005307 | #N/A | 0.005307 |  | 777 | #N/A | #N/A | #N/A | #N/A | #N/A | #N/A | 0 | 777 | 0 | #N/A | 0 | N/A | 0 | N/A |  | 777 | 0 | #N/A | #N/A | #N/A | #N/A | 0 | 0
[6 empty] | 778 | [15 empty] | 0 | 0 | 0 | 0 |  | 0 | 0 |  | TRUE | 0 | 0 | 0 | FALSE | +00 | +00 | TRUE | TRUE | FALSE | FALSE | 0 | 0 | TRUE | TRUE | FALSE | FALSE | 0 | 0 | #N/A | #N/A | #N/A | 0 | 0 | 0 | 0 | 0 | 0 | 0 | 0 | #N/A | 100000 | #N/A | 100000 | #N/A | 0 | #N/A | 0 | #N/A | 0.005307 | #N/A | 0.005307 |  | 778 | #N/A | #N/A | #N/A | #N/A | #N/A | #N/A | 0 | 778 | 0 | #N/A | 0 | N/A | 0 | N/A |  | 778 | 0 | #N/A | #N/A | #N/A | #N/A | 0 | 0
[6 empty] | 779 | [15 empty] | 0 | 0 | 0 | 0 |  | 0 | 0 |  | TRUE | 0 | 0 | 0 | FALSE | +00 | +00 | TRUE | TRUE | FALSE | FALSE | 0 | 0 | TRUE | TRUE | FALSE | FALSE | 0 | 0 | #N/A | #N/A | #N/A | 0 | 0 | 0 | 0 | 0 | 0 | 0 | 0 | #N/A | 100000 | #N/A | 100000 | #N/A | 0 | #N/A | 0 | #N/A | 0.005307 | #N/A | 0.005307 |  | 779 | #N/A | #N/A | #N/A | #N/A | #N/A | #N/A | 0 | 779 | 0 | #N/A | 0 | N/A | 0 | N/A |  | 779 | 0 | #N/A | #N/A | #N/A | #N/A | 0 | 0
[6 empty] | 780 | [15 empty] | 0 | 0 | 0 | 0 |  | 0 | 0 |  | TRUE | 0 | 0 | 0 | FALSE | +00 | +00 | TRUE | TRUE | FALSE | FALSE | 0 | 0 | TRUE | TRUE | FALSE | FALSE | 0 | 0 | #N/A | #N/A | #N/A | 0 | 0 | 0 | 0 | 0 | 0 | 0 | 0 | #N/A | 100000 | #N/A | 100000 | #N/A | 0 | #N/A | 0 | #N/A | 0.005307 | #N/A | 0.005307 |  | 780 | #N/A | #N/A | #N/A | #N/A | #N/A | #N/A | 0 | 780 | 0 | #N/A | 0 | N/A | 0 | N/A |  | 780 | 0 | #N/A | #N/A | #N/A | #N/A | 0 | 0
[6 empty] | 781 | [15 empty] | 0 | 0 | 0 | 0 |  | 0 | 0 |  | TRUE | 0 | 0 | 0 | FALSE | +00 | +00 | TRUE | TRUE | FALSE | FALSE | 0 | 0 | TRUE | TRUE | FALSE | FALSE | 0 | 0 | #N/A | #N/A | #N/A | 0 | 0 | 0 | 0 | 0 | 0 | 0 | 0 | #N/A | 100000 | #N/A | 100000 | #N/A | 0 | #N/A | 0 | #N/A | 0.005307 | #N/A | 0.005307 |  | 781 | #N/A | #N/A | #N/A | #N/A | #N/A | #N/A | 0 | 781 | 0 | #N/A | 0 | N/A | 0 | N/A |  | 781 | 0 | #N/A | #N/A | #N/A | #N/A | 0 | 0
[6 empty] | 782 | [15 empty] | 0 | 0 | 0 | 0 |  | 0 | 0 |  | TRUE | 0 | 0 | 0 | FALSE | +00 | +00 | TRUE | TRUE | FALSE | FALSE | 0 | 0 | TRUE | TRUE | FALSE | FALSE | 0 | 0 | #N/A | #N/A | #N/A | 0 | 0 | 0 | 0 | 0 | 0 | 0 | 0 | #N/A | 100000 | #N/A | 100000 | #N/A | 0 | #N/A | 0 | #N/A | 0.005307 | #N/A | 0.005307 |  | 782 | #N/A | #N/A | #N/A | #N/A | #N/A | #N/A | 0 | 782 | 0 | #N/A | 0 | N/A | 0 | N/A |  | 782 | 0 | #N/A | #N/A | #N/A | #N/A | 0 | 0
[6 empty] | 783 | [15 empty] | 0 | 0 | 0 | 0 |  | 0 | 0 |  | TRUE | 0 | 0 | 0 | FALSE | +00 | +00 | TRUE | TRUE | FALSE | FALSE | 0 | 0 | TRUE | TRUE | FALSE | FALSE | 0 | 0 | #N/A | #N/A | #N/A | 0 | 0 | 0 | 0 | 0 | 0 | 0 | 0 | #N/A | 100000 | #N/A | 100000 | #N/A | 0 | #N/A | 0 | #N/A | 0.005307 | #N/A | 0.005307 |  | 783 | #N/A | #N/A | #N/A | #N/A | #N/A | #N/A | 0 | 783 | 0 | #N/A | 0 | N/A | 0 | N/A |  | 783 | 0 | #N/A | #N/A | #N/A | #N/A | 0 | 0
[6 empty] | 784 | [15 empty] | 0 | 0 | 0 | 0 |  | 0 | 0 |  | TRUE | 0 | 0 | 0 | FALSE | +00 | +00 | TRUE | TRUE | FALSE | FALSE | 0 | 0 | TRUE | TRUE | FALSE | FALSE | 0 | 0 | #N/A | #N/A | #N/A | 0 | 0 | 0 | 0 | 0 | 0 | 0 | 0 | #N/A | 100000 | #N/A | 100000 | #N/A | 0 | #N/A | 0 | #N/A | 0.005307 | #N/A | 0.005307 |  | 784 | #N/A | #N/A | #N/A | #N/A | #N/A | #N/A | 0 | 784 | 0 | #N/A | 0 | N/A | 0 | N/A |  | 784 | 0 | #N/A | #N/A | #N/A | #N/A | 0 | 0
[6 empty] | 785 | [15 empty] | 0 | 0 | 0 | 0 |  | 0 | 0 |  | TRUE | 0 | 0 | 0 | FALSE | +00 | +00 | TRUE | TRUE | FALSE | FALSE | 0 | 0 | TRUE | TRUE | FALSE | FALSE | 0 | 0 | #N/A | #N/A | #N/A | 0 | 0 | 0 | 0 | 0 | 0 | 0 | 0 | #N/A | 100000 | #N/A | 100000 | #N/A | 0 | #N/A | 0 | #N/A | 0.005307 | #N/A | 0.005307 |  | 785 | #N/A | #N/A | #N/A | #N/A | #N/A | #N/A | 0 | 785 | 0 | #N/A | 0 | N/A | 0 | N/A |  | 785 | 0 | #N/A | #N/A | #N/A | #N/A | 0 | 0
[6 empty] | 786 | [15 empty] | 0 | 0 | 0 | 0 |  | 0 | 0 |  | TRUE | 0 | 0 | 0 | FALSE | +00 | +00 | TRUE | TRUE | FALSE | FALSE | 0 | 0 | TRUE | TRUE | FALSE | FALSE | 0 | 0 | #N/A | #N/A | #N/A | 0 | 0 | 0 | 0 | 0 | 0 | 0 | 0 | #N/A | 100000 | #N/A | 100000 | #N/A | 0 | #N/A | 0 | #N/A | 0.005307 | #N/A | 0.005307 |  | 786 | #N/A | #N/A | #N/A | #N/A | #N/A | #N/A | 0 | 786 | 0 | #N/A | 0 | N/A | 0 | N/A |  | 786 | 0 | #N/A | #N/A | #N/A | #N/A | 0 | 0
[6 empty] | 787 | [15 empty] | 0 | 0 | 0 | 0 |  | 0 | 0 |  | TRUE | 0 | 0 | 0 | FALSE | +00 | +00 | TRUE | TRUE | FALSE | FALSE | 0 | 0 | TRUE | TRUE | FALSE | FALSE | 0 | 0 | #N/A | #N/A | #N/A | 0 | 0 | 0 | 0 | 0 | 0 | 0 | 0 | #N/A | 100000 | #N/A | 100000 | #N/A | 0 | #N/A | 0 | #N/A | 0.005307 | #N/A | 0.005307 |  | 787 | #N/A | #N/A | #N/A | #N/A | #N/A | #N/A | 0 | 787 | 0 | #N/A | 0 | N/A | 0 | N/A |  | 787 | 0 | #N/A | #N/A | #N/A | #N/A | 0 | 0
[6 empty] | 788 | [15 empty] | 0 | 0 | 0 | 0 |  | 0 | 0 |  | TRUE | 0 | 0 | 0 | FALSE | +00 | +00 | TRUE | TRUE | FALSE | FALSE | 0 | 0 | TRUE | TRUE | FALSE | FALSE | 0 | 0 | #N/A | #N/A | #N/A | 0 | 0 | 0 | 0 | 0 | 0 | 0 | 0 | #N/A | 100000 | #N/A | 100000 | #N/A | 0 | #N/A | 0 | #N/A | 0.005307 | #N/A | 0.005307 |  | 788 | #N/A | #N/A | #N/A | #N/A | #N/A | #N/A | 0 | 788 | 0 | #N/A | 0 | N/A | 0 | N/A |  | 788 | 0 | #N/A | #N/A | #N/A | #N/A | 0 | 0
[6 empty] | 789 | [15 empty] | 0 | 0 | 0 | 0 |  | 0 | 0 |  | TRUE | 0 | 0 | 0 | FALSE | +00 | +00 | TRUE | TRUE | FALSE | FALSE | 0 | 0 | TRUE | TRUE | FALSE | FALSE | 0 | 0 | #N/A | #N/A | #N/A | 0 | 0 | 0 | 0 | 0 | 0 | 0 | 0 | #N/A | 100000 | #N/A | 100000 | #N/A | 0 | #N/A | 0 | #N/A | 0.005307 | #N/A | 0.005307 |  | 789 | #N/A | #N/A | #N/A | #N/A | #N/A | #N/A | 0 | 789 | 0 | #N/A | 0 | N/A | 0 | N/A |  | 789 | 0 | #N/A | #N/A | #N/A | #N/A | 0 | 0
[6 empty] | 790 | [15 empty] | 0 | 0 | 0 | 0 |  | 0 | 0 |  | TRUE | 0 | 0 | 0 | FALSE | +00 | +00 | TRUE | TRUE | FALSE | FALSE | 0 | 0 | TRUE | TRUE | FALSE | FALSE | 0 | 0 | #N/A | #N/A | #N/A | 0 | 0 | 0 | 0 | 0 | 0 | 0 | 0 | #N/A | 100000 | #N/A | 100000 | #N/A | 0 | #N/A | 0 | #N/A | 0.005307 | #N/A | 0.005307 |  | 790 | #N/A | #N/A | #N/A | #N/A | #N/A | #N/A | 0 | 790 | 0 | #N/A | 0 | N/A | 0 | N/A |  | 790 | 0 | #N/A | #N/A | #N/A | #N/A | 0 | 0
[6 empty] | 791 | [15 empty] | 0 | 0 | 0 | 0 |  | 0 | 0 |  | TRUE | 0 | 0 | 0 | FALSE | +00 | +00 | TRUE | TRUE | FALSE | FALSE | 0 | 0 | TRUE | TRUE | FALSE | FALSE | 0 | 0 | #N/A | #N/A | #N/A | 0 | 0 | 0 | 0 | 0 | 0 | 0 | 0 | #N/A | 100000 | #N/A | 100000 | #N/A | 0 | #N/A | 0 | #N/A | 0.005307 | #N/A | 0.005307 |  | 791 | #N/A | #N/A | #N/A | #N/A | #N/A | #N/A | 0 | 791 | 0 | #N/A | 0 | N/A | 0 | N/A |  | 791 | 0 | #N/A | #N/A | #N/A | #N/A | 0 | 0
[6 empty] | 792 | [15 empty] | 0 | 0 | 0 | 0 |  | 0 | 0 |  | TRUE | 0 | 0 | 0 | FALSE | +00 | +00 | TRUE | TRUE | FALSE | FALSE | 0 | 0 | TRUE | TRUE | FALSE | FALSE | 0 | 0 | #N/A | #N/A | #N/A | 0 | 0 | 0 | 0 | 0 | 0 | 0 | 0 | #N/A | 100000 | #N/A | 100000 | #N/A | 0 | #N/A | 0 | #N/A | 0.005307 | #N/A | 0.005307 |  | 792 | #N/A | #N/A | #N/A | #N/A | #N/A | #N/A | 0 | 792 | 0 | #N/A | 0 | N/A | 0 | N/A |  | 792 | 0 | #N/A | #N/A | #N/A | #N/A | 0 | 0
[6 empty] | 793 | [15 empty] | 0 | 0 | 0 | 0 |  | 0 | 0 |  | TRUE | 0 | 0 | 0 | FALSE | +00 | +00 | TRUE | TRUE | FALSE | FALSE | 0 | 0 | TRUE | TRUE | FALSE | FALSE | 0 | 0 | #N/A | #N/A | #N/A | 0 | 0 | 0 | 0 | 0 | 0 | 0 | 0 | #N/A | 100000 | #N/A | 100000 | #N/A | 0 | #N/A | 0 | #N/A | 0.005307 | #N/A | 0.005307 |  | 793 | #N/A | #N/A | #N/A | #N/A | #N/A | #N/A | 0 | 793 | 0 | #N/A | 0 | N/A | 0 | N/A |  | 793 | 0 | #N/A | #N/A | #N/A | #N/A | 0 | 0
[6 empty] | 794 | [15 empty] | 0 | 0 | 0 | 0 |  | 0 | 0 |  | TRUE | 0 | 0 | 0 | FALSE | +00 | +00 | TRUE | TRUE | FALSE | FALSE | 0 | 0 | TRUE | TRUE | FALSE | FALSE | 0 | 0 | #N/A | #N/A | #N/A | 0 | 0 | 0 | 0 | 0 | 0 | 0 | 0 | #N/A | 100000 | #N/A | 100000 | #N/A | 0 | #N/A | 0 | #N/A | 0.005307 | #N/A | 0.005307 |  | 794 | #N/A | #N/A | #N/A | #N/A | #N/A | #N/A | 0 | 794 | 0 | #N/A | 0 | N/A | 0 | N/A |  | 794 | 0 | #N/A | #N/A | #N/A | #N/A | 0 | 0
[6 empty] | 795 | [15 empty] | 0 | 0 | 0 | 0 |  | 0 | 0 |  | TRUE | 0 | 0 | 0 | FALSE | +00 | +00 | TRUE | TRUE | FALSE | FALSE | 0 | 0 | TRUE | TRUE | FALSE | FALSE | 0 | 0 | #N/A | #N/A | #N/A | 0 | 0 | 0 | 0 | 0 | 0 | 0 | 0 | #N/A | 100000 | #N/A | 100000 | #N/A | 0 | #N/A | 0 | #N/A | 0.005307 | #N/A | 0.005307 |  | 795 | #N/A | #N/A | #N/A | #N/A | #N/A | #N/A | 0 | 795 | 0 | #N/A | 0 | N/A | 0 | N/A |  | 795 | 0 | #N/A | #N/A | #N/A | #N/A | 0 | 0
[6 empty] | 796 | [15 empty] | 0 | 0 | 0 | 0 |  | 0 | 0 |  | TRUE | 0 | 0 | 0 | FALSE | +00 | +00 | TRUE | TRUE | FALSE | FALSE | 0 | 0 | TRUE | TRUE | FALSE | FALSE | 0 | 0 | #N/A | #N/A | #N/A | 0 | 0 | 0 | 0 | 0 | 0 | 0 | 0 | #N/A | 100000 | #N/A | 100000 | #N/A | 0 | #N/A | 0 | #N/A | 0.005307 | #N/A | 0.005307 |  | 796 | #N/A | #N/A | #N/A | #N/A | #N/A | #N/A | 0 | 796 | 0 | #N/A | 0 | N/A | 0 | N/A |  | 796 | 0 | #N/A | #N/A | #N/A | #N/A | 0 | 0
[6 empty] | 797 | [15 empty] | 0 | 0 | 0 | 0 |  | 0 | 0 |  | TRUE | 0 | 0 | 0 | FALSE | +00 | +00 | TRUE | TRUE | FALSE | FALSE | 0 | 0 | TRUE | TRUE | FALSE | FALSE | 0 | 0 | #N/A | #N/A | #N/A | 0 | 0 | 0 | 0 | 0 | 0 | 0 | 0 | #N/A | 100000 | #N/A | 100000 | #N/A | 0 | #N/A | 0 | #N/A | 0.005307 | #N/A | 0.005307 |  | 797 | #N/A | #N/A | #N/A | #N/A | #N/A | #N/A | 0 | 797 | 0 | #N/A | 0 | N/A | 0 | N/A |  | 797 | 0 | #N/A | #N/A | #N/A | #N/A | 0 | 0
[6 empty] | 798 | [15 empty] | 0 | 0 | 0 | 0 |  | 0 | 0 |  | TRUE | 0 | 0 | 0 | FALSE | +00 | +00 | TRUE | TRUE | FALSE | FALSE | 0 | 0 | TRUE | TRUE | FALSE | FALSE | 0 | 0 | #N/A | #N/A | #N/A | 0 | 0 | 0 | 0 | 0 | 0 | 0 | 0 | #N/A | 100000 | #N/A | 100000 | #N/A | 0 | #N/A | 0 | #N/A | 0.005307 | #N/A | 0.005307 |  | 798 | #N/A | #N/A | #N/A | #N/A | #N/A | #N/A | 0 | 798 | 0 | #N/A | 0 | N/A | 0 | N/A |  | 798 | 0 | #N/A | #N/A | #N/A | #N/A | 0 | 0
[6 empty] | 799 | [15 empty] | 0 | 0 | 0 | 0 |  | 0 | 0 |  | TRUE | 0 | 0 | 0 | FALSE | +00 | +00 | TRUE | TRUE | FALSE | FALSE | 0 | 0 | TRUE | TRUE | FALSE | FALSE | 0 | 0 | #N/A | #N/A | #N/A | 0 | 0 | 0 | 0 | 0 | 0 | 0 | 0 | #N/A | 100000 | #N/A | 100000 | #N/A | 0 | #N/A | 0 | #N/A | 0.005307 | #N/A | 0.005307 |  | 799 | #N/A | #N/A | #N/A | #N/A | #N/A | #N/A | 0 | 799 | 0 | #N/A | 0 | N/A | 0 | N/A |  | 799 | 0 | #N/A | #N/A | #N/A | #N/A | 0 | 0
[6 empty] | 800 | [15 empty] | 0 | 0 | 0 | 0 |  | 0 | 0 |  | TRUE | 0 | 0 | 0 | FALSE | +00 | +00 | TRUE | TRUE | FALSE | FALSE | 0 | 0 | TRUE | TRUE | FALSE | FALSE | 0 | 0 | #N/A | #N/A | #N/A | 0 | 0 | 0 | 0 | 0 | 0 | 0 | 0 | #N/A | 100000 | #N/A | 100000 | #N/A | 0 | #N/A | 0 | #N/A | 0.005307 | #N/A | 0.005307 |  | 800 | #N/A | #N/A | #N/A | #N/A | #N/A | #N/A | 0 | 800 | 0 | #N/A | 0 | N/A | 0 | N/A |  | 800 | 0 | #N/A | #N/A | #N/A | #N/A | 0 | 0
[6 empty] | 801 | [15 empty] | 0 | 0 | 0 | 0 |  | 0 | 0 |  | TRUE | 0 | 0 | 0 | FALSE | +00 | +00 | TRUE | TRUE | FALSE | FALSE | 0 | 0 | TRUE | TRUE | FALSE | FALSE | 0 | 0 | #N/A | #N/A | #N/A | 0 | 0 | 0 | 0 | 0 | 0 | 0 | 0 | #N/A | 100000 | #N/A | 100000 | #N/A | 0 | #N/A | 0 | #N/A | 0.005307 | #N/A | 0.005307 |  | 801 | #N/A | #N/A | #N/A | #N/A | #N/A | #N/A | 0 | 801 | 0 | #N/A | 0 | N/A | 0 | N/A |  | 801 | 0 | #N/A | #N/A | #N/A | #N/A | 0 | 0
[6 empty] | 802 | [15 empty] | 0 | 0 | 0 | 0 |  | 0 | 0 |  | TRUE | 0 | 0 | 0 | FALSE | +00 | +00 | TRUE | TRUE | FALSE | FALSE | 0 | 0 | TRUE | TRUE | FALSE | FALSE | 0 | 0 | #N/A | #N/A | #N/A | 0 | 0 | 0 | 0 | 0 | 0 | 0 | 0 | #N/A | 100000 | #N/A | 100000 | #N/A | 0 | #N/A | 0 | #N/A | 0.005307 | #N/A | 0.005307 |  | 802 | #N/A | #N/A | #N/A | #N/A | #N/A | #N/A | 0 | 802 | 0 | #N/A | 0 | N/A | 0 | N/A |  | 802 | 0 | #N/A | #N/A | #N/A | #N/A | 0 | 0
[6 empty] | 803 | [15 empty] | 0 | 0 | 0 | 0 |  | 0 | 0 |  | TRUE | 0 | 0 | 0 | FALSE | +00 | +00 | TRUE | TRUE | FALSE | FALSE | 0 | 0 | TRUE | TRUE | FALSE | FALSE | 0 | 0 | #N/A | #N/A | #N/A | 0 | 0 | 0 | 0 | 0 | 0 | 0 | 0 | #N/A | 100000 | #N/A | 100000 | #N/A | 0 | #N/A | 0 | #N/A | 0.005307 | #N/A | 0.005307 |  | 803 | #N/A | #N/A | #N/A | #N/A | #N/A | #N/A | 0 | 803 | 0 | #N/A | 0 | N/A | 0 | N/A |  | 803 | 0 | #N/A | #N/A | #N/A | #N/A | 0 | 0
[6 empty] | 804 | [15 empty] | 0 | 0 | 0 | 0 |  | 0 | 0 |  | TRUE | 0 | 0 | 0 | FALSE | +00 | +00 | TRUE | TRUE | FALSE | FALSE | 0 | 0 | TRUE | TRUE | FALSE | FALSE | 0 | 0 | #N/A | #N/A | #N/A | 0 | 0 | 0 | 0 | 0 | 0 | 0 | 0 | #N/A | 100000 | #N/A | 100000 | #N/A | 0 | #N/A | 0 | #N/A | 0.005307 | #N/A | 0.005307 |  | 804 | #N/A | #N/A | #N/A | #N/A | #N/A | #N/A | 0 | 804 | 0 | #N/A | 0 | N/A | 0 | N/A |  | 804 | 0 | #N/A | #N/A | #N/A | #N/A | 0 | 0
[6 empty] | 805 | [15 empty] | 0 | 0 | 0 | 0 |  | 0 | 0 |  | TRUE | 0 | 0 | 0 | FALSE | +00 | +00 | TRUE | TRUE | FALSE | FALSE | 0 | 0 | TRUE | TRUE | FALSE | FALSE | 0 | 0 | #N/A | #N/A | #N/A | 0 | 0 | 0 | 0 | 0 | 0 | 0 | 0 | #N/A | 100000 | #N/A | 100000 | #N/A | 0 | #N/A | 0 | #N/A | 0.005307 | #N/A | 0.005307 |  | 805 | #N/A | #N/A | #N/A | #N/A | #N/A | #N/A | 0 | 805 | 0 | #N/A | 0 | N/A | 0 | N/A |  | 805 | 0 | #N/A | #N/A | #N/A | #N/A | 0 | 0
[6 empty] | 806 | [15 empty] | 0 | 0 | 0 | 0 |  | 0 | 0 |  | TRUE | 0 | 0 | 0 | FALSE | +00 | +00 | TRUE | TRUE | FALSE | FALSE | 0 | 0 | TRUE | TRUE | FALSE | FALSE | 0 | 0 | #N/A | #N/A | #N/A | 0 | 0 | 0 | 0 | 0 | 0 | 0 | 0 | #N/A | 100000 | #N/A | 100000 | #N/A | 0 | #N/A | 0 | #N/A | 0.005307 | #N/A | 0.005307 |  | 806 | #N/A | #N/A | #N/A | #N/A | #N/A | #N/A | 0 | 806 | 0 | #N/A | 0 | N/A | 0 | N/A |  | 806 | 0 | #N/A | #N/A | #N/A | #N/A | 0 | 0
[6 empty] | 807 | [15 empty] | 0 | 0 | 0 | 0 |  | 0 | 0 |  | TRUE | 0 | 0 | 0 | FALSE | +00 | +00 | TRUE | TRUE | FALSE | FALSE | 0 | 0 | TRUE | TRUE | FALSE | FALSE | 0 | 0 | #N/A | #N/A | #N/A | 0 | 0 | 0 | 0 | 0 | 0 | 0 | 0 | #N/A | 100000 | #N/A | 100000 | #N/A | 0 | #N/A | 0 | #N/A | 0.005307 | #N/A | 0.005307 |  | 807 | #N/A | #N/A | #N/A | #N/A | #N/A | #N/A | 0 | 807 | 0 | #N/A | 0 | N/A | 0 | N/A |  | 807 | 0 | #N/A | #N/A | #N/A | #N/A | 0 | 0
[6 empty] | 808 | [15 empty] | 0 | 0 | 0 | 0 |  | 0 | 0 |  | TRUE | 0 | 0 | 0 | FALSE | +00 | +00 | TRUE | TRUE | FALSE | FALSE | 0 | 0 | TRUE | TRUE | FALSE | FALSE | 0 | 0 | #N/A | #N/A | #N/A | 0 | 0 | 0 | 0 | 0 | 0 | 0 | 0 | #N/A | 100000 | #N/A | 100000 | #N/A | 0 | #N/A | 0 | #N/A | 0.005307 | #N/A | 0.005307 |  | 808 | #N/A | #N/A | #N/A | #N/A | #N/A | #N/A | 0 | 808 | 0 | #N/A | 0 | N/A | 0 | N/A |  | 808 | 0 | #N/A | #N/A | #N/A | #N/A | 0 | 0
[6 empty] | 809 | [15 empty] | 0 | 0 | 0 | 0 |  | 0 | 0 |  | TRUE | 0 | 0 | 0 | FALSE | +00 | +00 | TRUE | TRUE | FALSE | FALSE | 0 | 0 | TRUE | TRUE | FALSE | FALSE | 0 | 0 | #N/A | #N/A | #N/A | 0 | 0 | 0 | 0 | 0 | 0 | 0 | 0 | #N/A | 100000 | #N/A | 100000 | #N/A | 0 | #N/A | 0 | #N/A | 0.005307 | #N/A | 0.005307 |  | 809 | #N/A | #N/A | #N/A | #N/A | #N/A | #N/A | 0 | 809 | 0 | #N/A | 0 | N/A | 0 | N/A |  | 809 | 0 | #N/A | #N/A | #N/A | #N/A | 0 | 0
[6 empty] | 810 | [15 empty] | 0 | 0 | 0 | 0 |  | 0 | 0 |  | TRUE | 0 | 0 | 0 | FALSE | +00 | +00 | TRUE | TRUE | FALSE | FALSE | 0 | 0 | TRUE | TRUE | FALSE | FALSE | 0 | 0 | #N/A | #N/A | #N/A | 0 | 0 | 0 | 0 | 0 | 0 | 0 | 0 | #N/A | 100000 | #N/A | 100000 | #N/A | 0 | #N/A | 0 | #N/A | 0.005307 | #N/A | 0.005307 |  | 810 | #N/A | #N/A | #N/A | #N/A | #N/A | #N/A | 0 | 810 | 0 | #N/A | 0 | N/A | 0 | N/A |  | 810 | 0 | #N/A | #N/A | #N/A | #N/A | 0 | 0
[6 empty] | 811 | [15 empty] | 0 | 0 | 0 | 0 |  | 0 | 0 |  | TRUE | 0 | 0 | 0 | FALSE | +00 | +00 | TRUE | TRUE | FALSE | FALSE | 0 | 0 | TRUE | TRUE | FALSE | FALSE | 0 | 0 | #N/A | #N/A | #N/A | 0 | 0 | 0 | 0 | 0 | 0 | 0 | 0 | #N/A | 100000 | #N/A | 100000 | #N/A | 0 | #N/A | 0 | #N/A | 0.005307 | #N/A | 0.005307 |  | 811 | #N/A | #N/A | #N/A | #N/A | #N/A | #N/A | 0 | 811 | 0 | #N/A | 0 | N/A | 0 | N/A |  | 811 | 0 | #N/A | #N/A | #N/A | #N/A | 0 | 0
[6 empty] | 812 | [15 empty] | 0 | 0 | 0 | 0 |  | 0 | 0 |  | TRUE | 0 | 0 | 0 | FALSE | +00 | +00 | TRUE | TRUE | FALSE | FALSE | 0 | 0 | TRUE | TRUE | FALSE | FALSE | 0 | 0 | #N/A | #N/A | #N/A | 0 | 0 | 0 | 0 | 0 | 0 | 0 | 0 | #N/A | 100000 | #N/A | 100000 | #N/A | 0 | #N/A | 0 | #N/A | 0.005307 | #N/A | 0.005307 |  | 812 | #N/A | #N/A | #N/A | #N/A | #N/A | #N/A | 0 | 812 | 0 | #N/A | 0 | N/A | 0 | N/A |  | 812 | 0 | #N/A | #N/A | #N/A | #N/A | 0 | 0
[6 empty] | 813 | [15 empty] | 0 | 0 | 0 | 0 |  | 0 | 0 |  | TRUE | 0 | 0 | 0 | FALSE | +00 | +00 | TRUE | TRUE | FALSE | FALSE | 0 | 0 | TRUE | TRUE | FALSE | FALSE | 0 | 0 | #N/A | #N/A | #N/A | 0 | 0 | 0 | 0 | 0 | 0 | 0 | 0 | #N/A | 100000 | #N/A | 100000 | #N/A | 0 | #N/A | 0 | #N/A | 0.005307 | #N/A | 0.005307 |  | 813 | #N/A | #N/A | #N/A | #N/A | #N/A | #N/A | 0 | 813 | 0 | #N/A | 0 | N/A | 0 | N/A |  | 813 | 0 | #N/A | #N/A | #N/A | #N/A | 0 | 0
[6 empty] | 814 | [15 empty] | 0 | 0 | 0 | 0 |  | 0 | 0 |  | TRUE | 0 | 0 | 0 | FALSE | +00 | +00 | TRUE | TRUE | FALSE | FALSE | 0 | 0 | TRUE | TRUE | FALSE | FALSE | 0 | 0 | #N/A | #N/A | #N/A | 0 | 0 | 0 | 0 | 0 | 0 | 0 | 0 | #N/A | 100000 | #N/A | 100000 | #N/A | 0 | #N/A | 0 | #N/A | 0.005307 | #N/A | 0.005307 |  | 814 | #N/A | #N/A | #N/A | #N/A | #N/A | #N/A | 0 | 814 | 0 | #N/A | 0 | N/A | 0 | N/A |  | 814 | 0 | #N/A | #N/A | #N/A | #N/A | 0 | 0
[6 empty] | 815 | [15 empty] | 0 | 0 | 0 | 0 |  | 0 | 0 |  | TRUE | 0 | 0 | 0 | FALSE | +00 | +00 | TRUE | TRUE | FALSE | FALSE | 0 | 0 | TRUE | TRUE | FALSE | FALSE | 0 | 0 | #N/A | #N/A | #N/A | 0 | 0 | 0 | 0 | 0 | 0 | 0 | 0 | #N/A | 100000 | #N/A | 100000 | #N/A | 0 | #N/A | 0 | #N/A | 0.005307 | #N/A | 0.005307 |  | 815 | #N/A | #N/A | #N/A | #N/A | #N/A | #N/A | 0 | 815 | 0 | #N/A | 0 | N/A | 0 | N/A |  | 815 | 0 | #N/A | #N/A | #N/A | #N/A | 0 | 0
[6 empty] | 816 | [15 empty] | 0 | 0 | 0 | 0 |  | 0 | 0 |  | TRUE | 0 | 0 | 0 | FALSE | +00 | +00 | TRUE | TRUE | FALSE | FALSE | 0 | 0 | TRUE | TRUE | FALSE | FALSE | 0 | 0 | #N/A | #N/A | #N/A | 0 | 0 | 0 | 0 | 0 | 0 | 0 | 0 | #N/A | 100000 | #N/A | 100000 | #N/A | 0 | #N/A | 0 | #N/A | 0.005307 | #N/A | 0.005307 |  | 816 | #N/A | #N/A | #N/A | #N/A | #N/A | #N/A | 0 | 816 | 0 | #N/A | 0 | N/A | 0 | N/A |  | 816 | 0 | #N/A | #N/A | #N/A | #N/A | 0 | 0
[6 empty] | 817 | [15 empty] | 0 | 0 | 0 | 0 |  | 0 | 0 |  | TRUE | 0 | 0 | 0 | FALSE | +00 | +00 | TRUE | TRUE | FALSE | FALSE | 0 | 0 | TRUE | TRUE | FALSE | FALSE | 0 | 0 | #N/A | #N/A | #N/A | 0 | 0 | 0 | 0 | 0 | 0 | 0 | 0 | #N/A | 100000 | #N/A | 100000 | #N/A | 0 | #N/A | 0 | #N/A | 0.005307 | #N/A | 0.005307 |  | 817 | #N/A | #N/A | #N/A | #N/A | #N/A | #N/A | 0 | 817 | 0 | #N/A | 0 | N/A | 0 | N/A |  | 817 | 0 | #N/A | #N/A | #N/A | #N/A | 0 | 0
[6 empty] | 818 | [15 empty] | 0 | 0 | 0 | 0 |  | 0 | 0 |  | TRUE | 0 | 0 | 0 | FALSE | +00 | +00 | TRUE | TRUE | FALSE | FALSE | 0 | 0 | TRUE | TRUE | FALSE | FALSE | 0 | 0 | #N/A | #N/A | #N/A | 0 | 0 | 0 | 0 | 0 | 0 | 0 | 0 | #N/A | 100000 | #N/A | 100000 | #N/A | 0 | #N/A | 0 | #N/A | 0.005307 | #N/A | 0.005307 |  | 818 | #N/A | #N/A | #N/A | #N/A | #N/A | #N/A | 0 | 818 | 0 | #N/A | 0 | N/A | 0 | N/A |  | 818 | 0 | #N/A | #N/A | #N/A | #N/A | 0 | 0
[6 empty] | 819 | [15 empty] | 0 | 0 | 0 | 0 |  | 0 | 0 |  | TRUE | 0 | 0 | 0 | FALSE | +00 | +00 | TRUE | TRUE | FALSE | FALSE | 0 | 0 | TRUE | TRUE | FALSE | FALSE | 0 | 0 | #N/A | #N/A | #N/A | 0 | 0 | 0 | 0 | 0 | 0 | 0 | 0 | #N/A | 100000 | #N/A | 100000 | #N/A | 0 | #N/A | 0 | #N/A | 0.005307 | #N/A | 0.005307 |  | 819 | #N/A | #N/A | #N/A | #N/A | #N/A | #N/A | 0 | 819 | 0 | #N/A | 0 | N/A | 0 | N/A |  | 819 | 0 | #N/A | #N/A | #N/A | #N/A | 0 | 0
[6 empty] | 820 | [15 empty] | 0 | 0 | 0 | 0 |  | 0 | 0 |  | TRUE | 0 | 0 | 0 | FALSE | +00 | +00 | TRUE | TRUE | FALSE | FALSE | 0 | 0 | TRUE | TRUE | FALSE | FALSE | 0 | 0 | #N/A | #N/A | #N/A | 0 | 0 | 0 | 0 | 0 | 0 | 0 | 0 | #N/A | 100000 | #N/A | 100000 | #N/A | 0 | #N/A | 0 | #N/A | 0.005307 | #N/A | 0.005307 |  | 820 | #N/A | #N/A | #N/A | #N/A | #N/A | #N/A | 0 | 820 | 0 | #N/A | 0 | N/A | 0 | N/A |  | 820 | 0 | #N/A | #N/A | #N/A | #N/A | 0 | 0
[6 empty] | 821 | [15 empty] | 0 | 0 | 0 | 0 |  | 0 | 0 |  | TRUE | 0 | 0 | 0 | FALSE | +00 | +00 | TRUE | TRUE | FALSE | FALSE | 0 | 0 | TRUE | TRUE | FALSE | FALSE | 0 | 0 | #N/A | #N/A | #N/A | 0 | 0 | 0 | 0 | 0 | 0 | 0 | 0 | #N/A | 100000 | #N/A | 100000 | #N/A | 0 | #N/A | 0 | #N/A | 0.005307 | #N/A | 0.005307 |  | 821 | #N/A | #N/A | #N/A | #N/A | #N/A | #N/A | 0 | 821 | 0 | #N/A | 0 | N/A | 0 | N/A |  | 821 | 0 | #N/A | #N/A | #N/A | #N/A | 0 | 0
[6 empty] | 822 | [15 empty] | 0 | 0 | 0 | 0 |  | 0 | 0 |  | TRUE | 0 | 0 | 0 | FALSE | +00 | +00 | TRUE | TRUE | FALSE | FALSE | 0 | 0 | TRUE | TRUE | FALSE | FALSE | 0 | 0 | #N/A | #N/A | #N/A | 0 | 0 | 0 | 0 | 0 | 0 | 0 | 0 | #N/A | 100000 | #N/A | 100000 | #N/A | 0 | #N/A | 0 | #N/A | 0.005307 | #N/A | 0.005307 |  | 822 | #N/A | #N/A | #N/A | #N/A | #N/A | #N/A | 0 | 822 | 0 | #N/A | 0 | N/A | 0 | N/A |  | 822 | 0 | #N/A | #N/A | #N/A | #N/A | 0 | 0
[6 empty] | 823 | [15 empty] | 0 | 0 | 0 | 0 |  | 0 | 0 |  | TRUE | 0 | 0 | 0 | FALSE | +00 | +00 | TRUE | TRUE | FALSE | FALSE | 0 | 0 | TRUE | TRUE | FALSE | FALSE | 0 | 0 | #N/A | #N/A | #N/A | 0 | 0 | 0 | 0 | 0 | 0 | 0 | 0 | #N/A | 100000 | #N/A | 100000 | #N/A | 0 | #N/A | 0 | #N/A | 0.005307 | #N/A | 0.005307 |  | 823 | #N/A | #N/A | #N/A | #N/A | #N/A | #N/A | 0 | 823 | 0 | #N/A | 0 | N/A | 0 | N/A |  | 823 | 0 | #N/A | #N/A | #N/A | #N/A | 0 | 0
[6 empty] | 824 | [15 empty] | 0 | 0 | 0 | 0 |  | 0 | 0 |  | TRUE | 0 | 0 | 0 | FALSE | +00 | +00 | TRUE | TRUE | FALSE | FALSE | 0 | 0 | TRUE | TRUE | FALSE | FALSE | 0 | 0 | #N/A | #N/A | #N/A | 0 | 0 | 0 | 0 | 0 | 0 | 0 | 0 | #N/A | 100000 | #N/A | 100000 | #N/A | 0 | #N/A | 0 | #N/A | 0.005307 | #N/A | 0.005307 |  | 824 | #N/A | #N/A | #N/A | #N/A | #N/A | #N/A | 0 | 824 | 0 | #N/A | 0 | N/A | 0 | N/A |  | 824 | 0 | #N/A | #N/A | #N/A | #N/A | 0 | 0
[6 empty] | 825 | [15 empty] | 0 | 0 | 0 | 0 |  | 0 | 0 |  | TRUE | 0 | 0 | 0 | FALSE | +00 | +00 | TRUE | TRUE | FALSE | FALSE | 0 | 0 | TRUE | TRUE | FALSE | FALSE | 0 | 0 | #N/A | #N/A | #N/A | 0 | 0 | 0 | 0 | 0 | 0 | 0 | 0 | #N/A | 100000 | #N/A | 100000 | #N/A | 0 | #N/A | 0 | #N/A | 0.005307 | #N/A | 0.005307 |  | 825 | #N/A | #N/A | #N/A | #N/A | #N/A | #N/A | 0 | 825 | 0 | #N/A | 0 | N/A | 0 | N/A |  | 825 | 0 | #N/A | #N/A | #N/A | #N/A | 0 | 0
[6 empty] | 826 | [15 empty] | 0 | 0 | 0 | 0 |  | 0 | 0 |  | TRUE | 0 | 0 | 0 | FALSE | +00 | +00 | TRUE | TRUE | FALSE | FALSE | 0 | 0 | TRUE | TRUE | FALSE | FALSE | 0 | 0 | #N/A | #N/A | #N/A | 0 | 0 | 0 | 0 | 0 | 0 | 0 | 0 | #N/A | 100000 | #N/A | 100000 | #N/A | 0 | #N/A | 0 | #N/A | 0.005307 | #N/A | 0.005307 |  | 826 | #N/A | #N/A | #N/A | #N/A | #N/A | #N/A | 0 | 826 | 0 | #N/A | 0 | N/A | 0 | N/A |  | 826 | 0 | #N/A | #N/A | #N/A | #N/A | 0 | 0
[6 empty] | 827 | [15 empty] | 0 | 0 | 0 | 0 |  | 0 | 0 |  | TRUE | 0 | 0 | 0 | FALSE | +00 | +00 | TRUE | TRUE | FALSE | FALSE | 0 | 0 | TRUE | TRUE | FALSE | FALSE | 0 | 0 | #N/A | #N/A | #N/A | 0 | 0 | 0 | 0 | 0 | 0 | 0 | 0 | #N/A | 100000 | #N/A | 100000 | #N/A | 0 | #N/A | 0 | #N/A | 0.005307 | #N/A | 0.005307 |  | 827 | #N/A | #N/A | #N/A | #N/A | #N/A | #N/A | 0 | 827 | 0 | #N/A | 0 | N/A | 0 | N/A |  | 827 | 0 | #N/A | #N/A | #N/A | #N/A | 0 | 0
[6 empty] | 828 | [15 empty] | 0 | 0 | 0 | 0 |  | 0 | 0 |  | TRUE | 0 | 0 | 0 | FALSE | +00 | +00 | TRUE | TRUE | FALSE | FALSE | 0 | 0 | TRUE | TRUE | FALSE | FALSE | 0 | 0 | #N/A | #N/A | #N/A | 0 | 0 | 0 | 0 | 0 | 0 | 0 | 0 | #N/A | 100000 | #N/A | 100000 | #N/A | 0 | #N/A | 0 | #N/A | 0.005307 | #N/A | 0.005307 |  | 828 | #N/A | #N/A | #N/A | #N/A | #N/A | #N/A | 0 | 828 | 0 | #N/A | 0 | N/A | 0 | N/A |  | 828 | 0 | #N/A | #N/A | #N/A | #N/A | 0 | 0
[6 empty] | 829 | [15 empty] | 0 | 0 | 0 | 0 |  | 0 | 0 |  | TRUE | 0 | 0 | 0 | FALSE | +00 | +00 | TRUE | TRUE | FALSE | FALSE | 0 | 0 | TRUE | TRUE | FALSE | FALSE | 0 | 0 | #N/A | #N/A | #N/A | 0 | 0 | 0 | 0 | 0 | 0 | 0 | 0 | #N/A | 100000 | #N/A | 100000 | #N/A | 0 | #N/A | 0 | #N/A | 0.005307 | #N/A | 0.005307 |  | 829 | #N/A | #N/A | #N/A | #N/A | #N/A | #N/A | 0 | 829 | 0 | #N/A | 0 | N/A | 0 | N/A |  | 829 | 0 | #N/A | #N/A | #N/A | #N/A | 0 | 0
[6 empty] | 830 | [15 empty] | 0 | 0 | 0 | 0 |  | 0 | 0 |  | TRUE | 0 | 0 | 0 | FALSE | +00 | +00 | TRUE | TRUE | FALSE | FALSE | 0 | 0 | TRUE | TRUE | FALSE | FALSE | 0 | 0 | #N/A | #N/A | #N/A | 0 | 0 | 0 | 0 | 0 | 0 | 0 | 0 | #N/A | 100000 | #N/A | 100000 | #N/A | 0 | #N/A | 0 | #N/A | 0.005307 | #N/A | 0.005307 |  | 830 | #N/A | #N/A | #N/A | #N/A | #N/A | #N/A | 0 | 830 | 0 | #N/A | 0 | N/A | 0 | N/A |  | 830 | 0 | #N/A | #N/A | #N/A | #N/A | 0 | 0
[6 empty] | 831 | [15 empty] | 0 | 0 | 0 | 0 |  | 0 | 0 |  | TRUE | 0 | 0 | 0 | FALSE | +00 | +00 | TRUE | TRUE | FALSE | FALSE | 0 | 0 | TRUE | TRUE | FALSE | FALSE | 0 | 0 | #N/A | #N/A | #N/A | 0 | 0 | 0 | 0 | 0 | 0 | 0 | 0 | #N/A | 100000 | #N/A | 100000 | #N/A | 0 | #N/A | 0 | #N/A | 0.005307 | #N/A | 0.005307 |  | 831 | #N/A | #N/A | #N/A | #N/A | #N/A | #N/A | 0 | 831 | 0 | #N/A | 0 | N/A | 0 | N/A |  | 831 | 0 | #N/A | #N/A | #N/A | #N/A | 0 | 0
[6 empty] | 832 | [15 empty] | 0 | 0 | 0 | 0 |  | 0 | 0 |  | TRUE | 0 | 0 | 0 | FALSE | +00 | +00 | TRUE | TRUE | FALSE | FALSE | 0 | 0 | TRUE | TRUE | FALSE | FALSE | 0 | 0 | #N/A | #N/A | #N/A | 0 | 0 | 0 | 0 | 0 | 0 | 0 | 0 | #N/A | 100000 | #N/A | 100000 | #N/A | 0 | #N/A | 0 | #N/A | 0.005307 | #N/A | 0.005307 |  | 832 | #N/A | #N/A | #N/A | #N/A | #N/A | #N/A | 0 | 832 | 0 | #N/A | 0 | N/A | 0 | N/A |  | 832 | 0 | #N/A | #N/A | #N/A | #N/A | 0 | 0
[6 empty] | 833 | [15 empty] | 0 | 0 | 0 | 0 |  | 0 | 0 |  | TRUE | 0 | 0 | 0 | FALSE | +00 | +00 | TRUE | TRUE | FALSE | FALSE | 0 | 0 | TRUE | TRUE | FALSE | FALSE | 0 | 0 | #N/A | #N/A | #N/A | 0 | 0 | 0 | 0 | 0 | 0 | 0 | 0 | #N/A | 100000 | #N/A | 100000 | #N/A | 0 | #N/A | 0 | #N/A | 0.005307 | #N/A | 0.005307 |  | 833 | #N/A | #N/A | #N/A | #N/A | #N/A | #N/A | 0 | 833 | 0 | #N/A | 0 | N/A | 0 | N/A |  | 833 | 0 | #N/A | #N/A | #N/A | #N/A | 0 | 0
[6 empty] | 834 | [15 empty] | 0 | 0 | 0 | 0 |  | 0 | 0 |  | TRUE | 0 | 0 | 0 | FALSE | +00 | +00 | TRUE | TRUE | FALSE | FALSE | 0 | 0 | TRUE | TRUE | FALSE | FALSE | 0 | 0 | #N/A | #N/A | #N/A | 0 | 0 | 0 | 0 | 0 | 0 | 0 | 0 | #N/A | 100000 | #N/A | 100000 | #N/A | 0 | #N/A | 0 | #N/A | 0.005307 | #N/A | 0.005307 |  | 834 | #N/A | #N/A | #N/A | #N/A | #N/A | #N/A | 0 | 834 | 0 | #N/A | 0 | N/A | 0 | N/A |  | 834 | 0 | #N/A | #N/A | #N/A | #N/A | 0 | 0
[6 empty] | 835 | [15 empty] | 0 | 0 | 0 | 0 |  | 0 | 0 |  | TRUE | 0 | 0 | 0 | FALSE | +00 | +00 | TRUE | TRUE | FALSE | FALSE | 0 | 0 | TRUE | TRUE | FALSE | FALSE | 0 | 0 | #N/A | #N/A | #N/A | 0 | 0 | 0 | 0 | 0 | 0 | 0 | 0 | #N/A | 100000 | #N/A | 100000 | #N/A | 0 | #N/A | 0 | #N/A | 0.005307 | #N/A | 0.005307 |  | 835 | #N/A | #N/A | #N/A | #N/A | #N/A | #N/A | 0 | 835 | 0 | #N/A | 0 | N/A | 0 | N/A |  | 835 | 0 | #N/A | #N/A | #N/A | #N/A | 0 | 0
[6 empty] | 836 | [15 empty] | 0 | 0 | 0 | 0 |  | 0 | 0 |  | TRUE | 0 | 0 | 0 | FALSE | +00 | +00 | TRUE | TRUE | FALSE | FALSE | 0 | 0 | TRUE | TRUE | FALSE | FALSE | 0 | 0 | #N/A | #N/A | #N/A | 0 | 0 | 0 | 0 | 0 | 0 | 0 | 0 | #N/A | 100000 | #N/A | 100000 | #N/A | 0 | #N/A | 0 | #N/A | 0.005307 | #N/A | 0.005307 |  | 836 | #N/A | #N/A | #N/A | #N/A | #N/A | #N/A | 0 | 836 | 0 | #N/A | 0 | N/A | 0 | N/A |  | 836 | 0 | #N/A | #N/A | #N/A | #N/A | 0 | 0
[6 empty] | 837 | [15 empty] | 0 | 0 | 0 | 0 |  | 0 | 0 |  | TRUE | 0 | 0 | 0 | FALSE | +00 | +00 | TRUE | TRUE | FALSE | FALSE | 0 | 0 | TRUE | TRUE | FALSE | FALSE | 0 | 0 | #N/A | #N/A | #N/A | 0 | 0 | 0 | 0 | 0 | 0 | 0 | 0 | #N/A | 100000 | #N/A | 100000 | #N/A | 0 | #N/A | 0 | #N/A | 0.005307 | #N/A | 0.005307 |  | 837 | #N/A | #N/A | #N/A | #N/A | #N/A | #N/A | 0 | 837 | 0 | #N/A | 0 | N/A | 0 | N/A |  | 837 | 0 | #N/A | #N/A | #N/A | #N/A | 0 | 0
[6 empty] | 838 | [15 empty] | 0 | 0 | 0 | 0 |  | 0 | 0 |  | TRUE | 0 | 0 | 0 | FALSE | +00 | +00 | TRUE | TRUE | FALSE | FALSE | 0 | 0 | TRUE | TRUE | FALSE | FALSE | 0 | 0 | #N/A | #N/A | #N/A | 0 | 0 | 0 | 0 | 0 | 0 | 0 | 0 | #N/A | 100000 | #N/A | 100000 | #N/A | 0 | #N/A | 0 | #N/A | 0.005307 | #N/A | 0.005307 |  | 838 | #N/A | #N/A | #N/A | #N/A | #N/A | #N/A | 0 | 838 | 0 | #N/A | 0 | N/A | 0 | N/A |  | 838 | 0 | #N/A | #N/A | #N/A | #N/A | 0 | 0
[6 empty] | 839 | [15 empty] | 0 | 0 | 0 | 0 |  | 0 | 0 |  | TRUE | 0 | 0 | 0 | FALSE | +00 | +00 | TRUE | TRUE | FALSE | FALSE | 0 | 0 | TRUE | TRUE | FALSE | FALSE | 0 | 0 | #N/A | #N/A | #N/A | 0 | 0 | 0 | 0 | 0 | 0 | 0 | 0 | #N/A | 100000 | #N/A | 100000 | #N/A | 0 | #N/A | 0 | #N/A | 0.005307 | #N/A | 0.005307 |  | 839 | #N/A | #N/A | #N/A | #N/A | #N/A | #N/A | 0 | 839 | 0 | #N/A | 0 | N/A | 0 | N/A |  | 839 | 0 | #N/A | #N/A | #N/A | #N/A | 0 | 0
[6 empty] | 840 | [15 empty] | 0 | 0 | 0 | 0 |  | 0 | 0 |  | TRUE | 0 | 0 | 0 | FALSE | +00 | +00 | TRUE | TRUE | FALSE | FALSE | 0 | 0 | TRUE | TRUE | FALSE | FALSE | 0 | 0 | #N/A | #N/A | #N/A | 0 | 0 | 0 | 0 | 0 | 0 | 0 | 0 | #N/A | 100000 | #N/A | 100000 | #N/A | 0 | #N/A | 0 | #N/A | 0.005307 | #N/A | 0.005307 |  | 840 | #N/A | #N/A | #N/A | #N/A | #N/A | #N/A | 0 | 840 | 0 | #N/A | 0 | N/A | 0 | N/A |  | 840 | 0 | #N/A | #N/A | #N/A | #N/A | 0 | 0
[6 empty] | 841 | [15 empty] | 0 | 0 | 0 | 0 |  | 0 | 0 |  | TRUE | 0 | 0 | 0 | FALSE | +00 | +00 | TRUE | TRUE | FALSE | FALSE | 0 | 0 | TRUE | TRUE | FALSE | FALSE | 0 | 0 | #N/A | #N/A | #N/A | 0 | 0 | 0 | 0 | 0 | 0 | 0 | 0 | #N/A | 100000 | #N/A | 100000 | #N/A | 0 | #N/A | 0 | #N/A | 0.005307 | #N/A | 0.005307 |  | 841 | #N/A | #N/A | #N/A | #N/A | #N/A | #N/A | 0 | 841 | 0 | #N/A | 0 | N/A | 0 | N/A |  | 841 | 0 | #N/A | #N/A | #N/A | #N/A | 0 | 0
[6 empty] | 842 | [15 empty] | 0 | 0 | 0 | 0 |  | 0 | 0 |  | TRUE | 0 | 0 | 0 | FALSE | +00 | +00 | TRUE | TRUE | FALSE | FALSE | 0 | 0 | TRUE | TRUE | FALSE | FALSE | 0 | 0 | #N/A | #N/A | #N/A | 0 | 0 | 0 | 0 | 0 | 0 | 0 | 0 | #N/A | 100000 | #N/A | 100000 | #N/A | 0 | #N/A | 0 | #N/A | 0.005307 | #N/A | 0.005307 |  | 842 | #N/A | #N/A | #N/A | #N/A | #N/A | #N/A | 0 | 842 | 0 | #N/A | 0 | N/A | 0 | N/A |  | 842 | 0 | #N/A | #N/A | #N/A | #N/A | 0 | 0
[6 empty] | 843 | [15 empty] | 0 | 0 | 0 | 0 |  | 0 | 0 |  | TRUE | 0 | 0 | 0 | FALSE | +00 | +00 | TRUE | TRUE | FALSE | FALSE | 0 | 0 | TRUE | TRUE | FALSE | FALSE | 0 | 0 | #N/A | #N/A | #N/A | 0 | 0 | 0 | 0 | 0 | 0 | 0 | 0 | #N/A | 100000 | #N/A | 100000 | #N/A | 0 | #N/A | 0 | #N/A | 0.005307 | #N/A | 0.005307 |  | 843 | #N/A | #N/A | #N/A | #N/A | #N/A | #N/A | 0 | 843 | 0 | #N/A | 0 | N/A | 0 | N/A |  | 843 | 0 | #N/A | #N/A | #N/A | #N/A | 0 | 0
[6 empty] | 844 | [15 empty] | 0 | 0 | 0 | 0 |  | 0 | 0 |  | TRUE | 0 | 0 | 0 | FALSE | +00 | +00 | TRUE | TRUE | FALSE | FALSE | 0 | 0 | TRUE | TRUE | FALSE | FALSE | 0 | 0 | #N/A | #N/A | #N/A | 0 | 0 | 0 | 0 | 0 | 0 | 0 | 0 | #N/A | 100000 | #N/A | 100000 | #N/A | 0 | #N/A | 0 | #N/A | 0.005307 | #N/A | 0.005307 |  | 844 | #N/A | #N/A | #N/A | #N/A | #N/A | #N/A | 0 | 844 | 0 | #N/A | 0 | N/A | 0 | N/A |  | 844 | 0 | #N/A | #N/A | #N/A | #N/A | 0 | 0
[6 empty] | 845 | [15 empty] | 0 | 0 | 0 | 0 |  | 0 | 0 |  | TRUE | 0 | 0 | 0 | FALSE | +00 | +00 | TRUE | TRUE | FALSE | FALSE | 0 | 0 | TRUE | TRUE | FALSE | FALSE | 0 | 0 | #N/A | #N/A | #N/A | 0 | 0 | 0 | 0 | 0 | 0 | 0 | 0 | #N/A | 100000 | #N/A | 100000 | #N/A | 0 | #N/A | 0 | #N/A | 0.005307 | #N/A | 0.005307 |  | 845 | #N/A | #N/A | #N/A | #N/A | #N/A | #N/A | 0 | 845 | 0 | #N/A | 0 | N/A | 0 | N/A |  | 845 | 0 | #N/A | #N/A | #N/A | #N/A | 0 | 0
[6 empty] | 846 | [15 empty] | 0 | 0 | 0 | 0 |  | 0 | 0 |  | TRUE | 0 | 0 | 0 | FALSE | +00 | +00 | TRUE | TRUE | FALSE | FALSE | 0 | 0 | TRUE | TRUE | FALSE | FALSE | 0 | 0 | #N/A | #N/A | #N/A | 0 | 0 | 0 | 0 | 0 | 0 | 0 | 0 | #N/A | 100000 | #N/A | 100000 | #N/A | 0 | #N/A | 0 | #N/A | 0.005307 | #N/A | 0.005307 |  | 846 | #N/A | #N/A | #N/A | #N/A | #N/A | #N/A | 0 | 846 | 0 | #N/A | 0 | N/A | 0 | N/A |  | 846 | 0 | #N/A | #N/A | #N/A | #N/A | 0 | 0
[6 empty] | 847 | [15 empty] | 0 | 0 | 0 | 0 |  | 0 | 0 |  | TRUE | 0 | 0 | 0 | FALSE | +00 | +00 | TRUE | TRUE | FALSE | FALSE | 0 | 0 | TRUE | TRUE | FALSE | FALSE | 0 | 0 | #N/A | #N/A | #N/A | 0 | 0 | 0 | 0 | 0 | 0 | 0 | 0 | #N/A | 100000 | #N/A | 100000 | #N/A | 0 | #N/A | 0 | #N/A | 0.005307 | #N/A | 0.005307 |  | 847 | #N/A | #N/A | #N/A | #N/A | #N/A | #N/A | 0 | 847 | 0 | #N/A | 0 | N/A | 0 | N/A |  | 847 | 0 | #N/A | #N/A | #N/A | #N/A | 0 | 0
[6 empty] | 848 | [15 empty] | 0 | 0 | 0 | 0 |  | 0 | 0 |  | TRUE | 0 | 0 | 0 | FALSE | +00 | +00 | TRUE | TRUE | FALSE | FALSE | 0 | 0 | TRUE | TRUE | FALSE | FALSE | 0 | 0 | #N/A | #N/A | #N/A | 0 | 0 | 0 | 0 | 0 | 0 | 0 | 0 | #N/A | 100000 | #N/A | 100000 | #N/A | 0 | #N/A | 0 | #N/A | 0.005307 | #N/A | 0.005307 |  | 848 | #N/A | #N/A | #N/A | #N/A | #N/A | #N/A | 0 | 848 | 0 | #N/A | 0 | N/A | 0 | N/A |  | 848 | 0 | #N/A | #N/A | #N/A | #N/A | 0 | 0
[6 empty] | 849 | [15 empty] | 0 | 0 | 0 | 0 |  | 0 | 0 |  | TRUE | 0 | 0 | 0 | FALSE | +00 | +00 | TRUE | TRUE | FALSE | FALSE | 0 | 0 | TRUE | TRUE | FALSE | FALSE | 0 | 0 | #N/A | #N/A | #N/A | 0 | 0 | 0 | 0 | 0 | 0 | 0 | 0 | #N/A | 100000 | #N/A | 100000 | #N/A | 0 | #N/A | 0 | #N/A | 0.005307 | #N/A | 0.005307 |  | 849 | #N/A | #N/A | #N/A | #N/A | #N/A | #N/A | 0 | 849 | 0 | #N/A | 0 | N/A | 0 | N/A |  | 849 | 0 | #N/A | #N/A | #N/A | #N/A | 0 | 0
[6 empty] | 850 | [15 empty] | 0 | 0 | 0 | 0 |  | 0 | 0 |  | TRUE | 0 | 0 | 0 | FALSE | +00 | +00 | TRUE | TRUE | FALSE | FALSE | 0 | 0 | TRUE | TRUE | FALSE | FALSE | 0 | 0 | #N/A | #N/A | #N/A | 0 | 0 | 0 | 0 | 0 | 0 | 0 | 0 | #N/A | 100000 | #N/A | 100000 | #N/A | 0 | #N/A | 0 | #N/A | 0.005307 | #N/A | 0.005307 |  | 850 | #N/A | #N/A | #N/A | #N/A | #N/A | #N/A | 0 | 850 | 0 | #N/A | 0 | N/A | 0 | N/A |  | 850 | 0 | #N/A | #N/A | #N/A | #N/A | 0 | 0
[6 empty] | 851 | [15 empty] | 0 | 0 | 0 | 0 |  | 0 | 0 |  | TRUE | 0 | 0 | 0 | FALSE | +00 | +00 | TRUE | TRUE | FALSE | FALSE | 0 | 0 | TRUE | TRUE | FALSE | FALSE | 0 | 0 | #N/A | #N/A | #N/A | 0 | 0 | 0 | 0 | 0 | 0 | 0 | 0 | #N/A | 100000 | #N/A | 100000 | #N/A | 0 | #N/A | 0 | #N/A | 0.005307 | #N/A | 0.005307 |  | 851 | #N/A | #N/A | #N/A | #N/A | #N/A | #N/A | 0 | 851 | 0 | #N/A | 0 | N/A | 0 | N/A |  | 851 | 0 | #N/A | #N/A | #N/A | #N/A | 0 | 0
[6 empty] | 852 | [15 empty] | 0 | 0 | 0 | 0 |  | 0 | 0 |  | TRUE | 0 | 0 | 0 | FALSE | +00 | +00 | TRUE | TRUE | FALSE | FALSE | 0 | 0 | TRUE | TRUE | FALSE | FALSE | 0 | 0 | #N/A | #N/A | #N/A | 0 | 0 | 0 | 0 | 0 | 0 | 0 | 0 | #N/A | 100000 | #N/A | 100000 | #N/A | 0 | #N/A | 0 | #N/A | 0.005307 | #N/A | 0.005307 |  | 852 | #N/A | #N/A | #N/A | #N/A | #N/A | #N/A | 0 | 852 | 0 | #N/A | 0 | N/A | 0 | N/A |  | 852 | 0 | #N/A | #N/A | #N/A | #N/A | 0 | 0
[6 empty] | 853 | [15 empty] | 0 | 0 | 0 | 0 |  | 0 | 0 |  | TRUE | 0 | 0 | 0 | FALSE | +00 | +00 | TRUE | TRUE | FALSE | FALSE | 0 | 0 | TRUE | TRUE | FALSE | FALSE | 0 | 0 | #N/A | #N/A | #N/A | 0 | 0 | 0 | 0 | 0 | 0 | 0 | 0 | #N/A | 100000 | #N/A | 100000 | #N/A | 0 | #N/A | 0 | #N/A | 0.005307 | #N/A | 0.005307 |  | 853 | #N/A | #N/A | #N/A | #N/A | #N/A | #N/A | 0 | 853 | 0 | #N/A | 0 | N/A | 0 | N/A |  | 853 | 0 | #N/A | #N/A | #N/A | #N/A | 0 | 0
[6 empty] | 854 | [15 empty] | 0 | 0 | 0 | 0 |  | 0 | 0 |  | TRUE | 0 | 0 | 0 | FALSE | +00 | +00 | TRUE | TRUE | FALSE | FALSE | 0 | 0 | TRUE | TRUE | FALSE | FALSE | 0 | 0 | #N/A | #N/A | #N/A | 0 | 0 | 0 | 0 | 0 | 0 | 0 | 0 | #N/A | 100000 | #N/A | 100000 | #N/A | 0 | #N/A | 0 | #N/A | 0.005307 | #N/A | 0.005307 |  | 854 | #N/A | #N/A | #N/A | #N/A | #N/A | #N/A | 0 | 854 | 0 | #N/A | 0 | N/A | 0 | N/A |  | 854 | 0 | #N/A | #N/A | #N/A | #N/A | 0 | 0
[6 empty] | 855 | [15 empty] | 0 | 0 | 0 | 0 |  | 0 | 0 |  | TRUE | 0 | 0 | 0 | FALSE | +00 | +00 | TRUE | TRUE | FALSE | FALSE | 0 | 0 | TRUE | TRUE | FALSE | FALSE | 0 | 0 | #N/A | #N/A | #N/A | 0 | 0 | 0 | 0 | 0 | 0 | 0 | 0 | #N/A | 100000 | #N/A | 100000 | #N/A | 0 | #N/A | 0 | #N/A | 0.005307 | #N/A | 0.005307 |  | 855 | #N/A | #N/A | #N/A | #N/A | #N/A | #N/A | 0 | 855 | 0 | #N/A | 0 | N/A | 0 | N/A |  | 855 | 0 | #N/A | #N/A | #N/A | #N/A | 0 | 0
[6 empty] | 856 | [15 empty] | 0 | 0 | 0 | 0 |  | 0 | 0 |  | TRUE | 0 | 0 | 0 | FALSE | +00 | +00 | TRUE | TRUE | FALSE | FALSE | 0 | 0 | TRUE | TRUE | FALSE | FALSE | 0 | 0 | #N/A | #N/A | #N/A | 0 | 0 | 0 | 0 | 0 | 0 | 0 | 0 | #N/A | 100000 | #N/A | 100000 | #N/A | 0 | #N/A | 0 | #N/A | 0.005307 | #N/A | 0.005307 |  | 856 | #N/A | #N/A | #N/A | #N/A | #N/A | #N/A | 0 | 856 | 0 | #N/A | 0 | N/A | 0 | N/A |  | 856 | 0 | #N/A | #N/A | #N/A | #N/A | 0 | 0
[6 empty] | 857 | [15 empty] | 0 | 0 | 0 | 0 |  | 0 | 0 |  | TRUE | 0 | 0 | 0 | FALSE | +00 | +00 | TRUE | TRUE | FALSE | FALSE | 0 | 0 | TRUE | TRUE | FALSE | FALSE | 0 | 0 | #N/A | #N/A | #N/A | 0 | 0 | 0 | 0 | 0 | 0 | 0 | 0 | #N/A | 100000 | #N/A | 100000 | #N/A | 0 | #N/A | 0 | #N/A | 0.005307 | #N/A | 0.005307 |  | 857 | #N/A | #N/A | #N/A | #N/A | #N/A | #N/A | 0 | 857 | 0 | #N/A | 0 | N/A | 0 | N/A |  | 857 | 0 | #N/A | #N/A | #N/A | #N/A | 0 | 0
[6 empty] | 858 | [15 empty] | 0 | 0 | 0 | 0 |  | 0 | 0 |  | TRUE | 0 | 0 | 0 | FALSE | +00 | +00 | TRUE | TRUE | FALSE | FALSE | 0 | 0 | TRUE | TRUE | FALSE | FALSE | 0 | 0 | #N/A | #N/A | #N/A | 0 | 0 | 0 | 0 | 0 | 0 | 0 | 0 | #N/A | 100000 | #N/A | 100000 | #N/A | 0 | #N/A | 0 | #N/A | 0.005307 | #N/A | 0.005307 |  | 858 | #N/A | #N/A | #N/A | #N/A | #N/A | #N/A | 0 | 858 | 0 | #N/A | 0 | N/A | 0 | N/A |  | 858 | 0 | #N/A | #N/A | #N/A | #N/A | 0 | 0
[6 empty] | 859 | [15 empty] | 0 | 0 | 0 | 0 |  | 0 | 0 |  | TRUE | 0 | 0 | 0 | FALSE | +00 | +00 | TRUE | TRUE | FALSE | FALSE | 0 | 0 | TRUE | TRUE | FALSE | FALSE | 0 | 0 | #N/A | #N/A | #N/A | 0 | 0 | 0 | 0 | 0 | 0 | 0 | 0 | #N/A | 100000 | #N/A | 100000 | #N/A | 0 | #N/A | 0 | #N/A | 0.005307 | #N/A | 0.005307 |  | 859 | #N/A | #N/A | #N/A | #N/A | #N/A | #N/A | 0 | 859 | 0 | #N/A | 0 | N/A | 0 | N/A |  | 859 | 0 | #N/A | #N/A | #N/A | #N/A | 0 | 0
[6 empty] | 860 | [15 empty] | 0 | 0 | 0 | 0 |  | 0 | 0 |  | TRUE | 0 | 0 | 0 | FALSE | +00 | +00 | TRUE | TRUE | FALSE | FALSE | 0 | 0 | TRUE | TRUE | FALSE | FALSE | 0 | 0 | #N/A | #N/A | #N/A | 0 | 0 | 0 | 0 | 0 | 0 | 0 | 0 | #N/A | 100000 | #N/A | 100000 | #N/A | 0 | #N/A | 0 | #N/A | 0.005307 | #N/A | 0.005307 |  | 860 | #N/A | #N/A | #N/A | #N/A | #N/A | #N/A | 0 | 860 | 0 | #N/A | 0 | N/A | 0 | N/A |  | 860 | 0 | #N/A | #N/A | #N/A | #N/A | 0 | 0
[6 empty] | 861 | [15 empty] | 0 | 0 | 0 | 0 |  | 0 | 0 |  | TRUE | 0 | 0 | 0 | FALSE | +00 | +00 | TRUE | TRUE | FALSE | FALSE | 0 | 0 | TRUE | TRUE | FALSE | FALSE | 0 | 0 | #N/A | #N/A | #N/A | 0 | 0 | 0 | 0 | 0 | 0 | 0 | 0 | #N/A | 100000 | #N/A | 100000 | #N/A | 0 | #N/A | 0 | #N/A | 0.005307 | #N/A | 0.005307 |  | 861 | #N/A | #N/A | #N/A | #N/A | #N/A | #N/A | 0 | 861 | 0 | #N/A | 0 | N/A | 0 | N/A |  | 861 | 0 | #N/A | #N/A | #N/A | #N/A | 0 | 0
[6 empty] | 862 | [15 empty] | 0 | 0 | 0 | 0 |  | 0 | 0 |  | TRUE | 0 | 0 | 0 | FALSE | +00 | +00 | TRUE | TRUE | FALSE | FALSE | 0 | 0 | TRUE | TRUE | FALSE | FALSE | 0 | 0 | #N/A | #N/A | #N/A | 0 | 0 | 0 | 0 | 0 | 0 | 0 | 0 | #N/A | 100000 | #N/A | 100000 | #N/A | 0 | #N/A | 0 | #N/A | 0.005307 | #N/A | 0.005307 |  | 862 | #N/A | #N/A | #N/A | #N/A | #N/A | #N/A | 0 | 862 | 0 | #N/A | 0 | N/A | 0 | N/A |  | 862 | 0 | #N/A | #N/A | #N/A | #N/A | 0 | 0
[6 empty] | 863 | [15 empty] | 0 | 0 | 0 | 0 |  | 0 | 0 |  | TRUE | 0 | 0 | 0 | FALSE | +00 | +00 | TRUE | TRUE | FALSE | FALSE | 0 | 0 | TRUE | TRUE | FALSE | FALSE | 0 | 0 | #N/A | #N/A | #N/A | 0 | 0 | 0 | 0 | 0 | 0 | 0 | 0 | #N/A | 100000 | #N/A | 100000 | #N/A | 0 | #N/A | 0 | #N/A | 0.005307 | #N/A | 0.005307 |  | 863 | #N/A | #N/A | #N/A | #N/A | #N/A | #N/A | 0 | 863 | 0 | #N/A | 0 | N/A | 0 | N/A |  | 863 | 0 | #N/A | #N/A | #N/A | #N/A | 0 | 0
[6 empty] | 864 | [15 empty] | 0 | 0 | 0 | 0 |  | 0 | 0 |  | TRUE | 0 | 0 | 0 | FALSE | +00 | +00 | TRUE | TRUE | FALSE | FALSE | 0 | 0 | TRUE | TRUE | FALSE | FALSE | 0 | 0 | #N/A | #N/A | #N/A | 0 | 0 | 0 | 0 | 0 | 0 | 0 | 0 | #N/A | 100000 | #N/A | 100000 | #N/A | 0 | #N/A | 0 | #N/A | 0.005307 | #N/A | 0.005307 |  | 864 | #N/A | #N/A | #N/A | #N/A | #N/A | #N/A | 0 | 864 | 0 | #N/A | 0 | N/A | 0 | N/A |  | 864 | 0 | #N/A | #N/A | #N/A | #N/A | 0 | 0
[6 empty] | 865 | [15 empty] | 0 | 0 | 0 | 0 |  | 0 | 0 |  | TRUE | 0 | 0 | 0 | FALSE | +00 | +00 | TRUE | TRUE | FALSE | FALSE | 0 | 0 | TRUE | TRUE | FALSE | FALSE | 0 | 0 | #N/A | #N/A | #N/A | 0 | 0 | 0 | 0 | 0 | 0 | 0 | 0 | #N/A | 100000 | #N/A | 100000 | #N/A | 0 | #N/A | 0 | #N/A | 0.005307 | #N/A | 0.005307 |  | 865 | #N/A | #N/A | #N/A | #N/A | #N/A | #N/A | 0 | 865 | 0 | #N/A | 0 | N/A | 0 | N/A |  | 865 | 0 | #N/A | #N/A | #N/A | #N/A | 0 | 0
[6 empty] | 866 | [15 empty] | 0 | 0 | 0 | 0 |  | 0 | 0 |  | TRUE | 0 | 0 | 0 | FALSE | +00 | +00 | TRUE | TRUE | FALSE | FALSE | 0 | 0 | TRUE | TRUE | FALSE | FALSE | 0 | 0 | #N/A | #N/A | #N/A | 0 | 0 | 0 | 0 | 0 | 0 | 0 | 0 | #N/A | 100000 | #N/A | 100000 | #N/A | 0 | #N/A | 0 | #N/A | 0.005307 | #N/A | 0.005307 |  | 866 | #N/A | #N/A | #N/A | #N/A | #N/A | #N/A | 0 | 866 | 0 | #N/A | 0 | N/A | 0 | N/A |  | 866 | 0 | #N/A | #N/A | #N/A | #N/A | 0 | 0
[6 empty] | 867 | [15 empty] | 0 | 0 | 0 | 0 |  | 0 | 0 |  | TRUE | 0 | 0 | 0 | FALSE | +00 | +00 | TRUE | TRUE | FALSE | FALSE | 0 | 0 | TRUE | TRUE | FALSE | FALSE | 0 | 0 | #N/A | #N/A | #N/A | 0 | 0 | 0 | 0 | 0 | 0 | 0 | 0 | #N/A | 100000 | #N/A | 100000 | #N/A | 0 | #N/A | 0 | #N/A | 0.005307 | #N/A | 0.005307 |  | 867 | #N/A | #N/A | #N/A | #N/A | #N/A | #N/A | 0 | 867 | 0 | #N/A | 0 | N/A | 0 | N/A |  | 867 | 0 | #N/A | #N/A | #N/A | #N/A | 0 | 0
[6 empty] | 868 | [15 empty] | 0 | 0 | 0 | 0 |  | 0 | 0 |  | TRUE | 0 | 0 | 0 | FALSE | +00 | +00 | TRUE | TRUE | FALSE | FALSE | 0 | 0 | TRUE | TRUE | FALSE | FALSE | 0 | 0 | #N/A | #N/A | #N/A | 0 | 0 | 0 | 0 | 0 | 0 | 0 | 0 | #N/A | 100000 | #N/A | 100000 | #N/A | 0 | #N/A | 0 | #N/A | 0.005307 | #N/A | 0.005307 |  | 868 | #N/A | #N/A | #N/A | #N/A | #N/A | #N/A | 0 | 868 | 0 | #N/A | 0 | N/A | 0 | N/A |  | 868 | 0 | #N/A | #N/A | #N/A | #N/A | 0 | 0
[6 empty] | 869 | [15 empty] | 0 | 0 | 0 | 0 |  | 0 | 0 |  | TRUE | 0 | 0 | 0 | FALSE | +00 | +00 | TRUE | TRUE | FALSE | FALSE | 0 | 0 | TRUE | TRUE | FALSE | FALSE | 0 | 0 | #N/A | #N/A | #N/A | 0 | 0 | 0 | 0 | 0 | 0 | 0 | 0 | #N/A | 100000 | #N/A | 100000 | #N/A | 0 | #N/A | 0 | #N/A | 0.005307 | #N/A | 0.005307 |  | 869 | #N/A | #N/A | #N/A | #N/A | #N/A | #N/A | 0 | 869 | 0 | #N/A | 0 | N/A | 0 | N/A |  | 869 | 0 | #N/A | #N/A | #N/A | #N/A | 0 | 0
[6 empty] | 870 | [15 empty] | 0 | 0 | 0 | 0 |  | 0 | 0 |  | TRUE | 0 | 0 | 0 | FALSE | +00 | +00 | TRUE | TRUE | FALSE | FALSE | 0 | 0 | TRUE | TRUE | FALSE | FALSE | 0 | 0 | #N/A | #N/A | #N/A | 0 | 0 | 0 | 0 | 0 | 0 | 0 | 0 | #N/A | 100000 | #N/A | 100000 | #N/A | 0 | #N/A | 0 | #N/A | 0.005307 | #N/A | 0.005307 |  | 870 | #N/A | #N/A | #N/A | #N/A | #N/A | #N/A | 0 | 870 | 0 | #N/A | 0 | N/A | 0 | N/A |  | 870 | 0 | #N/A | #N/A | #N/A | #N/A | 0 | 0
[6 empty] | 871 | [15 empty] | 0 | 0 | 0 | 0 |  | 0 | 0 |  | TRUE | 0 | 0 | 0 | FALSE | +00 | +00 | TRUE | TRUE | FALSE | FALSE | 0 | 0 | TRUE | TRUE | FALSE | FALSE | 0 | 0 | #N/A | #N/A | #N/A | 0 | 0 | 0 | 0 | 0 | 0 | 0 | 0 | #N/A | 100000 | #N/A | 100000 | #N/A | 0 | #N/A | 0 | #N/A | 0.005307 | #N/A | 0.005307 |  | 871 | #N/A | #N/A | #N/A | #N/A | #N/A | #N/A | 0 | 871 | 0 | #N/A | 0 | N/A | 0 | N/A |  | 871 | 0 | #N/A | #N/A | #N/A | #N/A | 0 | 0
[6 empty] | 872 | [15 empty] | 0 | 0 | 0 | 0 |  | 0 | 0 |  | TRUE | 0 | 0 | 0 | FALSE | +00 | +00 | TRUE | TRUE | FALSE | FALSE | 0 | 0 | TRUE | TRUE | FALSE | FALSE | 0 | 0 | #N/A | #N/A | #N/A | 0 | 0 | 0 | 0 | 0 | 0 | 0 | 0 | #N/A | 100000 | #N/A | 100000 | #N/A | 0 | #N/A | 0 | #N/A | 0.005307 | #N/A | 0.005307 |  | 872 | #N/A | #N/A | #N/A | #N/A | #N/A | #N/A | 0 | 872 | 0 | #N/A | 0 | N/A | 0 | N/A |  | 872 | 0 | #N/A | #N/A | #N/A | #N/A | 0 | 0
[6 empty] | 873 | [15 empty] | 0 | 0 | 0 | 0 |  | 0 | 0 |  | TRUE | 0 | 0 | 0 | FALSE | +00 | +00 | TRUE | TRUE | FALSE | FALSE | 0 | 0 | TRUE | TRUE | FALSE | FALSE | 0 | 0 | #N/A | #N/A | #N/A | 0 | 0 | 0 | 0 | 0 | 0 | 0 | 0 | #N/A | 100000 | #N/A | 100000 | #N/A | 0 | #N/A | 0 | #N/A | 0.005307 | #N/A | 0.005307 |  | 873 | #N/A | #N/A | #N/A | #N/A | #N/A | #N/A | 0 | 873 | 0 | #N/A | 0 | N/A | 0 | N/A |  | 873 | 0 | #N/A | #N/A | #N/A | #N/A | 0 | 0
[6 empty] | 874 | [15 empty] | 0 | 0 | 0 | 0 |  | 0 | 0 |  | TRUE | 0 | 0 | 0 | FALSE | +00 | +00 | TRUE | TRUE | FALSE | FALSE | 0 | 0 | TRUE | TRUE | FALSE | FALSE | 0 | 0 | #N/A | #N/A | #N/A | 0 | 0 | 0 | 0 | 0 | 0 | 0 | 0 | #N/A | 100000 | #N/A | 100000 | #N/A | 0 | #N/A | 0 | #N/A | 0.005307 | #N/A | 0.005307 |  | 874 | #N/A | #N/A | #N/A | #N/A | #N/A | #N/A | 0 | 874 | 0 | #N/A | 0 | N/A | 0 | N/A |  | 874 | 0 | #N/A | #N/A | #N/A | #N/A | 0 | 0
[6 empty] | 875 | [15 empty] | 0 | 0 | 0 | 0 |  | 0 | 0 |  | TRUE | 0 | 0 | 0 | FALSE | +00 | +00 | TRUE | TRUE | FALSE | FALSE | 0 | 0 | TRUE | TRUE | FALSE | FALSE | 0 | 0 | #N/A | #N/A | #N/A | 0 | 0 | 0 | 0 | 0 | 0 | 0 | 0 | #N/A | 100000 | #N/A | 100000 | #N/A | 0 | #N/A | 0 | #N/A | 0.005307 | #N/A | 0.005307 |  | 875 | #N/A | #N/A | #N/A | #N/A | #N/A | #N/A | 0 | 875 | 0 | #N/A | 0 | N/A | 0 | N/A |  | 875 | 0 | #N/A | #N/A | #N/A | #N/A | 0 | 0
[6 empty] | 876 | [15 empty] | 0 | 0 | 0 | 0 |  | 0 | 0 |  | TRUE | 0 | 0 | 0 | FALSE | +00 | +00 | TRUE | TRUE | FALSE | FALSE | 0 | 0 | TRUE | TRUE | FALSE | FALSE | 0 | 0 | #N/A | #N/A | #N/A | 0 | 0 | 0 | 0 | 0 | 0 | 0 | 0 | #N/A | 100000 | #N/A | 100000 | #N/A | 0 | #N/A | 0 | #N/A | 0.005307 | #N/A | 0.005307 |  | 876 | #N/A | #N/A | #N/A | #N/A | #N/A | #N/A | 0 | 876 | 0 | #N/A | 0 | N/A | 0 | N/A |  | 876 | 0 | #N/A | #N/A | #N/A | #N/A | 0 | 0
[6 empty] | 877 | [15 empty] | 0 | 0 | 0 | 0 |  | 0 | 0 |  | TRUE | 0 | 0 | 0 | FALSE | +00 | +00 | TRUE | TRUE | FALSE | FALSE | 0 | 0 | TRUE | TRUE | FALSE | FALSE | 0 | 0 | #N/A | #N/A | #N/A | 0 | 0 | 0 | 0 | 0 | 0 | 0 | 0 | #N/A | 100000 | #N/A | 100000 | #N/A | 0 | #N/A | 0 | #N/A | 0.005307 | #N/A | 0.005307 |  | 877 | #N/A | #N/A | #N/A | #N/A | #N/A | #N/A | 0 | 877 | 0 | #N/A | 0 | N/A | 0 | N/A |  | 877 | 0 | #N/A | #N/A | #N/A | #N/A | 0 | 0
[6 empty] | 878 | [15 empty] | 0 | 0 | 0 | 0 |  | 0 | 0 |  | TRUE | 0 | 0 | 0 | FALSE | +00 | +00 | TRUE | TRUE | FALSE | FALSE | 0 | 0 | TRUE | TRUE | FALSE | FALSE | 0 | 0 | #N/A | #N/A | #N/A | 0 | 0 | 0 | 0 | 0 | 0 | 0 | 0 | #N/A | 100000 | #N/A | 100000 | #N/A | 0 | #N/A | 0 | #N/A | 0.005307 | #N/A | 0.005307 |  | 878 | #N/A | #N/A | #N/A | #N/A | #N/A | #N/A | 0 | 878 | 0 | #N/A | 0 | N/A | 0 | N/A |  | 878 | 0 | #N/A | #N/A | #N/A | #N/A | 0 | 0
[6 empty] | 879 | [15 empty] | 0 | 0 | 0 | 0 |  | 0 | 0 |  | TRUE | 0 | 0 | 0 | FALSE | +00 | +00 | TRUE | TRUE | FALSE | FALSE | 0 | 0 | TRUE | TRUE | FALSE | FALSE | 0 | 0 | #N/A | #N/A | #N/A | 0 | 0 | 0 | 0 | 0 | 0 | 0 | 0 | #N/A | 100000 | #N/A | 100000 | #N/A | 0 | #N/A | 0 | #N/A | 0.005307 | #N/A | 0.005307 |  | 879 | #N/A | #N/A | #N/A | #N/A | #N/A | #N/A | 0 | 879 | 0 | #N/A | 0 | N/A | 0 | N/A |  | 879 | 0 | #N/A | #N/A | #N/A | #N/A | 0 | 0
[6 empty] | 880 | [15 empty] | 0 | 0 | 0 | 0 |  | 0 | 0 |  | TRUE | 0 | 0 | 0 | FALSE | +00 | +00 | TRUE | TRUE | FALSE | FALSE | 0 | 0 | TRUE | TRUE | FALSE | FALSE | 0 | 0 | #N/A | #N/A | #N/A | 0 | 0 | 0 | 0 | 0 | 0 | 0 | 0 | #N/A | 100000 | #N/A | 100000 | #N/A | 0 | #N/A | 0 | #N/A | 0.005307 | #N/A | 0.005307 |  | 880 | #N/A | #N/A | #N/A | #N/A | #N/A | #N/A | 0 | 880 | 0 | #N/A | 0 | N/A | 0 | N/A |  | 880 | 0 | #N/A | #N/A | #N/A | #N/A | 0 | 0
[6 empty] | 881 | [15 empty] | 0 | 0 | 0 | 0 |  | 0 | 0 |  | TRUE | 0 | 0 | 0 | FALSE | +00 | +00 | TRUE | TRUE | FALSE | FALSE | 0 | 0 | TRUE | TRUE | FALSE | FALSE | 0 | 0 | #N/A | #N/A | #N/A | 0 | 0 | 0 | 0 | 0 | 0 | 0 | 0 | #N/A | 100000 | #N/A | 100000 | #N/A | 0 | #N/A | 0 | #N/A | 0.005307 | #N/A | 0.005307 |  | 881 | #N/A | #N/A | #N/A | #N/A | #N/A | #N/A | 0 | 881 | 0 | #N/A | 0 | N/A | 0 | N/A |  | 881 | 0 | #N/A | #N/A | #N/A | #N/A | 0 | 0
[6 empty] | 882 | [15 empty] | 0 | 0 | 0 | 0 |  | 0 | 0 |  | TRUE | 0 | 0 | 0 | FALSE | +00 | +00 | TRUE | TRUE | FALSE | FALSE | 0 | 0 | TRUE | TRUE | FALSE | FALSE | 0 | 0 | #N/A | #N/A | #N/A | 0 | 0 | 0 | 0 | 0 | 0 | 0 | 0 | #N/A | 100000 | #N/A | 100000 | #N/A | 0 | #N/A | 0 | #N/A | 0.005307 | #N/A | 0.005307 |  | 882 | #N/A | #N/A | #N/A | #N/A | #N/A | #N/A | 0 | 882 | 0 | #N/A | 0 | N/A | 0 | N/A |  | 882 | 0 | #N/A | #N/A | #N/A | #N/A | 0 | 0
[6 empty] | 883 | [15 empty] | 0 | 0 | 0 | 0 |  | 0 | 0 |  | TRUE | 0 | 0 | 0 | FALSE | +00 | +00 | TRUE | TRUE | FALSE | FALSE | 0 | 0 | TRUE | TRUE | FALSE | FALSE | 0 | 0 | #N/A | #N/A | #N/A | 0 | 0 | 0 | 0 | 0 | 0 | 0 | 0 | #N/A | 100000 | #N/A | 100000 | #N/A | 0 | #N/A | 0 | #N/A | 0.005307 | #N/A | 0.005307 |  | 883 | #N/A | #N/A | #N/A | #N/A | #N/A | #N/A | 0 | 883 | 0 | #N/A | 0 | N/A | 0 | N/A |  | 883 | 0 | #N/A | #N/A | #N/A | #N/A | 0 | 0
[6 empty] | 884 | [15 empty] | 0 | 0 | 0 | 0 |  | 0 | 0 |  | TRUE | 0 | 0 | 0 | FALSE | +00 | +00 | TRUE | TRUE | FALSE | FALSE | 0 | 0 | TRUE | TRUE | FALSE | FALSE | 0 | 0 | #N/A | #N/A | #N/A | 0 | 0 | 0 | 0 | 0 | 0 | 0 | 0 | #N/A | 100000 | #N/A | 100000 | #N/A | 0 | #N/A | 0 | #N/A | 0.005307 | #N/A | 0.005307 |  | 884 | #N/A | #N/A | #N/A | #N/A | #N/A | #N/A | 0 | 884 | 0 | #N/A | 0 | N/A | 0 | N/A |  | 884 | 0 | #N/A | #N/A | #N/A | #N/A | 0 | 0
[6 empty] | 885 | [15 empty] | 0 | 0 | 0 | 0 |  | 0 | 0 |  | TRUE | 0 | 0 | 0 | FALSE | +00 | +00 | TRUE | TRUE | FALSE | FALSE | 0 | 0 | TRUE | TRUE | FALSE | FALSE | 0 | 0 | #N/A | #N/A | #N/A | 0 | 0 | 0 | 0 | 0 | 0 | 0 | 0 | #N/A | 100000 | #N/A | 100000 | #N/A | 0 | #N/A | 0 | #N/A | 0.005307 | #N/A | 0.005307 |  | 885 | #N/A | #N/A | #N/A | #N/A | #N/A | #N/A | 0 | 885 | 0 | #N/A | 0 | N/A | 0 | N/A |  | 885 | 0 | #N/A | #N/A | #N/A | #N/A | 0 | 0
[6 empty] | 886 | [15 empty] | 0 | 0 | 0 | 0 |  | 0 | 0 |  | TRUE | 0 | 0 | 0 | FALSE | +00 | +00 | TRUE | TRUE | FALSE | FALSE | 0 | 0 | TRUE | TRUE | FALSE | FALSE | 0 | 0 | #N/A | #N/A | #N/A | 0 | 0 | 0 | 0 | 0 | 0 | 0 | 0 | #N/A | 100000 | #N/A | 100000 | #N/A | 0 | #N/A | 0 | #N/A | 0.005307 | #N/A | 0.005307 |  | 886 | #N/A | #N/A | #N/A | #N/A | #N/A | #N/A | 0 | 886 | 0 | #N/A | 0 | N/A | 0 | N/A |  | 886 | 0 | #N/A | #N/A | #N/A | #N/A | 0 | 0
[6 empty] | 887 | [15 empty] | 0 | 0 | 0 | 0 |  | 0 | 0 |  | TRUE | 0 | 0 | 0 | FALSE | +00 | +00 | TRUE | TRUE | FALSE | FALSE | 0 | 0 | TRUE | TRUE | FALSE | FALSE | 0 | 0 | #N/A | #N/A | #N/A | 0 | 0 | 0 | 0 | 0 | 0 | 0 | 0 | #N/A | 100000 | #N/A | 100000 | #N/A | 0 | #N/A | 0 | #N/A | 0.005307 | #N/A | 0.005307 |  | 887 | #N/A | #N/A | #N/A | #N/A | #N/A | #N/A | 0 | 887 | 0 | #N/A | 0 | N/A | 0 | N/A |  | 887 | 0 | #N/A | #N/A | #N/A | #N/A | 0 | 0
[6 empty] | 888 | [15 empty] | 0 | 0 | 0 | 0 |  | 0 | 0 |  | TRUE | 0 | 0 | 0 | FALSE | +00 | +00 | TRUE | TRUE | FALSE | FALSE | 0 | 0 | TRUE | TRUE | FALSE | FALSE | 0 | 0 | #N/A | #N/A | #N/A | 0 | 0 | 0 | 0 | 0 | 0 | 0 | 0 | #N/A | 100000 | #N/A | 100000 | #N/A | 0 | #N/A | 0 | #N/A | 0.005307 | #N/A | 0.005307 |  | 888 | #N/A | #N/A | #N/A | #N/A | #N/A | #N/A | 0 | 888 | 0 | #N/A | 0 | N/A | 0 | N/A |  | 888 | 0 | #N/A | #N/A | #N/A | #N/A | 0 | 0
[6 empty] | 889 | [15 empty] | 0 | 0 | 0 | 0 |  | 0 | 0 |  | TRUE | 0 | 0 | 0 | FALSE | +00 | +00 | TRUE | TRUE | FALSE | FALSE | 0 | 0 | TRUE | TRUE | FALSE | FALSE | 0 | 0 | #N/A | #N/A | #N/A | 0 | 0 | 0 | 0 | 0 | 0 | 0 | 0 | #N/A | 100000 | #N/A | 100000 | #N/A | 0 | #N/A | 0 | #N/A | 0.005307 | #N/A | 0.005307 |  | 889 | #N/A | #N/A | #N/A | #N/A | #N/A | #N/A | 0 | 889 | 0 | #N/A | 0 | N/A | 0 | N/A |  | 889 | 0 | #N/A | #N/A | #N/A | #N/A | 0 | 0
[6 empty] | 890 | [15 empty] | 0 | 0 | 0 | 0 |  | 0 | 0 |  | TRUE | 0 | 0 | 0 | FALSE | +00 | +00 | TRUE | TRUE | FALSE | FALSE | 0 | 0 | TRUE | TRUE | FALSE | FALSE | 0 | 0 | #N/A | #N/A | #N/A | 0 | 0 | 0 | 0 | 0 | 0 | 0 | 0 | #N/A | 100000 | #N/A | 100000 | #N/A | 0 | #N/A | 0 | #N/A | 0.005307 | #N/A | 0.005307 |  | 890 | #N/A | #N/A | #N/A | #N/A | #N/A | #N/A | 0 | 890 | 0 | #N/A | 0 | N/A | 0 | N/A |  | 890 | 0 | #N/A | #N/A | #N/A | #N/A | 0 | 0
[6 empty] | 891 | [15 empty] | 0 | 0 | 0 | 0 |  | 0 | 0 |  | TRUE | 0 | 0 | 0 | FALSE | +00 | +00 | TRUE | TRUE | FALSE | FALSE | 0 | 0 | TRUE | TRUE | FALSE | FALSE | 0 | 0 | #N/A | #N/A | #N/A | 0 | 0 | 0 | 0 | 0 | 0 | 0 | 0 | #N/A | 100000 | #N/A | 100000 | #N/A | 0 | #N/A | 0 | #N/A | 0.005307 | #N/A | 0.005307 |  | 891 | #N/A | #N/A | #N/A | #N/A | #N/A | #N/A | 0 | 891 | 0 | #N/A | 0 | N/A | 0 | N/A |  | 891 | 0 | #N/A | #N/A | #N/A | #N/A | 0 | 0
[6 empty] | 892 | [15 empty] | 0 | 0 | 0 | 0 |  | 0 | 0 |  | TRUE | 0 | 0 | 0 | FALSE | +00 | +00 | TRUE | TRUE | FALSE | FALSE | 0 | 0 | TRUE | TRUE | FALSE | FALSE | 0 | 0 | #N/A | #N/A | #N/A | 0 | 0 | 0 | 0 | 0 | 0 | 0 | 0 | #N/A | 100000 | #N/A | 100000 | #N/A | 0 | #N/A | 0 | #N/A | 0.005307 | #N/A | 0.005307 |  | 892 | #N/A | #N/A | #N/A | #N/A | #N/A | #N/A | 0 | 892 | 0 | #N/A | 0 | N/A | 0 | N/A |  | 892 | 0 | #N/A | #N/A | #N/A | #N/A | 0 | 0
[6 empty] | 893 | [15 empty] | 0 | 0 | 0 | 0 |  | 0 | 0 |  | TRUE | 0 | 0 | 0 | FALSE | +00 | +00 | TRUE | TRUE | FALSE | FALSE | 0 | 0 | TRUE | TRUE | FALSE | FALSE | 0 | 0 | #N/A | #N/A | #N/A | 0 | 0 | 0 | 0 | 0 | 0 | 0 | 0 | #N/A | 100000 | #N/A | 100000 | #N/A | 0 | #N/A | 0 | #N/A | 0.005307 | #N/A | 0.005307 |  | 893 | #N/A | #N/A | #N/A | #N/A | #N/A | #N/A | 0 | 893 | 0 | #N/A | 0 | N/A | 0 | N/A |  | 893 | 0 | #N/A | #N/A | #N/A | #N/A | 0 | 0
[6 empty] | 894 | [15 empty] | 0 | 0 | 0 | 0 |  | 0 | 0 |  | TRUE | 0 | 0 | 0 | FALSE | +00 | +00 | TRUE | TRUE | FALSE | FALSE | 0 | 0 | TRUE | TRUE | FALSE | FALSE | 0 | 0 | #N/A | #N/A | #N/A | 0 | 0 | 0 | 0 | 0 | 0 | 0 | 0 | #N/A | 100000 | #N/A | 100000 | #N/A | 0 | #N/A | 0 | #N/A | 0.005307 | #N/A | 0.005307 |  | 894 | #N/A | #N/A | #N/A | #N/A | #N/A | #N/A | 0 | 894 | 0 | #N/A | 0 | N/A | 0 | N/A |  | 894 | 0 | #N/A | #N/A | #N/A | #N/A | 0 | 0
[6 empty] | 895 | [15 empty] | 0 | 0 | 0 | 0 |  | 0 | 0 |  | TRUE | 0 | 0 | 0 | FALSE | +00 | +00 | TRUE | TRUE | FALSE | FALSE | 0 | 0 | TRUE | TRUE | FALSE | FALSE | 0 | 0 | #N/A | #N/A | #N/A | 0 | 0 | 0 | 0 | 0 | 0 | 0 | 0 | #N/A | 100000 | #N/A | 100000 | #N/A | 0 | #N/A | 0 | #N/A | 0.005307 | #N/A | 0.005307 |  | 895 | #N/A | #N/A | #N/A | #N/A | #N/A | #N/A | 0 | 895 | 0 | #N/A | 0 | N/A | 0 | N/A |  | 895 | 0 | #N/A | #N/A | #N/A | #N/A | 0 | 0
[6 empty] | 896 | [15 empty] | 0 | 0 | 0 | 0 |  | 0 | 0 |  | TRUE | 0 | 0 | 0 | FALSE | +00 | +00 | TRUE | TRUE | FALSE | FALSE | 0 | 0 | TRUE | TRUE | FALSE | FALSE | 0 | 0 | #N/A | #N/A | #N/A | 0 | 0 | 0 | 0 | 0 | 0 | 0 | 0 | #N/A | 100000 | #N/A | 100000 | #N/A | 0 | #N/A | 0 | #N/A | 0.005307 | #N/A | 0.005307 |  | 896 | #N/A | #N/A | #N/A | #N/A | #N/A | #N/A | 0 | 896 | 0 | #N/A | 0 | N/A | 0 | N/A |  | 896 | 0 | #N/A | #N/A | #N/A | #N/A | 0 | 0
[6 empty] | 897 | [15 empty] | 0 | 0 | 0 | 0 |  | 0 | 0 |  | TRUE | 0 | 0 | 0 | FALSE | +00 | +00 | TRUE | TRUE | FALSE | FALSE | 0 | 0 | TRUE | TRUE | FALSE | FALSE | 0 | 0 | #N/A | #N/A | #N/A | 0 | 0 | 0 | 0 | 0 | 0 | 0 | 0 | #N/A | 100000 | #N/A | 100000 | #N/A | 0 | #N/A | 0 | #N/A | 0.005307 | #N/A | 0.005307 |  | 897 | #N/A | #N/A | #N/A | #N/A | #N/A | #N/A | 0 | 897 | 0 | #N/A | 0 | N/A | 0 | N/A |  | 897 | 0 | #N/A | #N/A | #N/A | #N/A | 0 | 0
[6 empty] | 898 | [15 empty] | 0 | 0 | 0 | 0 |  | 0 | 0 |  | TRUE | 0 | 0 | 0 | FALSE | +00 | +00 | TRUE | TRUE | FALSE | FALSE | 0 | 0 | TRUE | TRUE | FALSE | FALSE | 0 | 0 | #N/A | #N/A | #N/A | 0 | 0 | 0 | 0 | 0 | 0 | 0 | 0 | #N/A | 100000 | #N/A | 100000 | #N/A | 0 | #N/A | 0 | #N/A | 0.005307 | #N/A | 0.005307 |  | 898 | #N/A | #N/A | #N/A | #N/A | #N/A | #N/A | 0 | 898 | 0 | #N/A | 0 | N/A | 0 | N/A |  | 898 | 0 | #N/A | #N/A | #N/A | #N/A | 0 | 0
[6 empty] | 899 | [15 empty] | 0 | 0 | 0 | 0 |  | 0 | 0 |  | TRUE | 0 | 0 | 0 | FALSE | +00 | +00 | TRUE | TRUE | FALSE | FALSE | 0 | 0 | TRUE | TRUE | FALSE | FALSE | 0 | 0 | #N/A | #N/A | #N/A | 0 | 0 | 0 | 0 | 0 | 0 | 0 | 0 | #N/A | 100000 | #N/A | 100000 | #N/A | 0 | #N/A | 0 | #N/A | 0.005307 | #N/A | 0.005307 |  | 899 | #N/A | #N/A | #N/A | #N/A | #N/A | #N/A | 0 | 899 | 0 | #N/A | 0 | N/A | 0 | N/A |  | 899 | 0 | #N/A | #N/A | #N/A | #N/A | 0 | 0
[6 empty] | 900 | [15 empty] | 0 | 0 | 0 | 0 |  | 0 | 0 |  | TRUE | 0 | 0 | 0 | FALSE | +00 | +00 | TRUE | TRUE | FALSE | FALSE | 0 | 0 | TRUE | TRUE | FALSE | FALSE | 0 | 0 | #N/A | #N/A | #N/A | 0 | 0 | 0 | 0 | 0 | 0 | 0 | 0 | #N/A | 100000 | #N/A | 100000 | #N/A | 0 | #N/A | 0 | #N/A | 0.005307 | #N/A | 0.005307 |  | 900 | #N/A | #N/A | #N/A | #N/A | #N/A | #N/A | 0 | 900 | 0 | #N/A | 0 | N/A | 0 | N/A |  | 900 | 0 | #N/A | #N/A | #N/A | #N/A | 0 | 0
[6 empty] | 901 | [15 empty] | 0 | 0 | 0 | 0 |  | 0 | 0 |  | TRUE | 0 | 0 | 0 | FALSE | +00 | +00 | TRUE | TRUE | FALSE | FALSE | 0 | 0 | TRUE | TRUE | FALSE | FALSE | 0 | 0 | #N/A | #N/A | #N/A | 0 | 0 | 0 | 0 | 0 | 0 | 0 | 0 | #N/A | 100000 | #N/A | 100000 | #N/A | 0 | #N/A | 0 | #N/A | 0.005307 | #N/A | 0.005307 |  | 901 | #N/A | #N/A | #N/A | #N/A | #N/A | #N/A | 0 | 901 | 0 | #N/A | 0 | N/A | 0 | N/A |  | 901 | 0 | #N/A | #N/A | #N/A | #N/A | 0 | 0
[6 empty] | 902 | [15 empty] | 0 | 0 | 0 | 0 |  | 0 | 0 |  | TRUE | 0 | 0 | 0 | FALSE | +00 | +00 | TRUE | TRUE | FALSE | FALSE | 0 | 0 | TRUE | TRUE | FALSE | FALSE | 0 | 0 | #N/A | #N/A | #N/A | 0 | 0 | 0 | 0 | 0 | 0 | 0 | 0 | #N/A | 100000 | #N/A | 100000 | #N/A | 0 | #N/A | 0 | #N/A | 0.005307 | #N/A | 0.005307 |  | 902 | #N/A | #N/A | #N/A | #N/A | #N/A | #N/A | 0 | 902 | 0 | #N/A | 0 | N/A | 0 | N/A |  | 902 | 0 | #N/A | #N/A | #N/A | #N/A | 0 | 0
[6 empty] | 903 | [15 empty] | 0 | 0 | 0 | 0 |  | 0 | 0 |  | TRUE | 0 | 0 | 0 | FALSE | +00 | +00 | TRUE | TRUE | FALSE | FALSE | 0 | 0 | TRUE | TRUE | FALSE | FALSE | 0 | 0 | #N/A | #N/A | #N/A | 0 | 0 | 0 | 0 | 0 | 0 | 0 | 0 | #N/A | 100000 | #N/A | 100000 | #N/A | 0 | #N/A | 0 | #N/A | 0.005307 | #N/A | 0.005307 |  | 903 | #N/A | #N/A | #N/A | #N/A | #N/A | #N/A | 0 | 903 | 0 | #N/A | 0 | N/A | 0 | N/A |  | 903 | 0 | #N/A | #N/A | #N/A | #N/A | 0 | 0
[6 empty] | 904 | [15 empty] | 0 | 0 | 0 | 0 |  | 0 | 0 |  | TRUE | 0 | 0 | 0 | FALSE | +00 | +00 | TRUE | TRUE | FALSE | FALSE | 0 | 0 | TRUE | TRUE | FALSE | FALSE | 0 | 0 | #N/A | #N/A | #N/A | 0 | 0 | 0 | 0 | 0 | 0 | 0 | 0 | #N/A | 100000 | #N/A | 100000 | #N/A | 0 | #N/A | 0 | #N/A | 0.005307 | #N/A | 0.005307 |  | 904 | #N/A | #N/A | #N/A | #N/A | #N/A | #N/A | 0 | 904 | 0 | #N/A | 0 | N/A | 0 | N/A |  | 904 | 0 | #N/A | #N/A | #N/A | #N/A | 0 | 0
[6 empty] | 905 | [15 empty] | 0 | 0 | 0 | 0 |  | 0 | 0 |  | TRUE | 0 | 0 | 0 | FALSE | +00 | +00 | TRUE | TRUE | FALSE | FALSE | 0 | 0 | TRUE | TRUE | FALSE | FALSE | 0 | 0 | #N/A | #N/A | #N/A | 0 | 0 | 0 | 0 | 0 | 0 | 0 | 0 | #N/A | 100000 | #N/A | 100000 | #N/A | 0 | #N/A | 0 | #N/A | 0.005307 | #N/A | 0.005307 |  | 905 | #N/A | #N/A | #N/A | #N/A | #N/A | #N/A | 0 | 905 | 0 | #N/A | 0 | N/A | 0 | N/A |  | 905 | 0 | #N/A | #N/A | #N/A | #N/A | 0 | 0
[6 empty] | 906 | [15 empty] | 0 | 0 | 0 | 0 |  | 0 | 0 |  | TRUE | 0 | 0 | 0 | FALSE | +00 | +00 | TRUE | TRUE | FALSE | FALSE | 0 | 0 | TRUE | TRUE | FALSE | FALSE | 0 | 0 | #N/A | #N/A | #N/A | 0 | 0 | 0 | 0 | 0 | 0 | 0 | 0 | #N/A | 100000 | #N/A | 100000 | #N/A | 0 | #N/A | 0 | #N/A | 0.005307 | #N/A | 0.005307 |  | 906 | #N/A | #N/A | #N/A | #N/A | #N/A | #N/A | 0 | 906 | 0 | #N/A | 0 | N/A | 0 | N/A |  | 906 | 0 | #N/A | #N/A | #N/A | #N/A | 0 | 0
[6 empty] | 907 | [15 empty] | 0 | 0 | 0 | 0 |  | 0 | 0 |  | TRUE | 0 | 0 | 0 | FALSE | +00 | +00 | TRUE | TRUE | FALSE | FALSE | 0 | 0 | TRUE | TRUE | FALSE | FALSE | 0 | 0 | #N/A | #N/A | #N/A | 0 | 0 | 0 | 0 | 0 | 0 | 0 | 0 | #N/A | 100000 | #N/A | 100000 | #N/A | 0 | #N/A | 0 | #N/A | 0.005307 | #N/A | 0.005307 |  | 907 | #N/A | #N/A | #N/A | #N/A | #N/A | #N/A | 0 | 907 | 0 | #N/A | 0 | N/A | 0 | N/A |  | 907 | 0 | #N/A | #N/A | #N/A | #N/A | 0 | 0
[6 empty] | 908 | [15 empty] | 0 | 0 | 0 | 0 |  | 0 | 0 |  | TRUE | 0 | 0 | 0 | FALSE | +00 | +00 | TRUE | TRUE | FALSE | FALSE | 0 | 0 | TRUE | TRUE | FALSE | FALSE | 0 | 0 | #N/A | #N/A | #N/A | 0 | 0 | 0 | 0 | 0 | 0 | 0 | 0 | #N/A | 100000 | #N/A | 100000 | #N/A | 0 | #N/A | 0 | #N/A | 0.005307 | #N/A | 0.005307 |  | 908 | #N/A | #N/A | #N/A | #N/A | #N/A | #N/A | 0 | 908 | 0 | #N/A | 0 | N/A | 0 | N/A |  | 908 | 0 | #N/A | #N/A | #N/A | #N/A | 0 | 0
[6 empty] | 909 | [15 empty] | 0 | 0 | 0 | 0 |  | 0 | 0 |  | TRUE | 0 | 0 | 0 | FALSE | +00 | +00 | TRUE | TRUE | FALSE | FALSE | 0 | 0 | TRUE | TRUE | FALSE | FALSE | 0 | 0 | #N/A | #N/A | #N/A | 0 | 0 | 0 | 0 | 0 | 0 | 0 | 0 | #N/A | 100000 | #N/A | 100000 | #N/A | 0 | #N/A | 0 | #N/A | 0.005307 | #N/A | 0.005307 |  | 909 | #N/A | #N/A | #N/A | #N/A | #N/A | #N/A | 0 | 909 | 0 | #N/A | 0 | N/A | 0 | N/A |  | 909 | 0 | #N/A | #N/A | #N/A | #N/A | 0 | 0
[6 empty] | 910 | [15 empty] | 0 | 0 | 0 | 0 |  | 0 | 0 |  | TRUE | 0 | 0 | 0 | FALSE | +00 | +00 | TRUE | TRUE | FALSE | FALSE | 0 | 0 | TRUE | TRUE | FALSE | FALSE | 0 | 0 | #N/A | #N/A | #N/A | 0 | 0 | 0 | 0 | 0 | 0 | 0 | 0 | #N/A | 100000 | #N/A | 100000 | #N/A | 0 | #N/A | 0 | #N/A | 0.005307 | #N/A | 0.005307 |  | 910 | #N/A | #N/A | #N/A | #N/A | #N/A | #N/A | 0 | 910 | 0 | #N/A | 0 | N/A | 0 | N/A |  | 910 | 0 | #N/A | #N/A | #N/A | #N/A | 0 | 0
[6 empty] | 911 | [15 empty] | 0 | 0 | 0 | 0 |  | 0 | 0 |  | TRUE | 0 | 0 | 0 | FALSE | +00 | +00 | TRUE | TRUE | FALSE | FALSE | 0 | 0 | TRUE | TRUE | FALSE | FALSE | 0 | 0 | #N/A | #N/A | #N/A | 0 | 0 | 0 | 0 | 0 | 0 | 0 | 0 | #N/A | 100000 | #N/A | 100000 | #N/A | 0 | #N/A | 0 | #N/A | 0.005307 | #N/A | 0.005307 |  | 911 | #N/A | #N/A | #N/A | #N/A | #N/A | #N/A | 0 | 911 | 0 | #N/A | 0 | N/A | 0 | N/A |  | 911 | 0 | #N/A | #N/A | #N/A | #N/A | 0 | 0
[6 empty] | 912 | [15 empty] | 0 | 0 | 0 | 0 |  | 0 | 0 |  | TRUE | 0 | 0 | 0 | FALSE | +00 | +00 | TRUE | TRUE | FALSE | FALSE | 0 | 0 | TRUE | TRUE | FALSE | FALSE | 0 | 0 | #N/A | #N/A | #N/A | 0 | 0 | 0 | 0 | 0 | 0 | 0 | 0 | #N/A | 100000 | #N/A | 100000 | #N/A | 0 | #N/A | 0 | #N/A | 0.005307 | #N/A | 0.005307 |  | 912 | #N/A | #N/A | #N/A | #N/A | #N/A | #N/A | 0 | 912 | 0 | #N/A | 0 | N/A | 0 | N/A |  | 912 | 0 | #N/A | #N/A | #N/A | #N/A | 0 | 0
[6 empty] | 913 | [15 empty] | 0 | 0 | 0 | 0 |  | 0 | 0 |  | TRUE | 0 | 0 | 0 | FALSE | +00 | +00 | TRUE | TRUE | FALSE | FALSE | 0 | 0 | TRUE | TRUE | FALSE | FALSE | 0 | 0 | #N/A | #N/A | #N/A | 0 | 0 | 0 | 0 | 0 | 0 | 0 | 0 | #N/A | 100000 | #N/A | 100000 | #N/A | 0 | #N/A | 0 | #N/A | 0.005307 | #N/A | 0.005307 |  | 913 | #N/A | #N/A | #N/A | #N/A | #N/A | #N/A | 0 | 913 | 0 | #N/A | 0 | N/A | 0 | N/A |  | 913 | 0 | #N/A | #N/A | #N/A | #N/A | 0 | 0
[6 empty] | 914 | [15 empty] | 0 | 0 | 0 | 0 |  | 0 | 0 |  | TRUE | 0 | 0 | 0 | FALSE | +00 | +00 | TRUE | TRUE | FALSE | FALSE | 0 | 0 | TRUE | TRUE | FALSE | FALSE | 0 | 0 | #N/A | #N/A | #N/A | 0 | 0 | 0 | 0 | 0 | 0 | 0 | 0 | #N/A | 100000 | #N/A | 100000 | #N/A | 0 | #N/A | 0 | #N/A | 0.005307 | #N/A | 0.005307 |  | 914 | #N/A | #N/A | #N/A | #N/A | #N/A | #N/A | 0 | 914 | 0 | #N/A | 0 | N/A | 0 | N/A |  | 914 | 0 | #N/A | #N/A | #N/A | #N/A | 0 | 0
[6 empty] | 915 | [15 empty] | 0 | 0 | 0 | 0 |  | 0 | 0 |  | TRUE | 0 | 0 | 0 | FALSE | +00 | +00 | TRUE | TRUE | FALSE | FALSE | 0 | 0 | TRUE | TRUE | FALSE | FALSE | 0 | 0 | #N/A | #N/A | #N/A | 0 | 0 | 0 | 0 | 0 | 0 | 0 | 0 | #N/A | 100000 | #N/A | 100000 | #N/A | 0 | #N/A | 0 | #N/A | 0.005307 | #N/A | 0.005307 |  | 915 | #N/A | #N/A | #N/A | #N/A | #N/A | #N/A | 0 | 915 | 0 | #N/A | 0 | N/A | 0 | N/A |  | 915 | 0 | #N/A | #N/A | #N/A | #N/A | 0 | 0
[6 empty] | 916 | [15 empty] | 0 | 0 | 0 | 0 |  | 0 | 0 |  | TRUE | 0 | 0 | 0 | FALSE | +00 | +00 | TRUE | TRUE | FALSE | FALSE | 0 | 0 | TRUE | TRUE | FALSE | FALSE | 0 | 0 | #N/A | #N/A | #N/A | 0 | 0 | 0 | 0 | 0 | 0 | 0 | 0 | #N/A | 100000 | #N/A | 100000 | #N/A | 0 | #N/A | 0 | #N/A | 0.005307 | #N/A | 0.005307 |  | 916 | #N/A | #N/A | #N/A | #N/A | #N/A | #N/A | 0 | 916 | 0 | #N/A | 0 | N/A | 0 | N/A |  | 916 | 0 | #N/A | #N/A | #N/A | #N/A | 0 | 0
[6 empty] | 917 | [15 empty] | 0 | 0 | 0 | 0 |  | 0 | 0 |  | TRUE | 0 | 0 | 0 | FALSE | +00 | +00 | TRUE | TRUE | FALSE | FALSE | 0 | 0 | TRUE | TRUE | FALSE | FALSE | 0 | 0 | #N/A | #N/A | #N/A | 0 | 0 | 0 | 0 | 0 | 0 | 0 | 0 | #N/A | 100000 | #N/A | 100000 | #N/A | 0 | #N/A | 0 | #N/A | 0.005307 | #N/A | 0.005307 |  | 917 | #N/A | #N/A | #N/A | #N/A | #N/A | #N/A | 0 | 917 | 0 | #N/A | 0 | N/A | 0 | N/A |  | 917 | 0 | #N/A | #N/A | #N/A | #N/A | 0 | 0
[6 empty] | 918 | [15 empty] | 0 | 0 | 0 | 0 |  | 0 | 0 |  | TRUE | 0 | 0 | 0 | FALSE | +00 | +00 | TRUE | TRUE | FALSE | FALSE | 0 | 0 | TRUE | TRUE | FALSE | FALSE | 0 | 0 | #N/A | #N/A | #N/A | 0 | 0 | 0 | 0 | 0 | 0 | 0 | 0 | #N/A | 100000 | #N/A | 100000 | #N/A | 0 | #N/A | 0 | #N/A | 0.005307 | #N/A | 0.005307 |  | 918 | #N/A | #N/A | #N/A | #N/A | #N/A | #N/A | 0 | 918 | 0 | #N/A | 0 | N/A | 0 | N/A |  | 918 | 0 | #N/A | #N/A | #N/A | #N/A | 0 | 0
[6 empty] | 919 | [15 empty] | 0 | 0 | 0 | 0 |  | 0 | 0 |  | TRUE | 0 | 0 | 0 | FALSE | +00 | +00 | TRUE | TRUE | FALSE | FALSE | 0 | 0 | TRUE | TRUE | FALSE | FALSE | 0 | 0 | #N/A | #N/A | #N/A | 0 | 0 | 0 | 0 | 0 | 0 | 0 | 0 | #N/A | 100000 | #N/A | 100000 | #N/A | 0 | #N/A | 0 | #N/A | 0.005307 | #N/A | 0.005307 |  | 919 | #N/A | #N/A | #N/A | #N/A | #N/A | #N/A | 0 | 919 | 0 | #N/A | 0 | N/A | 0 | N/A |  | 919 | 0 | #N/A | #N/A | #N/A | #N/A | 0 | 0
[6 empty] | 920 | [15 empty] | 0 | 0 | 0 | 0 |  | 0 | 0 |  | TRUE | 0 | 0 | 0 | FALSE | +00 | +00 | TRUE | TRUE | FALSE | FALSE | 0 | 0 | TRUE | TRUE | FALSE | FALSE | 0 | 0 | #N/A | #N/A | #N/A | 0 | 0 | 0 | 0 | 0 | 0 | 0 | 0 | #N/A | 100000 | #N/A | 100000 | #N/A | 0 | #N/A | 0 | #N/A | 0.005307 | #N/A | 0.005307 |  | 920 | #N/A | #N/A | #N/A | #N/A | #N/A | #N/A | 0 | 920 | 0 | #N/A | 0 | N/A | 0 | N/A |  | 920 | 0 | #N/A | #N/A | #N/A | #N/A | 0 | 0
[6 empty] | 921 | [15 empty] | 0 | 0 | 0 | 0 |  | 0 | 0 |  | TRUE | 0 | 0 | 0 | FALSE | +00 | +00 | TRUE | TRUE | FALSE | FALSE | 0 | 0 | TRUE | TRUE | FALSE | FALSE | 0 | 0 | #N/A | #N/A | #N/A | 0 | 0 | 0 | 0 | 0 | 0 | 0 | 0 | #N/A | 100000 | #N/A | 100000 | #N/A | 0 | #N/A | 0 | #N/A | 0.005307 | #N/A | 0.005307 |  | 921 | #N/A | #N/A | #N/A | #N/A | #N/A | #N/A | 0 | 921 | 0 | #N/A | 0 | N/A | 0 | N/A |  | 921 | 0 | #N/A | #N/A | #N/A | #N/A | 0 | 0
[6 empty] | 922 | [15 empty] | 0 | 0 | 0 | 0 |  | 0 | 0 |  | TRUE | 0 | 0 | 0 | FALSE | +00 | +00 | TRUE | TRUE | FALSE | FALSE | 0 | 0 | TRUE | TRUE | FALSE | FALSE | 0 | 0 | #N/A | #N/A | #N/A | 0 | 0 | 0 | 0 | 0 | 0 | 0 | 0 | #N/A | 100000 | #N/A | 100000 | #N/A | 0 | #N/A | 0 | #N/A | 0.005307 | #N/A | 0.005307 |  | 922 | #N/A | #N/A | #N/A | #N/A | #N/A | #N/A | 0 | 922 | 0 | #N/A | 0 | N/A | 0 | N/A |  | 922 | 0 | #N/A | #N/A | #N/A | #N/A | 0 | 0
[6 empty] | 923 | [15 empty] | 0 | 0 | 0 | 0 |  | 0 | 0 |  | TRUE | 0 | 0 | 0 | FALSE | +00 | +00 | TRUE | TRUE | FALSE | FALSE | 0 | 0 | TRUE | TRUE | FALSE | FALSE | 0 | 0 | #N/A | #N/A | #N/A | 0 | 0 | 0 | 0 | 0 | 0 | 0 | 0 | #N/A | 100000 | #N/A | 100000 | #N/A | 0 | #N/A | 0 | #N/A | 0.005307 | #N/A | 0.005307 |  | 923 | #N/A | #N/A | #N/A | #N/A | #N/A | #N/A | 0 | 923 | 0 | #N/A | 0 | N/A | 0 | N/A |  | 923 | 0 | #N/A | #N/A | #N/A | #N/A | 0 | 0
[6 empty] | 924 | [15 empty] | 0 | 0 | 0 | 0 |  | 0 | 0 |  | TRUE | 0 | 0 | 0 | FALSE | +00 | +00 | TRUE | TRUE | FALSE | FALSE | 0 | 0 | TRUE | TRUE | FALSE | FALSE | 0 | 0 | #N/A | #N/A | #N/A | 0 | 0 | 0 | 0 | 0 | 0 | 0 | 0 | #N/A | 100000 | #N/A | 100000 | #N/A | 0 | #N/A | 0 | #N/A | 0.005307 | #N/A | 0.005307 |  | 924 | #N/A | #N/A | #N/A | #N/A | #N/A | #N/A | 0 | 924 | 0 | #N/A | 0 | N/A | 0 | N/A |  | 924 | 0 | #N/A | #N/A | #N/A | #N/A | 0 | 0
[6 empty] | 925 | [15 empty] | 0 | 0 | 0 | 0 |  | 0 | 0 |  | TRUE | 0 | 0 | 0 | FALSE | +00 | +00 | TRUE | TRUE | FALSE | FALSE | 0 | 0 | TRUE | TRUE | FALSE | FALSE | 0 | 0 | #N/A | #N/A | #N/A | 0 | 0 | 0 | 0 | 0 | 0 | 0 | 0 | #N/A | 100000 | #N/A | 100000 | #N/A | 0 | #N/A | 0 | #N/A | 0.005307 | #N/A | 0.005307 |  | 925 | #N/A | #N/A | #N/A | #N/A | #N/A | #N/A | 0 | 925 | 0 | #N/A | 0 | N/A | 0 | N/A |  | 925 | 0 | #N/A | #N/A | #N/A | #N/A | 0 | 0
[6 empty] | 926 | [15 empty] | 0 | 0 | 0 | 0 |  | 0 | 0 |  | TRUE | 0 | 0 | 0 | FALSE | +00 | +00 | TRUE | TRUE | FALSE | FALSE | 0 | 0 | TRUE | TRUE | FALSE | FALSE | 0 | 0 | #N/A | #N/A | #N/A | 0 | 0 | 0 | 0 | 0 | 0 | 0 | 0 | #N/A | 100000 | #N/A | 100000 | #N/A | 0 | #N/A | 0 | #N/A | 0.005307 | #N/A | 0.005307 |  | 926 | #N/A | #N/A | #N/A | #N/A | #N/A | #N/A | 0 | 926 | 0 | #N/A | 0 | N/A | 0 | N/A |  | 926 | 0 | #N/A | #N/A | #N/A | #N/A | 0 | 0
[6 empty] | 927 | [15 empty] | 0 | 0 | 0 | 0 |  | 0 | 0 |  | TRUE | 0 | 0 | 0 | FALSE | +00 | +00 | TRUE | TRUE | FALSE | FALSE | 0 | 0 | TRUE | TRUE | FALSE | FALSE | 0 | 0 | #N/A | #N/A | #N/A | 0 | 0 | 0 | 0 | 0 | 0 | 0 | 0 | #N/A | 100000 | #N/A | 100000 | #N/A | 0 | #N/A | 0 | #N/A | 0.005307 | #N/A | 0.005307 |  | 927 | #N/A | #N/A | #N/A | #N/A | #N/A | #N/A | 0 | 927 | 0 | #N/A | 0 | N/A | 0 | N/A |  | 927 | 0 | #N/A | #N/A | #N/A | #N/A | 0 | 0
[6 empty] | 928 | [15 empty] | 0 | 0 | 0 | 0 |  | 0 | 0 |  | TRUE | 0 | 0 | 0 | FALSE | +00 | +00 | TRUE | TRUE | FALSE | FALSE | 0 | 0 | TRUE | TRUE | FALSE | FALSE | 0 | 0 | #N/A | #N/A | #N/A | 0 | 0 | 0 | 0 | 0 | 0 | 0 | 0 | #N/A | 100000 | #N/A | 100000 | #N/A | 0 | #N/A | 0 | #N/A | 0.005307 | #N/A | 0.005307 |  | 928 | #N/A | #N/A | #N/A | #N/A | #N/A | #N/A | 0 | 928 | 0 | #N/A | 0 | N/A | 0 | N/A |  | 928 | 0 | #N/A | #N/A | #N/A | #N/A | 0 | 0
[6 empty] | 929 | [15 empty] | 0 | 0 | 0 | 0 |  | 0 | 0 |  | TRUE | 0 | 0 | 0 | FALSE | +00 | +00 | TRUE | TRUE | FALSE | FALSE | 0 | 0 | TRUE | TRUE | FALSE | FALSE | 0 | 0 | #N/A | #N/A | #N/A | 0 | 0 | 0 | 0 | 0 | 0 | 0 | 0 | #N/A | 100000 | #N/A | 100000 | #N/A | 0 | #N/A | 0 | #N/A | 0.005307 | #N/A | 0.005307 |  | 929 | #N/A | #N/A | #N/A | #N/A | #N/A | #N/A | 0 | 929 | 0 | #N/A | 0 | N/A | 0 | N/A |  | 929 | 0 | #N/A | #N/A | #N/A | #N/A | 0 | 0
[6 empty] | 930 | [15 empty] | 0 | 0 | 0 | 0 |  | 0 | 0 |  | TRUE | 0 | 0 | 0 | FALSE | +00 | +00 | TRUE | TRUE | FALSE | FALSE | 0 | 0 | TRUE | TRUE | FALSE | FALSE | 0 | 0 | #N/A | #N/A | #N/A | 0 | 0 | 0 | 0 | 0 | 0 | 0 | 0 | #N/A | 100000 | #N/A | 100000 | #N/A | 0 | #N/A | 0 | #N/A | 0.005307 | #N/A | 0.005307 |  | 930 | #N/A | #N/A | #N/A | #N/A | #N/A | #N/A | 0 | 930 | 0 | #N/A | 0 | N/A | 0 | N/A |  | 930 | 0 | #N/A | #N/A | #N/A | #N/A | 0 | 0
[6 empty] | 931 | [15 empty] | 0 | 0 | 0 | 0 |  | 0 | 0 |  | TRUE | 0 | 0 | 0 | FALSE | +00 | +00 | TRUE | TRUE | FALSE | FALSE | 0 | 0 | TRUE | TRUE | FALSE | FALSE | 0 | 0 | #N/A | #N/A | #N/A | 0 | 0 | 0 | 0 | 0 | 0 | 0 | 0 | #N/A | 100000 | #N/A | 100000 | #N/A | 0 | #N/A | 0 | #N/A | 0.005307 | #N/A | 0.005307 |  | 931 | #N/A | #N/A | #N/A | #N/A | #N/A | #N/A | 0 | 931 | 0 | #N/A | 0 | N/A | 0 | N/A |  | 931 | 0 | #N/A | #N/A | #N/A | #N/A | 0 | 0
[6 empty] | 932 | [15 empty] | 0 | 0 | 0 | 0 |  | 0 | 0 |  | TRUE | 0 | 0 | 0 | FALSE | +00 | +00 | TRUE | TRUE | FALSE | FALSE | 0 | 0 | TRUE | TRUE | FALSE | FALSE | 0 | 0 | #N/A | #N/A | #N/A | 0 | 0 | 0 | 0 | 0 | 0 | 0 | 0 | #N/A | 100000 | #N/A | 100000 | #N/A | 0 | #N/A | 0 | #N/A | 0.005307 | #N/A | 0.005307 |  | 932 | #N/A | #N/A | #N/A | #N/A | #N/A | #N/A | 0 | 932 | 0 | #N/A | 0 | N/A | 0 | N/A |  | 932 | 0 | #N/A | #N/A | #N/A | #N/A | 0 | 0
[6 empty] | 933 | [15 empty] | 0 | 0 | 0 | 0 |  | 0 | 0 |  | TRUE | 0 | 0 | 0 | FALSE | +00 | +00 | TRUE | TRUE | FALSE | FALSE | 0 | 0 | TRUE | TRUE | FALSE | FALSE | 0 | 0 | #N/A | #N/A | #N/A | 0 | 0 | 0 | 0 | 0 | 0 | 0 | 0 | #N/A | 100000 | #N/A | 100000 | #N/A | 0 | #N/A | 0 | #N/A | 0.005307 | #N/A | 0.005307 |  | 933 | #N/A | #N/A | #N/A | #N/A | #N/A | #N/A | 0 | 933 | 0 | #N/A | 0 | N/A | 0 | N/A |  | 933 | 0 | #N/A | #N/A | #N/A | #N/A | 0 | 0
[6 empty] | 934 | [15 empty] | 0 | 0 | 0 | 0 |  | 0 | 0 |  | TRUE | 0 | 0 | 0 | FALSE | +00 | +00 | TRUE | TRUE | FALSE | FALSE | 0 | 0 | TRUE | TRUE | FALSE | FALSE | 0 | 0 | #N/A | #N/A | #N/A | 0 | 0 | 0 | 0 | 0 | 0 | 0 | 0 | #N/A | 100000 | #N/A | 100000 | #N/A | 0 | #N/A | 0 | #N/A | 0.005307 | #N/A | 0.005307 |  | 934 | #N/A | #N/A | #N/A | #N/A | #N/A | #N/A | 0 | 934 | 0 | #N/A | 0 | N/A | 0 | N/A |  | 934 | 0 | #N/A | #N/A | #N/A | #N/A | 0 | 0
[6 empty] | 935 | [15 empty] | 0 | 0 | 0 | 0 |  | 0 | 0 |  | TRUE | 0 | 0 | 0 | FALSE | +00 | +00 | TRUE | TRUE | FALSE | FALSE | 0 | 0 | TRUE | TRUE | FALSE | FALSE | 0 | 0 | #N/A | #N/A | #N/A | 0 | 0 | 0 | 0 | 0 | 0 | 0 | 0 | #N/A | 100000 | #N/A | 100000 | #N/A | 0 | #N/A | 0 | #N/A | 0.005307 | #N/A | 0.005307 |  | 935 | #N/A | #N/A | #N/A | #N/A | #N/A | #N/A | 0 | 935 | 0 | #N/A | 0 | N/A | 0 | N/A |  | 935 | 0 | #N/A | #N/A | #N/A | #N/A | 0 | 0
[6 empty] | 936 | [15 empty] | 0 | 0 | 0 | 0 |  | 0 | 0 |  | TRUE | 0 | 0 | 0 | FALSE | +00 | +00 | TRUE | TRUE | FALSE | FALSE | 0 | 0 | TRUE | TRUE | FALSE | FALSE | 0 | 0 | #N/A | #N/A | #N/A | 0 | 0 | 0 | 0 | 0 | 0 | 0 | 0 | #N/A | 100000 | #N/A | 100000 | #N/A | 0 | #N/A | 0 | #N/A | 0.005307 | #N/A | 0.005307 |  | 936 | #N/A | #N/A | #N/A | #N/A | #N/A | #N/A | 0 | 936 | 0 | #N/A | 0 | N/A | 0 | N/A |  | 936 | 0 | #N/A | #N/A | #N/A | #N/A | 0 | 0
[6 empty] | 937 | [15 empty] | 0 | 0 | 0 | 0 |  | 0 | 0 |  | TRUE | 0 | 0 | 0 | FALSE | +00 | +00 | TRUE | TRUE | FALSE | FALSE | 0 | 0 | TRUE | TRUE | FALSE | FALSE | 0 | 0 | #N/A | #N/A | #N/A | 0 | 0 | 0 | 0 | 0 | 0 | 0 | 0 | #N/A | 100000 | #N/A | 100000 | #N/A | 0 | #N/A | 0 | #N/A | 0.005307 | #N/A | 0.005307 |  | 937 | #N/A | #N/A | #N/A | #N/A | #N/A | #N/A | 0 | 937 | 0 | #N/A | 0 | N/A | 0 | N/A |  | 937 | 0 | #N/A | #N/A | #N/A | #N/A | 0 | 0
[6 empty] | 938 | [15 empty] | 0 | 0 | 0 | 0 |  | 0 | 0 |  | TRUE | 0 | 0 | 0 | FALSE | +00 | +00 | TRUE | TRUE | FALSE | FALSE | 0 | 0 | TRUE | TRUE | FALSE | FALSE | 0 | 0 | #N/A | #N/A | #N/A | 0 | 0 | 0 | 0 | 0 | 0 | 0 | 0 | #N/A | 100000 | #N/A | 100000 | #N/A | 0 | #N/A | 0 | #N/A | 0.005307 | #N/A | 0.005307 |  | 938 | #N/A | #N/A | #N/A | #N/A | #N/A | #N/A | 0 | 938 | 0 | #N/A | 0 | N/A | 0 | N/A |  | 938 | 0 | #N/A | #N/A | #N/A | #N/A | 0 | 0
[6 empty] | 939 | [15 empty] | 0 | 0 | 0 | 0 |  | 0 | 0 |  | TRUE | 0 | 0 | 0 | FALSE | +00 | +00 | TRUE | TRUE | FALSE | FALSE | 0 | 0 | TRUE | TRUE | FALSE | FALSE | 0 | 0 | #N/A | #N/A | #N/A | 0 | 0 | 0 | 0 | 0 | 0 | 0 | 0 | #N/A | 100000 | #N/A | 100000 | #N/A | 0 | #N/A | 0 | #N/A | 0.005307 | #N/A | 0.005307 |  | 939 | #N/A | #N/A | #N/A | #N/A | #N/A | #N/A | 0 | 939 | 0 | #N/A | 0 | N/A | 0 | N/A |  | 939 | 0 | #N/A | #N/A | #N/A | #N/A | 0 | 0
[6 empty] | 940 | [15 empty] | 0 | 0 | 0 | 0 |  | 0 | 0 |  | TRUE | 0 | 0 | 0 | FALSE | +00 | +00 | TRUE | TRUE | FALSE | FALSE | 0 | 0 | TRUE | TRUE | FALSE | FALSE | 0 | 0 | #N/A | #N/A | #N/A | 0 | 0 | 0 | 0 | 0 | 0 | 0 | 0 | #N/A | 100000 | #N/A | 100000 | #N/A | 0 | #N/A | 0 | #N/A | 0.005307 | #N/A | 0.005307 |  | 940 | #N/A | #N/A | #N/A | #N/A | #N/A | #N/A | 0 | 940 | 0 | #N/A | 0 | N/A | 0 | N/A |  | 940 | 0 | #N/A | #N/A | #N/A | #N/A | 0 | 0
[6 empty] | 941 | [15 empty] | 0 | 0 | 0 | 0 |  | 0 | 0 |  | TRUE | 0 | 0 | 0 | FALSE | +00 | +00 | TRUE | TRUE | FALSE | FALSE | 0 | 0 | TRUE | TRUE | FALSE | FALSE | 0 | 0 | #N/A | #N/A | #N/A | 0 | 0 | 0 | 0 | 0 | 0 | 0 | 0 | #N/A | 100000 | #N/A | 100000 | #N/A | 0 | #N/A | 0 | #N/A | 0.005307 | #N/A | 0.005307 |  | 941 | #N/A | #N/A | #N/A | #N/A | #N/A | #N/A | 0 | 941 | 0 | #N/A | 0 | N/A | 0 | N/A |  | 941 | 0 | #N/A | #N/A | #N/A | #N/A | 0 | 0
[6 empty] | 942 | [15 empty] | 0 | 0 | 0 | 0 |  | 0 | 0 |  | TRUE | 0 | 0 | 0 | FALSE | +00 | +00 | TRUE | TRUE | FALSE | FALSE | 0 | 0 | TRUE | TRUE | FALSE | FALSE | 0 | 0 | #N/A | #N/A | #N/A | 0 | 0 | 0 | 0 | 0 | 0 | 0 | 0 | #N/A | 100000 | #N/A | 100000 | #N/A | 0 | #N/A | 0 | #N/A | 0.005307 | #N/A | 0.005307 |  | 942 | #N/A | #N/A | #N/A | #N/A | #N/A | #N/A | 0 | 942 | 0 | #N/A | 0 | N/A | 0 | N/A |  | 942 | 0 | #N/A | #N/A | #N/A | #N/A | 0 | 0
[6 empty] | 943 | [15 empty] | 0 | 0 | 0 | 0 |  | 0 | 0 |  | TRUE | 0 | 0 | 0 | FALSE | +00 | +00 | TRUE | TRUE | FALSE | FALSE | 0 | 0 | TRUE | TRUE | FALSE | FALSE | 0 | 0 | #N/A | #N/A | #N/A | 0 | 0 | 0 | 0 | 0 | 0 | 0 | 0 | #N/A | 100000 | #N/A | 100000 | #N/A | 0 | #N/A | 0 | #N/A | 0.005307 | #N/A | 0.005307 |  | 943 | #N/A | #N/A | #N/A | #N/A | #N/A | #N/A | 0 | 943 | 0 | #N/A | 0 | N/A | 0 | N/A |  | 943 | 0 | #N/A | #N/A | #N/A | #N/A | 0 | 0
[6 empty] | 944 | [15 empty] | 0 | 0 | 0 | 0 |  | 0 | 0 |  | TRUE | 0 | 0 | 0 | FALSE | +00 | +00 | TRUE | TRUE | FALSE | FALSE | 0 | 0 | TRUE | TRUE | FALSE | FALSE | 0 | 0 | #N/A | #N/A | #N/A | 0 | 0 | 0 | 0 | 0 | 0 | 0 | 0 | #N/A | 100000 | #N/A | 100000 | #N/A | 0 | #N/A | 0 | #N/A | 0.005307 | #N/A | 0.005307 |  | 944 | #N/A | #N/A | #N/A | #N/A | #N/A | #N/A | 0 | 944 | 0 | #N/A | 0 | N/A | 0 | N/A |  | 944 | 0 | #N/A | #N/A | #N/A | #N/A | 0 | 0
[6 empty] | 945 | [15 empty] | 0 | 0 | 0 | 0 |  | 0 | 0 |  | TRUE | 0 | 0 | 0 | FALSE | +00 | +00 | TRUE | TRUE | FALSE | FALSE | 0 | 0 | TRUE | TRUE | FALSE | FALSE | 0 | 0 | #N/A | #N/A | #N/A | 0 | 0 | 0 | 0 | 0 | 0 | 0 | 0 | #N/A | 100000 | #N/A | 100000 | #N/A | 0 | #N/A | 0 | #N/A | 0.005307 | #N/A | 0.005307 |  | 945 | #N/A | #N/A | #N/A | #N/A | #N/A | #N/A | 0 | 945 | 0 | #N/A | 0 | N/A | 0 | N/A |  | 945 | 0 | #N/A | #N/A | #N/A | #N/A | 0 | 0
[6 empty] | 946 | [15 empty] | 0 | 0 | 0 | 0 |  | 0 | 0 |  | TRUE | 0 | 0 | 0 | FALSE | +00 | +00 | TRUE | TRUE | FALSE | FALSE | 0 | 0 | TRUE | TRUE | FALSE | FALSE | 0 | 0 | #N/A | #N/A | #N/A | 0 | 0 | 0 | 0 | 0 | 0 | 0 | 0 | #N/A | 100000 | #N/A | 100000 | #N/A | 0 | #N/A | 0 | #N/A | 0.005307 | #N/A | 0.005307 |  | 946 | #N/A | #N/A | #N/A | #N/A | #N/A | #N/A | 0 | 946 | 0 | #N/A | 0 | N/A | 0 | N/A |  | 946 | 0 | #N/A | #N/A | #N/A | #N/A | 0 | 0
[6 empty] | 947 | [15 empty] | 0 | 0 | 0 | 0 |  | 0 | 0 |  | TRUE | 0 | 0 | 0 | FALSE | +00 | +00 | TRUE | TRUE | FALSE | FALSE | 0 | 0 | TRUE | TRUE | FALSE | FALSE | 0 | 0 | #N/A | #N/A | #N/A | 0 | 0 | 0 | 0 | 0 | 0 | 0 | 0 | #N/A | 100000 | #N/A | 100000 | #N/A | 0 | #N/A | 0 | #N/A | 0.005307 | #N/A | 0.005307 |  | 947 | #N/A | #N/A | #N/A | #N/A | #N/A | #N/A | 0 | 947 | 0 | #N/A | 0 | N/A | 0 | N/A |  | 947 | 0 | #N/A | #N/A | #N/A | #N/A | 0 | 0
[6 empty] | 948 | [15 empty] | 0 | 0 | 0 | 0 |  | 0 | 0 |  | TRUE | 0 | 0 | 0 | FALSE | +00 | +00 | TRUE | TRUE | FALSE | FALSE | 0 | 0 | TRUE | TRUE | FALSE | FALSE | 0 | 0 | #N/A | #N/A | #N/A | 0 | 0 | 0 | 0 | 0 | 0 | 0 | 0 | #N/A | 100000 | #N/A | 100000 | #N/A | 0 | #N/A | 0 | #N/A | 0.005307 | #N/A | 0.005307 |  | 948 | #N/A | #N/A | #N/A | #N/A | #N/A | #N/A | 0 | 948 | 0 | #N/A | 0 | N/A | 0 | N/A |  | 948 | 0 | #N/A | #N/A | #N/A | #N/A | 0 | 0
[6 empty] | 949 | [15 empty] | 0 | 0 | 0 | 0 |  | 0 | 0 |  | TRUE | 0 | 0 | 0 | FALSE | +00 | +00 | TRUE | TRUE | FALSE | FALSE | 0 | 0 | TRUE | TRUE | FALSE | FALSE | 0 | 0 | #N/A | #N/A | #N/A | 0 | 0 | 0 | 0 | 0 | 0 | 0 | 0 | #N/A | 100000 | #N/A | 100000 | #N/A | 0 | #N/A | 0 | #N/A | 0.005307 | #N/A | 0.005307 |  | 949 | #N/A | #N/A | #N/A | #N/A | #N/A | #N/A | 0 | 949 | 0 | #N/A | 0 | N/A | 0 | N/A |  | 949 | 0 | #N/A | #N/A | #N/A | #N/A | 0 | 0
[6 empty] | 950 | [15 empty] | 0 | 0 | 0 | 0 |  | 0 | 0 |  | TRUE | 0 | 0 | 0 | FALSE | +00 | +00 | TRUE | TRUE | FALSE | FALSE | 0 | 0 | TRUE | TRUE | FALSE | FALSE | 0 | 0 | #N/A | #N/A | #N/A | 0 | 0 | 0 | 0 | 0 | 0 | 0 | 0 | #N/A | 100000 | #N/A | 100000 | #N/A | 0 | #N/A | 0 | #N/A | 0.005307 | #N/A | 0.005307 |  | 950 | #N/A | #N/A | #N/A | #N/A | #N/A | #N/A | 0 | 950 | 0 | #N/A | 0 | N/A | 0 | N/A |  | 950 | 0 | #N/A | #N/A | #N/A | #N/A | 0 | 0
[6 empty] | 951 | [15 empty] | 0 | 0 | 0 | 0 |  | 0 | 0 |  | TRUE | 0 | 0 | 0 | FALSE | +00 | +00 | TRUE | TRUE | FALSE | FALSE | 0 | 0 | TRUE | TRUE | FALSE | FALSE | 0 | 0 | #N/A | #N/A | #N/A | 0 | 0 | 0 | 0 | 0 | 0 | 0 | 0 | #N/A | 100000 | #N/A | 100000 | #N/A | 0 | #N/A | 0 | #N/A | 0.005307 | #N/A | 0.005307 |  | 951 | #N/A | #N/A | #N/A | #N/A | #N/A | #N/A | 0 | 951 | 0 | #N/A | 0 | N/A | 0 | N/A |  | 951 | 0 | #N/A | #N/A | #N/A | #N/A | 0 | 0
[6 empty] | 952 | [15 empty] | 0 | 0 | 0 | 0 |  | 0 | 0 |  | TRUE | 0 | 0 | 0 | FALSE | +00 | +00 | TRUE | TRUE | FALSE | FALSE | 0 | 0 | TRUE | TRUE | FALSE | FALSE | 0 | 0 | #N/A | #N/A | #N/A | 0 | 0 | 0 | 0 | 0 | 0 | 0 | 0 | #N/A | 100000 | #N/A | 100000 | #N/A | 0 | #N/A | 0 | #N/A | 0.005307 | #N/A | 0.005307 |  | 952 | #N/A | #N/A | #N/A | #N/A | #N/A | #N/A | 0 | 952 | 0 | #N/A | 0 | N/A | 0 | N/A |  | 952 | 0 | #N/A | #N/A | #N/A | #N/A | 0 | 0
[6 empty] | 953 | [15 empty] | 0 | 0 | 0 | 0 |  | 0 | 0 |  | TRUE | 0 | 0 | 0 | FALSE | +00 | +00 | TRUE | TRUE | FALSE | FALSE | 0 | 0 | TRUE | TRUE | FALSE | FALSE | 0 | 0 | #N/A | #N/A | #N/A | 0 | 0 | 0 | 0 | 0 | 0 | 0 | 0 | #N/A | 100000 | #N/A | 100000 | #N/A | 0 | #N/A | 0 | #N/A | 0.005307 | #N/A | 0.005307 |  | 953 | #N/A | #N/A | #N/A | #N/A | #N/A | #N/A | 0 | 953 | 0 | #N/A | 0 | N/A | 0 | N/A |  | 953 | 0 | #N/A | #N/A | #N/A | #N/A | 0 | 0
[6 empty] | 954 | [15 empty] | 0 | 0 | 0 | 0 |  | 0 | 0 |  | TRUE | 0 | 0 | 0 | FALSE | +00 | +00 | TRUE | TRUE | FALSE | FALSE | 0 | 0 | TRUE | TRUE | FALSE | FALSE | 0 | 0 | #N/A | #N/A | #N/A | 0 | 0 | 0 | 0 | 0 | 0 | 0 | 0 | #N/A | 100000 | #N/A | 100000 | #N/A | 0 | #N/A | 0 | #N/A | 0.005307 | #N/A | 0.005307 |  | 954 | #N/A | #N/A | #N/A | #N/A | #N/A | #N/A | 0 | 954 | 0 | #N/A | 0 | N/A | 0 | N/A |  | 954 | 0 | #N/A | #N/A | #N/A | #N/A | 0 | 0
[6 empty] | 955 | [15 empty] | 0 | 0 | 0 | 0 |  | 0 | 0 |  | TRUE | 0 | 0 | 0 | FALSE | +00 | +00 | TRUE | TRUE | FALSE | FALSE | 0 | 0 | TRUE | TRUE | FALSE | FALSE | 0 | 0 | #N/A | #N/A | #N/A | 0 | 0 | 0 | 0 | 0 | 0 | 0 | 0 | #N/A | 100000 | #N/A | 100000 | #N/A | 0 | #N/A | 0 | #N/A | 0.005307 | #N/A | 0.005307 |  | 955 | #N/A | #N/A | #N/A | #N/A | #N/A | #N/A | 0 | 955 | 0 | #N/A | 0 | N/A | 0 | N/A |  | 955 | 0 | #N/A | #N/A | #N/A | #N/A | 0 | 0
[6 empty] | 956 | [15 empty] | 0 | 0 | 0 | 0 |  | 0 | 0 |  | TRUE | 0 | 0 | 0 | FALSE | +00 | +00 | TRUE | TRUE | FALSE | FALSE | 0 | 0 | TRUE | TRUE | FALSE | FALSE | 0 | 0 | #N/A | #N/A | #N/A | 0 | 0 | 0 | 0 | 0 | 0 | 0 | 0 | #N/A | 100000 | #N/A | 100000 | #N/A | 0 | #N/A | 0 | #N/A | 0.005307 | #N/A | 0.005307 |  | 956 | #N/A | #N/A | #N/A | #N/A | #N/A | #N/A | 0 | 956 | 0 | #N/A | 0 | N/A | 0 | N/A |  | 956 | 0 | #N/A | #N/A | #N/A | #N/A | 0 | 0
[6 empty] | 957 | [15 empty] | 0 | 0 | 0 | 0 |  | 0 | 0 |  | TRUE | 0 | 0 | 0 | FALSE | +00 | +00 | TRUE | TRUE | FALSE | FALSE | 0 | 0 | TRUE | TRUE | FALSE | FALSE | 0 | 0 | #N/A | #N/A | #N/A | 0 | 0 | 0 | 0 | 0 | 0 | 0 | 0 | #N/A | 100000 | #N/A | 100000 | #N/A | 0 | #N/A | 0 | #N/A | 0.005307 | #N/A | 0.005307 |  | 957 | #N/A | #N/A | #N/A | #N/A | #N/A | #N/A | 0 | 957 | 0 | #N/A | 0 | N/A | 0 | N/A |  | 957 | 0 | #N/A | #N/A | #N/A | #N/A | 0 | 0
[6 empty] | 958 | [15 empty] | 0 | 0 | 0 | 0 |  | 0 | 0 |  | TRUE | 0 | 0 | 0 | FALSE | +00 | +00 | TRUE | TRUE | FALSE | FALSE | 0 | 0 | TRUE | TRUE | FALSE | FALSE | 0 | 0 | #N/A | #N/A | #N/A | 0 | 0 | 0 | 0 | 0 | 0 | 0 | 0 | #N/A | 100000 | #N/A | 100000 | #N/A | 0 | #N/A | 0 | #N/A | 0.005307 | #N/A | 0.005307 |  | 958 | #N/A | #N/A | #N/A | #N/A | #N/A | #N/A | 0 | 958 | 0 | #N/A | 0 | N/A | 0 | N/A |  | 958 | 0 | #N/A | #N/A | #N/A | #N/A | 0 | 0
[6 empty] | 959 | [15 empty] | 0 | 0 | 0 | 0 |  | 0 | 0 |  | TRUE | 0 | 0 | 0 | FALSE | +00 | +00 | TRUE | TRUE | FALSE | FALSE | 0 | 0 | TRUE | TRUE | FALSE | FALSE | 0 | 0 | #N/A | #N/A | #N/A | 0 | 0 | 0 | 0 | 0 | 0 | 0 | 0 | #N/A | 100000 | #N/A | 100000 | #N/A | 0 | #N/A | 0 | #N/A | 0.005307 | #N/A | 0.005307 |  | 959 | #N/A | #N/A | #N/A | #N/A | #N/A | #N/A | 0 | 959 | 0 | #N/A | 0 | N/A | 0 | N/A |  | 959 | 0 | #N/A | #N/A | #N/A | #N/A | 0 | 0
[6 empty] | 960 | [15 empty] | 0 | 0 | 0 | 0 |  | 0 | 0 |  | TRUE | 0 | 0 | 0 | FALSE | +00 | +00 | TRUE | TRUE | FALSE | FALSE | 0 | 0 | TRUE | TRUE | FALSE | FALSE | 0 | 0 | #N/A | #N/A | #N/A | 0 | 0 | 0 | 0 | 0 | 0 | 0 | 0 | #N/A | 100000 | #N/A | 100000 | #N/A | 0 | #N/A | 0 | #N/A | 0.005307 | #N/A | 0.005307 |  | 960 | #N/A | #N/A | #N/A | #N/A | #N/A | #N/A | 0 | 960 | 0 | #N/A | 0 | N/A | 0 | N/A |  | 960 | 0 | #N/A | #N/A | #N/A | #N/A | 0 | 0
[6 empty] | 961 | [15 empty] | 0 | 0 | 0 | 0 |  | 0 | 0 |  | TRUE | 0 | 0 | 0 | FALSE | +00 | +00 | TRUE | TRUE | FALSE | FALSE | 0 | 0 | TRUE | TRUE | FALSE | FALSE | 0 | 0 | #N/A | #N/A | #N/A | 0 | 0 | 0 | 0 | 0 | 0 | 0 | 0 | #N/A | 100000 | #N/A | 100000 | #N/A | 0 | #N/A | 0 | #N/A | 0.005307 | #N/A | 0.005307 |  | 961 | #N/A | #N/A | #N/A | #N/A | #N/A | #N/A | 0 | 961 | 0 | #N/A | 0 | N/A | 0 | N/A |  | 961 | 0 | #N/A | #N/A | #N/A | #N/A | 0 | 0
[6 empty] | 962 | [15 empty] | 0 | 0 | 0 | 0 |  | 0 | 0 |  | TRUE | 0 | 0 | 0 | FALSE | +00 | +00 | TRUE | TRUE | FALSE | FALSE | 0 | 0 | TRUE | TRUE | FALSE | FALSE | 0 | 0 | #N/A | #N/A | #N/A | 0 | 0 | 0 | 0 | 0 | 0 | 0 | 0 | #N/A | 100000 | #N/A | 100000 | #N/A | 0 | #N/A | 0 | #N/A | 0.005307 | #N/A | 0.005307 |  | 962 | #N/A | #N/A | #N/A | #N/A | #N/A | #N/A | 0 | 962 | 0 | #N/A | 0 | N/A | 0 | N/A |  | 962 | 0 | #N/A | #N/A | #N/A | #N/A | 0 | 0
[6 empty] | 963 | [15 empty] | 0 | 0 | 0 | 0 |  | 0 | 0 |  | TRUE | 0 | 0 | 0 | FALSE | +00 | +00 | TRUE | TRUE | FALSE | FALSE | 0 | 0 | TRUE | TRUE | FALSE | FALSE | 0 | 0 | #N/A | #N/A | #N/A | 0 | 0 | 0 | 0 | 0 | 0 | 0 | 0 | #N/A | 100000 | #N/A | 100000 | #N/A | 0 | #N/A | 0 | #N/A | 0.005307 | #N/A | 0.005307 |  | 963 | #N/A | #N/A | #N/A | #N/A | #N/A | #N/A | 0 | 963 | 0 | #N/A | 0 | N/A | 0 | N/A |  | 963 | 0 | #N/A | #N/A | #N/A | #N/A | 0 | 0
[6 empty] | 964 | [15 empty] | 0 | 0 | 0 | 0 |  | 0 | 0 |  | TRUE | 0 | 0 | 0 | FALSE | +00 | +00 | TRUE | TRUE | FALSE | FALSE | 0 | 0 | TRUE | TRUE | FALSE | FALSE | 0 | 0 | #N/A | #N/A | #N/A | 0 | 0 | 0 | 0 | 0 | 0 | 0 | 0 | #N/A | 100000 | #N/A | 100000 | #N/A | 0 | #N/A | 0 | #N/A | 0.005307 | #N/A | 0.005307 |  | 964 | #N/A | #N/A | #N/A | #N/A | #N/A | #N/A | 0 | 964 | 0 | #N/A | 0 | N/A | 0 | N/A |  | 964 | 0 | #N/A | #N/A | #N/A | #N/A | 0 | 0
[6 empty] | 965 | [15 empty] | 0 | 0 | 0 | 0 |  | 0 | 0 |  | TRUE | 0 | 0 | 0 | FALSE | +00 | +00 | TRUE | TRUE | FALSE | FALSE | 0 | 0 | TRUE | TRUE | FALSE | FALSE | 0 | 0 | #N/A | #N/A | #N/A | 0 | 0 | 0 | 0 | 0 | 0 | 0 | 0 | #N/A | 100000 | #N/A | 100000 | #N/A | 0 | #N/A | 0 | #N/A | 0.005307 | #N/A | 0.005307 |  | 965 | #N/A | #N/A | #N/A | #N/A | #N/A | #N/A | 0 | 965 | 0 | #N/A | 0 | N/A | 0 | N/A |  | 965 | 0 | #N/A | #N/A | #N/A | #N/A | 0 | 0
[6 empty] | 966 | [15 empty] | 0 | 0 | 0 | 0 |  | 0 | 0 |  | TRUE | 0 | 0 | 0 | FALSE | +00 | +00 | TRUE | TRUE | FALSE | FALSE | 0 | 0 | TRUE | TRUE | FALSE | FALSE | 0 | 0 | #N/A | #N/A | #N/A | 0 | 0 | 0 | 0 | 0 | 0 | 0 | 0 | #N/A | 100000 | #N/A | 100000 | #N/A | 0 | #N/A | 0 | #N/A | 0.005307 | #N/A | 0.005307 |  | 966 | #N/A | #N/A | #N/A | #N/A | #N/A | #N/A | 0 | 966 | 0 | #N/A | 0 | N/A | 0 | N/A |  | 966 | 0 | #N/A | #N/A | #N/A | #N/A | 0 | 0
[6 empty] | 967 | [15 empty] | 0 | 0 | 0 | 0 |  | 0 | 0 |  | TRUE | 0 | 0 | 0 | FALSE | +00 | +00 | TRUE | TRUE | FALSE | FALSE | 0 | 0 | TRUE | TRUE | FALSE | FALSE | 0 | 0 | #N/A | #N/A | #N/A | 0 | 0 | 0 | 0 | 0 | 0 | 0 | 0 | #N/A | 100000 | #N/A | 100000 | #N/A | 0 | #N/A | 0 | #N/A | 0.005307 | #N/A | 0.005307 |  | 967 | #N/A | #N/A | #N/A | #N/A | #N/A | #N/A | 0 | 967 | 0 | #N/A | 0 | N/A | 0 | N/A |  | 967 | 0 | #N/A | #N/A | #N/A | #N/A | 0 | 0
[6 empty] | 968 | [15 empty] | 0 | 0 | 0 | 0 |  | 0 | 0 |  | TRUE | 0 | 0 | 0 | FALSE | +00 | +00 | TRUE | TRUE | FALSE | FALSE | 0 | 0 | TRUE | TRUE | FALSE | FALSE | 0 | 0 | #N/A | #N/A | #N/A | 0 | 0 | 0 | 0 | 0 | 0 | 0 | 0 | #N/A | 100000 | #N/A | 100000 | #N/A | 0 | #N/A | 0 | #N/A | 0.005307 | #N/A | 0.005307 |  | 968 | #N/A | #N/A | #N/A | #N/A | #N/A | #N/A | 0 | 968 | 0 | #N/A | 0 | N/A | 0 | N/A |  | 968 | 0 | #N/A | #N/A | #N/A | #N/A | 0 | 0
[6 empty] | 969 | [15 empty] | 0 | 0 | 0 | 0 |  | 0 | 0 |  | TRUE | 0 | 0 | 0 | FALSE | +00 | +00 | TRUE | TRUE | FALSE | FALSE | 0 | 0 | TRUE | TRUE | FALSE | FALSE | 0 | 0 | #N/A | #N/A | #N/A | 0 | 0 | 0 | 0 | 0 | 0 | 0 | 0 | #N/A | 100000 | #N/A | 100000 | #N/A | 0 | #N/A | 0 | #N/A | 0.005307 | #N/A | 0.005307 |  | 969 | #N/A | #N/A | #N/A | #N/A | #N/A | #N/A | 0 | 969 | 0 | #N/A | 0 | N/A | 0 | N/A |  | 969 | 0 | #N/A | #N/A | #N/A | #N/A | 0 | 0
[6 empty] | 970 | [15 empty] | 0 | 0 | 0 | 0 |  | 0 | 0 |  | TRUE | 0 | 0 | 0 | FALSE | +00 | +00 | TRUE | TRUE | FALSE | FALSE | 0 | 0 | TRUE | TRUE | FALSE | FALSE | 0 | 0 | #N/A | #N/A | #N/A | 0 | 0 | 0 | 0 | 0 | 0 | 0 | 0 | #N/A | 100000 | #N/A | 100000 | #N/A | 0 | #N/A | 0 | #N/A | 0.005307 | #N/A | 0.005307 |  | 970 | #N/A | #N/A | #N/A | #N/A | #N/A | #N/A | 0 | 970 | 0 | #N/A | 0 | N/A | 0 | N/A |  | 970 | 0 | #N/A | #N/A | #N/A | #N/A | 0 | 0
[6 empty] | 971 | [15 empty] | 0 | 0 | 0 | 0 |  | 0 | 0 |  | TRUE | 0 | 0 | 0 | FALSE | +00 | +00 | TRUE | TRUE | FALSE | FALSE | 0 | 0 | TRUE | TRUE | FALSE | FALSE | 0 | 0 | #N/A | #N/A | #N/A | 0 | 0 | 0 | 0 | 0 | 0 | 0 | 0 | #N/A | 100000 | #N/A | 100000 | #N/A | 0 | #N/A | 0 | #N/A | 0.005307 | #N/A | 0.005307 |  | 971 | #N/A | #N/A | #N/A | #N/A | #N/A | #N/A | 0 | 971 | 0 | #N/A | 0 | N/A | 0 | N/A |  | 971 | 0 | #N/A | #N/A | #N/A | #N/A | 0 | 0
[6 empty] | 972 | [15 empty] | 0 | 0 | 0 | 0 |  | 0 | 0 |  | TRUE | 0 | 0 | 0 | FALSE | +00 | +00 | TRUE | TRUE | FALSE | FALSE | 0 | 0 | TRUE | TRUE | FALSE | FALSE | 0 | 0 | #N/A | #N/A | #N/A | 0 | 0 | 0 | 0 | 0 | 0 | 0 | 0 | #N/A | 100000 | #N/A | 100000 | #N/A | 0 | #N/A | 0 | #N/A | 0.005307 | #N/A | 0.005307 |  | 972 | #N/A | #N/A | #N/A | #N/A | #N/A | #N/A | 0 | 972 | 0 | #N/A | 0 | N/A | 0 | N/A |  | 972 | 0 | #N/A | #N/A | #N/A | #N/A | 0 | 0
[6 empty] | 973 | [15 empty] | 0 | 0 | 0 | 0 |  | 0 | 0 |  | TRUE | 0 | 0 | 0 | FALSE | +00 | +00 | TRUE | TRUE | FALSE | FALSE | 0 | 0 | TRUE | TRUE | FALSE | FALSE | 0 | 0 | #N/A | #N/A | #N/A | 0 | 0 | 0 | 0 | 0 | 0 | 0 | 0 | #N/A | 100000 | #N/A | 100000 | #N/A | 0 | #N/A | 0 | #N/A | 0.005307 | #N/A | 0.005307 |  | 973 | #N/A | #N/A | #N/A | #N/A | #N/A | #N/A | 0 | 973 | 0 | #N/A | 0 | N/A | 0 | N/A |  | 973 | 0 | #N/A | #N/A | #N/A | #N/A | 0 | 0
[6 empty] | 974 | [15 empty] | 0 | 0 | 0 | 0 |  | 0 | 0 |  | TRUE | 0 | 0 | 0 | FALSE | +00 | +00 | TRUE | TRUE | FALSE | FALSE | 0 | 0 | TRUE | TRUE | FALSE | FALSE | 0 | 0 | #N/A | #N/A | #N/A | 0 | 0 | 0 | 0 | 0 | 0 | 0 | 0 | #N/A | 100000 | #N/A | 100000 | #N/A | 0 | #N/A | 0 | #N/A | 0.005307 | #N/A | 0.005307 |  | 974 | #N/A | #N/A | #N/A | #N/A | #N/A | #N/A | 0 | 974 | 0 | #N/A | 0 | N/A | 0 | N/A |  | 974 | 0 | #N/A | #N/A | #N/A | #N/A | 0 | 0
[6 empty] | 975 | [15 empty] | 0 | 0 | 0 | 0 |  | 0 | 0 |  | TRUE | 0 | 0 | 0 | FALSE | +00 | +00 | TRUE | TRUE | FALSE | FALSE | 0 | 0 | TRUE | TRUE | FALSE | FALSE | 0 | 0 | #N/A | #N/A | #N/A | 0 | 0 | 0 | 0 | 0 | 0 | 0 | 0 | #N/A | 100000 | #N/A | 100000 | #N/A | 0 | #N/A | 0 | #N/A | 0.005307 | #N/A | 0.005307 |  | 975 | #N/A | #N/A | #N/A | #N/A | #N/A | #N/A | 0 | 975 | 0 | #N/A | 0 | N/A | 0 | N/A |  | 975 | 0 | #N/A | #N/A | #N/A | #N/A | 0 | 0
[6 empty] | 976 | [15 empty] | 0 | 0 | 0 | 0 |  | 0 | 0 |  | TRUE | 0 | 0 | 0 | FALSE | +00 | +00 | TRUE | TRUE | FALSE | FALSE | 0 | 0 | TRUE | TRUE | FALSE | FALSE | 0 | 0 | #N/A | #N/A | #N/A | 0 | 0 | 0 | 0 | 0 | 0 | 0 | 0 | #N/A | 100000 | #N/A | 100000 | #N/A | 0 | #N/A | 0 | #N/A | 0.005307 | #N/A | 0.005307 |  | 976 | #N/A | #N/A | #N/A | #N/A | #N/A | #N/A | 0 | 976 | 0 | #N/A | 0 | N/A | 0 | N/A |  | 976 | 0 | #N/A | #N/A | #N/A | #N/A | 0 | 0
[6 empty] | 977 | [15 empty] | 0 | 0 | 0 | 0 |  | 0 | 0 |  | TRUE | 0 | 0 | 0 | FALSE | +00 | +00 | TRUE | TRUE | FALSE | FALSE | 0 | 0 | TRUE | TRUE | FALSE | FALSE | 0 | 0 | #N/A | #N/A | #N/A | 0 | 0 | 0 | 0 | 0 | 0 | 0 | 0 | #N/A | 100000 | #N/A | 100000 | #N/A | 0 | #N/A | 0 | #N/A | 0.005307 | #N/A | 0.005307 |  | 977 | #N/A | #N/A | #N/A | #N/A | #N/A | #N/A | 0 | 977 | 0 | #N/A | 0 | N/A | 0 | N/A |  | 977 | 0 | #N/A | #N/A | #N/A | #N/A | 0 | 0
[6 empty] | 978 | [15 empty] | 0 | 0 | 0 | 0 |  | 0 | 0 |  | TRUE | 0 | 0 | 0 | FALSE | +00 | +00 | TRUE | TRUE | FALSE | FALSE | 0 | 0 | TRUE | TRUE | FALSE | FALSE | 0 | 0 | #N/A | #N/A | #N/A | 0 | 0 | 0 | 0 | 0 | 0 | 0 | 0 | #N/A | 100000 | #N/A | 100000 | #N/A | 0 | #N/A | 0 | #N/A | 0.005307 | #N/A | 0.005307 |  | 978 | #N/A | #N/A | #N/A | #N/A | #N/A | #N/A | 0 | 978 | 0 | #N/A | 0 | N/A | 0 | N/A |  | 978 | 0 | #N/A | #N/A | #N/A | #N/A | 0 | 0
[6 empty] | 979 | [15 empty] | 0 | 0 | 0 | 0 |  | 0 | 0 |  | TRUE | 0 | 0 | 0 | FALSE | +00 | +00 | TRUE | TRUE | FALSE | FALSE | 0 | 0 | TRUE | TRUE | FALSE | FALSE | 0 | 0 | #N/A | #N/A | #N/A | 0 | 0 | 0 | 0 | 0 | 0 | 0 | 0 | #N/A | 100000 | #N/A | 100000 | #N/A | 0 | #N/A | 0 | #N/A | 0.005307 | #N/A | 0.005307 |  | 979 | #N/A | #N/A | #N/A | #N/A | #N/A | #N/A | 0 | 979 | 0 | #N/A | 0 | N/A | 0 | N/A |  | 979 | 0 | #N/A | #N/A | #N/A | #N/A | 0 | 0
[6 empty] | 980 | [15 empty] | 0 | 0 | 0 | 0 |  | 0 | 0 |  | TRUE | 0 | 0 | 0 | FALSE | +00 | +00 | TRUE | TRUE | FALSE | FALSE | 0 | 0 | TRUE | TRUE | FALSE | FALSE | 0 | 0 | #N/A | #N/A | #N/A | 0 | 0 | 0 | 0 | 0 | 0 | 0 | 0 | #N/A | 100000 | #N/A | 100000 | #N/A | 0 | #N/A | 0 | #N/A | 0.005307 | #N/A | 0.005307 |  | 980 | #N/A | #N/A | #N/A | #N/A | #N/A | #N/A | 0 | 980 | 0 | #N/A | 0 | N/A | 0 | N/A |  | 980 | 0 | #N/A | #N/A | #N/A | #N/A | 0 | 0
[6 empty] | 981 | [15 empty] | 0 | 0 | 0 | 0 |  | 0 | 0 |  | TRUE | 0 | 0 | 0 | FALSE | +00 | +00 | TRUE | TRUE | FALSE | FALSE | 0 | 0 | TRUE | TRUE | FALSE | FALSE | 0 | 0 | #N/A | #N/A | #N/A | 0 | 0 | 0 | 0 | 0 | 0 | 0 | 0 | #N/A | 100000 | #N/A | 100000 | #N/A | 0 | #N/A | 0 | #N/A | 0.005307 | #N/A | 0.005307 |  | 981 | #N/A | #N/A | #N/A | #N/A | #N/A | #N/A | 0 | 981 | 0 | #N/A | 0 | N/A | 0 | N/A |  | 981 | 0 | #N/A | #N/A | #N/A | #N/A | 0 | 0
[6 empty] | 982 | [15 empty] | 0 | 0 | 0 | 0 |  | 0 | 0 |  | TRUE | 0 | 0 | 0 | FALSE | +00 | +00 | TRUE | TRUE | FALSE | FALSE | 0 | 0 | TRUE | TRUE | FALSE | FALSE | 0 | 0 | #N/A | #N/A | #N/A | 0 | 0 | 0 | 0 | 0 | 0 | 0 | 0 | #N/A | 100000 | #N/A | 100000 | #N/A | 0 | #N/A | 0 | #N/A | 0.005307 | #N/A | 0.005307 |  | 982 | #N/A | #N/A | #N/A | #N/A | #N/A | #N/A | 0 | 982 | 0 | #N/A | 0 | N/A | 0 | N/A |  | 982 | 0 | #N/A | #N/A | #N/A | #N/A | 0 | 0
[6 empty] | 983 | [15 empty] | 0 | 0 | 0 | 0 |  | 0 | 0 |  | TRUE | 0 | 0 | 0 | FALSE | +00 | +00 | TRUE | TRUE | FALSE | FALSE | 0 | 0 | TRUE | TRUE | FALSE | FALSE | 0 | 0 | #N/A | #N/A | #N/A | 0 | 0 | 0 | 0 | 0 | 0 | 0 | 0 | #N/A | 100000 | #N/A | 100000 | #N/A | 0 | #N/A | 0 | #N/A | 0.005307 | #N/A | 0.005307 |  | 983 | #N/A | #N/A | #N/A | #N/A | #N/A | #N/A | 0 | 983 | 0 | #N/A | 0 | N/A | 0 | N/A |  | 983 | 0 | #N/A | #N/A | #N/A | #N/A | 0 | 0
[6 empty] | 984 | [15 empty] | 0 | 0 | 0 | 0 |  | 0 | 0 |  | TRUE | 0 | 0 | 0 | FALSE | +00 | +00 | TRUE | TRUE | FALSE | FALSE | 0 | 0 | TRUE | TRUE | FALSE | FALSE | 0 | 0 | #N/A | #N/A | #N/A | 0 | 0 | 0 | 0 | 0 | 0 | 0 | 0 | #N/A | 100000 | #N/A | 100000 | #N/A | 0 | #N/A | 0 | #N/A | 0.005307 | #N/A | 0.005307 |  | 984 | #N/A | #N/A | #N/A | #N/A | #N/A | #N/A | 0 | 984 | 0 | #N/A | 0 | N/A | 0 | N/A |  | 984 | 0 | #N/A | #N/A | #N/A | #N/A | 0 | 0
[6 empty] | 985 | [15 empty] | 0 | 0 | 0 | 0 |  | 0 | 0 |  | TRUE | 0 | 0 | 0 | FALSE | +00 | +00 | TRUE | TRUE | FALSE | FALSE | 0 | 0 | TRUE | TRUE | FALSE | FALSE | 0 | 0 | #N/A | #N/A | #N/A | 0 | 0 | 0 | 0 | 0 | 0 | 0 | 0 | #N/A | 100000 | #N/A | 100000 | #N/A | 0 | #N/A | 0 | #N/A | 0.005307 | #N/A | 0.005307 |  | 985 | #N/A | #N/A | #N/A | #N/A | #N/A | #N/A | 0 | 985 | 0 | #N/A | 0 | N/A | 0 | N/A |  | 985 | 0 | #N/A | #N/A | #N/A | #N/A | 0 | 0
[6 empty] | 986 | [15 empty] | 0 | 0 | 0 | 0 |  | 0 | 0 |  | TRUE | 0 | 0 | 0 | FALSE | +00 | +00 | TRUE | TRUE | FALSE | FALSE | 0 | 0 | TRUE | TRUE | FALSE | FALSE | 0 | 0 | #N/A | #N/A | #N/A | 0 | 0 | 0 | 0 | 0 | 0 | 0 | 0 | #N/A | 100000 | #N/A | 100000 | #N/A | 0 | #N/A | 0 | #N/A | 0.005307 | #N/A | 0.005307 |  | 986 | #N/A | #N/A | #N/A | #N/A | #N/A | #N/A | 0 | 986 | 0 | #N/A | 0 | N/A | 0 | N/A |  | 986 | 0 | #N/A | #N/A | #N/A | #N/A | 0 | 0
[6 empty] | 987 | [15 empty] | 0 | 0 | 0 | 0 |  | 0 | 0 |  | TRUE | 0 | 0 | 0 | FALSE | +00 | +00 | TRUE | TRUE | FALSE | FALSE | 0 | 0 | TRUE | TRUE | FALSE | FALSE | 0 | 0 | #N/A | #N/A | #N/A | 0 | 0 | 0 | 0 | 0 | 0 | 0 | 0 | #N/A | 100000 | #N/A | 100000 | #N/A | 0 | #N/A | 0 | #N/A | 0.005307 | #N/A | 0.005307 |  | 987 | #N/A | #N/A | #N/A | #N/A | #N/A | #N/A | 0 | 987 | 0 | #N/A | 0 | N/A | 0 | N/A |  | 987 | 0 | #N/A | #N/A | #N/A | #N/A | 0 | 0
[6 empty] | 988 | [15 empty] | 0 | 0 | 0 | 0 |  | 0 | 0 |  | TRUE | 0 | 0 | 0 | FALSE | +00 | +00 | TRUE | TRUE | FALSE | FALSE | 0 | 0 | TRUE | TRUE | FALSE | FALSE | 0 | 0 | #N/A | #N/A | #N/A | 0 | 0 | 0 | 0 | 0 | 0 | 0 | 0 | #N/A | 100000 | #N/A | 100000 | #N/A | 0 | #N/A | 0 | #N/A | 0.005307 | #N/A | 0.005307 |  | 988 | #N/A | #N/A | #N/A | #N/A | #N/A | #N/A | 0 | 988 | 0 | #N/A | 0 | N/A | 0 | N/A |  | 988 | 0 | #N/A | #N/A | #N/A | #N/A | 0 | 0
[6 empty] | 989 | [15 empty] | 0 | 0 | 0 | 0 |  | 0 | 0 |  | TRUE | 0 | 0 | 0 | FALSE | +00 | +00 | TRUE | TRUE | FALSE | FALSE | 0 | 0 | TRUE | TRUE | FALSE | FALSE | 0 | 0 | #N/A | #N/A | #N/A | 0 | 0 | 0 | 0 | 0 | 0 | 0 | 0 | #N/A | 100000 | #N/A | 100000 | #N/A | 0 | #N/A | 0 | #N/A | 0.005307 | #N/A | 0.005307 |  | 989 | #N/A | #N/A | #N/A | #N/A | #N/A | #N/A | 0 | 989 | 0 | #N/A | 0 | N/A | 0 | N/A |  | 989 | 0 | #N/A | #N/A | #N/A | #N/A | 0 | 0
[6 empty] | 990 | [15 empty] | 0 | 0 | 0 | 0 |  | 0 | 0 |  | TRUE | 0 | 0 | 0 | FALSE | +00 | +00 | TRUE | TRUE | FALSE | FALSE | 0 | 0 | TRUE | TRUE | FALSE | FALSE | 0 | 0 | #N/A | #N/A | #N/A | 0 | 0 | 0 | 0 | 0 | 0 | 0 | 0 | #N/A | 100000 | #N/A | 100000 | #N/A | 0 | #N/A | 0 | #N/A | 0.005307 | #N/A | 0.005307 |  | 990 | #N/A | #N/A | #N/A | #N/A | #N/A | #N/A | 0 | 990 | 0 | #N/A | 0 | N/A | 0 | N/A |  | 990 | 0 | #N/A | #N/A | #N/A | #N/A | 0 | 0
[6 empty] | 991 | [15 empty] | 0 | 0 | 0 | 0 |  | 0 | 0 |  | TRUE | 0 | 0 | 0 | FALSE | +00 | +00 | TRUE | TRUE | FALSE | FALSE | 0 | 0 | TRUE | TRUE | FALSE | FALSE | 0 | 0 | #N/A | #N/A | #N/A | 0 | 0 | 0 | 0 | 0 | 0 | 0 | 0 | #N/A | 100000 | #N/A | 100000 | #N/A | 0 | #N/A | 0 | #N/A | 0.005307 | #N/A | 0.005307 |  | 991 | #N/A | #N/A | #N/A | #N/A | #N/A | #N/A | 0 | 991 | 0 | #N/A | 0 | N/A | 0 | N/A |  | 991 | 0 | #N/A | #N/A | #N/A | #N/A | 0 | 0
[6 empty] | 992 | [15 empty] | 0 | 0 | 0 | 0 |  | 0 | 0 |  | TRUE | 0 | 0 | 0 | FALSE | +00 | +00 | TRUE | TRUE | FALSE | FALSE | 0 | 0 | TRUE | TRUE | FALSE | FALSE | 0 | 0 | #N/A | #N/A | #N/A | 0 | 0 | 0 | 0 | 0 | 0 | 0 | 0 | #N/A | 100000 | #N/A | 100000 | #N/A | 0 | #N/A | 0 | #N/A | 0.005307 | #N/A | 0.005307 |  | 992 | #N/A | #N/A | #N/A | #N/A | #N/A | #N/A | 0 | 992 | 0 | #N/A | 0 | N/A | 0 | N/A |  | 992 | 0 | #N/A | #N/A | #N/A | #N/A | 0 | 0
[6 empty] | 993 | [15 empty] | 0 | 0 | 0 | 0 |  | 0 | 0 |  | TRUE | 0 | 0 | 0 | FALSE | +00 | +00 | TRUE | TRUE | FALSE | FALSE | 0 | 0 | TRUE | TRUE | FALSE | FALSE | 0 | 0 | #N/A | #N/A | #N/A | 0 | 0 | 0 | 0 | 0 | 0 | 0 | 0 | #N/A | 100000 | #N/A | 100000 | #N/A | 0 | #N/A | 0 | #N/A | 0.005307 | #N/A | 0.005307 |  | 993 | #N/A | #N/A | #N/A | #N/A | #N/A | #N/A | 0 | 993 | 0 | #N/A | 0 | N/A | 0 | N/A |  | 993 | 0 | #N/A | #N/A | #N/A | #N/A | 0 | 0
[6 empty] | 994 | [15 empty] | 0 | 0 | 0 | 0 |  | 0 | 0 |  | TRUE | 0 | 0 | 0 | FALSE | +00 | +00 | TRUE | TRUE | FALSE | FALSE | 0 | 0 | TRUE | TRUE | FALSE | FALSE | 0 | 0 | #N/A | #N/A | #N/A | 0 | 0 | 0 | 0 | 0 | 0 | 0 | 0 | #N/A | 100000 | #N/A | 100000 | #N/A | 0 | #N/A | 0 | #N/A | 0.005307 | #N/A | 0.005307 |  | 994 | #N/A | #N/A | #N/A | #N/A | #N/A | #N/A | 0 | 994 | 0 | #N/A | 0 | N/A | 0 | N/A |  | 994 | 0 | #N/A | #N/A | #N/A | #N/A | 0 | 0
[6 empty] | 995 | [15 empty] | 0 | 0 | 0 | 0 |  | 0 | 0 |  | TRUE | 0 | 0 | 0 | FALSE | +00 | +00 | TRUE | TRUE | FALSE | FALSE | 0 | 0 | TRUE | TRUE | FALSE | FALSE | 0 | 0 | #N/A | #N/A | #N/A | 0 | 0 | 0 | 0 | 0 | 0 | 0 | 0 | #N/A | 100000 | #N/A | 100000 | #N/A | 0 | #N/A | 0 | #N/A | 0.005307 | #N/A | 0.005307 |  | 995 | #N/A | #N/A | #N/A | #N/A | #N/A | #N/A | 0 | 995 | 0 | #N/A | 0 | N/A | 0 | N/A |  | 995 | 0 | #N/A | #N/A | #N/A | #N/A | 0 | 0
[6 empty] | 996 | [15 empty] | 0 | 0 | 0 | 0 |  | 0 | 0 |  | TRUE | 0 | 0 | 0 | FALSE | +00 | +00 | TRUE | TRUE | FALSE | FALSE | 0 | 0 | TRUE | TRUE | FALSE | FALSE | 0 | 0 | #N/A | #N/A | #N/A | 0 | 0 | 0 | 0 | 0 | 0 | 0 | 0 | #N/A | 100000 | #N/A | 100000 | #N/A | 0 | #N/A | 0 | #N/A | 0.005307 | #N/A | 0.005307 |  | 996 | #N/A | #N/A | #N/A | #N/A | #N/A | #N/A | 0 | 996 | 0 | #N/A | 0 | N/A | 0 | N/A |  | 996 | 0 | #N/A | #N/A | #N/A | #N/A | 0 | 0
[6 empty] | 997 | [15 empty] | 0 | 0 | 0 | 0 |  | 0 | 0 |  | TRUE | 0 | 0 | 0 | FALSE | +00 | +00 | TRUE | TRUE | FALSE | FALSE | 0 | 0 | TRUE | TRUE | FALSE | FALSE | 0 | 0 | #N/A | #N/A | #N/A | 0 | 0 | 0 | 0 | 0 | 0 | 0 | 0 | #N/A | 100000 | #N/A | 100000 | #N/A | 0 | #N/A | 0 | #N/A | 0.005307 | #N/A | 0.005307 |  | 997 | #N/A | #N/A | #N/A | #N/A | #N/A | #N/A | 0 | 997 | 0 | #N/A | 0 | N/A | 0 | N/A |  | 997 | 0 | #N/A | #N/A | #N/A | #N/A | 0 | 0
[6 empty] | 998 | [15 empty] | 0 | 0 | 0 | 0 |  | 0 | 0 |  | TRUE | 0 | 0 | 0 | FALSE | +00 | +00 | TRUE | TRUE | FALSE | FALSE | 0 | 0 | TRUE | TRUE | FALSE | FALSE | 0 | 0 | #N/A | #N/A | #N/A | 0 | 0 | 0 | 0 | 0 | 0 | 0 | 0 | #N/A | 100000 | #N/A | 100000 | #N/A | 0 | #N/A | 0 | #N/A | 0.005307 | #N/A | 0.005307 |  | 998 | #N/A | #N/A | #N/A | #N/A | #N/A | #N/A | 0 | 998 | 0 | #N/A | 0 | N/A | 0 | N/A |  | 998 | 0 | #N/A | #N/A | #N/A | #N/A | 0 | 0
[6 empty] | 999 | [15 empty] | 0 | 0 | 0 | 0 |  | 0 | 0 |  | TRUE | 0 | 0 | 0 | FALSE | +00 | +00 | TRUE | TRUE | FALSE | FALSE | 0 | 0 | TRUE | TRUE | FALSE | FALSE | 0 | 0 | #N/A | #N/A | #N/A | 0 | 0 | 0 | 0 | 0 | 0 | 0 | 0 | #N/A | 100000 | #N/A | 100000 | #N/A | 0 | #N/A | 0 | #N/A | 0.005307 | #N/A | 0.005307 |  | 999 | #N/A | #N/A | #N/A | #N/A | #N/A | #N/A | 0 | 999 | 0 | #N/A | 0 | N/A | 0 | N/A |  | 999 | 0 | #N/A | #N/A | #N/A | #N/A | 0 | 0
[6 empty] | 1000 | [15 empty] | 0 | 0 | 0 | 0 |  | 0 | 0 |  | TRUE | 0 | 0 | 0 | FALSE | +00 | +00 | TRUE | TRUE | FALSE | FALSE | 0 | 0 | TRUE | TRUE | FALSE | FALSE | 0 | 0 | #N/A | #N/A | #N/A | 0 | 0 | 0 | 0 | 0 | 0 | 0 | 0 | #N/A | 100000 | #N/A | 100000 | #N/A | 0 | #N/A | 0 | #N/A | 0.005307 | #N/A | 0.005307 |  | 1000 | #N/A | #N/A | #N/A | #N/A | #N/A | #N/A | 0 | 1000 | 0 | #N/A | 0 | N/A | 0 | N/A |  | 1000 | 0 | #N/A | #N/A | #N/A | #N/A | 0 | 0

## Time series tables
There are no user inputs on this sheet. Use "Protect Sheet" to prevent accidental changes.
This sheet performs background calculations and is expected to remain hidden; however, advanced users can view the time series kWh and Therm savings by measure index here.
These time series are fed into the formulas (in Fuel Sub Calcs tab, Section 2) for Lifecycle Savings - Primary Energy and Emissions.
Key | Impact | Description
| yrs1BL | In a given year, represents what fraction of the year the measure is active and considered part of the "first baseline".
| yrs2BL | In a given year, represents what fraction of the year the measure is active and considered part of the "second baseline" (for AR measures only).
| kWh | In a given year, represents kWh savings at the meter.
| Therm | In a given year, represents Therms savings at the meter.
[6 empty] | Savings | [5 empty] | Year | 2019 | 2020 | 2021 | 2022 | 2023 | 2024 | 2025 | 2026 | 2027 | 2028 | 2029 | 2030 | 2031 | 2032 | 2033 | 2034 | 2035 | 2036 | 2037 | 2038 | 2039 | 2040 | 2041 | 2042 | 2043 | 2044 | 2045 | 2046 | 2047 | 2048 | 2049
Index | Impact | Quantity (number of units) | Install Type | 1st Baseline Life | EUL | 1BL | 2BL | Install Year | End 1st BL | End EUL | Lifetime total
1 | yrs1BL |  | NR | 15 | 15 |  |  | 2020 | 2035 | 2035 | 15 |  | 0 | 1 | 1 | 1 | 1 | 1 | 1 | 1 | 1 | 1 | 1 | 1 | 1 | 1 | 1 | 1 | 0 | 0 | 0 | 0 | 0 | 0 | 0 | 0 | 0 | 0 | 0 | 0 | 0 | 0 | 0
2 | yrs1BL |  | NR | 15 | 15 |  |  | 2020 | 2035 | 2035 | 15 |  | 0 | 1 | 1 | 1 | 1 | 1 | 1 | 1 | 1 | 1 | 1 | 1 | 1 | 1 | 1 | 1 | 0 | 0 | 0 | 0 | 0 | 0 | 0 | 0 | 0 | 0 | 0 | 0 | 0 | 0 | 0
3 | yrs1BL |  | NR | 10 | 10 |  |  | 2020 | 2030 | 2030 | 10 |  | 0 | 1 | 1 | 1 | 1 | 1 | 1 | 1 | 1 | 1 | 1 | 0 | 0 | 0 | 0 | 0 | 0 | 0 | 0 | 0 | 0 | 0 | 0 | 0 | 0 | 0 | 0 | 0 | 0 | 0 | 0
4 | yrs1BL |  | NR | 12 | 12 |  |  | 2020 | 2032 | 2032 | 12 |  | 0 | 1 | 1 | 1 | 1 | 1 | 1 | 1 | 1 | 1 | 1 | 1 | 1 | 0 | 0 | 0 | 0 | 0 | 0 | 0 | 0 | 0 | 0 | 0 | 0 | 0 | 0 | 0 | 0 | 0 | 0
5 | yrs1BL |  | 0 | 0 | 0 |  |  | 0 | 0 | 0 | 0 |  | 0 | 0 | 0 | 0 | 0 | 0 | 0 | 0 | 0 | 0 | 0 | 0 | 0 | 0 | 0 | 0 | 0 | 0 | 0 | 0 | 0 | 0 | 0 | 0 | 0 | 0 | 0 | 0 | 0 | 0 | 0
1 | yrs2BL |  | NR | 15 | 15 |  |  | 2020 | 2035 | 2035 | 0 |  | 0 | 0 | 0 | 0 | 0 | 0 | 0 | 0 | 0 | 0 | 0 | 0 | 0 | 0 | 0 | 0 | 0 | 0 | 0 | 0 | 0 | 0 | 0 | 0 | 0 | 0 | 0 | 0 | 0 | 0 | 0
2 | yrs2BL |  | NR | 15 | 15 |  |  | 2020 | 2035 | 2035 | 0 |  | 0 | 0 | 0 | 0 | 0 | 0 | 0 | 0 | 0 | 0 | 0 | 0 | 0 | 0 | 0 | 0 | 0 | 0 | 0 | 0 | 0 | 0 | 0 | 0 | 0 | 0 | 0 | 0 | 0 | 0 | 0
3 | yrs2BL |  | NR | 10 | 10 |  |  | 2020 | 2030 | 2030 | 0 |  | 0 | 0 | 0 | 0 | 0 | 0 | 0 | 0 | 0 | 0 | 0 | 0 | 0 | 0 | 0 | 0 | 0 | 0 | 0 | 0 | 0 | 0 | 0 | 0 | 0 | 0 | 0 | 0 | 0 | 0 | 0
4 | yrs2BL |  | NR | 12 | 12 |  |  | 2020 | 2032 | 2032 | 0 |  | 0 | 0 | 0 | 0 | 0 | 0 | 0 | 0 | 0 | 0 | 0 | 0 | 0 | 0 | 0 | 0 | 0 | 0 | 0 | 0 | 0 | 0 | 0 | 0 | 0 | 0 | 0 | 0 | 0 | 0 | 0
5 | yrs2BL |  | 0 | 0 | 0 |  |  | 0 | 0 | 0 | 0 |  | 0 | 0 | 0 | 0 | 0 | 0 | 0 | 0 | 0 | 0 | 0 | 0 | 0 | 0 | 0 | 0 | 0 | 0 | 0 | 0 | 0 | 0 | 0 | 0 | 0 | 0 | 0 | 0 | 0 | 0 | 0
1 | kWh | 1 | NR | 15 | 15 | -19.1 | 0 | 2020 | 2035 | 2035 | -286.5 |  | 0 | -19.1 | -19.1 | -19.1 | -19.1 | -19.1 | -19.1 | -19.1 | -19.1 | -19.1 | -19.1 | -19.1 | -19.1 | -19.1 | -19.1 | -19.1 | 0 | 0 | 0 | 0 | 0 | 0 | 0 | 0 | 0 | 0 | 0 | 0 | 0 | 0 | 0
2 | kWh | 1 | NR | 15 | 15 | -364.62 | 0 | 2020 | 2035 | 2035 | -5469.3 |  | 0 | -364.62 | -364.62 | -364.62 | -364.62 | -364.62 | -364.62 | -364.62 | -364.62 | -364.62 | -364.62 | -364.62 | -364.62 | -364.62 | -364.62 | -364.62 | 0 | 0 | 0 | 0 | 0 | 0 | 0 | 0 | 0 | 0 | 0 | 0 | 0 | 0 | 0
3 | kWh | 1 | NR | 10 | 10 | -1497.11 | 0 | 2020 | 2030 | 2030 | -14971.1 |  | 0 | -1497.11 | -1497.11 | -1497.11 | -1497.11 | -1497.11 | -1497.11 | -1497.11 | -1497.11 | -1497.11 | -1497.11 | 0 | 0 | 0 | 0 | 0 | 0 | 0 | 0 | 0 | 0 | 0 | 0 | 0 | 0 | 0 | 0 | 0 | 0 | 0 | 0
4 | kWh | 1 | NR | 12 | 12 | -2245.6 | 0 | 2020 | 2032 | 2032 | -26947.2 |  | 0 | -2245.6 | -2245.6 | -2245.6 | -2245.6 | -2245.6 | -2245.6 | -2245.6 | -2245.6 | -2245.6 | -2245.6 | -2245.6 | -2245.6 | 0 | 0 | 0 | 0 | 0 | 0 | 0 | 0 | 0 | 0 | 0 | 0 | 0 | 0 | 0 | 0 | 0 | 0
5 | kWh | 0 | 0 | 0 | 0 | 0 | 0 | 0 | 0 | 0 | 0 |  | 0 | 0 | 0 | 0 | 0 | 0 | 0 | 0 | 0 | 0 | 0 | 0 | 0 | 0 | 0 | 0 | 0 | 0 | 0 | 0 | 0 | 0 | 0 | 0 | 0 | 0 | 0 | 0 | 0 | 0 | 0
1 | Therm | 1 | NR | 15 | 15 | 8.08 | 0 | 2020 | 2035 | 2035 | 121.2 |  | 0 | 8.08 | 8.08 | 8.08 | 8.08 | 8.08 | 8.08 | 8.08 | 8.08 | 8.08 | 8.08 | 8.08 | 8.08 | 8.08 | 8.08 | 8.08 | 0 | 0 | 0 | 0 | 0 | 0 | 0 | 0 | 0 | 0 | 0 | 0 | 0 | 0 | 0
2 | Therm | 1 | NR | 15 | 15 | 59.98 | 0 | 2020 | 2035 | 2035 | 899.7 |  | 0 | 59.98 | 59.98 | 59.98 | 59.98 | 59.98 | 59.98 | 59.98 | 59.98 | 59.98 | 59.98 | 59.98 | 59.98 | 59.98 | 59.98 | 59.98 | 0 | 0 | 0 | 0 | 0 | 0 | 0 | 0 | 0 | 0 | 0 | 0 | 0 | 0 | 0
3 | Therm | 1 | NR | 10 | 10 | 180.4865 | 0 | 2020 | 2030 | 2030 | 1804.8645 |  | 0 | 180.4865 | 180.4865 | 180.4865 | 180.4865 | 180.4865 | 180.4865 | 180.4865 | 180.4865 | 180.4865 | 180.4865 | 0 | 0 | 0 | 0 | 0 | 0 | 0 | 0 | 0 | 0 | 0 | 0 | 0 | 0 | 0 | 0 | 0 | 0 | 0 | 0
4 | Therm | 1 | NR | 12 | 12 | 2759.4 | 0 | 2020 | 2032 | 2032 | 33112.8 |  | 0 | 2759.4 | 2759.4 | 2759.4 | 2759.4 | 2759.4 | 2759.4 | 2759.4 | 2759.4 | 2759.4 | 2759.4 | 2759.4 | 2759.4 | 0 | 0 | 0 | 0 | 0 | 0 | 0 | 0 | 0 | 0 | 0 | 0 | 0 | 0 | 0 | 0 | 0 | 0
5 | Therm | 0 | 0 | 0 | 0 | 0 | 0 | 0 | 0 | 0 | 0 |  | 0 | 0 | 0 | 0 | 0 | 0 | 0 | 0 | 0 | 0 | 0 | 0 | 0 | 0 | 0 | 0 | 0 | 0 | 0 | 0 | 0 | 0 | 0 | 0 | 0 | 0 | 0 | 0 | 0 | 0 | 0

## AFLookup (hidden)
Averages over specified period
Start year | Final year | Duration | IndexA | IndexB | Source Energy (Btu/kWh) | Emissions Intensity (metric tonnes/MWh)
2019 | 2019 | 1 | 2019-2019 | 2019+01 | 3675.4621 | 0.19506
2019 | 2020 | 2 | 2019-2020 | 2019+02 | 3609.3139 | 0.19155
2019 | 2021 | 3 | 2019-2021 | 2019+03 | 3543.1658 | 0.18804
2019 | 2022 | 4 | 2019-2022 | 2019+04 | 3477.0176 | 0.18453
2019 | 2023 | 5 | 2019-2023 | 2019+05 | 3462.7144 | 0.18377
2019 | 2024 | 6 | 2019-2024 | 2019+06 | 3474.3336 | 0.18438
2019 | 2025 | 7 | 2019-2025 | 2019+07 | 3500.7657 | 0.18579
2019 | 2026 | 8 | 2019-2026 | 2019+08 | 3536.4558 | 0.18768
2019 | 2027 | 9 | 2019-2027 | 2019+09 | 3546.8827 | 0.18823
2019 | 2028 | 10 | 2019-2028 | 2019+10 | 3539.6255 | 0.18785
2019 | 2029 | 11 | 2019-2029 | 2019+11 | 3519.5069 | 0.18678
2019 | 2030 | 12 | 2019-2030 | 2019+12 | 3489.7425 | 0.1852
2019 | 2031 | 13 | 2019-2031 | 2019+13 | 3450.8712 | 0.18314
2019 | 2032 | 14 | 2019-2032 | 2019+14 | 3404.8446 | 0.1807
2019 | 2033 | 15 | 2019-2033 | 2019+15 | 3353.0938 | 0.17795
2019 | 2034 | 16 | 2019-2034 | 2019+16 | 3296.692 | 0.17496
2019 | 2035 | 17 | 2019-2035 | 2019+17 | 3236.4599 | 0.17176
2019 | 2036 | 18 | 2019-2036 | 2019+18 | 3173.036 | 0.16839
2019 | 2037 | 19 | 2019-2037 | 2019+19 | 3106.9243 | 0.16489
2019 | 2038 | 20 | 2019-2038 | 2019+20 | 3038.5278 | 0.16126
2019 | 2039 | 21 | 2019-2039 | 2019+21 | 2968.1731 | 0.15752
2019 | 2040 | 22 | 2019-2040 | 2019+22 | 2896.1271 | 0.1537
2019 | 2041 | 23 | 2019-2041 | 2019+23 | 2822.6104 | 0.1498
2019 | 2042 | 24 | 2019-2042 | 2019+24 | 2747.8069 | 0.14583
2019 | 2043 | 25 | 2019-2043 | 2019+25 | 2671.871 | 0.1418
2019 | 2044 | 26 | 2019-2044 | 2019+26 | 2594.9334 | 0.13771
2019 | 2045 | 27 | 2019-2045 | 2019+27 | 2517.1053 | 0.13358
2019 | 2046 | 28 | 2019-2046 | 2019+28 | 2444.8363 | 0.12975
2019 | 2047 | 29 | 2019-2047 | 2019+29 | 2377.5515 | 0.12618
2019 | 2048 | 30 | 2019-2048 | 2019+30 | 2314.7522 | 0.12284
2019 | 2049 | 31 | 2019-2049 | 2019+31 | 2256.0046 | 0.11973
2020 | 2020 | 1 | 2020-2020 | 2020+01 | 3543.1658 | 0.18804
2020 | 2021 | 2 | 2020-2021 | 2020+02 | 3477.0176 | 0.18453
2020 | 2022 | 3 | 2020-2022 | 2020+03 | 3410.8694 | 0.18102
2020 | 2023 | 4 | 2020-2023 | 2020+04 | 3409.5274 | 0.18094
2020 | 2024 | 5 | 2020-2024 | 2020+05 | 3434.1079 | 0.18225
2020 | 2025 | 6 | 2020-2025 | 2020+06 | 3471.6496 | 0.18424
2020 | 2026 | 7 | 2020-2026 | 2020+07 | 3516.5977 | 0.18663
2020 | 2027 | 8 | 2020-2027 | 2020+08 | 3530.8103 | 0.18738
2020 | 2028 | 9 | 2020-2028 | 2020+09 | 3524.5325 | 0.18705
2020 | 2029 | 10 | 2020-2029 | 2020+10 | 3503.9114 | 0.18595
2020 | 2030 | 11 | 2020-2030 | 2020+11 | 3472.8589 | 0.18431
2020 | 2031 | 12 | 2020-2031 | 2020+12 | 3432.1553 | 0.18215
2020 | 2032 | 13 | 2020-2032 | 2020+13 | 3384.0279 | 0.17959
2020 | 2033 | 14 | 2020-2033 | 2020+14 | 3330.0675 | 0.17673
2020 | 2034 | 15 | 2020-2034 | 2020+15 | 3271.4406 | 0.17362
2020 | 2035 | 16 | 2020-2035 | 2020+16 | 3209.0223 | 0.1703
2020 | 2036 | 17 | 2020-2036 | 2020+17 | 3143.4815 | 0.16683
2020 | 2037 | 18 | 2020-2037 | 2020+18 | 3075.3388 | 0.16321
2020 | 2038 | 19 | 2020-2038 | 2020+19 | 3005.005 | 0.15948
2020 | 2039 | 20 | 2020-2039 | 2020+20 | 2932.8086 | 0.15565
2020 | 2040 | 21 | 2020-2040 | 2020+21 | 2859.0159 | 0.15173
2020 | 2041 | 22 | 2020-2041 | 2020+22 | 2783.8444 | 0.14774
2020 | 2042 | 23 | 2020-2042 | 2020+23 | 2707.4741 | 0.14369
2020 | 2043 | 24 | 2020-2043 | 2020+24 | 2630.0547 | 0.13958
2020 | 2044 | 25 | 2020-2044 | 2020+25 | 2551.7122 | 0.13542
2020 | 2045 | 26 | 2020-2045 | 2020+26 | 2472.5531 | 0.13122
2020 | 2046 | 27 | 2020-2046 | 2020+27 | 2399.2576 | 0.12733
2020 | 2047 | 28 | 2020-2047 | 2020+28 | 2331.1975 | 0.12372
2020 | 2048 | 29 | 2020-2048 | 2020+29 | 2267.8312 | 0.12035
2020 | 2049 | 30 | 2020-2049 | 2020+30 | 2208.6893 | 0.11722
2021 | 2021 | 1 | 2021-2021 | 2021+01 | 3410.8694 | 0.18102
2021 | 2022 | 2 | 2021-2022 | 2021+02 | 3344.7213 | 0.17751
2021 | 2023 | 3 | 2021-2023 | 2021+03 | 3364.9813 | 0.17858
2021 | 2024 | 4 | 2021-2024 | 2021+04 | 3406.8434 | 0.1808
2021 | 2025 | 5 | 2021-2025 | 2021+05 | 3457.3464 | 0.18348
2021 | 2026 | 6 | 2021-2026 | 2021+06 | 3512.1697 | 0.18639
2021 | 2027 | 7 | 2021-2027 | 2021+07 | 3529.0452 | 0.18729
2021 | 2028 | 8 | 2021-2028 | 2021+08 | 3522.2033 | 0.18692
2021 | 2029 | 9 | 2021-2029 | 2021+09 | 3499.5498 | 0.18572
2021 | 2030 | 10 | 2021-2030 | 2021+10 | 3465.8282 | 0.18393
2021 | 2031 | 11 | 2021-2031 | 2021+11 | 3422.0635 | 0.18161
2021 | 2032 | 12 | 2021-2032 | 2021+12 | 3370.7664 | 0.17889
2021 | 2033 | 13 | 2021-2033 | 2021+13 | 3313.6753 | 0.17586
2021 | 2034 | 14 | 2021-2034 | 2021+14 | 3252.0317 | 0.17259
2021 | 2035 | 15 | 2021-2035 | 2021+15 | 3186.746 | 0.16912
2021 | 2036 | 16 | 2021-2036 | 2021+16 | 3118.5013 | 0.1655
2021 | 2037 | 17 | 2021-2037 | 2021+17 | 3047.8196 | 0.16175
2021 | 2038 | 18 | 2021-2038 | 2021+18 | 2975.1072 | 0.15789
2021 | 2039 | 19 | 2021-2039 | 2021+19 | 2900.6846 | 0.15394
2021 | 2040 | 20 | 2021-2040 | 2021+20 | 2824.8084 | 0.14991
2021 | 2041 | 21 | 2021-2041 | 2021+21 | 2747.6863 | 0.14582
2021 | 2042 | 22 | 2021-2042 | 2021+22 | 2669.4881 | 0.14167
2021 | 2043 | 23 | 2021-2043 | 2021+23 | 2590.3542 | 0.13747
2021 | 2044 | 24 | 2021-2044 | 2021+24 | 2510.4017 | 0.13323
2021 | 2045 | 25 | 2021-2045 | 2021+25 | 2429.7286 | 0.12895
2021 | 2046 | 26 | 2021-2046 | 2021+26 | 2355.2611 | 0.12499
2021 | 2047 | 27 | 2021-2047 | 2021+27 | 2286.3098 | 0.12134
2021 | 2048 | 28 | 2021-2048 | 2021+28 | 2222.2835 | 0.11794
2021 | 2049 | 29 | 2021-2049 | 2021+29 | 2162.6729 | 0.11477
2022 | 2022 | 1 | 2022-2022 | 2022+01 | 3278.5731 | 0.174
2022 | 2023 | 2 | 2022-2023 | 2022+02 | 3342.0373 | 0.17736
2022 | 2024 | 3 | 2022-2024 | 2022+03 | 3405.5015 | 0.18073
2022 | 2025 | 4 | 2022-2025 | 2022+04 | 3468.9656 | 0.1841
2022 | 2026 | 5 | 2022-2026 | 2022+05 | 3532.4298 | 0.18747
2022 | 2027 | 6 | 2022-2027 | 2022+06 | 3548.7412 | 0.18833
2022 | 2028 | 7 | 2022-2028 | 2022+07 | 3538.1082 | 0.18777
2022 | 2029 | 8 | 2022-2029 | 2022+08 | 3510.6349 | 0.18631
2022 | 2030 | 9 | 2022-2030 | 2022+09 | 3471.9347 | 0.18426
2022 | 2031 | 10 | 2022-2031 | 2022+10 | 3423.1829 | 0.18167
2022 | 2032 | 11 | 2022-2032 | 2022+11 | 3367.1207 | 0.17869
2022 | 2033 | 12 | 2022-2033 | 2022+12 | 3305.5758 | 0.17543
2022 | 2034 | 13 | 2022-2034 | 2022+13 | 3239.8134 | 0.17194
2022 | 2035 | 14 | 2022-2035 | 2022+14 | 3170.7372 | 0.16827
2022 | 2036 | 15 | 2022-2036 | 2022+15 | 3099.0101 | 0.16447
2022 | 2037 | 16 | 2022-2037 | 2022+16 | 3025.129 | 0.16054
2022 | 2038 | 17 | 2022-2038 | 2022+17 | 2949.4741 | 0.15653
2022 | 2039 | 18 | 2022-2039 | 2022+18 | 2872.341 | 0.15244
2022 | 2040 | 19 | 2022-2040 | 2022+19 | 2793.9631 | 0.14828
2022 | 2041 | 20 | 2022-2041 | 2022+20 | 2714.5271 | 0.14406
2022 | 2042 | 21 | 2022-2042 | 2022+21 | 2634.1842 | 0.1398
2022 | 2043 | 22 | 2022-2043 | 2022+22 | 2553.0581 | 0.13549
2022 | 2044 | 23 | 2022-2044 | 2022+23 | 2471.2509 | 0.13115
2022 | 2045 | 24 | 2022-2045 | 2022+24 | 2388.8477 | 0.12678
2022 | 2046 | 25 | 2022-2046 | 2022+25 | 2313.0368 | 0.12275
2022 | 2047 | 26 | 2022-2047 | 2022+26 | 2243.0575 | 0.11904
2022 | 2048 | 27 | 2022-2048 | 2022+27 | 2178.2618 | 0.1156
2022 | 2049 | 28 | 2022-2049 | 2022+28 | 2118.0944 | 0.11241
2023 | 2023 | 1 | 2023-2023 | 2023+01 | 3405.5015 | 0.18073
2023 | 2024 | 2 | 2023-2024 | 2023+02 | 3468.9656 | 0.1841
2023 | 2025 | 3 | 2023-2025 | 2023+03 | 3532.4298 | 0.18747
2023 | 2026 | 4 | 2023-2026 | 2023+04 | 3595.894 | 0.19084
2023 | 2027 | 5 | 2023-2027 | 2023+05 | 3602.7748 | 0.1912
2023 | 2028 | 6 | 2023-2028 | 2023+06 | 3581.364 | 0.19006
2023 | 2029 | 7 | 2023-2029 | 2023+07 | 3543.7866 | 0.18807
2023 | 2030 | 8 | 2023-2030 | 2023+08 | 3496.1049 | 0.18554
2023 | 2031 | 9 | 2023-2031 | 2023+09 | 3439.2506 | 0.18252
2023 | 2032 | 10 | 2023-2032 | 2023+10 | 3375.9755 | 0.17916
2023 | 2033 | 11 | 2023-2033 | 2023+11 | 3308.0306 | 0.17556
2023 | 2034 | 12 | 2023-2034 | 2023+12 | 3236.5834 | 0.17177
2023 | 2035 | 13 | 2023-2035 | 2023+13 | 3162.4422 | 0.16783
2023 | 2036 | 14 | 2023-2036 | 2023+14 | 3086.1841 | 0.16378
2023 | 2037 | 15 | 2023-2037 | 2023+15 | 3008.2327 | 0.15965
2023 | 2038 | 16 | 2023-2038 | 2023+16 | 2928.9054 | 0.15544
2023 | 2039 | 17 | 2023-2039 | 2023+17 | 2848.445 | 0.15117
2023 | 2040 | 18 | 2023-2040 | 2023+18 | 2767.0403 | 0.14685
2023 | 2041 | 19 | 2023-2041 | 2023+19 | 2684.8405 | 0.14249
2023 | 2042 | 20 | 2023-2042 | 2023+20 | 2601.9648 | 0.13809
2023 | 2043 | 21 | 2023-2043 | 2023+21 | 2518.5098 | 0.13366
2023 | 2044 | 22 | 2023-2044 | 2023+22 | 2434.5544 | 0.1292
2023 | 2045 | 23 | 2023-2045 | 2023+23 | 2350.164 | 0.12472
2023 | 2046 | 24 | 2023-2046 | 2023+24 | 2272.8061 | 0.12062
2023 | 2047 | 25 | 2023-2047 | 2023+25 | 2201.6369 | 0.11684
2023 | 2048 | 26 | 2023-2048 | 2023+26 | 2135.9422 | 0.11336
2023 | 2049 | 27 | 2023-2049 | 2023+27 | 2075.1137 | 0.11013
2024 | 2024 | 1 | 2024-2024 | 2024+01 | 3532.4298 | 0.18747
2024 | 2025 | 2 | 2024-2025 | 2024+02 | 3595.894 | 0.19084
2024 | 2026 | 3 | 2024-2026 | 2024+03 | 3659.3582 | 0.1942
2024 | 2027 | 4 | 2024-2027 | 2024+04 | 3652.0932 | 0.19382
2024 | 2028 | 5 | 2024-2028 | 2024+05 | 3616.5365 | 0.19193
2024 | 2029 | 6 | 2024-2029 | 2024+06 | 3566.8341 | 0.18929
2024 | 2030 | 7 | 2024-2030 | 2024+07 | 3509.0483 | 0.18623
2024 | 2031 | 8 | 2024-2031 | 2024+08 | 3443.4693 | 0.18275
2024 | 2032 | 9 | 2024-2032 | 2024+09 | 3372.6948 | 0.17899
2024 | 2033 | 10 | 2024-2033 | 2024+10 | 3298.2835 | 0.17504
2024 | 2034 | 11 | 2024-2034 | 2024+11 | 3221.2272 | 0.17095
2024 | 2035 | 12 | 2024-2035 | 2024+12 | 3142.1872 | 0.16676
2024 | 2036 | 13 | 2024-2036 | 2024+13 | 3061.6213 | 0.16248
2024 | 2037 | 14 | 2024-2037 | 2024+14 | 2979.8564 | 0.15814
2024 | 2038 | 15 | 2024-2038 | 2024+15 | 2897.1323 | 0.15375
2024 | 2039 | 16 | 2024-2039 | 2024+16 | 2813.6289 | 0.14932
2024 | 2040 | 17 | 2024-2040 | 2024+17 | 2729.4838 | 0.14485
2024 | 2041 | 18 | 2024-2041 | 2024+18 | 2644.8038 | 0.14036
2024 | 2042 | 19 | 2024-2042 | 2024+19 | 2559.6734 | 0.13584
2024 | 2043 | 20 | 2024-2043 | 2024+20 | 2474.1602 | 0.1313
2024 | 2044 | 21 | 2024-2044 | 2024+21 | 2388.3188 | 0.12675
2024 | 2045 | 22 | 2024-2045 | 2024+22 | 2302.1941 | 0.12218
2024 | 2046 | 23 | 2024-2046 | 2024+23 | 2223.5585 | 0.11801
2024 | 2047 | 24 | 2024-2047 | 2024+24 | 2151.4758 | 0.11418
2024 | 2048 | 25 | 2024-2048 | 2024+25 | 2085.1598 | 0.11066
2024 | 2049 | 26 | 2024-2049 | 2024+26 | 2023.945 | 0.10741
2025 | 2025 | 1 | 2025-2025 | 2025+01 | 3659.3582 | 0.1942
2025 | 2026 | 2 | 2025-2026 | 2025+02 | 3722.8223 | 0.19757
2025 | 2027 | 3 | 2025-2027 | 2025+03 | 3691.981 | 0.19593
2025 | 2028 | 4 | 2025-2028 | 2025+04 | 3637.5632 | 0.19305
2025 | 2029 | 5 | 2025-2029 | 2025+05 | 3573.7149 | 0.18966
2025 | 2030 | 6 | 2025-2030 | 2025+06 | 3505.1514 | 0.18602
2025 | 2031 | 7 | 2025-2031 | 2025+07 | 3430.7606 | 0.18207
2025 | 2032 | 8 | 2025-2032 | 2025+08 | 3352.7279 | 0.17793
2025 | 2033 | 9 | 2025-2033 | 2025+09 | 3272.2672 | 0.17366
2025 | 2034 | 10 | 2025-2034 | 2025+10 | 3190.107 | 0.1693
2025 | 2035 | 11 | 2025-2035 | 2025+11 | 3106.7106 | 0.16487
2025 | 2036 | 12 | 2025-2036 | 2025+12 | 3022.3872 | 0.1604
2025 | 2037 | 13 | 2025-2037 | 2025+13 | 2937.3507 | 0.15589
2025 | 2038 | 14 | 2025-2038 | 2025+14 | 2851.7539 | 0.15134
2025 | 2039 | 15 | 2025-2039 | 2025+15 | 2765.7089 | 0.14678
2025 | 2040 | 16 | 2025-2040 | 2025+16 | 2679.2996 | 0.14219
2025 | 2041 | 17 | 2025-2041 | 2025+17 | 2592.5905 | 0.13759
2025 | 2042 | 18 | 2025-2042 | 2025+18 | 2505.6314 | 0.13297
2025 | 2043 | 19 | 2025-2043 | 2025+19 | 2418.4618 | 0.12835
2025 | 2044 | 20 | 2025-2044 | 2025+20 | 2331.1133 | 0.12371
2025 | 2045 | 21 | 2025-2045 | 2025+21 | 2243.6115 | 0.11907
2025 | 2046 | 22 | 2025-2046 | 2025+22 | 2164.0643 | 0.11485
2025 | 2047 | 23 | 2025-2047 | 2025+23 | 2091.4344 | 0.11099
2025 | 2048 | 24 | 2025-2048 | 2025+24 | 2024.8569 | 0.10746
2025 | 2049 | 25 | 2025-2049 | 2025+25 | 1963.6056 | 0.10421
2026 | 2026 | 1 | 2026-2026 | 2026+01 | 3786.2865 | 0.20094
2026 | 2027 | 2 | 2026-2027 | 2026+02 | 3708.2924 | 0.1968
2026 | 2028 | 3 | 2026-2028 | 2026+03 | 3630.2983 | 0.19266
2026 | 2029 | 4 | 2026-2029 | 2026+04 | 3552.3041 | 0.18852
2026 | 2030 | 5 | 2026-2030 | 2026+05 | 3474.31 | 0.18438
2026 | 2031 | 6 | 2026-2031 | 2026+06 | 3392.661 | 0.18005
2026 | 2032 | 7 | 2026-2032 | 2026+07 | 3308.9236 | 0.17561
2026 | 2033 | 8 | 2026-2033 | 2026+08 | 3223.8809 | 0.17109
2026 | 2034 | 9 | 2026-2034 | 2026+09 | 3137.9679 | 0.16653
2026 | 2035 | 10 | 2026-2035 | 2026+10 | 3051.4459 | 0.16194
2026 | 2036 | 11 | 2026-2036 | 2026+11 | 2964.4808 | 0.15733
2026 | 2037 | 12 | 2026-2037 | 2026+12 | 2877.1834 | 0.15269
2026 | 2038 | 13 | 2026-2038 | 2026+13 | 2789.6305 | 0.14805
2026 | 2039 | 14 | 2026-2039 | 2026+14 | 2701.8768 | 0.14339
2026 | 2040 | 15 | 2026-2040 | 2026+15 | 2613.9624 | 0.13872
2026 | 2041 | 16 | 2026-2041 | 2026+16 | 2525.9175 | 0.13405
2026 | 2042 | 17 | 2026-2042 | 2026+17 | 2437.7651 | 0.12937
2026 | 2043 | 18 | 2026-2043 | 2026+18 | 2349.5231 | 0.12469
2026 | 2044 | 19 | 2026-2044 | 2026+19 | 2261.2057 | 0.12
2026 | 2045 | 20 | 2026-2045 | 2026+20 | 2172.8241 | 0.11531
2026 | 2046 | 21 | 2026-2046 | 2026+21 | 2092.8599 | 0.11107
2026 | 2047 | 22 | 2026-2047 | 2026+22 | 2020.1651 | 0.10721
2026 | 2048 | 23 | 2026-2048 | 2026+23 | 1953.7916 | 0.10369
2026 | 2049 | 24 | 2026-2049 | 2026+24 | 1892.9492 | 0.10046
2027 | 2027 | 1 | 2027-2027 | 2027+01 | 3630.2983 | 0.19266
2027 | 2028 | 2 | 2027-2028 | 2027+02 | 3552.3041 | 0.18852
2027 | 2029 | 3 | 2027-2029 | 2027+03 | 3474.31 | 0.18438
2027 | 2030 | 4 | 2027-2030 | 2027+04 | 3396.3159 | 0.18024
2027 | 2031 | 5 | 2027-2031 | 2027+05 | 3313.9359 | 0.17587
2027 | 2032 | 6 | 2027-2032 | 2027+06 | 3229.3631 | 0.17138
2027 | 2033 | 7 | 2027-2033 | 2027+07 | 3143.5372 | 0.16683
2027 | 2034 | 8 | 2027-2034 | 2027+08 | 3056.9281 | 0.16223
2027 | 2035 | 9 | 2027-2035 | 2027+09 | 2969.7969 | 0.15761
2027 | 2036 | 10 | 2027-2036 | 2027+10 | 2882.3002 | 0.15296
2027 | 2037 | 11 | 2027-2037 | 2027+11 | 2794.5377 | 0.14831
2027 | 2038 | 12 | 2027-2038 | 2027+12 | 2706.5759 | 0.14364
2027 | 2039 | 13 | 2027-2039 | 2027+13 | 2618.4607 | 0.13896
2027 | 2040 | 14 | 2027-2040 | 2027+14 | 2530.225 | 0.13428
2027 | 2041 | 15 | 2027-2041 | 2027+15 | 2441.8929 | 0.12959
2027 | 2042 | 16 | 2027-2042 | 2027+16 | 2353.4825 | 0.1249
2027 | 2043 | 17 | 2027-2043 | 2027+17 | 2265.0076 | 0.1202
2027 | 2044 | 18 | 2027-2044 | 2027+18 | 2176.479 | 0.11551
2027 | 2045 | 19 | 2027-2045 | 2027+19 | 2087.9051 | 0.11081
2027 | 2046 | 20 | 2027-2046 | 2027+20 | 2008.1885 | 0.10658
2027 | 2047 | 21 | 2027-2047 | 2027+21 | 1936.0641 | 0.10275
2027 | 2048 | 22 | 2027-2048 | 2027+22 | 1870.4964 | 0.099268
2027 | 2049 | 23 | 2027-2049 | 2027+23 | 1810.6302 | 0.096091
2028 | 2028 | 1 | 2028-2028 | 2028+01 | 3474.31 | 0.18438
2028 | 2029 | 2 | 2028-2029 | 2028+02 | 3396.3159 | 0.18024
2028 | 2030 | 3 | 2028-2030 | 2028+03 | 3318.3217 | 0.1761
2028 | 2031 | 4 | 2028-2031 | 2028+04 | 3234.8453 | 0.17167
2028 | 2032 | 5 | 2028-2032 | 2028+05 | 3149.1761 | 0.16713
2028 | 2033 | 6 | 2028-2033 | 2028+06 | 3062.4104 | 0.16252
2028 | 2034 | 7 | 2028-2034 | 2028+07 | 2975.0181 | 0.15789
2028 | 2035 | 8 | 2028-2035 | 2028+08 | 2887.2342 | 0.15323
2028 | 2036 | 9 | 2028-2036 | 2028+09 | 2799.1893 | 0.14855
2028 | 2037 | 10 | 2028-2037 | 2028+10 | 2710.9617 | 0.14387
2028 | 2038 | 11 | 2028-2038 | 2028+11 | 2622.6011 | 0.13918
2028 | 2039 | 12 | 2028-2039 | 2028+12 | 2534.1409 | 0.13449
2028 | 2040 | 13 | 2028-2040 | 2028+13 | 2445.604 | 0.12979
2028 | 2041 | 14 | 2028-2041 | 2028+14 | 2357.0068 | 0.12509
2028 | 2042 | 15 | 2028-2042 | 2028+15 | 2268.3614 | 0.12038
2028 | 2043 | 16 | 2028-2043 | 2028+16 | 2179.6769 | 0.11568
2028 | 2044 | 17 | 2028-2044 | 2028+17 | 2090.9602 | 0.11097
2028 | 2045 | 18 | 2028-2045 | 2028+18 | 2002.2165 | 0.10626
2028 | 2046 | 19 | 2028-2046 | 2028+19 | 1922.8143 | 0.10204
2028 | 2047 | 20 | 2028-2047 | 2028+20 | 1851.3524 | 0.098252
2028 | 2048 | 21 | 2028-2048 | 2028+21 | 1786.6963 | 0.094821
2028 | 2049 | 22 | 2028-2049 | 2028+22 | 1727.918 | 0.091701
2029 | 2029 | 1 | 2029-2029 | 2029+01 | 3318.3217 | 0.1761
2029 | 2030 | 2 | 2029-2030 | 2029+02 | 3240.3276 | 0.17197
2029 | 2031 | 3 | 2029-2031 | 2029+03 | 3155.0238 | 0.16744
2029 | 2032 | 4 | 2029-2032 | 2029+04 | 3067.8926 | 0.16281
2029 | 2033 | 5 | 2029-2033 | 2029+05 | 2980.0304 | 0.15815
2029 | 2034 | 6 | 2029-2034 | 2029+06 | 2891.8028 | 0.15347
2029 | 2035 | 7 | 2029-2035 | 2029+07 | 2803.3663 | 0.14878
2029 | 2036 | 8 | 2029-2036 | 2029+08 | 2714.7992 | 0.14408
2029 | 2037 | 9 | 2029-2037 | 2029+09 | 2626.1452 | 0.13937
2029 | 2038 | 10 | 2029-2038 | 2029+10 | 2537.4302 | 0.13466
2029 | 2039 | 11 | 2029-2039 | 2029+11 | 2448.6709 | 0.12995
2029 | 2040 | 12 | 2029-2040 | 2029+12 | 2359.8784 | 0.12524
2029 | 2041 | 13 | 2029-2041 | 2029+13 | 2271.0604 | 0.12053
2029 | 2042 | 14 | 2029-2042 | 2029+14 | 2182.2223 | 0.11581
2029 | 2043 | 15 | 2029-2043 | 2029+15 | 2093.3681 | 0.1111
2029 | 2044 | 16 | 2029-2044 | 2029+16 | 2004.5008 | 0.10638
2029 | 2045 | 17 | 2029-2045 | 2029+17 | 1915.6228 | 0.10166
2029 | 2046 | 18 | 2029-2046 | 2029+18 | 1836.6201 | 0.09747
2029 | 2047 | 19 | 2029-2047 | 2029+19 | 1765.9335 | 0.093719
2029 | 2048 | 20 | 2029-2048 | 2029+20 | 1702.3156 | 0.090343
2029 | 2049 | 21 | 2029-2049 | 2029+21 | 1644.7565 | 0.087288
2030 | 2030 | 1 | 2030-2030 | 2030+01 | 3162.3335 | 0.16783
2030 | 2031 | 2 | 2030-2031 | 2030+02 | 3073.3748 | 0.16311
2030 | 2032 | 3 | 2030-2032 | 2030+03 | 2984.4162 | 0.15838
2030 | 2033 | 4 | 2030-2033 | 2030+04 | 2895.4576 | 0.15366
2030 | 2034 | 5 | 2030-2034 | 2030+05 | 2806.499 | 0.14894
2030 | 2035 | 6 | 2030-2035 | 2030+06 | 2717.5404 | 0.14422
2030 | 2036 | 7 | 2030-2036 | 2030+07 | 2628.5817 | 0.1395
2030 | 2037 | 8 | 2030-2037 | 2030+08 | 2539.6231 | 0.13478
2030 | 2038 | 9 | 2030-2038 | 2030+09 | 2450.6645 | 0.13006
2030 | 2039 | 10 | 2030-2039 | 2030+10 | 2361.7059 | 0.12534
2030 | 2040 | 11 | 2030-2040 | 2030+11 | 2272.7472 | 0.12062
2030 | 2041 | 12 | 2030-2041 | 2030+12 | 2183.7886 | 0.11589
2030 | 2042 | 13 | 2030-2042 | 2030+13 | 2094.83 | 0.11117
2030 | 2043 | 14 | 2030-2043 | 2030+14 | 2005.8714 | 0.10645
2030 | 2044 | 15 | 2030-2044 | 2030+15 | 1916.9128 | 0.10173
2030 | 2045 | 16 | 2030-2045 | 2030+16 | 1827.9541 | 0.09701
2030 | 2046 | 17 | 2030-2046 | 2030+17 | 1749.4612 | 0.092845
2030 | 2047 | 18 | 2030-2047 | 2030+18 | 1679.6898 | 0.089142
2030 | 2048 | 19 | 2030-2048 | 2030+19 | 1617.2627 | 0.085829
2030 | 2049 | 20 | 2030-2049 | 2030+20 | 1561.0783 | 0.082847
2031 | 2031 | 1 | 2031-2031 | 2031+01 | 2984.4162 | 0.15838
2031 | 2032 | 2 | 2031-2032 | 2031+02 | 2895.4576 | 0.15366
2031 | 2033 | 3 | 2031-2033 | 2031+03 | 2806.499 | 0.14894
2031 | 2034 | 4 | 2031-2034 | 2031+04 | 2717.5404 | 0.14422
2031 | 2035 | 5 | 2031-2035 | 2031+05 | 2628.5817 | 0.1395
2031 | 2036 | 6 | 2031-2036 | 2031+06 | 2539.6231 | 0.13478
2031 | 2037 | 7 | 2031-2037 | 2031+07 | 2450.6645 | 0.13006
2031 | 2038 | 8 | 2031-2038 | 2031+08 | 2361.7059 | 0.12534
2031 | 2039 | 9 | 2031-2039 | 2031+09 | 2272.7472 | 0.12062
2031 | 2040 | 10 | 2031-2040 | 2031+10 | 2183.7886 | 0.11589
2031 | 2041 | 11 | 2031-2041 | 2031+11 | 2094.83 | 0.11117
2031 | 2042 | 12 | 2031-2042 | 2031+12 | 2005.8714 | 0.10645
2031 | 2043 | 13 | 2031-2043 | 2031+13 | 1916.9128 | 0.10173
2031 | 2044 | 14 | 2031-2044 | 2031+14 | 1827.9541 | 0.09701
2031 | 2045 | 15 | 2031-2045 | 2031+15 | 1738.9955 | 0.092289
2031 | 2046 | 16 | 2031-2046 | 2031+16 | 1661.1567 | 0.088158
2031 | 2047 | 17 | 2031-2047 | 2031+17 | 1592.4754 | 0.084513
2031 | 2048 | 18 | 2031-2048 | 2031+18 | 1531.4254 | 0.081273
2031 | 2049 | 19 | 2031-2049 | 2031+19 | 1476.8017 | 0.078374
2032 | 2032 | 1 | 2032-2032 | 2032+01 | 2806.499 | 0.14894
2032 | 2033 | 2 | 2032-2033 | 2032+02 | 2717.5404 | 0.14422
2032 | 2034 | 3 | 2032-2034 | 2032+03 | 2628.5817 | 0.1395
2032 | 2035 | 4 | 2032-2035 | 2032+04 | 2539.6231 | 0.13478
2032 | 2036 | 5 | 2032-2036 | 2032+05 | 2450.6645 | 0.13006
2032 | 2037 | 6 | 2032-2037 | 2032+06 | 2361.7059 | 0.12534
2032 | 2038 | 7 | 2032-2038 | 2032+07 | 2272.7472 | 0.12062
2032 | 2039 | 8 | 2032-2039 | 2032+08 | 2183.7886 | 0.11589
2032 | 2040 | 9 | 2032-2040 | 2032+09 | 2094.83 | 0.11117
2032 | 2041 | 10 | 2032-2041 | 2032+10 | 2005.8714 | 0.10645
2032 | 2042 | 11 | 2032-2042 | 2032+11 | 1916.9128 | 0.10173
2032 | 2043 | 12 | 2032-2043 | 2032+12 | 1827.9541 | 0.09701
2032 | 2044 | 13 | 2032-2044 | 2032+13 | 1738.9955 | 0.092289
2032 | 2045 | 14 | 2032-2045 | 2032+14 | 1650.0369 | 0.087568
2032 | 2046 | 15 | 2032-2046 | 2032+15 | 1572.9394 | 0.083476
2032 | 2047 | 16 | 2032-2047 | 2032+16 | 1505.4791 | 0.079896
2032 | 2048 | 17 | 2032-2048 | 2032+17 | 1445.9553 | 0.076737
2032 | 2049 | 18 | 2032-2049 | 2032+18 | 1393.0453 | 0.073929
2033 | 2033 | 1 | 2033-2033 | 2033+01 | 2628.5817 | 0.1395
2033 | 2034 | 2 | 2033-2034 | 2033+02 | 2539.6231 | 0.13478
2033 | 2035 | 3 | 2033-2035 | 2033+03 | 2450.6645 | 0.13006
2033 | 2036 | 4 | 2033-2036 | 2033+04 | 2361.7059 | 0.12534
2033 | 2037 | 5 | 2033-2037 | 2033+05 | 2272.7472 | 0.12062
2033 | 2038 | 6 | 2033-2038 | 2033+06 | 2183.7886 | 0.11589
2033 | 2039 | 7 | 2033-2039 | 2033+07 | 2094.83 | 0.11117
2033 | 2040 | 8 | 2033-2040 | 2033+08 | 2005.8714 | 0.10645
2033 | 2041 | 9 | 2033-2041 | 2033+09 | 1916.9128 | 0.10173
2033 | 2042 | 10 | 2033-2042 | 2033+10 | 1827.9541 | 0.09701
2033 | 2043 | 11 | 2033-2043 | 2033+11 | 1738.9955 | 0.092289
2033 | 2044 | 12 | 2033-2044 | 2033+12 | 1650.0369 | 0.087568
2033 | 2045 | 13 | 2033-2045 | 2033+13 | 1561.0783 | 0.082847
2033 | 2046 | 14 | 2033-2046 | 2033+14 | 1484.828 | 0.0788
2033 | 2047 | 15 | 2033-2047 | 2033+15 | 1418.7445 | 0.075293
2033 | 2048 | 16 | 2033-2048 | 2033+16 | 1360.9214 | 0.072225
2033 | 2049 | 17 | 2033-2049 | 2033+17 | 1309.901 | 0.069517
2034 | 2034 | 1 | 2034-2034 | 2034+01 | 2450.6645 | 0.13006
2034 | 2035 | 2 | 2034-2035 | 2034+02 | 2361.7059 | 0.12534
2034 | 2036 | 3 | 2034-2036 | 2034+03 | 2272.7472 | 0.12062
2034 | 2037 | 4 | 2034-2037 | 2034+04 | 2183.7886 | 0.11589
2034 | 2038 | 5 | 2034-2038 | 2034+05 | 2094.83 | 0.11117
2034 | 2039 | 6 | 2034-2039 | 2034+06 | 2005.8714 | 0.10645
2034 | 2040 | 7 | 2034-2040 | 2034+07 | 1916.9128 | 0.10173
2034 | 2041 | 8 | 2034-2041 | 2034+08 | 1827.9541 | 0.09701
2034 | 2042 | 9 | 2034-2042 | 2034+09 | 1738.9955 | 0.092289
2034 | 2043 | 10 | 2034-2043 | 2034+10 | 1650.0369 | 0.087568
2034 | 2044 | 11 | 2034-2044 | 2034+11 | 1561.0783 | 0.082847
2034 | 2045 | 12 | 2034-2045 | 2034+12 | 1472.1196 | 0.078126
2034 | 2046 | 13 | 2034-2046 | 2034+13 | 1396.847 | 0.074131
2034 | 2047 | 14 | 2034-2047 | 2034+14 | 1332.3275 | 0.070707
2034 | 2048 | 15 | 2034-2048 | 2034+15 | 1276.4107 | 0.06774
2034 | 2049 | 16 | 2034-2049 | 2034+16 | 1227.4834 | 0.065143
2035 | 2035 | 1 | 2035-2035 | 2035+01 | 2272.7472 | 0.12062
2035 | 2036 | 2 | 2035-2036 | 2035+02 | 2183.7886 | 0.11589
2035 | 2037 | 3 | 2035-2037 | 2035+03 | 2094.83 | 0.11117
2035 | 2038 | 4 | 2035-2038 | 2035+04 | 2005.8714 | 0.10645
2035 | 2039 | 5 | 2035-2039 | 2035+05 | 1916.9128 | 0.10173
2035 | 2040 | 6 | 2035-2040 | 2035+06 | 1827.9541 | 0.09701
2035 | 2041 | 7 | 2035-2041 | 2035+07 | 1738.9955 | 0.092289
2035 | 2042 | 8 | 2035-2042 | 2035+08 | 1650.0369 | 0.087568
2035 | 2043 | 9 | 2035-2043 | 2035+09 | 1561.0783 | 0.082847
2035 | 2044 | 10 | 2035-2044 | 2035+10 | 1472.1196 | 0.078126
2035 | 2045 | 11 | 2035-2045 | 2035+11 | 1383.161 | 0.073405
2035 | 2046 | 12 | 2035-2046 | 2035+12 | 1309.0288 | 0.069471
2035 | 2047 | 13 | 2035-2047 | 2035+13 | 1246.3016 | 0.066142
2035 | 2048 | 14 | 2035-2048 | 2035+14 | 1192.5354 | 0.063288
2035 | 2049 | 15 | 2035-2049 | 2035+15 | 1145.938 | 0.060815
2036 | 2036 | 1 | 2036-2036 | 2036+01 | 2094.83 | 0.11117
2036 | 2037 | 2 | 2036-2037 | 2036+02 | 2005.8714 | 0.10645
2036 | 2038 | 3 | 2036-2038 | 2036+03 | 1916.9128 | 0.10173
2036 | 2039 | 4 | 2036-2039 | 2036+04 | 1827.9541 | 0.09701
2036 | 2040 | 5 | 2036-2040 | 2036+05 | 1738.9955 | 0.092289
2036 | 2041 | 6 | 2036-2041 | 2036+06 | 1650.0369 | 0.087568
2036 | 2042 | 7 | 2036-2042 | 2036+07 | 1561.0783 | 0.082847
2036 | 2043 | 8 | 2036-2043 | 2036+08 | 1472.1196 | 0.078126
2036 | 2044 | 9 | 2036-2044 | 2036+09 | 1383.161 | 0.073405
2036 | 2045 | 10 | 2036-2045 | 2036+10 | 1294.2024 | 0.068684
2036 | 2046 | 11 | 2036-2046 | 2036+11 | 1221.4181 | 0.064821
2036 | 2047 | 12 | 2036-2047 | 2036+12 | 1160.7645 | 0.061602
2036 | 2048 | 13 | 2036-2048 | 2036+13 | 1109.4422 | 0.058879
2036 | 2049 | 14 | 2036-2049 | 2036+14 | 1065.4517 | 0.056544
2037 | 2037 | 1 | 2037-2037 | 2037+01 | 1916.9128 | 0.10173
2037 | 2038 | 2 | 2037-2038 | 2037+02 | 1827.9541 | 0.09701
2037 | 2039 | 3 | 2037-2039 | 2037+03 | 1738.9955 | 0.092289
2037 | 2040 | 4 | 2037-2040 | 2037+04 | 1650.0369 | 0.087568
2037 | 2041 | 5 | 2037-2041 | 2037+05 | 1561.0783 | 0.082847
2037 | 2042 | 6 | 2037-2042 | 2037+06 | 1472.1196 | 0.078126
2037 | 2043 | 7 | 2037-2043 | 2037+07 | 1383.161 | 0.073405
2037 | 2044 | 8 | 2037-2044 | 2037+08 | 1294.2024 | 0.068684
2037 | 2045 | 9 | 2037-2045 | 2037+09 | 1205.2438 | 0.063963
2037 | 2046 | 10 | 2037-2046 | 2037+10 | 1134.0769 | 0.060186
2037 | 2047 | 11 | 2037-2047 | 2037+11 | 1075.8494 | 0.057096
2037 | 2048 | 12 | 2037-2048 | 2037+12 | 1027.3265 | 0.054521
2037 | 2049 | 13 | 2037-2049 | 2037+13 | 986.2687 | 0.052342
2038 | 2038 | 1 | 2038-2038 | 2038+01 | 1738.9955 | 0.092289
2038 | 2039 | 2 | 2038-2039 | 2038+02 | 1650.0369 | 0.087568
2038 | 2040 | 3 | 2038-2040 | 2038+03 | 1561.0783 | 0.082847
2038 | 2041 | 4 | 2038-2041 | 2038+04 | 1472.1196 | 0.078126
2038 | 2042 | 5 | 2038-2042 | 2038+05 | 1383.161 | 0.073405
2038 | 2043 | 6 | 2038-2043 | 2038+06 | 1294.2024 | 0.068684
2038 | 2044 | 7 | 2038-2044 | 2038+07 | 1205.2438 | 0.063963
2038 | 2045 | 8 | 2038-2045 | 2038+08 | 1116.2852 | 0.059242
2038 | 2046 | 9 | 2038-2046 | 2038+09 | 1047.0951 | 0.05557
2038 | 2047 | 10 | 2038-2047 | 2038+10 | 991.7431 | 0.052632
2038 | 2048 | 11 | 2038-2048 | 2038+11 | 946.4551 | 0.050229
2038 | 2049 | 12 | 2038-2049 | 2038+12 | 908.715 | 0.048226
2039 | 2039 | 1 | 2039-2039 | 2039+01 | 1561.0783 | 0.082847
2039 | 2040 | 2 | 2039-2040 | 2039+02 | 1472.1196 | 0.078126
2039 | 2041 | 3 | 2039-2041 | 2039+03 | 1383.161 | 0.073405
2039 | 2042 | 4 | 2039-2042 | 2039+04 | 1294.2024 | 0.068684
2039 | 2043 | 5 | 2039-2043 | 2039+05 | 1205.2438 | 0.063963
2039 | 2044 | 6 | 2039-2044 | 2039+06 | 1116.2852 | 0.059242
2039 | 2045 | 7 | 2039-2045 | 2039+07 | 1027.3265 | 0.054521
2039 | 2046 | 8 | 2039-2046 | 2039+08 | 960.6076 | 0.05098
2039 | 2047 | 9 | 2039-2047 | 2039+09 | 908.715 | 0.048226
2039 | 2048 | 10 | 2039-2048 | 2039+10 | 867.201 | 0.046023
2039 | 2049 | 11 | 2039-2049 | 2039+11 | 833.235 | 0.04422
2040 | 2040 | 1 | 2040-2040 | 2040+01 | 1383.161 | 0.073405
2040 | 2041 | 2 | 2040-2041 | 2040+02 | 1294.2024 | 0.068684
2040 | 2042 | 3 | 2040-2042 | 2040+03 | 1205.2438 | 0.063963
2040 | 2043 | 4 | 2040-2043 | 2040+04 | 1116.2852 | 0.059242
2040 | 2044 | 5 | 2040-2044 | 2040+05 | 1027.3265 | 0.054521
2040 | 2045 | 6 | 2040-2045 | 2040+06 | 938.3679 | 0.0498
2040 | 2046 | 7 | 2040-2046 | 2040+07 | 874.826 | 0.046427
2040 | 2047 | 8 | 2040-2047 | 2040+08 | 827.1696 | 0.043898
2040 | 2048 | 9 | 2040-2048 | 2040+09 | 790.1035 | 0.041931
2040 | 2049 | 10 | 2040-2049 | 2040+10 | 760.4507 | 0.040357
2041 | 2041 | 1 | 2041-2041 | 2041+01 | 1205.2438 | 0.063963
2041 | 2042 | 2 | 2041-2042 | 2041+02 | 1116.2852 | 0.059242
2041 | 2043 | 3 | 2041-2043 | 2041+03 | 1027.3265 | 0.054521
2041 | 2044 | 4 | 2041-2044 | 2041+04 | 938.3679 | 0.0498
2041 | 2045 | 5 | 2041-2045 | 2041+05 | 849.4093 | 0.045078
2041 | 2046 | 6 | 2041-2046 | 2041+06 | 790.1035 | 0.041931
2041 | 2047 | 7 | 2041-2047 | 2041+07 | 747.7423 | 0.039683
2041 | 2048 | 8 | 2041-2048 | 2041+08 | 715.9714 | 0.037997
2041 | 2049 | 9 | 2041-2049 | 2041+09 | 691.2606 | 0.036685
2042 | 2042 | 1 | 2042-2042 | 2042+01 | 1027.3265 | 0.054521
2042 | 2043 | 2 | 2042-2043 | 2042+02 | 938.3679 | 0.0498
2042 | 2044 | 3 | 2042-2044 | 2042+03 | 849.4093 | 0.045078
2042 | 2045 | 4 | 2042-2045 | 2042+04 | 760.4507 | 0.040357
2042 | 2046 | 5 | 2042-2046 | 2042+05 | 707.0755 | 0.037525
2042 | 2047 | 6 | 2042-2047 | 2042+06 | 671.492 | 0.035636
2042 | 2048 | 7 | 2042-2048 | 2042+07 | 646.0753 | 0.034287
2042 | 2049 | 8 | 2042-2049 | 2042+08 | 627.0127 | 0.033276
2043 | 2043 | 1 | 2043-2043 | 2043+01 | 849.4093 | 0.045078
2043 | 2044 | 2 | 2043-2044 | 2043+02 | 760.4507 | 0.040357
2043 | 2045 | 3 | 2043-2045 | 2043+03 | 671.492 | 0.035636
2043 | 2046 | 4 | 2043-2046 | 2043+04 | 627.0127 | 0.033276
2043 | 2047 | 5 | 2043-2047 | 2043+05 | 600.3251 | 0.031859
2043 | 2048 | 6 | 2043-2048 | 2043+06 | 582.5334 | 0.030915
2043 | 2049 | 7 | 2043-2049 | 2043+07 | 569.825 | 0.030241
2044 | 2044 | 1 | 2044-2044 | 2044+01 | 671.492 | 0.035636
2044 | 2045 | 2 | 2044-2045 | 2044+02 | 582.5334 | 0.030915
2044 | 2046 | 3 | 2044-2046 | 2044+03 | 552.8805 | 0.029342
2044 | 2047 | 4 | 2044-2047 | 2044+04 | 538.0541 | 0.028555
2044 | 2048 | 5 | 2044-2048 | 2044+05 | 529.1583 | 0.028083
2044 | 2049 | 6 | 2044-2049 | 2044+06 | 523.2277 | 0.027768
2045 | 2045 | 1 | 2045-2045 | 2045+01 | 493.5748 | 0.026194
2045 | 2046 | 2 | 2045-2046 | 2045+02 | 493.5748 | 0.026194
2045 | 2047 | 3 | 2045-2047 | 2045+03 | 493.5748 | 0.026194
2045 | 2048 | 4 | 2045-2048 | 2045+04 | 493.5748 | 0.026194
2045 | 2049 | 5 | 2045-2049 | 2045+05 | 493.5748 | 0.026194
2046 | 2046 | 1 | 2046-2046 | 2046+01 | 493.5748 | 0.026194
2046 | 2047 | 2 | 2046-2047 | 2046+02 | 493.5748 | 0.026194
2046 | 2048 | 3 | 2046-2048 | 2046+03 | 493.5748 | 0.026194
2046 | 2049 | 4 | 2046-2049 | 2046+04 | 493.5748 | 0.026194
2047 | 2047 | 1 | 2047-2047 | 2047+01 | 493.5748 | 0.026194
2047 | 2048 | 2 | 2047-2048 | 2047+02 | 493.5748 | 0.026194
2047 | 2049 | 3 | 2047-2049 | 2047+03 | 493.5748 | 0.026194
2048 | 2048 | 1 | 2048-2048 | 2048+01 | 493.5748 | 0.026194
2048 | 2049 | 2 | 2048-2049 | 2048+02 | 493.5748 | 0.026194
2049 | 2049 | 1 | 2049-2049 | 2049+01 | 493.5748 | 0.026194
​

## Dropdown
dropdown_MAT | dropdown_Fuel | lookup_fuel_units
NR | natural gas | therms
AR | electricity | kWh
natural gas + electricity

## E3 Cover (hidden)
Fuel Substitution: Annual Factors
FuelSub_Annual Factors
Prepared by:
Energy and Environmental Economics, Inc.
44 Montgomery Street, Suite 1500
San Francisco, CA 94104
Phone: 415-391-5100
2019-09-20

## Annual Factors
Long Run System Characteristics
Year | Emissions Intensity (short tons/MWh) | Source Energy (Btu/kWh) | Emissions Intensity (metric tonnes/MWh)
2019 | 0.21501 | 3675.4621 | 0.19506
2020 | 0.20728 | 3543.1658 | 0.18804
2021 | 0.19954 | 3410.8694 | 0.18102
2022 | 0.1918 | 3278.5731 | 0.174
2023 | 0.19922 | 3405.5015 | 0.18073
2024 | 0.20665 | 3532.4298 | 0.18747
2025 | 0.21407 | 3659.3582 | 0.1942
2026 | 0.2215 | 3786.2865 | 0.20094
2027 | 0.21237 | 3630.2983 | 0.19266
2028 | 0.20325 | 3474.31 | 0.18438
2029 | 0.19412 | 3318.3217 | 0.1761
2030 | 0.185 | 3162.3335 | 0.16783
2031 | 0.17459 | 2984.4162 | 0.15838
2032 | 0.16418 | 2806.499 | 0.14894
2033 | 0.15377 | 2628.5817 | 0.1395
2034 | 0.14336 | 2450.6645 | 0.13006
2035 | 0.13296 | 2272.7472 | 0.12062
2036 | 0.12255 | 2094.83 | 0.11117
2037 | 0.11214 | 1916.9128 | 0.10173
2038 | 0.10173 | 1738.9955 | 0.092289
2039 | 0.091323 | 1561.0783 | 0.082847
2040 | 0.080915 | 1383.161 | 0.073405
2041 | 0.070507 | 1205.2438 | 0.063963
2042 | 0.060099 | 1027.3265 | 0.054521
2043 | 0.04969 | 849.4093 | 0.045078
2044 | 0.039282 | 671.492 | 0.035636
2045 | 0.028874 | 493.5748 | 0.026194
2046 | 0.028874 | 493.5748 | 0.026194
2047 | 0.028874 | 493.5748 | 0.026194
2048 | 0.028874 | 493.5748 | 0.026194
2049 | 0.028874 | 493.5748 | 0.026194

## Long-run Emissions Inputs
2017/2018 IRP Reference System Plan |  | 2018 | 2022 | 2026 | 2030
Load | GWh | 239106.9674 | 245583.2802 | 251286.1338 | 255038.0986
Total Retail Sales | GWh | 209330.5911 | 207691.65 | 205654.0187 | 202709.5843
Total CAISO Emissions | MMtCO2 | 42.3013 | 36.1373 | 41.324 | 34.02
Total CAISO Emissions | Million Short Tons CO2 | 46.6292 | 39.8345 | 45.5519 | 37.5006
2045 Supply Assumption
Share of Fossil Generation | % | 7.247%
Intensity of fossil generation | tonnes/MWh | 0.39842
Emissions Intensity in 2045 | tonnes/MWh | 0.028874
CO2 emissions of NG combustion | short tons/MMBtu | 0.0585
|  | 2018 | 2019 | 2020 | 2021 | 2022 | 2023 | 2024 | 2025 | 2026 | 2027 | 2028 | 2029 | 2030 | 2031 | 2032 | 2033 | 2034 | 2035 | 2036 | 2037 | 2038 | 2039 | 2040 | 2041 | 2042 | 2043 | 2044 | 2045 | 2046 | 2047 | 2048 | 2049
Total Retail Sales | GWh | 0.0585 2018: 209330.5911; 0.0585 2019: 208920.8559; 0.0585 2020: 208511.1206; 0.0585 2021: 208101.3853; 0.0585 2022: 207691.65; 0.0585 2023: 207182.2422; 0.0585 2024: 206672.8344; 0.0585 2025: 206163.4266; 0.0585 2026: 205654.0187; 0.0585 2027: 204917.9101; 0.0585 2028: 204181.8015; 0.0585 2029: 203445.6929; 0.0585 2030: 202709.5843
Total CAISO Emissions | Million Short Tons CO2 | 0.0585 2018: 46.6292; 0.0585 2019: 44.9305; 0.0585 2020: 43.2319; 0.0585 2021: 41.5332; 0.0585 2022: 39.8345; 0.0585 2023: 41.2639; 0.0585 2024: 42.6932; 0.0585 2025: 44.1226; 0.0585 2026: 45.5519; 0.0585 2027: 43.5391; 0.0585 2028: 41.5262; 0.0585 2029: 39.5134; 0.0585 2030: 37.5006
Emissions Intensity | short tons/MWh | 0.22275 | 0.21501 | 0.20728 | 0.19954 | 0.1918 | 0.19922 | 0.20665 | 0.21407 | 0.2215 | 0.21237 | 0.20325 | 0.19412 | 0.185 | 0.17459 | 0.16418 | 0.15377 | 0.14336 | 0.13296 | 0.12255 | 0.11214 | 0.10173 | 0.091323 | 0.080915 | 0.070507 | 0.060099 | 0.04969 | 0.039282 | 0.028874 | 0.028874 | 0.028874 | 0.028874 | 0.028874
Source Energy | Btu/kWh | 3807.7585 | 3675.4621 | 3543.1658 | 3410.8694 | 3278.5731 | 3405.5015 | 3532.4298 | 3659.3582 | 3786.2865 | 3630.2983 | 3474.31 | 3318.3217 | 3162.3335 | 2984.4162 | 2806.499 | 2628.5817 | 2450.6645 | 2272.7472 | 2094.83 | 1916.9128 | 1738.9955 | 1561.0783 | 1383.161 | 1205.2438 | 1027.3265 | 849.4093 | 671.492 | 493.5748 | 493.5748 | 493.5748 | 493.5748 | 493.5748

## Reference
Name | Value | Units
Ton to Tonne | 1.1023 | short tons/metric tonne
MMBtu to Therms | 0.1 | MMBtu/therm
Btu to Therm | 100000 | Btu/therm
Btu to kWh | 3413 | Btu/kWh
Natural Gas Carbon Content | 0.0585 | short tons/MMBtu
Natural Gas Carbon Content | 0.005307 | metric tons/therm
CCGT Characteristics
Heat Rate | 7000 | Btu/kWh
Natural Gas Emissions (at generator) | 0.37149 | tonnes/MWh generated
Natural Gas Emissions (delivered) | 0.39842 | tonnes/MWh delivered
Loss Factors from ACC_2019_v1b
| PG&E | SCE | SDG&E
Weighted Average Loss Factor | 1.0706 | 1.0744 | 1.0724
Statewide Average | 7.247% | << Used to estimate the percentage of generation that would be permitted under SB 100
TOU Period | PG&E | SCE | SDG&E
Summer Peak | 1.1086 | 1.0845 | 1.0809
Summer Shoulder | 1.0725 | 1.08 | 1.0772
Summer Off-Peak | 1.057 | 1.0735 | 1.0677
Winter Peak | - | - | 1.0833
Winter Shoulder | 1.0903 | 1.0773 | 1.0762
Winter Off-Peak | 1.0612 | 1.0705 | 1.0675
Number of hours by TOU Period
Summer Peak | 774 | 504 | 742
Summer Shoulder | 903 | 756 | 954
Summer Off-Peak | 2739 | 1668 | 1976
Winter Peak | 0 | 0 | 441
Winter Shoulder | 1612 | 2197 | 1911
Winter Off-Peak | 2732 | 3635 | 2736
Total Hours | 8760 | 8760 | 8760