## Meter Data
Phase 3 - 2027 Base Model - Meter Data in Hydraulic Model Results
| Steady State Results |  | Meter Configuration In Model
Name | InFlow (MMscfd) | Pressure (psig) | Node Name | Generation Facility | Generation Facility EIA Code | Description | Profile Name | ProfileType | Profile Enabled
[6 empty] | Core | GENL | Relative ProRate | Yes
[6 empty] | Core | GENL | Relative ProRate | Yes
[6 empty] | Wholesale |  | Relative ProRate | No
|  |  |  | Hanford Energy Park Peaker | 55698 | EG1 | HANFORD | Absolute | No
|  |  |  | Delano Energy Center | 58122 | EG2 |  | Relative ProRate | No
[6 empty] | Core | GENL | Relative ProRate | Yes
[6 empty] | Core | GENL | Relative ProRate | Yes
|  |  |  | Broadway | 420 | EG1 |  | Relative ProRate | No
|  |  |  | Glenarm | 422 | EG2 | GLENARM | Absolute | No
[6 empty] | NonCore | NONCORE | Relative ProRate | Yes
|  |  |  | Ratkovich Alhambra | 62458 | SMEG | SMEG | Relative ProRate | No
[6 empty] | CORE | GENL | Relative ProRate | Yes
|  |  |  | Coachella | 6060 | EG1 | COACHLLA | Absolute | No
[6 empty] | NonCore | NONCORE | Relative ProRate | Yes
[6 empty] | SMEG | SMEG | Relative ProRate | Yes
[6 empty] | Core | GENL | Relative ProRate | Yes
[6 empty] | NonCore | NONCORE | Relative ProRate | Yes
[6 empty] | SMEG | SMEG | Relative ProRate | Yes
[6 empty] | Core | GENL | Relative ProRate | Yes
[6 empty] | NONCORE | Noncore | Relative ProRate | Yes
[6 empty] | SMEG | SMEG | Relative ProRate | Yes
[6 empty] | Core | GENL | Relative ProRate | Yes
|  |  |  | Sentinel Energy Center, LLC | 57482 | EGQUICK | SENTINEL | Absolute | No
[6 empty] | NONCORE | Noncore | Relative ProRate | Yes
|  |  |  | Municipal Cogen Plant | 50674 | SMEG | SMEG | Relative ProRate | No
[6 empty] | Core | GENL | Relative ProRate | Yes
[6 empty] | NONCORE | Noncore | Relative ProRate | Yes
[6 empty] | Core | GENL | Relative ProRate | Yes
[6 empty] | NONCORE | Noncore | Relative ProRate | Yes
[6 empty] | SMEG | SMEG | Relative ProRate | Yes
[6 empty] | Core | GENL | Relative ProRate | Yes
[6 empty] | NONCORE | Noncore | Relative ProRate | Yes
[6 empty] | SMEG | SMEG | Relative ProRate | Yes
[6 empty] | Core | GENL | Relative ProRate | Yes
|  |  |  | Clearwater Power Plant | 56356 | EG1 | CLRWTRCG | Absolute | No
|  |  |  | Corona Energy Partners, Ltd | 10635 | EG2 |  | Relative ProRate | No
[6 empty] | NONCORE | Noncore | Relative ProRate | Yes
[6 empty] | SMEG | SMEG | Relative ProRate | Yes
[6 empty] | Core | GENL | Relative ProRate | Yes
[6 empty] | Core | GENL | Relative ProRate | Yes
[6 empty] | Core | GENL | Relative ProRate | Yes
[6 empty] | NONCORE | Noncore | Relative ProRate | Yes
|  |  |  | Energy Center | 58168 | SMEG | SMEG | Relative ProRate | No
[6 empty] | Core | GENL | Relative ProRate | Yes
|  |  |  | Century Generating Facility | 55934 | EG1 | ACENTURY | Absolute | No
|  |  |  | Springs Generating Station | 56144 | EG2 | SPRINGEN | Absolute | No
[6 empty] | NONCORE | Noncore | Relative ProRate | Yes
[6 empty] | SMEG | SMEG | Relative ProRate | Yes
[6 empty] | Core | GENL | Relative ProRate | Yes
|  |  |  | Riverside Energy Resource Center | 56143 | EG1 | RIVERSID | Absolute | No
[6 empty] | NONCORE | Noncore | Relative ProRate | Yes
[6 empty] | SMEG | SMEG | Relative ProRate | Yes
[6 empty] | Core | GENL | Relative ProRate | Yes
|  |  |  | OLS Energy - Chino | 50850 | EG2 | OLSCHINO | Absolute | No
|  |  |  | Agua Mansa Power Plant | 55951 | EG1 | AGUAMANS | Absolute | No
[6 empty] | Core | GENL | Relative ProRate | Yes
[6 empty] | NONCORE | Noncore | Relative ProRate | Yes
[6 empty] | SMEG | SMEG | Relative ProRate | Yes
[6 empty] | Core | GENL | Relative ProRate | Yes
[6 empty] | Core | GENL | Relative ProRate | Yes
[6 empty] | Core | GENL | Relative ProRate | Yes
[6 empty] | NONCORE | Noncore | Relative ProRate | Yes
[6 empty] | SMEG | SMEG | Relative ProRate | Yes
[6 empty] | Core | GENL | Relative ProRate | Yes
|  |  |  | Blythe Energy Inc. | 55295 | EG1 | BLYENERG | Absolute | Yes
[6 empty] | NONCORE | Noncore | Relative ProRate | Yes
[6 empty] | SMEG | SMEG | Relative ProRate | Yes
[6 empty] | Core | GENL | Relative ProRate | Yes
[6 empty] | NONCORE | Noncore | Relative ProRate | Yes
[6 empty] | Core | GENL | Relative ProRate | Yes
[6 empty] | NONCORE | Noncore | Relative ProRate | Yes
[6 empty] | Core | GENL | Relative ProRate | Yes
[6 empty] | Core | GENL | Relative ProRate | Yes
[6 empty] | Core | GENL | Relative ProRate | Yes
[6 empty] | Core | GENL | Relative ProRate | Yes
[6 empty] | SMEG | SMEG | Relative ProRate | Yes
[6 empty] | Core | GENL | Relative ProRate | Yes
|  |  |  | Chevron El Segundo Refinery |  | Refinery |  | Relative ProRate | No
|  |  |  | Ellwood | 8076 | EG1 | ELLWOOD | Absolute | No
[6 empty] | Core | GENL | Relative ProRate | Yes
[6 empty] | NONCORE | Noncore | Relative ProRate | Yes
|  |  |  | Oxnard Paper Mill | 57585 | SMEG | SMEG | Relative ProRate | No
[6 empty] | Core | GENL | Relative ProRate | Yes
[6 empty] | NONCORE | Noncore | Relative ProRate | Yes
[6 empty] | SMEG | SMEG | Relative ProRate | Yes
[6 empty] | Core | GENL | Relative ProRate | Yes
[6 empty] | SMEG | SMEG | Relative ProRate | Yes
[6 empty] | Core | GENL | Relative ProRate | Yes
[6 empty] | NONCORE | Noncore | Relative ProRate | Yes
[6 empty] | Core | GENL | Relative ProRate | Yes
[6 empty] | NONCORE | Noncore | Relative ProRate | Yes
[6 empty] | SMEG | SMEG | Relative ProRate | Yes
[6 empty] | Core | GENL | Relative ProRate | Yes
[6 empty] | Core | GENL | Relative ProRate | Yes
[6 empty] | SMEG | SMEG | Relative ProRate | Yes
[6 empty] | NONCORE | Noncore | Relative ProRate | Yes
|  |  |  | Valero Wilmington Asphalt Refinery |  | Refinery |  | Relative ProRate | No
[6 empty] | Core | GENL | Relative ProRate | Yes
[6 empty] | EOR |  | Relative ProRate | No
[6 empty] | NONCORE | Noncore | Relative ProRate | Yes
|  |  |  | Delano Energy Center | 58122 | SMEG | SMEG | Relative ProRate | No
[6 empty] | Core | GENL | Relative ProRate | Yes
|  |  |  | Olive | 6013 | EG1 | OLIVE | Absolute | No
[6 empty] | SMEG | SMEG | Relative ProRate | Yes
[6 empty] | Core | GENL | Relative ProRate | Yes
[6 empty] | NonCore | Noncore | Relative ProRate | Yes
|  |  |  | Disney Prospect | 62571 | SMEG | SMEG | Relative ProRate | No
|  |  |  | El Segundo Cogen. | 10213 | EG1 | ELSEGUND | Absolute | No
|  |  |  | Carlsbad Energy Center | 59002 | EGQUICK | ENCINA | Absolute | No
[6 empty] | SDG NC | Noncore | Relative ProRate | Yes
[6 empty] | SDGCore | CORE | Relative ProRate | Yes
[6 empty] | SDGCore | CORE | Relative ProRate | Yes
[6 empty] | SDGCore | CORE | Relative ProRate | Yes
|  |  |  | El Cajon Energy Center | 57001 | SMEG | SMEG | Relative ProRate | No
[6 empty] | SDG NC | Noncore | Relative ProRate | Yes
[6 empty] | SDGCore | CORE | Relative ProRate | Yes
[6 empty] | SDG NC | Noncore | Relative ProRate | Yes
[6 empty] | SDGCore | CORE | Relative ProRate | Yes
|  |  |  | Cuyamaca Peak Energy Plant | 55512 | EG1 | CUYAMACA | Absolute | No
[6 empty] | SDGCore | CORE | Relative ProRate | Yes
|  |  |  | Chula Vista Energy Center | 55540 | EG1 | CVENRGCN | Absolute | No
[6 empty] | SDG NC | Noncore | Relative ProRate | Yes
[6 empty] | SDGCore | CORE | Relative ProRate | Yes
[6 empty] | SDGCore | CORE | Relative ProRate | Yes
|  |  |  | Grossmont Hospital | 10115 | SMEG | SMEG | Relative ProRate | No
[6 empty] | SDG NC | Noncore | Relative ProRate | Yes
[6 empty] | SDGCore | CORE | Relative ProRate | Yes
[6 empty] | SDG NC | Noncore | Relative ProRate | Yes
[6 empty] | SDGCore | CORE | Relative ProRate | Yes
[6 empty] | SDG NC | Noncore | Relative ProRate | Yes
[6 empty] | SDGCore | CORE | Relative ProRate | Yes
|  |  |  | CP Kelco San Diego Plant | 52147 | EGQUICK | KELCO | Absolute | No
|  |  |  | Naval Hospital Medical Center | 50963 | EG2 | DIVISIONNAVAL | Absolute | No
[6 empty] | SDG NC | Noncore | Relative ProRate | Yes
[6 empty] | SDGCore | CORE | Relative ProRate | Yes
[6 empty] | SDGCore | CORE | Relative ProRate | Yes
[6 empty] | SDGCore | CORE | Relative ProRate | Yes
|  |  |  | Richard J Donavan Correctional Facility | 54936 | SMEG | SMEG | Relative ProRate | No
[6 empty] | SDG NC | Noncore | Relative ProRate | Yes
[6 empty] | SDGCore | CORE | Relative ProRate | Yes
|  |  |  | NRG Energy San Diego | 54337 | SMEG | SMEG | Relative ProRate | No
[6 empty] | SDG NC | Noncore | Relative ProRate | Yes
[6 empty] | SDGCore | CORE | Relative ProRate | Yes
[6 empty] | SDGCore | CORE | Relative ProRate | Yes
[6 empty] | SDGCore | CORE | Relative ProRate | Yes
[6 empty] | SDG NC | Noncore | Relative ProRate | Yes
[6 empty] | SDGCore | CORE | Relative ProRate | Yes
[6 empty] | SDG NC | Noncore | Relative ProRate | Yes
[6 empty] | SDGCore | CORE | Relative ProRate | Yes
[6 empty] | Core | GENL | Relative ProRate | Yes
[6 empty] | NONCORE | Noncore | Relative ProRate | Yes
|  |  |  | Amazon San Bernadino | 59800 | SMEG | SMEG | Relative ProRate | No
[6 empty] | Core | GENL | Relative ProRate | Yes
|  |  |  | Loma Linda University Cogen | 10206 | SMEG | SMEG | Relative ProRate | No
[6 empty] | Core | GENL | Relative ProRate | Yes
|  |  |  | Gaviota Oil Plant | 50623 | EOR |  | Relative ProRate | No
[6 empty] | NonCore | Noncore | Relative ProRate | Yes
|  |  |  | Greka Energy, Santa Maria Refinery |  | Refinery |  | Relative ProRate | No
[6 empty] | SMEG | SMEG | Relative ProRate | Yes
[6 empty] | Core | GENL | Relative ProRate | Yes
[6 empty] | NONCORE | Noncore | Relative ProRate | Yes
[6 empty] | SMEG | SMEG | Relative ProRate | Yes
[6 empty] | Core | GENL | Relative ProRate | Yes
[6 empty] | SMEG | SMEG | Relative ProRate | Yes
[6 empty] | Core | GENL | Relative ProRate | Yes
[6 empty] | NonCore | Noncore | Relative ProRate | Yes
[6 empty] | SMEG | SMEG | Relative ProRate | Yes
[6 empty] | Core | GENL | Relative ProRate | Yes
|  |  |  | El Centro Hybrid | 389 | EG1 | ELCENTRO | Absolute | No
|  |  |  | Niland Gas Turbine Plant | 56569 | EG2 | NILAND | Absolute | No
|  |  |  | Rockwood | 7824 | EG3 | ROCKGT | Absolute | No
[6 empty] | NONCORE | Noncore | Relative ProRate | Yes
|  |  |  | MGAGCC Cogen Plant | 58914 | SMEG | SMEG | Relative ProRate | No
[6 empty] | Wholesale |  | Relative ProRate | No
|  |  |  | AES Alamitos LLC | 62115 | EG1 | AES_ALAM | Absolute | Yes
|  |  |  | LADWP Haynes Gen | 400 | EG3 | HAYNESCC | Absolute | No
[6 empty] | EGQUICK | HAYNESGT | Absolute | No
[6 empty] | EG2 |  | Relative ProRate | No
[6 empty] | Core | GENL | Relative ProRate | Yes
|  |  |  | AES Huntington Beach Energy Project | 62116 | EG1 | HUNT_BCH | Absolute | Yes
[6 empty] | SMEG | SMEG | Relative ProRate | Yes
[6 empty] | Core | GENL | Relative ProRate | Yes
[6 empty] | NONCORE | Noncore | Relative ProRate | Yes
|  |  |  | Equinix Douglas St. Fuel Cell | 62704 | SMEG | SMEG | Relative ProRate | No
[6 empty] | Core | GENL | Relative ProRate | Yes
[6 empty] | NONCORE | Noncore | Relative ProRate | Yes
[6 empty] | Core | GENL | Relative ProRate | Yes
[6 empty] | NONCORE | Noncore | Relative ProRate | Yes
|  |  |  | Stanton Energy Reliability Center Hybrid | 60698 | SMEG | SMEG | Relative ProRate | No
[6 empty] | Core | GENL | Relative ProRate | Yes
[6 empty] | NONCORE | Noncore | Relative ProRate | Yes
|  |  |  | Biola University Hybrid | 54296 | SMEG | SMEG | Relative ProRate | No
[6 empty] | Core | GENL | Relative ProRate | Yes
[6 empty] | NONCORE | Noncore | Relative ProRate | Yes
[6 empty] | SMEG | SMEG | Relative ProRate | Yes
[6 empty] | Core | GENL | Relative ProRate | Yes
[6 empty] | Core | GENL | Relative ProRate | Yes
[6 empty] | NONCORE | Noncore | Relative ProRate | Yes
[6 empty] | SMEG | SMEG | Relative ProRate | Yes
[6 empty] | Wholesale |  | Relative ProRate | No
[6 empty] | Core | GENL | Relative ProRate | Yes
[6 empty] | NONCORE | Noncore | Relative ProRate | Yes
[6 empty] | SMEG | SMEG | Relative ProRate | Yes
[6 empty] | Core | GENL | Relative ProRate | Yes
[6 empty] | NONCORE | Noncore | Relative ProRate | Yes
|  |  |  | UCI Fuel Cell | 60120 | SMEG | SMEG | Relative ProRate | No
[6 empty] | Core | GENL | Relative ProRate | Yes
[6 empty] | NONCORE | Noncore | Relative ProRate | Yes
[6 empty] | SMEG | SMEG | Relative ProRate | Yes
[6 empty] | Core | GENL | Relative ProRate | Yes
[6 empty] | EOR |  | Relative ProRate | No
[6 empty] | NONCORE | Noncore | Relative ProRate | Yes
|  |  |  | ATT Kelvin | 62573 | SMEG | SMEG | Relative ProRate | No
|  |  |  | Barre Peaker | 56474 | EG1 | BARRE_PK | Absolute | No
[6 empty] | Core | GENL | Relative ProRate | Yes
[6 empty] | NONCORE | Noncore | Relative ProRate | Yes
[6 empty] | SMEG | SMEG | Relative ProRate | Yes
[6 empty] | Core | GENL | Relative ProRate | Yes
[6 empty] | NONCORE | Noncore | Relative ProRate | Yes
[6 empty] | SMEG | SMEG | Relative ProRate | Yes
[6 empty] | Core | GENL | Relative ProRate | Yes
[6 empty] | NONCORE | Noncore | Relative ProRate | Yes
[6 empty] | SMEG | SMEG | Relative ProRate | Yes
[6 empty] | Wholesale |  | Relative ProRate | No
|  |  |  | Valero Wilmington Refinery |  | Refinery |  | Relative ProRate | No
|  |  |  | LADWP Harbor Generation Station | 399 | EG1 | LADWP Harbor | Absolute | No
[6 empty] | Core | GENL | Relative ProRate | Yes
[6 empty] | Core | GENL | Relative ProRate | Yes
[6 empty] | NONCORE | Noncore | Relative ProRate | Yes
[6 empty] | SMEG | SMEG | Relative ProRate | Yes
[6 empty] | Core | GENL | Relative ProRate | Yes
[6 empty] | NONCORE | Noncore | Relative ProRate | Yes
[6 empty] | SMEG | SMEG | Relative ProRate | Yes
[6 empty] | Core | GENL | Relative ProRate | Yes
[6 empty] | SMEG | SMEG | Relative ProRate | Yes
[6 empty] | Core | GENL | Relative ProRate | Yes
[6 empty] | NONCORE | Noncore | Relative ProRate | Yes
|  |  |  | Equinix Maple Ave. Fuel Cell | 62705 | SMEG | SMEG | Relative ProRate | No
[6 empty] | Core | GENL | Relative ProRate | Yes
[6 empty] | NONCORE | Noncore | Relative ProRate | Yes
[6 empty] | SMEG | SMEG | Relative ProRate | Yes
[6 empty] | Core | GENL | Relative ProRate | Yes
[6 empty] | NONCORE | Noncore | Relative ProRate | Yes
|  |  |  | PBF Energy, Torrance Refinery |  | Refinery |  | Relative ProRate | No
[6 empty] | SMEG | SMEG | Relative ProRate | Yes
[6 empty] | Core | GENL | Relative ProRate | Yes
|  |  |  | Harbor Cogen | 50541 | EG1 | HARBOR | Absolute | No
[6 empty] | NONCORE | Noncore | Relative ProRate | Yes
[6 empty] | Core | GENL | Relative ProRate | Yes
|  |  |  | Watson Cogeneration | 50216 | EG1 | WATSONCG | Relative ProRate | No
[6 empty] | NonCore | NONCORE | Relative ProRate | Yes
[6 empty] | SMEG | SMEG | Relative ProRate | Yes
[6 empty] | Core | GENL | Relative ProRate | Yes
[6 empty] | Core | GENL | Relative ProRate | Yes
[6 empty] | Core | GENL | Relative ProRate | Yes
[6 empty] | NONCORE | Noncore | Relative ProRate | Yes
[6 empty] | SMEG | SMEG | Relative ProRate | Yes
[6 empty] | EOR |  | Relative ProRate | No
|  |  |  | Local Production |  | PRD |  | Relative ProRate | No
[6 empty] | Core | GENL | Relative ProRate | Yes
[6 empty] | NONCORE | Noncore | Relative ProRate | Yes
[6 empty] | SMEG | SMEG | Relative ProRate | Yes
[6 empty] | Core | GENL | Relative ProRate | Yes
[6 empty] | NONCORE | Noncore | Relative ProRate | Yes
[6 empty] | SMEG | SMEG | Relative ProRate | Yes
[6 empty] | Core | GENL | Relative ProRate | Yes
[6 empty] | NONCORE | Noncore | Relative ProRate | Yes
[6 empty] | SMEG | SMEG | Relative ProRate | Yes
[6 empty] | Core | GENL | Relative ProRate | Yes
[6 empty] | NONCORE | Noncore | Relative ProRate | Yes
|  |  |  | Malburg | 56041 | SMEG | SMEG | Relative ProRate | No
[6 empty] | Core | GENL | Relative ProRate | Yes
|  |  |  | SCE Center Peaker | 56475 | EG1 | CNTRPKGT | Absolute | No
[6 empty] | SMEG | SMEG | Relative ProRate | Yes
|  |  |  | Walnut Creek Energy Park | 57515 | EG1 | WALNTCRK | Relative ProRate | No
[6 empty] | Core | GENL | Relative ProRate | Yes
[6 empty] | NONCORE | Noncore | Relative ProRate | Yes
|  |  |  | California Institute of Technology | 10262 | SMEG | SMEG | Relative ProRate | No
[6 empty] | Core | GENL | Relative ProRate | Yes
[6 empty] | NONCORE | Noncore | Relative ProRate | Yes
[6 empty] | Core | GENL | Relative ProRate | Yes
[6 empty] | NONCORE | Noncore | Relative ProRate | Yes
|  |  |  | Phillips 66 Wilmington |  | Refinery |  | Relative ProRate | No
|  |  |  | Paramount Refinery | 58058 | SMEG | SMEG | Relative ProRate | No
[6 empty] | Core | GENL | Relative ProRate | Yes
[6 empty] | NONCORE | Noncore | Relative ProRate | Yes
[6 empty] | Core | GENL | Relative ProRate | Yes
[6 empty] | NONCORE | Noncore | Relative ProRate | Yes
[6 empty] | SMEG | SMEG | Relative ProRate | Yes
[6 empty] | Core | GENL | Relative ProRate | Yes
[6 empty] | NONCORE | Noncore | Relative ProRate | Yes
[6 empty] | Core | GENL | Relative ProRate | Yes
[6 empty] | NONCORE | Noncore | Relative ProRate | Yes
[6 empty] | Core | GENL | Relative ProRate | Yes
[6 empty] | NONCORE | Noncore | Relative ProRate | Yes
|  |  |  | Carson Cogeneration | 10169 | SMEG | SMEG | Relative ProRate | No
[6 empty] | Core | GENL | Relative ProRate | Yes
[6 empty] | NONCORE | Noncore | Relative ProRate | Yes
|  |  |  | Att Van Nuys | 62574 | SMEG | SMEG | Relative ProRate | No
[6 empty] | Core | GENL | Relative ProRate | Yes
[6 empty] | NONCORE | Noncore | Relative ProRate | Yes
[6 empty] | SMEG | SMEG | Relative ProRate | Yes
[6 empty] | Core | GENL | Relative ProRate | Yes
|  |  |  | SCPPA - Magnolia | 56046 | EG2 | MAGNOLIA | Absolute | No
|  |  |  | LADWP Valley | 408 | EG4 | VALLEYCC | Absolute | Yes
|  |  |  | Lake One | 7987 | EG1 | LAKEONE | Absolute | No
[6 empty] | NonCore | Noncore | Relative ProRate | Yes
[6 empty] | Core | GENL | Relative ProRate | Yes
|  |  |  | Grayson | 377 | EG1 | GRAYSON | Absolute | No
[6 empty] | NONCORE | Noncore | Relative ProRate | Yes
[6 empty] | Core | GENL | Relative ProRate | Yes
[6 empty] | Core | GENL | Relative ProRate | Yes
[6 empty] | SMEG | SMEG | Relative ProRate | Yes
[6 empty] | Core | GENL | Relative ProRate | Yes
[6 empty] | NONCORE | Noncore | Relative ProRate | Yes
[6 empty] | SMEG | SMEG | Relative ProRate | Yes
[6 empty] | Core | GENL | Relative ProRate | Yes
|  |  |  | Berry Placerita Cogen | 52096 | EOR |  | Relative ProRate | No
[6 empty] | SMEG | SMEG | Relative ProRate | Yes
[6 empty] | NONCORE | Noncore | Relative ProRate | Yes
|  |  |  | UCI Facilities Management Central Plant | 57122 | EG1 | ANAHM_GT | Absolute | No
|  |  |  | Canyon Power | 57027 | EG2 | CANYNPWR | Absolute | No
[6 empty] | Core | GENL | Relative ProRate | Yes
[6 empty] | Core | GENL | Relative ProRate | Yes
[6 empty] | EOR |  | Relative ProRate | No
[6 empty] | NONCORE | Noncore | Relative ProRate | Yes
[6 empty] | Core | GENL | Relative ProRate | Yes
[6 empty] | NONCORE | Noncore | Relative ProRate | Yes
|  |  |  | Valero Wilmington Cogeneration Plant | 63285 | SMEG | SMEG | Relative ProRate | No
|  |  |  | Henrietta Peaker | 55807 | EG1 | HENRIETA | Absolute | No
[6 empty] | Core | GENL | Relative ProRate | Yes
[6 empty] | EOR |  | Relative ProRate | No
[6 empty] | NONCORE | Noncore | Relative ProRate | Yes
[6 empty] | Core | GENL | Relative ProRate | Yes
[6 empty] | NONCORE | Noncore | Relative ProRate | Yes
[6 empty] | SMEG | SMEG | Relative ProRate | Yes
[6 empty] | Core | GENL | Relative ProRate | Yes
[6 empty] | Core | GENL | Relative ProRate | Yes
[6 empty] | NONCORE | Noncore | Relative ProRate | Yes
[6 empty] | SMEG | SMEG | Relative ProRate | Yes
[6 empty] | Core | GENL | Relative ProRate | Yes
[6 empty] | NONCORE | Noncore | Relative ProRate | Yes
[6 empty] | SMEG | SMEG | Relative ProRate | Yes
|  |  |  | CalPeak Power Border Peaker Plant | 55510 | EG1 | CLPKBORD | Absolute | No
|  |  |  | Larkspur Energy Facility | 55542 | EG2 | LARKSPUR | Absolute | No
[6 empty] | Core | GENL | Relative ProRate | Yes
|  |  |  | E F Oxnard Energy Facility | 10776 | EG1 | EFOXNARD | Absolute | No
|  |  |  | CSUCI Site Authority | 50851 | EG4 | OLSCAMAR | Absolute | No
|  |  |  | Oxnard | 50464 | EG5 | OXNARD | Absolute | No
[6 empty] | EOR |  | Relative ProRate | No
|  |  |  | McGrath Peaker | 56471 | EG3 | MCGRATH | Absolute | No
|  |  |  | Mandalay | 345 | EG2 |  | Relative ProRate | No
[6 empty] | NONCORE | Noncore | Relative ProRate | Yes
[6 empty] | Core | GENL | Relative ProRate | Yes
[6 empty] | NONCORE | Noncore | Relative ProRate | Yes
|  |  |  | Lunday Thagard, South Gate Refinery |  | Refinery |  | Relative ProRate | No
|  |  |  | Mira Loma Peaker | 56473 | SMEG | SMEG | Relative ProRate | No
[6 empty] | Core | GENL | Relative ProRate | Yes
[6 empty] | NONCORE | Noncore | Relative ProRate | Yes
[6 empty] | SMEG | SMEG | Relative ProRate | Yes
[6 empty] | Core | GENL | Relative ProRate | Yes
[6 empty] | NONCORE | Noncore | Relative ProRate | Yes
[6 empty] | SMEG | SMEG | Relative ProRate | Yes
|  |  |  | Bear Valley Power Plant | 56346 | SMEG | SMEG | Relative ProRate | No
[6 empty] | CORE | GENL | Relative ProRate | Yes
|  |  |  | Mountainview Generating Station | 358 | EG2 | MNTVIEW | Absolute | Yes
|  |  |  | Grapeland Hybrid | 56472 | EG1 | GRAPELPK | Absolute | No
[6 empty] | NonCore | Noncore | Relative ProRate | Yes
|  |  |  | Lunday Thugard Meter 2 |  | Refinery |  | Relative ProRate | No
|  |  |  | Starbucks - Evolution Fresh | 59804 | SMEG | SMEG | Relative ProRate | No
[6 empty] | Core | GENL | Relative ProRate | Yes
|  |  |  | New Indy Ontario Mill | 10427 | EG2 | INLNDCON | Absolute | No
|  |  |  | Drews Generating Facility | 55935 | EG1 | A_DREWS | Absolute | No
[6 empty] | NONCORE | Noncore | Relative ProRate | Yes
|  |  |  | San Antonion Regional Hospital | 50234 | SMEG | SMEG | Relative ProRate | No
[6 empty] | Core | GENL | Relative ProRate | Yes
[6 empty] | NONCORE | Noncore | Relative ProRate | Yes
|  |  |  | Cal State University San Bernadino FCO1 | 57544 | SMEG | SMEG | Relative ProRate | No
[6 empty] | Core | GENL | Relative ProRate | Yes
[6 empty] | Core | GENL | Relative ProRate | Yes
[6 empty] | NONCORE | Noncore | Relative ProRate | Yes
[6 empty] | SMEG | SMEG | Relative ProRate | Yes
|  |  |  | Westend Facility | 10685 | SMEG |  | Relative ProRate | No
[6 empty] | Wholesale |  | Relative ProRate | No
[6 empty] | Core | GENL | Relative ProRate | Yes
[6 empty] | Core | GENL | Relative ProRate | Yes
[6 empty] | NONCORE | Noncore | Relative ProRate | Yes
|  |  |  | San Joaqin Refining Company |  | Refinery |  | Relative ProRate | No
[6 empty] | SMEG | SMEG | Relative ProRate | Yes
|  |  |  | New-Indy Ontario Mall | 10427 | EG2 | NEWINDY | Absolute | No
|  |  |  | Ormond Beach | 350 | EG1 | ORMOND | Absolute | No
|  |  |  | Otay Mesa Generating Project | 55345 | EG1 | OTAYMESA | Absolute | Yes
|  |  |  | Pio Pico Energy Center | 57555 | EGQUICK | PIOPICO | Absolute | No
|  |  |  | Palomar Energy | 55985 | EG3 | PALOMAR | Absolute | Yes
|  |  |  | CalPeak Power Enterprise Peaker Plant | 55513 | EG1 | CLPKENTE | Absolute | No
[6 empty] | Core | GENL | Relative ProRate | Yes
[6 empty] | NONCORE | Noncore | Relative ProRate | Yes
|  |  |  | Kaiser East La Palma Ave. Fuel Cell | 62698 | SMEG | SMEG | Relative ProRate | No
[6 empty] | Core | GENL | Relative ProRate | Yes
[6 empty] | NONCORE | Noncore | Relative ProRate | Yes
[6 empty] | SMEG | SMEG | Relative ProRate | Yes
|  |  |  | MolsonCoors Irwindale Brewery | 58056 | EGQUICK | Molson | Absolute | No
[6 empty] | Core | GENL | Relative ProRate | Yes
[6 empty] | NONCORE | Noncore | Relative ProRate | Yes
[6 empty] | SMEG | SMEG | Relative ProRate | Yes
[6 empty] | Core | GENL | Relative ProRate | Yes
[6 empty] | NONCORE | Noncore | Relative ProRate | Yes
[6 empty] | SMEG | SMEG | Relative ProRate | Yes
[6 empty] | Core | GENL | Relative ProRate | Yes
[6 empty] | NONCORE | Noncore | Relative ProRate | Yes
[6 empty] | Core | GENL | Relative ProRate | Yes
[6 empty] | NONCORE | Noncore | Relative ProRate | Yes
[6 empty] | Core | GENL | Relative ProRate | Yes
|  |  |  | Fresno Cogen Partners | 10156 | EG1 | FRESNOCG | Absolute | No
|  |  |  | King City Power Plant | 10294 | EG2 | KINGSBCG | Absolute | No
[6 empty] | NONCORE | Noncore | Relative ProRate | Yes
[6 empty] | SMEG | SMEG | Relative ProRate | Yes
[6 empty] | Core | GENL | Relative ProRate | Yes
|  |  |  | AES Redondo Beach LLC | 356 | EG1 | REDONDO | Absolute | No
[6 empty] | Core | GENL | Relative ProRate | Yes
[6 empty] | SMEG | SMEG | Relative ProRate | Yes
[6 empty] | NONCORE | Noncore | Relative ProRate | Yes
|  |  |  | Long Beach Generation, LLC | 341 | EG1 | LONGBCH | Absolute | No
|  |  |  | El Segundo Energy Center | 57901 | EG2 | ELSEGUND | Absolute | No
|  |  |  | Marathon Carson Refinery |  | Refinery |  | Relative ProRate | No
[6 empty] | Core | GENL | Relative ProRate | Yes
[6 empty] | NONCORE | Noncore | Relative ProRate | Yes
[6 empty] | SMEG | SMEG | Relative ProRate | Yes
[6 empty] | Core | GENL | Relative ProRate | Yes
[6 empty] | NONCORE | Noncore | Relative ProRate | Yes
[6 empty] | SMEG | SMEG | Relative ProRate | Yes
[6 empty] | Core | GENL | Relative ProRate | Yes
[6 empty] | Core | GENL | Relative ProRate | Yes
[6 empty] | Core | GENL | Relative ProRate | Yes
[6 empty] | Core | GENL | Relative ProRate | Yes
[6 empty] | NONCORE | Noncore | Relative ProRate | Yes
[6 empty] | SMEG | SMEG | Relative ProRate | Yes
[6 empty] | Core | GENL | Relative ProRate | Yes
[6 empty] | NONCORE | Noncore | Relative ProRate | Yes
[6 empty] | SMEG | SMEG | Relative ProRate | Yes
[6 empty] | Core | GENL | Relative ProRate | Yes
[6 empty] | Core | GENL | Relative ProRate | Yes
[6 empty] | NONCORE | Noncore | Relative ProRate | Yes
[6 empty] | SMEG | SMEG | Relative ProRate | Yes
|  |  |  | Scattergood | 404 | EG2 | SCATTERGOODCC | Absolute | No
[6 empty] | EGQUICK | SCATTERGGT | Absolute | No
[6 empty] | SDG NC | Noncore | Relative ProRate | Yes
[6 empty] | SDGCore | CORE | Relative ProRate | Yes
[6 empty] | SDGCore | CORE | Relative ProRate | Yes
|  |  |  | Childrens Hospital | 10175 | SMEG | SMEG | Relative ProRate | No
|  |  |  | Kyocera America Project | 10720 | SMEG 2 | SMEG | Relative ProRate | No
[6 empty] | SDG NC | Noncore | Relative ProRate | Yes
[6 empty] | SDGCore | CORE | Relative ProRate | Yes
[6 empty] | SDGCore | CORE | Relative ProRate | Yes
|  |  |  | Watkins Manufacturing Co. | 57715 | SMEG | SMEG | Relative ProRate | No
|  |  |  | Life Technologies Carlsbad | 58302 | SMEG 2 | SMEG | Relative ProRate | No
[6 empty] | SDG NC | Noncore | Relative ProRate | Yes
[6 empty] | SDGCore | CORE | Relative ProRate | Yes
[6 empty] | SDG NC | Noncore | Relative ProRate | Yes
[6 empty] | SDGCore | CORE | Relative ProRate | Yes
[6 empty] | SDG NC | Noncore | Relative ProRate | Yes
[6 empty] | SDGCore | CORE | Relative ProRate | Yes
[6 empty] | SDGCore | CORE | Relative ProRate | Yes
|  |  |  | P Plant | 59456 | SMEG | SMEG | Relative ProRate | No
[6 empty] | SDG NC | Noncore | Relative ProRate | Yes
[6 empty] | SDGCore | CORE | Relative ProRate | Yes
|  |  |  | Orange Grove Peaking Facility | 56914 | EG1 | ORANGEGR | Absolute | No
[6 empty] | SDGCore | CORE | Relative ProRate | Yes
|  |  |  | Miramar Energy Facility | 56232 | EG1 | MIRAMAR | Absolute | No
[6 empty] | SDGCore | CORE | Relative ProRate | Yes
[6 empty] | SDG NC | Noncore | Relative ProRate | Yes
[6 empty] | SDGCore | CORE | Relative ProRate | Yes
[6 empty] | SDG NC | Noncore | Relative ProRate | Yes
[6 empty] | SDGCore | CORE | Relative ProRate | Yes
[6 empty] | SDG NC | Noncore | Relative ProRate | Yes
[6 empty] | SDGCore | CORE | Relative ProRate | Yes
[6 empty] | SDGCore | CORE | Relative ProRate | Yes
[6 empty] | SDGCore | CORE | Relative ProRate | Yes
[6 empty] | SDGCore | CORE | Relative ProRate | Yes
|  |  |  | University of California San Diego Hybrid | 57584 | SMEG | SMEG | Relative ProRate | No
|  |  |  | UCSD Fuel Cell Plant | 57735 | SMEG 2 | SMEG | Relative ProRate | No
[6 empty] | SDG NC | Noncore | Relative ProRate | Yes
[6 empty] | SDGCore | CORE | Relative ProRate | Yes
[6 empty] | SDG NC | Noncore | Relative ProRate | Yes
[6 empty] | SDGCore | CORE | Relative ProRate | Yes
|  |  |  | Goal Line LP | 54749 | EG1 | GOALLINE | Absolute | No
|  |  |  | Escondido Energy Center | 55538 | SMEG | SMEG | Relative ProRate | No
[6 empty] | SDG NC | Noncore | Relative ProRate | Yes
[6 empty] | SDGCore | CORE | Relative ProRate | Yes
[6 empty] | SDG NC | Noncore | Relative ProRate | Yes
[6 empty] | SDGCore | CORE | Relative ProRate | Yes
[6 empty] | SDGCore | CORE | Relative ProRate | Yes
[6 empty] | SDG NC | Noncore | Relative ProRate | Yes
[6 empty] | SDGCore | CORE | Relative ProRate | Yes
[6 empty] | SDGCore | CORE | Relative ProRate | Yes
[6 empty] | SDG NC | Noncore | Relative ProRate | Yes
[6 empty] | SDGCore | CORE | Relative ProRate | Yes
[6 empty] | SDG NC | Noncore | Relative ProRate | Yes
[6 empty] | SDGCore | CORE | Relative ProRate | Yes
[6 empty] | Core | GENL | Relative ProRate | Yes
[6 empty] | NONCORE | Noncore | Relative ProRate | Yes
[6 empty] | SMEG | SMEG | Relative ProRate | Yes
[6 empty] | Core | GENL | Relative ProRate | Yes
[6 empty] | Core | GENL | Relative ProRate | Yes
|  |  |  | Berry NW Cogen | 62176 | EOR |  | Relative ProRate | No
[6 empty] | NONCORE | Noncore | Relative ProRate | Yes
[6 empty] | SMEG | SMEG | Relative ProRate | Yes
[6 empty] | Core | GENL | Relative ProRate | Yes
[6 empty] | Core | GENL | Relative ProRate | Yes
[6 empty] | NONCORE | Noncore | Relative ProRate | Yes
|  |  |  | Houweling Nurseries | 58432 | SMEG | SMEG | Relative ProRate | No
[6 empty] | Core | GENL | Relative ProRate | Yes
[6 empty] | NONCORE | Noncore | Relative ProRate | Yes
|  |  |  | H. Gonzalez | 56039 | SMEG | SMEG | Relative ProRate | No
[6 empty] | Wholesale |  | Relative ProRate | No
[6 empty] | Core | GENL | Relative ProRate | Yes
[6 empty] | EOR |  | Relative ProRate | No
[6 empty] | NONCORE | Noncore | Relative ProRate | Yes
[6 empty] | Core | GENL | Relative ProRate | Yes
[6 empty] | NONCORE | Noncore | Relative ProRate | Yes
|  |  |  | Honda Torrance | 58300 | SMEG | SMEG | Relative ProRate | No
[6 empty] | Core | GENL | Relative ProRate | Yes
[6 empty] | NONCORE | Noncore | Relative ProRate | Yes
|  |  |  | Saint Johns Health Center | 50610 | SMEG | SMEG | Relative ProRate | No
[6 empty] | Core | GENL | Relative ProRate | Yes
[6 empty] | NonCore | Noncore | Relative ProRate | Yes
[6 empty] | SMEG | SMEG | Relative ProRate | Yes
[6 empty] | Core | GENL | Relative ProRate | Yes
|  |  |  | CES Placerita | 10677 | EG1 | PITCHESS | Absolute | Yes
[6 empty] | EOR |  | Relative ProRate | No
|  |  |  | SunSelect1 | 61754 | SMEG | SMEG | Relative ProRate | No
[6 empty] | Core | GENL | Relative ProRate | Yes
[6 empty] | NONCORE | Noncore | Relative ProRate | Yes
|  |  |  | Kern Oil & Refining Company - Bakersfield |  | Refinery |  | Relative ProRate | No
[6 empty] | SMEG | SMEG | Relative ProRate | Yes
[6 empty] | Core | GENL | Relative ProRate | Yes
[6 empty] | EOR |  | Relative ProRate | No
[6 empty] | NONCORE | Noncore | Relative ProRate | Yes
[6 empty] | SMEG | SMEG | Relative ProRate | Yes
[6 empty] | Core | GENL | Relative ProRate | Yes
|  |  |  | Bolthouse Farms Fuel Cell | 61845 | SMEG | SMEG | Relative ProRate | No
[6 empty] | NONCORE | Noncore | Relative ProRate | Yes
|  |  |  | Indigo Energy Center | 55541 | EG1 | INDIGOEN | Absolute | No
[6 empty] | Core | GENL | Relative ProRate | Yes
[6 empty] | EOR |  | Relative ProRate | No
[6 empty] | PRD |  | Relative ProRate | No

## Regulator Station Data
Phase 3 - 2027 Base Model - Regulator Station Settings
Regulator Station Name | Regulator Configuration In Hydraulic Model of 2027
| Down Node Name | Up Node Name | Regulator Station Operating Status | Discharge Pressure Set Point (psig) | Suction Pressure Set Point (psig) | Max Discharge Pressure (psig) | Max Cv
Wide Open
Known Pd
Known Pd
Wide Open
Wide Open
Known Ps
Known Pd
Known Pd
Known Pd
Known Pd
Known Pd
Wide Open
Known Pd
Known Pd
Known Ps
Known Pd
Known Pd
Known Pd
Known Pd
Wide Open
Known Ps
Wide Open
Known Pd
Known Pd
Wide Open
Known Pd
Known Pd
Known Pd
Closed
Known Pd
Wide Open
Known Pd
Known Pd
Known Pd
Known Pd
Known Pd
Known Pd
Closed
Known Pd
Known Pd
Known Pd
Wide Open
Wide Open
Wide Open
Known Pd
Known Pd
Wide Open
Wide Open
Known Pd
Wide Open
Wide Open
Known Pd
Known Ps
Wide Open
Known Pd
Known Pd
Wide Open
Known Pd
Known Ps
Known Pd
Known Pd
Known Pd

## Nodes Data
Phase 3 - 2027 Base Model - Node Data in Hydraulic Model Results
Name | Steady State Results |  | Node Configuration in Model
| InFlow (MMscfd) | Pressure (psig) | Elevation (ft) | Maop (psig) | Supply Source (if Applicable) | Delivery Zip Code | Minimum Operating Pressure (psig) | Number of Meters at Node | InFlow Set Point (MMscfd) | Pressure Set Point (psig) | InFlow Set Point Status | Pressure Set Point Status | InFlow Temperature Set Point (°F) | InFlow Specific Gravity Set Point | InFlow Heating Value Set Point (Btu/scf)
[5 empty] | Ehrenburg | [7 empty] | 65 | 0.6 | 1000
[5 empty] | Aliso Canyon Storage Field | [7 empty] | 65 | 0.6 | 1000
[5 empty] | Playa Del Rey | [7 empty] | 65 | 0.6 | 1000
[5 empty] | North Needles | [7 empty] | 65 | 0.6 | 1000
[5 empty] | Topock | [7 empty] | 65 | 0.6 | 1000
[5 empty] | Kramer Junction | [7 empty] | 65 | 0.6 | 1000
[5 empty] | Honor Rancho | [7 empty] | 65 | 0.6 | 1000
[5 empty] | Kern River Station (PG&E) | [7 empty] | 65 | 0.6 | 1000
[5 empty] | Otay Mesa | [7 empty] | 65 | 0.6 | 1000
[5 empty] | Goleta Storage Field | [7 empty] | 65 | 0.6 | 1000
[5 empty] | Wheeler Ridge | [7 empty] | 65 | 0.6 | 1000
[6 empty] | 93022 | [6 empty] | 65 | 0.6 | 1000
[13 empty] | 65 | 0.6 | 1000
[6 empty] | 93067 | [6 empty] | 65 | 0.6 | 1000
[13 empty] | 65 | 0.6 | 1000
[6 empty] | 93013 | [6 empty] | 65 | 0.6 | 1000
[6 empty] | 91321 | [6 empty] | 65 | 0.6 | 1000
[13 empty] | 65 | 0.6 | 1000
[6 empty] | 91601 | [6 empty] | 65 | 0.6 | 1000
[13 empty] | 65 | 0.6 | 1000
[6 empty] | 91502 | [6 empty] | 65 | 0.6 | 1000
[6 empty] | 91046 | [6 empty] | 65 | 0.6 | 1000
[6 empty] | 91202 | [6 empty] | 65 | 0.6 | 1000
[6 empty] | 91001 | [6 empty] | 65 | 0.6 | 1000
[6 empty] | 90041 | [6 empty] | 65 | 0.6 | 1000
[6 empty] | 91030 | [6 empty] | 65 | 0.6 | 1000
[6 empty] | 92201 | [6 empty] | 65 | 0.6 | 1000
[6 empty] | 90010 | [6 empty] | 65 | 0.6 | 1000
[6 empty] | 91770 | [6 empty] | 65 | 0.6 | 1000
[13 empty] | 65 | 0.6 | 1000
[13 empty] | 65 | 0.6 | 1000
[6 empty] | 91331 | [6 empty] | 65 | 0.6 | 1000
[6 empty] | 91040 | [6 empty] | 65 | 0.6 | 1000
[6 empty] | 90004 | [6 empty] | 65 | 0.6 | 1000
[6 empty] | 92258 | [6 empty] | 65 | 0.6 | 1000
[13 empty] | 65 | 0.6 | 1000
[6 empty] | 90723 | [6 empty] | 65 | 0.6 | 1000
[6 empty] | 90744 | [6 empty] | 65 | 0.6 | 1000
[13 empty] | 65 | 0.6 | 1000
[6 empty] | 91330 | [6 empty] | 65 | 0.6 | 1000
[13 empty] | 65 | 0.6 | 1000
[6 empty] | 90049 | [6 empty] | 65 | 0.6 | 1000
[6 empty] | 91306 | [6 empty] | 65 | 0.6 | 1000
[6 empty] | 92210 | [6 empty] | 65 | 0.6 | 1000
[6 empty] | 91316 | [6 empty] | 65 | 0.6 | 1000
[6 empty] | 90005 | [6 empty] | 65 | 0.6 | 1000
[6 empty] | 91303 | [6 empty] | 65 | 0.6 | 1000
[6 empty] | 90094 | [6 empty] | 65 | 0.6 | 1000
[6 empty] | 90008 | [6 empty] | 65 | 0.6 | 1000
[13 empty] | 65 | 0.6 | 1000
[6 empty] | 92234 | [6 empty] | 65 | 0.6 | 1000
[6 empty] | 90640 | [6 empty] | 65 | 0.6 | 1000
[6 empty] | 90001 | [6 empty] | 65 | 0.6 | 1000
[6 empty] | 90018 | [6 empty] | 65 | 0.6 | 1000
[6 empty] | 90007 | [6 empty] | 65 | 0.6 | 1000
[6 empty] | 90045 | [6 empty] | 65 | 0.6 | 1000
[6 empty] | 92230 | [6 empty] | 65 | 0.6 | 1000
[6 empty] | 90247 | [6 empty] | 65 | 0.6 | 1000
[6 empty] | 90254 | [6 empty] | 65 | 0.6 | 1000
[6 empty] | 90274 | [6 empty] | 65 | 0.6 | 1000
[6 empty] | 90059 | [6 empty] | 65 | 0.6 | 1000
[6 empty] | 90034 | [6 empty] | 65 | 0.6 | 1000
[6 empty] | 90745 | [6 empty] | 65 | 0.6 | 1000
[13 empty] | 65 | 0.6 | 1000
[13 empty] | 65 | 0.6 | 1000
[13 empty] | 65 | 0.6 | 1000
[13 empty] | 65 | 0.6 | 1000
[6 empty] | 90275 | [6 empty] | 65 | 0.6 | 1000
[6 empty] | 92805 | [6 empty] | 65 | 0.6 | 1000
[6 empty] | 90620 | [6 empty] | 65 | 0.6 | 1000
[6 empty] | 90622 | [6 empty] | 65 | 0.6 | 1000
[6 empty] | 90623 | [6 empty] | 65 | 0.6 | 1000
[5 empty] | Blythe / North Baja | 92225 | [6 empty] | 65 | 0.6 | 1000
[6 empty] | 92544 | [6 empty] | 65 | 0.6 | 1000
[6 empty] | 90706 | [6 empty] | 65 | 0.6 | 1000
[6 empty] | 90804 | [6 empty] | 65 | 0.6 | 1000
[6 empty] | 90242 | [6 empty] | 65 | 0.6 | 1000
[13 empty] | 65 | 0.6 | 1000
[13 empty] | 65 | 0.6 | 1000
[13 empty] | 65 | 0.6 | 1000
[13 empty] | 65 | 0.6 | 1000
[6 empty] | 92861 | [6 empty] | 65 | 0.6 | 1000
[13 empty] | 65 | 0.6 | 1000
[6 empty] | 92868 | [6 empty] | 65 | 0.6 | 1000
[6 empty] | 92602 | [6 empty] | 65 | 0.6 | 1000
[6 empty] | 92603 | [6 empty] | 65 | 0.6 | 1000
[6 empty] | 92646 | [6 empty] | 65 | 0.6 | 1000
[6 empty] | 92624 | [6 empty] | 65 | 0.6 | 1000
[6 empty] | 92703 | [6 empty] | 65 | 0.6 | 1000
[6 empty] | 92647 | [6 empty] | 65 | 0.6 | 1000
[6 empty] | 90720 | [6 empty] | 65 | 0.6 | 1000
[6 empty] | 92886 | [6 empty] | 65 | 0.6 | 1000
[6 empty] | 92807 | [6 empty] | 65 | 0.6 | 1000
[13 empty] | 65 | 0.6 | 1000
[13 empty] | 65 | 0.6 | 1000
[6 empty] | 92821 | [6 empty] | 65 | 0.6 | 1000
[6 empty] | 91748 | [6 empty] | 65 | 0.6 | 1000
[6 empty] | 90604 | [6 empty] | 65 | 0.6 | 1000
[13 empty] | 65 | 0.6 | 1000
[6 empty] | 90601 | [6 empty] | 65 | 0.6 | 1000
[6 empty] | 92220 | [6 empty] | 65 | 0.6 | 1000
[6 empty] | 90022 | [6 empty] | 65 | 0.6 | 1000
[6 empty] | 90023 | [6 empty] | 65 | 0.6 | 1000
[13 empty] | 65 | 0.6 | 1000
[13 empty] | 65 | 0.6 | 1000
[6 empty] | 91706 | [6 empty] | 65 | 0.6 | 1000
[6 empty] | 91006 | [6 empty] | 65 | 0.6 | 1000
[6 empty] | 92327 | [6 empty] | 65 | 0.6 | 1000
[6 empty] | 92317 | [6 empty] | 65 | 0.6 | 1000
[6 empty] | 91701 | [6 empty] | 65 | 0.6 | 1000
[6 empty] | 91762 | [6 empty] | 65 | 0.6 | 1000
[13 empty] | 65 | 0.6 | 1000
[6 empty] | 92555 | [6 empty] | 65 | 0.6 | 1000
[13 empty] | 65 | 0.6 | 1000
[6 empty] | 92341 | [6 empty] | 65 | 0.6 | 1000
[6 empty] | 92335 | [6 empty] | 65 | 0.6 | 1000
[13 empty] | 65 | 0.6 | 1000
[13 empty] | 65 | 0.6 | 1000
[6 empty] | 92506 | [6 empty] | 65 | 0.6 | 1000
[13 empty] | 65 | 0.6 | 1000
[6 empty] | 92879 | [6 empty] | 65 | 0.6 | 1000
[6 empty] | 92301 | [6 empty] | 65 | 0.6 | 1000
[13 empty] | 65 | 0.6 | 1000
[6 empty] | 92371 | [6 empty] | 65 | 0.6 | 1000
[13 empty] | 65 | 0.6 | 1000
[6 empty] | 91351 | [6 empty] | 65 | 0.6 | 1000
[6 empty] | 92503 | [6 empty] | 65 | 0.6 | 1000
[13 empty] | 65 | 0.6 | 1000
[6 empty] | 91381 | [6 empty] | 65 | 0.6 | 1000
[6 empty] | 91350 | [6 empty] | 65 | 0.6 | 1000
[6 empty] | 93203 | [6 empty] | 65 | 0.6 | 1000
[6 empty] | 93307 | [6 empty] | 65 | 0.6 | 1000
[13 empty] | 65 | 0.6 | 1000
[6 empty] | 93311 | [6 empty] | 65 | 0.6 | 1000
[13 empty] | 65 | 0.6 | 1000
[13 empty] | 65 | 0.6 | 1000
[6 empty] | 93206 | [6 empty] | 65 | 0.6 | 1000
[6 empty] | 93255 | [6 empty] | 65 | 0.6 | 1000
[13 empty] | 65 | 0.6 | 1000
[6 empty] | 93268 | [6 empty] | 65 | 0.6 | 1000
[13 empty] | 65 | 0.6 | 1000
[13 empty] | 65 | 0.6 | 1000
[13 empty] | 65 | 0.6 | 1000
[13 empty] | 65 | 0.6 | 1000
[6 empty] | 92823 | [6 empty] | 65 | 0.6 | 1000
[6 empty] | 93252 | [6 empty] | 65 | 0.6 | 1000
[6 empty] | 92567 | [6 empty] | 65 | 0.6 | 1000
[13 empty] | 65 | 0.6 | 1000
[6 empty] | 92543 | [6 empty] | 65 | 0.6 | 1000
[13 empty] | 65 | 0.6 | 1000
[6 empty] | 92584 | [6 empty] | 65 | 0.6 | 1000
[6 empty] | 92530 | [6 empty] | 65 | 0.6 | 1000
[6 empty] | 92590 | [6 empty] | 65 | 0.6 | 1000
[13 empty] | 65 | 0.6 | 1000
[6 empty] | 92059 | [6 empty] | 65 | 0.6 | 1000
[6 empty] | 92003 | [6 empty] | 65 | 0.6 | 1000
[13 empty] | 65 | 0.6 | 1000
[6 empty] | 92010 | [6 empty] | 65 | 0.6 | 1000
[6 empty] | 92056 | [6 empty] | 65 | 0.6 | 1000
[6 empty] | 92057 | [6 empty] | 65 | 0.6 | 1000
[6 empty] | 92373 | [6 empty] | 65 | 0.6 | 1000
[6 empty] | 92055 | [6 empty] | 65 | 0.6 | 1000
[6 empty] | 92054 | [6 empty] | 65 | 0.6 | 1000
[6 empty] | 92082 | [6 empty] | 65 | 0.6 | 1000
[6 empty] | 92025 | [6 empty] | 65 | 0.6 | 1000
[6 empty] | 92069 | [6 empty] | 65 | 0.6 | 1000
[6 empty] | 92009 | [6 empty] | 65 | 0.6 | 1000
[6 empty] | 92313 | [6 empty] | 65 | 0.6 | 1000
[6 empty] | 92008 | [6 empty] | 65 | 0.6 | 1000
[6 empty] | 92024 | [6 empty] | 65 | 0.6 | 1000
[6 empty] | 92007 | [6 empty] | 65 | 0.6 | 1000
[13 empty] | 65 | 0.6 | 1000
[6 empty] | 92122 | [6 empty] | 65 | 0.6 | 1000
[6 empty] | 91752 | [6 empty] | 65 | 0.6 | 1000
[6 empty] | 92092 | [6 empty] | 65 | 0.6 | 1000
[6 empty] | 92037 | [6 empty] | 65 | 0.6 | 1000
[6 empty] | 92101 | [6 empty] | 65 | 0.6 | 1000
[6 empty] | 92011 | [6 empty] | 65 | 0.6 | 1000
[6 empty] | 92067 | [6 empty] | 65 | 0.6 | 1000
[6 empty] | 92075 | [6 empty] | 65 | 0.6 | 1000
[6 empty] | 92318 | [6 empty] | 65 | 0.6 | 1000
[13 empty] | 65 | 0.6 | 1000
[6 empty] | 92111 | [6 empty] | 65 | 0.6 | 1000
[6 empty] | 92128 | [6 empty] | 65 | 0.6 | 1000
[6 empty] | 92064 | [6 empty] | 65 | 0.6 | 1000
[6 empty] | 91708 | [6 empty] | 65 | 0.6 | 1000
[6 empty] | 92126 | [6 empty] | 65 | 0.6 | 1000
[6 empty] | 92124 | [6 empty] | 65 | 0.6 | 1000
[6 empty] | 92108 | [6 empty] | 65 | 0.6 | 1000
[6 empty] | 92103 | [6 empty] | 65 | 0.6 | 1000
[6 empty] | 92106 | [6 empty] | 65 | 0.6 | 1000
[6 empty] | 91711 | [6 empty] | 65 | 0.6 | 1000
[6 empty] | 92040 | [6 empty] | 65 | 0.6 | 1000
[6 empty] | 92020 | [6 empty] | 65 | 0.6 | 1000
[6 empty] | 92019 | [6 empty] | 65 | 0.6 | 1000
[6 empty] | 91901 | [6 empty] | 65 | 0.6 | 1000
[6 empty] | 91941 | [6 empty] | 65 | 0.6 | 1000
[6 empty] | 91945 | [6 empty] | 65 | 0.6 | 1000
[6 empty] | 91977 | [6 empty] | 65 | 0.6 | 1000
[6 empty] | 91935 | [6 empty] | 65 | 0.6 | 1000
[6 empty] | 92102 | [6 empty] | 65 | 0.6 | 1000
[6 empty] | 92114 | [6 empty] | 65 | 0.6 | 1000
[6 empty] | 91950 | [6 empty] | 65 | 0.6 | 1000
[6 empty] | 91910 | [6 empty] | 65 | 0.6 | 1000
[6 empty] | 91932 | [6 empty] | 65 | 0.6 | 1000
[6 empty] | 92154 | [6 empty] | 65 | 0.6 | 1000
[6 empty] | 92173 | [6 empty] | 65 | 0.6 | 1000
[13 empty] | 65 | 0.6 | 1000
[6 empty] | 91902 | [6 empty] | 65 | 0.6 | 1000
[13 empty] | 65 | 0.6 | 1000
[6 empty] | 91915 | [6 empty] | 65 | 0.6 | 1000
[13 empty] | 65 | 0.6 | 1000
[6 empty] | 91702 | [6 empty] | 65 | 0.6 | 1000
[13 empty] | 65 | 0.6 | 1000
[13 empty] | 65 | 0.6 | 1000
[6 empty] | 93309 | [6 empty] | 65 | 0.6 | 1000
[13 empty] | 65 | 0.6 | 1000
[13 empty] | 65 | 0.6 | 1000
[13 empty] | 65 | 0.6 | 1000
[6 empty] | 93201 | [6 empty] | 65 | 0.6 | 1000
[6 empty] | 93257 | [6 empty] | 65 | 0.6 | 1000
[6 empty] | 93221 | [6 empty] | 65 | 0.6 | 1000
[13 empty] | 65 | 0.6 | 1000
[13 empty] | 65 | 0.6 | 1000
[13 empty] | 65 | 0.6 | 1000
[13 empty] | 65 | 0.6 | 1000
[13 empty] | 65 | 0.6 | 1000
[13 empty] | 65 | 0.6 | 1000
[13 empty] | 65 | 0.6 | 1000
[6 empty] | 92282 | [6 empty] | 65 | 0.6 | 1000
[13 empty] | 65 | 0.6 | 1000
[13 empty] | 65 | 0.6 | 1000
[13 empty] | 65 | 0.6 | 1000
[13 empty] | 65 | 0.6 | 1000
[13 empty] | 65 | 0.6 | 1000
[6 empty] | 93224 | [6 empty] | 65 | 0.6 | 1000
[13 empty] | 65 | 0.6 | 1000
[13 empty] | 60 | 0.6 | 1000
[6 empty] | 93251 | [6 empty] | 65 | 0.6 | 1000
[13 empty] | 65 | 0.6 | 1000
[13 empty] | 65 | 0.6 | 1000
[13 empty] | 65 | 0.6 | 1000
[13 empty] | 65 | 0.6 | 1000
[6 empty] | 93249 | [6 empty] | 65 | 0.6 | 1000
[13 empty] | 65 | 0.6 | 1000
[6 empty] | 93204 | [6 empty] | 65 | 0.6 | 1000
[13 empty] | 65 | 0.6 | 1000
[13 empty] | 65 | 0.6 | 1000
[13 empty] | 65 | 0.6 | 1000
[13 empty] | 65 | 0.6 | 1000
[13 empty] | 65 | 0.6 | 1000
[6 empty] | 93266 | [6 empty] | 65 | 0.6 | 1000
[13 empty] | 65 | 0.6 | 1000
[6 empty] | 93202 | [6 empty] | 65 | 0.6 | 1000
[13 empty] | 65 | 0.6 | 1000
[13 empty] | 65 | 0.6 | 1000
[13 empty] | 65 | 0.6 | 1000
[13 empty] | 65 | 0.6 | 1000
[6 empty] | 93401 | [6 empty] | 65 | 0.6 | 1000
[13 empty] | 65 | 0.6 | 1000
[6 empty] | 93010 | [6 empty] | 65 | 0.6 | 1000
[13 empty] | 65 | 0.6 | 1000
[6 empty] | 93212 | [6 empty] | 65 | 0.6 | 1000
[13 empty] | 65 | 0.6 | 1000
[13 empty] | 65 | 0.6 | 1000
[6 empty] | 93662 | [6 empty] | 65 | 0.6 | 1000
[6 empty] | 93250 | [6 empty] | 65 | 0.6 | 1000
[13 empty] | 65 | 0.6 | 1000
[13 empty] | 65 | 0.6 | 1000
[13 empty] | 65 | 0.6 | 1000
[13 empty] | 65 | 0.6 | 1000
[6 empty] | 93015 | [6 empty] | 65 | 0.6 | 1000
[13 empty] | 65 | 0.6 | 1000
[13 empty] | 65 | 0.6 | 1000
[13 empty] | 65 | 0.6 | 1000
[13 empty] | 65 | 0.6 | 1000
[13 empty] | 65 | 0.6 | 1000
[13 empty] | 65 | 0.6 | 1000
[6 empty] | 92261 | [6 empty] | 65 | 0.6 | 1000
[13 empty] | 65 | 0.6 | 1000
[13 empty] | 65 | 0.6 | 1000
[13 empty] | 65 | 0.6 | 1000
[13 empty] | 65 | 0.6 | 1000
[13 empty] | 65 | 0.6 | 1000
[13 empty] | 65 | 0.6 | 1000
[13 empty] | 65 | 0.6 | 1000
[13 empty] | 65 | 0.6 | 1000
[6 empty] | 91788 | [6 empty] | 65 | 0.6 | 1000
[13 empty] | 65 | 0.6 | 1000
[13 empty] | 65 | 0.6 | 1000
[13 empty] | 65 | 0.6 | 1000
[13 empty] | 65 | 0.6 | 1000
[13 empty] | 65 | 0.6 | 1000
[13 empty] | 65 | 0.6 | 1000
[13 empty] | 65 | 0.6 | 1000
[13 empty] | 65 | 0.6 | 1000
[13 empty] | 65 | 0.6 | 1000
[13 empty] | 65 | 0.6 | 1000
[6 empty] | 93020 | [6 empty] | 65 | 0.6 | 1000
[13 empty] | 65 | 0.6 | 1000
[13 empty] | 65 | 0.6 | 1000
[13 empty] | 65 | 0.6 | 1000
[13 empty] | 65 | 0.6 | 1000
[13 empty] | 65 | 0.6 | 1000
[13 empty] | 65 | 0.6 | 1000
[13 empty] | 65 | 0.6 | 1000
[13 empty] | 65 | 0.6 | 1000
[13 empty] | 65 | 0.6 | 1000
[13 empty] | 65 | 0.6 | 1000
[13 empty] | 65 | 0.6 | 1000
[13 empty] | 65 | 0.6 | 1000
[13 empty] | 65 | 0.6 | 1000
[13 empty] | 65 | 0.6 | 1000
[13 empty] | 65 | 0.6 | 1000
[13 empty] | 65 | 0.6 | 1000
[13 empty] | 65 | 0.6 | 1000
[13 empty] | 65 | 0.6 | 1000
[13 empty] | 65 | 0.6 | 1000
[13 empty] | 65 | 0.6 | 1000
[13 empty] | 65 | 0.6 | 1000
[13 empty] | 65 | 0.6 | 1000
[13 empty] | 65 | 0.6 | 1000
[6 empty] | 91405 | [6 empty] | 65 | 0.6 | 1000
[13 empty] | 65 | 0.6 | 1000
[6 empty] | 91210 | [6 empty] | 65 | 0.6 | 1000
[13 empty] | 65 | 0.6 | 1000
[13 empty] | 65 | 0.6 | 1000
[13 empty] | 65 | 0.6 | 1000
[13 empty] | 65 | 0.6 | 1000
[13 empty] | 65 | 0.6 | 1000
[13 empty] | 65 | 0.6 | 1000
[13 empty] | 65 | 0.6 | 1000
[13 empty] | 65 | 0.6 | 1000
[6 empty] | 91335 | [6 empty] | 65 | 0.6 | 1000
[13 empty] | 65 | 0.6 | 1000
[13 empty] | 65 | 0.6 | 1000
[13 empty] | 65 | 0.6 | 1000
[13 empty] | 65 | 0.6 | 1000
[13 empty] | 65 | 0.6 | 1000
[13 empty] | 65 | 0.6 | 1000
[6 empty] | 91354 | [6 empty] | 65 | 0.6 | 1000
[13 empty] | 65 | 0.6 | 1000
[6 empty] | 90002 | [6 empty] | 65 | 0.6 | 1000
[6 empty] | 90003 | [6 empty] | 65 | 0.6 | 1000
[13 empty] | 65 | 0.6 | 1000
[13 empty] | 65 | 0.6 | 1000
[13 empty] | 65 | 0.6 | 1000
[13 empty] | 65 | 0.6 | 1000
[13 empty] | 65 | 0.6 | 1000
[13 empty] | 65 | 0.6 | 1000
[13 empty] | 65 | 0.6 | 1000
[13 empty] | 65 | 0.6 | 1000
[13 empty] | 65 | 0.6 | 1000
[13 empty] | 65 | 0.6 | 1000
[13 empty] | 65 | 0.6 | 1000
[13 empty] | 65 | 0.6 | 1000
[6 empty] | 90241 | [6 empty] | 65 | 0.6 | 1000
[13 empty] | 65 | 0.6 | 1000
[13 empty] | 65 | 0.6 | 1000
[13 empty] | 65 | 0.6 | 1000
[13 empty] | 65 | 0.6 | 1000
[6 empty] | 93001 | [6 empty] | 65 | 0.6 | 1000
[13 empty] | 65 | 0.6 | 1000
[13 empty] | 65 | 0.6 | 1000
[13 empty] | 65 | 0.6 | 1000
[13 empty] | 65 | 0.6 | 1000
[13 empty] | 65 | 0.6 | 1000
[13 empty] | 65 | 0.6 | 1000
[13 empty] | 65 | 0.6 | 1000
[6 empty] | 91785 | [6 empty] | 65 | 0.6 | 1000
[13 empty] | 65 | 0.6 | 1000
[13 empty] | 65 | 0.6 | 1000
[13 empty] | 65 | 0.6 | 1000
[13 empty] | 65 | 0.6 | 1000
[13 empty] | 65 | 0.6 | 1000
[13 empty] | 65 | 0.6 | 1000
[13 empty] | 65 | 0.6 | 1000
[13 empty] | 65 | 0.6 | 1000
[13 empty] | 65 | 0.6 | 1000
[13 empty] | 65 | 0.6 | 1000
[13 empty] | 65 | 0.6 | 1000
[13 empty] | 65 | 0.6 | 1000
[6 empty] | 92392 | [6 empty] | 65 | 0.6 | 1000
[13 empty] | 65 | 0.6 | 1000
[13 empty] | 65 | 0.6 | 1000
[6 empty] | 93532 | [6 empty] | 65 | 0.6 | 1000
[13 empty] | 65 | 0.6 | 1000
[13 empty] | 65 | 0.6 | 1000
[13 empty] | 65 | 0.6 | 1000
[13 empty] | 65 | 0.6 | 1000
[6 empty] | 92587 | [6 empty] | 65 | 0.6 | 1000
[13 empty] | 65 | 0.6 | 1000
[13 empty] | 65 | 0.6 | 1000
[13 empty] | 65 | 0.6 | 1000
[13 empty] | 65 | 0.6 | 1000
[13 empty] | 65 | 0.6 | 1000
[13 empty] | 65 | 0.6 | 1000
[13 empty] | 65 | 0.6 | 1000
[13 empty] | 65 | 0.6 | 1000
[13 empty] | 65 | 0.6 | 1000
[13 empty] | 65 | 0.6 | 1000
[13 empty] | 65 | 0.6 | 1000
[13 empty] | 65 | 0.6 | 1000
[13 empty] | 65 | 0.6 | 1000
[13 empty] | 65 | 0.6 | 1000
[13 empty] | 65 | 0.6 | 1000
[13 empty] | 65 | 0.6 | 1000
[13 empty] | 65 | 0.6 | 1000
[13 empty] | 65 | 0.6 | 1000
[13 empty] | 65 | 0.6 | 1000
[13 empty] | 65 | 0.6 | 1000
[13 empty] | 65 | 0.6 | 1000
[13 empty] | 65 | 0.6 | 1000
[13 empty] | 65 | 0.6 | 1000
[13 empty] | 65 | 0.6 | 1000
[13 empty] | 65 | 0.6 | 1000
[13 empty] | 65 | 0.6 | 1000
[13 empty] | 65 | 0.6 | 1000
[13 empty] | 65 | 0.6 | 1000
[13 empty] | 65 | 0.6 | 1000
[6 empty] | 93012 | [6 empty] | 65 | 0.6 | 1000
[13 empty] | 65 | 0.6 | 1000
[13 empty] | 65 | 0.6 | 1000
[13 empty] | 65 | 0.6 | 1000
[13 empty] | 65 | 0.6 | 1000
[13 empty] | 65 | 0.6 | 1000
[13 empty] | 65 | 0.6 | 1000
[6 empty] | 92672 | [6 empty] | 65 | 0.6 | 1000
[13 empty] | 65 | 0.6 | 1000
[13 empty] | 65 | 0.6 | 1000
[13 empty] | 65 | 0.6 | 1000
[13 empty] | 65 | 0.6 | 1000
[13 empty] | 65 | 0.6 | 1000
[13 empty] | 65 | 0.6 | 1000
[13 empty] | 65 | 0.6 | 1000
[13 empty] | 65 | 0.6 | 1000
[13 empty] | 65 | 0.6 | 1000
[13 empty] | 65 | 0.6 | 1000
[13 empty] | 65 | 0.6 | 1000
[13 empty] | 65 | 0.6 | 1000
[6 empty] | 90245 | [6 empty] | 65 | 0.6 | 1000
[13 empty] | 65 | 0.6 | 1000
[6 empty] | 91761 | [6 empty] | 65 | 0.6 | 1000
[6 empty] | 92340 | [6 empty] | 65 | 0.6 | 1000
[6 empty] | 92308 | [6 empty] | 65 | 0.6 | 1000
[13 empty] | 65 | 0.6 | 1000
[13 empty] | 65 | 0.6 | 1000
[6 empty] | 92227 | [6 empty] | 65 | 0.6 | 1000
[13 empty] | 65 | 0.6 | 1000
[13 empty] | 65 | 0.6 | 1000
[6 empty] | 93021 | [6 empty] | 65 | 0.6 | 1000
[13 empty] | 65 | 0.6 | 1000
[13 empty] | 65 | 0.6 | 1000
[13 empty] | 65 | 0.6 | 1000
[6 empty] | 92550 | [6 empty] | 65 | 0.6 | 1000
[13 empty] | 65 | 0.6 | 1000
[13 empty] | 65 | 0.6 | 1000
[13 empty] | 65 | 0.6 | 1000
[13 empty] | 65 | 0.6 | 1000
[13 empty] | 65 | 0.6 | 1000
[13 empty] | 65 | 0.6 | 1000
[13 empty] | 65 | 0.6 | 1000
[13 empty] | 65 | 0.6 | 1000
[13 empty] | 65 | 0.6 | 1000
[13 empty] | 65 | 0.6 | 1000
[6 empty] | 93263 | [6 empty] | 65 | 0.6 | 1000
[6 empty] | 91301 | [6 empty] | 65 | 0.6 | 1000
[13 empty] | 65 | 0.6 | 1000
[13 empty] | 65 | 0.6 | 1000
[13 empty] | 65 | 0.6 | 1000
[13 empty] | 65 | 0.6 | 1000
[13 empty] | 65 | 0.6 | 1000
[13 empty] | 65 | 0.6 | 1000
[13 empty] | 65 | 0.6 | 1000
[6 empty] | 93066 | [6 empty] | 65 | 0.6 | 1000
[6 empty] | 91360 | [6 empty] | 65 | 0.6 | 1000
[6 empty] | 91320 | [6 empty] | 65 | 0.6 | 1000
[6 empty] | 91361 | [6 empty] | 65 | 0.6 | 1000
[13 empty] | 65 | 0.6 | 1000
[6 empty] | 93103 | [6 empty] | 65 | 0.6 | 1000
[6 empty] | 93105 | [6 empty] | 65 | 0.6 | 1000
[6 empty] | 93108 | [6 empty] | 65 | 0.6 | 1000

## Hourly Demand Profiles
Hourly Profiles Applied to Delivery Quantities
Prorate Delivery Quantity Hourly Profiles (Prorate of Daily Quantity) | [5 empty] | Absolute Delivery Quantity Hourly Profiles (Absolute Hourly Quantity)
Profile Name | NONCORE | Profile Name | CORE | GENL | SMEG | Profile Name | ACENTURY | AES_ALAM | ANAHM_GT | A_DREWS | BARRE_PK | BLYENERG | CANYNPWR | CLPKBORD | CLPKENTE | CLRWTRCG | CNTRPKGT | COACHLLA | CUYAMACA | CVENRGCN | DELREY | DIVISIONNAVAL | EFOXNARD | ELCENTRO | ELLWOOD | ELSEGUND | ENCINA | FRESNOCG | GLENARM | GOALLINE | GRAPELPK | GRAYSON | HANFORD | HARBOR | HAYNESCC | HONOR | HUNT_BCH | INDIGOEN | KELCO | KINGSBCG | LADWP Harbor | LAKEONE | LARKSPUR | LONGBCH | MAGNOLIA | MCGRATH | MIRAMAR | MNTVIEW | Molson | NEWINDY | NILAND | OLIVE | OLSCAMAR | OLSCHINO | ORANGEGR | ORMOND | OTAYMESA | OXNARD | PALOMAR | PIOPICO | PITCHESS | REDONDO | RIVERSID | ROCKGT | SCATTERGOODCC | SENTINEL | SPRINGEN | VALLEYCC | WALNTCRK | WATSONCG
Prorate Type | Prorate | Prorate Type | Prorate | Prorate | Prorate | Prorate Type | Absolute | Absolute | Absolute | Absolute | Absolute | Absolute | Absolute | Absolute | Absolute | Absolute | Absolute | Absolute | Absolute | Absolute | Absolute | Absolute | Absolute | Absolute | Absolute | Absolute | Absolute | Absolute | Absolute | Absolute | Absolute | Absolute | Absolute | Absolute | Absolute | Absolute | Absolute | Absolute | Absolute | Absolute | Absolute | Absolute | Absolute | Absolute | Absolute | Absolute | Absolute | Absolute | Absolute | Absolute | Absolute | Absolute | Absolute | Absolute | Absolute | Absolute | Absolute | Absolute | Absolute | Absolute | Absolute | Absolute | Absolute | Absolute | Absolute | Absolute | Absolute | Absolute | Absolute | Absolute
Length | 24 Hour | Length | 24 Hour | 24 Hour | 24 Hour | Length | 24 Hour | 24 Hour | 24 Hour | 24 Hour | 24 Hour | 24 Hour | 24 Hour | 24 Hour | 24 Hour | 24 Hour | 24 Hour | 24 Hour | 24 Hour | 24 Hour | 24 Hour | 24 Hour | 24 Hour | 24 Hour | 24 Hour | 24 Hour | 24 Hour | 24 Hour | 24 Hour | 24 Hour | 24 Hour | 24 Hour | 24 Hour | 24 Hour | 24 Hour | 24 Hour | 24 Hour | 24 Hour | 24 Hour | 24 Hour | 24 Hour | 24 Hour | 24 Hour | 24 Hour | 24 Hour | 24 Hour | 24 Hour | 24 Hour | 24 Hour | 24 Hour | 24 Hour | 24 Hour | 24 Hour | 24 Hour | 24 Hour | 24 Hour | 24 Hour | 24 Hour | 24 Hour | 24 Hour | 24 Hour | 24 Hour | 24 Hour | 24 Hour | 24 Hour | 24 Hour | 24 Hour | 24 Hour | 24 Hour | 24 Hour
[7 empty] | InFlow Set Point (MMscfd) | InFlow Set Point (MMscfd) | InFlow Set Point (MMscfd) | InFlow Set Point (MMscfd) | InFlow Set Point (MMscfd) | InFlow Set Point (MMscfd) | InFlow Set Point (MMscfd) | InFlow Set Point (MMscfd) | InFlow Set Point (MMscfd) | InFlow Set Point (MMscfd) | InFlow Set Point (MMscfd) | InFlow Set Point (MMscfd) | InFlow Set Point (MMscfd) | InFlow Set Point (MMscfd) | InFlow Set Point (MMscfd) | InFlow Set Point (MMscfd) | InFlow Set Point (MMscfd) | InFlow Set Point (MMscfd) | InFlow Set Point (MMscfd) | InFlow Set Point (MMscfd) | InFlow Set Point (MMscfd) | InFlow Set Point (MMscfd) | InFlow Set Point (MMscfd) | InFlow Set Point (MMscfd) | InFlow Set Point (MMscfd) | InFlow Set Point (MMscfd) | InFlow Set Point (MMscfd) | InFlow Set Point (MMscfd) | InFlow Set Point (MMscfd) | InFlow Set Point (MMscfd) | InFlow Set Point (MMscfd) | InFlow Set Point (MMscfd) | InFlow Set Point (MMscfd) | InFlow Set Point (MMscfd) | InFlow Set Point (MMscfd) | InFlow Set Point (MMscfd) | InFlow Set Point (MMscfd) | InFlow Set Point (MMscfd) | InFlow Set Point (MMscfd) | InFlow Set Point (MMscfd) | InFlow Set Point (MMscfd) | InFlow Set Point (MMscfd) | InFlow Set Point (MMscfd) | InFlow Set Point (MMscfd) | InFlow Set Point (MMscfd) | InFlow Set Point (MMscfd) | InFlow Set Point (MMscfd) | InFlow Set Point (MMscfd) | InFlow Set Point (MMscfd) | InFlow Set Point (MMscfd) | InFlow Set Point (MMscfd) | InFlow Set Point (MMscfd) | InFlow Set Point (MMscfd) | InFlow Set Point (MMscfd) | InFlow Set Point (MMscfd) | InFlow Set Point (MMscfd) | InFlow Set Point (MMscfd) | InFlow Set Point (MMscfd) | InFlow Set Point (MMscfd) | InFlow Set Point (MMscfd) | InFlow Set Point (MMscfd) | InFlow Set Point (MMscfd) | InFlow Set Point (MMscfd) | InFlow Set Point (MMscfd)
00:00 | 0.5 | 00:00 | 0.85848 | 0.775 | 0.5
05:57 | 0.5 | 01:00 | 0.8292 | 0.778 | 0.5
06:00 | 1.5 | 02:00 | 0.79872 | 0.802 | 0.5
17:57 | 1.5 | 03:00 | 0.84336 | 0.852 | 0.5
18:00 | 0.5 | 04:00 | 0.8688 | 0.97 | 0.5
1 - 00:00 | 0.5 | 05:00 | 0.86736 | 1.198 | 0.5
|  | 06:00 | 1.0939 | 1.416 | 1.5
|  | 07:00 | 1.6073 | 1.5 | 1.5
|  | 08:00 | 1.728 | 1.373 | 1.5
|  | 09:00 | 1.4635 | 1.183 | 1.5
|  | 10:00 | 1.147 | 0.996 | 1.5
|  | 11:00 | 0.8484 | 0.881 | 1.5
|  | 12:00 | 0.79968 | 0.785 | 1.5
|  | 13:00 | 0.72432 | 0.727 | 1.5
|  | 14:00 | 0.70608 | 0.696 | 1.5
|  | 15:00 | 0.672 | 0.718 | 1.5
|  | 16:00 | 0.702 | 0.938 | 1.5
|  | 17:00 | 0.84288 | 1.018 | 1.5
|  | 18:00 | 1.062 | 1.058 | 0.5
|  | 19:00 | 1.2058 | 1.094 | 0.5
|  | 20:00 | 1.195 | 1.164 | 0.5
|  | 21:00 | 1.1239 | 1.14 | 0.5
|  | 22:00 | 1.104 | 1.126 | 0.5
|  | 23:00 | 0.9084 | 0.814 | 0.5
|  | 1 - 00:00 | 0.85848 | 0.775 | 0.5

## 2027 Model Results
Hydraulic Model Results - 2027 Scenario
2027 Base Hydraulic Model
[9 empty] | Steady State Results |  | Transient Results
Model Meter Name | Model Node NAME | Type of Supply | Zip Code |  | Receipt Point / Storage | Map Area | Node MinOp | Node MAOP | Volume (MMcfd) | Pressure (psig) | Min Pressure (psig) | Max Pressure (psig)
|  | Pipeline |  |  | Ehrenburg | Southern Zone |  |  | 980
|  | Pipeline |  |  | North Needles | Northern Zone |  |  | 430
|  | Pipeline |  |  | Topock | Northern Zone |  |  | 400
|  | Pipeline |  |  | Wheeler Ridge | Wheeler Ridge Zone |  |  | 765
|  | Pipeline |  |  | Kramer Junction | Northern Zone |  |  | 420
|  | Pipeline |  |  | Otay Mesa | Southern Zone |  |  | 50
|  | Storage |  |  | Goletano Storage | Coastal Zone |  |  | 228
|  | Storage |  |  | DelRey Storage | LA Basin |  |  | 299
|  | Storage |  |  | Honor Rancho Storage Field | Line 85 Zone |  |  | 671.6669
|  | Storage |  |  | Aliso Canyon | LA Basin |  |  | 0
|  | Production | #REF! |  | #REF! | San Joaquin Valley |  |  | 70
Total Receipts | [8 empty] | 4313.6669
2027 Base Hydraulic Model
[9 empty] | Steady State Results |  | Transient Results
Model Meter Name | Model Node NAME | Type of Load | Zip Code | EIA Code | Electric Generation Facility | Map Area | Node MinOp | Node MAOP | Volume (MMcfd) | Pressure (psig) | Min Pressure (psig) | Max Pressure (psig)
|  | Core | 92340 |  |  | Northern Zone
|  | Core | 92308 |  |  | Northern Zone
|  | Wholesale | 92308 |  |  | Northern Zone
|  | EG1 |  | 55698 | Hanford Energy Park Peaker | San Joaquin Valley
|  | EG2 |  | 58122 | Delano Energy Center | San Joaquin Valley
|  | Core | 92301 |  |  | Northern Zone
|  | Core | 91030 |  |  | LA Basin
|  | EG1 | 91030 | 420 | Broadway | LA Basin
|  | EG2 | 91030 | 422 | Glenarm | LA Basin
|  | NonCore | 91030 |  |  | LA Basin
|  | SMEG | 91030 | 62458 | Ratkovich Alhambra | LA Basin
|  | CORE | 92201 |  |  | Southern Zone (5000, 2000, 2001)
|  | EG1 | 92201 | 6060 | Coachella | Southern Zone (5000, 2000, 2001)
|  | NonCore | 92201 |  |  | Southern Zone (5000, 2000, 2001)
|  | SMEG | 92201 |  |  | Southern Zone (5000, 2000, 2001)
|  | Core | 92210 |  |  | Southern Zone (5000, 2000, 2001)
|  | NonCore | 92210 |  |  | Southern Zone (5000, 2000, 2001)
|  | SMEG | 92210 |  |  | Southern Zone (5000, 2000, 2001)
|  | Core | 92234 |  |  | Southern Zone (5000, 2000, 2001)
|  | NONCORE | 92234 |  |  | Southern Zone (5000, 2000, 2001)
|  | SMEG | 92234 |  |  | Southern Zone (5000, 2000, 2001)
|  | Core | 92230 |  |  | Southern Zone (5000, 2000, 2001)
|  | EGQUICK | 92230 | 57482 | Sentinel Energy Center, LLC | Southern Zone (5000, 2000, 2001)
|  | NONCORE | 92230 |  |  | Southern Zone (5000, 2000, 2001)
|  | SMEG | 92230 | 50674 | Municipal Cogen Plant | Southern Zone (5000, 2000, 2001)
|  | Core | 92555 |  |  | Southern Zone (5000, 2000, 2001)
|  | NONCORE | 92555 |  |  | Southern Zone (5000, 2000, 2001)
|  | Core | 92506 |  |  | Southern Zone (5000, 2000, 2001)
|  | NONCORE | 92506 |  |  | Southern Zone (5000, 2000, 2001)
|  | SMEG | 92506 |  |  | Southern Zone (5000, 2000, 2001)
|  | Core | 92879 |  |  | Southern Zone (5000, 2000, 2001)
|  | NONCORE | 92879 |  |  | Southern Zone (5000, 2000, 2001)
|  | SMEG | 92879 |  |  | Southern Zone (5000, 2000, 2001)
|  | Core | 92503 |  |  | Southern Zone (5000, 2000, 2001)
|  | EG1 | 92503 | 56356 | Clearwater Power Plant | Southern Zone (5000, 2000, 2001)
|  | EG2 | 92503 | 10635 | Corona Energy Partners, Ltd | Southern Zone (5000, 2000, 2001)
|  | NONCORE | 92503 |  |  | Southern Zone (5000, 2000, 2001)
|  | SMEG | 92503 |  |  | Southern Zone (5000, 2000, 2001)
|  | Core | 92823 |  |  | LA Basin
|  | Core | 92220 |  |  | Southern Zone (5000, 2000, 2001)
|  | Core | 92373 |  |  | Southern Zone (5000, 2000, 2001)
|  | NONCORE | 92373 |  |  | Southern Zone (5000, 2000, 2001)
|  | SMEG | 92373 | 58168 | Energy Center | Southern Zone (5000, 2000, 2001)
|  | Core | 92313 |  |  | Southern Zone (5000, 2000, 2001)
|  | EG1 | 92313 | 55934 | Century Generating Facility | Southern Zone (5000, 2000, 2001)
|  | EG2 | 92313 | 56144 | Springs Generating Station | Southern Zone (5000, 2000, 2001)
|  | NONCORE | 92313 |  |  | Southern Zone (5000, 2000, 2001)
|  | SMEG | 92313 |  |  | Southern Zone (5000, 2000, 2001)
|  | Core | 91752 |  |  | Southern Zone (5000, 2000, 2001)
|  | EG1 | 91752 | 56143 | Riverside Energy Resource Center | Southern Zone (5000, 2000, 2001)
|  | NONCORE | 91752 |  |  | Southern Zone (5000, 2000, 2001)
|  | SMEG | 91752 |  |  | Southern Zone (5000, 2000, 2001)
|  | Core | 92318 |  |  | Southern Zone (5000, 2000, 2001)
|  | EG2 | 92318 | 50850 | OLS Energy - Chino | Southern Zone (5000, 2000, 2001)
|  | EG1 | 92318 | 55951 | Agua Mansa Power Plant | Southern Zone (5000, 2000, 2001)
|  | Core | 91702 |  |  | LA Basin
|  | NONCORE | 91702 |  |  | LA Basin
|  | SMEG | 91702 |  |  | LA Basin
|  | Core | 92258 |  |  | Southern Zone (5000, 2000, 2001)
|  | Core | 91711 |  |  | LA Basin
|  | Core | 91708 |  |  | LA Basin
|  | NONCORE | 91708 |  |  | LA Basin
|  | SMEG | 91708 |  |  | LA Basin
|  | Core | 92225 |  |  | Southern Zone (5000, 2000, 2001)
|  | EG1 | 92225 | 55295 | Blythe Energy Inc. | Southern Zone (5000, 2000, 2001)
|  | NONCORE | 92225 |  |  | Southern Zone (5000, 2000, 2001)
|  | SMEG | 92225 |  |  | Southern Zone (5000, 2000, 2001)
|  | Core | 92821 |  |  | LA Basin
|  | NONCORE | 92821 |  |  | LA Basin
|  | Core | 93105 |  |  | Coastal Zone (East of La Goleta)
|  | NONCORE | 93105 |  |  | Coastal Zone (East of La Goleta)
|  | Core | 93108 |  |  | Coastal Zone (East of La Goleta)
|  | Core | 93022 |  |  | Coastal Zone (East of La Goleta)
|  | Core | 93067 |  |  | Coastal Zone (East of La Goleta)
|  | Core | 93013 |  |  | Coastal Zone (East of La Goleta)
|  | SMEG | 93013 |  |  | Coastal Zone (East of La Goleta)
|  | Core | 93015 |  |  | Coastal Zone (East of La Goleta)
|  | Refinery |  |  | Chevron El Segundo Refinery | LA Basin
|  | EG1 |  | 8076 | Ellwood | Coastal Zone (West of La Goleta)
|  | Core | 93010 |  |  | Coastal Zone (East of La Goleta)
|  | NONCORE | 93010 |  |  | Coastal Zone (East of La Goleta)
|  | SMEG | 93010 | 57585 | Oxnard Paper Mill | Coastal Zone (East of La Goleta)
|  | Core | 93021 |  |  | Coastal Zone (East of La Goleta)
|  | NONCORE | 93021 |  |  | Coastal Zone (East of La Goleta)
|  | SMEG | 93021 |  |  | Coastal Zone (East of La Goleta)
|  | Core | 91301 |  |  | Coastal Zone (East of La Goleta)
|  | SMEG | 91301 |  |  | Coastal Zone (East of La Goleta)
|  | Core | 91360 |  |  | Coastal Zone (East of La Goleta)
|  | NONCORE | 91360 |  |  | Coastal Zone (East of La Goleta)
|  | Core | 91320 |  |  | Coastal Zone (East of La Goleta)
|  | NONCORE | 91320 |  |  | Coastal Zone (East of La Goleta)
|  | SMEG | 91320 |  |  | Coastal Zone (East of La Goleta)
|  | Core | 91361 |  |  | Coastal Zone (East of La Goleta)
|  | Core | 90723 |  |  | LA Basin
|  | SMEG | 90723 |  |  | LA Basin
|  | NONCORE | 90723 |  |  | LA Basin
|  | Refinery | 90723 |  | Valero Wilmington Asphalt Refinery | LA Basin
|  | Core | 93201 |  |  | LA Basin
|  | EOR | 93201 |  |  | LA Basin
|  | NONCORE | 93201 |  |  | LA Basin
|  | SMEG | 93201 | 58122 | Delano Energy Center | LA Basin
|  | Core | 91046 |  |  | LA Basin
|  | EG1 | 91046 | 6013 | Olive | LA Basin
|  | SMEG | 91046 |  |  | LA Basin
|  | Core | 90004 |  |  | LA Basin
|  | NonCore | 90004 |  |  | LA Basin
|  | SMEG | 90004 | 62571 | Disney Prospect | LA Basin
|  | EG1 |  | 10213 | El Segundo Cogen. | LA Basin
|  | EGQUICK |  | 59002 | Carlsbad Energy Center | Southern Zone
|  | SDG NC | 92102 |  |  | Southern Zone (San Diego)
|  | SDGCore | 92102 |  |  | Southern Zone (San Diego)
|  | SDGCore | 92114 |  |  | Southern Zone (San Diego)
|  | SDGCore | 92040 |  |  | Southern Zone (San Diego)
|  | SMEG | 92020 | 57001 | El Cajon Energy Center | Southern Zone (San Diego)
|  | SDG NC | 92020 |  |  | Southern Zone (San Diego)
|  | SDGCore | 92020 |  |  | Southern Zone (San Diego)
|  | SDG NC | 92019 |  |  | Southern Zone (San Diego)
|  | SDGCore | 92019 |  |  | Southern Zone (San Diego)
|  | EG1 | 91901 | 55512 | Cuyamaca Peak Energy Plant | Southern Zone (San Diego)
|  | SDGCore | 91901 |  |  | Southern Zone (San Diego)
|  | EG1 | 92154 | 55540 | Chula Vista Energy Center | Southern Zone (San Diego)
|  | SDG NC | 92154 |  |  | Southern Zone (San Diego)
|  | SDGCore | 92154 |  |  | Southern Zone (San Diego)
|  | SDGCore | 91977 |  |  | Southern Zone (San Diego)
|  | SMEG | 91941 | 10115 | Grossmont Hospital | Southern Zone (San Diego)
|  | SDG NC | 91941 |  |  | Southern Zone (San Diego)
|  | SDGCore | 91941 |  |  | Southern Zone (San Diego)
|  | SDG NC | 91945 |  |  | Southern Zone (San Diego)
|  | SDGCore | 91945 |  |  | Southern Zone (San Diego)
|  | SDG NC | 91950 |  |  | Southern Zone (San Diego)
|  | SDGCore | 91950 |  |  | Southern Zone (San Diego)
|  | EGQUICK |  | 52147 | CP Kelco San Diego Plant | Southern Zone (San Diego)
|  | EG2 |  | 50963 | Naval Hospital Medical Center | Southern Zone (San Diego)
|  | SDG NC | 91910 |  |  | Southern Zone (San Diego)
|  | SDGCore | 91910 |  |  | Southern Zone (San Diego)
|  | SDGCore | 91932 |  |  | Southern Zone (San Diego)
|  | SDGCore | 92173 |  |  | Southern Zone (San Diego)
|  | SMEG | 91915 | 54936 | Richard J Donavan Correctional Facility | Southern Zone (San Diego)
|  | SDG NC | 91915 |  |  | Southern Zone (San Diego)
|  | SDGCore | 91915 |  |  | Southern Zone (San Diego)
|  | SMEG | 92101 | 54337 | NRG Energy San Diego | Southern Zone (San Diego)
|  | SDG NC | 92101 |  |  | Southern Zone (San Diego)
|  | SDGCore | 92101 |  |  | Southern Zone (San Diego)
|  | SDGCore | 91935 |  |  | Southern Zone (San Diego)
|  | SDGCore | 91902 |  |  | Southern Zone (San Diego)
|  | SDG NC | 92106 |  |  | Southern Zone (San Diego)
|  | SDGCore | 92106 |  |  | Southern Zone (San Diego)
|  | SDG NC | 92103 |  |  | Southern Zone (San Diego)
|  | SDGCore | 92103 |  |  | Southern Zone (San Diego)
|  | Core | 92317 |  |  | Northern Zone (Line 4002)
|  | NONCORE | 92317 |  |  | Northern Zone (Line 4002)
|  | SMEG | 92317 | 59800 | Amazon San Bernadino | Northern Zone (Line 4002)
|  | Core | 92341 |  |  | Northern Zone (Line 4002)
|  | SMEG | 92341 | 10206 | Loma Linda University Cogen | Northern Zone (Line 4002)
|  | Core | 93401 |  |  | Coastal Zone (West of La Goleta)
|  | EOR | 93401 | 50623 | Gaviota Oil Plant | Coastal Zone (West of La Goleta)
|  | NonCore | 93401 |  |  | Coastal Zone (West of La Goleta)
|  | Refinery | 93401 |  | Greka Energy, Santa Maria Refinery | Coastal Zone (West of La Goleta)
|  | SMEG | 93401 |  |  | Coastal Zone (West of La Goleta)
|  | Core | 93103 |  |  | Coastal Zone (West of La Goleta)
|  | NONCORE | 93103 |  |  | Coastal Zone (West of La Goleta)
|  | SMEG | 93103 |  |  | Coastal Zone (West of La Goleta)
|  | Core | 93309 |  |  | Wheeler Ridge Zone
|  | SMEG | 93309 |  |  | Wheeler Ridge Zone
|  | Core | 90005 |  |  | LA Basin
|  | NonCore | 90005 |  |  | LA Basin
|  | SMEG | 90005 |  |  | LA Basin
|  | Core | 92227 |  |  | Southern Zone (5000, 2000, 2001)
|  | EG1 | 92227 | 389 | El Centro Hybrid | Southern Zone (5000, 2000, 2001)
|  | EG2 | 92227 | 56569 | Niland Gas Turbine Plant | Southern Zone (5000, 2000, 2001)
|  | EG3 | 92227 | 7824 | Rockwood | Southern Zone (5000, 2000, 2001)
|  | NONCORE | 92227 |  |  | Southern Zone (5000, 2000, 2001)
|  | SMEG | 92227 | 58914 | MGAGCC Cogen Plant | Southern Zone (5000, 2000, 2001)
|  | Wholesale | 92227 |  |  | Southern Zone (5000, 2000, 2001)
|  | EG1 |  | 62115 | AES Alamitos LLC | LA Basin
|  | EG3 |  | 400 | LADWP Haynes Gen | LA Basin
|  | EGQUICK |  |  |  | LA Basin
|  | EG2 |  |  |  | LA Basin
|  | Core | 92646 |  |  | LA Basin
|  | EG1 | 92646 | 62116 | AES Huntington Beach Energy Project | LA Basin
|  | SMEG | 92646 |  |  | LA Basin
|  | Core | 90245 |  |  | LA Basin
|  | NONCORE | 90245 |  |  | LA Basin
|  | SMEG | 90245 | 62704 | Equinix Douglas St. Fuel Cell | LA Basin
|  | Core | 93255 |  |  | Wheeler Ridge Zone
|  | NONCORE | 93255 |  |  | Wheeler Ridge Zone
|  | Core | 90620 |  |  | LA Basin
|  | NONCORE | 90620 |  |  | LA Basin
|  | SMEG | 90620 | 60698 | Stanton Energy Reliability Center Hybrid | LA Basin
|  | Core | 90623 |  |  | LA Basin
|  | NONCORE | 90623 |  |  | LA Basin
|  | SMEG | 90623 | 54296 | Biola University Hybrid | LA Basin
|  | Core | 90706 |  |  | LA Basin
|  | NONCORE | 90706 |  |  | LA Basin
|  | SMEG | 90706 |  |  | LA Basin
|  | Core | 90804 |  |  | LA Basin
|  | Core | 90242 |  |  | LA Basin
|  | NONCORE | 90242 |  |  | LA Basin
|  | SMEG | 90242 |  |  | LA Basin
|  | Wholesale | 90242 |  |  | LA Basin
|  | Core | 92861 |  |  | LA Basin
|  | NONCORE | 92861 |  |  | LA Basin
|  | SMEG | 92861 |  |  | LA Basin
|  | Core | 92868 |  |  | LA Basin
|  | NONCORE | 92868 |  |  | LA Basin
|  | SMEG | 92868 | 60120 | UCI Fuel Cell | LA Basin
|  | Core | 92807 |  |  | LA Basin
|  | NONCORE | 92807 |  |  | LA Basin
|  | SMEG | 92807 |  |  | LA Basin
|  | Core | 92603 |  |  | LA Basin
|  | EOR | 92603 |  |  | LA Basin
|  | NONCORE | 92603 |  |  | LA Basin
|  | SMEG | 92603 | 62573 | ATT Kelvin | LA Basin
|  | EG1 |  | 56474 | Barre Peaker | LA Basin
|  | Core | 92703 |  |  | LA Basin
|  | NONCORE | 92703 |  |  | LA Basin
|  | SMEG | 92703 |  |  | LA Basin
|  | Core | 92647 |  |  | LA Basin
|  | NONCORE | 92647 |  |  | LA Basin
|  | SMEG | 92647 |  |  | LA Basin
|  | Core | 90720 |  |  | LA Basin
|  | NONCORE | 90720 |  |  | LA Basin
|  | SMEG | 90720 |  |  | LA Basin
|  | Wholesale |  |  |  | LA Basin
|  | Refinery |  |  | Valero Wilmington Refinery | LA Basin
|  | EG1 |  | 399 | LADWP Harbor Generation Station | LA Basin
|  | Core | 90010 |  |  | LA Basin
|  | Core | 91331 |  |  | LA Basin
|  | NONCORE | 91331 |  |  | LA Basin
|  | SMEG | 91331 |  |  | LA Basin
|  | Core | 91040 |  |  | LA Basin
|  | NONCORE | 91040 |  |  | LA Basin
|  | SMEG | 91040 |  |  | LA Basin
|  | Core | 90094 |  |  | LA Basin
|  | SMEG | 90094 |  |  | LA Basin
|  | Core | 90045 |  |  | LA Basin
|  | NONCORE | 90045 |  |  | LA Basin
|  | SMEG | 90045 | 62705 | Equinix Maple Ave. Fuel Cell | LA Basin
|  | Core | 90247 |  |  | LA Basin
|  | NONCORE | 90247 |  |  | LA Basin
|  | SMEG | 90247 |  |  | LA Basin
|  | Core | 90254 |  |  | LA Basin
|  | NONCORE | 90254 |  |  | LA Basin
|  | Refinery | 90254 |  | PBF Energy, Torrance Refinery | LA Basin
|  | SMEG | 90254 |  |  | LA Basin
|  | Core | 90034 |  |  | LA Basin
|  | EG1 | 90034 | 50541 | Harbor Cogen | LA Basin
|  | NONCORE | 90034 |  |  | LA Basin
|  | Core | 90745 |  |  | LA Basin
|  | EG1 | 90745 | 50216 | Watson Cogeneration | LA Basin
|  | NonCore | 90745 |  |  | LA Basin
|  | SMEG | 90745 |  |  | LA Basin
|  | Core | 90008 |  |  | LA Basin
|  | Core | 91335 |  |  | LA Basin
|  | Core | 90275 |  |  | LA Basin
|  | NONCORE | 90275 |  |  | LA Basin
|  | SMEG | 90275 |  |  | LA Basin
|  | EOR |  |  |  | San Joaquin Valley
|  | Core | 91748 |  |  | San Joaquin Valley
|  | NONCORE | 91748 |  |  | San Joaquin Valley
|  | SMEG | 91748 |  |  | LA Basin
|  | Core | 90604 |  |  | LA Basin
|  | NONCORE | 90604 |  |  | LA Basin
|  | SMEG | 90604 |  |  | LA Basin
|  | Core | 90601 |  |  | LA Basin
|  | NONCORE | 90601 |  |  | LA Basin
|  | SMEG | 90601 |  |  | LA Basin
|  | Core | 90022 |  |  | LA Basin
|  | NONCORE | 90022 |  |  | LA Basin
|  | SMEG | 90022 | 56041 | Malburg | LA Basin
|  | Core | 90241 |  |  | LA Basin
|  | EG1 | 90241 | 56475 | SCE Center Peaker | LA Basin
|  | SMEG | 90241 |  |  | LA Basin
|  | EG1 |  | 57515 | Walnut Creek Energy Park | LA Basin
|  | Core | 91006 |  |  | LA Basin
|  | NONCORE | 91006 |  |  | LA Basin
|  | SMEG | 91006 | 10262 | California Institute of Technology | LA Basin
|  | Core | 90640 |  |  | LA Basin
|  | NONCORE | 90640 |  |  | LA Basin
|  | Core | 90001 |  |  | LA Basin
|  | NONCORE | 90001 |  |  | LA Basin
|  | Refinery | 90001 |  | Phillips 66 Wilmington | LA Basin
|  | SMEG | 90001 | 58058 | Paramount Refinery | LA Basin
|  | Core | 90003 |  |  | LA Basin
|  | NONCORE | 90003 |  |  | LA Basin
|  | Core | 90018 |  |  | LA Basin
|  | NONCORE | 90018 |  |  | LA Basin
|  | SMEG | 90018 |  |  | LA Basin
|  | Core | 90007 |  |  | LA Basin
|  | NONCORE | 90007 |  |  | LA Basin
|  | Core | 90002 |  |  | LA Basin
|  | NONCORE | 90002 |  |  | LA Basin
|  | Core | 90059 |  |  | LA Basin
|  | NONCORE | 90059 |  |  | LA Basin
|  | SMEG | 90059 | 10169 | Carson Cogeneration | LA Basin
|  | Core | 91405 |  |  | LA Basin
|  | NONCORE | 91405 |  |  | LA Basin
|  | SMEG | 91405 | 62574 | Att Van Nuys | LA Basin
|  | Core | 91601 |  |  | LA Basin
|  | NONCORE | 91601 |  |  | LA Basin
|  | SMEG | 91601 |  |  | LA Basin
|  | Core | 91502 |  |  | LA Basin
|  | EG2 | 91502 | 56046 | SCPPA - Magnolia | LA Basin
|  | EG4 | 91502 | 408 | LADWP Valley | LA Basin
|  | EG1 | 91502 | 7987 | Lake One | LA Basin
|  | NonCore | 91502 |  |  | LA Basin
|  | Core | 91202 |  |  | LA Basin
|  | EG1 | 91202 | 377 | Grayson | LA Basin
|  | NONCORE | 91202 |  |  | LA Basin
|  | Core | 91001 |  |  | LA Basin
|  | Core | 90041 |  |  | LA Basin
|  | SMEG | 90041 |  |  | LA Basin
|  | Core | 91330 |  |  | LA Basin
|  | NONCORE | 91330 |  |  | LA Basin
|  | SMEG | 91330 |  |  | LA Basin
|  | Core | 91321 |  |  | LA Basin
|  | EOR | 91321 | 52096 | Berry Placerita Cogen | LA Basin
|  | SMEG | 91321 |  |  | LA Basin
|  | NONCORE | 91321 |  |  | LA Basin
|  | EG1 |  | 57122 | UCI Facilities Management Central Plant | LA Basin
|  | EG2 |  | 57027 | Canyon Power | LA Basin
|  | Core | 93204 |  |  | San Joaquin Valley
|  | Core | 93224 |  |  | San Joaquin Valley
|  | EOR | 93224 |  |  | San Joaquin Valley
|  | NONCORE | 93224 |  |  | San Joaquin Valley
|  | Core | 90744 |  |  | LA Basin
|  | NONCORE | 90744 |  |  | LA Basin
|  | SMEG | 90744 | 63285 | Valero Wilmington Cogeneration Plant | LA Basin
|  | EG1 |  | 55807 | Henrietta Peaker | San Joaquin Valley
|  | Core | 93268 |  |  | Wheeler Ridge Zone
|  | EOR | 93268 |  |  | Wheeler Ridge Zone
|  | NONCORE | 93268 |  |  | Wheeler Ridge Zone
|  | Core | 91306 |  |  | LA Basin
|  | NONCORE | 91306 |  |  | LA Basin
|  | SMEG | 91306 |  |  | LA Basin
|  | Core | 91316 |  |  | LA Basin
|  | Core | 91303 |  |  | LA Basin
|  | NONCORE | 91303 |  |  | LA Basin
|  | SMEG | 91303 |  |  | LA Basin
|  | Core | 91770 |  |  | LA Basin
|  | NONCORE | 91770 |  |  | LA Basin
|  | SMEG | 91770 |  |  | LA Basin
|  | EG1 |  | 55510 | CalPeak Power Border Peaker Plant | Southern Zone (San Diego)
|  | EG2 |  | 55542 | Larkspur Energy Facility | Southern Zone (San Diego)
|  | Core | 93001 |  |  | Southern Zone (San Diego)
|  | EG1 | 93001 | 10776 | E F Oxnard Energy Facility | Southern Zone (San Diego)
|  | EG4 | 93001 | 50851 | CSUCI Site Authority | Southern Zone (San Diego)
|  | EG5 | 93001 | 50464 | Oxnard | Southern Zone (San Diego)
|  | EOR | 93001 |  |  | Southern Zone (San Diego)
|  | EG3 | 93001 | 56471 | McGrath Peaker | Southern Zone (San Diego)
|  | EG2 | 93001 | 345 | Mandalay | Southern Zone (San Diego)
|  | NONCORE | 93001 |  |  | Southern Zone (San Diego)
|  | Core | 91761 |  |  | Northern Zone
|  | NONCORE | 91761 |  |  | Northern Zone
|  | Refinery | 91761 |  | Lunday Thagard, South Gate Refinery | Northern Zone
|  | SMEG | 91761 | 56473 | Mira Loma Peaker | Northern Zone
|  | Core | 92544 |  |  | Southern Zone (5000, 2000, 2001)
|  | NONCORE | 92544 |  |  | Southern Zone (5000, 2000, 2001)
|  | SMEG | 92544 |  |  | Southern Zone (5000, 2000, 2001)
|  | Core | 91351 |  |  | Wheeler Ridge Zone / Northern Zone
|  | NONCORE | 91351 |  |  | Wheeler Ridge Zone / Northern Zone
|  | SMEG | 91351 |  |  | Wheeler Ridge Zone / Northern Zone
|  | SMEG |  | 56346 | Bear Valley Power Plant | Northern Zone
|  | CORE | 91701 |  |  | Northern Zone / Southern Zone
|  | EG2 | 91701 | 358 | Mountainview Generating Station | Northern Zone / Southern Zone
|  | EG1 | 91701 | 56472 | Grapeland Hybrid | Northern Zone / Southern Zone
|  | NonCore | 91701 |  |  | Northern Zone / Southern Zone
|  | Refinery | 91701 |  | Lunday Thugard Meter 2 | Northern Zone / Southern Zone
|  | SMEG | 91701 | 59804 | Starbucks - Evolution Fresh | Northern Zone / Southern Zone
|  | Core | 91762 |  |  | Northern Zone / Southern Zone
|  | EG2 | 91762 | 10427 | New Indy Ontario Mill | Northern Zone / Southern Zone
|  | EG1 | 91762 | 55935 | Drews Generating Facility | Northern Zone / Southern Zone
|  | NONCORE | 91762 |  |  | Northern Zone / Southern Zone
|  | SMEG | 91762 | 50234 | San Antonion Regional Hospital | Northern Zone / Southern Zone
|  | Core | 92335 |  |  | Northern Zone / Southern Zone
|  | NONCORE | 92335 |  |  | Northern Zone / Southern Zone
|  | SMEG | 92335 | 57544 | Cal State University San Bernadino FCO1 | Northern Zone / Southern Zone
|  | Core | 92327 |  |  | Northern Zone
|  | Core | 93206 |  |  | Wheeler Ridge Zone
|  | NONCORE | 93206 |  |  | Wheeler Ridge Zone
|  | SMEG | 93206 |  |  | Wheeler Ridge Zone
|  | SMEG |  | 10685 | Westend Facility | Northern Zone
|  | Wholesale |  |  |  | Northern Zone
|  | Core | 92371 |  |  | Northern Zone
|  | Core | 93263 |  |  | Wheeler Ridge Zone
|  | NONCORE | 93263 |  |  | Wheeler Ridge Zone
|  | Refinery | 93263 |  | San Joaqin Refining Company | Wheeler Ridge Zone
|  | SMEG | 93263 |  |  | Wheeler Ridge Zone
|  | EG2 |  | 10427 | New-Indy Ontario Mall | Coastal Zone (East of La Goleta)
|  | EG1 |  | 350 | Ormond Beach | Coastal Zone (East of La Goleta)
|  | EG1 |  | 55345 | Otay Mesa Generating Project | Southern Zone
|  | EGQUICK |  | 57555 | Pio Pico Energy Center | Southern Zone
|  | EG3 |  | 55985 | Palomar Energy | Southern Zone (San Diego)
|  | EG1 |  | 55513 | CalPeak Power Enterprise Peaker Plant | LA Basin
|  | Core | 92805 |  |  | LA Basin
|  | NONCORE | 92805 |  |  | LA Basin
|  | SMEG | 92805 | 62698 | Kaiser East La Palma Ave. Fuel Cell | LA Basin
|  | Core | 91706 |  |  | LA Basin
|  | NONCORE | 91706 |  |  | LA Basin
|  | SMEG | 91706 |  |  | LA Basin
|  | EGQUICK |  | 58056 | MolsonCoors Irwindale Brewery | LA Basin
|  | Core | 93257 |  |  | Wheeler Ridge Zone
|  | NONCORE | 93257 |  |  | Wheeler Ridge Zone
|  | SMEG | 93257 |  |  | Wheeler Ridge Zone
|  | Core | 93212 |  |  | Wheeler Ridge Zone
|  | NONCORE | 93212 |  |  | Wheeler Ridge Zone
|  | SMEG | 93212 |  |  | Wheeler Ridge Zone
|  | Core | 93662 |  |  | Wheeler Ridge Zone
|  | NONCORE | 93662 |  |  | Wheeler Ridge Zone
|  | Core | 93250 |  |  | Wheeler Ridge Zone
|  | NONCORE | 93250 |  |  | Wheeler Ridge Zone
|  | Core | 93202 |  |  | Line 85 Zone
|  | EG1 | 93202 | 10156 | Fresno Cogen Partners | Line 85 Zone
|  | EG2 | 93202 | 10294 | King City Power Plant | Line 85 Zone
|  | NONCORE | 93202 |  |  | Line 85 Zone
|  | SMEG | 93202 |  |  | Line 85 Zone
|  | Core | 93266 |  |  | Line 85 Zone
|  | EG1 |  | 356 | AES Redondo Beach LLC | LA Basin
|  | Core | 93251 |  |  | Line 85 Zone
|  | SMEG | 93251 |  |  | Line 85 Zone
|  | NONCORE | 93251 |  |  | Line 85 Zone
|  | EG1 |  | 341 | Long Beach Generation, LLC | LA Basin
|  | EG2 |  | 57901 | El Segundo Energy Center | LA Basin
|  | Refinery |  |  | Marathon Carson Refinery | LA Basin
|  | Core | 92602 |  |  | LA Basin
|  | NONCORE | 92602 |  |  | LA Basin
|  | SMEG | 92602 |  |  | LA Basin
|  | Core | 91354 |  |  | Coastal Zone
|  | NONCORE | 91354 |  |  | Coastal Zone
|  | SMEG | 91354 |  |  | Coastal Zone
|  | Core | 91381 |  |  | Coastal Zone
|  | Core | 92584 |  |  | Southern Zone
|  | Core | 92587 |  |  | Southern Zone
|  | Core | 92530 |  |  | Southern Zone
|  | NONCORE | 92530 |  |  | Southern Zone
|  | SMEG | 92530 |  |  | Southern Zone
|  | Core | 92590 |  |  | Southern Zone
|  | NONCORE | 92590 |  |  | Southern Zone
|  | SMEG | 92590 |  |  | Southern Zone
|  | Core | 92567 |  |  | Southern Zone
|  | Core | 92543 |  |  | Southern Zone
|  | NONCORE | 92543 |  |  | Southern Zone
|  | SMEG | 92543 |  |  | Southern Zone
|  | EG2 |  | 404 | Scattergood | LA Basin
|  | EGQUICK |  |  |  | LA Basin
|  | SDG NC | 92126 |  |  | Southern Zone (San Diego)
|  | SDGCore | 92126 |  |  | Southern Zone (San Diego)
|  | SDGCore | 92124 |  |  | Southern Zone (San Diego)
|  | SMEG | 92108 | 10175 | Childrens Hospital | Southern Zone (San Diego)
|  | SMEG | 92108 | 10720 | Kyocera America Project | Southern Zone (San Diego)
|  | SDG NC | 92108 |  |  | Southern Zone (San Diego)
|  | SDGCore | 92108 |  |  | Southern Zone (San Diego)
|  | SDGCore | 92003 |  |  | Southern Zone (San Diego)
|  | SMEG | 92010 | 57715 | Watkins Manufacturing Co. | Southern Zone (San Diego)
|  | SMEG | 92010 | 58302 | Life Technologies Carlsbad | Southern Zone (San Diego)
|  | SDG NC | 92010 |  |  | Southern Zone (San Diego)
|  | SDGCore | 92010 |  |  | Southern Zone (San Diego)
|  | SDG NC | 92056 |  |  | Southern Zone (San Diego)
|  | SDGCore | 92056 |  |  | Southern Zone (San Diego)
|  | SDG NC | 92011 |  |  | Southern Zone (San Diego)
|  | SDGCore | 92011 |  |  | Southern Zone (San Diego)
|  | SDGCore | 92067 |  |  | Southern Zone (San Diego)
|  | SMEG | 92075 | 59456 | P Plant | Southern Zone (San Diego)
|  | SDG NC | 92075 |  |  | Southern Zone (San Diego)
|  | SDGCore | 92075 |  |  | Southern Zone (San Diego)
|  | EG1 | 92059 | 56914 | Orange Grove Peaking Facility | Southern Zone (San Diego)
|  | SDGCore | 92059 |  |  | Southern Zone (San Diego)
|  | EG1 |  | 56232 | Miramar Energy Facility | Southern Zone (San Diego)
|  | SDGCore | 92082 |  |  | Southern Zone (San Diego)
|  | SDG NC | 92054 |  |  | Southern Zone (San Diego)
|  | SDGCore | 92054 |  |  | Southern Zone (San Diego)
|  | SDG NC | 92057 |  |  | Southern Zone (San Diego)
|  | SDGCore | 92057 |  |  | Southern Zone (San Diego)
|  | SDG NC | 92008 |  |  | Southern Zone (San Diego)
|  | SDGCore | 92008 |  |  | Southern Zone (San Diego)
|  | SDGCore | 92024 |  |  | Southern Zone (San Diego)
|  | SDGCore | 92007 |  |  | Southern Zone (San Diego)
|  | SDGCore | 92122 |  |  | Southern Zone (San Diego)
|  | SMEG | 92092 | 57584 | University of California San Diego Hybrid | Southern Zone (San Diego)
|  | SMEG | 92092 | 57735 | UCSD Fuel Cell Plant | Southern Zone (San Diego)
|  | SDG NC | 92092 |  |  | Southern Zone (San Diego)
|  | SDGCore | 92092 |  |  | Southern Zone (San Diego)
|  | SDG NC | 92037 |  |  | Southern Zone (San Diego)
|  | SDGCore | 92037 |  |  | Southern Zone (San Diego)
|  | EG1 | 92025 | 54749 | Goal Line LP | Southern Zone (San Diego)
|  | SMEG | 92025 | 55538 | Escondido Energy Center | Southern Zone (San Diego)
|  | SDG NC | 92025 |  |  | Southern Zone (San Diego)
|  | SDGCore | 92025 |  |  | Southern Zone (San Diego)
|  | SDG NC | 92111 |  |  | Southern Zone (San Diego)
|  | SDGCore | 92111 |  |  | Southern Zone (San Diego)
|  | SDGCore | 92009 |  |  | Southern Zone (San Diego)
|  | SDG NC | 92069 |  |  | Southern Zone (San Diego)
|  | SDGCore | 92069 |  |  | Southern Zone (San Diego)
|  | SDGCore | 92055 |  |  | Southern Zone (San Diego)
|  | SDG NC | 92128 |  |  | Southern Zone (San Diego)
|  | SDGCore | 92128 |  |  | Southern Zone (San Diego)
|  | SDG NC | 92064 |  |  | Southern Zone (San Diego)
|  | SDGCore | 92064 |  |  | Southern Zone (San Diego)
|  | Core | 92624 |  |  | Southern Zone
|  | NONCORE | 92624 |  |  | Southern Zone
|  | SMEG | 92624 |  |  | Southern Zone
|  | Core | 92672 |  |  | Southern Zone
|  | Core | 93249 |  |  | Line 85 Zone
|  | EOR | 93249 | 62176 | Berry NW Cogen | Line 85 Zone
|  | NONCORE | 93249 |  |  | Line 85 Zone
|  | SMEG | 93249 |  |  | Line 85 Zone
|  | Core | 93066 |  |  | Coastal Zone (East of La Goleta)
|  | Core | 93012 |  |  | Coastal Zone (East of La Goleta)
|  | NONCORE | 93012 |  |  | Coastal Zone (East of La Goleta)
|  | SMEG | 93012 | 58432 | Houweling Nurseries | Coastal Zone (East of La Goleta)
|  | Core | 90023 |  |  | LA Basin
|  | NONCORE | 90023 |  |  | LA Basin
|  | SMEG | 90023 | 56039 | H. Gonzalez | LA Basin
|  | Wholesale | 90023 |  |  | LA Basin
|  | Core | 93252 |  |  | Line 85 Zone
|  | EOR | 93252 |  |  | Line 85 Zone
|  | NONCORE | 93252 |  |  | Line 85 Zone
|  | Core | 90274 |  |  | LA Basin
|  | NONCORE | 90274 |  |  | LA Basin
|  | SMEG | 90274 | 58300 | Honda Torrance | LA Basin
|  | Core | 90049 |  |  | LA Basin
|  | NONCORE | 90049 |  |  | LA Basin
|  | SMEG | 90049 | 50610 | Saint Johns Health Center | LA Basin
|  | Core | 93221 |  |  | Wheeler Ridge Zone
|  | NonCore | 93221 |  |  | Wheeler Ridge Zone
|  | SMEG | 93221 |  |  | Wheeler Ridge Zone
|  | Core | 91350 |  |  | Coastal Zone
|  | EG1 | 91350 | 10677 | CES Placerita | Coastal Zone
|  | EOR | 91350 |  |  | Coastal Zone
|  | SMEG | 91350 | 61754 | SunSelect1 | Coastal Zone
|  | Core | 93203 |  |  | Wheeler Ridge Zone
|  | NONCORE | 93203 |  |  | Wheeler Ridge Zone
|  | Refinery | 93203 |  | Kern Oil & Refining Company - Bakersfield | Wheeler Ridge Zone
|  | SMEG | 93203 |  |  | Wheeler Ridge Zone
|  | Core | 93311 |  |  | Wheeler Ridge Zone
|  | EOR | 93311 |  |  | Wheeler Ridge Zone
|  | NONCORE | 93311 |  |  | Wheeler Ridge Zone
|  | SMEG | 93311 |  |  | Wheeler Ridge Zone
|  | Core | 93307 |  |  | Wheeler Ridge Zone
|  | SMEG | 93307 | 61845 | Bolthouse Farms Fuel Cell | Wheeler Ridge Zone
|  | NONCORE | 93307 |  |  | Wheeler Ridge Zone
|  | EG1 |  | 55541 | Indigo Energy Center | Southern Zone (5000, 2000, 2001)
|  | Core | 92886 |  |  | Northern Zone / Southern Zone
|  | EOR |  |  |  | Northern Zone / Southern Zone
|  | PRD |  |  |  | Northern Zone / Southern Zone
-4302.456
Totals by Type
[6 empty] | SoCal Gas Core | Core |  | -2600.9314
[6 empty] | SDGE Core | SDGCore |  | -393.0947
[6 empty] | SoCal Gas Non-Core | NONCORE |  | -211.2165
[6 empty] | SDGE Non-Core | SDG NC |  | -37.8602
[6 empty] | Refinery | Refinery |  | -430.821
[6 empty] | Wholesale | Wholesale |  | -170.3721
-3844.2959
Electric Generation
[6 empty] | EG1 | EG1 |  | -280.2772
[6 empty] | EG2 | EG2 |  | -41.6089
[6 empty] | EG3 | EG3 |  | -66.4147
[6 empty] | EG4 | EG4 |  | -17.8015
[6 empty] | EG5 | EG5 |  | 0
[6 empty] | EGQuick | EGQuick |  | 0
[6 empty] | SMEG | SMEG |  | 0
[6 empty] | EG Subtotal |  |  | -406.1024
[6 empty] | EOR | EOR |  | -52.0578
[6 empty] | Grand Total |  |  | -4302.456