## NOTES
1. Dates shaded in orange on the "Date_Selection" tab represent Flex Alert/Emergency Alert Days that were added to the Top 5 Load Days set.
2. Dataset excludes any production from resources on days before their official Commercial Operation Date (COD).
3. The exceedance levels chosen here and resulting profiles are used in the version of the Master Resource Database released to the service list on October 4, 2023.
4. For each technology/location, the Solver setup picks an exceedance level for each season using hourly weights (based on reliability risk) and overcounting/undercounting weights (prioritizing minimization of overcounting relative to undercounting).
5. Additional Solver constraints: no overcounting greater than 10% in any hour relative to Worst Day profile, no overcounting greater than 2% in LOLE hours relative to the Worst Day profile, and chosen exceedance levels have a lower bound of 50% and upper bound of 85%.
6. Southern California wind resources utilize Spring (March - June) and Non-Spring seasons for purposes of picking exceedance levels. All other resources continue to utilize Summer (June - October) and Non-Summer seasons for purposes of picking exceedance levels.

## Date_Selection
2017 |  |  |  | 2018 |  |  |  | 2019 |  |  |  | 2020 |  |  |  | 2021 |  |  |  | 2022
Month | Rank | Load | Date | Month | Rank | Load | Date | Month | Rank | Load | Date | Month | Rank | Load | Date | Month | Rank | Load | Date | Month | Rank | Load | Date
1 | 1 | 31292 | 2017-01-23 | 1 | 1 | 29544.6469 | 2018-01-29 | 1 | 1 | 29253.02 | 2019-01-14 | 1 | 1 | 29239.33 | 2020-01-16 | 1 | 1 | 29289.1828 | 2021-01-25 | 1 | 1 | 29104.8523 | 2022-01-03
1 | 2 | 31003 | 2017-01-18 | 1 | 2 | 29225.7798 | 2018-01-08 | 1 | 2 | 29151.89 | 2019-01-15 | 1 | 2 | 28539.89 | 2020-01-15 | 1 | 2 | 29137.0646 | 2021-01-26 | 1 | 2 | 28584.1065 | 2022-01-04
1 | 3 | 30935 | 2017-01-24 | 1 | 3 | 29075.8843 | 2018-01-22 | 1 | 3 | 29136.91 | 2019-01-02 | 1 | 3 | 28321.13 | 2020-01-13 | 1 | 3 | 28252.7177 | 2021-01-27 | 1 | 3 | 28398.1014 | 2022-01-31
1 | 4 | 30877 | 2017-01-25 | 1 | 4 | 29065.3426 | 2018-01-25 | 1 | 4 | 29030.74 | 2019-01-03 | 1 | 4 | 28251.49 | 2020-01-14 | 1 | 4 | 27894.3482 | 2021-01-07 | 1 | 4 | 28180.4312 | 2022-01-10
1 | 5 | 30677 | 2017-01-26 | 1 | 5 | 28932.3628 | 2018-01-03 | 1 | 5 | 28671.39 | 2019-01-16 | 1 | 5 | 28226 | 2020-01-09 | 1 | 5 | 27882.8879 | 2021-01-06 | 1 | 5 | 28126.1645 | 2022-01-05
2 | 1 | 30349 | 2017-02-06 | 2 | 1 | 30054 | 2018-02-20 | 2 | 1 | 29582.5179 | 2019-02-20 | 2 | 1 | 29437.06 | 2020-02-04 | 2 | 1 | 27252.8 | 2021-02-09 | 2 | 1 | 29019.7119 | 2022-02-23
2 | 2 | 30147 | 2017-02-08 | 2 | 2 | 29747 | 2018-02-22 | 2 | 2 | 29408.8075 | 2019-02-21 | 2 | 2 | 29114.35 | 2020-02-03 | 2 | 2 | 27130.8 | 2021-02-11 | 2 | 2 | 28726.9742 | 2022-02-22
2 | 3 | 30076 | 2017-02-01 | 2 | 3 | 29387 | 2018-02-27 | 2 | 3 | 29066.0053 | 2019-02-05 | 2 | 3 | 28754.82 | 2020-02-05 | 2 | 3 | 27120.2 | 2021-02-17 | 2 | 3 | 28307.8715 | 2022-02-24
2 | 4 | 30062 | 2017-02-09 | 2 | 4 | 29382 | 2018-02-19 | 2 | 4 | 29021.2922 | 2019-02-13 | 2 | 4 | 28276.01 | 2020-02-10 | 2 | 4 | 26993.5 | 2021-02-08 | 2 | 4 | 28081.9284 | 2022-02-01
2 | 5 | 30005 | 2017-02-07 | 2 | 5 | 29350 | 2018-02-21 | 2 | 5 | 29001.3896 | 2019-02-12 | 2 | 5 | 28132.87 | 2020-02-11 | 2 | 5 | 26980.7 | 2021-02-04 | 2 | 5 | 28048.5946 | 2022-02-10
3 | 1 | 29531 | 2017-03-14 | 3 | 1 | 28329 | 2018-03-01 | 3 | 1 | 28091.8381 | 2019-03-06 | 3 | 1 | 28215.79 | 2020-03-05 | 3 | 1 | 28135.8043 | 2021-03-10 | 3 | 1 | 28687.8193 | 2022-03-23
3 | 2 | 29074 | 2017-03-13 | 3 | 2 | 28151 | 2018-03-05 | 3 | 2 | 28089.6574 | 2019-03-05 | 3 | 2 | 28046.77 | 2020-03-02 | 3 | 2 | 27973.0972 | 2021-03-09 | 3 | 2 | 28483.5148 | 2022-03-24
3 | 3 | 28752 | 2017-03-15 | 3 | 3 | 28121 | 2018-03-02 | 3 | 3 | 27730.9129 | 2019-03-07 | 3 | 3 | 27992.38 | 2020-03-04 | 3 | 3 | 27910.5344 | 2021-03-03 | 3 | 3 | 27970.6654 | 2022-03-22
3 | 4 | 28649 | 2017-03-09 | 3 | 4 | 27979 | 2018-03-12 | 3 | 4 | 27518.9062 | 2019-03-11 | 3 | 4 | 27946.4 | 2020-03-03 | 3 | 4 | 27620.0666 | 2021-03-15 | 3 | 4 | 27687.0643 | 2022-03-25
3 | 5 | 28619 | 2017-03-16 | 3 | 5 | 27926 | 2018-03-29 | 3 | 5 | 27492.597 | 2019-03-04 | 3 | 5 | 27607.96 | 2020-03-12 | 3 | 5 | 27612.1188 | 2021-03-11 | 3 | 5 | 27608.8862 | 2022-03-01
4 | 1 | 29119 | 2017-04-21 | 4 | 1 | 30025 | 2018-04-09 | 4 | 1 | 30960.24 | 2019-04-24 | 4 | 1 | 30577.76 | 2020-04-28 | 4 | 1 | 30066.2024 | 2021-04-30 | 4 | 1 | 33267.7457 | 2022-04-08
4 | 2 | 28620 | 2017-04-05 | 4 | 2 | 29399 | 2018-04-23 | 4 | 2 | 30604.18 | 2019-04-25 | 4 | 2 | 30114.52 | 2020-04-24 | 4 | 2 | 29496.2142 | 2021-04-29 | 4 | 2 | 32916.5825 | 2022-04-07
4 | 3 | 28540 | 2017-04-17 | 4 | 3 | 29396 | 2018-04-10 | 4 | 3 | 29828.47 | 2019-04-23 | 4 | 3 | 29381.28 | 2020-04-25 | 4 | 3 | 28297.7287 | 2021-04-19 | 4 | 3 | 29756.1775 | 2022-04-06
4 | 4 | 28467 | 2017-04-27 | 4 | 4 | 29237 | 2018-04-25 | 4 | 4 | 29046.52 | 2019-04-18 | 4 | 4 | 28109.86 | 2020-04-27 | 4 | 4 | 27496.8781 | 2021-04-01 | 4 | 4 | 28178.4715 | 2022-04-25
4 | 5 | 28120 | 2017-04-20 | 4 | 5 | 29103 | 2018-04-24 | 4 | 5 | 29025.38 | 2019-04-26 | 4 | 5 | 27998.14 | 2020-04-29 | 4 | 5 | 27439.4334 | 2021-04-28 | 4 | 5 | 27449.9371 | 2022-04-26
5 | 1 | 36040 | 2017-05-22 | 5 | 1 | 32256 | 2018-05-29 | 5 | 1 | 28446.15 | 2019-05-13 | 5 | 1 | 37822.63 | 2020-05-27 | 5 | 1 | 31650.4966 | 2021-05-31 | 5 | 1 | 34250.084 | 2022-05-25
5 | 2 | 35708 | 2017-05-03 | 5 | 2 | 30456 | 2018-05-08 | 5 | 2 | 28320.04 | 2019-05-14 | 5 | 2 | 37693.83 | 2020-05-26 | 5 | 2 | 31397.0396 | 2021-05-05 | 5 | 2 | 33299.168 | 2022-05-24
5 | 3 | 35702 | 2017-05-23 | 5 | 3 | 30273 | 2018-05-09 | 5 | 3 | 28276.29 | 2019-05-02 | 5 | 3 | 35390.98 | 2020-05-28 | 5 | 3 | 30671.9588 | 2021-05-04 | 5 | 3 | 31018.816 | 2022-05-18
5 | 4 | 33999 | 2017-05-04 | 5 | 4 | 30190 | 2018-05-07 | 5 | 4 | 28133.49 | 2019-05-08 | 5 | 4 | 32792.35 | 2020-05-07 | 5 | 4 | 30556.3344 | 2021-05-12 | 5 | 4 | 30367.7016 | 2022-05-26
5 | 5 | 33305 | 2017-05-02 | 5 | 5 | 29720 | 2018-05-28 | 5 | 5 | 28059.27 | 2019-05-30 | 5 | 5 | 32491.92 | 2020-05-25 | 5 | 5 | 30108.0715 | 2021-05-25 | 5 | 5 | 30040.0254 | 2022-05-14
6 | 1 | 44182 | 2017-06-20 | 6 | 1 | 37595 | 2018-06-22 | 6 | 1 | 42437.17 | 2019-06-11 | 6 | 1 | 39814.93 | 2020-06-03 | 6 | 1 | 41083.2504 | 2021-06-17 | 6 | 1 | 41362.3877 | 2022-06-27
6 | 2 | 44093 | 2017-06-19 | 6 | 2 | 37311 | 2018-06-13 | 6 | 2 | 40947.39 | 2019-06-10 | 6 | 2 | 38850.06 | 2020-06-10 | 6 | 2 | 40580.3011 | 2021-06-18 | 6 | 2 | 40648.397 | 2022-06-28
6 | 3 | 43469 | 2017-06-21 | 6 | 3 | 36538 | 2018-06-12 | 6 | 3 | 39317.66 | 2019-06-12 | 6 | 3 | 36961.18 | 2020-06-11 | 6 | 3 | 38943.003 | 2021-06-16 | 6 | 3 | 39998.7324 | 2022-06-23
6 | 4 | 41511 | 2017-06-22 | 6 | 4 | 36127 | 2018-06-14 | 6 | 4 | 33673.69 | 2019-06-05 | 6 | 4 | 36665.15 | 2020-06-24 | 6 | 4 | 38842.993 | 2021-06-15 | 6 | 4 | 39709.8402 | 2022-06-24
6 | 5 | 39969 | 2017-06-26 | 6 | 5 | 35380 | 2018-06-26 | 6 | 5 | 33436.57 | 2019-06-19 | 6 | 5 | 36586.31 | 2020-06-23 | 6 | 5 | 37734.4482 | 2021-06-28 | 6 | 5 | 39408.6959 | 2022-06-21
7 | 1 | 45366 | 2017-07-07 | 7 | 1 | 46310 | 2018-07-25 | 7 | 1 | 42844.9 | 2019-07-24 | 7 | 1 | 41535.69 | 2020-07-12 | 7 | 1 | 42993.8183 | 2021-07-09 | 7 | 1 | 41412.7945 | 2022-07-18
7 | 2 | 43410 | 2017-07-10 | 7 | 2 | 46172 | 2018-07-24 | 7 | 2 | 42040.68 | 2019-07-26 | 7 | 2 | 41409.77 | 2020-07-11 | 7 | 2 | 41867.9722 | 2021-07-19 | 7 | 2 | 41266.385 | 2022-07-19
7 | 3 | 42834 | 2017-07-08 | 7 | 3 | 45749 | 2018-07-23 | 7 | 3 | 41714.3 | 2019-07-25 | 7 | 3 | 40518.24 | 2020-07-10 | 7 | 3 | 41363.0369 | 2021-07-29 | 7 | 3 | 40413.1546 | 2022-07-20
7 | 4 | 42630 | 2017-07-17 | 7 | 4 | 45126 | 2018-07-06 | 7 | 4 | 41703.11 | 2019-07-23 | 7 | 4 | 40391.224 | 2020-07-31 | 7 | 4 | 41046.4034 | 2021-07-21 | 7 | 4 | 39452.938 | 2022-07-11
7 | 5 | 42522 | 2017-07-27 | 7 | 5 | 43741 | 2018-07-31 | 7 | 5 | 41339.64 | 2019-07-27 | 7 | 5 | 39833.38 | 2020-07-13 | 7 | 5 | 41000.1184 | 2021-07-20 | 7 | 5 | 39327.8436 | 2022-07-21
8 | 1 | 47344 | 2017-08-28 | 8 | 1 | 44996 | 2018-08-09 | 7 | 6 | 39384.57 | 2019-07-28 | 8 | 1 | 46973.59 | 2020-08-18 | 7 | 6 | 40897.12 | 2021-07-28 | 8 | 1 | 45232.8648 | 2022-08-16
8 | 2 | 46969 | 2017-08-29 | 8 | 2 | 44272 | 2018-08-06 | 8 | 1 | 44094.87 | 2019-08-15 | 8 | 2 | 46284.1 | 2020-08-14 | 7 | 7 | 40325.07 | 7/10/2021 | 8 | 2 | 45178.5845 | 2022-08-31
8 | 3 | 46485 | 2017-08-31 | 8 | 3 | 43962 | 2018-08-07 | 8 | 2 | 43853.62 | 2019-08-14 | 8 | 3 | 45846.06 | 2020-08-19 | 7 | 8 | 38447.76 | 2021-07-12 | 8 | 3 | 43385.6707 | 2022-08-15
8 | 4 | 46236 | 2017-08-30 | 8 | 4 | 43891 | 2018-08-08 | 8 | 3 | 43387.9 | 2019-08-26 | 8 | 4 | 44939.06 | 2020-08-17 | 8 | 1 | 42720.0868 | 2021-08-16 | 8 | 4 | 42754.7236 | 2022-08-17
8 | 5 | 44825 | 2017-08-03 | 8 | 5 | 43803 | 2018-08-01 | 8 | 4 | 42814.98 | 2019-08-27 | 8 | 5 | 44791.4 | 2020-08-15 | 8 | 2 | 42147.9649 | 2021-08-12 | 8 | 5 | 42101.813 | 2022-08-23
9 | 1 | 49899 | 2017-09-01 | 9 | 1 | 38558 | 2018-09-07 | 8 | 5 | 41222.57 | 2019-08-06 | 8 | 6 | 43471.27 | 2020-08-16 | 8 | 3 | 42138.5456 | 2021-08-27 | 9 | 1 | 51479.0047 | 2022-09-06
9 | 2 | 47290 | 2017-09-02 | 9 | 2 | 37844 | 2018-09-08 | 9 | 1 | 43835.2 | 2019-09-03 | 8 | 7 | 42153.89 | 2020-08-13 | 8 | 4 | 41733.488 | 2021-08-10 | 9 | 2 | 49859.092 | 2022-09-07
9 | 3 | 43528 | 2017-09-11 | 9 | 3 | 37682 | 2018-09-10 | 9 | 2 | 43395.22 | 2019-09-04 | 9 | 1 | 46528 | 2020-09-06 | 8 | 5 | 41225.0628 | 2021-08-11 | 9 | 3 | 48704.1645 | 2022-09-05
9 | 4 | 43022 | 2017-09-05 | 9 | 4 | 36199 | 2018-09-09 | 9 | 3 | 42132.35 | 2019-09-13 | 9 | 2 | 45656.33 | 2020-09-05 | 9 | 1 | 43789.2277 | 2021-09-08 | 9 | 4 | 48351.2032 | 2022-09-08
9 | 5 | 41974 | 2017-09-03 | 9 | 5 | 36058 | 2018-09-04 | 9 | 4 | 41915.82 | 2019-09-05 | 9 | 3 | 42754.1158 | 2020-09-30 | 9 | 2 | 43232.3592 | 2021-09-09 | 9 | 5 | 47101.3592 | 2022-09-01
10 | 1 | 39247 | 2017-10-24 | 10 | 1 | 34751 | 2018-10-01 | 9 | 5 | 41322.42 | 2019-09-06 | 9 | 4 | 41632.12 | 2020-09-07 | 9 | 3 | 42344.8996 | 2021-09-07 | 9 | 6 | 45674.861 | 2022-09-02
10 | 2 | 38230 | 2017-10-25 | 10 | 2 | 32185 | 2018-10-02 | 10 | 1 | 33227.4 | 2019-10-24 | 9 | 5 | 41191.31 | 2020-09-29 | 9 | 4 | 40762.6874 | 2021-09-21 | 9 | 7 | 43888.3123 | 2022-09-04
10 | 3 | 36229 | 2017-10-23 | 10 | 3 | 31183 | 2018-10-03 | 10 | 2 | 32787.3 | 2019-10-25 | 9 | 6 | 37516.87 | 2020-09-03 | 9 | 5 | 40084.7276 | 2021-09-10 | 9 | 8 | 43852.1528 | 2022-09-03
10 | 4 | 34923 | 2017-10-26 | 10 | 4 | 30528 | 2018-10-08 | 10 | 3 | 32608.64 | 2019-10-22 | 10 | 1 | 43147.4021 | 2020-10-01 | 10 | 1 | 33102.1676 | 2021-10-01 | 9 | 9 | 42862.3108 | 2022-09-09
10 | 5 | 33572 | 2017-10-16 | 10 | 5 | 30307 | 2018-10-04 | 10 | 4 | 32115.26 | 2019-10-07 | 10 | 2 | 41403.8186 | 2020-10-02 | 10 | 2 | 32743.8278 | 2021-10-04 | 10 | 1 | 34315.9936 | 2022-10-05
11 | 1 | 31307.6304 | 2017-11-22 | 11 | 1 | 29880 | 2018-11-02 | 10 | 5 | 31773.56 | 2019-10-23 | 10 | 3 | 37676.8114 | 2020-10-15 | 10 | 3 | 32497.6337 | 2021-10-03 | 10 | 2 | 34170.6283 | 2022-10-19
11 | 2 | 30273.9521 | 2017-11-28 | 11 | 2 | 29673 | 2018-11-01 | 11 | 1 | 29661.386 | 2019-11-18 | 10 | 4 | 37512.199 | 2020-10-16 | 10 | 4 | 32353.8755 | 2021-10-02 | 10 | 3 | 33933.979 | 2022-10-07
11 | 3 | 30265.9775 | 2017-11-29 | 11 | 3 | 29409 | 2018-11-05 | 11 | 2 | 29030.5956 | 2019-11-08 | 10 | 5 | 37301.1641 | 2020-10-03 | 10 | 5 | 31214.7482 | 2021-10-05 | 10 | 4 | 33521.9017 | 2022-10-06
11 | 4 | 30043.4718 | 2017-11-21 | 11 | 4 | 29342 | 2018-11-14 | 11 | 3 | 28960.8639 | 2019-11-07 | 11 | 1 | 29618.7771 | 2020-11-05 | 11 | 1 | 30145.6676 | 2021-11-12 | 10 | 5 | 33436.5574 | 2022-10-04
11 | 5 | 29904.4499 | 2017-11-08 | 11 | 5 | 29122 | 2018-11-07 | 11 | 4 | 28870.0123 | 2019-11-05 | 11 | 2 | 29520.6935 | 2020-11-04 | 11 | 2 | 29317.4355 | 2021-11-11 | 11 | 1 | 28252.6507 | 2022-11-30
12 | 1 | 30887.8471 | 2017-12-20 | 12 | 1 | 30118 | 2018-12-05 | 11 | 5 | 28780.1161 | 2019-11-26 | 11 | 3 | 28838.7847 | 2020-11-02 | 11 | 3 | 28968.7592 | 2021-11-15 | 11 | 2 | 28183.5979 | 2022-11-29
12 | 2 | 30879.2275 | 2017-12-21 | 12 | 2 | 29942 | 2018-12-10 | 12 | 1 | 30238.55 | 2019-12-16 | 11 | 4 | 28711.0952 | 2020-11-30 | 11 | 4 | 28658.1895 | 2021-11-29 | 11 | 3 | 28175.7201 | 2022-11-08
12 | 3 | 30821.8304 | 2017-12-04 | 12 | 3 | 29760 | 2018-12-06 | 12 | 2 | 30120.74 | 2019-12-17 | 11 | 5 | 28627.1288 | 2020-11-03 | 11 | 5 | 28626.4348 | 2021-11-30 | 11 | 4 | 28110.242 | 2022-11-28
12 | 4 | 30742.2785 | 2017-12-11 | 12 | 4 | 29592 | 2018-12-11 | 12 | 3 | 30106.8 | 2019-12-18 | 12 | 1 | 29458.1152 | 2020-12-15 | 12 | 1 | 31157.7637 | 2021-12-14 | 11 | 5 | 27980.3838 | 2022-11-21
12 | 5 | 30732.6355 | 2017-12-06 | 12 | 5 | 29564 | 2018-12-03 | 12 | 4 | 29421.98 | 2019-12-19 | 12 | 2 | 29317.8984 | 2020-12-14 | 12 | 2 | 31111.5355 | 2021-12-15 | 12 | 1 | 30047.5717 | 2022-12-12
[8 empty] | 12 | 5 | 29280.58 | 2019-12-11 | 12 | 3 | 29305.9684 | 2020-12-16 | 12 | 3 | 30600.0154 | 2021-12-13 | 12 | 2 | 29773.1359 | 2022-12-14
[12 empty] | 12 | 4 | 29117.9462 | 2020-12-07 | 12 | 4 | 30438.9973 | 2021-12-16 | 12 | 3 | 29724.8021 | 2022-12-13
[12 empty] | 12 | 5 | 29055.51 | 2020-12-17 | 12 | 5 | 30149.9777 | 2021-12-20 | 12 | 4 | 29588.0673 | 2022-12-19
[20 empty] | 12 | 5 | 29321.5592 | 2022-12-15

## Date_List
2017-01-23
2017-01-18
2017-01-24
2017-01-25
2017-01-26
2017-02-06
2017-02-08
2017-02-01
2017-02-09
2017-02-07
2017-03-14
2017-03-13
2017-03-15
2017-03-09
2017-03-16
2017-04-21
2017-04-05
2017-04-17
2017-04-27
2017-04-20
2017-05-22
2017-05-03
2017-05-23
2017-05-04
2017-05-02
2017-06-20
2017-06-19
2017-06-21
2017-06-22
2017-06-26
2017-07-07
2017-07-10
2017-07-08
2017-07-17
2017-07-27
2017-08-28
2017-08-29
2017-08-31
2017-08-30
2017-08-03
2017-09-01
2017-09-02
2017-09-11
2017-09-05
2017-09-03
2017-10-24
2017-10-25
2017-10-23
2017-10-26
2017-10-16
2017-11-22
2017-11-28
2017-11-29
2017-11-21
2017-11-08
2017-12-20
2017-12-21
2017-12-04
2017-12-11
2017-12-06
2018-01-29
2018-01-08
2018-01-22
2018-01-25
2018-01-03
2018-02-20
2018-02-22
2018-02-27
2018-02-19
2018-02-21
2018-03-01
2018-03-05
2018-03-02
2018-03-12
2018-03-29
2018-04-09
2018-04-23
2018-04-10
2018-04-25
2018-04-24
2018-05-29
2018-05-08
2018-05-09
2018-05-07
2018-05-28
2018-06-22
2018-06-13
2018-06-12
2018-06-14
2018-06-26
2018-07-25
2018-07-24
2018-07-23
2018-07-06
2018-07-31
2018-08-09
2018-08-06
2018-08-07
2018-08-08
2018-08-01
2018-09-07
2018-09-08
2018-09-10
2018-09-09
2018-09-04
2018-10-01
2018-10-02
2018-10-03
2018-10-08
2018-10-04
2018-11-02
2018-11-01
2018-11-05
2018-11-14
2018-11-07
2018-12-05
2018-12-10
2018-12-06
2018-12-11
2018-12-03
2019-01-14
2019-01-15
2019-01-02
2019-01-03
2019-01-16
2019-02-20
2019-02-21
2019-02-05
2019-02-13
2019-02-12
2019-03-06
2019-03-05
2019-03-07
2019-03-11
2019-03-04
2019-04-24
2019-04-25
2019-04-23
2019-04-18
2019-04-26
2019-05-13
2019-05-14
2019-05-02
2019-05-08
2019-05-30
2019-06-11
2019-06-10
2019-06-12
2019-06-05
2019-06-19
2019-07-24
2019-07-26
2019-07-25
2019-07-23
2019-07-27
2019-07-28
2019-08-15
2019-08-14
2019-08-26
2019-08-27
2019-08-06
2019-09-03
2019-09-04
2019-09-13
2019-09-05
2019-09-06
2019-10-24
2019-10-25
2019-10-22
2019-10-07
2019-10-23
2019-11-18
2019-11-08
2019-11-07
2019-11-05
2019-11-26
2019-12-16
2019-12-17
2019-12-18
2019-12-19
2019-12-11
2020-01-16
2020-01-15
2020-01-13
2020-01-14
2020-01-09
2020-02-04
2020-02-03
2020-02-05
2020-02-10
2020-02-11
2020-03-05
2020-03-02
2020-03-04
2020-03-03
2020-03-12
2020-04-28
2020-04-24
2020-04-25
2020-04-27
2020-04-29
2020-05-27
2020-05-26
2020-05-28
2020-05-07
2020-05-25
2020-06-03
2020-06-10
2020-06-11
2020-06-24
2020-06-23
2020-07-12
2020-07-11
2020-07-10
2020-07-31
2020-07-13
2020-08-18
2020-08-14
2020-08-19
2020-08-17
2020-08-15
2020-08-16
2020-08-13
2020-09-06
2020-09-05
2020-09-30
2020-09-07
2020-09-29
2020-09-03
2020-10-01
2020-10-02
2020-10-15
2020-10-16
2020-10-03
2020-11-05
2020-11-04
2020-11-02
2020-11-30
2020-11-03
2020-12-15
2020-12-14
2020-12-16
2020-12-07
2020-12-17
2021-01-25
2021-01-26
2021-01-27
2021-01-07
2021-01-06
2021-02-09
2021-02-11
2021-02-17
2021-02-08
2021-02-04
2021-03-10
2021-03-09
2021-03-03
2021-03-15
2021-03-11
2021-04-30
2021-04-29
2021-04-19
2021-04-01
2021-04-28
2021-05-31
2021-05-05
2021-05-04
2021-05-12
2021-05-25
2021-06-17
2021-06-18
2021-06-16
2021-06-15
2021-06-28
2021-07-09
2021-07-19
2021-07-29
2021-07-21
2021-07-20
2021-07-28
7/10/2021
2021-07-12
2021-08-16
2021-08-12
2021-08-27
2021-08-10
2021-08-11
2021-09-08
2021-09-09
2021-09-07
2021-09-21
2021-09-10
2021-10-01
2021-10-04
2021-10-03
2021-10-02
2021-10-05
2021-11-12
2021-11-11
2021-11-15
2021-11-29
2021-11-30
2021-12-14
2021-12-15
2021-12-13
2021-12-16
2021-12-20
2022-01-03
2022-01-04
2022-01-31
2022-01-10
2022-01-05
2022-02-23
2022-02-22
2022-02-24
2022-02-01
2022-02-10
2022-03-23
2022-03-24
2022-03-22
2022-03-25
2022-03-01
2022-04-08
2022-04-07
2022-04-06
2022-04-25
2022-04-26
2022-05-25
2022-05-24
2022-05-18
2022-05-26
2022-05-14
2022-06-27
2022-06-28
2022-06-23
2022-06-24
2022-06-21
2022-07-18
2022-07-19
2022-07-20
2022-07-11
2022-07-21
2022-08-16
2022-08-31
2022-08-15
2022-08-17
2022-08-23
2022-09-06
2022-09-07
2022-09-05
2022-09-08
2022-09-01
2022-09-02
2022-09-04
2022-09-03
2022-09-09
2022-10-05
2022-10-19
2022-10-07
2022-10-06
2022-10-04
2022-11-30
2022-11-29
2022-11-08
2022-11-28
2022-11-21
2022-12-12
2022-12-14
2022-12-13
2022-12-19
2022-12-15

## Installed_Capacity
Master generating file data
Pmax
SOLAR | North |  | Solar Fixed | [12 empty] | Solar Tracking
|  |  | Year | 1 | 2 | 3 | 4 | 5 | 6 | 7 | 8 | 9 | 10 | 11 | 12 | Year | 1 | 2 | 3 | 4 | 5 | 6 | 7 | 8 | 9 | 10 | 11 | 12
| 2022 | 4424.3 | 2022 | 1840.48 | 1840.48 | 1840.48 | 1840.48 | 1840.48 | 1840.48 | 1840.48 | 1840.48 | 1840.48 | 1840.48 | 1840.48 | 1840.48 | 2022 | 2583.82 | 2583.82 | 2583.82 | 2583.82 | 2583.82 | 2583.82 | 2583.82 | 2583.82 | 2583.82 | 2583.82 | 2583.82 | 2583.82
| 2021 | 4424.3 | 2021 | 1840.48 | 1840.48 | 1840.48 | 1840.48 | 1840.48 | 1840.48 | 1840.48 | 1840.48 | 1840.48 | 1840.48 | 1840.48 | 1840.48 | 2021 | 2238.32 | 2278.32 | 2278.32 | 2278.32 | 2278.32 | 2278.32 | 2278.32 | 2278.32 | 2283.32 | 2283.32 | 2333.82 | 2583.82
| 2020 | 4078.8 | 2020 | 1840.48 | 1840.48 | 1840.48 | 1840.48 | 1840.48 | 1840.48 | 1840.48 | 1840.48 | 1840.48 | 1840.48 | 1840.48 | 1840.48 | 2020 | 1755.32 | 1755.32 | 1755.32 | 1755.32 | 1805.32 | 1805.32 | 1805.32 | 1805.32 | 1805.32 | 1805.32 | 1955.32 | 2238.32
| 2019 | 3595.8 | 2019 | 1640.48 | 1640.48 | 1640.48 | 1640.48 | 1640.48 | 1640.48 | 1640.48 | 1640.48 | 1640.48 | 1640.48 | 1640.48 | 1840.48 | 2019 | 1580.82 | 1600.82 | 1750.82 | 1750.82 | 1752.32 | 1752.32 | 1752.32 | 1752.32 | 1752.32 | 1752.32 | 1752.32 | 1755.32
| 2018 | 3221.3 | 2018 | 1640.48 | 1640.48 | 1640.48 | 1640.48 | 1640.48 | 1640.48 | 1640.48 | 1640.48 | 1640.48 | 1640.48 | 1640.48 | 1640.48 | 2018 | 1259.32 | 1259.32 | 1259.32 | 1422.32 | 1422.32 | 1422.32 | 1422.32 | 1422.32 | 1422.32 | 1440.82 | 1580.82 | 1580.82
| 2017 | 2849.3 | 2017 | 1510.48 | 1510.48 | 1510.48 | 1510.48 | 1510.48 | 1510.48 | 1510.48 | 1510.48 | 1510.48 | 1510.48 | 1640.48 | 1640.48 | 2017 | 1070.07 | 1070.07 | 1090.07 | 1110.07 | 1110.07 | 1130.07 | 1130.07 | 1130.07 | 1130.07 | 1130.07 | 1170.07 | 1208.82
| South |  | Solar Fixed | [12 empty] | Solar Tracking | [12 empty] | Solar Thermal
|  |  | Year | 1 | 2 | 3 | 4 | 5 | 6 | 7 | 8 | 9 | 10 | 11 | 12 | Year | 1 | 2 | 3 | 4 | 5 | 6 | 7 | 8 | 9 | 10 | 11 | 12 | Year | 1 | 2 | 3 | 4 | 5 | 6 | 7 | 8 | 9 | 10 | 11 | 12
| 2022 | 11291.96 | 2022 | 4215.81 | 4219.31 | 4219.31 | 4219.31 | 4219.31 | 4219.31 | 4219.31 | 4219.31 | 4219.31 | 4219.31 | 4219.31 | 4219.31 | 2022 | 5336.82 | 5336.82 | 5436.82 | 5492.65 | 5742.65 | 5742.65 | 5742.65 | 5873.65 | 5873.65 | 5909.65 | 6075.65 | 6075.65 | 2022 | 997 | 997 | 997 | 997 | 997 | 997 | 997 | 997 | 997 | 997 | 997 | 997
| 2021 | 10538.63 | 2021 | 4204.81 | 4204.81 | 4204.81 | 4204.81 | 4204.81 | 4204.81 | 4204.81 | 4204.81 | 4204.81 | 4204.81 | 4204.81 | 4204.81 | 2021 | 4634.82 | 4634.82 | 4634.82 | 4634.82 | 4634.82 | 4804.82 | 4804.82 | 4904.82 | 4904.82 | 5004.82 | 5004.82 | 5336.82 | 2021 | 917 | 917 | 917 | 997 | 997 | 997 | 997 | 997 | 997 | 997 | 997 | 997
| 2020 | 9756.63 | 2020 | 4078.31 | 4078.31 | 4079.81 | 4079.81 | 4204.81 | 4204.81 | 4204.81 | 4204.81 | 4204.81 | 4204.81 | 4204.81 | 4204.81 | 2020 | 3873.22 | 3873.22 | 3873.22 | 3873.22 | 3873.22 | 3873.22 | 3873.22 | 3935.72 | 3935.72 | 3935.72 | 3998.22 | 4634.82 | 2020 | 917 | 917 | 917 | 917 | 917 | 917 | 917 | 917 | 917 | 917 | 917 | 917
| 2019 | 8868.53 | 2019 | 4078.31 | 4078.31 | 4078.31 | 4078.31 | 4078.31 | 4078.31 | 4078.31 | 4078.31 | 4078.31 | 4078.31 | 4078.31 | 4078.31 | 2019 | 2977.23 | 2980.23 | 2980.23 | 2980.23 | 2980.23 | 3130.23 | 3130.23 | 3230.23 | 3250.23 | 3250.23 | 3353.22 | 3873.22 | 2019 | 917 | 917 | 917 | 917 | 917 | 917 | 917 | 917 | 917 | 917 | 917 | 917
| 2018 | 7872.54 | 2018 | 3983.51 | 3983.51 | 3983.51 | 3983.51 | 3983.51 | 3983.51 | 3983.51 | 3983.51 | 4003.51 | 4003.51 | 4003.51 | 4078.31 | 2018 | 2635 | 2639.32 | 2659.32 | 2659.32 | 2660.23 | 2660.23 | 2660.23 | 2666.23 | 2666.23 | 2666.23 | 2766.23 | 2877.23 | 2018 | 917 | 917 | 917 | 917 | 917 | 917 | 917 | 917 | 917 | 917 | 917 | 917
| 2017 | 7482.61 | 2017 | 3793.9 | 3808.3 | 3808.3 | 3808.3 | 3808.3 | 3832.8 | 3832.8 | 3832.8 | 3832.8 | 3933.61 | 3933.61 | 3933.61 | 2017 | 2448.5 | 2483.45 | 2483.45 | 2506.45 | 2506.45 | 2543.25 | 2563.25 | 2570 | 2572 | 2572 | 2572 | 2632 | 2017 | 917 | 917 | 917 | 917 | 917 | 917 | 917 | 917 | 917 | 917 | 917 | 917
WIND | North |  | Year | 1 | 2 | 3 | 4 | 5 | 6 | 7 | 8 | 9 | 10 | 11 | 12
| 2022 | 1459.8 | 2022 | 1415 | 1415 | 1415 | 1459.8 | 1459.8 | 1459.8 | 1459.8 | 1459.8 | 1459.8 | 1459.8 | 1459.8 | 1459.8
| 2021 | 1415 | 2021 | 1405 | 1405 | 1405 | 1405 | 1405 | 1405 | 1415 | 1415 | 1415 | 1415 | 1415 | 1415
| 2020 | 1405 | 2020 | 1405 | 1405 | 1405 | 1405 | 1405 | 1405 | 1405 | 1405 | 1405 | 1405 | 1405 | 1405
| 2019 | 1405 | 2019 | 1377.6 | 1377.6 | 1377.6 | 1396 | 1396 | 1405 | 1405 | 1405 | 1405 | 1405 | 1405 | 1405
| 2018 | 1377.6 | 2018 | 1396 | 1396 | 1396 | 1396 | 1396 | 1396 | 1377.6 | 1377.6 | 1377.6 | 1377.6 | 1377.6 | 1377.6
| 2017 | 1396 | 2017 | 1367.1 | 1367.1 | 1367.1 | 1367.1 | 1367.1 | 1367.1 | 1367.1 | 1350 | 1350 | 1350 | 1396 | 1396
| South |  | Year | 1 | 2 | 3 | 4 | 5 | 6 | 7 | 8 | 9 | 10 | 11 | 12
| 2022 | 4732.41 | 2022 | 4665.81 | 4665.81 | 4665.81 | 4665.81 | 4665.81 | 4665.81 | 4732.41 | 4732.41 | 4732.41 | 4732.41 | 4732.41 | 4732.41
| 2021 | 4409.81 | 2021 | 4057.56 | 4057.56 | 4148.56 | 4282.67 | 4282.67 | 4292.47 | 4292.47 | 4292.47 | 4352.67 | 4409.81 | 4409.81 | 4409.81
| 2020 | 4057.56 | 2020 | 3781.18 | 3910.09 | 3910.09 | 3910.09 | 3910.09 | 3974.91 | 3974.91 | 4057.56 | 4057.56 | 4057.56 | 4057.56 | 4057.56
| 2019 | 3781.18 | 2019 | 3781.18 | 3781.18 | 3781.18 | 3781.18 | 3781.18 | 3781.18 | 3781.18 | 3781.18 | 3781.18 | 3781.18 | 3781.18 | 3781.18
| 2018 | 3781.18 | 2018 | 3563.98 | 3563.98 | 3563.98 | 3563.98 | 3563.98 | 3563.98 | 3563.98 | 3563.98 | 3563.98 | 3591.37 | 3591.37 | 3781.18
| 2017 | 3405.61 | 2017 | 3407.71 | 3407.71 | 3407.71 | 3407.71 | 3407.71 | 3405.61 | 3405.61 | 3405.61 | 3405.61 | 3405.61 | 3405.61 | 3405.61

## Solar_Profile (North)
Installed capacity |  | Solar Fixed | [24 empty] | Installed capacity |  | Solar Tracking
|  | Month | 1 | 2 | 3 | 4 | 5 | 6 | 7 | 8 | 9 | 10 | 11 | 12 | 13 | 14 | 15 | 16 | 17 | 18 | 19 | 20 | 21 | 22 | 23 | 24 |  |  | Month | 1 | 2 | 3 | 4 | 5 | 6 | 7 | 8 | 9 | 10 | 11 | 12 | 13 | 14 | 15 | 16 | 17 | 18 | 19 | 20 | 21 | 22 | 23 | 24
1510.48 | 2017-01-23 | 1 | 0 | 0 | 0 | 0 | 0 | 0 | 0 | 0.019984 | 0.18117 | 0.44502 | 0.31592 | 0.41022 | 0.33065 | 0.32984 | 0.49165 | 0.27933 | 0.1245 | 0.0013902 | 0 | 0 | 0 | 0 | 0 | 0 | 1070.07 | 2017-01-23 | 1 | 0 | 0 | 0 | 0 | 0 | 0 | 0 | 0.013552 | 0.2047 | 0.44412 | 0.431 | 0.41659 | 0.41783 | 0.38957 | 0.27059 | 0.23641 | 0.093351 | 0.0013145 | 0 | 0 | 0 | 0 | 0 | 0
1510.48 | 2017-01-18 | 1 | 0 | 0 | 0 | 0 | 0 | 0 | 0 | 0.011964 | 0.085827 | 0.19471 | 0.20417 | 0.17589 | 0.094482 | 0.051245 | 0.022069 | 0.006317 | 0.0010896 | 0 | 0 | 0 | 0 | 0 | 0 | 0 | 1070.07 | 2017-01-18 | 1 | 0 | 0 | 0 | 0 | 0 | 0 | 1.1251e-06 | 0.023689 | 0.12536 | 0.27652 | 0.28262 | 0.19021 | 0.095952 | 0.044807 | 0.023412 | 0.0073239 | 0.00097152 | 5.4697e-07 | 0 | 0 | 0 | 0 | 0 | 0
1510.48 | 2017-01-24 | 1 | 0 | 0 | 0 | 0 | 0 | 0 | 0 | 0.060055 | 0.39134 | 0.63659 | 0.73933 | 0.77568 | 0.69394 | 0.50619 | 0.45185 | 0.46089 | 0.18564 | 0.0037072 | 0.00048355 | 0 | 0 | 0 | 0 | 0 | 1070.07 | 2017-01-24 | 1 | 0 | 0 | 0 | 0 | 0 | 0 | 6.7201e-07 | 0.054377 | 0.38407 | 0.54501 | 0.62315 | 0.62871 | 0.60005 | 0.56919 | 0.60319 | 0.54941 | 0.1831 | 0.0018477 | 0 | 0 | 0 | 0 | 0 | 0
1510.48 | 2017-01-25 | 1 | 0 | 0 | 0 | 0 | 0 | 0 | 0 | 0.072733 | 0.41927 | 0.67615 | 0.79518 | 0.815 | 0.72125 | 0.47284 | 0.63478 | 0.54926 | 0.20367 | 0.0038166 | 0 | 0 | 0 | 0 | 0 | 0 | 1070.07 | 2017-01-25 | 1 | 0 | 0 | 0 | 0 | 0 | 0 | 1.3808e-06 | 0.078527 | 0.47999 | 0.68225 | 0.70003 | 0.66624 | 0.6376 | 0.63193 | 0.62846 | 0.51982 | 0.20255 | 0.0029889 | 0 | 0 | 0 | 0 | 0 | 0
1510.48 | 2017-01-26 | 1 | 0 | 0 | 0 | 0 | 0 | 0 | 0 | 0.05457 | 0.2888 | 0.49237 | 0.61715 | 0.55608 | 0.6064 | 0.7265 | 0.68831 | 0.52073 | 0.19252 | 0.0035128 | 0 | 0 | 0 | 0 | 0 | 0 | 1070.07 | 2017-01-26 | 1 | 0 | 0 | 0 | 0 | 0 | 0 | 3.719e-06 | 0.043614 | 0.21614 | 0.4107 | 0.50509 | 0.56545 | 0.56564 | 0.58479 | 0.55846 | 0.46464 | 0.18517 | 0.0021613 | 0 | 0 | 0 | 0 | 0 | 0
1510.48 | 2017-02-06 | 2 | 0 | 0 | 0 | 0 | 0 | 0 | 0 | 0.0045047 | 0.079495 | 0.18004 | 0.26022 | 0.46697 | 0.42276 | 0.38775 | 0.24401 | 0.088908 | 0.051002 | 0.00098676 | 0 | 0 | 0 | 0 | 0 | 0 | 1070.07 | 2017-02-06 | 2 | 0 | 0 | 0 | 0 | 0 | 0 | 0 | 0.0052219 | 0.042101 | 0.13556 | 0.23955 | 0.28171 | 0.25448 | 0.21849 | 0.16487 | 0.083336 | 0.036597 | 0.0012706 | 0 | 0 | 0 | 0 | 0 | 0
1510.48 | 2017-02-08 | 2 | 0 | 0 | 0 | 0 | 0 | 0 | 9.6493e-05 | 0.053154 | 0.12225 | 0.24923 | 0.35089 | 0.31079 | 0.36251 | 0.40168 | 0.43062 | 0.38232 | 0.13928 | 0.009107 | 0 | 0 | 0 | 0 | 0 | 0 | 1070.07 | 2017-02-08 | 2 | 0 | 0 | 0 | 0 | 0 | 0 | 0.00018971 | 0.082301 | 0.20683 | 0.26986 | 0.33994 | 0.38545 | 0.3535 | 0.27834 | 0.32514 | 0.30889 | 0.15647 | 0.0088535 | 0 | 0 | 0 | 0 | 0 | 0
1510.48 | 2017-02-01 | 2 | 0 | 0 | 0 | 0 | 0 | 0 | 5.5357e-06 | 0.083073 | 0.34088 | 0.39202 | 0.52601 | 0.44431 | 0.58766 | 0.46703 | 0.2884 | 0.17688 | 0.10224 | 0.003311 | 0 | 0 | 0 | 0 | 0 | 0 | 1070.07 | 2017-02-01 | 2 | 0 | 0 | 0 | 0 | 0 | 0 | 8.824e-05 | 0.070019 | 0.24401 | 0.37368 | 0.50175 | 0.52427 | 0.53813 | 0.49457 | 0.39029 | 0.22746 | 0.074474 | 0.00222 | 0 | 0 | 0 | 0 | 0 | 0
1510.48 | 2017-02-09 | 2 | 0 | 0 | 0 | 0 | 0 | 0 | 8.5379e-05 | 0.057893 | 0.13917 | 0.30973 | 0.48783 | 0.58027 | 0.53371 | 0.42656 | 0.30786 | 0.13991 | 0.045678 | 0.0019232 | 0 | 0 | 0 | 0 | 0 | 0 | 1070.07 | 2017-02-09 | 2 | 0 | 0 | 0 | 0 | 0 | 0 | 0.00030254 | 0.04287 | 0.16792 | 0.23087 | 0.28577 | 0.2862 | 0.33166 | 0.28273 | 0.21148 | 0.10596 | 0.03564 | 0.0012082 | 0 | 0 | 0 | 0 | 0 | 0
1510.48 | 2017-02-07 | 2 | 0 | 0 | 0 | 0 | 0 | 0 | 9.6994e-06 | 0.025925 | 0.11619 | 0.23901 | 0.44849 | 0.58297 | 0.48923 | 0.35793 | 0.17728 | 0.094867 | 0.06176 | 0.0025106 | 0 | 0 | 0 | 0 | 0 | 0 | 1070.07 | 2017-02-07 | 2 | 0 | 0 | 0 | 0 | 0 | 0 | 2.6381e-05 | 0.020517 | 0.10945 | 0.19149 | 0.24768 | 0.23409 | 0.30829 | 0.31999 | 0.2284 | 0.16379 | 0.084059 | 0.0027072 | 0 | 0 | 0 | 0 | 0 | 0
1510.48 | 2017-03-14 | 3 | 0 | 0 | 0 | 0 | 0 | 0 | 0 | 0.046502 | 0.36356 | 0.7241 | 0.88802 | 0.93799 | 0.93329 | 0.93083 | 0.87125 | 0.88358 | 0.72321 | 0.45127 | 0.11458 | 0.00016341 | 0 | 0 | 0 | 0 | 1090.07 | 2017-03-14 | 3 | 0 | 0 | 0 | 0 | 0 | 0 | 0 | 0.061365 | 0.50145 | 0.84659 | 0.91409 | 0.90904 | 0.89149 | 0.88492 | 0.88809 | 0.86139 | 0.79057 | 0.55899 | 0.12767 | 0.00017976 | 0 | 0 | 0 | 0
1510.48 | 2017-03-13 | 3 | 0 | 0 | 0 | 0 | 0 | 0 | 0 | 0.033638 | 0.31553 | 0.69488 | 0.86608 | 0.93603 | 0.92629 | 0.91895 | 0.91955 | 0.896 | 0.77391 | 0.50699 | 0.11376 | 5.8008e-05 | 0 | 0 | 0 | 0 | 1090.07 | 2017-03-13 | 3 | 0 | 0 | 0 | 0 | 0 | 0 | 0 | 0.05761 | 0.50969 | 0.86355 | 0.93071 | 0.93015 | 0.90951 | 0.90225 | 0.91299 | 0.91779 | 0.85639 | 0.61491 | 0.13532 | 7.5827e-05 | 0 | 0 | 0 | 0
1510.48 | 2017-03-15 | 3 | 0 | 0 | 0 | 0 | 0 | 0 | 0 | 0.027501 | 0.39278 | 0.73372 | 0.8798 | 0.93357 | 0.93436 | 0.91655 | 0.92663 | 0.89309 | 0.7496 | 0.48295 | 0.080682 | 0.0003472 | 0 | 0 | 0 | 0 | 1090.07 | 2017-03-15 | 3 | 0 | 0 | 0 | 0 | 0 | 0 | 0 | 0.057808 | 0.49915 | 0.83271 | 0.89284 | 0.90099 | 0.86996 | 0.86165 | 0.88391 | 0.872 | 0.81712 | 0.50679 | 0.090672 | 0.0002531 | 0 | 0 | 0 | 0
1510.48 | 2017-03-09 | 3 | 0 | 0 | 0 | 0 | 0 | 0 | 0.025317 | 0.28384 | 0.63455 | 0.75937 | 0.92061 | 0.91709 | 0.91578 | 0.92151 | 0.88795 | 0.75333 | 0.4619 | 0.091638 | 8.4278e-08 | 0 | 0 | 0 | 0 | 0 | 1090.07 | 2017-03-09 | 3 | 0 | 0 | 0 | 0 | 0 | 0 | 0.037782 | 0.44411 | 0.81654 | 0.90177 | 0.89888 | 0.87603 | 0.87221 | 0.8894 | 0.8889 | 0.80184 | 0.52071 | 0.094617 | 1.1099e-06 | 0 | 0 | 0 | 0 | 0
1510.48 | 2017-03-16 | 3 | 0 | 0 | 0 | 0 | 0 | 0 | 0 | 0.054827 | 0.31611 | 0.66148 | 0.81955 | 0.87983 | 0.91824 | 0.924 | 0.92882 | 0.88689 | 0.70847 | 0.31415 | 0.050399 | 2.9603e-05 | 0 | 0 | 0 | 0 | 1090.07 | 2017-03-16 | 3 | 0 | 0 | 0 | 0 | 0 | 0 | 0 | 0.072849 | 0.49251 | 0.78799 | 0.88223 | 0.89432 | 0.88788 | 0.89074 | 0.9072 | 0.91081 | 0.79647 | 0.39473 | 0.063878 | 8.685e-05 | 0 | 0 | 0 | 0
1510.48 | 2017-04-21 | 4 | 0 | 0 | 0 | 0 | 0 | 0 | 0.01958 | 0.2822 | 0.635 | 0.80901 | 0.90425 | 0.92716 | 0.93132 | 0.93138 | 0.93431 | 0.91601 | 0.75056 | 0.56867 | 0.27078 | 0.016702 | 0 | 0 | 0 | 0 | 1110.07 | 2017-04-21 | 4 | 0 | 0 | 0 | 0 | 0 | 0 | 0.036534 | 0.44058 | 0.84455 | 0.9372 | 0.94395 | 0.94094 | 0.94955 | 0.95054 | 0.95043 | 0.9484 | 0.93094 | 0.78872 | 0.38317 | 0.026142 | 0 | 0 | 0 | 0
1510.48 | 2017-04-05 | 4 | 0 | 0 | 0 | 0 | 0 | 0 | 0.0017429 | 0.11445 | 0.48302 | 0.76802 | 0.87181 | 0.893 | 0.87917 | 0.91688 | 0.89752 | 0.75086 | 0.68195 | 0.37994 | 0.084578 | 0.0043211 | 0 | 0 | 0 | 0 | 1110.07 | 2017-04-05 | 4 | 0 | 0 | 0 | 0 | 0 | 0 | 0.0030924 | 0.16692 | 0.55456 | 0.8048 | 0.84383 | 0.85661 | 0.81004 | 0.80794 | 0.79776 | 0.72502 | 0.65641 | 0.42016 | 0.11356 | 0.0042727 | 0 | 0 | 0 | 0
1510.48 | 2017-04-17 | 4 | 0 | 0 | 0 | 0 | 0 | 0 | 0.0016302 | 0.044281 | 0.21189 | 0.37282 | 0.533 | 0.48324 | 0.65306 | 0.71907 | 0.67852 | 0.72826 | 0.53814 | 0.32885 | 0.081087 | 0.0022638 | 0 | 0 | 0 | 0 | 1110.07 | 2017-04-17 | 4 | 0 | 0 | 0 | 0 | 0 | 0 | 0.0036772 | 0.052574 | 0.15644 | 0.30876 | 0.45448 | 0.51386 | 0.6267 | 0.63144 | 0.58465 | 0.62151 | 0.48737 | 0.28131 | 0.11564 | 0.0034669 | 0 | 0 | 0 | 0
1510.48 | 2017-04-27 | 4 | 0 | 0 | 0 | 0 | 0 | 0 | 0.025469 | 0.26039 | 0.52307 | 0.76122 | 0.84928 | 0.90042 | 0.8939 | 0.92429 | 0.95554 | 0.9108 | 0.74926 | 0.51894 | 0.24515 | 0.016208 | 0 | 0 | 0 | 0 | 1110.07 | 2017-04-27 | 4 | 0 | 0 | 0 | 0 | 0 | 0 | 0.047774 | 0.38868 | 0.63966 | 0.72052 | 0.75664 | 0.7103 | 0.76169 | 0.82519 | 0.88812 | 0.88534 | 0.78978 | 0.68886 | 0.35959 | 0.024581 | 0 | 0 | 0 | 0
1510.48 | 2017-04-20 | 4 | 0 | 0 | 0 | 0 | 0 | 0 | 0.016445 | 0.25702 | 0.55357 | 0.78241 | 0.86684 | 0.85955 | 0.84372 | 0.84427 | 0.86255 | 0.87682 | 0.81569 | 0.63685 | 0.27291 | 0.014543 | 0 | 0 | 0 | 0 | 1110.07 | 2017-04-20 | 4 | 0 | 0 | 0 | 0 | 0 | 0 | 0.023973 | 0.3986 | 0.71649 | 0.82652 | 0.88963 | 0.86627 | 0.77635 | 0.80495 | 0.81806 | 0.80966 | 0.89864 | 0.83543 | 0.40328 | 0.023161 | 0 | 0 | 0 | 0
1510.48 | 2017-05-22 | 5 | 0 | 0 | 0 | 0 | 0 | 6.2107e-05 | 0.084436 | 0.32422 | 0.56834 | 0.73679 | 0.84285 | 0.8826 | 0.89096 | 0.89632 | 0.88385 | 0.8245 | 0.72381 | 0.5651 | 0.33418 | 0.056358 | 1.9857e-05 | 0 | 0 | 0 | 1110.07 | 2017-05-22 | 5 | 0 | 0 | 0 | 0 | 0 | 0.00013149 | 0.15523 | 0.62462 | 0.86186 | 0.92939 | 0.95368 | 0.95574 | 0.94909 | 0.94939 | 0.92987 | 0.93318 | 0.9125 | 0.82358 | 0.52366 | 0.10365 | 0.00012628 | 0 | 0 | 0
1510.48 | 2017-05-03 | 5 | 0 | 0 | 0 | 0 | 0 | 0 | 0.041261 | 0.32596 | 0.62654 | 0.77691 | 0.85514 | 0.94014 | 0.95114 | 0.94069 | 0.89623 | 0.85496 | 0.70885 | 0.58992 | 0.2859 | 0.028167 | 4.6608e-08 | 0 | 0 | 0 | 1110.07 | 2017-05-03 | 5 | 0 | 0 | 0 | 0 | 0 | 0 | 0.072749 | 0.49423 | 0.8396 | 0.9212 | 0.94451 | 0.94233 | 0.94129 | 0.94082 | 0.92656 | 0.89295 | 0.83614 | 0.77101 | 0.44442 | 0.049062 | 2.144e-08 | 0 | 0 | 0
1510.48 | 2017-05-23 | 5 | 0 | 0 | 0 | 0 | 0 | 0.00010557 | 0.083183 | 0.37988 | 0.64926 | 0.80157 | 0.90562 | 0.95005 | 0.95435 | 0.94365 | 0.9417 | 0.89454 | 0.78157 | 0.60121 | 0.3276 | 0.055964 | 2.5765e-05 | 0 | 0 | 0 | 1110.07 | 2017-05-23 | 5 | 7.2068e-10 | 0 | 0 | 0 | 0 | 0.00022705 | 0.14985 | 0.61038 | 0.86088 | 0.93158 | 0.95329 | 0.95658 | 0.95404 | 0.94767 | 0.94241 | 0.93232 | 0.902 | 0.80738 | 0.51385 | 0.097174 | 3.7001e-05 | 8.1076e-10 | 0 | 0
1510.48 | 2017-05-04 | 5 | 0 | 0 | 0 | 0 | 0 | 0 | 0.043257 | 0.32858 | 0.62586 | 0.79763 | 0.89376 | 0.93659 | 0.94263 | 0.93905 | 0.93305 | 0.87013 | 0.76465 | 0.54271 | 0.2724 | 0.020862 | 2.3939e-07 | 0 | 0 | 0 | 1110.07 | 2017-05-04 | 5 | 0 | 0 | 0 | 0 | 0 | 0 | 0.078221 | 0.5147 | 0.83536 | 0.88857 | 0.89879 | 0.88756 | 0.90688 | 0.89361 | 0.8913 | 0.8808 | 0.81293 | 0.68461 | 0.34123 | 0.033316 | 1.2612e-09 | 0 | 0 | 0
1510.48 | 2017-05-02 | 5 | 0 | 0 | 0 | 0 | 0 | 0 | 0.026514 | 0.28435 | 0.63322 | 0.82528 | 0.91793 | 0.95634 | 0.96269 | 0.9629 | 0.96109 | 0.91876 | 0.80943 | 0.61488 | 0.28981 | 0.030581 | 3.6876e-08 | 0 | 0 | 0 | 1110.07 | 2017-05-02 | 5 | 0 | 0 | 0 | 0 | 0 | 0 | 0.052056 | 0.44051 | 0.8377 | 0.90164 | 0.95046 | 0.96288 | 0.96375 | 0.96173 | 0.95883 | 0.95562 | 0.92723 | 0.81942 | 0.43707 | 0.048923 | 6.2068e-08 | 0 | 0 | 0
1510.48 | 2017-06-20 | 6 | 0 | 0 | 0 | 0 | 0 | 0.00021218 | 0.083657 | 0.35963 | 0.60781 | 0.76318 | 0.86164 | 0.91626 | 0.93372 | 0.9254 | 0.90416 | 0.81451 | 0.68301 | 0.56338 | 0.36807 | 0.096715 | 0.0011184 | 0 | 0 | 0 | 1130.07 | 2017-06-20 | 6 | 0 | 0 | 0 | 0 | 0 | 0.00055909 | 0.15796 | 0.59403 | 0.83222 | 0.91286 | 0.94091 | 0.94531 | 0.93511 | 0.91975 | 0.91034 | 0.9019 | 0.8821 | 0.81306 | 0.57691 | 0.16611 | 0.0020838 | 0 | 0 | 0
1510.48 | 2017-06-19 | 6 | 0 | 0 | 0 | 0 | 0 | 0.00022245 | 0.085613 | 0.35989 | 0.60878 | 0.76761 | 0.86704 | 0.92357 | 0.93867 | 0.93198 | 0.90257 | 0.84263 | 0.74732 | 0.59603 | 0.35898 | 0.091889 | 0.00096687 | 0 | 0 | 0 | 1130.07 | 2017-06-19 | 6 | 0 | 0 | 0 | 0 | 0 | 0.00049063 | 0.15602 | 0.58736 | 0.82495 | 0.90701 | 0.93525 | 0.94568 | 0.94531 | 0.94088 | 0.93367 | 0.92143 | 0.89146 | 0.80725 | 0.57067 | 0.15964 | 0.0018821 | 0 | 0 | 0
1510.48 | 2017-06-21 | 6 | 0 | 0 | 0 | 0 | 0 | 0.00031283 | 0.088897 | 0.37445 | 0.62789 | 0.77968 | 0.87322 | 0.92961 | 0.9488 | 0.93991 | 0.91791 | 0.85517 | 0.7586 | 0.60851 | 0.37478 | 0.098757 | 0.0011132 | 0 | 0 | 0 | 1130.07 | 2017-06-21 | 6 | 0 | 0 | 0 | 0 | 0 | 0.0005412 | 0.16703 | 0.62093 | 0.86266 | 0.93048 | 0.95393 | 0.95847 | 0.95871 | 0.95463 | 0.94564 | 0.93225 | 0.90561 | 0.82922 | 0.58878 | 0.16911 | 0.0019312 | 0 | 0 | 0
1510.48 | 2017-06-22 | 6 | 0 | 0 | 0 | 0 | 0 | 0.00022691 | 0.086019 | 0.36734 | 0.61781 | 0.77258 | 0.8523 | 0.88113 | 0.85275 | 0.9093 | 0.91125 | 0.86172 | 0.73667 | 0.60949 | 0.36925 | 0.096581 | 0.001251 | 0 | 0 | 0 | 1130.07 | 2017-06-22 | 6 | 0 | 0 | 0 | 0 | 0 | 0.00047968 | 0.16234 | 0.60304 | 0.83461 | 0.91222 | 0.93974 | 0.94081 | 0.93623 | 0.9343 | 0.92471 | 0.91761 | 0.89147 | 0.79868 | 0.56452 | 0.1609 | 0.0020692 | 0 | 0 | 0
1510.48 | 2017-06-26 | 6 | 0 | 0 | 0 | 0 | 0 | 0.00029682 | 0.095457 | 0.40188 | 0.65689 | 0.80291 | 0.89525 | 0.95098 | 0.96387 | 0.96045 | 0.91212 | 0.89658 | 0.80277 | 0.60991 | 0.35597 | 0.08979 | 0.0014332 | 0 | 0 | 0 | 1130.07 | 2017-06-26 | 6 | 0 | 0 | 0 | 0 | 0 | 0.00041679 | 0.18397 | 0.66724 | 0.90078 | 0.94248 | 0.95501 | 0.95901 | 0.95825 | 0.93907 | 0.93283 | 0.92373 | 0.90333 | 0.83897 | 0.62556 | 0.19384 | 0.0025754 | 0 | 0 | 0
1510.48 | 2017-07-07 | 7 | 0 | 0 | 0 | 0 | 0 | 3.6769e-05 | 0.066523 | 0.33222 | 0.589 | 0.75524 | 0.86564 | 0.92689 | 0.94861 | 0.94486 | 0.9253 | 0.86838 | 0.77063 | 0.61242 | 0.37015 | 0.094034 | 0.00087827 | 0 | 0 | 0 | 1130.07 | 2017-07-07 | 7 | 0 | 0 | 0 | 0 | 0 | 0.00012915 | 0.1246 | 0.56771 | 0.83993 | 0.92304 | 0.95129 | 0.95716 | 0.95417 | 0.95041 | 0.94577 | 0.93562 | 0.91012 | 0.82944 | 0.58058 | 0.16598 | 0.0019844 | 0 | 0 | 0
1510.48 | 2017-07-10 | 7 | 0 | 0 | 0 | 0 | 0 | 3.3536e-06 | 0.034104 | 0.20404 | 0.44245 | 0.57885 | 0.55252 | 0.71469 | 0.8332 | 0.82234 | 0.71588 | 0.69602 | 0.63898 | 0.51538 | 0.29543 | 0.081731 | 0.0011235 | 0 | 0 | 0 | 1130.07 | 2017-07-10 | 7 | 0 | 0 | 0 | 0 | 0 | 1.3515e-05 | 0.052789 | 0.33591 | 0.55399 | 0.66543 | 0.73469 | 0.76371 | 0.77352 | 0.76756 | 0.74894 | 0.76152 | 0.70588 | 0.65656 | 0.4357 | 0.11476 | 0.0018495 | 0 | 0 | 0
1510.48 | 2017-07-08 | 7 | 0 | 0 | 0 | 0 | 0 | 1.4969e-05 | 0.062659 | 0.32874 | 0.58753 | 0.75537 | 0.86336 | 0.92694 | 0.94273 | 0.859 | 0.69888 | 0.65635 | 0.66667 | 0.50629 | 0.28747 | 0.079294 | 0.0016557 | 0 | 0 | 0 | 1130.07 | 2017-07-08 | 7 | 0 | 0 | 0 | 0 | 0 | 6.5239e-05 | 0.11822 | 0.55412 | 0.82231 | 0.91134 | 0.93833 | 0.94682 | 0.93944 | 0.92116 | 0.88663 | 0.84719 | 0.77263 | 0.67025 | 0.45087 | 0.12724 | 0.001936 | 0 | 0 | 0
1510.48 | 2017-07-17 | 7 | 0 | 0 | 0 | 0 | 0 | 3.8041e-07 | 0.050941 | 0.32331 | 0.60246 | 0.76302 | 0.85807 | 0.91891 | 0.94268 | 0.9449 | 0.92789 | 0.87198 | 0.77033 | 0.61156 | 0.36519 | 0.083187 | 0.00050557 | 0 | 0 | 0 | 1130.07 | 2017-07-17 | 7 | 0 | 0 | 0 | 0 | 0 | 3.4799e-06 | 0.093953 | 0.53304 | 0.82128 | 0.8982 | 0.93474 | 0.93624 | 0.93082 | 0.92822 | 0.94133 | 0.93579 | 0.9134 | 0.81831 | 0.58756 | 0.15735 | 0.00099254 | 0 | 0 | 0
1510.48 | 2017-07-27 | 7 | 0 | 0 | 0 | 0 | 0 | 0 | 0.037315 | 0.29391 | 0.58147 | 0.75678 | 0.85975 | 0.92203 | 0.94357 | 0.9442 | 0.93039 | 0.87146 | 0.77106 | 0.61115 | 0.35194 | 0.064161 | 8.0568e-05 | 0 | 0 | 0 | 1130.07 | 2017-07-27 | 7 | 0 | 0 | 0 | 0 | 0 | 0 | 0.070839 | 0.49662 | 0.82912 | 0.92108 | 0.94665 | 0.95278 | 0.93812 | 0.94081 | 0.93915 | 0.93423 | 0.9126 | 0.83249 | 0.55737 | 0.1204 | 0.00015608 | 0 | 0 | 0
1510.48 | 2017-08-28 | 8 | 0 | 0 | 0 | 0 | 0 | 0 | 0.0052037 | 0.1866 | 0.52052 | 0.72211 | 0.82878 | 0.88028 | 0.88858 | 0.88581 | 0.86134 | 0.79737 | 0.68287 | 0.49561 | 0.18088 | 0.0065993 | 0 | 0 | 0 | 0 | 1130.07 | 2017-08-28 | 8 | 0 | 0 | 0 | 0 | 0 | 0 | 0.0086373 | 0.29189 | 0.71152 | 0.83458 | 0.84198 | 0.83712 | 0.8382 | 0.83919 | 0.81983 | 0.8304 | 0.79327 | 0.64544 | 0.25584 | 0.010171 | 0 | 0 | 0 | 0
1510.48 | 2017-08-29 | 8 | 0 | 0 | 0 | 0 | 0 | 0 | 0.0037789 | 0.14011 | 0.47624 | 0.67405 | 0.80667 | 0.86215 | 0.87876 | 0.83198 | 0.70495 | 0.63041 | 0.53427 | 0.44985 | 0.16941 | 0.0060746 | 0 | 0 | 0 | 0 | 1130.07 | 2017-08-29 | 8 | 0 | 0 | 0 | 0 | 0 | 0 | 0.0055739 | 0.20041 | 0.58823 | 0.72764 | 0.81807 | 0.83615 | 0.81881 | 0.80581 | 0.80614 | 0.7991 | 0.76193 | 0.58659 | 0.22407 | 0.0088065 | 0 | 0 | 0 | 0
1510.48 | 2017-08-31 | 8 | 0 | 0 | 0 | 0 | 0 | 0 | 0.0039907 | 0.16054 | 0.49175 | 0.70517 | 0.81874 | 0.88005 | 0.89521 | 0.89076 | 0.87252 | 0.80551 | 0.68654 | 0.47084 | 0.15796 | 0.0053233 | 0 | 0 | 0 | 0 | 1130.07 | 2017-08-31 | 8 | 0 | 0 | 0 | 0 | 0 | 0 | 0.0054591 | 0.2492 | 0.68457 | 0.84022 | 0.86097 | 0.84485 | 0.83123 | 0.83534 | 0.83092 | 0.80321 | 0.77048 | 0.57849 | 0.22121 | 0.0075946 | 0 | 0 | 0 | 0
1510.48 | 2017-08-30 | 8 | 0 | 0 | 0 | 0 | 0 | 0 | 0.0030867 | 0.1303 | 0.39766 | 0.65728 | 0.72671 | 0.86831 | 0.84501 | 0.88538 | 0.83346 | 0.79436 | 0.6931 | 0.48611 | 0.16399 | 0.0050107 | 0 | 0 | 0 | 0 | 1130.07 | 2017-08-30 | 8 | 0 | 0 | 0 | 0 | 0 | 0 | 0.0031582 | 0.16653 | 0.50809 | 0.66591 | 0.6706 | 0.81719 | 0.84025 | 0.8096 | 0.75948 | 0.82165 | 0.78566 | 0.6299 | 0.23335 | 0.0079885 | 0 | 0 | 0 | 0
1510.48 | 2017-08-03 | 8 | 0 | 0 | 0 | 0 | 0 | 0 | 0.0053156 | 0.054488 | 0.13337 | 0.2376 | 0.32493 | 0.31633 | 0.25824 | 0.30082 | 0.29566 | 0.39395 | 0.33493 | 0.25617 | 0.12781 | 0.018697 | 8.4781e-06 | 0 | 0 | 0 | 1130.07 | 2017-08-03 | 8 | 0 | 0 | 0 | 0 | 0 | 0 | 0.008235 | 0.081059 | 0.1968 | 0.30462 | 0.41317 | 0.406 | 0.45245 | 0.49246 | 0.40917 | 0.34775 | 0.27326 | 0.20723 | 0.091855 | 0.016212 | 2.1877e-06 | 0 | 0 | 0
1510.48 | 2017-09-01 | 9 | 0 | 0 | 0 | 0 | 0 | 0 | 0.0030494 | 0.10863 | 0.38581 | 0.54779 | 0.65182 | 0.65121 | 0.74264 | 0.79434 | 0.83362 | 0.76064 | 0.63011 | 0.42512 | 0.13207 | 0.0039161 | 0 | 0 | 0 | 0 | 1130.07 | 2017-09-01 | 9 | 0 | 0 | 0 | 0 | 0 | 0 | 0.0036025 | 0.18244 | 0.5479 | 0.7194 | 0.77167 | 0.78626 | 0.77916 | 0.78686 | 0.79243 | 0.7633 | 0.67692 | 0.50746 | 0.16857 | 0.0042504 | 0 | 0 | 0 | 0
1510.48 | 2017-09-02 | 9 | 0 | 0 | 0 | 0 | 0 | 0 | 0.0037847 | 0.13494 | 0.43151 | 0.66322 | 0.80027 | 0.80699 | 0.86988 | 0.85782 | 0.84545 | 0.7727 | 0.61526 | 0.36617 | 0.098703 | 0.0017184 | 0 | 0 | 0 | 0 | 1130.07 | 2017-09-02 | 9 | 0 | 0 | 0 | 0 | 0 | 0 | 0.0034083 | 0.17685 | 0.53952 | 0.73311 | 0.79296 | 0.81095 | 0.81158 | 0.81335 | 0.81212 | 0.7819 | 0.70091 | 0.45394 | 0.13857 | 0.0027176 | 0 | 0 | 0 | 0
1510.48 | 2017-09-11 | 9 | 2.8004e-10 | 3.6412e-10 | 5.773e-10 | 7.8783e-10 | 8.6727e-10 | 5.3559e-10 | 0.0024566 | 0.16142 | 0.49354 | 0.47323 | 0.50533 | 0.60491 | 0.67553 | 0.66609 | 0.67492 | 0.54747 | 0.46192 | 0.32237 | 0.07857 | 0.00037434 | 0 | 0 | 0 | 0 | 1130.07 | 2017-09-11 | 9 | 0 | 0 | 0 | 0 | 0 | 0 | 0.0014312 | 0.19812 | 0.5082 | 0.57166 | 0.5932 | 0.60782 | 0.67271 | 0.59224 | 0.54522 | 0.49891 | 0.52122 | 0.39566 | 0.10066 | 0.00062099 | 0 | 0 | 0 | 0
1510.48 | 2017-09-05 | 9 | 0 | 0 | 0 | 0 | 0 | 0 | 0.00051403 | 0.078896 | 0.28298 | 0.52506 | 0.82962 | 0.89113 | 0.89209 | 0.89064 | 0.88467 | 0.83363 | 0.70261 | 0.47105 | 0.1316 | 0.0023572 | 0 | 0 | 0 | 0 | 1130.07 | 2017-09-05 | 9 | 0 | 0 | 0 | 0 | 0 | 0 | 0.0012794 | 0.17038 | 0.55912 | 0.77356 | 0.84584 | 0.84265 | 0.83649 | 0.83572 | 0.8207 | 0.81026 | 0.78095 | 0.58806 | 0.17786 | 0.0029489 | 0 | 0 | 0 | 0
1510.48 | 2017-09-03 | 9 | 0 | 0 | 0 | 0 | 0 | 0 | 0.001574 | 0.095152 | 0.31578 | 0.52251 | 0.65144 | 0.72967 | 0.78737 | 0.65288 | 0.66598 | 0.52649 | 0.33301 | 0.22244 | 0.031507 | 0.00041572 | 0 | 0 | 0 | 0 | 1130.07 | 2017-09-03 | 9 | 0 | 0 | 0 | 0 | 0 | 0 | 0.0021305 | 0.14021 | 0.44616 | 0.63531 | 0.70634 | 0.73225 | 0.72738 | 0.71021 | 0.67247 | 0.60196 | 0.48166 | 0.28193 | 0.04896 | 0.00075303 | 0 | 0 | 0 | 0
1510.48 | 2017-10-24 | 10 | 0 | 0 | 0 | 0 | 0 | 0 | 0 | 0.038285 | 0.36753 | 0.66767 | 0.78106 | 0.81297 | 0.8071 | 0.81029 | 0.80007 | 0.72251 | 0.52262 | 0.14787 | 0.00063325 | 0 | 0 | 0 | 0 | 0 | 1130.07 | 2017-10-24 | 10 | 0 | 0 | 0 | 0 | 0 | 0 | 0 | 0.044446 | 0.43702 | 0.74881 | 0.77164 | 0.74022 | 0.71955 | 0.73288 | 0.75494 | 0.75837 | 0.60465 | 0.16524 | 0.00052972 | 0 | 0 | 0 | 0 | 0
1510.48 | 2017-10-25 | 10 | 0 | 0 | 0 | 0 | 0 | 0 | 0 | 0.034616 | 0.35954 | 0.66183 | 0.77255 | 0.80562 | 0.80148 | 0.80149 | 0.78531 | 0.71212 | 0.5159 | 0.14178 | 0.00042271 | 0 | 0 | 0 | 0 | 0 | 1130.07 | 2017-10-25 | 10 | 0 | 0 | 0 | 0 | 0 | 0 | 0 | 0.040869 | 0.43421 | 0.74732 | 0.75895 | 0.72792 | 0.71015 | 0.71997 | 0.74782 | 0.75318 | 0.59744 | 0.15466 | 0.00035301 | 0 | 0 | 0 | 0 | 0
1510.48 | 2017-10-23 | 10 | 0 | 0 | 0 | 0 | 0 | 0 | 0 | 0.041639 | 0.38382 | 0.68279 | 0.79786 | 0.82539 | 0.81842 | 0.81942 | 0.80539 | 0.7365 | 0.53782 | 0.15762 | 0.00086549 | 0 | 0 | 0 | 0 | 0 | 1130.07 | 2017-10-23 | 10 | 0 | 0 | 0 | 0 | 0 | 0 | 0 | 0.050721 | 0.46103 | 0.77466 | 0.79155 | 0.75852 | 0.73732 | 0.74673 | 0.77699 | 0.77788 | 0.62632 | 0.17976 | 0.00068134 | 0 | 0 | 0 | 0 | 0
1510.48 | 2017-10-26 | 10 | 0 | 0 | 0 | 0 | 0 | 0 | 0 | 0.03043 | 0.34144 | 0.64847 | 0.76493 | 0.79757 | 0.79225 | 0.79672 | 0.78314 | 0.70396 | 0.50133 | 0.13053 | 0.00026488 | 0 | 0 | 0 | 0 | 0 | 1130.07 | 2017-10-26 | 10 | 0 | 0 | 0 | 0 | 0 | 0 | 0 | 0.034785 | 0.40534 | 0.72832 | 0.75291 | 0.7217 | 0.69956 | 0.71228 | 0.74119 | 0.74078 | 0.57738 | 0.14306 | 0.0002751 | 0 | 0 | 0 | 0 | 0
1510.48 | 2017-10-16 | 10 | 0 | 0 | 0 | 0 | 0 | 0 | 0 | 0.053669 | 0.36729 | 0.56845 | 0.66978 | 0.75086 | 0.79187 | 0.81721 | 0.79521 | 0.71695 | 0.52807 | 0.17616 | 0.0034985 | 0 | 0 | 0 | 0 | 0 | 1130.07 | 2017-10-16 | 10 | 0 | 0 | 0 | 0 | 0 | 0 | 0 | 0.059223 | 0.43261 | 0.71391 | 0.70134 | 0.66425 | 0.62882 | 0.716 | 0.73939 | 0.74961 | 0.61569 | 0.19353 | 0.0032117 | 0 | 0 | 0 | 0 | 0
1640.48 | 2017-11-22 | 11 | 0 | 0 | 0 | 0 | 0 | 0 | 0.0014601 | 0.14092 | 0.4528 | 0.63006 | 0.68341 | 0.69103 | 0.68563 | 0.65474 | 0.56108 | 0.27789 | 0.020669 | 0 | 0 | 0 | 0 | 0 | 0 | 0 | 1170.07 | 2017-11-22 | 11 | 1.2307e-10 | 0 | 0 | 0 | 0 | 0 | 0.0010048 | 0.1321 | 0.45172 | 0.61246 | 0.61768 | 0.59863 | 0.60296 | 0.60395 | 0.5617 | 0.27666 | 0.023979 | 0 | 0 | 0 | 0 | 0 | 0 | 0
1640.48 | 2017-11-28 | 11 | 0 | 0 | 0 | 0 | 0 | 0 | 0.00038952 | 0.12686 | 0.4624 | 0.65563 | 0.7048 | 0.70331 | 0.68667 | 0.60148 | 0.42901 | 0.2168 | 0.022683 | 0 | 0 | 0 | 0 | 0 | 0 | 0 | 1170.07 | 2017-11-28 | 11 | 0 | 0 | 0 | 0 | 0 | 0 | 0.00036529 | 0.15756 | 0.57396 | 0.68208 | 0.64739 | 0.6083 | 0.61306 | 0.61394 | 0.49221 | 0.25322 | 0.026558 | 0 | 0 | 0 | 0 | 1.188e-10 | 0 | 0
1640.48 | 2017-11-29 | 11 | 0 | 0 | 0 | 0 | 0 | 0 | 0.00010084 | 0.063738 | 0.3998 | 0.63043 | 0.69508 | 0.71062 | 0.71173 | 0.68752 | 0.58627 | 0.31374 | 0.03344 | 7.254e-10 | 0 | 0 | 0 | 0 | 0 | 0 | 1170.07 | 2017-11-29 | 11 | 0 | 0 | 0 | 0 | 0 | 0 | 0.00014205 | 0.10536 | 0.4626 | 0.61231 | 0.62516 | 0.60698 | 0.61406 | 0.63616 | 0.61063 | 0.35941 | 0.033553 | 0 | 0 | 0 | 0 | 0 | 0 | 0
1640.48 | 2017-11-21 | 11 | 0 | 0 | 0 | 0 | 0 | 0 | 0.0010632 | 0.11898 | 0.29283 | 0.4243 | 0.56748 | 0.60027 | 0.6404 | 0.61327 | 0.51557 | 0.29222 | 0.046647 | 0 | 0 | 0 | 0 | 0 | 0 | 0 | 1170.07 | 2017-11-21 | 11 | 0 | 1.1452e-10 | 0 | 0 | 0 | 0 | 0.00093011 | 0.081575 | 0.27975 | 0.40703 | 0.4241 | 0.49986 | 0.51527 | 0.56122 | 0.56694 | 0.32022 | 0.043775 | 0 | 3.6921e-10 | 0 | 0 | 0 | 0 | 0
1640.48 | 2017-11-08 | 11 | 0 | 0 | 0 | 0 | 0 | 0 | 0.012591 | 0.22474 | 0.50468 | 0.63819 | 0.62641 | 0.54723 | 0.65721 | 0.62057 | 0.42622 | 0.19404 | 0.033155 | 0.0001606 | 0 | 0 | 0 | 0 | 0 | 0 | 1170.07 | 2017-11-08 | 11 | 0 | 0 | 0 | 0 | 0 | 0 | 0.011556 | 0.23267 | 0.51932 | 0.57309 | 0.55179 | 0.54335 | 0.53771 | 0.47024 | 0.38763 | 0.22079 | 0.031131 | 6.9183e-05 | 0 | 0 | 0 | 0 | 0 | 0
1640.48 | 2017-12-20 | 12 | 0 | 0 | 0 | 0 | 0 | 0 | 0 | 0.0074415 | 0.054902 | 0.1678 | 0.19632 | 0.26244 | 0.32243 | 0.41212 | 0.553 | 0.34615 | 0.047315 | 0 | 0 | 0 | 0 | 0 | 0 | 0 | 1208.82 | 2017-12-20 | 12 | 0 | 0 | 0 | 0 | 0 | 0 | 1.2113e-06 | 0.011356 | 0.093226 | 0.22603 | 0.29214 | 0.33122 | 0.33688 | 0.43121 | 0.4814 | 0.33412 | 0.040297 | 0 | 0 | 0 | 0 | 0 | 0 | 0
1640.48 | 2017-12-21 | 12 | 0 | 0 | 0 | 0 | 0 | 0 | 0 | 0.074716 | 0.43206 | 0.68371 | 0.76623 | 0.77655 | 0.7414 | 0.72597 | 0.66346 | 0.3978 | 0.054029 | 0 | 0 | 0 | 0 | 0 | 0 | 0 | 1208.82 | 2017-12-21 | 12 | 0 | 0 | 0 | 0 | 0 | 0 | 2.5481e-06 | 0.075399 | 0.47938 | 0.67398 | 0.65458 | 0.62387 | 0.59537 | 0.63419 | 0.6627 | 0.42805 | 0.048179 | 0 | 0 | 0 | 0 | 0 | 0 | 0
1640.48 | 2017-12-04 | 12 | 0 | 0 | 0 | 0 | 0 | 0 | 0.00010221 | 0.10261 | 0.46166 | 0.68228 | 0.7567 | 0.75496 | 0.76011 | 0.75032 | 0.65057 | 0.35438 | 0.039757 | 0 | 0 | 0 | 0 | 0 | 0 | 0 | 1208.82 | 2017-12-04 | 12 | 0 | 0 | 0 | 0 | 0 | 0 | 0.00011064 | 0.11874 | 0.46343 | 0.66289 | 0.63713 | 0.59929 | 0.6057 | 0.65291 | 0.64553 | 0.37393 | 0.033322 | 0 | 0 | 0 | 0 | 0 | 0 | 0
1640.48 | 2017-12-11 | 12 | 0 | 0 | 0 | 0 | 0 | 0 | 4.4848e-07 | 0.085014 | 0.40222 | 0.60125 | 0.6748 | 0.69553 | 0.69436 | 0.65435 | 0.52885 | 0.30509 | 0.045718 | 0 | 0 | 0 | 0 | 0 | 0 | 0 | 1208.82 | 2017-12-11 | 12 | 0 | 0 | 0 | 0 | 0 | 0 | 5.0464e-06 | 0.074153 | 0.39119 | 0.56129 | 0.54991 | 0.51342 | 0.50861 | 0.52264 | 0.47528 | 0.24589 | 0.034144 | 0 | 0 | 0 | 0 | 0 | 0 | 0
1640.48 | 2017-12-06 | 12 | 0 | 0 | 0 | 0 | 0 | 0 | 3.8747e-05 | 0.11397 | 0.48231 | 0.69432 | 0.74126 | 0.74252 | 0.74266 | 0.72942 | 0.64297 | 0.3599 | 0.041705 | 0 | 0 | 0 | 0 | 0 | 0 | 0 | 1208.82 | 2017-12-06 | 12 | 0 | 0 | 0 | 0 | 0 | 0 | 5.6906e-05 | 0.12307 | 0.54367 | 0.67504 | 0.63832 | 0.60007 | 0.61004 | 0.65029 | 0.64468 | 0.38378 | 0.035506 | 0 | 0 | 0 | 0 | 0 | 0 | 0
1640.48 | 2018-01-29 | 1 | 0 | 0 | 0 | 0 | 0 | 0 | 8.6542e-06 | 0.045055 | 0.30746 | 0.60105 | 0.70548 | 0.71426 | 0.61989 | 0.57223 | 0.33153 | 0.1933 | 0.054786 | 0.0014466 | 0 | 0 | 0 | 0 | 0 | 0 | 1259.32 | 2018-01-29 | 1 | 0 | 0 | 0 | 0 | 0 | 0 | 3.8098e-05 | 0.049308 | 0.33444 | 0.59107 | 0.61727 | 0.58161 | 0.53393 | 0.4508 | 0.36247 | 0.18527 | 0.06816 | 0.001542 | 0 | 0 | 0 | 0 | 0 | 0
1640.48 | 2018-01-08 | 1 | 0 | 0 | 0 | 0 | 0 | 0 | 0 | 0.0013385 | 0.025035 | 0.078187 | 0.24097 | 0.18009 | 0.26263 | 0.14425 | 0.074423 | 0.030097 | 0.0028067 | 3.4098e-08 | 0 | 0 | 0 | 0 | 0 | 0 | 1259.32 | 2018-01-08 | 1 | 0 | 0 | 0 | 0 | 0 | 0 | 0 | 0.0017092 | 0.025217 | 0.057234 | 0.097982 | 0.13987 | 0.13523 | 0.10171 | 0.05532 | 0.026113 | 0.0044017 | 2.6999e-11 | 0 | 0 | 0 | 0 | 0 | 0
1640.48 | 2018-01-22 | 1 | 0 | 0 | 0 | 0 | 0 | 0 | 0 | 0.069604 | 0.42779 | 0.70923 | 0.78726 | 0.79255 | 0.79316 | 0.78284 | 0.70727 | 0.53054 | 0.14268 | 0.0019168 | 7.193e-11 | 0 | 0 | 1.5788e-10 | 0 | 0 | 1259.32 | 2018-01-22 | 1 | 0 | 0 | 0 | 0 | 0 | 0 | 7.7115e-07 | 0.062989 | 0.43589 | 0.64319 | 0.65595 | 0.62905 | 0.62291 | 0.64917 | 0.65456 | 0.54358 | 0.15076 | 0.001239 | 0 | 0 | 0 | 0 | 0 | 0
1640.48 | 2018-01-25 | 1 | 0 | 0 | 0 | 0 | 0 | 0 | 0 | 0.028234 | 0.23186 | 0.51096 | 0.64799 | 0.64101 | 0.6684 | 0.70484 | 0.56619 | 0.30713 | 0.1161 | 0.0040206 | 0 | 0 | 0 | 0 | 0 | 0 | 1259.32 | 2018-01-25 | 1 | 0 | 0 | 0 | 0 | 0 | 0 | 0 | 0.02288 | 0.24917 | 0.47219 | 0.51881 | 0.55361 | 0.56948 | 0.58189 | 0.56929 | 0.46174 | 0.14744 | 0.0022099 | 0 | 0 | 0 | 0 | 0 | 0
1640.48 | 2018-01-03 | 1 | 0 | 0 | 0 | 0 | 0 | 0 | 0 | 0.038586 | 0.20751 | 0.41547 | 0.49279 | 0.34002 | 0.18293 | 0.10398 | 0.072759 | 0.027762 | 0.011338 | 1.6659e-07 | 0 | 0 | 0 | 0 | 0 | 0 | 1259.32 | 2018-01-03 | 1 | 0 | 0 | 0 | 0 | 0 | 0 | 0 | 0.028321 | 0.19392 | 0.27366 | 0.40251 | 0.31794 | 0.21435 | 0.12685 | 0.078051 | 0.037116 | 0.0068705 | 2.8116e-06 | 0 | 0 | 0 | 0 | 0 | 0
1640.48 | 2018-02-20 | 2 | 0 | 0 | 0 | 0 | 0 | 0 | 0.0031876 | 0.23942 | 0.66121 | 0.8514 | 0.90504 | 0.89484 | 0.88997 | 0.89381 | 0.87808 | 0.6891 | 0.41672 | 0.047783 | 0 | 0 | 0 | 0 | 0 | 0 | 1259.32 | 2018-02-20 | 2 | 0 | 0 | 0 | 0 | 0 | 0 | 0.0035374 | 0.28454 | 0.78143 | 0.89236 | 0.86736 | 0.84101 | 0.84183 | 0.8672 | 0.84998 | 0.78194 | 0.46747 | 0.04467 | 0 | 0 | 0 | 0 | 0 | 0
1640.48 | 2018-02-22 | 2 | 0 | 0 | 0 | 0 | 0 | 0 | 0.0032092 | 0.19233 | 0.59943 | 0.78868 | 0.84678 | 0.79447 | 0.82039 | 0.81265 | 0.82721 | 0.68854 | 0.30333 | 0.045198 | 0 | 0 | 0 | 0 | 0 | 0 | 1259.32 | 2018-02-22 | 2 | 0 | 0 | 0 | 0 | 0 | 0 | 0.0023598 | 0.15785 | 0.59821 | 0.81442 | 0.84701 | 0.79861 | 0.7752 | 0.75744 | 0.72153 | 0.71946 | 0.37013 | 0.037307 | 0 | 0 | 0 | 0 | 0 | 0
1640.48 | 2018-02-27 | 2 | 0 | 0 | 0 | 0 | 0 | 0 | 0.0049538 | 0.17754 | 0.37862 | 0.28913 | 0.38412 | 0.49337 | 0.64689 | 0.69531 | 0.58122 | 0.64307 | 0.41931 | 0.061223 | 1.3043e-07 | 0 | 0 | 0 | 0 | 0 | 1259.32 | 2018-02-27 | 2 | 0 | 0 | 0 | 0 | 0 | 0 | 0.003109 | 0.092644 | 0.2337 | 0.36771 | 0.47725 | 0.63426 | 0.7708 | 0.70282 | 0.73773 | 0.72727 | 0.47924 | 0.073541 | 0 | 0 | 0 | 0 | 0 | 0
1640.48 | 2018-02-19 | 2 | 0 | 0 | 0 | 0 | 0 | 0 | 0.0024122 | 0.18561 | 0.33996 | 0.48738 | 0.83548 | 0.81232 | 0.81858 | 0.65856 | 0.61084 | 0.60157 | 0.30136 | 0.021276 | 0 | 0 | 0 | 0 | 0 | 0 | 1259.32 | 2018-02-19 | 2 | 0 | 0 | 0 | 0 | 0 | 0 | 0.0023769 | 0.18443 | 0.47189 | 0.67611 | 0.74862 | 0.73526 | 0.73004 | 0.79488 | 0.80185 | 0.72884 | 0.37486 | 0.02666 | 0 | 0 | 0 | 0 | 0 | 0
1640.48 | 2018-02-21 | 2 | 0 | 0 | 0 | 0 | 0 | 0 | 0.0037096 | 0.22552 | 0.63958 | 0.83383 | 0.89382 | 0.88568 | 0.88026 | 0.88794 | 0.86804 | 0.72708 | 0.38613 | 0.041848 | 0 | 0 | 0 | 0 | 0 | 0 | 1259.32 | 2018-02-21 | 2 | 0 | 0 | 0 | 0 | 0 | 0 | 0.0040132 | 0.27435 | 0.7591 | 0.87946 | 0.87625 | 0.84287 | 0.83628 | 0.85659 | 0.87434 | 0.83379 | 0.47737 | 0.049738 | 0 | 0 | 0 | 0 | 0 | 0
1640.48 | 2018-03-01 | 3 | 0 | 0 | 0 | 0 | 0 | 0 | 0.003192 | 0.098427 | 0.22245 | 0.33327 | 0.38069 | 0.50162 | 0.63691 | 0.48998 | 0.38119 | 0.21533 | 0.09188 | 0.011133 | 0 | 0 | 0 | 0 | 0 | 0 | 1259.32 | 2018-03-01 | 3 | 0 | 0 | 0 | 0 | 0 | 0 | 0.0071565 | 0.13137 | 0.25703 | 0.36699 | 0.34323 | 0.40184 | 0.41981 | 0.44648 | 0.46385 | 0.39832 | 0.23438 | 0.024245 | 0 | 0 | 0 | 0 | 0 | 0
1640.48 | 2018-03-05 | 3 | 0 | 0 | 0 | 0 | 0 | 0 | 0.02496 | 0.369 | 0.74297 | 0.91331 | 0.95266 | 0.93605 | 0.93405 | 0.94261 | 0.92032 | 0.78626 | 0.44621 | 0.060624 | 2.5978e-07 | 0 | 0 | 0 | 0 | 0 | 1259.32 | 2018-03-05 | 3 | 0 | 0 | 0 | 0 | 0 | 0 | 0.030357 | 0.4673 | 0.89391 | 0.94799 | 0.94189 | 0.92145 | 0.91651 | 0.92781 | 0.93693 | 0.89299 | 0.57569 | 0.073277 | 1.9608e-08 | 0 | 0 | 0 | 0 | 0
1640.48 | 2018-03-02 | 3 | 0 | 0 | 0 | 0 | 0 | 0 | 0.0027425 | 0.074932 | 0.25205 | 0.32218 | 0.48628 | 0.49974 | 0.46355 | 0.40661 | 0.34941 | 0.41747 | 0.16947 | 0.025185 | 0 | 0 | 0 | 0 | 0 | 0 | 1259.32 | 2018-03-02 | 3 | 0 | 0 | 0 | 0 | 0 | 0 | 0.0025473 | 0.097043 | 0.27615 | 0.37024 | 0.43639 | 0.43574 | 0.5161 | 0.43752 | 0.36306 | 0.39657 | 0.25457 | 0.028143 | 0 | 0 | 0 | 0 | 0 | 0
1640.48 | 2018-03-12 | 3 | 0 | 0 | 0 | 0 | 0 | 0 | 0 | 0.031246 | 0.33331 | 0.47962 | 0.56173 | 0.71639 | 0.83171 | 0.71231 | 0.47052 | 0.34141 | 0.16457 | 0.082876 | 0.014246 | 1.0503e-05 | 0 | 0 | 0 | 0 | 1259.32 | 2018-03-12 | 3 | 0 | 0 | 0 | 0 | 0 | 0 | 0 | 0.047009 | 0.47789 | 0.81404 | 0.77734 | 0.81417 | 0.82574 | 0.82728 | 0.71059 | 0.47806 | 0.29381 | 0.1288 | 0.02328 | 2.5239e-05 | 0 | 0 | 0 | 0
1640.48 | 2018-03-29 | 3 | 0 | 0 | 0 | 0 | 0 | 0 | 0.00016729 | 0.12824 | 0.52754 | 0.74884 | 0.85732 | 0.8752 | 0.72844 | 0.80016 | 0.92028 | 0.91386 | 0.80028 | 0.53884 | 0.19112 | 0.0045071 | 0 | 0 | 0 | 0 | 1259.32 | 2018-03-29 | 3 | 0 | 0 | 0 | 0 | 0 | 0 | 0.00086146 | 0.20195 | 0.7145 | 0.91417 | 0.94092 | 0.93378 | 0.89522 | 0.9327 | 0.95864 | 0.95495 | 0.90315 | 0.68066 | 0.24175 | 0.0058146 | 0 | 0 | 0 | 0
1640.48 | 2018-04-09 | 4 | 0 | 0 | 0 | 0 | 0 | 0 | 0.0056481 | 0.20326 | 0.54897 | 0.67592 | 0.81075 | 0.93288 | 0.93364 | 0.94303 | 0.94285 | 0.91194 | 0.80643 | 0.4771 | 0.16147 | 0.0075227 | 0 | 0 | 0 | 0 | 1422.32 | 2018-04-09 | 4 | 0 | 0 | 0 | 0 | 0 | 0 | 0.0085195 | 0.27347 | 0.65038 | 0.72363 | 0.69639 | 0.79442 | 0.80005 | 0.82134 | 0.82635 | 0.81499 | 0.77486 | 0.54109 | 0.16553 | 0.0058884 | 0 | 0 | 0 | 0
1640.48 | 2018-04-23 | 4 | 0 | 0 | 0 | 0 | 0 | 0 | 0.023122 | 0.3034 | 0.6541 | 0.83082 | 0.90958 | 0.89507 | 0.90649 | 0.90685 | 0.90125 | 0.8611 | 0.76202 | 0.58086 | 0.26539 | 0.018475 | 0 | 0 | 0 | 0 | 1422.32 | 2018-04-23 | 4 | 0 | 0 | 0 | 0 | 0 | 0 | 0.042641 | 0.46831 | 0.87335 | 0.94795 | 0.95881 | 0.96463 | 0.95824 | 0.95805 | 0.96355 | 0.95433 | 0.91069 | 0.7873 | 0.38895 | 0.026834 | 0 | 0 | 0 | 0
1640.48 | 2018-04-10 | 4 | 0 | 0 | 0 | 0 | 0 | 0 | 0.004305 | 0.17608 | 0.5222 | 0.721 | 0.87803 | 0.92061 | 0.88744 | 0.89712 | 0.89779 | 0.83002 | 0.59127 | 0.45528 | 0.13715 | 0.0053662 | 0 | 0 | 0 | 0 | 1422.32 | 2018-04-10 | 4 | 0 | 0 | 0 | 0 | 0 | 0 | 0.0052553 | 0.22551 | 0.61004 | 0.73669 | 0.79771 | 0.78675 | 0.75759 | 0.72752 | 0.74109 | 0.66113 | 0.60552 | 0.45122 | 0.13797 | 0.005008 | 0 | 0 | 0 | 0
1640.48 | 2018-04-25 | 4 | 0 | 0 | 0 | 0 | 0 | 0 | 0.020434 | 0.29369 | 0.6482 | 0.82856 | 0.92055 | 0.95789 | 0.91469 | 0.94112 | 0.96573 | 0.90844 | 0.74127 | 0.59425 | 0.2669 | 0.021816 | 0 | 0 | 0 | 0 | 1422.32 | 2018-04-25 | 4 | 0 | 0 | 0 | 0 | 0 | 0 | 0.037303 | 0.4557 | 0.84684 | 0.92387 | 0.9393 | 0.93613 | 0.9354 | 0.93269 | 0.93317 | 0.91901 | 0.8922 | 0.78126 | 0.38689 | 0.029372 | 0 | 0 | 0 | 0
1640.48 | 2018-04-24 | 4 | 0 | 0 | 0 | 0 | 0 | 0 | 0.024217 | 0.2927 | 0.59943 | 0.80078 | 0.89424 | 0.92866 | 0.94612 | 0.89276 | 0.8905 | 0.86142 | 0.7869 | 0.6099 | 0.2542 | 0.016456 | 0 | 0 | 0 | 0 | 1422.32 | 2018-04-24 | 4 | 0 | 0 | 0 | 0 | 0 | 0 | 0.045138 | 0.47844 | 0.84112 | 0.92044 | 0.93403 | 0.94006 | 0.90816 | 0.91732 | 0.88748 | 0.92492 | 0.92227 | 0.80288 | 0.36681 | 0.021084 | 0 | 0 | 0 | 0
1640.48 | 2018-05-29 | 5 | 0 | 0 | 0 | 0 | 0 | 0.00035001 | 0.091042 | 0.40213 | 0.65563 | 0.80145 | 0.89497 | 0.94829 | 0.95113 | 0.94872 | 0.9365 | 0.78259 | 0.75802 | 0.58463 | 0.33113 | 0.075106 | 0.00032895 | 0 | 0 | 0 | 1422.32 | 2018-05-29 | 5 | 0 | 0 | 0 | 0 | 0 | 0.0010498 | 0.17853 | 0.65285 | 0.88356 | 0.92173 | 0.93199 | 0.94399 | 0.94544 | 0.94126 | 0.91081 | 0.89977 | 0.86959 | 0.77296 | 0.49868 | 0.1124 | 0.00093641 | 0 | 0 | 0
1640.48 | 2018-05-08 | 5 | 0 | 0 | 0 | 0 | 0 | 2.2929e-07 | 0.057271 | 0.38815 | 0.6586 | 0.82977 | 0.86096 | 0.90731 | 0.84338 | 0.81054 | 0.85145 | 0.76291 | 0.73148 | 0.59506 | 0.27505 | 0.031665 | 2.8183e-07 | 0 | 0 | 0 | 1422.32 | 2018-05-08 | 5 | 0 | 0 | 0 | 0 | 0 | 6.3719e-05 | 0.10685 | 0.6186 | 0.86746 | 0.93858 | 0.94234 | 0.938 | 0.86145 | 0.79381 | 0.84676 | 0.79478 | 0.8145 | 0.67234 | 0.37879 | 0.062174 | 3.2113e-06 | 0 | 0 | 0
1640.48 | 2018-05-09 | 5 | 0 | 0 | 0 | 0 | 0 | 1.8669e-07 | 0.0585 | 0.36271 | 0.62305 | 0.77936 | 0.94197 | 0.9606 | 0.92297 | 0.90144 | 0.90096 | 0.86009 | 0.75188 | 0.58551 | 0.29149 | 0.038578 | 1.212e-06 | 0 | 0 | 0 | 1422.32 | 2018-05-09 | 5 | 0 | 0 | 0 | 0 | 0 | 6.1192e-05 | 0.11984 | 0.54956 | 0.86005 | 0.90444 | 0.95776 | 0.97203 | 0.96926 | 0.967 | 0.96512 | 0.95848 | 0.94251 | 0.85642 | 0.49615 | 0.06328 | 1.1352e-07 | 0 | 0 | 0
1640.48 | 2018-05-07 | 5 | 0 | 0 | 0 | 0 | 0 | 0 | 0.056905 | 0.38459 | 0.70205 | 0.85125 | 0.9426 | 0.95611 | 0.96684 | 0.96926 | 0.96825 | 0.92795 | 0.83215 | 0.65934 | 0.33189 | 0.040128 | 1.7117e-07 | 0 | 0 | 0 | 1422.32 | 2018-05-07 | 5 | 0 | 0 | 0 | 0 | 0 | 4.6298e-05 | 0.11196 | 0.62233 | 0.92141 | 0.9556 | 0.97185 | 0.97454 | 0.97351 | 0.97295 | 0.96498 | 0.9642 | 0.94965 | 0.86849 | 0.50982 | 0.062208 | 1.4923e-07 | 0 | 0 | 0
1640.48 | 2018-05-28 | 5 | 0 | 0 | 0 | 0 | 0 | 0.00028485 | 0.092164 | 0.40888 | 0.67604 | 0.82872 | 0.91815 | 0.96155 | 0.96225 | 0.96118 | 0.95157 | 0.90611 | 0.80941 | 0.64372 | 0.36942 | 0.077032 | 0.00011443 | 0 | 0 | 0 | 1422.32 | 2018-05-28 | 5 | 0 | 0 | 0 | 0 | 0 | 0.00093685 | 0.17504 | 0.64795 | 0.88324 | 0.94414 | 0.96146 | 0.96705 | 0.9623 | 0.96347 | 0.95875 | 0.95012 | 0.93959 | 0.87 | 0.58701 | 0.1272 | 0.00033206 | 0 | 0 | 0
1640.48 | 2018-06-22 | 6 | 0 | 0 | 0 | 0 | 0 | 0.00047227 | 0.10318 | 0.41844 | 0.6785 | 0.82312 | 0.91354 | 0.96149 | 0.9664 | 0.96452 | 0.9563 | 0.90897 | 0.8193 | 0.67698 | 0.42893 | 0.11915 | 0.0014423 | 0 | 0 | 0 | 1422.32 | 2018-06-22 | 6 | 0 | 0 | 0 | 0 | 0 | 0.0012976 | 0.20607 | 0.70063 | 0.91636 | 0.96323 | 0.97467 | 0.97416 | 0.96833 | 0.96042 | 0.95868 | 0.96252 | 0.94642 | 0.89638 | 0.66978 | 0.20075 | 0.0026142 | 0 | 0 | 0
1640.48 | 2018-06-13 | 6 | 0 | 0 | 0 | 0 | 0 | 0.00052625 | 0.10027 | 0.40651 | 0.66 | 0.8018 | 0.89003 | 0.9404 | 0.95025 | 0.94356 | 0.92768 | 0.87873 | 0.78254 | 0.6346 | 0.38422 | 0.097339 | 0.00099547 | 0 | 0 | 0 | 1422.32 | 2018-06-13 | 6 | 0 | 0 | 0 | 0 | 0 | 0.0013801 | 0.19808 | 0.67356 | 0.89578 | 0.95013 | 0.96252 | 0.96042 | 0.95457 | 0.94842 | 0.94696 | 0.93932 | 0.91445 | 0.8432 | 0.59576 | 0.16299 | 0.0018073 | 0 | 0 | 0
1640.48 | 2018-06-12 | 6 | 0 | 0 | 0 | 0 | 0 | 0.00058623 | 0.10281 | 0.41384 | 0.67065 | 0.81472 | 0.90553 | 0.95294 | 0.95933 | 0.95162 | 0.94412 | 0.89058 | 0.79808 | 0.64843 | 0.39614 | 0.099216 | 0.00079095 | 0 | 0 | 0 | 1422.32 | 2018-06-12 | 6 | 0 | 0 | 0 | 0 | 0 | 0.001177 | 0.19375 | 0.66545 | 0.87903 | 0.92962 | 0.94392 | 0.9472 | 0.94483 | 0.9476 | 0.9528 | 0.95273 | 0.93586 | 0.86798 | 0.62345 | 0.16915 | 0.0016404 | 0 | 0 | 0
1640.48 | 2018-06-14 | 6 | 0 | 0 | 0 | 0 | 0 | 0.00054273 | 0.099728 | 0.40987 | 0.67151 | 0.80868 | 0.89824 | 0.93723 | 0.9511 | 0.9475 | 0.94072 | 0.901 | 0.80854 | 0.66079 | 0.40847 | 0.1084 | 0.0013005 | 0 | 0 | 0 | 1422.32 | 2018-06-14 | 6 | 0 | 0 | 0 | 0 | 0 | 0.0014284 | 0.19383 | 0.66941 | 0.89692 | 0.93679 | 0.95334 | 0.95075 | 0.95964 | 0.95713 | 0.95597 | 0.95048 | 0.93408 | 0.86862 | 0.62715 | 0.17612 | 0.0020903 | 0 | 0 | 0
1640.48 | 2018-06-26 | 6 | 0 | 0 | 0 | 0 | 0 | 0.0002508 | 0.083701 | 0.36879 | 0.62277 | 0.78323 | 0.89472 | 0.94968 | 0.96035 | 0.95392 | 0.93689 | 0.88802 | 0.79722 | 0.65392 | 0.41442 | 0.11501 | 0.001331 | 0 | 0 | 0 | 1422.32 | 2018-06-26 | 6 | 0 | 0 | 0 | 0 | 0 | 0.00081841 | 0.1708 | 0.64119 | 0.88892 | 0.94967 | 0.96483 | 0.96318 | 0.9621 | 0.95979 | 0.95685 | 0.95221 | 0.93351 | 0.87099 | 0.63798 | 0.19222 | 0.002406 | 0 | 0 | 0
1640.48 | 2018-07-25 | 7 | 0 | 0 | 0 | 0 | 0 | 0 | 0.040833 | 0.30965 | 0.60246 | 0.77476 | 0.8828 | 0.93976 | 0.9452 | 0.93835 | 0.92535 | 0.85193 | 0.72601 | 0.50214 | 0.29202 | 0.058232 | 8.5692e-05 | 0 | 0 | 0 | 1422.32 | 2018-07-25 | 7 | 0 | 0 | 0 | 0 | 0 | 2.6033e-07 | 0.084732 | 0.53405 | 0.84367 | 0.92227 | 0.93969 | 0.93142 | 0.92817 | 0.92258 | 0.91536 | 0.8988 | 0.84205 | 0.75063 | 0.46132 | 0.092994 | 0.00048433 | 0 | 0 | 0
1640.48 | 2018-07-24 | 7 | 0 | 0 | 0 | 0 | 0 | 0 | 0.039758 | 0.30717 | 0.59904 | 0.76566 | 0.86709 | 0.91918 | 0.93074 | 0.92749 | 0.91786 | 0.8682 | 0.77579 | 0.63337 | 0.37622 | 0.079613 | 0.00015469 | 0 | 0 | 0 | 1422.32 | 2018-07-24 | 7 | 0 | 0 | 0 | 0 | 0 | 2.3528e-06 | 0.076905 | 0.51102 | 0.82568 | 0.9139 | 0.92899 | 0.92743 | 0.92158 | 0.91686 | 0.91357 | 0.91009 | 0.88773 | 0.82708 | 0.55558 | 0.11228 | 0.00030014 | 0 | 0 | 0
1640.48 | 2018-07-23 | 7 | 0 | 0 | 0 | 0 | 0 | 0 | 0.041761 | 0.2844 | 0.55296 | 0.75992 | 0.83105 | 0.91075 | 0.88528 | 0.88082 | 0.81527 | 0.74216 | 0.65411 | 0.52396 | 0.25987 | 0.040415 | 9.7343e-05 | 0 | 0 | 0 | 1422.32 | 2018-07-23 | 7 | 0 | 0 | 0 | 0 | 0 | 3.3543e-06 | 0.082526 | 0.5174 | 0.82327 | 0.90524 | 0.91555 | 0.91861 | 0.91454 | 0.88062 | 0.86399 | 0.79498 | 0.74961 | 0.64916 | 0.33935 | 0.071988 | 0.00046875 | 0 | 0 | 0
1640.48 | 2018-07-06 | 7 | 0 | 0 | 0 | 0 | 0 | 0.00010211 | 0.060655 | 0.32767 | 0.61423 | 0.78415 | 0.8879 | 0.94442 | 0.93662 | 0.95582 | 0.74072 | 0.81878 | 0.78846 | 0.62138 | 0.39549 | 0.10623 | 0.0012496 | 0 | 0 | 0 | 1422.32 | 2018-07-06 | 7 | 0 | 0 | 0 | 0 | 0 | 0.0006326 | 0.11006 | 0.53935 | 0.81031 | 0.90653 | 0.93399 | 0.94601 | 0.94014 | 0.94321 | 0.80989 | 0.861 | 0.90432 | 0.82918 | 0.57717 | 0.16273 | 0.0017653 | 0 | 0 | 0
1640.48 | 2018-07-31 | 7 | 0 | 0 | 0 | 0 | 0 | 0 | 0.019802 | 0.18929 | 0.46348 | 0.66067 | 0.77329 | 0.85698 | 0.87768 | 0.87679 | 0.86522 | 0.81567 | 0.70843 | 0.54299 | 0.29385 | 0.049457 | 1.3733e-05 | 0 | 0 | 0 | 1422.32 | 2018-07-31 | 7 | 0 | 0 | 0 | 0 | 0 | 0 | 0.031958 | 0.29006 | 0.61225 | 0.78412 | 0.83011 | 0.86304 | 0.84618 | 0.85163 | 0.84676 | 0.83589 | 0.78242 | 0.66508 | 0.38606 | 0.068343 | 8.1416e-05 | 0 | 0 | 0
1640.48 | 2018-08-09 | 8 | 0 | 0 | 0 | 0 | 0 | 0 | 0.017408 | 0.20187 | 0.48945 | 0.68462 | 0.79163 | 0.85147 | 0.88675 | 0.88613 | 0.85896 | 0.79773 | 0.68179 | 0.49367 | 0.22316 | 0.027198 | 3.0565e-07 | 0 | 0 | 0 | 1422.32 | 2018-08-09 | 8 | 0 | 0 | 0 | 0 | 0 | 0 | 0.02457 | 0.29296 | 0.63847 | 0.78971 | 0.84299 | 0.84667 | 0.8489 | 0.85189 | 0.85552 | 0.84155 | 0.78085 | 0.6257 | 0.3042 | 0.03704 | 6.2312e-07 | 0 | 0 | 0
1640.48 | 2018-08-06 | 8 | 0 | 0 | 0 | 0 | 0 | 0 | 0.022511 | 0.26034 | 0.57652 | 0.76182 | 0.86547 | 0.92756 | 0.92951 | 0.92729 | 0.91328 | 0.85011 | 0.71433 | 0.49774 | 0.22836 | 0.030612 | 1.1443e-06 | 0 | 0 | 0 | 1422.32 | 2018-08-06 | 8 | 0 | 0 | 0 | 0 | 0 | 0 | 0.040551 | 0.3971 | 0.75053 | 0.87056 | 0.89899 | 0.89937 | 0.89399 | 0.88058 | 0.87208 | 0.848 | 0.77694 | 0.61854 | 0.3162 | 0.044035 | 4.5953e-06 | 0 | 0 | 0
1640.48 | 2018-08-07 | 8 | 0 | 0 | 0 | 0 | 0 | 0 | 0.018065 | 0.20162 | 0.48827 | 0.701 | 0.82154 | 0.88859 | 0.90687 | 0.91148 | 0.88708 | 0.82029 | 0.70983 | 0.52945 | 0.2565 | 0.033786 | 3.57e-07 | 0 | 0 | 0 | 1422.32 | 2018-08-07 | 8 | 0 | 0 | 0 | 0 | 0 | 0 | 0.026828 | 0.30716 | 0.65844 | 0.82115 | 0.88289 | 0.88621 | 0.87476 | 0.86201 | 0.85467 | 0.84941 | 0.8007 | 0.65504 | 0.33384 | 0.042866 | 1.1208e-06 | 0 | 0 | 0
1640.48 | 2018-08-08 | 8 | 0 | 0 | 0 | 0 | 0 | 0 | 0.017421 | 0.19809 | 0.48414 | 0.68557 | 0.80777 | 0.88387 | 0.90886 | 0.90562 | 0.88149 | 0.81871 | 0.70258 | 0.51388 | 0.24115 | 0.031305 | 3.513e-07 | 0 | 0 | 0 | 1422.32 | 2018-08-08 | 8 | 0 | 0 | 0 | 0 | 0 | 0 | 0.024522 | 0.2773 | 0.61381 | 0.77733 | 0.83999 | 0.86144 | 0.86476 | 0.86617 | 0.84792 | 0.8439 | 0.78549 | 0.63345 | 0.31714 | 0.040056 | 1.9524e-06 | 0 | 0 | 0
1640.48 | 2018-08-01 | 8 | 0 | 0 | 0 | 0 | 0 | 0 | 0.020729 | 0.2134 | 0.51516 | 0.7022 | 0.81928 | 0.88391 | 0.90825 | 0.90259 | 0.853 | 0.73849 | 0.68997 | 0.55538 | 0.30038 | 0.058483 | 5.9125e-05 | 0 | 0 | 0 | 1422.32 | 2018-08-01 | 8 | 0 | 0 | 0 | 0 | 0 | 0 | 0.034191 | 0.3454 | 0.69521 | 0.8276 | 0.8674 | 0.88377 | 0.87838 | 0.86896 | 0.86505 | 0.83943 | 0.80112 | 0.71861 | 0.43588 | 0.081414 | 0.00022197 | 0 | 0 | 0
1640.48 | 2018-09-07 | 9 | 0 | 0 | 0 | 0 | 0 | 0 | 0.0024977 | 0.17043 | 0.53126 | 0.73881 | 0.83738 | 0.8693 | 0.89245 | 0.89908 | 0.87604 | 0.81514 | 0.71508 | 0.49163 | 0.14271 | 0.0014059 | 0 | 0 | 0 | 0 | 1422.32 | 2018-09-07 | 9 | 0 | 0 | 0 | 0 | 0 | 0 | 0.0045137 | 0.24812 | 0.69598 | 0.8421 | 0.8618 | 0.84578 | 0.82661 | 0.82882 | 0.83249 | 0.84195 | 0.80868 | 0.62375 | 0.18355 | 0.0019907 | 0 | 0 | 0 | 0
1640.48 | 2018-09-08 | 9 | 0 | 0 | 0 | 0 | 0 | 0 | 0.0023708 | 0.17605 | 0.54492 | 0.75575 | 0.85291 | 0.905 | 0.91083 | 0.84929 | 0.89924 | 0.84283 | 0.73147 | 0.50217 | 0.14298 | 0.0012216 | 0 | 0 | 0 | 0 | 1422.32 | 2018-09-08 | 9 | 0 | 0 | 0 | 0 | 0 | 0 | 0.0043218 | 0.25807 | 0.71657 | 0.85532 | 0.86709 | 0.85103 | 0.83388 | 0.82887 | 0.83848 | 0.85312 | 0.83139 | 0.64512 | 0.18601 | 0.0015916 | 0 | 0 | 0 | 0
1640.48 | 2018-09-10 | 9 | 0 | 0 | 0 | 0 | 0 | 0 | 0.0018666 | 0.17198 | 0.54783 | 0.74352 | 0.78367 | 0.89261 | 0.90751 | 0.904 | 0.89082 | 0.83324 | 0.7192 | 0.48545 | 0.12701 | 0.0006728 | 0 | 0 | 0 | 0 | 1422.32 | 2018-09-10 | 9 | 0 | 0 | 0 | 0 | 0 | 0 | 0.003929 | 0.24949 | 0.71406 | 0.86148 | 0.87146 | 0.85212 | 0.83526 | 0.83489 | 0.85024 | 0.85878 | 0.83029 | 0.62045 | 0.16143 | 0.00095227 | 0 | 0 | 0 | 0
1640.48 | 2018-09-09 | 9 | 0 | 0 | 0 | 0 | 0 | 0 | 0.0022927 | 0.18021 | 0.56196 | 0.77739 | 0.87011 | 0.91328 | 0.91484 | 0.90854 | 0.89442 | 0.84134 | 0.7314 | 0.50371 | 0.14071 | 0.00096473 | 0 | 0 | 0 | 0 | 1422.32 | 2018-09-09 | 9 | 0 | 0 | 0 | 0 | 0 | 0 | 0.0047726 | 0.27437 | 0.74713 | 0.8776 | 0.88527 | 0.86531 | 0.8443 | 0.83641 | 0.84664 | 0.86087 | 0.83708 | 0.64442 | 0.18132 | 0.0012845 | 0 | 0 | 0 | 0
1640.48 | 2018-09-04 | 9 | 0 | 0 | 0 | 0 | 0 | 0 | 0.0033111 | 0.15066 | 0.48014 | 0.69971 | 0.81288 | 0.87006 | 0.88643 | 0.88634 | 0.8514 | 0.79112 | 0.67376 | 0.45251 | 0.13609 | 0.0024458 | 0 | 0 | 0 | 0 | 1422.32 | 2018-09-04 | 9 | 0 | 0 | 0 | 0 | 0 | 0 | 0.0047567 | 0.21563 | 0.62571 | 0.791 | 0.82784 | 0.82532 | 0.80994 | 0.8086 | 0.82126 | 0.82142 | 0.77271 | 0.52809 | 0.16639 | 0.003467 | 0 | 0 | 0 | 0
1640.48 | 2018-10-01 | 10 | 0 | 0 | 0 | 0 | 0 | 0 | 0.00011741 | 0.097558 | 0.42948 | 0.67062 | 0.76721 | 0.80943 | 0.81697 | 0.81147 | 0.79132 | 0.71463 | 0.57779 | 0.29265 | 0.024978 | 0 | 0 | 0 | 0 | 0 | 1440.82 | 2018-10-01 | 10 | 0 | 0 | 0 | 0 | 0 | 0 | 0.00031197 | 0.10812 | 0.52565 | 0.75775 | 0.76363 | 0.72936 | 0.70101 | 0.69992 | 0.69046 | 0.70211 | 0.62118 | 0.29768 | 0.023558 | 0 | 0 | 0 | 0 | 0
1640.48 | 2018-10-02 | 10 | 0 | 0 | 0 | 0 | 0 | 0 | 5.5054e-06 | 0.069896 | 0.21631 | 0.36587 | 0.51193 | 0.67521 | 0.69481 | 0.72583 | 0.66702 | 0.56378 | 0.47288 | 0.26002 | 0.027854 | 0 | 0 | 0 | 0 | 0 | 1440.82 | 2018-10-02 | 10 | 0 | 0 | 0 | 0 | 0 | 0 | 7.3426e-06 | 0.048342 | 0.2105 | 0.35681 | 0.53526 | 0.64211 | 0.63237 | 0.63455 | 0.61438 | 0.5898 | 0.53662 | 0.27601 | 0.022182 | 0 | 0 | 0 | 0 | 0
1640.48 | 2018-10-03 | 10 | 0 | 0 | 0 | 0 | 0 | 0 | 0.00020591 | 0.022314 | 0.092385 | 0.16397 | 0.21244 | 0.32343 | 0.49394 | 0.48557 | 0.37807 | 0.38933 | 0.24903 | 0.11922 | 0.0066327 | 0 | 0 | 0 | 0 | 0 | 1440.82 | 2018-10-03 | 10 | 0 | 0 | 0 | 0 | 0 | 0 | 0.00014935 | 0.039443 | 0.13355 | 0.20284 | 0.24309 | 0.25958 | 0.36468 | 0.38159 | 0.43873 | 0.33312 | 0.21068 | 0.084723 | 0.010588 | 4.1265e-08 | 2.99e-09 | 2.8227e-09 | 8.8561e-10 | 9.7167e-12
1640.48 | 2018-10-08 | 10 | 0 | 0 | 0 | 0 | 0 | 0 | 1.141e-07 | 0.098552 | 0.50142 | 0.7551 | 0.82702 | 0.82275 | 0.85425 | 0.87632 | 0.87655 | 0.79226 | 0.62761 | 0.29997 | 0.015288 | 0 | 0 | 0 | 0 | 0 | 1440.82 | 2018-10-08 | 10 | 0 | 0 | 0 | 0 | 0 | 0 | 9.4113e-06 | 0.1136 | 0.61374 | 0.83666 | 0.84075 | 0.81592 | 0.79409 | 0.79788 | 0.82053 | 0.82577 | 0.75473 | 0.35497 | 0.014803 | 0 | 0 | 0 | 0 | 0
1640.48 | 2018-10-04 | 10 | 0 | 0 | 0 | 0 | 0 | 0 | 6.2513e-07 | 0.066775 | 0.40237 | 0.57273 | 0.7354 | 0.76294 | 0.72788 | 0.66596 | 0.637 | 0.44136 | 0.27212 | 0.21415 | 0.019954 | 0 | 0 | 0 | 0 | 0 | 1440.82 | 2018-10-04 | 10 | 0 | 0 | 0 | 0 | 0 | 0 | 2.3729e-05 | 0.10483 | 0.56819 | 0.73387 | 0.75137 | 0.67429 | 0.6691 | 0.65891 | 0.63608 | 0.63625 | 0.40494 | 0.23471 | 0.013777 | 0 | 0 | 0 | 0 | 0
1640.48 | 2018-11-02 | 11 | 0 | 0 | 0 | 0 | 0 | 0 | 0 | 0.020327 | 0.31146 | 0.64582 | 0.7561 | 0.78951 | 0.79117 | 0.78735 | 0.72896 | 0.57615 | 0.27831 | 0.072962 | 4.3195e-07 | 0 | 0 | 0 | 0 | 0 | 1580.82 | 2018-11-02 | 11 | 0 | 0 | 0 | 0 | 0 | 0 | 0 | 0.016917 | 0.3034 | 0.60921 | 0.63908 | 0.61111 | 0.58231 | 0.58575 | 0.57617 | 0.50066 | 0.31132 | 0.062863 | 3.0342e-06 | 0 | 0 | 0 | 0 | 0
1640.48 | 2018-11-01 | 11 | 0 | 0 | 0 | 0 | 0 | 0 | 0 | 0.02237 | 0.26845 | 0.60954 | 0.71761 | 0.70518 | 0.6681 | 0.59945 | 0.73202 | 0.65566 | 0.39831 | 0.078654 | 3.6692e-06 | 0 | 0 | 0 | 0 | 0 | 1580.82 | 2018-11-01 | 11 | 0 | 0 | 0 | 0 | 0 | 0 | 0 | 0.019661 | 0.27158 | 0.55329 | 0.55438 | 0.48536 | 0.49874 | 0.52694 | 0.54423 | 0.57353 | 0.36467 | 0.061079 | 1.628e-05 | 0 | 0 | 0 | 0 | 0
1640.48 | 2018-11-05 | 11 | 0 | 0 | 0 | 0 | 0 | 0 | 0.015284 | 0.28041 | 0.62819 | 0.75076 | 0.78626 | 0.79011 | 0.79069 | 0.76944 | 0.69703 | 0.46231 | 0.08866 | 2.0169e-07 | 0 | 1.4081e-10 | 0 | 0 | 2.926e-11 | 0 | 1580.82 | 2018-11-05 | 11 | 0 | 0 | 0 | 0 | 0 | 0 | 0.011784 | 0.27663 | 0.56827 | 0.62083 | 0.59464 | 0.56929 | 0.57665 | 0.60957 | 0.61951 | 0.44554 | 0.076856 | 1.7635e-06 | 0 | 0 | 0 | 0 | 0 | 0
1640.48 | 2018-11-14 | 11 | 0 | 0 | 0 | 0 | 0 | 0 | 0.0047894 | 0.1816 | 0.51728 | 0.67031 | 0.72062 | 0.72889 | 0.73535 | 0.70419 | 0.6029 | 0.30347 | 0.041397 | 0.00047682 | 0.00022832 | 4.4376e-05 | 0 | 0 | 0 | 0 | 1580.82 | 2018-11-14 | 11 | 0 | 0 | 0 | 0 | 0 | 0 | 0.0030749 | 0.1465 | 0.43282 | 0.50635 | 0.49505 | 0.47447 | 0.48171 | 0.50231 | 0.48314 | 0.28743 | 0.033889 | 0 | 0 | 0 | 0 | 0 | 0 | 0
1640.48 | 2018-11-07 | 11 | 0 | 0 | 0 | 0 | 0 | 0 | 0.013878 | 0.27465 | 0.62234 | 0.73392 | 0.76538 | 0.77162 | 0.7739 | 0.75062 | 0.68224 | 0.45013 | 0.082108 | 5.3604e-08 | 4.8766e-08 | 4.8766e-08 | 2.4383e-08 | 4.8766e-08 | 2.4383e-08 | 4.8766e-08 | 1580.82 | 2018-11-07 | 11 | 0 | 0 | 0 | 0 | 0 | 0 | 0.010655 | 0.27017 | 0.58417 | 0.60933 | 0.57398 | 0.54876 | 0.55714 | 0.58682 | 0.59769 | 0.43245 | 0.070613 | 2.9493e-07 | 0 | 0 | 0 | 0 | 0 | 0
1640.48 | 2018-12-05 | 12 | 0 | 0 | 0 | 0 | 0 | 0 | 0 | 0.025008 | 0.09966 | 0.12559 | 0.15645 | 0.22578 | 0.30049 | 0.26925 | 0.09112 | 0.050907 | 0.0044692 | 0 | 0 | 0 | 0 | 0 | 0 | 0 | 1580.82 | 2018-12-05 | 12 | 0 | 0 | 0 | 0 | 0 | 0 | 1.6664e-06 | 0.02038 | 0.098275 | 0.14314 | 0.20331 | 0.25056 | 0.20594 | 0.16314 | 0.12203 | 0.066351 | 0.0054197 | 0 | 0 | 0 | 0 | 0 | 0 | 0
1640.48 | 2018-12-10 | 12 | 0 | 0 | 0 | 0 | 0 | 0 | 0 | 0.027527 | 0.10584 | 0.08229 | 0.19882 | 0.19534 | 0.14363 | 0.23219 | 0.23614 | 0.17095 | 0.023828 | 0 | 0 | 0 | 0 | 0 | 0 | 0 | 1580.82 | 2018-12-10 | 12 | 0 | 0 | 0 | 0 | 0 | 0 | 0 | 0.0063832 | 0.046622 | 0.078183 | 0.10066 | 0.1271 | 0.14266 | 0.1441 | 0.18185 | 0.088853 | 0.0072589 | 0 | 0 | 0 | 0 | 0 | 0 | 0
1640.48 | 2018-12-06 | 12 | 0 | 0 | 0 | 0 | 0 | 0 | 0 | 0.017138 | 0.084381 | 0.14413 | 0.1763 | 0.23408 | 0.19689 | 0.13781 | 0.15482 | 0.077022 | 0.0078329 | 0 | 0 | 0 | 0 | 0 | 0 | 0 | 1580.82 | 2018-12-06 | 12 | 0 | 0 | 0 | 0 | 0 | 0 | 0 | 0.0145 | 0.10955 | 0.21708 | 0.23689 | 0.2607 | 0.28647 | 0.23793 | 0.20004 | 0.12072 | 0.013019 | 0 | 0 | 0 | 0 | 0 | 0 | 0
1640.48 | 2018-12-11 | 12 | 0 | 0 | 0 | 0 | 0 | 0 | 0 | 0.045863 | 0.31542 | 0.50231 | 0.64097 | 0.69062 | 0.68496 | 0.63103 | 0.54869 | 0.31686 | 0.038665 | 0 | 0 | 0 | 0 | 0 | 0 | 0 | 1580.82 | 2018-12-11 | 12 | 0 | 0 | 0 | 0 | 0 | 0 | 1.3087e-07 | 0.026785 | 0.22481 | 0.35146 | 0.41425 | 0.44902 | 0.45394 | 0.44548 | 0.42919 | 0.2894 | 0.029629 | 0 | 0 | 0 | 0 | 0 | 0 | 0
1640.48 | 2018-12-03 | 12 | 0 | 0 | 0 | 0 | 0 | 0 | 1.5479e-05 | 0.10806 | 0.49417 | 0.70697 | 0.75439 | 0.7489 | 0.72558 | 0.62069 | 0.51867 | 0.24359 | 0.025447 | 0 | 0 | 0 | 0 | 0 | 0 | 0 | 1580.82 | 2018-12-03 | 12 | 0 | 0 | 0 | 0 | 0 | 0 | 7.39e-05 | 0.093083 | 0.52515 | 0.65492 | 0.64255 | 0.60043 | 0.59744 | 0.48353 | 0.33058 | 0.2005 | 0.028828 | 0 | 0 | 0 | 0 | 0 | 0 | 0
1640.48 | 2019-01-14 | 1 | 0 | 0 | 0 | 0 | 0 | 0 | 0 | 0.011359 | 0.075321 | 0.11153 | 0.10683 | 0.11322 | 0.13348 | 0.13102 | 0.20094 | 0.19027 | 0.034916 | 6.5869e-05 | 0 | 0 | 0 | 0 | 0 | 0 | 1580.82 | 2019-01-14 | 1 | 0 | 0 | 3.1722e-05 | 0.00048537 | 0.0011788 | 0.0012532 | 0.0012 | 0.0068289 | 0.057356 | 0.087214 | 0.11093 | 0.14703 | 0.17209 | 0.11564 | 0.094814 | 0.071313 | 0.030575 | 3.7512e-05 | 0 | 0 | 0 | 0 | 0 | 0
1640.48 | 2019-01-15 | 1 | 0 | 0 | 0 | 0 | 0 | 0 | 0 | 0.023114 | 0.12004 | 0.22024 | 0.29652 | 0.27004 | 0.2532 | 0.2365 | 0.076966 | 0.10758 | 0.03826 | 0.00010834 | 0 | 0 | 0 | 0 | 0 | 0 | 1580.82 | 2019-01-15 | 1 | 0 | 0 | 8.2203e-06 | 8.6998e-05 | 0.00035869 | 0.00091572 | 0.00071443 | 0.011688 | 0.08313 | 0.16724 | 0.19702 | 0.22938 | 0.23262 | 0.15162 | 0.067068 | 0.043003 | 0.033188 | 0.00045275 | 0 | 0 | 0 | 0 | 0 | 0
1640.48 | 2019-01-02 | 1 | 0 | 0 | 0 | 0 | 0 | 0 | 0 | 0.056766 | 0.39621 | 0.66341 | 0.7558 | 0.77128 | 0.77173 | 0.76244 | 0.68796 | 0.4373 | 0.078828 | 8.6304e-08 | 0 | 0 | 0 | 0 | 0 | 0 | 1580.82 | 2019-01-02 | 1 | 0 | 0 | 0 | 0 | 0 | 0.00059913 | 0.00065862 | 0.057241 | 0.43922 | 0.6534 | 0.6281 | 0.58519 | 0.59491 | 0.65278 | 0.67148 | 0.49173 | 0.078664 | 9.2891e-08 | 0 | 0 | 0 | 0 | 0 | 0
1640.48 | 2019-01-03 | 1 | 0 | 0 | 0 | 0 | 0 | 0 | 0 | 0.059952 | 0.40263 | 0.67722 | 0.75791 | 0.7682 | 0.76634 | 0.75503 | 0.68241 | 0.42679 | 0.07767 | 2.2029e-06 | 0 | 0 | 0 | 0 | 0 | 0 | 1580.82 | 2019-01-03 | 1 | 0 | 0 | 9.4323e-06 | 0.00015692 | 0.0005242 | 0.00067744 | 0.00091342 | 0.058583 | 0.45232 | 0.66984 | 0.64793 | 0.61243 | 0.60936 | 0.64046 | 0.65481 | 0.45002 | 0.072919 | 3.2482e-06 | 0 | 0 | 0 | 0 | 0 | 0
1640.48 | 2019-01-16 | 1 | 0 | 0 | 0 | 0 | 0 | 0 | 5.384e-08 | 0.04208 | 0.27317 | 0.43337 | 0.50413 | 0.38846 | 0.27014 | 0.28156 | 0.15308 | 0.084614 | 0.010998 | 0 | 0 | 0 | 0 | 0 | 0 | 0 | 1580.82 | 2019-01-16 | 1 | 0 | 0 | 2.1341e-05 | 0.00047014 | 0.0012865 | 0.0013464 | 0.0011246 | 0.036916 | 0.25385 | 0.32601 | 0.31371 | 0.29265 | 0.22596 | 0.14988 | 0.13776 | 0.094998 | 0.012557 | 1.826e-08 | 0 | 0 | 0 | 0 | 0 | 0
1640.48 | 2019-02-20 | 2 | 0 | 0 | 0 | 0 | 0 | 0 | 0.0022254 | 0.053688 | 0.14103 | 0.34402 | 0.5655 | 0.57382 | 0.64913 | 0.58991 | 0.34507 | 0.26727 | 0.10769 | 0.015788 | 0 | 0 | 0 | 0 | 0 | 0 | 1600.82 | 2019-02-20 | 2 | 0 | 0 | 0 | 0 | 0 | 0 | 0.0011201 | 0.075718 | 0.17739 | 0.37814 | 0.61986 | 0.66325 | 0.59824 | 0.4429 | 0.38844 | 0.26745 | 0.13548 | 0.01629 | 0 | 0 | 0 | 0 | 0 | 0
1640.48 | 2019-02-21 | 2 | 0 | 0 | 0 | 0 | 0 | 0 | 0.0010743 | 0.060384 | 0.19326 | 0.33098 | 0.44901 | 0.55773 | 0.56019 | 0.66289 | 0.69239 | 0.54325 | 0.22611 | 0.024822 | 0 | 0 | 0 | 0 | 0 | 0 | 1600.82 | 2019-02-21 | 2 | 0 | 0 | 0 | 0 | 0 | 0 | 0.0010478 | 0.066989 | 0.22739 | 0.3198 | 0.43653 | 0.53168 | 0.53306 | 0.58555 | 0.65729 | 0.67086 | 0.42646 | 0.051571 | 0 | 0 | 0 | 0 | 0 | 0
1640.48 | 2019-02-05 | 2 | 0 | 0 | 0 | 0 | 0 | 0 | 4.9898e-07 | 0.064809 | 0.34839 | 0.61211 | 0.56465 | 0.58332 | 0.4026 | 0.35879 | 0.37326 | 0.25737 | 0.15289 | 0.010033 | 0 | 0 | 0 | 0 | 0 | 0 | 1600.82 | 2019-02-05 | 2 | 0 | 0 | 0 | 0 | 0 | 0 | 1.7564e-05 | 0.083384 | 0.52263 | 0.66346 | 0.65459 | 0.59157 | 0.53134 | 0.46936 | 0.43761 | 0.35347 | 0.20511 | 0.0095954 | 0 | 0 | 0 | 0 | 0 | 0
1640.48 | 2019-02-13 | 2 | 0 | 0 | 0 | 0 | 0 | 0 | 2.2311e-06 | 0.0080232 | 0.056478 | 0.12566 | 0.1925 | 0.29677 | 0.20016 | 0.19078 | 0.1678 | 0.10806 | 0.041006 | 0.0028744 | 0 | 0 | 0 | 0 | 0 | 0 | 1600.82 | 2019-02-13 | 2 | 0 | 0 | 0 | 0 | 0 | 0 | 1.1111e-06 | 0.0044163 | 0.04571 | 0.14545 | 0.26289 | 0.32273 | 0.3203 | 0.29105 | 0.25643 | 0.13835 | 0.063591 | 0.0054616 | 0 | 0 | 0 | 0 | 0 | 0
1640.48 | 2019-02-12 | 2 | 0 | 0 | 0 | 0 | 0 | 0 | 0.00021936 | 0.10382 | 0.33236 | 0.37887 | 0.39189 | 0.45283 | 0.41306 | 0.31423 | 0.25361 | 0.10934 | 0.053551 | 0.003903 | 0 | 0 | 0 | 0 | 0 | 0 | 1600.82 | 2019-02-12 | 2 | 0 | 0 | 0 | 0 | 0 | 0 | 0.00036732 | 0.10327 | 0.32646 | 0.35921 | 0.36229 | 0.37287 | 0.34958 | 0.25015 | 0.18905 | 0.091142 | 0.039612 | 0.0022523 | 0 | 0 | 0 | 0 | 0 | 0
1640.48 | 2019-03-06 | 3 | 0 | 0 | 0 | 0 | 0 | 0 | 0.0063229 | 0.13144 | 0.25541 | 0.28928 | 0.34709 | 0.44685 | 0.39933 | 0.35685 | 0.23158 | 0.1694 | 0.10614 | 0.018902 | 7.7775e-07 | 0 | 0 | 0 | 0 | 0 | 1750.82 | 2019-03-06 | 3 | 0 | 0 | 0 | 0 | 0 | 0 | 0.0089485 | 0.19256 | 0.35111 | 0.39794 | 0.45986 | 0.51974 | 0.54057 | 0.4833 | 0.45282 | 0.41175 | 0.2467 | 0.040383 | 9.8016e-05 | 0 | 0 | 0 | 0 | 0
1640.48 | 2019-03-05 | 3 | 0 | 0 | 0 | 0 | 0 | 0 | 0.0047967 | 0.0667 | 0.11105 | 0.21528 | 0.30539 | 0.18086 | 0.12565 | 0.11106 | 0.085694 | 0.055013 | 0.030166 | 0.0048053 | 0.00010395 | 0 | 0 | 0 | 0 | 0 | 1750.82 | 2019-03-05 | 3 | 0 | 0 | 0 | 0 | 0 | 0 | 0.0031517 | 0.037158 | 0.10005 | 0.16074 | 0.19329 | 0.15639 | 0.14385 | 0.15449 | 0.10317 | 0.068296 | 0.029494 | 0.009363 | 0.00010113 | 0 | 0 | 0 | 0 | 0
1640.48 | 2019-03-07 | 3 | 0 | 0 | 0 | 0 | 0 | 0 | 0.010192 | 0.17122 | 0.46013 | 0.5244 | 0.53382 | 0.51758 | 0.43593 | 0.30148 | 0.25097 | 0.26206 | 0.17092 | 0.03378 | 3.8628e-08 | 0 | 0 | 0 | 0 | 0 | 1750.82 | 2019-03-07 | 3 | 0 | 0 | 0 | 0 | 0 | 0 | 0.020506 | 0.33485 | 0.68856 | 0.66066 | 0.62519 | 0.59011 | 0.557 | 0.3997 | 0.22403 | 0.203 | 0.12566 | 0.033793 | 1.1446e-07 | 0 | 0 | 0 | 0 | 0
1640.48 | 2019-03-11 | 3 | 0 | 0 | 0 | 0 | 0 | 0 | 0 | 0.032728 | 0.3713 | 0.70339 | 0.82989 | 0.8801 | 0.88815 | 0.88238 | 0.88282 | 0.79962 | 0.70937 | 0.49074 | 0.12264 | 0.00016641 | 0 | 0 | 0 | 0 | 1750.82 | 2019-03-11 | 3 | 0 | 0 | 0 | 0 | 0 | 0 | 0 | 0.044204 | 0.48325 | 0.8346 | 0.88138 | 0.90074 | 0.87843 | 0.84834 | 0.84908 | 0.80342 | 0.69094 | 0.52196 | 0.11932 | 0.00012975 | 0 | 0 | 0 | 0
1640.48 | 2019-03-04 | 3 | 0 | 0 | 0 | 0 | 0 | 0 | 0.0026461 | 0.058747 | 0.13566 | 0.27009 | 0.3552 | 0.42706 | 0.64234 | 0.58552 | 0.54258 | 0.34232 | 0.18449 | 0.028671 | 1.0729e-10 | 0 | 0 | 0 | 0 | 0 | 1750.82 | 2019-03-04 | 3 | 0 | 0 | 0 | 0 | 0 | 0 | 0.0015855 | 0.047937 | 0.22862 | 0.32288 | 0.38853 | 0.48805 | 0.56677 | 0.49145 | 0.33033 | 0.21149 | 0.14344 | 0.024794 | 0 | 0 | 0 | 0 | 0 | 0
1640.48 | 2019-04-24 | 4 | 0 | 0 | 0 | 0 | 0 | 0 | 0.022932 | 0.30774 | 0.6329 | 0.79427 | 0.87819 | 0.92063 | 0.92077 | 0.9182 | 0.9163 | 0.867 | 0.75739 | 0.58984 | 0.25975 | 0.01699 | 0 | 0 | 0 | 0 | 1750.82 | 2019-04-24 | 4 | 0 | 0 | 0 | 0 | 0 | 5.6659e-10 | 0.040495 | 0.43746 | 0.81974 | 0.89331 | 0.91876 | 0.91367 | 0.91511 | 0.90743 | 0.8929 | 0.89023 | 0.82068 | 0.72994 | 0.36262 | 0.023659 | 3.5075e-09 | 3.3087e-09 | 3.6783e-09 | 4.499e-09
1640.48 | 2019-04-25 | 4 | 0 | 0 | 0 | 0 | 0 | 0 | 0.026093 | 0.305 | 0.63615 | 0.79679 | 0.88048 | 0.92044 | 0.88354 | 0.85213 | 0.8418 | 0.79909 | 0.72328 | 0.53097 | 0.23489 | 0.018886 | 0 | 0 | 0 | 0 | 1750.82 | 2019-04-25 | 4 | 5.4929e-09 | 6.2199e-09 | 6.4107e-09 | 6.9505e-09 | 7.3874e-09 | 4.6739e-08 | 0.042141 | 0.4407 | 0.8043 | 0.90511 | 0.9263 | 0.91883 | 0.90153 | 0.88836 | 0.8821 | 0.86507 | 0.85435 | 0.66008 | 0.3193 | 0.028615 | 0 | 0 | 0 | 0
1640.48 | 2019-04-23 | 4 | 0 | 0 | 0 | 0 | 0 | 0 | 0.018268 | 0.26612 | 0.48125 | 0.66103 | 0.74982 | 0.84386 | 0.86134 | 0.76156 | 0.84085 | 0.85644 | 0.77722 | 0.60382 | 0.27483 | 0.017502 | 0 | 0 | 0 | 0 | 1750.82 | 2019-04-23 | 4 | 0 | 0 | 0 | 0 | 0 | 1.3422e-10 | 0.034256 | 0.39143 | 0.6159 | 0.80235 | 0.8228 | 0.83555 | 0.84827 | 0.777 | 0.85265 | 0.86826 | 0.8603 | 0.74892 | 0.38182 | 0.024196 | 0 | 0 | 0 | 0
1640.48 | 2019-04-18 | 4 | 4.8766e-08 | 4.8766e-08 | 2.4383e-08 | 4.8766e-08 | 4.8766e-08 | 2.4383e-08 | 0.017082 | 0.28278 | 0.64226 | 0.76539 | 0.86824 | 0.88808 | 0.87236 | 0.88544 | 0.88008 | 0.8314 | 0.73123 | 0.5376 | 0.23077 | 0.011917 | 0 | 0 | 0 | 0 | 1750.82 | 2019-04-18 | 4 | 0 | 0 | 0 | 0 | 0 | 0 | 0.026365 | 0.40479 | 0.78545 | 0.8864 | 0.88496 | 0.89157 | 0.8925 | 0.86849 | 0.84924 | 0.82888 | 0.77361 | 0.65713 | 0.32258 | 0.017201 | 0 | 0 | 0 | 0
1640.48 | 2019-04-26 | 4 | 0 | 0 | 0 | 0 | 0 | 0 | 0.029178 | 0.31899 | 0.64838 | 0.80449 | 0.83738 | 0.88891 | 0.87793 | 0.93755 | 0.9233 | 0.86987 | 0.77142 | 0.57717 | 0.24943 | 0.021785 | 0 | 0 | 0 | 0 | 1750.82 | 2019-04-26 | 4 | 0 | 0 | 0 | 0 | 0 | 2.6249e-07 | 0.049549 | 0.46857 | 0.84081 | 0.90945 | 0.73982 | 0.79426 | 0.79077 | 0.86878 | 0.87145 | 0.8808 | 0.83004 | 0.71155 | 0.33955 | 0.031118 | 0 | 0 | 0 | 0
1640.48 | 2019-05-13 | 5 | 0 | 0 | 0 | 0 | 0 | 0.0001033 | 0.069113 | 0.37163 | 0.62608 | 0.78237 | 0.90205 | 0.94994 | 0.92465 | 0.95417 | 0.94652 | 0.87206 | 0.74493 | 0.61116 | 0.29082 | 0.043051 | 2.7511e-06 | 0 | 0 | 0 | 1752.32 | 2019-05-13 | 5 | 0 | 0 | 0 | 0 | 0 | 0.0003198 | 0.11043 | 0.50231 | 0.79893 | 0.86845 | 0.90753 | 0.91048 | 0.89421 | 0.91515 | 0.91296 | 0.86666 | 0.81825 | 0.76439 | 0.45473 | 0.056878 | 7.6381e-06 | 5.0179e-09 | 4.8907e-09 | 5.0116e-09
1640.48 | 2019-05-14 | 5 | 0 | 0 | 0 | 0 | 0 | 3.3666e-05 | 0.076781 | 0.37428 | 0.55797 | 0.66565 | 0.69174 | 0.80548 | 0.82573 | 0.87216 | 0.87077 | 0.67416 | 0.61661 | 0.45684 | 0.21269 | 0.017223 | 6.8615e-06 | 0 | 0 | 0 | 1752.32 | 2019-05-14 | 5 | 4.8673e-09 | 4.7029e-09 | 0 | 0 | 0 | 0.00019571 | 0.11737 | 0.51832 | 0.77915 | 0.7637 | 0.65368 | 0.80722 | 0.8272 | 0.77898 | 0.75035 | 0.70719 | 0.54977 | 0.43754 | 0.21553 | 0.023979 | 2.1522e-07 | 0 | 0 | 0
1640.48 | 2019-05-02 | 5 | 0 | 0 | 0 | 0 | 0 | 0 | 0.042733 | 0.35224 | 0.60615 | 0.79198 | 0.83291 | 0.82497 | 0.82486 | 0.81867 | 0.87926 | 0.83014 | 0.65817 | 0.63036 | 0.2968 | 0.026724 | 0 | 0 | 0 | 0 | 1752.32 | 2019-05-02 | 5 | 0 | 0 | 0 | 0 | 0 | 7.611e-07 | 0.069957 | 0.50304 | 0.80973 | 0.84991 | 0.8544 | 0.8259 | 0.85452 | 0.85281 | 0.87776 | 0.85212 | 0.76527 | 0.77078 | 0.42136 | 0.038149 | 1.4529e-09 | 0 | 0 | 0
1640.48 | 2019-05-08 | 5 | 0 | 0 | 0 | 0 | 0 | 2.1841e-09 | 0.037828 | 0.2617 | 0.49507 | 0.43773 | 0.54427 | 0.59811 | 0.72202 | 0.76305 | 0.76794 | 0.74442 | 0.6473 | 0.49197 | 0.29225 | 0.034266 | 3.7996e-06 | 0 | 0 | 0 | 1752.32 | 2019-05-08 | 5 | 0 | 0 | 0 | 0 | 0 | 1.3492e-05 | 0.07695 | 0.4527 | 0.64976 | 0.64479 | 0.66178 | 0.70176 | 0.78982 | 0.83778 | 0.86128 | 0.88318 | 0.87276 | 0.78629 | 0.444 | 0.051942 | 6.157e-07 | 0 | 0 | 0
1640.48 | 2019-05-30 | 5 | 0 | 0 | 0 | 0 | 0 | 0.00045807 | 0.090525 | 0.39914 | 0.6585 | 0.79906 | 0.84534 | 0.81323 | 0.80488 | 0.77039 | 0.73002 | 0.69726 | 0.63907 | 0.52256 | 0.26905 | 0.055581 | 0.00021945 | 0 | 0 | 0 | 1752.32 | 2019-05-30 | 5 | 0 | 0 | 0 | 0 | 0 | 0.00074358 | 0.15666 | 0.60838 | 0.85157 | 0.92098 | 0.9296 | 0.94412 | 0.93769 | 0.92364 | 0.88259 | 0.8407 | 0.76484 | 0.6215 | 0.38044 | 0.086104 | 0.00058682 | 0 | 0 | 0
1640.48 | 2019-06-11 | 6 | 0 | 0 | 0 | 0 | 0 | 0.00085882 | 0.082963 | 0.3139 | 0.47852 | 0.6423 | 0.68464 | 0.57167 | 0.62013 | 0.63283 | 0.59576 | 0.55887 | 0.4303 | 0.32719 | 0.19277 | 0.057605 | 0.00038572 | 0 | 0 | 0 | 1752.32 | 2019-06-11 | 6 | 0 | 0 | 0 | 0 | 0 | 0.0010866 | 0.16355 | 0.54615 | 0.72416 | 0.84023 | 0.82502 | 0.81063 | 0.74654 | 0.74674 | 0.78419 | 0.74026 | 0.62947 | 0.47186 | 0.21618 | 0.0859 | 0.00066777 | 0 | 0 | 0
1640.48 | 2019-06-10 | 6 | 0 | 0 | 0 | 0 | 0 | 0.00040952 | 0.055437 | 0.22476 | 0.3906 | 0.56524 | 0.67295 | 0.78322 | 0.80393 | 0.78841 | 0.76477 | 0.70092 | 0.57912 | 0.36719 | 0.17482 | 0.039203 | 0.00018148 | 0 | 0 | 0 | 1752.32 | 2019-06-10 | 6 | 0 | 0 | 0 | 0 | 0 | 0.00086999 | 0.10612 | 0.3825 | 0.60735 | 0.77077 | 0.84109 | 0.89258 | 0.91259 | 0.91568 | 0.89721 | 0.85277 | 0.73538 | 0.4938 | 0.30985 | 0.081381 | 0.00081275 | 0 | 0 | 0
1640.48 | 2019-06-12 | 6 | 4.8766e-08 | 4.8766e-08 | 4.8766e-08 | 4.8766e-08 | 2.4383e-08 | 0.00032393 | 0.075798 | 0.33331 | 0.53818 | 0.63397 | 0.65258 | 0.74956 | 0.79901 | 0.804 | 0.79264 | 0.74127 | 0.65362 | 0.50825 | 0.28911 | 0.074844 | 0.00066764 | 0 | 0 | 0 | 1752.32 | 2019-06-12 | 6 | 0 | 0 | 0 | 0 | 0 | 0.00082979 | 0.15501 | 0.61547 | 0.84098 | 0.89542 | 0.90962 | 0.92758 | 0.9299 | 0.92112 | 0.91431 | 0.9088 | 0.8854 | 0.79838 | 0.54801 | 0.1429 | 0.0014491 | 0 | 0 | 0
1640.48 | 2019-06-05 | 6 | 0 | 0 | 0 | 0 | 0 | 0.00036362 | 0.096638 | 0.40389 | 0.65541 | 0.79265 | 0.86269 | 0.78483 | 0.78145 | 0.78061 | 0.76923 | 0.72329 | 0.63531 | 0.48538 | 0.283 | 0.066975 | 0.00032194 | 0 | 0 | 0 | 1752.32 | 2019-06-05 | 6 | 0 | 0 | 0 | 0 | 0 | 0.0006424 | 0.15778 | 0.57616 | 0.78492 | 0.84499 | 0.86276 | 0.86787 | 0.86443 | 0.86292 | 0.85165 | 0.84579 | 0.79488 | 0.67107 | 0.47894 | 0.12441 | 0.00086933 | 0 | 0 | 0
1640.48 | 2019-06-19 | 6 | 0 | 0 | 0 | 0 | 0 | 0.00030403 | 0.081566 | 0.3341 | 0.54729 | 0.67772 | 0.72903 | 0.75336 | 0.80086 | 0.81265 | 0.79518 | 0.74425 | 0.66306 | 0.52865 | 0.32409 | 0.087704 | 0.0010655 | 0 | 0 | 0 | 1752.32 | 2019-06-19 | 6 | 0 | 0 | 0 | 0 | 0 | 0.00071469 | 0.16367 | 0.59576 | 0.81676 | 0.8746 | 0.88018 | 0.89382 | 0.89679 | 0.89414 | 0.89048 | 0.88823 | 0.87264 | 0.81292 | 0.58972 | 0.17247 | 0.0020194 | 0 | 0 | 0
1640.48 | 2019-07-24 | 7 | 0 | 0 | 0 | 0 | 0 | 4.2914e-10 | 0.04235 | 0.30751 | 0.59563 | 0.75815 | 0.8467 | 0.87942 | 0.89843 | 0.89248 | 0.87264 | 0.8309 | 0.74349 | 0.60424 | 0.349 | 0.072339 | 0.00022934 | 0 | 0 | 0 | 1752.32 | 2019-07-24 | 7 | 0 | 0 | 0 | 0 | 0 | 4.0726e-06 | 0.072239 | 0.46898 | 0.78543 | 0.87678 | 0.90272 | 0.90365 | 0.90308 | 0.8991 | 0.88636 | 0.86444 | 0.84478 | 0.78711 | 0.52424 | 0.11898 | 0.00063165 | 0 | 0 | 0
1640.48 | 2019-07-26 | 7 | 0 | 0 | 0 | 0 | 0 | 0 | 0.037378 | 0.30044 | 0.59391 | 0.76024 | 0.85312 | 0.90393 | 0.92111 | 0.90254 | 0.90219 | 0.85883 | 0.76864 | 0.63036 | 0.37303 | 0.077936 | 0.00015746 | 0 | 0 | 0 | 1752.32 | 2019-07-26 | 7 | 0 | 0 | 0 | 0 | 0 | 2.5122e-07 | 0.063573 | 0.46254 | 0.78267 | 0.87917 | 0.90449 | 0.90901 | 0.90473 | 0.89567 | 0.90187 | 0.89972 | 0.88317 | 0.81116 | 0.55428 | 0.12841 | 0.00040838 | 0 | 0 | 0
1640.48 | 2019-07-25 | 7 | 0 | 0 | 0 | 0 | 0 | 2.851e-09 | 0.025286 | 0.21699 | 0.49585 | 0.51118 | 0.69091 | 0.79787 | 0.61199 | 0.57277 | 0.5517 | 0.64806 | 0.53507 | 0.41256 | 0.26017 | 0.072237 | 0.00031078 | 0 | 0 | 0 | 1752.32 | 2019-07-25 | 7 | 0 | 0 | 0 | 0 | 0 | 3.034e-06 | 0.04087 | 0.31335 | 0.59731 | 0.65678 | 0.70117 | 0.70821 | 0.70064 | 0.65052 | 0.5618 | 0.54316 | 0.49693 | 0.42142 | 0.26139 | 0.099469 | 0.00083442 | 0 | 0 | 0
1640.48 | 2019-07-23 | 7 | 0 | 0 | 0 | 0 | 0 | 3.7611e-10 | 0.035146 | 0.24931 | 0.55399 | 0.70029 | 0.79263 | 0.78133 | 0.72654 | 0.74802 | 0.785 | 0.75277 | 0.69073 | 0.59311 | 0.29526 | 0.065644 | 0.00038677 | 0 | 0 | 0 | 1752.32 | 2019-07-23 | 7 | 0 | 0 | 0 | 0 | 0 | 3.068e-06 | 0.043225 | 0.38107 | 0.62995 | 0.72865 | 0.74882 | 0.75508 | 0.75539 | 0.73999 | 0.72774 | 0.74613 | 0.75271 | 0.77746 | 0.50324 | 0.12362 | 0.00066808 | 0 | 0 | 0
1640.48 | 2019-07-27 | 7 | 0 | 0 | 0 | 0 | 0 | 0 | 0.039875 | 0.31429 | 0.61058 | 0.78829 | 0.87304 | 0.9226 | 0.93626 | 0.93521 | 0.92287 | 0.87158 | 0.77964 | 0.63037 | 0.37353 | 0.075574 | 6.3018e-05 | 0 | 0 | 0 | 1752.32 | 2019-07-27 | 7 | 0 | 0 | 0 | 0 | 0 | 2.5821e-06 | 0.075711 | 0.50715 | 0.82725 | 0.90473 | 0.91762 | 0.9232 | 0.92169 | 0.91734 | 0.91433 | 0.91108 | 0.88956 | 0.8162 | 0.55693 | 0.12475 | 0.00027739 | 0 | 0 | 0
1640.48 | 2019-07-28 | 7 | 0 | 0 | 0 | 0 | 0 | 0 | 0.038696 | 0.31529 | 0.61156 | 0.77046 | 0.85817 | 0.91032 | 0.92265 | 0.91937 | 0.90468 | 0.86038 | 0.77951 | 0.64 | 0.37986 | 0.074714 | 4.4392e-05 | 0 | 0 | 0 | 1752.32 | 2019-07-28 | 7 | 0 | 0 | 0 | 0 | 0 | 2.0156e-06 | 0.068316 | 0.48535 | 0.7946 | 0.88099 | 0.90399 | 0.90593 | 0.90125 | 0.90092 | 0.89676 | 0.88938 | 0.87441 | 0.81034 | 0.5556 | 0.12354 | 0.00022627 | 0 | 0 | 0
1640.48 | 2019-08-15 | 8 | 0 | 0 | 0 | 0 | 0 | 0 | 0.015941 | 0.25433 | 0.58846 | 0.76627 | 0.85302 | 0.88791 | 0.90339 | 0.8798 | 0.86896 | 0.8425 | 0.73629 | 0.58568 | 0.28656 | 0.028052 | 1.3819e-09 | 0 | 0 | 0 | 1752.32 | 2019-08-15 | 8 | 0 | 0 | 0 | 0 | 0 | 0 | 0.027693 | 0.38538 | 0.76609 | 0.87293 | 0.89298 | 0.89079 | 0.88869 | 0.88587 | 0.88463 | 0.88399 | 0.85798 | 0.75623 | 0.41583 | 0.04252 | 0 | 0 | 0 | 0
1640.48 | 2019-08-14 | 8 | 0 | 0 | 0 | 0 | 0 | 0 | 0.017472 | 0.26028 | 0.59293 | 0.77239 | 0.86364 | 0.88538 | 0.89721 | 0.90362 | 0.89528 | 0.85646 | 0.76474 | 0.59689 | 0.29477 | 0.030315 | 1.0688e-08 | 0 | 0 | 0 | 1752.32 | 2019-08-14 | 8 | 0 | 0 | 0 | 0 | 0 | 0 | 0.030758 | 0.40313 | 0.78545 | 0.89485 | 0.91734 | 0.91616 | 0.91039 | 0.90502 | 0.90492 | 0.90118 | 0.8816 | 0.78114 | 0.43331 | 0.047135 | 6.133e-09 | 0 | 0 | 0
1640.48 | 2019-08-26 | 8 | 0 | 0 | 0 | 0 | 0 | 0 | 0.0087731 | 0.19285 | 0.52909 | 0.73792 | 0.80188 | 0.81125 | 0.85832 | 0.83491 | 0.62583 | 0.78878 | 0.63488 | 0.4449 | 0.18589 | 0.0078532 | 0 | 0 | 0 | 0 | 1752.32 | 2019-08-26 | 8 | 0 | 0 | 0 | 0 | 0 | 0 | 0.010289 | 0.27427 | 0.68829 | 0.83554 | 0.84014 | 0.84915 | 0.84211 | 0.81986 | 0.81486 | 0.78485 | 0.72714 | 0.5578 | 0.26805 | 0.011517 | 0 | 0 | 0 | 0
1640.48 | 2019-08-27 | 8 | 0 | 0 | 0 | 0 | 0 | 0 | 0.0078987 | 0.20293 | 0.53708 | 0.72788 | 0.8192 | 0.86606 | 0.87899 | 0.86754 | 0.85768 | 0.80805 | 0.71195 | 0.52048 | 0.19835 | 0.0098724 | 0 | 0 | 0 | 0 | 1752.32 | 2019-08-27 | 8 | 0 | 0 | 0 | 0 | 0 | 0 | 0.010907 | 0.30132 | 0.71431 | 0.85229 | 0.87546 | 0.86795 | 0.85864 | 0.84926 | 0.85157 | 0.8542 | 0.82441 | 0.67908 | 0.28652 | 0.012814 | 0 | 0 | 0 | 0
1640.48 | 2019-08-06 | 8 | 0 | 0 | 0 | 0 | 0 | 0 | 0.016892 | 0.27446 | 0.58739 | 0.74845 | 0.79753 | 0.85283 | 0.878 | 0.86835 | 0.8446 | 0.78801 | 0.70625 | 0.57095 | 0.24813 | 0.041983 | 3.2918e-06 | 0 | 0 | 0 | 1752.32 | 2019-08-06 | 8 | 0 | 0 | 0 | 0 | 0 | 3.1444e-10 | 0.029752 | 0.38738 | 0.7219 | 0.83269 | 0.83289 | 0.8699 | 0.85876 | 0.87028 | 0.82039 | 0.80283 | 0.81127 | 0.70482 | 0.36165 | 0.063078 | 4.8254e-06 | 5.6046e-09 | 5.6029e-09 | 5.4847e-09
1640.48 | 2019-09-03 | 9 | 0 | 0 | 0 | 0 | 0 | 0 | 0.003928 | 0.17944 | 0.52893 | 0.73484 | 0.82843 | 0.87203 | 0.8835 | 0.88096 | 0.86767 | 0.81576 | 0.70677 | 0.49444 | 0.1559 | 0.0033068 | 0 | 0 | 0 | 0 | 1752.32 | 2019-09-03 | 9 | 0 | 0 | 0 | 0 | 0 | 0 | 0.0047291 | 0.25908 | 0.69492 | 0.85112 | 0.87518 | 0.86682 | 0.85578 | 0.85012 | 0.85153 | 0.84861 | 0.81549 | 0.6376 | 0.20126 | 0.004645 | 0 | 0 | 0 | 0
1640.48 | 2019-09-04 | 9 | 0 | 0 | 0 | 0 | 0 | 0 | 0.0032584 | 0.17991 | 0.52556 | 0.72681 | 0.823 | 0.8686 | 0.87444 | 0.83326 | 0.83552 | 0.79847 | 0.6958 | 0.48201 | 0.14719 | 0.0029624 | 0 | 0 | 0 | 0 | 1752.32 | 2019-09-04 | 9 | 0 | 0 | 0 | 0 | 0 | 0 | 0.0033966 | 0.23793 | 0.66462 | 0.82076 | 0.85493 | 0.84714 | 0.8324 | 0.83481 | 0.83557 | 0.82972 | 0.79503 | 0.62006 | 0.1838 | 0.0039804 | 0 | 0 | 0 | 0
1640.48 | 2019-09-13 | 9 | 0 | 0 | 0 | 0 | 0 | 0 | 0.0015872 | 0.15534 | 0.51905 | 0.73705 | 0.83171 | 0.87033 | 0.86783 | 0.86715 | 0.84847 | 0.78804 | 0.67001 | 0.43515 | 0.10572 | 0.00026977 | 7.4775e-07 | 0 | 0 | 0 | 1752.32 | 2019-09-13 | 9 | 0 | 0 | 0 | 0 | 0 | 0 | 0.0019509 | 0.2192 | 0.67176 | 0.83802 | 0.86035 | 0.85167 | 0.83913 | 0.83703 | 0.82954 | 0.81527 | 0.76467 | 0.55895 | 0.13391 | 0.00042068 | 0 | 0 | 0 | 0
1640.48 | 2019-09-05 | 9 | 0 | 0 | 0 | 0 | 0 | 0 | 0.0016098 | 0.095353 | 0.27634 | 0.49236 | 0.57834 | 0.75697 | 0.78668 | 0.7675 | 0.83575 | 0.78111 | 0.65497 | 0.47458 | 0.13759 | 0.0021642 | 0 | 0 | 0 | 0 | 1752.32 | 2019-09-05 | 9 | 0 | 0 | 0 | 0 | 0 | 0 | 0.001845 | 0.15948 | 0.44411 | 0.48886 | 0.51686 | 0.73253 | 0.79582 | 0.7822 | 0.78143 | 0.72916 | 0.70492 | 0.596 | 0.18146 | 0.0032977 | 0 | 0 | 0 | 0
1640.48 | 2019-09-06 | 9 | 0 | 0 | 0 | 0 | 0 | 0 | 0.0027801 | 0.16408 | 0.51605 | 0.71988 | 0.8204 | 0.85325 | 0.86465 | 0.87177 | 0.85232 | 0.81866 | 0.71032 | 0.49541 | 0.14884 | 0.0021458 | 0 | 0 | 0 | 0 | 1752.32 | 2019-09-06 | 9 | 0 | 0 | 0 | 0 | 0 | 0 | 0.0032456 | 0.2372 | 0.6732 | 0.83783 | 0.85823 | 0.85098 | 0.84516 | 0.84247 | 0.84945 | 0.85244 | 0.82243 | 0.64028 | 0.20491 | 0.0031217 | 0 | 0 | 0 | 0
1640.48 | 2019-10-24 | 10 | 0 | 0 | 0 | 0 | 0 | 0 | 0 | 0.039132 | 0.334 | 0.63043 | 0.74241 | 0.77682 | 0.77982 | 0.78201 | 0.75783 | 0.6898 | 0.49873 | 0.14578 | 0.00083901 | 2.9631e-06 | 0 | 0 | 0 | 0 | 1752.32 | 2019-10-24 | 10 | 0 | 0 | 0 | 0 | 0 | 0 | 0 | 0.037402 | 0.37153 | 0.68262 | 0.71738 | 0.67463 | 0.64975 | 0.66019 | 0.68866 | 0.69851 | 0.55698 | 0.15748 | 0.0011177 | 0 | 0 | 0 | 0 | 0
1640.48 | 2019-10-25 | 10 | 0 | 0 | 0 | 0 | 0 | 0 | 0 | 0.03665 | 0.349 | 0.63831 | 0.73679 | 0.76756 | 0.77491 | 0.77231 | 0.74856 | 0.68335 | 0.49202 | 0.13164 | 0.00039347 | 2.2224e-06 | 0 | 0 | 0 | 0 | 1752.32 | 2019-10-25 | 10 | 0 | 0 | 0 | 0 | 0 | 0 | 0 | 0.037239 | 0.3967 | 0.69278 | 0.7115 | 0.67668 | 0.64473 | 0.66247 | 0.69331 | 0.70376 | 0.55374 | 0.13957 | 0.00036192 | 0 | 0 | 0 | 0 | 0
1640.48 | 2019-10-22 | 10 | 0 | 0 | 0 | 0 | 0 | 0 | 0 | 0.045653 | 0.37043 | 0.64146 | 0.73605 | 0.76723 | 0.78115 | 0.77713 | 0.75619 | 0.69044 | 0.50973 | 0.15558 | 0.0011515 | 3.8139e-06 | 0 | 0 | 0 | 0 | 1752.32 | 2019-10-22 | 10 | 0 | 0 | 0 | 0 | 0 | 0 | 2.6418e-08 | 0.044787 | 0.41189 | 0.691 | 0.72102 | 0.68701 | 0.66444 | 0.67462 | 0.70342 | 0.71179 | 0.57479 | 0.15506 | 0.00094166 | 0 | 0 | 0 | 0 | 0
1640.48 | 2019-10-07 | 10 | 0 | 0 | 0 | 0 | 0 | 0 | 4.5061e-07 | 0.074662 | 0.39866 | 0.50325 | 0.75918 | 0.8083 | 0.82311 | 0.82392 | 0.80811 | 0.7457 | 0.59045 | 0.26277 | 0.016167 | 1.3472e-05 | 0 | 0 | 0 | 0 | 1752.32 | 2019-10-07 | 10 | 0 | 0 | 0 | 0 | 0 | 0 | 4.1569e-05 | 0.080672 | 0.43924 | 0.62976 | 0.71923 | 0.72303 | 0.74353 | 0.75559 | 0.77392 | 0.78183 | 0.69059 | 0.31182 | 0.015243 | 0 | 0 | 0 | 0 | 0
1640.48 | 2019-10-23 | 10 | 0 | 0 | 0 | 0 | 0 | 0 | 0 | 0.039939 | 0.3519 | 0.62913 | 0.73136 | 0.76289 | 0.77373 | 0.77175 | 0.75446 | 0.68334 | 0.48925 | 0.14109 | 0.00094437 | 3.3004e-06 | 0 | 0 | 0 | 0 | 1752.32 | 2019-10-23 | 10 | 0 | 0 | 0 | 0 | 0 | 0 | 4.183e-10 | 0.039711 | 0.39085 | 0.67014 | 0.70342 | 0.67295 | 0.65382 | 0.65964 | 0.68659 | 0.69073 | 0.54526 | 0.1393 | 0.00090976 | 0 | 0 | 0 | 0 | 0
1640.48 | 2019-11-18 | 11 | 0 | 0 | 0 | 0 | 0 | 0 | 0.0039492 | 0.18835 | 0.51207 | 0.64936 | 0.67987 | 0.68284 | 0.67758 | 0.65655 | 0.58173 | 0.33344 | 0.044698 | 0 | 0 | 0 | 0 | 0 | 0 | 0 | 1752.32 | 2019-11-18 | 11 | 0 | 0 | 0 | 0 | 0 | 0 | 0.0025354 | 0.19347 | 0.53408 | 0.60433 | 0.56292 | 0.53067 | 0.54264 | 0.5805 | 0.58138 | 0.35012 | 0.039056 | 0 | 0 | 0 | 0 | 0 | 0 | 0
1640.48 | 2019-11-08 | 11 | 0 | 0 | 0 | 0 | 0 | 0 | 0.0092998 | 0.20899 | 0.51716 | 0.64128 | 0.68326 | 0.69354 | 0.6917 | 0.67111 | 0.59606 | 0.36828 | 0.06251 | 4.6785e-09 | 0 | 0 | 0 | 0 | 0 | 0 | 1752.32 | 2019-11-08 | 11 | 0 | 0 | 0 | 0 | 0 | 0 | 0.008176 | 0.2237 | 0.54789 | 0.60602 | 0.58139 | 0.55839 | 0.57878 | 0.61404 | 0.60895 | 0.39628 | 0.059226 | 1.5163e-07 | 0 | 0 | 0 | 0 | 0 | 0
1640.48 | 2019-11-07 | 11 | 0 | 0 | 0 | 0 | 0 | 0 | 0.010329 | 0.21708 | 0.53179 | 0.65819 | 0.69559 | 0.70196 | 0.69838 | 0.66881 | 0.58286 | 0.35341 | 0.059961 | 3.7399e-08 | 0 | 0 | 0 | 0 | 0 | 0 | 1752.32 | 2019-11-07 | 11 | 0 | 0 | 0 | 0 | 0 | 0 | 0.0093693 | 0.23351 | 0.56376 | 0.62517 | 0.59694 | 0.5729 | 0.58472 | 0.61193 | 0.60189 | 0.38937 | 0.059337 | 2.8716e-07 | 0 | 0 | 0 | 0 | 0 | 0
1640.48 | 2019-11-05 | 11 | 0 | 0 | 0 | 0 | 0 | 0 | 0.013388 | 0.24924 | 0.56664 | 0.68043 | 0.71309 | 0.71839 | 0.71134 | 0.6878 | 0.61349 | 0.39556 | 0.074142 | 1.098e-06 | 0 | 0 | 0 | 0 | 0 | 0 | 1752.32 | 2019-11-05 | 11 | 0 | 0 | 0 | 0 | 0 | 0 | 0.012577 | 0.25824 | 0.60343 | 0.64981 | 0.61546 | 0.58929 | 0.60194 | 0.63612 | 0.63537 | 0.43395 | 0.075007 | 5.1396e-06 | 0 | 0 | 0 | 0 | 0 | 0
1640.48 | 2019-11-26 | 11 | 0 | 0 | 0 | 0 | 0 | 0 | 0.0010023 | 0.1335 | 0.45751 | 0.63283 | 0.64951 | 0.64772 | 0.5924 | 0.5293 | 0.2847 | 0.10353 | 0.0081409 | 0 | 0 | 0 | 0 | 0 | 0 | 0 | 1752.32 | 2019-11-26 | 11 | 0 | 0 | 0 | 0 | 0 | 0 | 0.00088342 | 0.15207 | 0.53323 | 0.60986 | 0.51051 | 0.48444 | 0.4435 | 0.40909 | 0.22683 | 0.076348 | 0.0067394 | 0 | 0 | 0 | 0 | 0 | 0 | 0
1840.48 | 2019-12-16 | 12 | 0 | 0 | 0 | 0 | 0 | 0 | 8.0912e-07 | 0.07179 | 0.37334 | 0.57975 | 0.65285 | 0.65847 | 0.65726 | 0.57824 | 0.49201 | 0.24491 | 0.026126 | 0 | 0 | 0 | 0 | 0 | 0 | 0 | 1755.32 | 2019-12-16 | 12 | 0 | 0 | 0 | 0 | 0 | 0 | 4.8491e-06 | 0.084844 | 0.46831 | 0.66463 | 0.65182 | 0.61802 | 0.62431 | 0.65757 | 0.65334 | 0.35796 | 0.024279 | 0 | 0 | 0 | 0 | 0 | 0 | 0
1840.48 | 2019-12-17 | 12 | 0 | 0 | 0 | 0 | 0 | 0 | 1.9565e-05 | 0.030822 | 0.16741 | 0.30003 | 0.48385 | 0.53192 | 0.42758 | 0.27719 | 0.13825 | 0.05708 | 0.0075612 | 0 | 0 | 0 | 0 | 0 | 0 | 0 | 1755.32 | 2019-12-17 | 12 | 0 | 0 | 0 | 0 | 0 | 0 | 1.3949e-05 | 0.03105 | 0.18447 | 0.30147 | 0.44262 | 0.49397 | 0.45115 | 0.2955 | 0.16108 | 0.076062 | 0.010473 | 0 | 0 | 0 | 0 | 0 | 0 | 0
1840.48 | 2019-12-18 | 12 | 0 | 0 | 0 | 0 | 0 | 0 | 1.1204e-06 | 0.012455 | 0.14996 | 0.2923 | 0.27463 | 0.3067 | 0.36566 | 0.4409 | 0.32306 | 0.18841 | 0.025835 | 0 | 0 | 0 | 0 | 0 | 0 | 0 | 1755.32 | 2019-12-18 | 12 | 0 | 0 | 0 | 0 | 0 | 0 | 2.7268e-05 | 0.018533 | 0.16281 | 0.26392 | 0.32305 | 0.39066 | 0.39376 | 0.48349 | 0.49528 | 0.28623 | 0.023521 | 0 | 0 | 0 | 0 | 0 | 0 | 0
1840.48 | 2019-12-19 | 12 | 0 | 0 | 0 | 0 | 0 | 0 | 5.6841e-07 | 0.059685 | 0.36172 | 0.57777 | 0.63307 | 0.64911 | 0.64087 | 0.59077 | 0.54953 | 0.29019 | 0.030151 | 0 | 0 | 0 | 0 | 0 | 0 | 0 | 1755.32 | 2019-12-19 | 12 | 0 | 0 | 0 | 0 | 0 | 0 | 1.0899e-05 | 0.066323 | 0.44312 | 0.63294 | 0.616 | 0.58575 | 0.59382 | 0.62326 | 0.62512 | 0.3659 | 0.037931 | 0 | 0 | 0 | 0 | 0 | 0 | 0
1840.48 | 2019-12-11 | 12 | 0 | 0 | 0 | 0 | 0 | 0 | 2.2645e-06 | 0.053617 | 0.16249 | 0.26438 | 0.40828 | 0.45465 | 0.44326 | 0.37664 | 0.2494 | 0.10999 | 0.022489 | 0 | 1.0867e-12 | 0 | 0 | 0 | 0 | 0 | 1755.32 | 2019-12-11 | 12 | 6.2667e-12 | 3.9879e-12 | 0 | 0 | 0 | 0 | 2.5897e-06 | 0.026592 | 0.10636 | 0.17868 | 0.23729 | 0.26299 | 0.2741 | 0.23992 | 0.20073 | 0.11471 | 0.014445 | 0 | 0 | 0 | 0 | 0 | 0 | 0
1840.48 | 2020-01-16 | 1 | 0 | 0 | 0 | 0 | 0 | 0 | 5.9354e-09 | 0.034363 | 0.33591 | 0.56748 | 0.53979 | 0.4086 | 0.34399 | 0.27044 | 0.27363 | 0.12293 | 0.018734 | 0.00059446 | 0 | 0 | 0 | 0 | 0 | 0 | 1755.32 | 2020-01-16 | 1 | 0 | 0 | 0 | 0 | 0 | 0 | 7.6377e-07 | 0.040666 | 0.37633 | 0.60037 | 0.57253 | 0.50008 | 0.47125 | 0.31503 | 0.22219 | 0.16909 | 0.03881 | 0.000815 | 0 | 0 | 0 | 0 | 0 | 0
1840.48 | 2020-01-15 | 1 | 0 | 0 | 0 | 0 | 0 | 0 | 0 | 0.04942 | 0.40833 | 0.67926 | 0.74515 | 0.733 | 0.66958 | 0.70151 | 0.68702 | 0.47048 | 0.11236 | 8.6726e-05 | 0 | 0 | 0 | 0 | 0 | 0 | 1755.32 | 2020-01-15 | 1 | 0 | 0 | 0 | 0 | 0 | 0 | 4.121e-06 | 0.05822 | 0.435 | 0.68242 | 0.70121 | 0.62529 | 0.6057 | 0.67061 | 0.68715 | 0.50349 | 0.10513 | 0.00012881 | 0 | 0 | 6.4945e-11 | 0 | 0 | 0
1840.48 | 2020-01-13 | 1 | 0 | 0 | 0 | 0 | 0 | 0 | 0 | 0.037763 | 0.32853 | 0.63376 | 0.71843 | 0.72152 | 0.692 | 0.6671 | 0.60369 | 0.40841 | 0.10014 | 0.00013934 | 0 | 0 | 0 | 0 | 0 | 0 | 1755.32 | 2020-01-13 | 1 | 0 | 0 | 0 | 0 | 0 | 0 | 2.541e-06 | 0.053036 | 0.45086 | 0.70082 | 0.6835 | 0.63433 | 0.61222 | 0.58483 | 0.58099 | 0.42134 | 0.091462 | 7.2944e-05 | 0 | 0 | 0 | 0 | 0 | 0
1840.48 | 2020-01-14 | 1 | 0 | 0 | 0 | 0 | 0 | 0 | 0 | 0.039108 | 0.30778 | 0.58133 | 0.64794 | 0.64203 | 0.59614 | 0.49414 | 0.46773 | 0.32213 | 0.087289 | 0.00012419 | 0 | 0 | 0 | 0 | 0 | 0 | 1755.32 | 2020-01-14 | 1 | 0 | 0 | 0 | 0 | 0 | 0 | 2.9133e-06 | 0.045384 | 0.3157 | 0.54739 | 0.57089 | 0.53113 | 0.52372 | 0.50565 | 0.47347 | 0.34313 | 0.064556 | 0.00014661 | 0 | 0 | 0 | 0 | 0 | 0
1840.48 | 2020-01-09 | 1 | 0 | 0 | 0 | 0 | 0 | 0 | 0 | 0.030675 | 0.12955 | 0.12621 | 0.22553 | 0.28925 | 0.39676 | 0.41776 | 0.34301 | 0.2509 | 0.037608 | 3.0368e-06 | 0 | 0 | 0 | 0 | 0 | 0 | 1755.32 | 2020-01-09 | 1 | 0 | 0 | 0 | 0 | 0 | 0 | 4.3451e-07 | 0.017044 | 0.094039 | 0.14298 | 0.20547 | 0.33256 | 0.34954 | 0.35828 | 0.31046 | 0.17888 | 0.02821 | 2.1863e-06 | 0 | 0 | 0 | 0 | 0 | 0
1840.48 | 2020-02-04 | 2 | 0 | 0 | 0 | 0 | 0 | 0 | 6.7568e-06 | 0.11746 | 0.54636 | 0.78113 | 0.84366 | 0.84293 | 0.83755 | 0.80486 | 0.76811 | 0.60319 | 0.272 | 0.014589 | 0 | 0 | 0 | 0 | 0 | 0 | 1755.32 | 2020-02-04 | 2 | 0 | 0 | 0 | 0 | 0 | 0 | 9.3243e-05 | 0.13236 | 0.6216 | 0.82999 | 0.81928 | 0.77963 | 0.77035 | 0.76155 | 0.78438 | 0.69782 | 0.31552 | 0.012852 | 3.5492e-10 | 3.2815e-10 | 1.5382e-10 | 0 | 0 | 0
1840.48 | 2020-02-03 | 2 | 0 | 0 | 0 | 0 | 0 | 0 | 4.8963e-06 | 0.10083 | 0.50633 | 0.77821 | 0.85986 | 0.8506 | 0.84611 | 0.85692 | 0.82711 | 0.67924 | 0.27827 | 0.010981 | 0 | 0 | 0 | 0 | 0 | 0 | 1755.32 | 2020-02-03 | 2 | 0 | 0 | 0 | 0 | 0 | 0 | 7.3325e-05 | 0.12785 | 0.61993 | 0.84938 | 0.82752 | 0.78433 | 0.77722 | 0.80891 | 0.83376 | 0.75208 | 0.32201 | 0.010112 | 0 | 0 | 0 | 0 | 0 | 0
1840.48 | 2020-02-05 | 2 | 0 | 0 | 0 | 0 | 0 | 0 | 4.3145e-06 | 0.090883 | 0.41378 | 0.65901 | 0.74775 | 0.77444 | 0.76263 | 0.80305 | 0.77042 | 0.63122 | 0.25358 | 0.013619 | 0 | 0 | 0 | 0 | 0 | 0 | 1755.32 | 2020-02-05 | 2 | 0 | 0 | 0 | 0 | 0 | 0 | 6.2143e-05 | 0.09771 | 0.49038 | 0.72055 | 0.72489 | 0.70862 | 0.70327 | 0.74565 | 0.77082 | 0.67938 | 0.27936 | 0.012182 | 0 | 0 | 0 | 0 | 0 | 0
1840.48 | 2020-02-10 | 2 | 0 | 0 | 0 | 0 | 0 | 0 | 0.00011131 | 0.14148 | 0.58741 | 0.81063 | 0.86742 | 0.83578 | 0.82753 | 0.86444 | 0.8332 | 0.71268 | 0.33482 | 0.022341 | 0 | 0 | 0 | 0 | 0 | 0 | 1755.32 | 2020-02-10 | 2 | 2.0019e-09 | 2.0788e-09 | 2.0885e-09 | 2.0885e-09 | 2.0828e-09 | 2.1045e-09 | 0.00031582 | 0.15842 | 0.65173 | 0.8361 | 0.81818 | 0.7821 | 0.77741 | 0.81423 | 0.84517 | 0.78424 | 0.38917 | 0.02155 | 0 | 0 | 0 | 0 | 0 | 0
1840.48 | 2020-02-11 | 2 | 0 | 0 | 0 | 0 | 0 | 0 | 0.00020725 | 0.15933 | 0.59258 | 0.79009 | 0.84153 | 0.83811 | 0.83698 | 0.84381 | 0.79887 | 0.6941 | 0.33276 | 0.023351 | 0 | 0 | 0 | 0 | 0 | 0 | 1755.32 | 2020-02-11 | 2 | 0 | 0 | 0 | 0 | 0 | 0 | 0.00043126 | 0.16752 | 0.63946 | 0.80633 | 0.78667 | 0.7495 | 0.75076 | 0.77472 | 0.79042 | 0.74118 | 0.36985 | 0.021904 | 0 | 0 | 0 | 0 | 0 | 0
1840.48 | 2020-03-05 | 3 | 0 | 0 | 0 | 0 | 0 | 0 | 0.017298 | 0.2624 | 0.6033 | 0.74691 | 0.78922 | 0.80259 | 0.8143 | 0.78029 | 0.69411 | 0.57347 | 0.33024 | 0.076072 | 7.4787e-05 | 0 | 0 | 0 | 0 | 0 | 1755.32 | 2020-03-05 | 3 | 0 | 0 | 0 | 0 | 0 | 0 | 0.018396 | 0.32902 | 0.66002 | 0.73817 | 0.74016 | 0.76017 | 0.78772 | 0.76436 | 0.70998 | 0.637 | 0.37273 | 0.076722 | 2.8252e-06 | 0 | 0 | 0 | 0 | 0
1840.48 | 2020-03-02 | 3 | 0 | 0 | 0 | 0 | 0 | 0 | 0.016565 | 0.32935 | 0.72331 | 0.88679 | 0.92885 | 0.91791 | 0.90733 | 0.89589 | 0.81428 | 0.75162 | 0.46576 | 0.082215 | 2.1158e-05 | 0 | 0 | 0 | 0 | 0 | 1755.32 | 2020-03-02 | 3 | 0 | 0 | 0 | 0 | 0 | 0 | 0.01531 | 0.35369 | 0.78156 | 0.91007 | 0.90877 | 0.88704 | 0.87629 | 0.88909 | 0.86561 | 0.85098 | 0.56327 | 0.090755 | 1.2842e-06 | 0 | 0 | 0 | 0 | 0
1840.48 | 2020-03-04 | 3 | 0 | 0 | 0 | 0 | 0 | 0 | 0.023879 | 0.27751 | 0.63836 | 0.78171 | 0.85836 | 0.87363 | 0.87661 | 0.86981 | 0.83097 | 0.72213 | 0.44218 | 0.080466 | 2.8953e-05 | 0 | 0 | 0 | 0 | 0 | 1755.32 | 2020-03-04 | 3 | 0 | 0 | 0 | 0 | 0 | 0 | 0.025006 | 0.32876 | 0.71652 | 0.84582 | 0.84138 | 0.81701 | 0.82633 | 0.83595 | 0.83742 | 0.78485 | 0.5203 | 0.089508 | 5.4838e-06 | 0 | 0 | 0 | 0 | 0
1840.48 | 2020-03-03 | 3 | 0 | 0 | 0 | 0 | 0 | 0 | 0.018403 | 0.32442 | 0.70318 | 0.84596 | 0.89204 | 0.88851 | 0.8851 | 0.89214 | 0.87131 | 0.77301 | 0.47334 | 0.082766 | 2.8211e-06 | 0 | 0 | 0 | 0 | 0 | 1755.32 | 2020-03-03 | 3 | 0 | 0 | 0 | 0 | 0 | 0 | 0.019808 | 0.38673 | 0.80853 | 0.87789 | 0.8712 | 0.84823 | 0.84936 | 0.86835 | 0.8917 | 0.86169 | 0.57111 | 0.091408 | 4.5177e-07 | 0 | 0 | 0 | 0 | 0
1840.48 | 2020-03-12 | 3 | 0 | 0 | 0 | 0 | 0 | 0 | 0 | 0.038852 | 0.37608 | 0.70448 | 0.84903 | 0.83101 | 0.66617 | 0.65839 | 0.56833 | 0.5976 | 0.50248 | 0.3031 | 0.077905 | 0.00033186 | 5.1481e-07 | 0 | 0 | 0 | 1755.32 | 2020-03-12 | 3 | 2.0759e-08 | 2.1795e-08 | 2.2399e-08 | 2.2059e-08 | 2.0529e-08 | 2.0303e-08 | 2.5257e-08 | 0.043722 | 0.45301 | 0.80754 | 0.82096 | 0.78665 | 0.71881 | 0.65575 | 0.6215 | 0.6653 | 0.65719 | 0.42535 | 0.10529 | 0.00050573 | 2.578e-08 | 2.525e-08 | 2.5375e-08 | 2.6563e-08
1840.48 | 2020-04-28 | 4 | 0 | 0 | 0 | 0 | 0 | 0 | 0.037328 | 0.34802 | 0.67198 | 0.83345 | 0.91503 | 0.95022 | 0.95859 | 0.95661 | 0.9514 | 0.90951 | 0.81151 | 0.63243 | 0.29358 | 0.026717 | 6.1981e-06 | 0 | 0 | 0 | 1755.32 | 2020-04-28 | 4 | 0 | 0 | 0 | 0 | 0 | 0 | 0.059649 | 0.48714 | 0.83938 | 0.91263 | 0.92849 | 0.91614 | 0.91473 | 0.91251 | 0.9032 | 0.90322 | 0.89134 | 0.79225 | 0.41633 | 0.035743 | 0 | 0 | 0 | 0
1840.48 | 2020-04-24 | 4 | 0 | 0 | 0 | 0 | 0 | 0 | 0.028304 | 0.32852 | 0.67601 | 0.84107 | 0.93281 | 0.95719 | 0.95832 | 0.9558 | 0.94692 | 0.91696 | 0.82218 | 0.63911 | 0.28623 | 0.022271 | 5.7621e-06 | 0 | 0 | 0 | 1755.32 | 2020-04-24 | 4 | 0 | 0 | 0 | 0 | 0 | 3.674e-08 | 0.045788 | 0.48038 | 0.84993 | 0.91218 | 0.92377 | 0.90346 | 0.89697 | 0.91712 | 0.91828 | 0.9193 | 0.91042 | 0.81163 | 0.41375 | 0.029833 | 0 | 0 | 0 | 0
1840.48 | 2020-04-25 | 4 | 0 | 0 | 0 | 0 | 0 | 0 | 0.033115 | 0.32344 | 0.63595 | 0.73205 | 0.81086 | 0.81913 | 0.91355 | 0.94012 | 0.92788 | 0.88536 | 0.77905 | 0.59153 | 0.24924 | 0.018375 | 9.5872e-06 | 0 | 0 | 0 | 1755.32 | 2020-04-25 | 4 | 0 | 0 | 0 | 0 | 0 | 8.9242e-08 | 0.052511 | 0.46606 | 0.8176 | 0.85484 | 0.82865 | 0.77984 | 0.8606 | 0.90527 | 0.90595 | 0.87721 | 0.86336 | 0.72529 | 0.33924 | 0.023876 | 0 | 0 | 0 | 0
1840.48 | 2020-04-27 | 4 | 0 | 0 | 0 | 0 | 0 | 0 | 0.037052 | 0.3205 | 0.6317 | 0.73131 | 0.8096 | 0.84281 | 0.84908 | 0.85178 | 0.94719 | 0.91012 | 0.82188 | 0.51316 | 0.23192 | 0.025807 | 6.2497e-06 | 0 | 0 | 0 | 1755.32 | 2020-04-27 | 4 | 0 | 0 | 0 | 0 | 0 | 2.6838e-07 | 0.060086 | 0.50449 | 0.77455 | 0.68729 | 0.73993 | 0.79061 | 0.83625 | 0.84167 | 0.89195 | 0.91118 | 0.90292 | 0.66398 | 0.34819 | 0.035925 | 0 | 0 | 0 | 0
1840.48 | 2020-04-29 | 4 | 0 | 0 | 0 | 0 | 0 | 0 | 0.03289 | 0.31842 | 0.5507 | 0.66274 | 0.81299 | 0.85072 | 0.89768 | 0.76633 | 0.58725 | 0.63499 | 0.3702 | 0.30439 | 0.12775 | 0.013956 | 5.8898e-06 | 0 | 0 | 0 | 1755.32 | 2020-04-29 | 4 | 0 | 0 | 0 | 0 | 0 | 8.7568e-07 | 0.045095 | 0.44958 | 0.66956 | 0.76785 | 0.78579 | 0.80187 | 0.82818 | 0.7728 | 0.62884 | 0.56193 | 0.40553 | 0.31064 | 0.14973 | 0.021327 | 1.6403e-07 | 0 | 0 | 0
1840.48 | 2020-05-27 | 5 | 0 | 0 | 0 | 0 | 0 | 0.00032305 | 0.10101 | 0.42188 | 0.6725 | 0.80343 | 0.87573 | 0.91718 | 0.90652 | 0.92889 | 0.91114 | 0.86297 | 0.7025 | 0.60251 | 0.33483 | 0.075503 | 0.00019609 | 0 | 0 | 0 | 1805.32 | 2020-05-27 | 5 | 0 | 0 | 0 | 0 | 0 | 0.00043322 | 0.15931 | 0.60461 | 0.83441 | 0.89088 | 0.90907 | 0.90324 | 0.88885 | 0.88034 | 0.83483 | 0.87853 | 0.8686 | 0.79009 | 0.5283 | 0.11526 | 0.00025816 | 0 | 0 | 0
1840.48 | 2020-05-26 | 5 | 0 | 0 | 0 | 0 | 0 | 0.00032506 | 0.10232 | 0.4246 | 0.66708 | 0.80021 | 0.87898 | 0.92619 | 0.94131 | 0.94008 | 0.92344 | 0.83245 | 0.65732 | 0.5252 | 0.24433 | 0.05118 | 0.00014796 | 0 | 0 | 0 | 1805.32 | 2020-05-26 | 5 | 0 | 0 | 0 | 0 | 0 | 0.00045241 | 0.16359 | 0.61155 | 0.84082 | 0.8941 | 0.91947 | 0.90637 | 0.9108 | 0.90469 | 0.89597 | 0.90223 | 0.81119 | 0.71284 | 0.46072 | 0.10088 | 0.00019164 | 0 | 0 | 0
1840.48 | 2020-05-28 | 5 | 0 | 0 | 0 | 0 | 0 | 0.0004153 | 0.10798 | 0.40257 | 0.68229 | 0.81412 | 0.89209 | 0.93774 | 0.94503 | 0.94069 | 0.92137 | 0.86959 | 0.7864 | 0.64563 | 0.38135 | 0.081042 | 0.00022516 | 0 | 0 | 0 | 1805.32 | 2020-05-28 | 5 | 0 | 0 | 0 | 0 | 0 | 0.00053434 | 0.17033 | 0.62461 | 0.84928 | 0.89541 | 0.91468 | 0.90299 | 0.90345 | 0.89726 | 0.88859 | 0.88567 | 0.86517 | 0.80174 | 0.54322 | 0.11782 | 0.00029034 | 0 | 0 | 0
1840.48 | 2020-05-07 | 5 | 0 | 0 | 0 | 0 | 0 | 2.7451e-06 | 0.061467 | 0.37187 | 0.66343 | 0.81832 | 0.91139 | 0.94312 | 0.94245 | 0.93982 | 0.92255 | 0.88143 | 0.77549 | 0.61615 | 0.30071 | 0.046741 | 1.3485e-05 | 0 | 0 | 0 | 1805.32 | 2020-05-07 | 5 | 0 | 0 | 0 | 0 | 0 | 1.8893e-05 | 0.088298 | 0.51137 | 0.81916 | 0.8902 | 0.90956 | 0.90244 | 0.89932 | 0.89652 | 0.88803 | 0.88477 | 0.84714 | 0.75105 | 0.43105 | 0.058036 | 9.7204e-07 | 0 | 0 | 0
1840.48 | 2020-05-25 | 5 | 0 | 0 | 0 | 0 | 0 | 0.00031127 | 0.092176 | 0.36899 | 0.58305 | 0.71235 | 0.77535 | 0.80248 | 0.93191 | 0.94142 | 0.92471 | 0.8784 | 0.79122 | 0.63995 | 0.34607 | 0.074352 | 0.00013927 | 0 | 0 | 0 | 1805.32 | 2020-05-25 | 5 | 0 | 0 | 0 | 0 | 0 | 0.00043867 | 0.16521 | 0.53976 | 0.58982 | 0.66495 | 0.65278 | 0.73729 | 0.851 | 0.8872 | 0.8912 | 0.89402 | 0.875 | 0.80396 | 0.54344 | 0.11324 | 0.00016692 | 0 | 0 | 0
1840.48 | 2020-06-03 | 6 | 4.89e-12 | 3.3796e-10 | 3.1948e-10 | 3.4991e-10 | 8.5413e-10 | 0.00034804 | 0.088731 | 0.32023 | 0.57771 | 0.77029 | 0.88338 | 0.92874 | 0.9456 | 0.94128 | 0.92019 | 0.77665 | 0.71349 | 0.56598 | 0.32651 | 0.081614 | 0.00054623 | 0 | 0 | 0 | 1805.32 | 2020-06-03 | 6 | 2.7275e-08 | 2.8768e-08 | 3.1085e-08 | 3.0701e-08 | 3.123e-08 | 0.00058381 | 0.13961 | 0.54634 | 0.76407 | 0.8408 | 0.9042 | 0.91421 | 0.92809 | 0.9145 | 0.89258 | 0.89131 | 0.84483 | 0.77425 | 0.49668 | 0.12097 | 0.00083801 | 0 | 0 | 0
1840.48 | 2020-06-10 | 6 | 0 | 0 | 0 | 0 | 0 | 0.00084376 | 0.12113 | 0.44987 | 0.69241 | 0.82569 | 0.90337 | 0.93972 | 0.95254 | 0.94951 | 0.94087 | 0.87218 | 0.76432 | 0.65935 | 0.41698 | 0.10693 | 0.0010212 | 0 | 0 | 0 | 1805.32 | 2020-06-10 | 6 | 0 | 0 | 0 | 0 | 0 | 0.0010135 | 0.19168 | 0.62157 | 0.83639 | 0.90252 | 0.91859 | 0.88623 | 0.8959 | 0.8936 | 0.89252 | 0.89739 | 0.87971 | 0.81852 | 0.58796 | 0.15838 | 0.0013241 | 0 | 0 | 0
1840.48 | 2020-06-11 | 6 | 0 | 0 | 0 | 0 | 0 | 0.00085034 | 0.11959 | 0.43212 | 0.68379 | 0.81246 | 0.89008 | 0.91884 | 0.93138 | 0.92387 | 0.91587 | 0.87311 | 0.77286 | 0.62646 | 0.33394 | 0.099207 | 0.00074897 | 0 | 0 | 0 | 1805.32 | 2020-06-11 | 6 | 0 | 0 | 0 | 0 | 0 | 0.00090478 | 0.18295 | 0.61832 | 0.84318 | 0.87858 | 0.9014 | 0.87903 | 0.87485 | 0.87045 | 0.86915 | 0.8855 | 0.85003 | 0.75632 | 0.46053 | 0.13584 | 0.00097019 | 0 | 0 | 0
1840.48 | 2020-06-24 | 6 | 0 | 0 | 0 | 0 | 0 | 0.00058667 | 0.098723 | 0.30511 | 0.55158 | 0.7604 | 0.81709 | 0.82857 | 0.85719 | 0.85788 | 0.8583 | 0.8286 | 0.75609 | 0.64685 | 0.40532 | 0.11864 | 0.0020757 | 0 | 0 | 0 | 1805.32 | 2020-06-24 | 6 | 0 | 0 | 0 | 0 | 0 | 0.00080844 | 0.11686 | 0.41409 | 0.68486 | 0.82708 | 0.81743 | 0.76342 | 0.8456 | 0.84257 | 0.86787 | 0.88313 | 0.8479 | 0.79537 | 0.58891 | 0.17529 | 0.0026589 | 0 | 0 | 0
1840.48 | 2020-06-23 | 6 | 0 | 0 | 0 | 0 | 0 | 0.00040374 | 0.096755 | 0.4072 | 0.65228 | 0.7954 | 0.87313 | 0.85524 | 0.89016 | 0.90547 | 0.88022 | 0.84773 | 0.75672 | 0.65117 | 0.40351 | 0.12673 | 0.0025379 | 0 | 0 | 0 | 1805.32 | 2020-06-23 | 6 | 0 | 0 | 0 | 0 | 0 | 0.00057793 | 0.14935 | 0.59597 | 0.84538 | 0.915 | 0.93659 | 0.92219 | 0.88094 | 0.88914 | 0.865 | 0.90362 | 0.88807 | 0.80083 | 0.55296 | 0.17525 | 0.0028416 | 0 | 0 | 0
1840.48 | 2020-07-12 | 7 | 0 | 0 | 0 | 1.7278e-10 | 9.215e-10 | 2.9011e-05 | 0.070249 | 0.37126 | 0.63594 | 0.77815 | 0.85791 | 0.90229 | 0.91843 | 0.91541 | 0.8971 | 0.84724 | 0.73396 | 0.64242 | 0.41319 | 0.1104 | 0.0015381 | 0 | 0 | 0 | 1805.32 | 2020-07-12 | 7 | 0 | 0 | 0 | 0 | 0 | 9.787e-05 | 0.10591 | 0.51124 | 0.79237 | 0.87381 | 0.88436 | 0.88639 | 0.88016 | 0.87765 | 0.86749 | 0.85616 | 0.84724 | 0.79116 | 0.56787 | 0.15867 | 0.0017599 | 0 | 0 | 0
1840.48 | 2020-07-11 | 7 | 0 | 0 | 0 | 0 | 0 | 3.5931e-05 | 0.072061 | 0.37625 | 0.64027 | 0.78267 | 0.86269 | 0.90758 | 0.92324 | 0.92068 | 0.90027 | 0.85722 | 0.77858 | 0.64615 | 0.4107 | 0.11054 | 0.0014664 | 0 | 0 | 0 | 1805.32 | 2020-07-11 | 7 | 0 | 0 | 0 | 0 | 0 | 0.00010841 | 0.10973 | 0.54369 | 0.82024 | 0.89392 | 0.90344 | 0.91478 | 0.90469 | 0.89959 | 0.89532 | 0.88514 | 0.86713 | 0.80588 | 0.57157 | 0.16125 | 0.0017868 | 0 | 0 | 0
1840.48 | 2020-07-10 | 7 | 0 | 0 | 0 | 0 | 0 | 6.6715e-05 | 0.069974 | 0.38518 | 0.64851 | 0.79511 | 0.84297 | 0.88174 | 0.90042 | 0.91349 | 0.89201 | 0.80213 | 0.78836 | 0.65702 | 0.37756 | 0.10071 | 0.0010165 | 0 | 0 | 0 | 1805.32 | 2020-07-10 | 7 | 0 | 0 | 0 | 0 | 0 | 0.00017951 | 0.1117 | 0.5622 | 0.81214 | 0.89312 | 0.90853 | 0.84041 | 0.84184 | 0.84937 | 0.85822 | 0.83752 | 0.87885 | 0.82037 | 0.54392 | 0.13684 | 0.0013048 | 0 | 0 | 0
1840.48 | 2020-07-31 | 7 | 0 | 0 | 0 | 0 | 0 | 0 | 0.037209 | 0.32292 | 0.63345 | 0.78962 | 0.86392 | 0.92156 | 0.9361 | 0.93132 | 0.91864 | 0.87424 | 0.78897 | 0.6552 | 0.33335 | 0.053592 | 9.7301e-05 | 0 | 0 | 0 | 1805.32 | 2020-07-31 | 7 | 0 | 0 | 0 | 0 | 0 | 2.0157e-06 | 0.05718 | 0.46471 | 0.81127 | 0.9017 | 0.92233 | 0.91865 | 0.9235 | 0.92044 | 0.90903 | 0.90716 | 0.88953 | 0.81673 | 0.51824 | 0.08102 | 7.5413e-05 | 0 | 0 | 0
1840.48 | 2020-07-13 | 7 | 0 | 0 | 0 | 0 | 0 | 2.2745e-05 | 0.069666 | 0.37604 | 0.64719 | 0.79389 | 0.8797 | 0.92474 | 0.93598 | 0.93441 | 0.92402 | 0.88195 | 0.80792 | 0.68308 | 0.4394 | 0.10848 | 0.0013392 | 0 | 0 | 0 | 1805.32 | 2020-07-13 | 7 | 0 | 0 | 0 | 0 | 0 | 8.2032e-05 | 0.10474 | 0.53651 | 0.82525 | 0.89657 | 0.90751 | 0.90622 | 0.9078 | 0.90936 | 0.90573 | 0.90489 | 0.8948 | 0.84625 | 0.61431 | 0.16625 | 0.0016794 | 0 | 0 | 0
1840.48 | 2020-08-18 | 8 | 0 | 0 | 0 | 0 | 0 | 0 | 0.0092236 | 0.15122 | 0.46035 | 0.66912 | 0.76334 | 0.84298 | 0.86018 | 0.79193 | 0.819 | 0.74228 | 0.62379 | 0.44158 | 0.14725 | 0.013928 | 1.7147e-06 | 0 | 0 | 0 | 1805.32 | 2020-08-18 | 8 | 0.00047682 | 0.00045309 | 0.00017518 | 4.6363e-06 | 0 | 0 | 0.0087642 | 0.19144 | 0.51677 | 0.69048 | 0.75108 | 0.76249 | 0.78144 | 0.75513 | 0.73626 | 0.68963 | 0.5951 | 0.41213 | 0.16843 | 0.01625 | 0.00043116 | 0.00045546 | 0.00047638 | 0.00041788
1840.48 | 2020-08-14 | 8 | 0 | 0 | 0 | 0 | 0 | 0 | 0.01222 | 0.23802 | 0.60347 | 0.75169 | 0.82863 | 0.88768 | 0.90225 | 0.90081 | 0.88605 | 0.84103 | 0.75157 | 0.59783 | 0.29795 | 0.03197 | 0 | 0 | 0 | 0 | 1805.32 | 2020-08-14 | 8 | 0 | 0 | 0 | 0 | 0 | 0 | 0.017639 | 0.3209 | 0.70647 | 0.82123 | 0.8337 | 0.83261 | 0.84188 | 0.84889 | 0.85132 | 0.85123 | 0.81381 | 0.72785 | 0.40016 | 0.042023 | 0 | 0 | 0 | 0
1840.48 | 2020-08-19 | 8 | 0 | 0 | 0 | 0 | 0 | 0 | 0.0029938 | 0.0619 | 0.19046 | 0.34502 | 0.45296 | 0.55922 | 0.60779 | 0.62392 | 0.59199 | 0.52083 | 0.3465 | 0.17854 | 0.057332 | 0.003202 | 0 | 0 | 0 | 0 | 1805.32 | 2020-08-19 | 8 | 0.00052102 | 0.00036443 | 0.00017119 | 1.5181e-06 | 0 | 0 | 0.0023799 | 0.068876 | 0.21852 | 0.36134 | 0.44043 | 0.52741 | 0.53655 | 0.52162 | 0.51551 | 0.44017 | 0.3103 | 0.19286 | 0.065189 | 0.0044719 | 0.00036799 | 0.00033051 | 0.00033637 | 0.0002371
1840.48 | 2020-08-17 | 8 | 0 | 0 | 0 | 0 | 0 | 0 | 0.011496 | 0.20295 | 0.54402 | 0.71833 | 0.82459 | 0.87438 | 0.88755 | 0.82188 | 0.81889 | 0.76421 | 0.67286 | 0.5077 | 0.20737 | 0.02111 | 0 | 0 | 0 | 0 | 1805.32 | 2020-08-17 | 8 | 0 | 0 | 0 | 0 | 0 | 0 | 0.010128 | 0.27564 | 0.64063 | 0.76595 | 0.8104 | 0.82975 | 0.81911 | 0.79562 | 0.76961 | 0.70591 | 0.66276 | 0.55721 | 0.22405 | 0.02304 | 0 | 0 | 0 | 0
1840.48 | 2020-08-15 | 8 | 0 | 0 | 0 | 0 | 0 | 0 | 0.015167 | 0.2439 | 0.5362 | 0.50813 | 0.42446 | 0.45811 | 0.52052 | 0.33327 | 0.26663 | 0.38126 | 0.45353 | 0.39554 | 0.16647 | 0.022365 | 5.081e-06 | 0 | 0 | 0 | 1805.32 | 2020-08-15 | 8 | 0 | 0 | 0 | 0 | 0 | 2.4909e-08 | 0.019836 | 0.29389 | 0.62928 | 0.70116 | 0.62306 | 0.54167 | 0.48698 | 0.50062 | 0.40226 | 0.34341 | 0.45869 | 0.37368 | 0.18316 | 0.023245 | 5.1401e-08 | 0 | 0 | 0
1840.48 | 2020-08-16 | 8 | 0 | 0 | 0 | 0 | 0 | 0 | 0.012092 | 0.18742 | 0.39654 | 0.65642 | 0.79414 | 0.87247 | 0.89091 | 0.89776 | 0.8827 | 0.8027 | 0.6732 | 0.50497 | 0.21936 | 0.015379 | 0 | 0 | 0 | 0 | 1805.32 | 2020-08-16 | 8 | 0 | 0 | 0 | 0 | 0 | 0 | 0.013351 | 0.24968 | 0.53192 | 0.70965 | 0.80592 | 0.81548 | 0.82938 | 0.81973 | 0.82734 | 0.81706 | 0.69008 | 0.55819 | 0.26721 | 0.021433 | 0 | 0 | 0 | 0
1840.48 | 2020-08-13 | 8 | 0 | 0 | 0 | 0 | 0 | 0 | 0.013483 | 0.17688 | 0.25202 | 0.32042 | 0.4753 | 0.41838 | 0.38781 | 0.41807 | 0.5333 | 0.41031 | 0.2891 | 0.19873 | 0.085567 | 0.0081972 | 9.4055e-05 | 0 | 0 | 0 | 1805.32 | 2020-08-13 | 8 | 0 | 0 | 0 | 0 | 0 | 1.8781e-07 | 0.016095 | 0.21393 | 0.3749 | 0.29164 | 0.34648 | 0.41372 | 0.43235 | 0.40138 | 0.40847 | 0.35291 | 0.29642 | 0.20129 | 0.10647 | 0.010208 | 2.4005e-07 | 0 | 0 | 0
1840.48 | 2020-09-06 | 9 | 0 | 0 | 0 | 0 | 0 | 0 | 0.0017376 | 0.12263 | 0.43791 | 0.65288 | 0.76375 | 0.81398 | 0.83233 | 0.82548 | 0.80504 | 0.74363 | 0.62413 | 0.39056 | 0.10625 | 0.0015719 | 0 | 0 | 0 | 0 | 1805.32 | 2020-09-06 | 9 | 0 | 0 | 0 | 0 | 0 | 0 | 0.0016466 | 0.13642 | 0.4811 | 0.67753 | 0.74003 | 0.74785 | 0.74784 | 0.73957 | 0.73366 | 0.7205 | 0.64709 | 0.46056 | 0.1245 | 0.0015796 | 0 | 0 | 0 | 0
1840.48 | 2020-09-05 | 9 | 0 | 0 | 0 | 0 | 0 | 0 | 0.0025184 | 0.13081 | 0.47272 | 0.69141 | 0.77665 | 0.83549 | 0.84864 | 0.84586 | 0.78101 | 0.70784 | 0.47885 | 0.35919 | 0.10776 | 0.0018056 | 0 | 0 | 0 | 0 | 1805.32 | 2020-09-05 | 9 | 0 | 0 | 0 | 0 | 0 | 0 | 0.0022998 | 0.16695 | 0.52146 | 0.72473 | 0.72031 | 0.76939 | 0.758 | 0.75165 | 0.76603 | 0.731 | 0.62817 | 0.47294 | 0.13144 | 0.0018446 | 0 | 0 | 0 | 0
1840.48 | 2020-09-30 | 9 | 0 | 0 | 0 | 0 | 0 | 0 | 1.457e-06 | 0.070631 | 0.38649 | 0.62099 | 0.71486 | 0.75049 | 0.76358 | 0.75734 | 0.71693 | 0.63545 | 0.48754 | 0.21725 | 0.021649 | 0 | 0 | 0 | 0 | 0 | 1805.32 | 2020-09-30 | 9 | 0 | 0 | 0 | 0 | 0 | 0 | 2.6547e-05 | 0.071264 | 0.41237 | 0.62906 | 0.66746 | 0.6582 | 0.64462 | 0.6367 | 0.6385 | 0.62138 | 0.51733 | 0.24048 | 0.022552 | 0 | 0 | 0 | 0 | 0
1840.48 | 2020-09-07 | 9 | 0 | 0 | 0 | 0 | 0 | 0 | 0.00077825 | 0.070798 | 0.26201 | 0.44076 | 0.55942 | 0.63662 | 0.69456 | 0.70965 | 0.67303 | 0.60862 | 0.49466 | 0.31417 | 0.074814 | 0.0010984 | 0 | 0 | 0 | 0 | 1805.32 | 2020-09-07 | 9 | 0 | 0 | 0 | 0 | 0 | 0 | 0.00065683 | 0.075494 | 0.29219 | 0.48168 | 0.58011 | 0.62778 | 0.65758 | 0.68251 | 0.69552 | 0.68212 | 0.58697 | 0.38617 | 0.094514 | 0.0014836 | 0 | 0 | 0 | 0
1840.48 | 2020-09-29 | 9 | 0 | 0 | 0 | 0 | 0 | 0 | 1.2414e-05 | 0.085748 | 0.42011 | 0.65404 | 0.74019 | 0.77108 | 0.77866 | 0.77278 | 0.74739 | 0.69258 | 0.56471 | 0.27817 | 0.027605 | 0 | 0 | 0 | 0 | 0 | 1805.32 | 2020-09-29 | 9 | 0 | 0 | 0 | 0 | 0 | 0 | 5.7583e-05 | 0.089261 | 0.4503 | 0.65923 | 0.68833 | 0.67963 | 0.66383 | 0.66901 | 0.6845 | 0.68591 | 0.61431 | 0.31149 | 0.027638 | 0 | 0 | 0 | 0 | 0
1840.48 | 2020-09-03 | 9 | 0 | 0 | 0 | 0 | 0 | 0 | 0.0030309 | 0.14265 | 0.47488 | 0.69866 | 0.81057 | 0.86012 | 0.8766 | 0.87923 | 0.86725 | 0.81697 | 0.70415 | 0.47502 | 0.14119 | 0.0038969 | 0 | 0 | 0 | 0 | 1805.32 | 2020-09-03 | 9 | 0 | 0 | 0 | 0 | 0 | 0 | 0.003106 | 0.16903 | 0.54156 | 0.73725 | 0.79247 | 0.79363 | 0.79097 | 0.79729 | 0.79762 | 0.7911 | 0.73376 | 0.52755 | 0.14883 | 0.0041119 | 0 | 0 | 0 | 0
1840.48 | 2020-10-01 | 10 | 0 | 0 | 0 | 0 | 0 | 0 | 3.9685e-07 | 0.047702 | 0.26646 | 0.49227 | 0.61667 | 0.67719 | 0.69933 | 0.70342 | 0.68302 | 0.61089 | 0.45896 | 0.18981 | 0.014228 | 0 | 0 | 0 | 0 | 0 | 1805.32 | 2020-10-01 | 10 | 0 | 0 | 0 | 0 | 0 | 0 | 1.7171e-05 | 0.050757 | 0.29039 | 0.50579 | 0.59558 | 0.62122 | 0.62018 | 0.62417 | 0.62227 | 0.58021 | 0.45504 | 0.1886 | 0.013509 | 0 | 0 | 0 | 0 | 0
1840.48 | 2020-10-02 | 10 | 0 | 0 | 0 | 0 | 0 | 0 | 1.3335e-07 | 0.042715 | 0.24343 | 0.45978 | 0.58839 | 0.65935 | 0.69003 | 0.67993 | 0.64424 | 0.55478 | 0.37496 | 0.13693 | 0.0087188 | 0 | 0 | 0 | 0 | 0 | 1805.32 | 2020-10-02 | 10 | 0 | 0 | 0 | 0 | 0 | 0 | 9.349e-06 | 0.040808 | 0.24537 | 0.43919 | 0.53641 | 0.57873 | 0.59102 | 0.59262 | 0.57153 | 0.51451 | 0.37624 | 0.14376 | 0.01008 | 0 | 0 | 0 | 0 | 0
1840.48 | 2020-10-15 | 10 | 0 | 0 | 0 | 0 | 0 | 0 | 0 | 0.035581 | 0.26626 | 0.52907 | 0.65973 | 0.70379 | 0.71199 | 0.70466 | 0.67724 | 0.61259 | 0.44116 | 0.14291 | 0.0027544 | 0 | 0 | 0 | 0 | 0 | 1805.32 | 2020-10-15 | 10 | 0 | 0 | 0 | 0 | 0 | 0 | 4.6406e-07 | 0.040825 | 0.32107 | 0.55473 | 0.61566 | 0.61036 | 0.59456 | 0.59994 | 0.60105 | 0.58653 | 0.45702 | 0.13931 | 0.0027467 | 0 | 0 | 0 | 0 | 0
1840.48 | 2020-10-16 | 10 | 0 | 0 | 0 | 0 | 0 | 0 | 0 | 0.031927 | 0.28195 | 0.53866 | 0.64774 | 0.68108 | 0.66284 | 0.67071 | 0.66176 | 0.58479 | 0.41216 | 0.11921 | 0.0016386 | 0 | 0 | 0 | 0 | 0 | 1805.32 | 2020-10-16 | 10 | 0 | 0 | 0 | 0 | 0 | 0 | 4.8673e-07 | 0.032597 | 0.30172 | 0.55666 | 0.61539 | 0.59906 | 0.58093 | 0.58671 | 0.60046 | 0.58334 | 0.4605 | 0.12315 | 0.0021358 | 0 | 0 | 0 | 1.1078e-12 | 0
1840.48 | 2020-10-03 | 10 | 0 | 0 | 0 | 0 | 0 | 0 | 2.6623e-11 | 0.038165 | 0.22492 | 0.44055 | 0.57587 | 0.65178 | 0.68574 | 0.68425 | 0.65072 | 0.56266 | 0.39479 | 0.15093 | 0.0098408 | 0 | 0 | 0 | 0 | 0 | 1805.32 | 2020-10-03 | 10 | 0 | 0 | 0 | 0 | 0 | 0 | 5.1929e-06 | 0.038745 | 0.2383 | 0.4411 | 0.54321 | 0.59227 | 0.60132 | 0.60368 | 0.59403 | 0.53968 | 0.40458 | 0.15377 | 0.0097873 | 0 | 0 | 0 | 0 | 0
1840.48 | 2020-11-05 | 11 | 0 | 0 | 0 | 0 | 0 | 0 | 0.0080545 | 0.20235 | 0.50437 | 0.56492 | 0.52317 | 0.48449 | 0.41965 | 0.28282 | 0.24095 | 0.12046 | 0.026049 | 2.1004e-05 | 0 | 0 | 0 | 0 | 0 | 0 | 1955.32 | 2020-11-05 | 11 | 0 | 0 | 0 | 0 | 0 | 0 | 0.0068237 | 0.18159 | 0.45043 | 0.49477 | 0.46206 | 0.4117 | 0.36609 | 0.28994 | 0.21438 | 0.11235 | 0.03827 | 9.1102e-07 | 0 | 0 | 0 | 0 | 0 | 0
1840.48 | 2020-11-04 | 11 | 0 | 0 | 0 | 0 | 0 | 0 | 0.0093603 | 0.21396 | 0.51312 | 0.62097 | 0.65267 | 0.6581 | 0.66371 | 0.64839 | 0.58474 | 0.38026 | 0.073902 | 1.4903e-05 | 0 | 0 | 0 | 0 | 0 | 0 | 1955.32 | 2020-11-04 | 11 | 0 | 0 | 0 | 0 | 0 | 0 | 0.0071302 | 0.1912 | 0.47461 | 0.53008 | 0.50347 | 0.49823 | 0.50758 | 0.53249 | 0.53191 | 0.35811 | 0.061031 | 1.4666e-06 | 0 | 0 | 0 | 0 | 0 | 0
1840.48 | 2020-11-02 | 11 | 0 | 0 | 0 | 0 | 0 | 0 | 0.005314 | 0.17033 | 0.38241 | 0.49447 | 0.59814 | 0.63235 | 0.64315 | 0.59653 | 0.58605 | 0.37749 | 0.090207 | 7.7448e-05 | 0 | 0 | 0 | 0 | 0 | 0 | 1955.32 | 2020-11-02 | 11 | 0 | 0 | 0 | 0 | 0 | 0 | 0.0070177 | 0.1544 | 0.39203 | 0.45129 | 0.44839 | 0.45737 | 0.46162 | 0.44874 | 0.49831 | 0.32994 | 0.062307 | 6.4074e-06 | 0 | 0 | 0 | 0 | 0 | 0
1840.48 | 2020-11-30 | 11 | 0 | 0 | 0 | 0 | 0 | 0 | 0.00012135 | 0.12416 | 0.48988 | 0.67857 | 0.71149 | 0.71678 | 0.71822 | 0.70804 | 0.63619 | 0.35228 | 0.041227 | 0 | 0 | 0 | 0 | 0 | 0 | 0 | 1955.32 | 2020-11-30 | 11 | 1.9831e-06 | 1.9869e-06 | 1.9852e-06 | 1.9756e-06 | 1.9514e-06 | 1.9057e-06 | 0.00020719 | 0.13047 | 0.51953 | 0.64781 | 0.61708 | 0.58281 | 0.58577 | 0.62245 | 0.61089 | 0.36301 | 0.035025 | 0 | 8.4979e-07 | 1.9574e-06 | 1.933e-06 | 1.8938e-06 | 1.9077e-06 | 1.9231e-06
1840.48 | 2020-11-03 | 11 | 0 | 0 | 0 | 0 | 0 | 0 | 0.011445 | 0.1939 | 0.47012 | 0.49968 | 0.62922 | 0.5921 | 0.62392 | 0.62037 | 0.5413 | 0.36351 | 0.073634 | 3.4198e-05 | 0 | 0 | 0 | 0 | 0 | 0 | 1955.32 | 2020-11-03 | 11 | 0 | 0 | 0 | 0 | 0 | 0 | 0.0088922 | 0.1777 | 0.41347 | 0.46829 | 0.4397 | 0.46573 | 0.49122 | 0.49193 | 0.46383 | 0.30722 | 0.051787 | 4.2002e-06 | 0 | 0 | 0 | 0 | 0 | 0
1840.48 | 2020-12-15 | 12 | 0 | 0 | 0 | 0 | 0 | 0 | 7.3001e-07 | 0.060869 | 0.40335 | 0.6347 | 0.69883 | 0.70529 | 0.70232 | 0.62601 | 0.57956 | 0.34276 | 0.050321 | 0 | 0 | 0 | 0 | 0 | 0 | 0 | 2238.32 | 2020-12-15 | 12 | 5.5465e-06 | 5.5703e-06 | 5.6212e-06 | 5.6106e-06 | 5.5732e-06 | 5.5031e-06 | 9.6587e-06 | 0.077226 | 0.42669 | 0.61648 | 0.59644 | 0.56895 | 0.57025 | 0.56567 | 0.53966 | 0.36374 | 0.044793 | 0 | 2.1736e-06 | 5.4216e-06 | 5.4192e-06 | 5.3884e-06 | 5.4139e-06 | 5.4413e-06
1840.48 | 2020-12-14 | 12 | 0 | 0 | 0 | 0 | 0 | 0 | 2.293e-07 | 0.063132 | 0.38469 | 0.56338 | 0.61709 | 0.61579 | 0.63908 | 0.53008 | 0.51398 | 0.30178 | 0.038323 | 0 | 0 | 0 | 0 | 0 | 0 | 0 | 2238.32 | 2020-12-14 | 12 | 3.5424e-06 | 3.5201e-06 | 3.4813e-06 | 3.4451e-06 | 3.4411e-06 | 3.4306e-06 | 8.4466e-06 | 0.078527 | 0.44752 | 0.55276 | 0.52652 | 0.49143 | 0.54945 | 0.55244 | 0.54695 | 0.41343 | 0.039115 | 0 | 2.3327e-06 | 5.545e-06 | 5.5018e-06 | 5.4768e-06 | 5.4751e-06 | 5.5061e-06
1840.48 | 2020-12-16 | 12 | 0 | 0 | 0 | 0 | 0 | 0 | 1.3198e-05 | 0.06809 | 0.34514 | 0.54909 | 0.6792 | 0.69288 | 0.68507 | 0.68184 | 0.54257 | 0.25999 | 0.025254 | 0 | 0 | 0 | 0 | 0 | 0 | 0 | 2238.32 | 2020-12-16 | 12 | 5.4513e-06 | 5.4681e-06 | 5.4767e-06 | 5.4699e-06 | 5.451e-06 | 5.42e-06 | 2.7074e-05 | 0.060242 | 0.34406 | 0.51015 | 0.56741 | 0.57518 | 0.57978 | 0.60806 | 0.53742 | 0.2421 | 0.019417 | 0 | 2.9732e-06 | 5.4643e-06 | 5.4675e-06 | 5.4526e-06 | 5.4507e-06 | 5.4896e-06
1840.48 | 2020-12-07 | 12 | 0 | 0 | 0 | 0 | 0 | 0 | 2.7992e-06 | 0.066509 | 0.30577 | 0.51272 | 0.67576 | 0.68465 | 0.69114 | 0.67792 | 0.59373 | 0.31687 | 0.033999 | 0 | 0 | 0 | 0 | 0 | 0 | 0 | 2238.32 | 2020-12-07 | 12 | 5.732e-06 | 5.71e-06 | 5.7022e-06 | 5.6912e-06 | 5.6269e-06 | 5.4878e-06 | 1.7483e-05 | 0.054303 | 0.36298 | 0.55566 | 0.56074 | 0.54847 | 0.55785 | 0.58151 | 0.56083 | 0.31285 | 0.030009 | 0 | 2.5995e-06 | 5.6533e-06 | 5.6276e-06 | 5.6379e-06 | 5.6418e-06 | 5.6803e-06
1840.48 | 2020-12-17 | 12 | 0 | 0 | 0 | 0 | 0 | 0 | 0 | 0.0182 | 0.14811 | 0.43897 | 0.47714 | 0.53501 | 0.60976 | 0.62915 | 0.526 | 0.2716 | 0.042732 | 0 | 0 | 0 | 0 | 0 | 0 | 0 | 2238.32 | 2020-12-17 | 12 | 5.5649e-06 | 5.6594e-06 | 5.7157e-06 | 5.7209e-06 | 5.7188e-06 | 5.6978e-06 | 6.3929e-06 | 0.02259 | 0.22671 | 0.40914 | 0.50229 | 0.52446 | 0.4655 | 0.48645 | 0.51427 | 0.27522 | 0.031701 | 0 | 1.4412e-06 | 3.2464e-06 | 3.2602e-06 | 3.2623e-06 | 3.2839e-06 | 3.3238e-06
1840.48 | 2021-01-25 | 1 | 0 | 0 | 0 | 0 | 0 | 0 | 0 | 0.025359 | 0.16515 | 0.35743 | 0.40973 | 0.5154 | 0.5469 | 0.37277 | 0.255 | 0.28263 | 0.12515 | 0.0021033 | 0 | 0 | 0 | 0 | 0 | 0 | 2238.32 | 2021-01-25 | 1 | 4.0413e-06 | 4.0399e-06 | 4.0234e-06 | 3.9413e-06 | 3.8597e-06 | 3.7782e-06 | 4.3238e-06 | 0.031038 | 0.24821 | 0.35064 | 0.35155 | 0.4423 | 0.40431 | 0.32696 | 0.33734 | 0.34613 | 0.14094 | 0.0018834 | 0 | 2.8936e-06 | 3.1822e-06 | 3.1405e-06 | 3.1048e-06 | 3.1678e-06
1840.48 | 2021-01-26 | 1 | 0 | 0 | 0 | 0 | 0 | 0 | 1.2754e-07 | 0.062867 | 0.37934 | 0.59081 | 0.6998 | 0.71776 | 0.69108 | 0.66775 | 0.60295 | 0.37068 | 0.10225 | 0.00092799 | 0 | 0 | 0 | 0 | 0 | 0 | 2238.32 | 2021-01-26 | 1 | 3.1744e-06 | 3.2138e-06 | 3.2307e-06 | 3.2141e-06 | 3.2e-06 | 3.1306e-06 | 8.8248e-06 | 0.091047 | 0.52512 | 0.75006 | 0.73747 | 0.68429 | 0.63583 | 0.62086 | 0.57496 | 0.33581 | 0.091992 | 0.00065543 | 8.17e-08 | 5.5391e-06 | 5.5092e-06 | 5.5254e-06 | 5.554e-06 | 5.569e-06
1840.48 | 2021-01-27 | 1 | 2.7167e-12 | 0 | 8.3239e-10 | 6.52e-12 | 0 | 2.7167e-12 | 0 | 0.014024 | 0.051579 | 0.08323 | 0.1349 | 0.15095 | 0.14316 | 0.18432 | 0.15237 | 0.10525 | 0.015117 | 0.00019052 | 0 | 0 | 0 | 0 | 0 | 0 | 2238.32 | 2021-01-27 | 1 | 5.5971e-06 | 5.6431e-06 | 5.6531e-06 | 5.6514e-06 | 5.627e-06 | 5.6061e-06 | 5.973e-06 | 0.012017 | 0.050149 | 0.09088 | 0.096901 | 0.11663 | 0.17453 | 0.1803 | 0.1272 | 0.1006 | 0.034443 | 0.00023101 | 5.3924e-07 | 1.6842e-06 | 1.7014e-06 | 1.6995e-06 | 1.7359e-06 | 1.7535e-06
1840.48 | 2021-01-07 | 1 | 0 | 0 | 0 | 0 | 0 | 0 | 0 | 0.014277 | 0.090126 | 0.24676 | 0.26412 | 0.48366 | 0.45786 | 0.42736 | 0.51205 | 0.37155 | 0.090134 | 0.00011529 | 0 | 0 | 0 | 0 | 0 | 0 | 2238.32 | 2021-01-07 | 1 | 3.3444e-06 | 3.3671e-06 | 3.3603e-06 | 3.3428e-06 | 3.3093e-06 | 3.2765e-06 | 3.5125e-06 | 0.01408 | 0.079084 | 0.18783 | 0.28093 | 0.34994 | 0.33187 | 0.41592 | 0.47627 | 0.38609 | 0.078467 | 2.9036e-05 | 5.122e-07 | 3.1941e-06 | 3.1804e-06 | 3.1543e-06 | 3.1877e-06 | 3.1884e-06
1840.48 | 2021-01-06 | 1 | 0 | 0 | 0 | 0 | 0 | 0 | 0 | 0.037429 | 0.27891 | 0.47431 | 0.49238 | 0.55487 | 0.55252 | 0.35735 | 0.35713 | 0.33691 | 0.090106 | 1.3238e-05 | 0 | 0 | 0 | 0 | 0 | 0 | 2238.32 | 2021-01-06 | 1 | 5.4894e-06 | 5.5425e-06 | 5.5509e-06 | 5.5363e-06 | 5.4827e-06 | 5.4359e-06 | 5.9888e-06 | 0.044917 | 0.30944 | 0.4282 | 0.46496 | 0.50415 | 0.44702 | 0.35531 | 0.38066 | 0.36087 | 0.077575 | 1.6475e-06 | 6.5489e-07 | 3.2559e-06 | 3.2588e-06 | 3.2749e-06 | 3.3147e-06 | 3.3215e-06
1840.48 | 2021-02-09 | 2 | 0 | 0 | 0 | 0 | 0 | 0 | 3.2499e-06 | 0.038855 | 0.16384 | 0.31391 | 0.63459 | 0.71568 | 0.7192 | 0.60426 | 0.47445 | 0.24885 | 0.15187 | 0.015938 | 0 | 0 | 0 | 0 | 0 | 0 | 2278.32 | 2021-02-09 | 2 | 5.6104e-06 | 5.6308e-06 | 5.6887e-06 | 5.6799e-06 | 5.6298e-06 | 5.3902e-06 | 2.7462e-05 | 0.031691 | 0.13615 | 0.30763 | 0.54436 | 0.56909 | 0.5945 | 0.51735 | 0.41389 | 0.34444 | 0.10509 | 0.0068103 | 0 | 4.1399e-06 | 5.7025e-06 | 5.6738e-06 | 5.6789e-06 | 5.751e-06
1840.48 | 2021-02-11 | 2 | 0 | 0 | 0 | 0 | 0 | 0 | 0.00027618 | 0.10065 | 0.39592 | 0.61368 | 0.65835 | 0.54186 | 0.53089 | 0.39564 | 0.23372 | 0.13574 | 0.054741 | 0.002171 | 0 | 0 | 0 | 0 | 0 | 0 | 2278.32 | 2021-02-11 | 2 | 5.5748e-06 | 5.5122e-06 | 5.5326e-06 | 5.5299e-06 | 5.5041e-06 | 5.4922e-06 | 0.00051596 | 0.10289 | 0.40427 | 0.60012 | 0.55848 | 0.51607 | 0.46831 | 0.34645 | 0.23711 | 0.11459 | 0.038612 | 0.0013863 | 0 | 3.2274e-06 | 5.2647e-06 | 5.5557e-06 | 5.7076e-06 | 5.6938e-06
1840.48 | 2021-02-17 | 2 | 0 | 0 | 0 | 0 | 0 | 0 | 0.0014008 | 0.20453 | 0.63228 | 0.77089 | 0.79675 | 0.78389 | 0.7887 | 0.83813 | 0.84816 | 0.74617 | 0.36696 | 0.03678 | 0 | 0 | 0 | 0 | 0 | 0 | 2278.32 | 2021-02-17 | 2 | 5.7453e-06 | 5.7085e-06 | 5.59e-06 | 5.5109e-06 | 5.4872e-06 | 5.5613e-06 | 0.0014142 | 0.22318 | 0.69831 | 0.77768 | 0.75044 | 0.69122 | 0.68911 | 0.73702 | 0.84146 | 0.82633 | 0.44204 | 0.041557 | 0 | 1.7445e-06 | 4.0021e-06 | 3.9556e-06 | 3.9086e-06 | 3.8687e-06
1840.48 | 2021-02-08 | 2 | 0 | 0 | 0 | 0 | 0 | 0 | 0.00012398 | 0.10178 | 0.44574 | 0.61786 | 0.73495 | 0.71807 | 0.71257 | 0.55251 | 0.62465 | 0.48822 | 0.14177 | 0.012519 | 0 | 0 | 0 | 0 | 0 | 0 | 2278.32 | 2021-02-08 | 2 | 3.4175e-06 | 3.4181e-06 | 3.3624e-06 | 3.309e-06 | 3.2848e-06 | 3.3028e-06 | 0.000248 | 0.10711 | 0.45125 | 0.61693 | 0.66425 | 0.66187 | 0.64152 | 0.4686 | 0.50401 | 0.41284 | 0.14045 | 0.0076075 | 0 | 3.6029e-06 | 5.6892e-06 | 5.6786e-06 | 5.6145e-06 | 5.5878e-06
1840.48 | 2021-02-04 | 2 | 0 | 0 | 0 | 0 | 0 | 0 | 5.1633e-07 | 0.067065 | 0.37243 | 0.68138 | 0.77184 | 0.77019 | 0.7407 | 0.78157 | 0.69668 | 0.63124 | 0.29267 | 0.013969 | 0 | 0 | 0 | 0 | 0 | 0 | 2278.32 | 2021-02-04 | 2 | 1.6859e-06 | 1.6736e-06 | 1.6889e-06 | 1.6695e-06 | 1.6342e-06 | 1.6679e-06 | 2.7719e-05 | 0.10481 | 0.51385 | 0.71708 | 0.73371 | 0.71714 | 0.7027 | 0.72863 | 0.68894 | 0.69978 | 0.3348 | 0.01299 | 0 | 2.0515e-06 | 3.1925e-06 | 3.2107e-06 | 3.2425e-06 | 3.2424e-06
1840.48 | 2021-03-10 | 3 | 4.1218e-05 | 4.2409e-06 | 0 | 0 | 0 | 0 | 0.0065025 | 0.090766 | 0.249 | 0.4639 | 0.42938 | 0.65751 | 0.56415 | 0.60872 | 0.53597 | 0.39071 | 0.2107 | 0.043768 | 0.00037752 | 0.00041565 | 0.00072171 | 0.00032499 | 0.00027958 | 0.00041519 | 2278.32 | 2021-03-10 | 3 | 5.4328e-06 | 5.4739e-06 | 5.4113e-06 | 5.3999e-06 | 5.384e-06 | 5.2905e-06 | 0.010155 | 0.083517 | 0.3342 | 0.39649 | 0.5021 | 0.65007 | 0.52488 | 0.50657 | 0.48989 | 0.46581 | 0.16165 | 0.046582 | 3.5583e-05 | 1.7178e-06 | 5.428e-06 | 5.4365e-06 | 5.4675e-06 | 5.4801e-06
1840.48 | 2021-03-09 | 3 | 8.7443e-05 | 3.6697e-05 | 2.0082e-07 | 0 | 0 | 0 | 0.021664 | 0.26276 | 0.55571 | 0.70724 | 0.7511 | 0.74283 | 0.68497 | 0.63853 | 0.63076 | 0.42189 | 0.27473 | 0.057727 | 0.00070886 | 0.00062882 | 0.00051702 | 0.00051042 | 0.00048093 | 0.00014034 | 2278.32 | 2021-03-09 | 3 | 5.591e-06 | 5.5211e-06 | 5.5331e-06 | 5.531e-06 | 5.5188e-06 | 5.3659e-06 | 0.021447 | 0.2711 | 0.61254 | 0.71965 | 0.64507 | 0.65107 | 0.76042 | 0.76825 | 0.65456 | 0.52287 | 0.24055 | 0.051091 | 1.6433e-07 | 1.1986e-06 | 5.6684e-06 | 5.6364e-06 | 5.6344e-06 | 5.5887e-06
1840.48 | 2021-03-03 | 3 | 0.000131 | 2.6639e-05 | 0 | 0 | 0 | 0 | 0.0046219 | 0.070822 | 0.2006 | 0.27941 | 0.32396 | 0.43128 | 0.57732 | 0.53324 | 0.41176 | 0.34105 | 0.18629 | 0.041394 | 0.00035092 | 0.00044525 | 0.00042217 | 0.00036162 | 0.00028613 | 0.00029708 | 2278.32 | 2021-03-03 | 3 | 4.005e-06 | 4.0265e-06 | 4.0286e-06 | 4.0197e-06 | 3.9914e-06 | 3.9888e-06 | 0.0057617 | 0.090608 | 0.16382 | 0.27465 | 0.3976 | 0.51874 | 0.56584 | 0.56885 | 0.4559 | 0.40788 | 0.24123 | 0.046522 | 2.1231e-06 | 6.6374e-07 | 3.9447e-06 | 3.9462e-06 | 3.9192e-06 | 3.9438e-06
1840.48 | 2021-03-15 | 3 | 0.00022593 | 8.652e-05 | 2.2643e-05 | 1.7169e-08 | 0 | 0 | 0 | 0.03065 | 0.32768 | 0.49242 | 0.55083 | 0.59886 | 0.68114 | 0.69363 | 0.66629 | 0.64888 | 0.49548 | 0.32949 | 0.043578 | 0.00066181 | 0.00064938 | 0.00042949 | 0.00023767 | 0.00039424 | 2278.32 | 2021-03-15 | 3 | 1.7564e-06 | 1.7647e-06 | 1.7566e-06 | 1.7476e-06 | 1.6562e-06 | 1.5808e-06 | 2.0411e-06 | 0.029989 | 0.35539 | 0.67878 | 0.59676 | 0.55713 | 0.58674 | 0.62567 | 0.50251 | 0.35704 | 0.40019 | 0.24555 | 0.067371 | 0.0001764 | 4.999e-07 | 1.5203e-06 | 1.5234e-06 | 1.5365e-06
1840.48 | 2021-03-11 | 3 | 8.2979e-05 | 0.00012128 | 2.9824e-07 | 0 | 0 | 0 | 0.017157 | 0.20153 | 0.36403 | 0.48565 | 0.59109 | 0.61436 | 0.55611 | 0.55015 | 0.38397 | 0.35415 | 0.23041 | 0.054691 | 0.00092463 | 0.00059891 | 0.00054831 | 0.00068758 | 0.00063508 | 0.00034008 | 2278.32 | 2021-03-11 | 3 | 5.5241e-06 | 5.5524e-06 | 5.5487e-06 | 5.5706e-06 | 5.5805e-06 | 5.4806e-06 | 0.018882 | 0.21714 | 0.40402 | 0.51846 | 0.54147 | 0.54071 | 0.61441 | 0.6127 | 0.46359 | 0.51389 | 0.38422 | 0.078379 | 0.00012549 | 6.7286e-07 | 2.8704e-06 | 2.892e-06 | 2.9647e-06 | 3.0446e-06
1840.48 | 2021-04-30 | 4 | 0 | 0 | 0 | 0 | 0 | 0 | 0.033879 | 0.28967 | 0.61231 | 0.75701 | 0.8693 | 0.9319 | 0.92717 | 0.91985 | 0.83778 | 0.81437 | 0.70103 | 0.50012 | 0.21104 | 0.020331 | 0 | 0 | 0 | 0 | 2278.32 | 2021-04-30 | 4 | 5.4269e-06 | 5.4368e-06 | 5.5178e-06 | 5.5499e-06 | 5.5243e-06 | 7.4581e-06 | 0.065775 | 0.47442 | 0.80708 | 0.86509 | 0.87239 | 0.86741 | 0.85235 | 0.85787 | 0.74458 | 0.81828 | 0.75619 | 0.60529 | 0.28715 | 0.026029 | 0 | 1.8406e-06 | 3.8707e-06 | 3.8958e-06
1840.48 | 2021-04-29 | 4 | 0 | 0 | 0 | 0 | 0 | 0 | 0.040301 | 0.35434 | 0.67648 | 0.82167 | 0.89522 | 0.91073 | 0.91662 | 0.92373 | 0.92046 | 0.88892 | 0.7747 | 0.5741 | 0.2666 | 0.021148 | 0 | 0 | 0 | 0 | 2278.32 | 2021-04-29 | 4 | 3.8264e-06 | 3.877e-06 | 3.8655e-06 | 3.8162e-06 | 3.7849e-06 | 5.9877e-06 | 0.070865 | 0.53259 | 0.82949 | 0.84812 | 0.82515 | 0.8229 | 0.81305 | 0.87053 | 0.85838 | 0.88136 | 0.86203 | 0.79789 | 0.45014 | 0.038778 | 0 | 2.5265e-06 | 5.5453e-06 | 5.5284e-06
1840.48 | 2021-04-19 | 4 | 0.00081244 | 0.00076742 | 0.00038454 | 2.8393e-05 | 0 | 0 | 0.017928 | 0.28684 | 0.65475 | 0.81493 | 0.89262 | 0.93259 | 0.93454 | 0.93233 | 0.9338 | 0.89911 | 0.81791 | 0.63674 | 0.27166 | 0.017559 | 0.00081323 | 0.0008132 | 0.0008132 | 0.00081314 | 2278.32 | 2021-04-19 | 4 | 5.5127e-06 | 5.4928e-06 | 5.4323e-06 | 5.4651e-06 | 5.5419e-06 | 5.6097e-06 | 0.030956 | 0.4171 | 0.80544 | 0.87542 | 0.87671 | 0.86574 | 0.86923 | 0.87282 | 0.87152 | 0.88939 | 0.88179 | 0.78734 | 0.38487 | 0.023696 | 0 | 2.9471e-06 | 5.4043e-06 | 5.3808e-06
1840.48 | 2021-04-01 | 4 | 0.0008121 | 0.00072664 | 8.3281e-05 | 7.4042e-06 | 0 | 0 | 0.00068525 | 0.1349 | 0.51237 | 0.67435 | 0.80989 | 0.83833 | 0.83034 | 0.83848 | 0.85017 | 0.82276 | 0.7324 | 0.53485 | 0.17969 | 0.0045993 | 0.00081321 | 0.00081332 | 0.00081334 | 0.00081312 | 2278.32 | 2021-04-01 | 4 | 1.6495e-06 | 1.6435e-06 | 1.6507e-06 | 1.6467e-06 | 1.6294e-06 | 1.6005e-06 | 0.0010798 | 0.19546 | 0.71619 | 0.83153 | 0.83663 | 0.8021 | 0.81263 | 0.80833 | 0.84566 | 0.85156 | 0.8544 | 0.70925 | 0.25935 | 0.0051886 | 0 | 1.851e-06 | 3.1993e-06 | 3.2468e-06
1840.48 | 2021-04-28 | 4 | 0 | 0 | 0 | 0 | 0 | 0 | 0.04095 | 0.36797 | 0.7022 | 0.84865 | 0.91924 | 0.9458 | 0.93041 | 0.91414 | 0.93755 | 0.9037 | 0.83073 | 0.6683 | 0.31578 | 0.028368 | 0 | 0 | 0 | 0 | 2278.32 | 2021-04-28 | 4 | 5.5359e-06 | 5.5688e-06 | 5.6089e-06 | 5.6132e-06 | 5.5849e-06 | 7.0228e-06 | 0.068447 | 0.52011 | 0.81044 | 0.84279 | 0.84833 | 0.84013 | 0.81814 | 0.81654 | 0.81797 | 0.83947 | 0.85141 | 0.79817 | 0.46296 | 0.044012 | 0 | 7.1893e-07 | 3.6125e-06 | 3.8546e-06
1840.48 | 2021-05-31 | 5 | 0.00081218 | 0.00066221 | 0.00027562 | 6.5982e-05 | 1.7149e-06 | 0.00034871 | 0.093622 | 0.40308 | 0.65408 | 0.7892 | 0.81897 | 0.77747 | 0.84998 | 0.7988 | 0.8119 | 0.82518 | 0.75903 | 0.61804 | 0.37054 | 0.078355 | 0.001096 | 0.00081323 | 0.00081323 | 0.00081316 | 2278.32 | 2021-05-31 | 5 | 2.1695e-06 | 2.1964e-06 | 2.2248e-06 | 2.2427e-06 | 2.2507e-06 | 0.00053597 | 0.15795 | 0.59352 | 0.81258 | 0.85712 | 0.86493 | 0.81966 | 0.81955 | 0.84383 | 0.84886 | 0.8632 | 0.84764 | 0.79044 | 0.54471 | 0.13032 | 0.00033161 | 0 | 0 | 0
1840.48 | 2021-05-05 | 5 | 0.00081275 | 0.00073668 | 0.00033309 | 3.0305e-05 | 0 | 5.269e-08 | 0.052015 | 0.36771 | 0.65968 | 0.8116 | 0.86971 | 0.91317 | 0.91769 | 0.90923 | 0.91215 | 0.87648 | 0.79279 | 0.62392 | 0.30327 | 0.035039 | 0.00081412 | 0.00081326 | 0.00081322 | 0.00081291 | 2278.32 | 2021-05-05 | 5 | 2.0935e-06 | 2.1378e-06 | 2.1636e-06 | 2.1688e-06 | 2.1577e-06 | 1.1119e-05 | 0.09019 | 0.53221 | 0.81378 | 0.86228 | 0.85257 | 0.85019 | 0.87322 | 0.87514 | 0.87406 | 0.87844 | 0.86463 | 0.78454 | 0.44442 | 0.051858 | 2.9654e-08 | 0 | 0 | 0
1840.48 | 2021-05-04 | 5 | 0.00081288 | 0.00074652 | 0.00033643 | 3.1626e-05 | 0 | 6.6609e-07 | 0.049269 | 0.36633 | 0.64479 | 0.8212 | 0.89683 | 0.8461 | 0.93295 | 0.93167 | 0.92199 | 0.85158 | 0.70154 | 0.62702 | 0.3098 | 0.034055 | 0.0008136 | 0.00081315 | 0.0008131 | 0.00081314 | 2278.32 | 2021-05-04 | 5 | 3.6501e-06 | 3.6723e-06 | 2.8056e-06 | 2.1488e-06 | 2.1435e-06 | 9.5582e-06 | 0.084666 | 0.52744 | 0.77984 | 0.834 | 0.83845 | 0.77711 | 0.83666 | 0.83804 | 0.83047 | 0.814 | 0.74122 | 0.75917 | 0.44957 | 0.051486 | 5.9458e-08 | 7.9706e-07 | 2.1624e-06 | 2.1379e-06
1840.48 | 2021-05-12 | 5 | 0.00081243 | 0.00072023 | 0.00030695 | 3.9161e-05 | 1.3366e-07 | 1.6788e-05 | 0.069247 | 0.39097 | 0.66065 | 0.77915 | 0.8425 | 0.87636 | 0.80732 | 0.85741 | 0.85537 | 0.79282 | 0.6589 | 0.55602 | 0.32602 | 0.047001 | 0.00084055 | 0.00081307 | 0.000813 | 0.00081303 | 2278.32 | 2021-05-12 | 5 | 1.663e-06 | 1.658e-06 | 1.6741e-06 | 1.6723e-06 | 1.676e-06 | 6.9305e-05 | 0.12009 | 0.54048 | 0.81338 | 0.88111 | 0.87929 | 0.88642 | 0.80815 | 0.87199 | 0.86216 | 0.85962 | 0.77569 | 0.74773 | 0.489 | 0.073358 | 2.486e-06 | 8.6349e-07 | 3.5657e-06 | 3.4951e-06
1840.48 | 2021-05-25 | 5 | 0.00081132 | 0.00074749 | 0.00055912 | 3.2096e-05 | 1.428e-06 | 0.00016797 | 0.092788 | 0.40058 | 0.66328 | 0.82516 | 0.87533 | 0.91995 | 0.92757 | 0.90534 | 0.87824 | 0.86363 | 0.76055 | 0.6057 | 0.30764 | 0.083056 | 0.00098211 | 0.00081232 | 0.00081345 | 0.00081336 | 2278.32 | 2021-05-25 | 5 | 2.1494e-06 | 2.0981e-06 | 2.0977e-06 | 2.0984e-06 | 2.1205e-06 | 0.00044053 | 0.15629 | 0.57325 | 0.77659 | 0.79914 | 0.80696 | 0.84137 | 0.85827 | 0.8552 | 0.83826 | 0.86197 | 0.84371 | 0.753 | 0.49605 | 0.12787 | 0.00031796 | 2.4944e-09 | 2.1062e-06 | 2.118e-06
1840.48 | 2021-06-17 | 6 | 0 | 0 | 0 | 0 | 0 | 0.00032394 | 0.075644 | 0.3335 | 0.58211 | 0.73418 | 0.83896 | 0.87933 | 0.88506 | 0.88167 | 0.8704 | 0.83223 | 0.74045 | 0.60883 | 0.36434 | 0.092072 | 0.0008606 | 0 | 0 | 0 | 2278.32 | 2021-06-17 | 6 | 2.2124e-06 | 2.2392e-06 | 2.2661e-06 | 2.2717e-06 | 2.2755e-06 | 0.00032663 | 0.098469 | 0.45937 | 0.75334 | 0.8241 | 0.86058 | 0.83832 | 0.81426 | 0.83105 | 0.8406 | 0.84477 | 0.79724 | 0.7286 | 0.49092 | 0.14881 | 0.0012804 | 0 | 0 | 0
1840.48 | 2021-06-18 | 6 | 0 | 0 | 0 | 0 | 0 | 8.2615e-05 | 0.074708 | 0.34619 | 0.57566 | 0.73064 | 0.82343 | 0.85891 | 0.8748 | 0.87223 | 0.84323 | 0.81331 | 0.72876 | 0.59865 | 0.36569 | 0.081046 | 0.00080951 | 0 | 0 | 0 | 2278.32 | 2021-06-18 | 6 | 0 | 0 | 0 | 0 | 0 | 0.00013641 | 0.095542 | 0.455 | 0.71322 | 0.80973 | 0.83687 | 0.82985 | 0.81723 | 0.81574 | 0.76482 | 0.81533 | 0.77402 | 0.70567 | 0.49792 | 0.13414 | 0.0011581 | 0 | 0 | 0
1840.48 | 2021-06-16 | 6 | 2.0647e-11 | 7.7697e-11 | 7.6067e-12 | 1.1356e-10 | 0 | 6.9032e-05 | 0.058716 | 0.24833 | 0.44603 | 0.57039 | 0.65092 | 0.63014 | 0.72928 | 0.74811 | 0.76061 | 0.73324 | 0.71906 | 0.57307 | 0.36233 | 0.098883 | 0.0012649 | 0 | 0 | 0 | 2278.32 | 2021-06-16 | 6 | 0 | 0 | 0 | 0 | 0 | 0.00033082 | 0.10862 | 0.43746 | 0.65534 | 0.74822 | 0.80966 | 0.83036 | 0.81134 | 0.79798 | 0.79412 | 0.80887 | 0.77583 | 0.73263 | 0.53191 | 0.15069 | 0.0019956 | 0 | 1.5706e-06 | 2.2168e-06
1840.48 | 2021-06-15 | 6 | 0 | 0 | 0 | 0 | 0 | 0.00047757 | 0.10306 | 0.4229 | 0.6811 | 0.8157 | 0.89014 | 0.93069 | 0.93784 | 0.93537 | 0.91776 | 0.88107 | 0.69643 | 0.40508 | 0.30019 | 0.10668 | 0.0023602 | 0 | 5.5964e-11 | 7.6067e-12 | 2278.32 | 2021-06-15 | 6 | 0 | 0 | 0 | 0 | 0 | 0.00091915 | 0.16201 | 0.55944 | 0.75164 | 0.78833 | 0.79171 | 0.80626 | 0.82525 | 0.88184 | 0.8618 | 0.87009 | 0.78284 | 0.59326 | 0.54263 | 0.1811 | 0.0034647 | 0 | 0 | 3.248e-10
1840.48 | 2021-06-28 | 6 | 0 | 0 | 0 | 0 | 0 | 0.00022315 | 0.085683 | 0.38757 | 0.64119 | 0.78231 | 0.85585 | 0.88857 | 0.90518 | 0.90191 | 0.88864 | 0.8539 | 0.76323 | 0.61579 | 0.39863 | 0.12346 | 0.0035967 | 0 | 0 | 0 | 2278.32 | 2021-06-28 | 6 | 2.2087e-06 | 2.2183e-06 | 2.252e-06 | 2.2663e-06 | 2.2656e-06 | 0.00040613 | 0.14824 | 0.57223 | 0.79358 | 0.84026 | 0.85867 | 0.86092 | 0.86731 | 0.86939 | 0.86924 | 0.86573 | 0.81784 | 0.7038 | 0.52356 | 0.15918 | 0.0050065 | 0 | 7.889e-07 | 1.8113e-06
1840.48 | 2021-07-09 | 7 | 0 | 0 | 0 | 0 | 0 | 2.3786e-05 | 0.055294 | 0.30959 | 0.56433 | 0.72587 | 0.81398 | 0.85776 | 0.86793 | 0.86884 | 0.85101 | 0.81467 | 0.73607 | 0.60363 | 0.3807 | 0.096931 | 0.0011013 | 0 | 0 | 0 | 2278.32 | 2021-07-09 | 7 | 3.7207e-06 | 3.8079e-06 | 3.8444e-06 | 3.8597e-06 | 3.866e-06 | 8.0713e-05 | 0.085491 | 0.4554 | 0.71088 | 0.82568 | 0.81846 | 0.8405 | 0.80817 | 0.79451 | 0.77308 | 0.78923 | 0.7715 | 0.71788 | 0.51951 | 0.14981 | 0.0017294 | 0 | 3.3637e-06 | 3.8903e-06
1840.48 | 2021-07-19 | 7 | 0 | 0 | 0 | 0 | 0 | 9.6621e-07 | 0.030096 | 0.21689 | 0.48064 | 0.69192 | 0.75117 | 0.83538 | 0.83448 | 0.86328 | 0.84925 | 0.81958 | 0.74178 | 0.61567 | 0.37995 | 0.090322 | 0.00071269 | 0 | 0 | 0 | 2278.32 | 2021-07-19 | 7 | 2.2245e-06 | 2.2379e-06 | 2.2259e-06 | 2.2079e-06 | 2.2262e-06 | 5.8579e-06 | 0.050039 | 0.29228 | 0.59893 | 0.78099 | 0.79836 | 0.81331 | 0.82441 | 0.84459 | 0.83709 | 0.83868 | 0.81755 | 0.73413 | 0.51172 | 0.13615 | 0.0009673 | 0 | 2.1387e-06 | 2.1772e-06
1840.48 | 2021-07-29 | 7 | 0.00013583 | 0.00013583 | 0.00013583 | 0.00013583 | 0.00013583 | 0.00013583 | 0.029691 | 0.2614 | 0.56489 | 0.73884 | 0.82482 | 0.86888 | 0.87966 | 0.8818 | 0.86941 | 0.83212 | 0.65306 | 0.55397 | 0.34158 | 0.063911 | 0.00025606 | 0.00013583 | 0.00013583 | 0.00013583 | 2278.32 | 2021-07-29 | 7 | 0 | 0 | 0 | 0 | 0 | 1.0422e-06 | 0.0436 | 0.39019 | 0.71419 | 0.8095 | 0.7883 | 0.84217 | 0.84109 | 0.8359 | 0.81757 | 0.82628 | 0.66162 | 0.67229 | 0.44912 | 0.088 | 8.8922e-05 | 0 | 0 | 0
1840.48 | 2021-07-21 | 7 | 0 | 0 | 0 | 0 | 0 | 1.0623e-06 | 0.048017 | 0.32863 | 0.61464 | 0.77002 | 0.84865 | 0.88579 | 0.89562 | 0.8936 | 0.8893 | 0.85496 | 0.78318 | 0.64969 | 0.40371 | 0.093834 | 0.00059601 | 0 | 0 | 0 | 2278.32 | 2021-07-21 | 7 | 2.1947e-06 | 2.2183e-06 | 2.2089e-06 | 2.2321e-06 | 2.237e-06 | 1.543e-05 | 0.084121 | 0.50836 | 0.80129 | 0.86426 | 0.87091 | 0.84558 | 0.8568 | 0.85678 | 0.84551 | 0.84164 | 0.83527 | 0.79469 | 0.57181 | 0.14865 | 0.00079535 | 0 | 1.3808e-06 | 2.1714e-06
1840.48 | 2021-07-20 | 7 | 0 | 0 | 0 | 0 | 0 | 1.7638e-06 | 0.047489 | 0.32063 | 0.59553 | 0.74345 | 0.82617 | 0.86936 | 0.88135 | 0.88199 | 0.85993 | 0.83501 | 0.7655 | 0.63951 | 0.40068 | 0.09489 | 0.0006712 | 0 | 0 | 0 | 2278.32 | 2021-07-20 | 7 | 2.187e-06 | 2.1891e-06 | 2.1859e-06 | 2.2084e-06 | 2.224e-06 | 1.445e-05 | 0.078549 | 0.46346 | 0.73899 | 0.82913 | 0.85169 | 0.85766 | 0.85694 | 0.85165 | 0.83854 | 0.8533 | 0.84455 | 0.79366 | 0.57472 | 0.15092 | 0.00091929 | 0 | 2.1316e-06 | 2.1777e-06
1840.48 | 2021-07-28 | 7 | 0 | 0 | 0 | 0 | 0 | 0 | 0.038973 | 0.21088 | 0.47338 | 0.71577 | 0.83155 | 0.85792 | 0.83451 | 0.84685 | 0.82305 | 0.80387 | 0.66304 | 0.60005 | 0.33234 | 0.052047 | 0.00025994 | 0.00013583 | 0.00013583 | 0.00013583 | 2278.32 | 2021-07-28 | 7 | 0 | 0 | 0 | 0 | 0 | 6.6847e-07 | 0.060473 | 0.34652 | 0.60554 | 0.72029 | 0.79397 | 0.80941 | 0.784 | 0.83108 | 0.80806 | 0.8029 | 0.70894 | 0.67771 | 0.40609 | 0.076188 | 0.00017011 | 0 | 0 | 0
1840.48 | 7/10/2021 | 7 | 0 | 0 | 0 | 0 | 0 | 4.2228e-05 | 0.061667 | 0.33302 | 0.58422 | 0.73458 | 0.81339 | 0.85282 | 0.87328 | 0.86412 | 0.84383 | 0.80013 | 0.7215 | 0.50511 | 0.35746 | 0.097767 | 0.0011865 | 0 | 0 | 0 | 2278.32 | 7/10/2021 | 7 | 3.9072e-06 | 3.9256e-06 | 3.963e-06 | 3.9682e-06 | 4.0069e-06 | 9.7997e-05 | 0.09681 | 0.48168 | 0.73808 | 0.82163 | 0.84058 | 0.83077 | 0.82796 | 0.81792 | 0.81247 | 0.77959 | 0.75746 | 0.62353 | 0.49815 | 0.14787 | 0.00158 | 0 | 3.5405e-06 | 4.057e-06
1840.48 | 2021-07-12 | 7 | 0 | 0 | 0 | 0 | 0 | 2.4262e-05 | 0.055594 | 0.31946 | 0.57839 | 0.7323 | 0.8171 | 0.85492 | 0.87128 | 0.86495 | 0.84766 | 0.81215 | 0.73076 | 0.59626 | 0.36237 | 0.088213 | 0.0009217 | 0 | 0 | 0 | 2278.32 | 2021-07-12 | 7 | 0 | 0 | 0 | 0 | 0 | 6.6135e-05 | 0.083119 | 0.45555 | 0.72684 | 0.80917 | 0.8357 | 0.83423 | 0.83764 | 0.8328 | 0.8239 | 0.8155 | 0.78448 | 0.72279 | 0.49557 | 0.12896 | 0.0011878 | 0 | 0 | 0
1840.48 | 2021-08-16 | 8 | 0 | 0 | 0 | 0 | 0 | 0 | 0.0062602 | 0.10636 | 0.31357 | 0.49844 | 0.6483 | 0.74388 | 0.77896 | 0.78024 | 0.74466 | 0.67464 | 0.57172 | 0.3997 | 0.17895 | 0.020273 | 0 | 0 | 0 | 0 | 2278.32 | 2021-08-16 | 8 | 1.8129e-06 | 1.818e-06 | 1.8479e-06 | 1.8831e-06 | 1.8546e-06 | 1.8323e-06 | 0.0061425 | 0.13754 | 0.3803 | 0.56105 | 0.66185 | 0.70188 | 0.72687 | 0.72909 | 0.71231 | 0.67818 | 0.59951 | 0.46861 | 0.21846 | 0.023011 | 0 | 8.7716e-07 | 2.2897e-07 | 0
1840.48 | 2021-08-12 | 8 | 0 | 0 | 0 | 0 | 0 | 4.6348e-08 | 0.015724 | 0.19765 | 0.50087 | 0.69373 | 0.79229 | 0.83831 | 0.85457 | 0.85411 | 0.8419 | 0.80292 | 0.71685 | 0.55122 | 0.26146 | 0.030227 | 0 | 0 | 0 | 0 | 2278.32 | 2021-08-12 | 8 | 1.7717e-06 | 1.7807e-06 | 1.7911e-06 | 1.8191e-06 | 1.7888e-06 | 1.8047e-06 | 0.014065 | 0.25283 | 0.60875 | 0.76471 | 0.80181 | 0.80525 | 0.79172 | 0.79131 | 0.79394 | 0.80296 | 0.75973 | 0.63995 | 0.32854 | 0.037256 | 0 | 6.299e-07 | 1.776e-06 | 1.7707e-06
1840.48 | 2021-08-27 | 8 | 0 | 0 | 0 | 0 | 0 | 0 | 0.0058959 | 0.19948 | 0.54085 | 0.72276 | 0.80905 | 0.84576 | 0.85423 | 0.85684 | 0.84544 | 0.80408 | 0.71006 | 0.51584 | 0.18684 | 0.0087012 | 0 | 0 | 0 | 0 | 2278.32 | 2021-08-27 | 8 | 2.542e-06 | 2.5383e-06 | 2.5418e-06 | 2.5592e-06 | 2.5581e-06 | 2.5374e-06 | 0.0080008 | 0.27906 | 0.65131 | 0.78495 | 0.79782 | 0.80321 | 0.79458 | 0.79646 | 0.81279 | 0.81472 | 0.7793 | 0.62751 | 0.2521 | 0.010706 | 0 | 1.7184e-06 | 2.5195e-06 | 2.5165e-06
1840.48 | 2021-08-10 | 8 | 0 | 0 | 0 | 0 | 0 | 3.6507e-08 | 0.019405 | 0.2605 | 0.58392 | 0.75464 | 0.83978 | 0.87796 | 0.88499 | 0.88139 | 0.86867 | 0.83347 | 0.75195 | 0.60262 | 0.31365 | 0.041498 | 6.6685e-06 | 0 | 0 | 0 | 2278.32 | 2021-08-10 | 8 | 1.7266e-06 | 1.7496e-06 | 1.7596e-06 | 1.7349e-06 | 1.723e-06 | 1.8266e-06 | 0.029604 | 0.37046 | 0.71987 | 0.81637 | 0.83982 | 0.85132 | 0.83585 | 0.84115 | 0.7941 | 0.80556 | 0.78311 | 0.70001 | 0.41623 | 0.056453 | 3.6605e-07 | 5.5328e-07 | 1.7478e-06 | 1.7457e-06
1840.48 | 2021-08-11 | 8 | 0 | 0 | 0 | 0 | 0 | 1.0911e-08 | 0.018654 | 0.24993 | 0.56433 | 0.73295 | 0.8178 | 0.85842 | 0.80399 | 0.7904 | 0.75721 | 0.70109 | 0.53279 | 0.33951 | 0.16597 | 0.02062 | 1.0691e-05 | 0 | 0 | 0 | 2278.32 | 2021-08-11 | 8 | 1.7389e-06 | 1.7594e-06 | 1.7783e-06 | 1.8091e-06 | 1.7919e-06 | 1.8619e-06 | 0.027477 | 0.36166 | 0.70557 | 0.76538 | 0.79416 | 0.82902 | 0.8218 | 0.80035 | 0.76959 | 0.64811 | 0.58053 | 0.4013 | 0.19396 | 0.025049 | 3.0875e-07 | 8.9873e-07 | 1.7512e-06 | 1.7527e-06
1840.48 | 2021-09-08 | 9 | 0 | 0 | 0 | 0 | 0 | 0 | 0.0019159 | 0.14579 | 0.48103 | 0.68385 | 0.76694 | 0.79583 | 0.82919 | 0.83141 | 0.8108 | 0.76757 | 0.66564 | 0.45636 | 0.12384 | 0.00094031 | 0 | 0 | 0 | 0 | 2283.32 | 2021-09-08 | 9 | 2.4304e-06 | 2.4576e-06 | 2.4388e-06 | 2.4661e-06 | 2.476e-06 | 6.7031e-06 | 0.0022565 | 0.2048 | 0.60732 | 0.75413 | 0.77651 | 0.77935 | 0.7763 | 0.78287 | 0.77355 | 0.77952 | 0.72131 | 0.54382 | 0.15174 | 0.00099151 | 0 | 2.3235e-06 | 2.4256e-06 | 2.4199e-06
1840.48 | 2021-09-09 | 9 | 0 | 0 | 0 | 0 | 0 | 0 | 0.0014457 | 0.14142 | 0.35655 | 0.46187 | 0.65717 | 0.74198 | 0.73782 | 0.69733 | 0.57056 | 0.57539 | 0.58045 | 0.35379 | 0.072969 | 0.00044776 | 0 | 0 | 0 | 0 | 2283.32 | 2021-09-09 | 9 | 2.4282e-06 | 2.4285e-06 | 2.4473e-06 | 2.4558e-06 | 2.4519e-06 | 5.8439e-06 | 0.0017779 | 0.17125 | 0.52893 | 0.59129 | 0.63091 | 0.70885 | 0.69256 | 0.68109 | 0.65309 | 0.65497 | 0.5278 | 0.40402 | 0.097342 | 0.00086469 | 3.1864e-07 | 2.3451e-06 | 2.3844e-06 | 2.3699e-06
1840.48 | 2021-09-07 | 9 | 0 | 0 | 0 | 0 | 0 | 0 | 0.0018399 | 0.15742 | 0.50385 | 0.69989 | 0.78396 | 0.81842 | 0.82388 | 0.82233 | 0.80643 | 0.76779 | 0.67377 | 0.46702 | 0.12925 | 0.0013643 | 0 | 0 | 0 | 0 | 2283.32 | 2021-09-07 | 9 | 2.3654e-06 | 2.3827e-06 | 2.3998e-06 | 2.4318e-06 | 2.4353e-06 | 7.0186e-06 | 0.0027488 | 0.22494 | 0.64125 | 0.77279 | 0.7813 | 0.77404 | 0.76567 | 0.76759 | 0.76403 | 0.74449 | 0.69826 | 0.55425 | 0.16473 | 0.0013609 | 0 | 2.2882e-06 | 2.4261e-06 | 2.4162e-06
1840.48 | 2021-09-21 | 9 | 0 | 0 | 0 | 0 | 0 | 0 | 0.00017673 | 0.086027 | 0.41391 | 0.65169 | 0.75535 | 0.80132 | 0.81114 | 0.80814 | 0.78763 | 0.72353 | 0.60331 | 0.33607 | 0.055657 | 4.6706e-06 | 0 | 0 | 0 | 0 | 2283.32 | 2021-09-21 | 9 | 2.3075e-06 | 2.3257e-06 | 2.3382e-06 | 2.3527e-06 | 2.3479e-06 | 4.6387e-06 | 0.00034254 | 0.087197 | 0.39636 | 0.61197 | 0.67719 | 0.6876 | 0.66268 | 0.65555 | 0.62405 | 0.62714 | 0.5638 | 0.34656 | 0.052148 | 1.0531e-06 | 6.439e-07 | 2.2994e-06 | 2.296e-06 | 2.3194e-06
1840.48 | 2021-09-10 | 9 | 0 | 0 | 0 | 0 | 0 | 0 | 0.0013222 | 0.12823 | 0.45032 | 0.70256 | 0.75675 | 0.83722 | 0.83562 | 0.83969 | 0.82791 | 0.79238 | 0.70191 | 0.48129 | 0.12413 | 0.00080306 | 0 | 0 | 0 | 0 | 2283.32 | 2021-09-10 | 9 | 2.3809e-06 | 2.3851e-06 | 2.394e-06 | 2.4295e-06 | 2.4343e-06 | 4.5225e-06 | 0.0012871 | 0.16564 | 0.56656 | 0.67266 | 0.73882 | 0.74757 | 0.72692 | 0.75922 | 0.76859 | 0.77103 | 0.76459 | 0.56766 | 0.1574 | 0.00089286 | 0 | 2.239e-06 | 2.2553e-06 | 2.2776e-06
1840.48 | 2021-10-01 | 10 | 0 | 0 | 0 | 0 | 0 | 0 | 6.8787e-06 | 0.08123 | 0.42995 | 0.67234 | 0.7145 | 0.75708 | 0.79863 | 0.79621 | 0.77071 | 0.719 | 0.58895 | 0.29003 | 0.026793 | 0 | 0 | 0 | 0 | 0 | 2283.32 | 2021-10-01 | 10 | 2.2862e-06 | 2.2915e-06 | 2.287e-06 | 2.2869e-06 | 2.277e-06 | 5.9939e-05 | 0.00035138 | 0.093405 | 0.48769 | 0.71474 | 0.73585 | 0.7284 | 0.71013 | 0.72007 | 0.69904 | 0.73738 | 0.65636 | 0.32628 | 0.024857 | 0 | 1.1929e-06 | 2.2793e-06 | 2.2881e-06 | 2.2997e-06
1840.48 | 2021-10-04 | 10 | 0 | 0 | 0 | 0 | 0 | 0 | 4.1491e-06 | 0.031894 | 0.2305 | 0.44518 | 0.49034 | 0.54683 | 0.68139 | 0.56583 | 0.43396 | 0.33361 | 0.23459 | 0.1015 | 0.0085114 | 0 | 0 | 0 | 0 | 0 | 2283.32 | 2021-10-04 | 10 | 2.3211e-06 | 2.3206e-06 | 2.3248e-06 | 2.3185e-06 | 2.3094e-06 | 1.9176e-05 | 8.1577e-05 | 0.038953 | 0.21856 | 0.40687 | 0.52723 | 0.55943 | 0.54661 | 0.5317 | 0.49172 | 0.44219 | 0.30923 | 0.12724 | 0.010773 | 0 | 1.6389e-06 | 2.2853e-06 | 2.2722e-06 | 2.2696e-06
1840.48 | 2021-10-03 | 10 | 0 | 0 | 0 | 0 | 0 | 0 | 1.114e-06 | 0.050151 | 0.2968 | 0.51004 | 0.65474 | 0.7422 | 0.75764 | 0.7601 | 0.73639 | 0.65851 | 0.42623 | 0.15944 | 0.01296 | 0 | 0 | 0 | 0 | 0 | 2283.32 | 2021-10-03 | 10 | 2.3316e-06 | 2.3414e-06 | 2.3409e-06 | 2.3455e-06 | 2.3415e-06 | 4.2516e-05 | 0.00026857 | 0.050956 | 0.30382 | 0.47306 | 0.56894 | 0.60793 | 0.61757 | 0.61708 | 0.61752 | 0.58136 | 0.45238 | 0.18833 | 0.013998 | 0 | 1.3097e-06 | 2.2761e-06 | 2.2872e-06 | 2.2982e-06
1840.48 | 2021-10-02 | 10 | 0 | 0 | 0 | 0 | 0 | 0 | 2.3575e-06 | 0.074707 | 0.41211 | 0.60797 | 0.72879 | 0.78458 | 0.78759 | 0.78248 | 0.76873 | 0.70875 | 0.56923 | 0.26365 | 0.021432 | 0 | 0 | 0 | 0 | 0 | 2283.32 | 2021-10-02 | 10 | 2.3077e-06 | 2.327e-06 | 2.3396e-06 | 2.3134e-06 | 2.2907e-06 | 4.6351e-05 | 0.00028722 | 0.084116 | 0.47052 | 0.64958 | 0.70916 | 0.69821 | 0.68437 | 0.68425 | 0.69699 | 0.69676 | 0.61243 | 0.28977 | 0.020627 | 0 | 1.2516e-06 | 2.3177e-06 | 2.3117e-06 | 2.3082e-06
1840.48 | 2021-10-05 | 10 | 0 | 0 | 0 | 0 | 0 | 0 | 5.6339e-07 | 0.048182 | 0.34629 | 0.60966 | 0.71618 | 0.75796 | 0.75777 | 0.74652 | 0.72531 | 0.63801 | 0.45581 | 0.18046 | 0.007285 | 0 | 0 | 0 | 0 | 0 | 2283.32 | 2021-10-05 | 10 | 2.2528e-06 | 2.2671e-06 | 2.2723e-06 | 2.2729e-06 | 2.2706e-06 | 1.4733e-05 | 4.9538e-05 | 0.044902 | 0.34454 | 0.56464 | 0.66006 | 0.6565 | 0.63715 | 0.63859 | 0.63308 | 0.59909 | 0.45557 | 0.1766 | 0.0066602 | 0 | 2.054e-06 | 2.264e-06 | 2.264e-06 | 2.2929e-06
1840.48 | 2021-11-12 | 11 | 0 | 0 | 0 | 0 | 0 | 0 | 0.0051157 | 0.18888 | 0.50544 | 0.69713 | 0.73662 | 0.74415 | 0.74415 | 0.73102 | 0.67009 | 0.41251 | 0.064764 | 3.7233e-07 | 0 | 0 | 0 | 0 | 0 | 0 | 2333.82 | 2021-11-12 | 11 | 0 | 0 | 0 | 0 | 2.0479e-06 | 0.00010172 | 0.0032816 | 0.13966 | 0.39904 | 0.57553 | 0.60311 | 0.60815 | 0.62712 | 0.65731 | 0.64526 | 0.41134 | 0.056212 | 5.2309e-07 | 5.8605e-07 | 1.976e-06 | 1.9657e-06 | 1.9555e-06 | 1.937e-06 | 1.9291e-06
1840.48 | 2021-11-11 | 11 | 0 | 0 | 0 | 0 | 0 | 0 | 0.0029621 | 0.14896 | 0.32588 | 0.38215 | 0.61439 | 0.69948 | 0.72711 | 0.7303 | 0.66905 | 0.41684 | 0.066915 | 1.4405e-06 | 0 | 0 | 0 | 0 | 0 | 0 | 2333.82 | 2021-11-11 | 11 | 0 | 0 | 0 | 0 | 2.933e-06 | 2.8937e-05 | 0.0019207 | 0.10169 | 0.26767 | 0.33571 | 0.43006 | 0.49328 | 0.53478 | 0.59532 | 0.61728 | 0.41561 | 0.060765 | 6.2593e-07 | 0 | 0 | 0 | 0 | 0 | 0
1840.48 | 2021-11-15 | 11 | 0 | 0 | 0 | 0 | 0 | 0 | 0.0045401 | 0.12612 | 0.32052 | 0.42352 | 0.49477 | 0.51067 | 0.50571 | 0.45131 | 0.34981 | 0.18525 | 0.02017 | 0 | 0 | 0 | 0 | 0 | 0 | 0 | 2333.82 | 2021-11-15 | 11 | 1.9883e-06 | 1.9731e-06 | 2.0147e-06 | 1.9988e-06 | 2.2615e-06 | 1.8847e-05 | 0.0011601 | 0.046454 | 0.1379 | 0.18221 | 0.22347 | 0.2741 | 0.31438 | 0.32204 | 0.26119 | 0.11349 | 0.016096 | 0 | 1.2517e-06 | 1.7768e-06 | 1.8089e-06 | 1.831e-06 | 1.8474e-06 | 1.8887e-06
1840.48 | 2021-11-29 | 11 | 0 | 0 | 0 | 0 | 0 | 0 | 0.00022829 | 0.12348 | 0.47504 | 0.64819 | 0.68231 | 0.68973 | 0.69085 | 0.68101 | 0.6078 | 0.33393 | 0.037654 | 0 | 0 | 0 | 0 | 0 | 0 | 0 | 2333.82 | 2021-11-29 | 11 | 1.8625e-06 | 1.8381e-06 | 1.842e-06 | 1.8274e-06 | 2.0224e-06 | 7.8325e-05 | 0.00057363 | 0.12899 | 0.50935 | 0.62405 | 0.59873 | 0.57247 | 0.58205 | 0.61683 | 0.60854 | 0.35014 | 0.031624 | 0 | 8.2944e-07 | 1.905e-06 | 1.8895e-06 | 1.8762e-06 | 1.8795e-06 | 1.8661e-06
1840.48 | 2021-11-30 | 11 | 0 | 0 | 0 | 0 | 0 | 0 | 0.00015354 | 0.11797 | 0.47117 | 0.66019 | 0.69597 | 0.69237 | 0.68917 | 0.67711 | 0.60021 | 0.33004 | 0.035328 | 4.8216e-09 | 0 | 0 | 0 | 0 | 0 | 0 | 2333.82 | 2021-11-30 | 11 | 1.8736e-06 | 1.8749e-06 | 1.8784e-06 | 1.8625e-06 | 1.9875e-06 | 7.1802e-05 | 0.00049975 | 0.12028 | 0.47704 | 0.60182 | 0.60095 | 0.57373 | 0.58479 | 0.62021 | 0.60511 | 0.35039 | 0.031791 | 2.1401e-07 | 7.4003e-07 | 1.7478e-06 | 1.7601e-06 | 1.7781e-06 | 1.7861e-06 | 1.7939e-06
1840.48 | 2021-12-14 | 12 | 0 | 0 | 0 | 0 | 0 | 0 | 0 | 0.0013297 | 0.013871 | 0.023347 | 0.045224 | 0.061782 | 0.14593 | 0.1365 | 0.14949 | 0.11474 | 0.0285 | 0 | 0 | 0 | 0 | 0 | 0 | 0 | 2583.82 | 2021-12-14 | 12 | 1.646e-06 | 1.6214e-06 | 1.6213e-06 | 1.6542e-06 | 1.7168e-06 | 1.7139e-06 | 1.8583e-06 | 0.0036718 | 0.02069 | 0.039879 | 0.060201 | 0.095927 | 0.13854 | 0.14925 | 0.22143 | 0.14863 | 0.035927 | 0 | 4.936e-07 | 1.5937e-06 | 1.5971e-06 | 1.6019e-06 | 1.6075e-06 | 1.6329e-06
1840.48 | 2021-12-15 | 12 | 0 | 0 | 0 | 0 | 0 | 0 | 2.7022e-05 | 0.049686 | 0.26415 | 0.47172 | 0.58273 | 0.59731 | 0.52619 | 0.55358 | 0.52953 | 0.31417 | 0.03606 | 0 | 0 | 0 | 0 | 0 | 0 | 0 | 2583.82 | 2021-12-15 | 12 | 1.6275e-06 | 1.6198e-06 | 1.6245e-06 | 1.6163e-06 | 1.6082e-06 | 1.6069e-06 | 1.7396e-05 | 0.036694 | 0.35079 | 0.55292 | 0.53539 | 0.49145 | 0.46361 | 0.50583 | 0.4759 | 0.34973 | 0.034312 | 0 | 6.7044e-07 | 1.6426e-06 | 1.6441e-06 | 1.6507e-06 | 1.6455e-06 | 1.6586e-06
1840.48 | 2021-12-13 | 12 | 0 | 0 | 0 | 0 | 0 | 0 | 8.064e-07 | 0.0072219 | 0.036449 | 0.083958 | 0.14412 | 0.15801 | 0.28992 | 0.29162 | 0.13691 | 0.061093 | 0.0042872 | 0 | 0 | 0 | 0 | 0 | 0 | 0 | 2583.82 | 2021-12-13 | 12 | 1.7546e-06 | 1.7376e-06 | 1.7383e-06 | 1.7764e-06 | 1.7768e-06 | 1.7501e-06 | 4.0395e-06 | 0.0024489 | 0.020845 | 0.057324 | 0.11 | 0.16912 | 0.1539 | 0.19588 | 0.14328 | 0.060968 | 0.0076504 | 6.1197e-07 | 1.5985e-06 | 1.609e-06 | 1.6283e-06 | 1.6319e-06 | 1.6434e-06 | 1.6347e-06
1840.48 | 2021-12-16 | 12 | 0 | 0 | 0 | 0 | 0 | 0 | 0 | 0.010809 | 0.090534 | 0.15775 | 0.2017 | 0.24572 | 0.23641 | 0.21253 | 0.15568 | 0.078182 | 0.015071 | 0 | 0 | 0 | 0 | 0 | 0 | 0 | 2583.82 | 2021-12-16 | 12 | 1.6718e-06 | 1.6818e-06 | 1.6732e-06 | 1.6563e-06 | 1.6721e-06 | 1.6398e-06 | 2.0221e-06 | 0.022035 | 0.11722 | 0.18694 | 0.3552 | 0.297 | 0.23537 | 0.19579 | 0.14375 | 0.081802 | 0.0075158 | 0 | 7.7377e-07 | 1.5011e-06 | 1.5081e-06 | 1.5261e-06 | 1.5537e-06 | 1.5879e-06
1840.48 | 2021-12-20 | 12 | 0 | 0 | 0 | 0 | 0 | 0 | 0 | 0.011247 | 0.066484 | 0.1229 | 0.19024 | 0.2219 | 0.20476 | 0.15583 | 0.083492 | 0.046641 | 0.0078039 | 0 | 0 | 0 | 0 | 0 | 0 | 0 | 2583.82 | 2021-12-20 | 12 | 1.6255e-06 | 1.6141e-06 | 1.616e-06 | 1.6295e-06 | 1.67e-06 | 1.2636e-06 | 1.3481e-06 | 0.0057502 | 0.035612 | 0.080713 | 0.11772 | 0.14908 | 0.13 | 0.083371 | 0.044287 | 0.024177 | 0.0026894 | 0 | 1.1547e-06 | 1.4678e-06 | 1.4981e-06 | 1.5238e-06 | 1.5482e-06 | 1.5797e-06
1840.48 | 2022-01-03 | 1 | 0 | 0 | 0 | 0 | 0 | 0 | 0 | 0.053562 | 0.3536 | 0.61406 | 0.66594 | 0.64801 | 0.65044 | 0.59637 | 0.38857 | 0.20854 | 0.048315 | 0 | 0 | 0 | 0 | 0 | 0 | 0 | 2583.82 | 2022-01-03 | 1 | 1.6254e-06 | 1.6199e-06 | 1.6187e-06 | 1.6106e-06 | 1.5976e-06 | 1.566e-06 | 2.7767e-06 | 0.060699 | 0.40995 | 0.62034 | 0.58952 | 0.53951 | 0.52966 | 0.51088 | 0.37519 | 0.19659 | 0.043655 | 4.0731e-08 | 3.5762e-07 | 1.6402e-06 | 1.6267e-06 | 1.6183e-06 | 1.5905e-06 | 1.5915e-06
1840.48 | 2022-01-04 | 1 | 0 | 0 | 0 | 0 | 0 | 0 | 0 | 0.037859 | 0.2855 | 0.56585 | 0.54597 | 0.54074 | 0.58612 | 0.41532 | 0.43437 | 0.36889 | 0.079934 | 4.0198e-05 | 0 | 0 | 0 | 0 | 0 | 0 | 2583.82 | 2022-01-04 | 1 | 1.612e-06 | 1.6173e-06 | 1.5942e-06 | 1.5909e-06 | 1.6039e-06 | 1.5741e-06 | 1.6981e-06 | 0.036795 | 0.34223 | 0.53907 | 0.43689 | 0.45655 | 0.5033 | 0.43073 | 0.43206 | 0.44055 | 0.083714 | 1.8235e-06 | 3.1596e-07 | 1.6621e-06 | 1.6483e-06 | 1.6476e-06 | 1.6428e-06 | 1.6575e-06
1840.48 | 2022-01-31 | 1 | 0 | 0 | 0 | 0 | 0 | 0 | 1.0577e-06 | 0.038734 | 0.23884 | 0.43532 | 0.52714 | 0.41632 | 0.3571 | 0.32096 | 0.24963 | 0.15366 | 0.059999 | 0.0023581 | 0 | 0 | 0 | 0 | 0 | 0 | 2583.82 | 2022-01-31 | 1 | 0 | 0 | 0 | 0 | 0 | 0 | 4.5054e-06 | 0.046931 | 0.24297 | 0.38134 | 0.47245 | 0.43322 | 0.36703 | 0.34628 | 0.21545 | 0.13734 | 0.055688 | 0.0020314 | 1.4398e-06 | 0 | 0 | 0 | 0 | 0
1840.48 | 2022-01-10 | 1 | 0 | 0 | 0 | 0 | 0 | 0 | 0 | 0.017954 | 0.16943 | 0.27215 | 0.43352 | 0.48828 | 0.56661 | 0.63774 | 0.60831 | 0.42546 | 0.098212 | 3.4669e-05 | 0 | 0 | 0 | 0 | 0 | 0 | 2583.82 | 2022-01-10 | 1 | 0 | 0 | 0 | 0 | 0 | 0 | 2.5012e-07 | 0.011636 | 0.092686 | 0.21081 | 0.35322 | 0.44137 | 0.48331 | 0.52384 | 0.55952 | 0.41325 | 0.10455 | 4.8089e-05 | 0 | 0 | 0 | 0 | 0 | 0
1840.48 | 2022-01-05 | 1 | 0 | 0 | 0 | 0 | 0 | 0 | 0 | 0.014125 | 0.14079 | 0.27381 | 0.45377 | 0.56374 | 0.62753 | 0.6453 | 0.56633 | 0.35801 | 0.07413 | 1.8121e-07 | 0 | 0 | 0 | 0 | 0 | 0 | 2583.82 | 2022-01-05 | 1 | 1.6714e-06 | 1.697e-06 | 1.7198e-06 | 1.7284e-06 | 1.7295e-06 | 1.7144e-06 | 1.7496e-06 | 0.011158 | 0.11948 | 0.26197 | 0.40795 | 0.47895 | 0.50999 | 0.53344 | 0.42989 | 0.28996 | 0.050783 | 1.9116e-06 | 7.181e-07 | 1.643e-06 | 1.644e-06 | 1.6498e-06 | 1.6629e-06 | 1.6936e-06
1840.48 | 2022-02-23 | 2 | 0 | 0 | 0 | 0 | 0.00080625 | 0.0056948 | 0.0099049 | 0.18574 | 0.58418 | 0.68945 | 0.64695 | 0.57382 | 0.62729 | 0.64246 | 0.60405 | 0.51971 | 0.37758 | 0.056342 | 0 | 0 | 0 | 0 | 0 | 0 | 2583.82 | 2022-02-23 | 2 | 0 | 0 | 0 | 0 | 0 | 0 | 0.0021343 | 0.24974 | 0.68521 | 0.80096 | 0.78099 | 0.75602 | 0.77471 | 0.75822 | 0.80259 | 0.83986 | 0.54393 | 0.070758 | 2.4918e-05 | 0 | 0 | 0 | 0 | 0
1840.48 | 2022-02-22 | 2 | 0 | 0 | 0 | 0 | 3.6713e-05 | 0.00076132 | 0.0035804 | 0.072934 | 0.28163 | 0.3581 | 0.5614 | 0.4916 | 0.47588 | 0.56725 | 0.46067 | 0.3706 | 0.19182 | 0.037828 | 0 | 0 | 0 | 0 | 0 | 0 | 2583.82 | 2022-02-22 | 2 | 0 | 0 | 0 | 0 | 0 | 0 | 0.00090871 | 0.094032 | 0.2861 | 0.45617 | 0.49576 | 0.43497 | 0.39601 | 0.43993 | 0.43345 | 0.41228 | 0.30387 | 0.04181 | 1.5548e-05 | 0 | 0 | 0 | 0 | 0
1840.48 | 2022-02-24 | 2 | 0 | 0 | 0 | 0 | 0 | 0 | 0.005938 | 0.25955 | 0.63907 | 0.76142 | 0.76951 | 0.69099 | 0.57612 | 0.50438 | 0.5208 | 0.46794 | 0.36073 | 0.063549 | 0 | 0 | 0 | 0 | 0 | 0 | 2583.82 | 2022-02-24 | 2 | 0 | 0 | 0 | 0 | 0 | 0 | 0.0068233 | 0.32075 | 0.75677 | 0.78562 | 0.70903 | 0.6177 | 0.62384 | 0.63978 | 0.66072 | 0.62329 | 0.46774 | 0.075104 | 2.8491e-05 | 5.5614e-07 | 0 | 0 | 0 | 0
1840.48 | 2022-02-01 | 2 | 0 | 0 | 0 | 0 | 0 | 0 | 3.7568e-07 | 0.067784 | 0.43175 | 0.65688 | 0.71524 | 0.69973 | 0.74034 | 0.72591 | 0.71964 | 0.60924 | 0.24513 | 0.0086624 | 0 | 0 | 0 | 0 | 0 | 0 | 2583.82 | 2022-02-01 | 2 | 0 | 0 | 0 | 0 | 0 | 0 | 2.1737e-06 | 0.094567 | 0.53454 | 0.70672 | 0.68522 | 0.66086 | 0.68058 | 0.71439 | 0.73184 | 0.64427 | 0.26372 | 0.0081281 | 4.0634e-06 | 0 | 0 | 0 | 0 | 0
1840.48 | 2022-02-10 | 2 | 0 | 0 | 0 | 0 | 0 | 0 | 9.0811e-05 | 0.13451 | 0.54139 | 0.74141 | 0.78582 | 0.78115 | 0.79301 | 0.78594 | 0.73966 | 0.58748 | 0.31401 | 0.021165 | 0 | 0 | 0 | 0 | 0 | 0 | 2583.82 | 2022-02-10 | 2 | 0 | 0 | 0 | 0 | 0 | 0 | 0.00015618 | 0.1486 | 0.61532 | 0.78323 | 0.76858 | 0.73671 | 0.72944 | 0.75467 | 0.77602 | 0.67042 | 0.34908 | 0.020098 | 7.9384e-06 | 0 | 0 | 0 | 0 | 0
1840.48 | 2022-03-23 | 3 | 0 | 0 | 0 | 0 | 0 | 0 | 2.8618e-06 | 0.09334 | 0.48101 | 0.707 | 0.79966 | 0.83707 | 0.84243 | 0.82117 | 0.81141 | 0.77699 | 0.74233 | 0.50932 | 0.15853 | 0.0011505 | 0 | 0 | 0 | 0 | 2583.82 | 2022-03-23 | 3 | 0 | 0 | 0 | 0 | 0 | 0 | 1.7394e-05 | 0.13003 | 0.61991 | 0.70685 | 0.73647 | 0.65841 | 0.68541 | 0.72117 | 0.77767 | 0.76786 | 0.79501 | 0.6093 | 0.20366 | 0.001329 | 0 | 0 | 0 | 0
1840.48 | 2022-03-24 | 3 | 0 | 0 | 0 | 0 | 0 | 0 | 6.052e-06 | 0.098939 | 0.48457 | 0.74408 | 0.79313 | 0.83844 | 0.88216 | 0.88095 | 0.87262 | 0.83992 | 0.76323 | 0.548 | 0.1601 | 0.0012714 | 0 | 0 | 0 | 0 | 2583.82 | 2022-03-24 | 3 | 0 | 0 | 0 | 0 | 0 | 0 | 3.2499e-05 | 0.14001 | 0.65233 | 0.88195 | 0.86976 | 0.86969 | 0.86995 | 0.86764 | 0.87939 | 0.89817 | 0.86728 | 0.70724 | 0.21269 | 0.0014863 | 0 | 0 | 0 | 0
1840.48 | 2022-03-22 | 3 | 0 | 0 | 0 | 0 | 0 | 0 | 1.003e-06 | 0.086127 | 0.48965 | 0.76087 | 0.82191 | 0.86367 | 0.86161 | 0.85978 | 0.84581 | 0.82775 | 0.75829 | 0.48501 | 0.15843 | 0.00094468 | 0 | 0 | 0 | 0 | 2583.82 | 2022-03-22 | 3 | 0 | 0 | 0 | 0 | 0 | 0 | 1.164e-05 | 0.1195 | 0.65144 | 0.87368 | 0.84962 | 0.85476 | 0.82789 | 0.83637 | 0.84364 | 0.84891 | 0.83279 | 0.60366 | 0.20806 | 0.0011436 | 0 | 0 | 0 | 0
1840.48 | 2022-03-25 | 3 | 0 | 0 | 0 | 0 | 0 | 0 | 3.5934e-05 | 0.084135 | 0.40025 | 0.66447 | 0.75799 | 0.84454 | 0.85822 | 0.84342 | 0.77918 | 0.74777 | 0.61412 | 0.31429 | 0.078923 | 0.0011631 | 0 | 0 | 0 | 0 | 2583.82 | 2022-03-25 | 3 | 0 | 0 | 0 | 0 | 0 | 0 | 0.00013476 | 0.12787 | 0.55092 | 0.81941 | 0.86528 | 0.8534 | 0.85901 | 0.835 | 0.81622 | 0.76242 | 0.62944 | 0.35213 | 0.095369 | 0.0015515 | 0 | 0 | 0 | 0
1840.48 | 2022-03-01 | 3 | 0 | 0 | 0 | 0 | 0 | 0 | 0.012572 | 0.29776 | 0.67485 | 0.7984 | 0.76902 | 0.73989 | 0.78445 | 0.77582 | 0.73024 | 0.61662 | 0.34579 | 0.063626 | 1.3915e-06 | 0 | 0 | 0 | 0 | 0 | 2583.82 | 2022-03-01 | 3 | 0 | 0 | 0 | 0 | 0 | 0 | 0.013284 | 0.36992 | 0.80322 | 0.8697 | 0.77516 | 0.72733 | 0.76123 | 0.74457 | 0.63338 | 0.66421 | 0.39501 | 0.069332 | 3.603e-05 | 0 | 0 | 0 | 0 | 0
1840.48 | 2022-04-08 | 4 | 0 | 0 | 0 | 0 | 0 | 0 | 0.0027959 | 0.1754 | 0.54608 | 0.74923 | 0.83974 | 0.87829 | 0.88501 | 0.88609 | 0.88074 | 0.84471 | 0.75684 | 0.5467 | 0.19248 | 0.0077667 | 0 | 0 | 0 | 0 | 2583.82 | 2022-04-08 | 4 | 0 | 0 | 0 | 0 | 0 | 0 | 0.0039006 | 0.26407 | 0.71236 | 0.87159 | 0.8922 | 0.88244 | 0.87257 | 0.8692 | 0.87499 | 0.88739 | 0.85631 | 0.70235 | 0.25103 | 0.010818 | 0 | 0 | 0 | 0
1840.48 | 2022-04-07 | 4 | 0 | 0 | 0 | 0 | 0 | 0 | 0.0028294 | 0.1758 | 0.54651 | 0.71219 | 0.80783 | 0.81105 | 0.8389 | 0.84862 | 0.84695 | 0.82421 | 0.74213 | 0.55335 | 0.19696 | 0.0067837 | 0 | 0 | 0 | 0 | 2583.82 | 2022-04-07 | 4 | 0 | 0 | 0 | 0 | 0 | 0 | 0.0039932 | 0.24918 | 0.70376 | 0.81953 | 0.84957 | 0.81318 | 0.83625 | 0.83461 | 0.84653 | 0.84553 | 0.81202 | 0.68621 | 0.26191 | 0.0087878 | 0 | 0 | 0 | 0
1840.48 | 2022-04-06 | 4 | 0 | 0 | 0 | 0 | 0 | 0 | 0.0023192 | 0.17946 | 0.56782 | 0.74832 | 0.79011 | 0.86187 | 0.83552 | 0.86516 | 0.85076 | 0.81898 | 0.74737 | 0.56858 | 0.19673 | 0.0058803 | 0 | 0 | 0 | 0 | 2583.82 | 2022-04-06 | 4 | 0 | 4.2689e-10 | 8.4265e-08 | 1.585e-07 | 1.9323e-07 | 2.1592e-07 | 0.0037475 | 0.26968 | 0.73386 | 0.84936 | 0.82077 | 0.86288 | 0.85242 | 0.84605 | 0.85669 | 0.84746 | 0.84634 | 0.71081 | 0.26866 | 0.0078145 | 0 | 0 | 0 | 0
1840.48 | 2022-04-25 | 4 | 0 | 0 | 0 | 0 | 0 | 0 | 0.02463 | 0.29969 | 0.63053 | 0.74516 | 0.85162 | 0.90103 | 0.9128 | 0.92543 | 0.90224 | 0.86664 | 0.77594 | 0.55016 | 0.22819 | 0.014585 | 0 | 0 | 0 | 0 | 2583.82 | 2022-04-25 | 4 | 0 | 0 | 0 | 0 | 0 | 7.052e-08 | 0.038407 | 0.43328 | 0.77395 | 0.8364 | 0.86376 | 0.87329 | 0.87814 | 0.87588 | 0.87972 | 0.86706 | 0.84244 | 0.6032 | 0.26646 | 0.015861 | 0 | 7.7405e-13 | 0 | 3.8702e-13
1840.48 | 2022-04-26 | 4 | 0 | 0 | 0 | 0 | 0 | 0 | 0.023832 | 0.25811 | 0.56006 | 0.72605 | 0.77095 | 0.848 | 0.83907 | 0.73078 | 0.75004 | 0.6334 | 0.48227 | 0.30931 | 0.16152 | 0.022518 | 0 | 0 | 0 | 0 | 2583.82 | 2022-04-26 | 4 | 0 | 0 | 3.8702e-13 | 0 | 0 | 2.2107e-09 | 0.040716 | 0.39479 | 0.705 | 0.73111 | 0.64104 | 0.77324 | 0.79384 | 0.66835 | 0.62184 | 0.61438 | 0.40837 | 0.34946 | 0.21585 | 0.036688 | 1.1772e-08 | 3.8702e-13 | 0 | 0
1840.48 | 2022-05-25 | 5 | 0 | 0 | 0 | 0 | 0 | 0.00019977 | 0.090125 | 0.40245 | 0.6369 | 0.74169 | 0.80321 | 0.84643 | 0.78498 | 0.76042 | 0.7223 | 0.63892 | 0.58636 | 0.56382 | 0.33332 | 0.065836 | 0.00032497 | 0 | 0 | 0 | 2583.82 | 2022-05-25 | 5 | 2.4562e-08 | 2.4924e-08 | 2.5688e-08 | 2.6166e-08 | 2.6358e-08 | 0.00037282 | 0.14689 | 0.57928 | 0.78204 | 0.80971 | 0.82437 | 0.8149 | 0.82758 | 0.81347 | 0.72902 | 0.66332 | 0.67229 | 0.66612 | 0.45066 | 0.092924 | 0.00030149 | 0 | 5.3022e-11 | 0
1840.48 | 2022-05-24 | 5 | 0 | 0 | 0 | 0 | 7.335e-11 | 0.00019111 | 0.090577 | 0.41241 | 0.67081 | 0.7904 | 0.87005 | 0.88918 | 0.9059 | 0.89401 | 0.87662 | 0.81474 | 0.69476 | 0.62291 | 0.36876 | 0.072079 | 0.00013216 | 0 | 0 | 0 | 2583.82 | 2022-05-24 | 5 | 0 | 0 | 0 | 0 | 0 | 0.00034794 | 0.16118 | 0.62599 | 0.85431 | 0.87704 | 0.87962 | 0.87451 | 0.8694 | 0.86488 | 0.85822 | 0.87835 | 0.83395 | 0.77114 | 0.53326 | 0.1121 | 0.00011572 | 0 | 9.0119e-09 | 2.3547e-08
1840.48 | 2022-05-18 | 5 | 0 | 0 | 0 | 0 | 0 | 8.8921e-05 | 0.079692 | 0.39793 | 0.63387 | 0.70403 | 0.74356 | 0.75202 | 0.76498 | 0.72132 | 0.69364 | 0.8202 | 0.78264 | 0.64096 | 0.35931 | 0.060995 | 7.8739e-06 | 0 | 0 | 0 | 2583.82 | 2022-05-18 | 5 | 0 | 0 | 0 | 0 | 0 | 0.0002454 | 0.1369 | 0.59438 | 0.82059 | 0.85316 | 0.85414 | 0.84482 | 0.8434 | 0.76751 | 0.81534 | 0.87416 | 0.83634 | 0.79633 | 0.51782 | 0.094261 | 2.9977e-05 | 0 | 0 | 0
1840.48 | 2022-05-26 | 5 | 0 | 0 | 0 | 0 | 0 | 0.00022297 | 0.08738 | 0.39517 | 0.65237 | 0.79566 | 0.86659 | 0.89836 | 0.90729 | 0.8994 | 0.87033 | 0.79757 | 0.63426 | 0.43053 | 0.22542 | 0.048188 | 0.00034936 | 0 | 0 | 0 | 2583.82 | 2022-05-26 | 5 | 0 | 0 | 0 | 0 | 2.0265e-09 | 0.00035529 | 0.13361 | 0.52251 | 0.73098 | 0.8011 | 0.82745 | 0.83104 | 0.83122 | 0.83057 | 0.81942 | 0.79126 | 0.61807 | 0.4188 | 0.22859 | 0.044253 | 0.00018024 | 1.3933e-11 | 6.9664e-12 | 0
1840.48 | 2022-05-14 | 5 | 0 | 0 | 0 | 0 | 0 | 2.8602e-05 | 0.075488 | 0.36027 | 0.60666 | 0.71045 | 0.75171 | 0.8174 | 0.81564 | 0.9018 | 0.89853 | 0.86587 | 0.79599 | 0.64582 | 0.35228 | 0.054153 | 3.6764e-06 | 0 | 0 | 0 | 2583.82 | 2022-05-14 | 5 | 0 | 0 | 0 | 0 | 0 | 0.00011656 | 0.13615 | 0.582 | 0.69208 | 0.72567 | 0.69892 | 0.68692 | 0.6964 | 0.80494 | 0.83431 | 0.86624 | 0.87535 | 0.80121 | 0.52305 | 0.086151 | 1.0542e-05 | 0 | 0 | 0
1840.48 | 2022-06-27 | 6 | 0 | 0 | 0 | 0 | 0 | 0.00030792 | 0.09417 | 0.40213 | 0.64414 | 0.77401 | 0.84306 | 0.88319 | 0.89712 | 0.90055 | 0.88308 | 0.84206 | 0.7647 | 0.6394 | 0.41977 | 0.12015 | 0.0019611 | 0 | 0 | 0 | 2583.82 | 2022-06-27 | 6 | 0 | 0 | 0 | 0 | 0 | 0.00051348 | 0.1665 | 0.59503 | 0.80573 | 0.8481 | 0.87032 | 0.87475 | 0.87052 | 0.85381 | 0.84222 | 0.84253 | 0.833 | 0.78351 | 0.6022 | 0.19364 | 0.0030606 | 0 | 0 | 0
1840.48 | 2022-06-28 | 6 | 0 | 0 | 0 | 0 | 0 | 0.00029548 | 0.089182 | 0.38441 | 0.63802 | 0.76852 | 0.84122 | 0.89136 | 0.89953 | 0.89933 | 0.87297 | 0.83812 | 0.75949 | 0.63314 | 0.41394 | 0.11762 | 0.0019458 | 0 | 0 | 0 | 2583.82 | 2022-06-28 | 6 | 0 | 0 | 0 | 0 | 0 | 0.00052079 | 0.16407 | 0.6054 | 0.81729 | 0.877 | 0.88305 | 0.87737 | 0.88265 | 0.87326 | 0.86532 | 0.85835 | 0.84358 | 0.80315 | 0.60342 | 0.19355 | 0.0026825 | 0 | 0 | 0
1840.48 | 2022-06-23 | 6 | 0 | 0 | 0 | 0 | 0 | 0.00030413 | 0.073993 | 0.34332 | 0.60513 | 0.71815 | 0.80678 | 0.87799 | 0.89036 | 0.85649 | 0.81857 | 0.80322 | 0.73734 | 0.60755 | 0.39637 | 0.10492 | 0.001564 | 0 | 0 | 0 | 2583.82 | 2022-06-23 | 6 | 0 | 0 | 0 | 0 | 0 | 0.00068276 | 0.1079 | 0.36706 | 0.66519 | 0.79106 | 0.84851 | 0.87294 | 0.86723 | 0.87526 | 0.83687 | 0.83562 | 0.82511 | 0.78392 | 0.58801 | 0.17997 | 0.002495 | 7.7405e-13 | 0 | 0
1840.48 | 2022-06-24 | 6 | 0 | 0 | 0 | 0 | 0 | 0.00037219 | 0.09342 | 0.39429 | 0.63723 | 0.76767 | 0.84315 | 0.8833 | 0.89451 | 0.89482 | 0.86804 | 0.8325 | 0.76034 | 0.63768 | 0.41606 | 0.11855 | 0.0020049 | 0 | 0 | 0 | 2583.82 | 2022-06-24 | 6 | 0 | 0 | 0 | 0 | 0 | 0.00056269 | 0.16554 | 0.59379 | 0.81908 | 0.86584 | 0.87217 | 0.86254 | 0.87625 | 0.87493 | 0.85239 | 0.84021 | 0.80086 | 0.78238 | 0.59507 | 0.18954 | 0.0030346 | 0 | 0 | 0
1840.48 | 2022-06-21 | 6 | 0 | 0 | 0 | 0 | 0 | 0.0005007 | 0.09692 | 0.39771 | 0.63909 | 0.77918 | 0.85579 | 0.89365 | 0.90596 | 0.89898 | 0.87824 | 0.8433 | 0.76844 | 0.62556 | 0.33383 | 0.087323 | 0.0014042 | 0 | 0 | 0 | 2583.82 | 2022-06-21 | 6 | 0 | 0 | 0 | 0 | 0 | 0.000806 | 0.17896 | 0.61606 | 0.82375 | 0.88239 | 0.88712 | 0.88119 | 0.88653 | 0.87444 | 0.87735 | 0.8736 | 0.85661 | 0.78674 | 0.58753 | 0.17552 | 0.0027229 | 0 | 0 | 0
1840.48 | 2022-07-18 | 7 | 0 | 0 | 0 | 0 | 0 | 2.6254e-06 | 0.044875 | 0.24946 | 0.40721 | 0.54697 | 0.58401 | 0.5221 | 0.66232 | 0.56991 | 0.69548 | 0.56405 | 0.49686 | 0.39146 | 0.26221 | 0.060125 | 0.00058592 | 0 | 0 | 0 | 2583.82 | 2022-07-18 | 7 | 0 | 0 | 0 | 0 | 0 | 2.3268e-05 | 0.073394 | 0.40942 | 0.66204 | 0.66231 | 0.64243 | 0.59817 | 0.64821 | 0.57526 | 0.64322 | 0.61195 | 0.58161 | 0.48345 | 0.34768 | 0.083682 | 0.00065328 | 0 | 0 | 0
1840.48 | 2022-07-19 | 7 | 0 | 0 | 0 | 0 | 0 | 2.6242e-07 | 0.046414 | 0.33114 | 0.60813 | 0.75558 | 0.83489 | 0.87458 | 0.88603 | 0.87479 | 0.84443 | 0.83028 | 0.75667 | 0.63048 | 0.40014 | 0.097272 | 0.00071814 | 0 | 0 | 0 | 2583.82 | 2022-07-19 | 7 | 0 | 0 | 0 | 0 | 0 | 1.6865e-05 | 0.082408 | 0.49446 | 0.76724 | 0.85458 | 0.85349 | 0.84474 | 0.84577 | 0.84138 | 0.82598 | 0.85824 | 0.83622 | 0.78113 | 0.56688 | 0.14822 | 0.0010042 | 0 | 0 | 0
1840.48 | 2022-07-20 | 7 | 0 | 0 | 0 | 0 | 0 | 1.8947e-07 | 0.048372 | 0.32943 | 0.60757 | 0.74954 | 0.82941 | 0.85767 | 0.86072 | 0.84909 | 0.82436 | 0.78451 | 0.70163 | 0.58916 | 0.39206 | 0.10307 | 0.00075121 | 0 | 0 | 0 | 2583.82 | 2022-07-20 | 7 | 5.4183e-11 | 0 | 0 | 0 | 0 | 1.4027e-05 | 0.096106 | 0.51579 | 0.78061 | 0.86267 | 0.85935 | 0.84144 | 0.83469 | 0.81651 | 0.82163 | 0.8322 | 0.78876 | 0.7515 | 0.53554 | 0.1448 | 0.0010759 | 1.0821e-09 | 1.1677e-09 | 1.2373e-09
1840.48 | 2022-07-11 | 7 | 0 | 0 | 0 | 0 | 0 | 3.4839e-05 | 0.071149 | 0.37103 | 0.62503 | 0.76126 | 0.83686 | 0.87278 | 0.88441 | 0.88668 | 0.84078 | 0.82916 | 0.74514 | 0.63617 | 0.40777 | 0.11125 | 0.001398 | 0 | 0 | 0 | 2583.82 | 2022-07-11 | 7 | 0 | 0 | 0 | 0 | 0 | 7.9622e-05 | 0.12992 | 0.56919 | 0.77391 | 0.84829 | 0.88003 | 0.88418 | 0.88063 | 0.85688 | 0.81887 | 0.83727 | 0.8297 | 0.78939 | 0.58204 | 0.17948 | 0.0020302 | 0 | 0 | 0
1840.48 | 2022-07-21 | 7 | 0 | 0 | 0 | 0 | 0 | 4.8549e-07 | 0.051019 | 0.34324 | 0.62337 | 0.76605 | 0.84112 | 0.88379 | 0.89607 | 0.88897 | 0.87141 | 0.84044 | 0.7638 | 0.64701 | 0.40983 | 0.096259 | 0.00062783 | 0 | 0 | 0 | 2583.82 | 2022-07-21 | 7 | 1.2946e-09 | 1.3457e-09 | 1.3859e-09 | 1.4181e-09 | 1.4525e-09 | 1.1993e-05 | 0.093613 | 0.53079 | 0.79302 | 0.8515 | 0.84195 | 0.852 | 0.84173 | 0.84872 | 0.85313 | 0.84697 | 0.81178 | 0.78173 | 0.57617 | 0.15285 | 0.00071282 | 1.0477e-09 | 1.1348e-09 | 1.2261e-09
1840.48 | 2022-08-16 | 8 | 0 | 0 | 0 | 0 | 0 | 0 | 0.014081 | 0.24488 | 0.56288 | 0.72934 | 0.81103 | 0.84998 | 0.85856 | 0.83479 | 0.80992 | 0.67592 | 0.5754 | 0.50936 | 0.2372 | 0.030442 | 1.1023e-07 | 0 | 0 | 0 | 2583.82 | 2022-08-16 | 8 | 0 | 0 | 0 | 0 | 1.3346e-06 | 3.9512e-05 | 0.022064 | 0.36355 | 0.70897 | 0.82344 | 0.83817 | 0.81994 | 0.8068 | 0.77186 | 0.7554 | 0.73983 | 0.6281 | 0.60195 | 0.34971 | 0.043729 | 5.1748e-07 | 0 | 0 | 0
1840.48 | 2022-08-31 | 8 | 0 | 0 | 0 | 0 | 0 | 0 | 0.0043872 | 0.19598 | 0.55301 | 0.73332 | 0.80968 | 0.84893 | 0.85534 | 0.84932 | 0.83321 | 0.79895 | 0.70864 | 0.5307 | 0.19061 | 0.0061749 | 0 | 0 | 0 | 0 | 2583.82 | 2022-08-31 | 8 | 0 | 0 | 0 | 0 | 1.3815e-05 | 0.0001267 | 0.0068033 | 0.28532 | 0.69718 | 0.82225 | 0.82751 | 0.81812 | 0.80977 | 0.80548 | 0.81146 | 0.83025 | 0.79138 | 0.66753 | 0.258 | 0.0077702 | 0 | 0 | 0 | 0
1840.48 | 2022-08-15 | 8 | 0 | 0 | 0 | 0 | 0 | 0 | 0.016886 | 0.26896 | 0.5991 | 0.75738 | 0.83281 | 0.8623 | 0.86975 | 0.87112 | 0.85667 | 0.80831 | 0.66229 | 0.59376 | 0.30661 | 0.032533 | 0 | 0 | 0 | 0 | 2583.82 | 2022-08-15 | 8 | 0 | 0 | 0 | 0 | 1.7343e-06 | 2.206e-05 | 0.029533 | 0.41035 | 0.75721 | 0.83074 | 0.84731 | 0.84647 | 0.84218 | 0.82316 | 0.82694 | 0.78295 | 0.68668 | 0.68425 | 0.42472 | 0.04737 | 4.2587e-07 | 0 | 0 | 0
1840.48 | 2022-08-17 | 8 | 0 | 0 | 0 | 0 | 0 | 0 | 0.008333 | 0.073573 | 0.34102 | 0.47926 | 0.57299 | 0.69799 | 0.79862 | 0.76826 | 0.77029 | 0.7505 | 0.71021 | 0.55826 | 0.25348 | 0.024776 | 0 | 0 | 0 | 0 | 2583.82 | 2022-08-17 | 8 | 0 | 0 | 0 | 0 | 0 | 4.3571e-06 | 0.0084558 | 0.095953 | 0.29151 | 0.49245 | 0.57181 | 0.68123 | 0.72482 | 0.73245 | 0.74413 | 0.77093 | 0.78646 | 0.68759 | 0.35881 | 0.035067 | 3.7002e-07 | 0 | 0 | 0
1840.48 | 2022-08-23 | 8 | 0 | 0 | 0 | 0 | 0 | 0 | 0.0093901 | 0.23336 | 0.5736 | 0.74679 | 0.82296 | 0.85798 | 0.86599 | 0.86177 | 0.84511 | 0.81256 | 0.73407 | 0.57389 | 0.25467 | 0.017631 | 0 | 0 | 0 | 0 | 2583.82 | 2022-08-23 | 8 | 0 | 0 | 0 | 0 | 2.0844e-06 | 7.6765e-05 | 0.0157 | 0.3586 | 0.76388 | 0.84347 | 0.84735 | 0.83527 | 0.8324 | 0.82986 | 0.83531 | 0.85326 | 0.81205 | 0.72553 | 0.34802 | 0.024314 | 0 | 0 | 0 | 0
1840.48 | 2022-09-06 | 9 | 0 | 0 | 0 | 0 | 0 | 0 | 0.0018955 | 0.15919 | 0.50222 | 0.68675 | 0.76269 | 0.78832 | 0.78206 | 0.73776 | 0.6951 | 0.71362 | 0.6385 | 0.44905 | 0.12941 | 0.002008 | 0 | 0 | 0 | 0 | 2583.82 | 2022-09-06 | 9 | 0 | 0 | 0 | 0 | 1.0605e-05 | 0.00011189 | 0.0029037 | 0.21225 | 0.60051 | 0.7146 | 0.71355 | 0.69774 | 0.66264 | 0.64804 | 0.6188 | 0.68175 | 0.66434 | 0.51763 | 0.16017 | 0.0023525 | 0 | 0 | 0 | 0
1840.48 | 2022-09-07 | 9 | 0 | 0 | 0 | 0 | 0 | 0 | 0.0018079 | 0.15005 | 0.47642 | 0.66871 | 0.7552 | 0.79487 | 0.80283 | 0.78961 | 0.76545 | 0.73413 | 0.60879 | 0.44896 | 0.12775 | 0.001539 | 0 | 0 | 0 | 0 | 2583.82 | 2022-09-07 | 9 | 0 | 0 | 0 | 0 | 1.0229e-05 | 0.00010996 | 0.0023797 | 0.20856 | 0.59263 | 0.72665 | 0.7602 | 0.75802 | 0.7502 | 0.73854 | 0.74506 | 0.74952 | 0.61925 | 0.55079 | 0.17033 | 0.0019392 | 0 | 0 | 0 | 0
1840.48 | 2022-09-05 | 9 | 0 | 0 | 0 | 0 | 0 | 0 | 0.00162 | 0.13615 | 0.443 | 0.67763 | 0.75619 | 0.79898 | 0.80239 | 0.79596 | 0.78541 | 0.74276 | 0.64243 | 0.46939 | 0.14546 | 0.0023632 | 0 | 0 | 0 | 0 | 2583.82 | 2022-09-05 | 9 | 0 | 0 | 0 | 0 | 9.9343e-06 | 0.00011405 | 0.0029252 | 0.19501 | 0.57454 | 0.6963 | 0.70958 | 0.7708 | 0.76022 | 0.75338 | 0.74696 | 0.75525 | 0.67774 | 0.56455 | 0.19236 | 0.0031963 | 0 | 0 | 0 | 0
1840.48 | 2022-09-08 | 9 | 0 | 0 | 0 | 0 | 0 | 0 | 0.0011289 | 0.11691 | 0.45115 | 0.64344 | 0.73892 | 0.77896 | 0.78386 | 0.77594 | 0.77053 | 0.69926 | 0.56333 | 0.33458 | 0.10513 | 0.0011243 | 0 | 0 | 0 | 0 | 2583.82 | 2022-09-08 | 9 | 0 | 5.572e-09 | 0 | 0 | 4.7451e-06 | 6.5908e-05 | 0.0018459 | 0.17814 | 0.54987 | 0.69245 | 0.73324 | 0.72296 | 0.71876 | 0.71675 | 0.72641 | 0.73156 | 0.56587 | 0.38613 | 0.11385 | 0.0012245 | 0 | 0 | 0 | 0
1840.48 | 2022-09-01 | 9 | 0 | 0 | 0 | 0 | 0 | 0 | 0.0039798 | 0.18663 | 0.53565 | 0.71582 | 0.79934 | 0.83497 | 0.84593 | 0.8378 | 0.82394 | 0.78443 | 0.69374 | 0.51511 | 0.18313 | 0.0053425 | 0 | 0 | 0 | 0 | 2583.82 | 2022-09-01 | 9 | 0 | 0 | 0 | 0 | 4.312e-06 | 8.638e-05 | 0.0059944 | 0.27765 | 0.67984 | 0.8159 | 0.81665 | 0.81179 | 0.79668 | 0.79128 | 0.78783 | 0.81328 | 0.76433 | 0.63589 | 0.2445 | 0.0070095 | 0 | 0 | 0 | 0
1840.48 | 2022-09-02 | 9 | 0 | 0 | 0 | 0 | 0 | 0 | 0.0037916 | 0.17723 | 0.52056 | 0.70054 | 0.78745 | 0.8239 | 0.83655 | 0.82925 | 0.80096 | 0.75978 | 0.68749 | 0.50728 | 0.17324 | 0.0044783 | 0 | 0 | 0 | 0 | 2583.82 | 2022-09-02 | 9 | 0 | 0 | 0 | 0 | 1.4405e-05 | 9.5752e-05 | 0.0058741 | 0.22754 | 0.65747 | 0.7986 | 0.8024 | 0.79832 | 0.79155 | 0.78226 | 0.79059 | 0.80527 | 0.77116 | 0.64323 | 0.23748 | 0.0060845 | 0 | 0 | 0 | 0
1840.48 | 2022-09-04 | 9 | 0 | 0 | 0 | 0 | 0 | 0 | 0.0028545 | 0.17313 | 0.51588 | 0.67532 | 0.75634 | 0.81078 | 0.81858 | 0.81448 | 0.8007 | 0.75584 | 0.62449 | 0.44863 | 0.13035 | 0.0025472 | 0 | 0 | 0 | 0 | 2583.82 | 2022-09-04 | 9 | 0 | 0 | 0 | 0 | 1.2507e-05 | 0.00011749 | 0.0044361 | 0.26132 | 0.67622 | 0.7356 | 0.73977 | 0.79458 | 0.78133 | 0.77288 | 0.78223 | 0.78919 | 0.75463 | 0.61505 | 0.21933 | 0.0041631 | 0 | 0 | 0 | 0
1840.48 | 2022-09-03 | 9 | 0 | 0 | 0 | 0 | 0 | 2.7167e-12 | 0.0031884 | 0.1735 | 0.53166 | 0.71627 | 0.79527 | 0.83156 | 0.83127 | 0.82947 | 0.81585 | 0.77419 | 0.50706 | 0.49207 | 0.16975 | 0.0037986 | 0 | 0 | 0 | 0 | 2583.82 | 2022-09-03 | 9 | 0 | 0 | 0 | 0 | 1.0975e-05 | 0.00012726 | 0.0048029 | 0.26624 | 0.70083 | 0.81345 | 0.82457 | 0.81865 | 0.80337 | 0.79712 | 0.80309 | 0.80662 | 0.64126 | 0.62906 | 0.23284 | 0.0051216 | 0 | 0 | 0 | 0
1840.48 | 2022-09-09 | 9 | 0 | 0 | 0 | 0 | 0 | 0 | 0.0011934 | 0.11604 | 0.44825 | 0.63258 | 0.68333 | 0.66738 | 0.64168 | 0.57536 | 0.5918 | 0.56889 | 0.45092 | 0.27746 | 0.060079 | 0.00042932 | 0 | 0 | 0 | 0 | 2583.82 | 2022-09-09 | 9 | 0 | 0 | 2.1733e-08 | 0 | 2.0592e-06 | 2.1956e-05 | 0.0014541 | 0.16624 | 0.51727 | 0.6651 | 0.68297 | 0.69776 | 0.7188 | 0.68506 | 0.64318 | 0.61656 | 0.59696 | 0.35084 | 0.062187 | 0.00048454 | 0 | 0 | 0 | 0
1840.48 | 2022-10-05 | 10 | 0 | 0 | 0 | 0 | 0 | 0 | 8.9453e-08 | 0.088605 | 0.44871 | 0.68485 | 0.74305 | 0.75953 | 0.76275 | 0.75525 | 0.73678 | 0.6961 | 0.56812 | 0.26353 | 0.019256 | 0 | 0 | 0 | 0 | 0 | 2583.82 | 2022-10-05 | 10 | 0 | 0 | 0 | 0 | 1.5103e-06 | 5.9338e-05 | 0.00026036 | 0.10623 | 0.53169 | 0.71117 | 0.69809 | 0.67192 | 0.69299 | 0.69637 | 0.69806 | 0.71404 | 0.64834 | 0.33285 | 0.020355 | 0 | 0 | 0 | 0 | 0
1840.48 | 2022-10-19 | 10 | 0 | 0 | 0 | 0 | 0 | 0 | 0 | 0.041276 | 0.3445 | 0.5905 | 0.69154 | 0.70501 | 0.698 | 0.69861 | 0.67111 | 0.59273 | 0.36692 | 0.10618 | 0.0017544 | 0 | 0 | 0 | 0 | 0 | 2583.82 | 2022-10-19 | 10 | 0 | 0 | 0 | 0 | 2.2637e-07 | 1.7269e-05 | 0.00014128 | 0.046063 | 0.4139 | 0.65454 | 0.68785 | 0.66333 | 0.64795 | 0.65677 | 0.6723 | 0.68236 | 0.50421 | 0.13334 | 0.0013413 | 0 | 0 | 0 | 0 | 0
1840.48 | 2022-10-07 | 10 | 0 | 0 | 0 | 0 | 0 | 0 | 7.1899e-08 | 0.07649 | 0.42084 | 0.65516 | 0.72717 | 0.75207 | 0.75505 | 0.74824 | 0.72855 | 0.68493 | 0.56228 | 0.25692 | 0.01468 | 0 | 0 | 0 | 0 | 0 | 2583.82 | 2022-10-07 | 10 | 0 | 0 | 0 | 0 | 0 | 0 | 5.9684e-05 | 0.092521 | 0.51783 | 0.73388 | 0.74209 | 0.72275 | 0.71 | 0.71088 | 0.72558 | 0.75106 | 0.66856 | 0.32693 | 0.016592 | 0 | 0 | 0 | 0 | 0
1840.48 | 2022-10-06 | 10 | 0 | 0 | 0 | 0 | 0 | 0 | 0 | 0.078904 | 0.4257 | 0.65838 | 0.72408 | 0.74545 | 0.74585 | 0.73978 | 0.72255 | 0.67971 | 0.5567 | 0.26874 | 0.017604 | 0 | 0 | 0 | 0 | 0 | 2583.82 | 2022-10-06 | 10 | 0 | 0 | 0 | 0 | 0 | 0 | 6.8492e-05 | 0.094255 | 0.52205 | 0.70919 | 0.71525 | 0.68694 | 0.66298 | 0.66866 | 0.68435 | 0.70667 | 0.6545 | 0.32605 | 0.018503 | 0 | 0 | 0 | 0 | 0
1840.48 | 2022-10-04 | 10 | 0 | 0 | 0 | 0 | 0 | 0 | 1.4336e-06 | 0.094524 | 0.46206 | 0.69339 | 0.76501 | 0.78346 | 0.77271 | 0.76885 | 0.76013 | 0.71725 | 0.59231 | 0.2833 | 0.022556 | 0 | 0 | 0 | 0 | 0 | 2583.82 | 2022-10-04 | 10 | 0 | 0 | 0 | 0 | 1.4331e-06 | 6.2556e-05 | 0.00035592 | 0.12021 | 0.582 | 0.78122 | 0.78531 | 0.76475 | 0.7501 | 0.73857 | 0.74249 | 0.7715 | 0.72191 | 0.37866 | 0.025998 | 0 | 0 | 0 | 0 | 0
1840.48 | 2022-11-30 | 11 | 1.4339e-09 | 3.4306e-09 | 4.3711e-09 | 4.2924e-09 | 3.9506e-09 | 4.3119e-09 | 0.00017631 | 0.11394 | 0.43698 | 0.58021 | 0.60337 | 0.591 | 0.58106 | 0.55721 | 0.49045 | 0.24905 | 0.02763 | 5.4334e-13 | 5.4334e-13 | 1.0867e-12 | 2.7167e-12 | 3.8034e-12 | 1.141e-11 | 3.2166e-10 | 2583.82 | 2022-11-30 | 11 | 0 | 0 | 0 | 0 | 8.9301e-06 | 0.00015124 | 0.00063872 | 0.13517 | 0.52804 | 0.64423 | 0.61397 | 0.58235 | 0.59375 | 0.61611 | 0.61938 | 0.34953 | 0.026509 | 0 | 0 | 0 | 0 | 0 | 0 | 0
1840.48 | 2022-11-29 | 11 | 2.0755e-10 | 5.7213e-10 | 7.0471e-10 | 6.7482e-10 | 3.0916e-10 | 4.9444e-11 | 0.0002081 | 0.12235 | 0.43842 | 0.58933 | 0.6084 | 0.62334 | 0.62877 | 0.60075 | 0.51584 | 0.30938 | 0.038131 | 0 | 0 | 0 | 0 | 0 | 7.0634e-12 | 4.7922e-10 | 2583.82 | 2022-11-29 | 11 | 0 | 0 | 0 | 0 | 2.6108e-06 | 0 | 0.0003542 | 0.15378 | 0.54458 | 0.62775 | 0.55698 | 0.565 | 0.57917 | 0.61971 | 0.57766 | 0.41501 | 0.041959 | 3.4071e-08 | 0 | 0 | 0 | 0 | 0 | 0
1840.48 | 2022-11-08 | 11 | 0 | 0 | 0 | 0 | 0 | 0 | 0.0032246 | 0.058302 | 0.23488 | 0.14802 | 0.089323 | 0.16033 | 0.1563 | 0.19962 | 0.20408 | 0.23192 | 0.029085 | 9.4442e-07 | 0 | 0 | 0 | 0 | 0 | 0 | 2583.82 | 2022-11-08 | 11 | 0 | 0 | 0 | 0 | 1.5749e-05 | 0.0002459 | 0.0051522 | 0.11761 | 0.16426 | 0.13885 | 0.16353 | 0.19164 | 0.2235 | 0.22673 | 0.24519 | 0.26885 | 0.047542 | 4.4927e-07 | 0 | 0 | 0 | 0 | 0 | 0
1840.48 | 2022-11-28 | 11 | 4.4391e-10 | 1.1318e-09 | 1.1894e-09 | 6.9547e-10 | 7.2807e-11 | 0 | 8.2713e-05 | 0.10417 | 0.4495 | 0.61972 | 0.63279 | 0.64215 | 0.63743 | 0.61788 | 0.54442 | 0.29798 | 0.040299 | 1.0417e-06 | 0 | 5.4334e-13 | 0 | 0 | 7.6067e-12 | 2.119e-11 | 2583.82 | 2022-11-28 | 11 | 0 | 0 | 0 | 0 | 5.6163e-06 | 5.3819e-05 | 0.00039445 | 0.13343 | 0.52637 | 0.62987 | 0.61475 | 0.59036 | 0.58689 | 0.62204 | 0.60595 | 0.36408 | 0.040367 | 1.8581e-09 | 0 | 0 | 0 | 0 | 0 | 0
1840.48 | 2022-11-21 | 11 | 0 | 0 | 0 | 0 | 0 | 0 | 0.0022728 | 0.15107 | 0.45272 | 0.58537 | 0.62302 | 0.60767 | 0.62154 | 0.60908 | 0.53731 | 0.28417 | 0.037965 | 0 | 0 | 0 | 0 | 0 | 0 | 0 | 2583.82 | 2022-11-21 | 11 | 0 | 3.4163e-09 | 0 | 0 | 1.1583e-05 | 0.00011114 | 0.0024054 | 0.19629 | 0.5477 | 0.59225 | 0.59336 | 0.55474 | 0.56251 | 0.57463 | 0.50974 | 0.23803 | 0.03153 | 2.0791e-07 | 0 | 3.854e-09 | 1.1224e-11 | 0 | 0 | 0
1840.48 | 2022-12-12 | 12 | 0 | 0 | 0 | 0 | 0 | 0 | 0 | 0.04653 | 0.27591 | 0.43069 | 0.38226 | 0.37314 | 0.30653 | 0.28938 | 0.22984 | 0.13756 | 0.013849 | 0 | 0 | 0 | 0 | 0 | 0 | 0 | 2583.82 | 2022-12-12 | 12 | 0 | 0 | 0 | 0 | 1.5754e-06 | 2.7838e-05 | 0.00014511 | 0.026471 | 0.258 | 0.36207 | 0.35205 | 0.37057 | 0.34675 | 0.29959 | 0.39374 | 0.30404 | 0.029854 | 3.3965e-09 | 0 | 0 | 0 | 0 | 0 | 0
1840.48 | 2022-12-14 | 12 | 0 | 0 | 0 | 0 | 0 | 0 | 1.405e-06 | 0.066679 | 0.3647 | 0.5446 | 0.61109 | 0.62289 | 0.61651 | 0.56877 | 0.4745 | 0.27266 | 0.031862 | 0 | 0 | 0 | 0 | 0 | 0 | 0 | 2583.82 | 2022-12-14 | 12 | 0 | 0 | 0 | 0 | 2.9457e-06 | 9.3829e-05 | 0.00029951 | 0.077683 | 0.45805 | 0.62187 | 0.60424 | 0.57233 | 0.57873 | 0.56849 | 0.48657 | 0.35846 | 0.036469 | 0 | 0 | 0 | 0 | 0 | 0 | 0
1840.48 | 2022-12-13 | 12 | 0 | 0 | 0 | 0 | 0 | 0 | 1.8272e-06 | 0.069922 | 0.33043 | 0.40422 | 0.49627 | 0.59076 | 0.61025 | 0.62568 | 0.53182 | 0.30046 | 0.031488 | 0 | 0 | 0 | 0 | 0 | 0 | 0 | 2583.82 | 2022-12-13 | 12 | 0 | 0 | 0 | 0 | 2.5976e-06 | 9.7491e-05 | 9.3303e-05 | 0.0864 | 0.47187 | 0.62084 | 0.60544 | 0.57237 | 0.56353 | 0.58666 | 0.5602 | 0.38761 | 0.034701 | 1.1475e-07 | 0 | 0 | 0 | 0 | 0 | 0
1840.48 | 2022-12-19 | 12 | 0 | 0 | 0 | 0 | 0 | 0 | 1.9168e-08 | 0.042474 | 0.21717 | 0.36504 | 0.43149 | 0.44116 | 0.47308 | 0.46093 | 0.34961 | 0.21919 | 0.034948 | 0 | 0 | 0 | 0 | 0 | 0 | 0 | 2583.82 | 2022-12-19 | 12 | 0 | 1.9084e-09 | 0 | 0 | 5.4462e-07 | 2.2955e-05 | 9.3458e-05 | 0.010395 | 0.057567 | 0.1078 | 0.16695 | 0.21828 | 0.28558 | 0.29671 | 0.29865 | 0.15481 | 0.021026 | 1.7633e-07 | 0 | 0 | 0 | 0 | 0 | 0
1840.48 | 2022-12-15 | 12 | 0 | 0 | 0 | 0 | 0 | 0 | 2.4942e-07 | 0.036652 | 0.23741 | 0.43104 | 0.52089 | 0.50552 | 0.51222 | 0.44569 | 0.28931 | 0.13104 | 0.015579 | 0 | 0 | 0 | 0 | 0 | 0 | 0 | 2583.82 | 2022-12-15 | 12 | 0 | 0 | 0 | 0 | 1.7412e-06 | 5.6017e-05 | 0.00020782 | 0.040033 | 0.26681 | 0.46976 | 0.51078 | 0.50437 | 0.50106 | 0.41175 | 0.38147 | 0.17097 | 0.02008 | 0 | 0 | 0 | 0 | 0 | 0 | 0

## Solar_Profile (South)
Installed capacity |  | Solar Fixed | [24 empty] | Installed capacity |  | Solar Tracking | [24 empty] | Installed capacity |  | Solar Thermal
|  | Month | 1 | 2 | 3 | 4 | 5 | 6 | 7 | 8 | 9 | 10 | 11 | 12 | 13 | 14 | 15 | 16 | 17 | 18 | 19 | 20 | 21 | 22 | 23 | 24 |  |  | Month | 1 | 2 | 3 | 4 | 5 | 6 | 7 | 8 | 9 | 10 | 11 | 12 | 13 | 14 | 15 | 16 | 17 | 18 | 19 | 20 | 21 | 22 | 23 | 24 |  |  | Month | 1 | 2 | 3 | 4 | 5 | 6 | 7 | 8 | 9 | 10 | 11 | 12 | 13 | 14 | 15 | 16 | 17 | 18 | 19 | 20 | 21 | 22 | 23 | 24
3793.9 | 2017-01-23 | 1 | 2.2281e-06 | 8.5458e-07 | 4.6169e-07 | 3.7257e-07 | 9.5996e-08 | 4.8599e-07 | 0.0012563 | 0.11952 | 0.3468 | 0.52937 | 0.63537 | 0.54838 | 0.48452 | 0.53961 | 0.42873 | 0.2704 | 0.050683 | 0.000213 | 8.3348e-06 | 8.5882e-06 | 7.8024e-06 | 6.8943e-06 | 4.3915e-06 | 2.9324e-06 | 2448.5 | 2017-01-23 | 1 | 0 | 0 | 0 | 0 | 0 | 0 | 0.00015519 | 0.088167 | 0.2348 | 0.27792 | 0.43747 | 0.45782 | 0.3507 | 0.37042 | 0.33836 | 0.29074 | 0.078317 | 0.00041164 | 0 | 0 | 0 | 0 | 0 | 0 | 917 | 2017-01-23 | 1 | 0 | 0 | 0 | 0 | 0 | 0 | 0 | 0 | 0.00061962 | 0.083013 | 0.13593 | 0.10713 | 0.073302 | 0.010507 | 0.070522 | 0.044697 | 0.015716 | 0 | 0 | 0 | 0 | 0 | 0 | 0
3793.9 | 2017-01-18 | 1 | 4.726e-07 | -5.2207e-07 | -1.2229e-06 | -5.7608e-07 | -1.083e-06 | -3.381e-07 | 0.0025285 | 0.17903 | 0.53752 | 0.74414 | 0.77962 | 0.74815 | 0.72929 | 0.69027 | 0.54134 | 0.29092 | 0.03297 | 3.2071e-06 | 5.1495e-06 | 5.5372e-06 | 5.5161e-06 | 4.1083e-06 | 3.1618e-06 | 1.51e-06 | 2448.5 | 2017-01-18 | 1 | 0 | 0 | 0 | 0 | 0 | 0 | 0.00075842 | 0.162 | 0.55311 | 0.72409 | 0.68102 | 0.58382 | 0.54883 | 0.5009 | 0.28633 | 0.16143 | 0.026953 | 5.1403e-07 | 0 | 0 | 0 | 0 | 0 | 0 | 917 | 2017-01-18 | 1 | 0 | 0 | 0 | 0 | 0 | 0 | 0 | 0.015469 | 0.24085 | 0.53542 | 0.58638 | 0.55038 | 0.52297 | 0.49472 | 0.35036 | 0.22314 | 0.13217 | 0.0058572 | 0 | 0 | 0 | 0 | 0 | 0
3793.9 | 2017-01-24 | 1 | 1.3495e-06 | 7.4014e-08 | 1.5704e-07 | -9.0145e-08 | 6.0911e-07 | 1.1936e-06 | 0.0040611 | 0.1939 | 0.59201 | 0.84095 | 0.89785 | 0.84365 | 0.79192 | 0.75822 | 0.64119 | 0.4258 | 0.091161 | 0.00022833 | 5.97e-06 | 6.4116e-06 | 6.7399e-06 | 5.7522e-06 | 4.1662e-06 | 2.4304e-06 | 2448.5 | 2017-01-24 | 1 | 0 | 0 | 0 | 0 | 0 | 0 | 0.0012941 | 0.11768 | 0.39431 | 0.75313 | 0.78806 | 0.75507 | 0.74152 | 0.71427 | 0.61627 | 0.4563 | 0.10378 | 0.00073044 | 0 | 0 | 0 | 0 | 0 | 0 | 917 | 2017-01-24 | 1 | 0 | 0 | 0 | 0 | 0 | 0 | 0 | 0 | 0.023919 | 0.16655 | 0.17438 | 0.30115 | 0.4687 | 0.53878 | 0.4647 | 0.25125 | 0.10625 | 0.0062769 | 0 | 0 | 0 | 0 | 0 | 0
3793.9 | 2017-01-25 | 1 | 1.6535e-06 | 7.258e-07 | 2.1664e-07 | -6.948e-08 | 8.0134e-07 | 1.0666e-06 | 0.0053451 | 0.21453 | 0.56542 | 0.82627 | 0.89342 | 0.8895 | 0.90598 | 0.88198 | 0.8325 | 0.54435 | 0.14339 | 0.00034281 | 6.7806e-06 | 6.5318e-06 | 7.6042e-06 | 6.2677e-06 | 4.3764e-06 | 2.71e-06 | 2448.5 | 2017-01-25 | 1 | 0 | 0 | 0 | 0 | 0 | 0 | 0.0013889 | 0.18905 | 0.60833 | 0.80151 | 0.79508 | 0.77388 | 0.75703 | 0.77503 | 0.76458 | 0.61337 | 0.1918 | 0.001084 | 0 | 0 | 0 | 0 | 0 | 0 | 917 | 2017-01-25 | 1 | 0 | 0 | 0 | 0 | 0 | 0 | 0 | 0.02352 | 0.34363 | 0.59444 | 0.60129 | 0.57908 | 0.57644 | 0.5976 | 0.63369 | 0.65775 | 0.30369 | 0.049773 | 0.0042732 | 0 | 0 | 0 | 0 | 0
3793.9 | 2017-01-26 | 1 | 6.1167e-07 | -1.8271e-07 | 8.1288e-08 | 3.9743e-07 | 4.1527e-07 | 1.5925e-06 | 0.0057283 | 0.20735 | 0.5798 | 0.84828 | 0.89487 | 0.87597 | 0.84015 | 0.83642 | 0.78876 | 0.56965 | 0.15372 | 0.00045988 | 6.3305e-06 | 7.2432e-06 | 6.5444e-06 | 5.7492e-06 | 4.193e-06 | 2.5661e-06 | 2448.5 | 2017-01-26 | 1 | 0 | 0 | 0 | 0 | 0 | 0 | 0.0016618 | 0.17588 | 0.59972 | 0.76922 | 0.77127 | 0.69233 | 0.6533 | 0.59771 | 0.61513 | 0.57597 | 0.18718 | 0.0012383 | 0 | 0 | 0 | 0 | 0 | 0 | 917 | 2017-01-26 | 1 | 0 | 0 | 0 | 0 | 0 | 0 | 0 | 0.017077 | 0.22753 | 0.52003 | 0.66602 | 0.4819 | 0.53882 | 0.30839 | 0.35768 | 0.59235 | 0.30013 | 0.044951 | 0 | 0 | 0 | 0 | 0 | 0
3808.3 | 2017-02-06 | 2 | 1.4725e-06 | 6.7371e-07 | 3.3138e-08 | -8.3244e-07 | -7.9731e-07 | -1.6842e-07 | 0.0021024 | 0.053475 | 0.13708 | 0.24397 | 0.32885 | 0.41867 | 0.51608 | 0.55349 | 0.51893 | 0.34547 | 0.10945 | 0.0019727 | 6.0222e-06 | 6.2232e-06 | 5.3665e-06 | 4.228e-06 | 3.0173e-06 | 1.2834e-06 | 2483.45 | 2017-02-06 | 2 | 0 | 0 | 0 | 0 | 0 | 0 | 3.0842e-05 | 0.022033 | 0.08889 | 0.17882 | 0.29125 | 0.36694 | 0.49477 | 0.48071 | 0.52098 | 0.33727 | 0.095542 | 0.0036529 | 0 | 0 | 0 | 0 | 0 | 0 | 917 | 2017-02-06 | 2 | 0 | 0 | 0 | 0 | 0 | 0 | 0 | 0 | 0 | 0 | 0 | 0 | 0 | 0 | 0 | 0.0087109 | 0.0072196 | 0 | 0 | 0 | 0 | 0 | 0 | 0
3808.3 | 2017-02-08 | 2 | 3.4937e-07 | -2.7096e-07 | -8.2722e-07 | 1.0472e-07 | -1.3708e-06 | -6.365e-07 | 0.010403 | 0.21813 | 0.56321 | 0.60022 | 0.63759 | 0.68093 | 0.70977 | 0.69433 | 0.59668 | 0.35857 | 0.11672 | 0.0024359 | 4.7313e-06 | 5.1661e-06 | 4.5e-06 | 4.0368e-06 | 2.6013e-06 | 4.6275e-07 | 2483.45 | 2017-02-08 | 2 | 0 | 0 | 0 | 0 | 0 | 0 | 0.005228 | 0.19949 | 0.60146 | 0.52183 | 0.4074 | 0.49637 | 0.5562 | 0.53977 | 0.42423 | 0.30233 | 0.13065 | 0.0045397 | 0 | 0 | 0 | 0 | 0 | 0 | 917 | 2017-02-08 | 2 | 0 | 0 | 0 | 0 | 0 | 0 | 0 | 0 | 0.14444 | 0.37254 | 0.35094 | 0.21656 | 0.15873 | 0.13065 | 0.12014 | 0.094976 | 0.0093751 | 0 | 0 | 0 | 0 | 0 | 0 | 0
3808.3 | 2017-02-01 | 2 | -6.5121e-09 | -5.0175e-07 | -6.849e-07 | -8.2964e-07 | -4.6031e-08 | 4.8901e-07 | 0.007735 | 0.24298 | 0.64534 | 0.84803 | 0.90378 | 0.9221 | 0.91826 | 0.89803 | 0.78596 | 0.49711 | 0.12705 | 0.0012996 | 4.0312e-06 | 4.5933e-06 | 5.2594e-06 | 4.654e-06 | 2.0786e-06 | 5.342e-07 | 2483.45 | 2017-02-01 | 2 | 0 | 0 | 0 | 0 | 0 | 0 | 0.0036847 | 0.22207 | 0.66273 | 0.81145 | 0.79289 | 0.78085 | 0.77705 | 0.75296 | 0.65681 | 0.43203 | 0.13668 | 0.0024383 | 0 | 0 | 0 | 0 | 0 | 0 | 917 | 2017-02-01 | 2 | 0 | 0 | 0 | 0 | 0 | 0 | 0 | 0.0016078 | 0.10596 | 0.47028 | 0.68758 | 0.69545 | 0.68122 | 0.64161 | 0.52844 | 0.33443 | 0.11501 | 0.010856 | 0 | 0 | 0 | 0 | 0 | 0
3808.3 | 2017-02-09 | 2 | 3.3296e-08 | -7.4282e-07 | -1.2007e-06 | -1.2712e-06 | -1.7925e-06 | -1.2483e-06 | 0.010804 | 0.25526 | 0.5805 | 0.81267 | 0.82889 | 0.81112 | 0.79436 | 0.82952 | 0.72808 | 0.55816 | 0.17725 | 0.0023615 | 4.0697e-06 | 5.3356e-06 | 4.7513e-06 | 3.4385e-06 | 2.8306e-06 | 5.9152e-07 | 2483.45 | 2017-02-09 | 2 | 0 | 0 | 0 | 0 | 0 | 0 | 0.0059474 | 0.19962 | 0.47386 | 0.6901 | 0.68753 | 0.63513 | 0.5885 | 0.61995 | 0.51497 | 0.51005 | 0.18775 | 0.0035128 | 0 | 0 | 0 | 0 | 0 | 0 | 917 | 2017-02-09 | 2 | 0 | 0 | 0 | 0 | 0 | 0 | 0 | 0.0039774 | 0.17706 | 0.59117 | 0.77007 | 0.6531 | 0.58553 | 0.54869 | 0.4247 | 0.39403 | 0.16701 | 0.04617 | 0 | 0 | 0 | 0 | 0 | 0
3808.3 | 2017-02-07 | 2 | 1.9058e-07 | -1.6039e-07 | -7.6475e-07 | -5.4801e-08 | -8.675e-07 | -2.8556e-07 | 0.0078706 | 0.19601 | 0.45979 | 0.70514 | 0.8004 | 0.82659 | 0.8313 | 0.77191 | 0.68884 | 0.46354 | 0.14603 | 0.0026519 | 6.2709e-06 | 5.9158e-06 | 6.0096e-06 | 4.0539e-06 | 3.0978e-06 | 1.695e-06 | 2483.45 | 2017-02-07 | 2 | 0 | 0 | 0 | 0 | 0 | 0 | 0.0028439 | 0.18267 | 0.38484 | 0.58894 | 0.66398 | 0.62462 | 0.67687 | 0.69068 | 0.64088 | 0.4886 | 0.17908 | 0.0032431 | 0 | 0 | 0 | 0 | 0 | 0 | 917 | 2017-02-07 | 2 | 0 | 0 | 0 | 0 | 0 | 0 | 0 | 0 | 0.04736 | 0.14844 | 0.15819 | 0.14526 | 0.2256 | 0.23803 | 0.2513 | 0.23159 | 0.14475 | 0.0096489 | 0 | 0 | 0 | 0 | 0 | 0
3808.3 | 2017-03-14 | 3 | 2.2367e-06 | 7.8363e-07 | -1.3037e-07 | -1.0579e-06 | -1.1424e-06 | -4.3324e-07 | 0.0008075 | 0.12095 | 0.48785 | 0.71864 | 0.82777 | 0.87263 | 0.87188 | 0.87063 | 0.86463 | 0.7893 | 0.65089 | 0.34263 | 0.043415 | 0.0002364 | 1.0034e-05 | 8.5166e-06 | 5.5168e-06 | 2.9671e-06 | 2483.45 | 2017-03-14 | 3 | 0 | 0 | 0 | 0 | 0 | 0 | 2.9433e-05 | 0.13588 | 0.61677 | 0.87315 | 0.89948 | 0.92238 | 0.9196 | 0.9195 | 0.911 | 0.85655 | 0.79687 | 0.49798 | 0.086261 | 2.1907e-06 | 0 | 0 | 0 | 0 | 917 | 2017-03-14 | 3 | 0 | 0 | 0 | 0 | 0 | 0 | 0 | 0.0083043 | 0.22718 | 0.6388 | 0.70924 | 0.70695 | 0.7059 | 0.70658 | 0.70477 | 0.70087 | 0.65373 | 0.51186 | 0.14714 | 0.0025165 | 0 | 0 | 0 | 0
3808.3 | 2017-03-13 | 3 | 8.5539e-07 | -3.8101e-08 | -6.2193e-07 | -1.2373e-06 | -1.194e-06 | -3.4412e-07 | 0.00054036 | 0.11156 | 0.47789 | 0.71616 | 0.82482 | 0.87261 | 0.87358 | 0.87416 | 0.86904 | 0.8106 | 0.67511 | 0.37295 | 0.049662 | 0.00023948 | 8.731e-06 | 7.3553e-06 | 6.3789e-06 | 3.5303e-06 | 2483.45 | 2017-03-13 | 3 | 0 | 0 | 0 | 0 | 0 | 0 | 1.2197e-05 | 0.12444 | 0.60681 | 0.88223 | 0.93176 | 0.93172 | 0.92398 | 0.9305 | 0.92985 | 0.91383 | 0.84145 | 0.54587 | 0.091173 | 2.745e-06 | 0 | 0 | 0 | 0 | 917 | 2017-03-13 | 3 | 0 | 0 | 0 | 0 | 0 | 0 | 0 | 0.023598 | 0.31332 | 0.7634 | 0.84987 | 0.84805 | 0.7738 | 0.7007 | 0.70565 | 0.70694 | 0.69822 | 0.62038 | 0.2288 | 0.012956 | 0 | 0 | 0 | 0
3808.3 | 2017-03-15 | 3 | 1.2354e-06 | 2.7823e-07 | -6.7605e-07 | -1.3241e-06 | -1.3791e-06 | -7.501e-07 | 0.00099622 | 0.076205 | 0.34343 | 0.58334 | 0.71031 | 0.70632 | 0.75307 | 0.76254 | 0.75395 | 0.69225 | 0.51143 | 0.33405 | 0.051888 | 0.00027556 | 7.6771e-06 | 7.1436e-06 | 6.1925e-06 | 2.9951e-06 | 2483.45 | 2017-03-15 | 3 | 0 | 0 | 0 | 0 | 0 | 0 | 0 | 0.096628 | 0.53527 | 0.78766 | 0.82935 | 0.88186 | 0.89775 | 0.91395 | 0.92631 | 0.88861 | 0.81539 | 0.55409 | 0.092596 | 1.5288e-06 | 0 | 0 | 0 | 0 | 917 | 2017-03-15 | 3 | 0 | 0 | 0 | 0 | 0 | 0 | 0 | 0 | 0.035493 | 0.26262 | 0.34587 | 0.3925 | 0.4788 | 0.58511 | 0.53954 | 0.52933 | 0.57172 | 0.54694 | 0.21533 | 0.0092022 | 0 | 0 | 0 | 0
3808.3 | 2017-03-09 | 3 | -3.0728e-07 | -8.8711e-07 | -1.4224e-06 | -2.0353e-06 | -1.7938e-06 | 0.00034416 | 0.09921 | 0.49 | 0.81941 | 0.93592 | 0.93643 | 0.92808 | 0.9583 | 0.9611 | 0.90992 | 0.7635 | 0.40436 | 0.046206 | 3.4629e-06 | 5.5502e-06 | 5.3355e-06 | 3.6913e-06 | 2.9005e-06 | 7.6441e-07 | 2483.45 | 2017-03-09 | 3 | 0 | 0 | 0 | 0 | 0 | 1.0542e-07 | 0.093541 | 0.54102 | 0.81364 | 0.87674 | 0.9217 | 0.91005 | 0.91047 | 0.91004 | 0.89663 | 0.82749 | 0.52642 | 0.074093 | 0 | 0 | 0 | 0 | 0 | 0 | 917 | 2017-03-09 | 3 | 0 | 0 | 0 | 0 | 0 | 0 | 0.010171 | 0.24768 | 0.71424 | 0.83205 | 0.83787 | 0.82875 | 0.82913 | 0.84338 | 0.84456 | 0.81209 | 0.66951 | 0.23169 | 0.010112 | 0 | 0 | 0 | 0 | 0
3808.3 | 2017-03-16 | 3 | 2.4449e-07 | -1.1554e-07 | -1.2417e-06 | -1.9259e-06 | -1.8425e-06 | -1.2741e-06 | 0.0011073 | 0.12422 | 0.48087 | 0.71711 | 0.81705 | 0.87076 | 0.87259 | 0.87061 | 0.86483 | 0.8073 | 0.61674 | 0.34241 | 0.051368 | 0.00014038 | 8.3942e-06 | 6.7458e-06 | 4.8325e-06 | 2.4944e-06 | 2483.45 | 2017-03-16 | 3 | 0 | 0 | 0 | 0 | 0 | 0 | 4.5476e-05 | 0.14125 | 0.60632 | 0.87621 | 0.91573 | 0.94088 | 0.93971 | 0.92468 | 0.91837 | 0.90566 | 0.78949 | 0.53416 | 0.090356 | 9.4506e-07 | 0 | 0 | 0 | 0 | 917 | 2017-03-16 | 3 | 0 | 0 | 0 | 0 | 0 | 0 | 0 | 0.0065093 | 0.22916 | 0.62622 | 0.70782 | 0.70686 | 0.70414 | 0.69276 | 0.6524 | 0.56514 | 0.60463 | 0.47434 | 0.17212 | 0.0020503 | 0 | 0 | 0 | 0
3808.3 | 2017-04-21 | 4 | -4.591e-07 | -1.447e-06 | -1.7045e-06 | -2.0047e-06 | -2.0385e-06 | 0.0001131 | 0.064993 | 0.41033 | 0.73529 | 0.88883 | 0.99128 | 1.0171 | 1.0186 | 1.018 | 1.0116 | 0.94968 | 0.81991 | 0.5513 | 0.15653 | 0.0029347 | 1.973e-05 | 1.0221e-05 | 8.1852e-06 | 5.4029e-06 | 2506.45 | 2017-04-21 | 4 | 0 | 0 | 0 | 0 | 0 | 0 | 0.065705 | 0.49013 | 0.82375 | 0.91361 | 0.95301 | 0.97684 | 0.97789 | 0.97458 | 0.96494 | 0.93691 | 0.88325 | 0.70276 | 0.2648 | 0.0078975 | 1.9498e-05 | 0 | 0 | 0 | 917 | 2017-04-21 | 4 | 0 | 0 | 0 | 0 | 0 | 0 | 0.0045877 | 0.17379 | 0.65445 | 0.80992 | 0.84323 | 0.8599 | 0.8642 | 0.85685 | 0.85598 | 0.82723 | 0.79765 | 0.73103 | 0.39866 | 0.080136 | 0 | 0 | 0 | 0
3808.3 | 2017-04-05 | 4 | -4.9818e-07 | -1.3734e-06 | -1.5428e-06 | -2.1581e-06 | -1.8187e-06 | -1.1946e-06 | 0.01606 | 0.25082 | 0.5995 | 0.79685 | 0.93923 | 1.0042 | 0.99726 | 0.99574 | 0.99688 | 0.9462 | 0.80839 | 0.50535 | 0.10415 | 0.00084151 | 5.5725e-06 | 5.1584e-06 | 4.1204e-06 | 1.6595e-06 | 2506.45 | 2017-04-05 | 4 | 0 | 0 | 0 | 3.3713e-08 | 0 | 9.2561e-09 | 0.013453 | 0.19804 | 0.46751 | 0.70905 | 0.85345 | 0.92575 | 0.92062 | 0.92518 | 0.91547 | 0.88756 | 0.80287 | 0.56603 | 0.15167 | 0.0014957 | 4.7876e-10 | 4.7876e-10 | 1.9949e-10 | 0 | 917 | 2017-04-05 | 4 | 0 | 0 | 0 | 0 | 0 | 0 | 0 | 0.012998 | 0.13063 | 0.25836 | 0.28523 | 0.44663 | 0.59571 | 0.64372 | 0.63737 | 0.68018 | 0.65078 | 0.56444 | 0.25472 | 0.038259 | 0 | 0 | 0 | 0
3808.3 | 2017-04-17 | 4 | 5.0043e-07 | -1.8961e-07 | -5.4397e-07 | -1.5436e-06 | -1.4427e-06 | 6.9614e-05 | 0.041653 | 0.27229 | 0.59074 | 0.73863 | 0.85503 | 0.83637 | 0.83466 | 0.82195 | 0.77206 | 0.67746 | 0.62293 | 0.34077 | 0.10212 | 0.0016439 | 7.4665e-06 | 4.5674e-06 | 2.2605e-06 | 1.0883e-06 | 2506.45 | 2017-04-17 | 4 | 0 | 0 | 0 | 0 | 0 | 0 | 0.026919 | 0.31153 | 0.59959 | 0.72377 | 0.71521 | 0.76428 | 0.76018 | 0.77338 | 0.78809 | 0.69916 | 0.73328 | 0.38154 | 0.18676 | 0.0049925 | 1.4441e-05 | 0 | 7.1815e-08 | 0 | 917 | 2017-04-17 | 4 | 0 | 0 | 0 | 0 | 0 | 0 | 0 | 0 | 0.13671 | 0.40606 | 0.35559 | 0.43781 | 0.31801 | 0.31036 | 0.27419 | 0.31271 | 0.32912 | 0.28915 | 0.13047 | 0.011635 | 0 | 0 | 0 | 0
3808.3 | 2017-04-27 | 4 | -1.6845e-07 | -1.074e-06 | -1.6118e-06 | -2.1971e-06 | -2.2805e-06 | 0.00013793 | 0.050521 | 0.3045 | 0.64103 | 0.83928 | 0.96773 | 0.96766 | 0.97935 | 0.92106 | 0.84942 | 0.77461 | 0.56996 | 0.35828 | 0.1297 | 0.0043496 | 1.8542e-05 | 3.687e-06 | 2.7753e-06 | 1.1549e-06 | 2506.45 | 2017-04-27 | 4 | 0 | 0 | 0 | 0 | 0 | 0 | 0.036297 | 0.31308 | 0.60737 | 0.75525 | 0.87648 | 0.85724 | 0.87561 | 0.80833 | 0.68181 | 0.84183 | 0.7374 | 0.52212 | 0.14826 | 0.0089533 | 4.0128e-05 | 0 | 0 | 0 | 917 | 2017-04-27 | 4 | 0 | 0 | 0 | 0 | 0 | 0 | 0.0014703 | 0.080373 | 0.32219 | 0.51631 | 0.76193 | 0.6592 | 0.61726 | 0.57853 | 0.31975 | 0.36481 | 0.44352 | 0.38822 | 0.1535 | 0.035655 | 0 | 0 | 0 | 0
3808.3 | 2017-04-20 | 4 | -9.1038e-08 | -7.9857e-07 | -1.2487e-06 | -1.8173e-06 | -1.5248e-06 | 7.7113e-05 | 0.059643 | 0.39567 | 0.64452 | 0.86409 | 0.98286 | 0.9868 | 0.78978 | 0.88555 | 0.92951 | 0.84625 | 0.77552 | 0.49285 | 0.1544 | 0.0025568 | 1.2497e-05 | 5.1765e-06 | 3.5845e-06 | 1.6766e-06 | 2506.45 | 2017-04-20 | 4 | 0 | 0 | 0 | 0 | 0 | 0 | 0.052702 | 0.43799 | 0.72454 | 0.85309 | 0.92081 | 0.89998 | 0.83136 | 0.83318 | 0.83163 | 0.78382 | 0.72254 | 0.5232 | 0.19268 | 0.0060932 | 1.865e-05 | 0 | 0 | 0 | 917 | 2017-04-20 | 4 | 0 | 0 | 0 | 0 | 0 | 0 | 0.001571 | 0.17918 | 0.68678 | 0.74812 | 0.83425 | 0.85049 | 0.85021 | 0.85823 | 0.84732 | 0.82598 | 0.79669 | 0.73405 | 0.40159 | 0.07174 | 0 | 0 | 0 | 0
3808.3 | 2017-05-22 | 5 | 7.208e-06 | 6.0199e-06 | 3.7795e-06 | 1.9999e-06 | 1.9753e-06 | 0.0038905 | 0.15657 | 0.49994 | 0.74417 | 0.87727 | 0.96906 | 1.0043 | 1.0086 | 0.99849 | 0.98453 | 0.8912 | 0.75489 | 0.55826 | 0.22287 | 0.019661 | 4.7127e-05 | 1.654e-05 | 1.2088e-05 | 7.82e-06 | 2506.45 | 2017-05-22 | 5 | 0 | 0 | 0 | 0 | 0 | 0.0018353 | 0.1942 | 0.62842 | 0.85125 | 0.91484 | 0.94731 | 0.94216 | 0.95119 | 0.93031 | 0.93427 | 0.90083 | 0.84193 | 0.7011 | 0.38746 | 0.041816 | 2.1528e-06 | 0 | 0 | 0 | 917 | 2017-05-22 | 5 | 0 | 0 | 0 | 0 | 0 | 0 | 0.037853 | 0.37775 | 0.82195 | 0.91951 | 0.95433 | 0.94313 | 0.8008 | 0.70477 | 0.63291 | 0.74539 | 0.56833 | 0.39124 | 0.34398 | 0.070622 | 0 | 0 | 0 | 0
3808.3 | 2017-05-03 | 5 | 2.5061e-06 | 1.4301e-06 | 6.4023e-07 | -4.6806e-07 | -1.553e-06 | 0.00069811 | 0.098265 | 0.42199 | 0.71352 | 0.86943 | 0.96827 | 1.0081 | 1.0124 | 1.011 | 0.99443 | 0.9214 | 0.8017 | 0.5589 | 0.1878 | 0.0071114 | 3.3413e-05 | 1.3273e-05 | 8.1815e-06 | 4.3879e-06 | 2506.45 | 2017-05-03 | 5 | 0 | 0 | 0 | 0 | 0 | 1.7715e-05 | 0.099818 | 0.39255 | 0.68346 | 0.81624 | 0.93638 | 0.96226 | 0.96363 | 0.96116 | 0.94251 | 0.91645 | 0.86085 | 0.70514 | 0.31713 | 0.016504 | 0 | 0 | 0 | 0 | 917 | 2017-05-03 | 5 | 0 | 0 | 0 | 0 | 0 | 0 | 0.015709 | 0.2242 | 0.64185 | 0.78497 | 0.91046 | 0.96413 | 0.96607 | 0.95195 | 0.95774 | 0.93691 | 0.90218 | 0.82154 | 0.5241 | 0.11335 | 0.0001662 | 0 | 0 | 0
3808.3 | 2017-05-23 | 5 | 4.9417e-06 | 3.2803e-06 | 2.8784e-06 | 1.625e-06 | 4.0225e-07 | 0.004192 | 0.16068 | 0.50745 | 0.74607 | 0.87237 | 0.96496 | 1.0045 | 1.0108 | 1.008 | 0.99269 | 0.92387 | 0.80539 | 0.59575 | 0.24834 | 0.02086 | 4.5161e-05 | 1.5847e-05 | 1.1535e-05 | 6.3382e-06 | 2506.45 | 2017-05-23 | 5 | 0 | 0 | 0 | 0 | 0 | 0.0019353 | 0.1874 | 0.61972 | 0.83699 | 0.90889 | 0.93731 | 0.94362 | 0.95121 | 0.95292 | 0.94471 | 0.92334 | 0.88281 | 0.75981 | 0.41394 | 0.046429 | 8.469e-07 | 0 | 0 | 0 | 917 | 2017-05-23 | 5 | 0 | 0 | 0 | 0 | 0 | 0 | 0.038777 | 0.38633 | 0.80096 | 0.9518 | 0.96951 | 0.97635 | 0.97683 | 0.97548 | 0.9726 | 0.96028 | 0.92642 | 0.85826 | 0.59085 | 0.1565 | 0.0012465 | 0 | 0 | 0
3808.3 | 2017-05-04 | 5 | 3.3654e-06 | 2.0977e-06 | 1.4295e-06 | 2.8362e-07 | -2.9517e-07 | 0.00068165 | 0.10404 | 0.44267 | 0.62467 | 0.75789 | 0.8445 | 0.87791 | 0.87795 | 0.93693 | 0.97055 | 0.91754 | 0.79819 | 0.55992 | 0.18726 | 0.0063398 | 2.601e-05 | 1.0457e-05 | 8.2575e-06 | 5.2165e-06 | 2506.45 | 2017-05-04 | 5 | 0 | 0 | 0 | 0 | 0 | 1.2114e-05 | 0.11737 | 0.55245 | 0.82643 | 0.90301 | 0.9332 | 0.94509 | 0.93626 | 0.92502 | 0.91813 | 0.90555 | 0.8653 | 0.71226 | 0.29988 | 0.01233 | 0 | 0 | 0 | 0 | 917 | 2017-05-04 | 5 | 0 | 0 | 0 | 0 | 0 | 0 | 0.010816 | 0.30592 | 0.85493 | 0.8773 | 0.86956 | 0.97444 | 0.98092 | 0.97811 | 0.9773 | 0.96213 | 0.9239 | 0.84493 | 0.46012 | 0.077129 | 0 | 0 | 0 | 0
3808.3 | 2017-05-02 | 5 | 1.0987e-06 | 6.4433e-07 | -4.1047e-07 | -7.5286e-07 | -1.1093e-06 | 0.00065533 | 0.10006 | 0.4515 | 0.73626 | 0.88121 | 0.95903 | 0.98907 | 1.0113 | 1.0106 | 1 | 0.9115 | 0.81115 | 0.56884 | 0.186 | 0.0058138 | 2.7922e-05 | 9.732e-06 | 7.6745e-06 | 4.5593e-06 | 2506.45 | 2017-05-02 | 5 | 0 | 0 | 0 | 0 | 0 | 1.9366e-05 | 0.11501 | 0.5603 | 0.83079 | 0.90744 | 0.85536 | 0.89866 | 0.96864 | 0.96376 | 0.94856 | 0.92287 | 0.87657 | 0.72791 | 0.31272 | 0.014883 | 0 | 0 | 0 | 0 | 917 | 2017-05-02 | 5 | 0 | 0 | 0 | 0 | 0 | 0 | 0.013658 | 0.25828 | 0.79042 | 0.89829 | 0.97364 | 0.97907 | 0.98351 | 0.98143 | 0.96245 | 0.9443 | 0.91088 | 0.84988 | 0.50409 | 0.10969 | 4.7023e-06 | 0 | 0 | 0
3832.8 | 2017-06-20 | 6 | 1.0733e-05 | 6.4304e-06 | 5.5632e-06 | 3.5551e-06 | 2.9194e-06 | 0.0035282 | 0.1331 | 0.43674 | 0.67482 | 0.81603 | 0.91389 | 0.96677 | 0.98091 | 0.96606 | 0.91289 | 0.82642 | 0.71237 | 0.56425 | 0.26685 | 0.036851 | 0.00010286 | 3.4212e-05 | 2.6457e-05 | 1.9813e-05 | 2543.25 | 2017-06-20 | 6 | 2.7524e-10 | 5.5048e-10 | 4.7184e-10 | 4.7184e-10 | 4.7184e-10 | 0.0020288 | 0.18217 | 0.58115 | 0.7901 | 0.86031 | 0.8951 | 0.90712 | 0.90703 | 0.9028 | 0.88637 | 0.86827 | 0.83175 | 0.73377 | 0.44881 | 0.084757 | 5.878e-05 | 1.097e-08 | 1.1796e-10 | 2.7524e-10 | 917 | 2017-06-20 | 6 | 0 | 0 | 0 | 0 | 0 | 0 | 0.036075 | 0.28478 | 0.67202 | 0.79947 | 0.88576 | 0.96158 | 0.95782 | 0.88942 | 0.88117 | 0.89732 | 0.86847 | 0.78076 | 0.55189 | 0.18223 | 0.0054705 | 0 | 0 | 0
3832.8 | 2017-06-19 | 6 | 1.0357e-05 | 7.6137e-06 | 5.2454e-06 | 3.6304e-06 | 2.4415e-06 | 0.0039663 | 0.1413 | 0.45116 | 0.69161 | 0.83425 | 0.9257 | 0.97437 | 0.98668 | 0.97997 | 0.93196 | 0.83108 | 0.73002 | 0.55279 | 0.27159 | 0.038349 | 7.7029e-05 | 2.8597e-05 | 2.0886e-05 | 1.6177e-05 | 2543.25 | 2017-06-19 | 6 | 0 | 0 | 0 | 0 | 0 | 0.0016506 | 0.17041 | 0.56601 | 0.7724 | 0.8568 | 0.892 | 0.90859 | 0.90694 | 0.90184 | 0.88291 | 0.82326 | 0.80387 | 0.71345 | 0.43243 | 0.082796 | 7.0709e-05 | 1.7301e-09 | 0 | 0 | 917 | 2017-06-19 | 6 | 0 | 0 | 0 | 0 | 0 | 0 | 0.089476 | 0.36955 | 0.78193 | 0.94611 | 0.97068 | 0.97657 | 0.86205 | 0.83502 | 0.63921 | 0.57473 | 0.56574 | 0.5191 | 0.38167 | 0.14991 | 0.0028076 | 0 | 0 | 0
3832.8 | 2017-06-21 | 6 | 1.3815e-05 | 1.1038e-05 | 8.022e-06 | 6.4672e-06 | 4.8781e-06 | 0.0036894 | 0.12379 | 0.42178 | 0.67372 | 0.83193 | 0.9273 | 0.97804 | 0.98768 | 0.9766 | 0.94495 | 0.87467 | 0.76102 | 0.5722 | 0.27488 | 0.040573 | 7.3407e-05 | 3.2967e-05 | 2.5447e-05 | 1.7555e-05 | 2543.25 | 2017-06-21 | 6 | 0 | 3.932e-10 | 2.9883e-09 | 2.4771e-09 | 2.4771e-09 | 0.0020189 | 0.17876 | 0.59296 | 0.80627 | 0.87365 | 0.90202 | 0.91367 | 0.9191 | 0.91135 | 0.89683 | 0.87896 | 0.83856 | 0.73046 | 0.44835 | 0.087386 | 7.7503e-05 | 0 | 0 | 0 | 917 | 2017-06-21 | 6 | 0 | 0 | 0 | 0 | 0 | 0 | 0.077291 | 0.43563 | 0.83873 | 0.95373 | 0.96795 | 0.87805 | 0.82742 | 0.86706 | 0.9458 | 0.92457 | 0.89233 | 0.80528 | 0.60481 | 0.20928 | 0.0036557 | 0 | 0 | 0
3832.8 | 2017-06-22 | 6 | 1.2523e-05 | 9.4068e-06 | 6.6838e-06 | 5.2135e-06 | 3.2351e-06 | 0.0034195 | 0.14295 | 0.45792 | 0.70165 | 0.83893 | 0.93258 | 0.98508 | 1.0004 | 0.99623 | 0.96936 | 0.89705 | 0.78503 | 0.59442 | 0.28106 | 0.039673 | 7.3263e-05 | 1.8938e-05 | 1.3274e-05 | 8.2651e-06 | 2543.25 | 2017-06-22 | 6 | 0 | 0 | 0 | 0 | 0 | 0.0022193 | 0.19208 | 0.60317 | 0.81405 | 0.88122 | 0.91218 | 0.92334 | 0.91306 | 0.92597 | 0.91398 | 0.88996 | 0.84662 | 0.72845 | 0.4359 | 0.082187 | 0.00010176 | 0 | 0 | 0 | 917 | 2017-06-22 | 6 | 0 | 0 | 0 | 0 | 0 | 0 | 0.097737 | 0.46705 | 0.85316 | 0.95833 | 0.97941 | 0.98451 | 0.97898 | 0.96741 | 0.96429 | 0.94487 | 0.90874 | 0.82645 | 0.61228 | 0.20075 | 0.0020951 | 0 | 0 | 0
3832.8 | 2017-06-26 | 6 | 1.1344e-05 | 8.0598e-06 | 6.7306e-06 | 5.2864e-06 | 4.2638e-06 | 0.002608 | 0.1375 | 0.44337 | 0.69694 | 0.84 | 0.92555 | 0.98719 | 0.99464 | 0.99311 | 0.95955 | 0.90094 | 0.78338 | 0.5981 | 0.29692 | 0.044047 | 9.6997e-05 | 2.9627e-05 | 2.439e-05 | 1.5031e-05 | 2543.25 | 2017-06-26 | 6 | 0 | 0 | 0 | 0 | 0 | 0.0023192 | 0.19632 | 0.61965 | 0.8338 | 0.90034 | 0.91169 | 0.9331 | 0.94847 | 0.94724 | 0.93029 | 0.91068 | 0.85628 | 0.77047 | 0.49529 | 0.10542 | 0.00010844 | 0 | 0 | 0 | 917 | 2017-06-26 | 6 | 0 | 0 | 0 | 0 | 0 | 0 | 0.053203 | 0.49141 | 0.8616 | 0.94385 | 0.87589 | 0.935 | 0.94964 | 0.91126 | 0.85873 | 0.81173 | 0.70717 | 0.71103 | 0.54857 | 0.19863 | 0.016585 | 0.0050431 | 0 | 0
3832.8 | 2017-07-07 | 7 | 1.2746e-05 | 9.1863e-06 | 7.2366e-06 | 6.9003e-06 | 4.4706e-06 | 0.0014895 | 0.10041 | 0.34511 | 0.61312 | 0.74516 | 0.79807 | 0.81869 | 0.83148 | 0.90067 | 0.84012 | 0.75267 | 0.61947 | 0.44789 | 0.23591 | 0.029421 | 0.00015827 | 3.2849e-05 | 2.8711e-05 | 2.214e-05 | 2563.25 | 2017-07-07 | 7 | 0 | 0 | 0 | 0 | 0 | 0.00017442 | 0.12638 | 0.50149 | 0.74005 | 0.78354 | 0.80002 | 0.80638 | 0.79444 | 0.82017 | 0.79049 | 0.63117 | 0.45151 | 0.48037 | 0.4027 | 0.079806 | 8.496e-05 | 0 | 0 | 0 | 917 | 2017-07-07 | 7 | 0 | 0 | 0 | 0 | 0 | 0 | 0 | 0.085825 | 0.40237 | 0.5237 | 0.43226 | 0.53589 | 0.58366 | 0.36327 | 0.49974 | 0.54148 | 0.52031 | 0.49572 | 0.36046 | 0.12926 | 0.00264 | 0 | 0 | 0
3832.8 | 2017-07-10 | 7 | 1.1931e-05 | 9.4405e-06 | 6.7811e-06 | 6.7412e-06 | 5.2776e-06 | 0.0010232 | 0.079777 | 0.32226 | 0.57576 | 0.73093 | 0.87055 | 0.91883 | 0.90842 | 0.88015 | 0.78205 | 0.79452 | 0.69272 | 0.5017 | 0.25014 | 0.035421 | 4.3304e-05 | 2.7391e-05 | 2.1982e-05 | 1.5194e-05 | 2563.25 | 2017-07-10 | 7 | 0 | 0 | 0 | 0 | 0 | 9.6875e-05 | 0.06605 | 0.29289 | 0.4695 | 0.65386 | 0.84665 | 0.87509 | 0.88403 | 0.843 | 0.78408 | 0.81125 | 0.75103 | 0.63902 | 0.36167 | 0.05779 | 2.69e-05 | 0 | 0 | 0 | 917 | 2017-07-10 | 7 | 0 | 0 | 0 | 0 | 0 | 0 | 0 | 0.055151 | 0.29155 | 0.53398 | 0.5878 | 0.56594 | 0.50077 | 0.4967 | 0.49086 | 0.4838 | 0.47226 | 0.45715 | 0.35077 | 0.13908 | 0.0043813 | 0 | 0 | 0
3832.8 | 2017-07-08 | 7 | 1.6791e-05 | 1.2944e-05 | 9.7939e-06 | 9.0561e-06 | 7.016e-06 | 0.00070458 | 0.060631 | 0.25647 | 0.47031 | 0.69645 | 0.77813 | 0.77119 | 0.83375 | 0.79772 | 0.82598 | 0.81379 | 0.70919 | 0.54024 | 0.26329 | 0.034775 | 9.9832e-05 | 3.1768e-05 | 2.6896e-05 | 2.2045e-05 | 2563.25 | 2017-07-08 | 7 | 0 | 0 | 0 | 0 | 0 | 6.1168e-05 | 0.10627 | 0.4372 | 0.66553 | 0.78763 | 0.82729 | 0.83698 | 0.82613 | 0.80612 | 0.73577 | 0.75586 | 0.73482 | 0.64679 | 0.39564 | 0.079393 | 0.00029781 | 0 | 0 | 0 | 917 | 2017-07-08 | 7 | 0 | 0 | 0 | 0 | 0 | 0 | 0 | 0.060553 | 0.23647 | 0.27872 | 0.36576 | 0.37773 | 0.4364 | 0.3323 | 0.46771 | 0.3391 | 0.26001 | 0.21995 | 0.13974 | 0.051384 | 0 | 0 | 0 | 0
3832.8 | 2017-07-17 | 7 | 9.5436e-06 | 6.3416e-06 | 5.3072e-06 | 3.2149e-06 | 1.9163e-06 | 0.00012027 | 0.074661 | 0.32604 | 0.58712 | 0.71289 | 0.76389 | 0.81296 | 0.8308 | 0.84034 | 0.80153 | 0.81785 | 0.69004 | 0.55446 | 0.26786 | 0.034353 | 8.0224e-05 | 2.3469e-05 | 1.8909e-05 | 1.4548e-05 | 2563.25 | 2017-07-17 | 7 | 0 | 0 | 0 | 0 | 0 | 3.2153e-05 | 0.087061 | 0.40421 | 0.68742 | 0.80223 | 0.84257 | 0.85518 | 0.84875 | 0.79331 | 0.8535 | 0.86564 | 0.81544 | 0.72028 | 0.42356 | 0.077836 | 3.785e-05 | 0 | 0 | 0 | 917 | 2017-07-17 | 7 | 0 | 0 | 0 | 0 | 0 | 0 | 0.03199 | 0.25534 | 0.69983 | 0.81719 | 0.91931 | 0.87573 | 0.69056 | 0.58052 | 0.57491 | 0.56006 | 0.56033 | 0.52513 | 0.39816 | 0.15409 | 0.00060626 | 0 | 0 | 0
3832.8 | 2017-07-27 | 7 | 8.2641e-06 | 5.696e-06 | 4.0631e-06 | 2.3454e-06 | 1.4685e-06 | 3.1508e-05 | 0.072458 | 0.38896 | 0.67963 | 0.83191 | 0.92712 | 0.98025 | 0.99168 | 0.98251 | 0.95493 | 0.88113 | 0.76984 | 0.58562 | 0.25997 | 0.025764 | 5.7254e-05 | 2.0323e-05 | 1.7357e-05 | 1.1911e-05 | 2563.25 | 2017-07-27 | 7 | 0 | 0 | 0 | 0 | 0 | 8.5466e-06 | 0.088328 | 0.51769 | 0.81051 | 0.8884 | 0.91525 | 0.9358 | 0.9439 | 0.93652 | 0.89643 | 0.87237 | 0.84784 | 0.74336 | 0.43386 | 0.060051 | 2.8086e-06 | 0 | 0 | 0 | 917 | 2017-07-27 | 7 | 0 | 0 | 0 | 0 | 0 | 0 | 0.017394 | 0.2612 | 0.68844 | 0.87881 | 0.97075 | 0.89872 | 0.92364 | 0.89217 | 0.76122 | 0.72594 | 0.70981 | 0.66667 | 0.53963 | 0.18686 | 0.00089485 | 0 | 0 | 0
3832.8 | 2017-08-28 | 8 | 1.0413e-05 | 7.6523e-06 | 5.8617e-06 | 4.4037e-06 | 4.0836e-06 | 3.37e-06 | 0.02069 | 0.25433 | 0.58733 | 0.72037 | 0.87163 | 0.93277 | 0.97226 | 0.94234 | 0.8942 | 0.77373 | 0.68564 | 0.43408 | 0.10029 | 0.00079102 | 4.5438e-05 | 3.6789e-05 | 2.9959e-05 | 2.3105e-05 | 2570 | 2017-08-28 | 8 | 3.1171e-05 | 2.5356e-05 | 2.7117e-05 | 2.0746e-05 | 2.1078e-05 | 1.6637e-05 | 0.017954 | 0.2979 | 0.70467 | 0.79869 | 0.87404 | 0.85217 | 0.86223 | 0.8626 | 0.79294 | 0.69668 | 0.64344 | 0.45396 | 0.1305 | 0.0034698 | 4.8273e-05 | 4.4361e-05 | 3.6032e-05 | 3.5001e-05 | 917 | 2017-08-28 | 8 | 0 | 0 | 0 | 0 | 0 | 0 | 0 | 0.0018689 | 0.19448 | 0.37576 | 0.58063 | 0.55895 | 0.44727 | 0.65719 | 0.63209 | 0.57765 | 0.497 | 0.413 | 0.25323 | 0.032213 | 0 | 0 | 0 | 0
3832.8 | 2017-08-29 | 8 | 1.6416e-05 | 1.4729e-05 | 1.2451e-05 | 1.0247e-05 | 7.5043e-06 | 7.4386e-06 | 0.025384 | 0.26951 | 0.61988 | 0.79989 | 0.89731 | 0.95316 | 0.93508 | 0.90591 | 0.78286 | 0.6385 | 0.59335 | 0.40598 | 0.097876 | 0.00089903 | 4.5672e-05 | 3.9796e-05 | 3.1792e-05 | 2.5899e-05 | 2570 | 2017-08-29 | 8 | 3.7489e-05 | 3.5802e-05 | 2.832e-05 | 2.1213e-05 | 2.3972e-05 | 1.8454e-05 | 0.019885 | 0.34014 | 0.71916 | 0.83168 | 0.87047 | 0.86439 | 0.8292 | 0.72018 | 0.50394 | 0.33957 | 0.41176 | 0.3754 | 0.13574 | 0.0019845 | 4.5959e-05 | 3.9295e-05 | 3.5283e-05 | 2.5637e-05 | 917 | 2017-08-29 | 8 | 0 | 0 | 0 | 0 | 0 | 0 | 0 | 0.0051692 | 0.31086 | 0.65596 | 0.87308 | 0.92577 | 0.87452 | 0.57522 | 0.55749 | 0.36606 | 0.26355 | 0.2268 | 0.11507 | 0.021948 | 0 | 0 | 0 | 0
3832.8 | 2017-08-31 | 8 | 2.1821e-05 | 1.7781e-05 | 1.407e-05 | 1.1135e-05 | 9.8592e-06 | 8.1139e-06 | 0.019041 | 0.26215 | 0.60516 | 0.78577 | 0.87271 | 0.95304 | 0.9729 | 0.9685 | 0.91688 | 0.70125 | 0.55819 | 0.32877 | 0.073704 | 0.0005881 | 3.9779e-05 | 3.6386e-05 | 3.1443e-05 | 2.3869e-05 | 2570 | 2017-08-31 | 8 | 2.5386e-05 | 2.2788e-05 | 2.6926e-05 | 2.5536e-05 | 2.2342e-05 | 2.38e-05 | 0.017789 | 0.2971 | 0.63053 | 0.74521 | 0.79228 | 0.87169 | 0.8818 | 0.8741 | 0.81259 | 0.4752 | 0.30963 | 0.19199 | 0.085342 | 0.001461 | 3.5971e-05 | 3.7797e-05 | 3.3744e-05 | 2.4828e-05 | 917 | 2017-08-31 | 8 | 0 | 0 | 0 | 0 | 0 | 0 | 0 | 0.001755 | 0.26472 | 0.38818 | 0.28852 | 0.29539 | 0.48543 | 0.67401 | 0.69491 | 0.50258 | 0.52212 | 0.42538 | 0.16784 | 0.018357 | 0 | 0 | 0 | 0
3832.8 | 2017-08-30 | 8 | 2.0443e-05 | 1.5394e-05 | 1.4214e-05 | 1.1597e-05 | 7.6954e-06 | 7.2455e-06 | 0.021414 | 0.25892 | 0.60992 | 0.7968 | 0.90363 | 0.95032 | 0.95693 | 0.91613 | 0.79491 | 0.6892 | 0.60284 | 0.40835 | 0.09149 | 0.00067156 | 4.604e-05 | 4.276e-05 | 3.3908e-05 | 2.7463e-05 | 2570 | 2017-08-30 | 8 | 2.881e-05 | 2.3877e-05 | 2.5071e-05 | 1.8801e-05 | 1.6266e-05 | 1.6334e-05 | 0.016672 | 0.31765 | 0.69095 | 0.8202 | 0.87107 | 0.88117 | 0.87052 | 0.77614 | 0.65348 | 0.60689 | 0.51039 | 0.45883 | 0.15414 | 0.0020485 | 5.1015e-05 | 3.4403e-05 | 2.6989e-05 | 2.2903e-05 | 917 | 2017-08-30 | 8 | 0 | 0 | 0 | 0 | 0 | 0 | 0 | 0.016793 | 0.41705 | 0.7172 | 0.60743 | 0.88881 | 0.79043 | 0.57394 | 0.50778 | 0.40128 | 0.35145 | 0.22191 | 0.10982 | 0.016971 | 0 | 0 | 0 | 0
3832.8 | 2017-08-03 | 8 | 1.4049e-05 | 1.1255e-05 | 1.0911e-05 | 8.5875e-06 | 7.8604e-06 | 0.00014938 | 0.023923 | 0.18484 | 0.43332 | 0.63824 | 0.75557 | 0.86379 | 0.77147 | 0.76405 | 0.62155 | 0.38424 | 0.37316 | 0.35323 | 0.17903 | 0.018265 | 6.7741e-05 | 3.3651e-05 | 2.8626e-05 | 2.2651e-05 | 2570 | 2017-08-03 | 8 | 0 | 3.8911e-11 | 0 | 0 | 0 | 1.0829e-07 | 0.017152 | 0.13137 | 0.35601 | 0.61214 | 0.6957 | 0.72701 | 0.55268 | 0.53857 | 0.63412 | 0.52493 | 0.25217 | 0.20213 | 0.25978 | 0.041009 | 0 | 8.1712e-10 | 1.2451e-09 | 8.9494e-10 | 917 | 2017-08-03 | 8 | 0 | 0 | 0 | 0 | 0 | 0 | 0 | 0 | 0 | 0 | 0.0175 | 0.097799 | 0.18083 | 0.2662 | 0.24964 | 0.074682 | 0.019134 | 0.003277 | 0 | 0 | 0 | 0 | 0 | 0
3832.8 | 2017-09-01 | 9 | 1.7726e-05 | 1.4736e-05 | 1.1043e-05 | 1.0313e-05 | 9.3243e-06 | 7.3325e-06 | 0.021949 | 0.27292 | 0.6221 | 0.81517 | 0.92384 | 0.97211 | 0.97883 | 0.97873 | 0.93583 | 0.84438 | 0.70398 | 0.41717 | 0.082498 | 0.00039303 | 4.2075e-05 | 3.7025e-05 | 3.1855e-05 | 2.634e-05 | 2572 | 2017-09-01 | 9 | 2.5097e-05 | 1.9958e-05 | 1.1554e-05 | 1.3583e-05 | 1.4565e-05 | 1.4713e-05 | 0.019363 | 0.30901 | 0.68492 | 0.84191 | 0.89467 | 0.91094 | 0.90984 | 0.91131 | 0.89208 | 0.83721 | 0.74162 | 0.5477 | 0.13349 | 0.00068581 | 4.793e-05 | 5.1341e-05 | 3.5314e-05 | 2.8952e-05 | 917 | 2017-09-01 | 9 | 0 | 0 | 0 | 0 | 0 | 0 | 0 | 0.10044 | 0.50235 | 0.81814 | 0.93225 | 0.95423 | 0.95475 | 0.95053 | 0.93341 | 0.91052 | 0.78074 | 0.68336 | 0.29761 | 0.03503 | 4.3338e-05 | 0 | 0 | 0
3832.8 | 2017-09-02 | 9 | 2.2901e-05 | 1.8075e-05 | 1.5425e-05 | 1.2332e-05 | 1.0937e-05 | 9.4645e-06 | 0.01609 | 0.22501 | 0.57284 | 0.79635 | 0.89331 | 0.96518 | 0.95563 | 0.90036 | 0.78099 | 0.62083 | 0.37516 | 0.24801 | 0.05474 | 0.00025344 | 3.6963e-05 | 3.4411e-05 | 3.2476e-05 | 2.6672e-05 | 2572 | 2017-09-02 | 9 | 2.9026e-05 | 3.3167e-05 | 2.9829e-05 | 2.9009e-05 | 2.1095e-05 | 2.2168e-05 | 0.018145 | 0.30852 | 0.65168 | 0.83336 | 0.89044 | 0.90348 | 0.90447 | 0.90403 | 0.83902 | 0.67919 | 0.50639 | 0.36244 | 0.06775 | 0.00021524 | 4.8873e-05 | 3.8618e-05 | 4.1203e-05 | 2.9919e-05 | 917 | 2017-09-02 | 9 | 0 | 0 | 0 | 0 | 0 | 0 | 7.8794e-05 | 0.12378 | 0.57308 | 0.84805 | 0.92004 | 0.93644 | 0.93562 | 0.88813 | 0.88304 | 0.88753 | 0.75431 | 0.40705 | 0.1503 | 0.010153 | 0 | 0 | 0 | 0
3832.8 | 2017-09-11 | 9 | 1.0175e-05 | 6.9892e-06 | 6.27e-06 | 4.3211e-06 | 3.3285e-06 | 4.0312e-06 | 0.013392 | 0.20782 | 0.47394 | 0.67204 | 0.82893 | 0.86991 | 0.94679 | 0.89577 | 0.84889 | 0.79029 | 0.66633 | 0.38293 | 0.049337 | 6.2323e-05 | 2.7871e-05 | 2.2167e-05 | 1.6925e-05 | 1.4747e-05 | 2572 | 2017-09-11 | 9 | 1.8746e-05 | 1.8929e-05 | 1.5479e-05 | 1.3004e-05 | 7.5375e-06 | 1.3774e-05 | 0.0067122 | 0.1291 | 0.29605 | 0.38072 | 0.66215 | 0.71496 | 0.83524 | 0.76482 | 0.75432 | 0.79395 | 0.70397 | 0.50058 | 0.096765 | 5.8189e-05 | 3.5895e-05 | 2.1831e-05 | 3.418e-05 | 2.7621e-05 | 917 | 2017-09-11 | 9 | 0 | 0 | 0 | 0 | 0 | 0 | 0 | 0.020965 | 0.14709 | 0.23693 | 0.26216 | 0.26393 | 0.29018 | 0.37736 | 0.43071 | 0.30212 | 0.27322 | 0.24459 | 0.10698 | 0.011773 | 0 | 0 | 0 | 0
3832.8 | 2017-09-05 | 9 | 8.3513e-06 | 5.7308e-06 | 4.9919e-06 | 3.8726e-06 | 3.3361e-06 | 3.3158e-06 | 0.013803 | 0.19143 | 0.44578 | 0.63718 | 0.76511 | 0.91095 | 0.93964 | 0.9396 | 0.86522 | 0.76152 | 0.61999 | 0.38236 | 0.072202 | 0.00015705 | 2.7875e-05 | 2.3387e-05 | 1.7165e-05 | 1.2915e-05 | 2572 | 2017-09-05 | 9 | 2.0628e-05 | 1.6387e-05 | 1.0843e-05 | 1.0794e-05 | 1.0547e-05 | 9.8414e-06 | 0.0075018 | 0.16101 | 0.51019 | 0.80278 | 0.84305 | 0.88251 | 0.85272 | 0.84809 | 0.76301 | 0.6503 | 0.66985 | 0.4869 | 0.12938 | 0.00054302 | 3.3143e-05 | 2.6604e-05 | 2.1533e-05 | 2.4205e-05 | 917 | 2017-09-05 | 9 | 0 | 0 | 0 | 0 | 0 | 0 | 0 | 0.00014196 | 0.13134 | 0.41254 | 0.57081 | 0.6999 | 0.72657 | 0.60038 | 0.51849 | 0.52169 | 0.4229 | 0.36785 | 0.17938 | 0.0094835 | 0 | 0 | 0 | 0
3832.8 | 2017-09-03 | 9 | 2.0687e-05 | 1.9637e-05 | 1.7454e-05 | 1.7644e-05 | 1.5517e-05 | 1.3657e-05 | 0.010711 | 0.22261 | 0.4937 | 0.61068 | 0.69421 | 0.80543 | 0.8636 | 0.73999 | 0.59675 | 0.46224 | 0.31678 | 0.22908 | 0.054411 | 0.00020694 | 2.2647e-05 | 1.9951e-05 | 1.7817e-05 | 1.6179e-05 | 2572 | 2017-09-03 | 9 | 2.7251e-05 | 2.4135e-05 | 2.2402e-05 | 2.1017e-05 | 2.0226e-05 | 1.9847e-05 | 0.012486 | 0.26746 | 0.62582 | 0.6971 | 0.76849 | 0.82601 | 0.82616 | 0.78809 | 0.54735 | 0.38896 | 0.35787 | 0.3928 | 0.10675 | 0.00018401 | 2.3806e-05 | 3.2457e-05 | 2.9079e-05 | 2.1553e-05 | 917 | 2017-09-03 | 9 | 0 | 0 | 0 | 0 | 0 | 0 | 0 | 0 | 0.27334 | 0.58456 | 0.72244 | 0.74896 | 0.6281 | 0.58326 | 0.55518 | 0.45124 | 0.54025 | 0.43047 | 0.12029 | 0.0052962 | 0 | 0 | 0 | 0
3933.61 | 2017-10-24 | 10 | 1.4122e-05 | 1.2498e-05 | 1.0198e-05 | 1.0186e-05 | 1.0421e-05 | 8.6641e-06 | 0.00028013 | 0.10658 | 0.48142 | 0.72541 | 0.83796 | 0.878 | 0.88093 | 0.88188 | 0.86131 | 0.75818 | 0.4681 | 0.084614 | 0.00037713 | 2.9654e-05 | 2.7188e-05 | 2.4155e-05 | 1.9937e-05 | 1.3165e-05 | 2572 | 2017-10-24 | 10 | 4.5496e-07 | 5.4959e-07 | 2.2043e-06 | 9.5364e-07 | 2.4064e-06 | 1.7288e-06 | 3.6311e-06 | 0.1089 | 0.54402 | 0.79213 | 0.8306 | 0.81678 | 0.80532 | 0.81077 | 0.81782 | 0.78739 | 0.57518 | 0.12921 | 0.00032595 | 1.4792e-05 | 6.5074e-06 | 8.138e-06 | 6.5221e-06 | 5.5518e-06 | 917 | 2017-10-24 | 10 | 0 | 0 | 0 | 0 | 0 | 0 | 0 | 0.017737 | 0.23487 | 0.61553 | 0.71565 | 0.69754 | 0.67594 | 0.6888 | 0.71405 | 0.72363 | 0.63015 | 0.25767 | 0.017167 | 0 | 0 | 0 | 0 | 0
3933.61 | 2017-10-25 | 10 | 9.7194e-06 | 8.047e-06 | 8.053e-06 | 6.6106e-06 | 6.5016e-06 | 6.1691e-06 | 0.00020955 | 0.10547 | 0.49536 | 0.75766 | 0.8457 | 0.88547 | 0.89151 | 0.8861 | 0.84304 | 0.73664 | 0.43612 | 0.071178 | 0.00034599 | 2.6079e-05 | 2.0711e-05 | 1.8183e-05 | 1.457e-05 | 1.0021e-05 | 2572 | 2017-10-25 | 10 | 2.1432e-06 | 1.8509e-06 | 2.2458e-06 | 2.8059e-06 | 1.6601e-06 | 2.2961e-06 | 4.5612e-06 | 0.10617 | 0.54525 | 0.78621 | 0.81123 | 0.79657 | 0.78783 | 0.79211 | 0.79697 | 0.76409 | 0.54972 | 0.11976 | 0.00029656 | 1.7817e-05 | 8.6192e-06 | 8.3418e-06 | 3.3615e-06 | 2.1817e-06 | 917 | 2017-10-25 | 10 | 0 | 0 | 0 | 0 | 0 | 0 | 0 | 0.0057558 | 0.14559 | 0.56054 | 0.69319 | 0.69217 | 0.67666 | 0.68205 | 0.70302 | 0.70833 | 0.60863 | 0.2452 | 0.017323 | 0 | 0 | 0 | 0 | 0
3933.61 | 2017-10-23 | 10 | 5.4002e-06 | 3.3705e-06 | 2.3939e-06 | 1.8719e-06 | 8.8566e-07 | 7.1566e-07 | 0.00035285 | 0.122 | 0.52307 | 0.74486 | 0.77071 | 0.84074 | 0.88324 | 0.90104 | 0.86669 | 0.77032 | 0.48526 | 0.090816 | 0.00040464 | 2.7491e-05 | 2.3672e-05 | 2.0623e-05 | 1.7431e-05 | 1.537e-05 | 2572 | 2017-10-23 | 10 | 1.0828e-06 | 1.2826e-06 | 1.8917e-06 | 1.0422e-06 | 3.63e-06 | 1.9393e-06 | 6.8018e-06 | 0.11856 | 0.54591 | 0.78262 | 0.76617 | 0.78884 | 0.78305 | 0.78568 | 0.79909 | 0.77164 | 0.56589 | 0.132 | 0.00038012 | 2.0082e-05 | 1.6293e-05 | 8.0941e-06 | 6.5459e-06 | 1.3858e-06 | 917 | 2017-10-23 | 10 | 0 | 0 | 0 | 0 | 0 | 0 | 0 | 0.015621 | 0.27608 | 0.65032 | 0.74372 | 0.72828 | 0.69947 | 0.70816 | 0.72789 | 0.73806 | 0.6503 | 0.27174 | 0.02815 | 0 | 0 | 0 | 0 | 0
3933.61 | 2017-10-26 | 10 | 5.7677e-06 | 3.9949e-06 | 1.9821e-06 | 1.6475e-06 | 5.7826e-07 | 6.5583e-07 | 0.00021334 | 0.10176 | 0.4728 | 0.72594 | 0.81025 | 0.78335 | 0.79793 | 0.80091 | 0.77696 | 0.70911 | 0.43537 | 0.072667 | 0.0003027 | 1.8158e-05 | 1.4148e-05 | 1.1701e-05 | 8.9669e-06 | 5.6995e-06 | 2572 | 2017-10-26 | 10 | 3.569e-06 | 1.9907e-06 | 1.3714e-06 | 9.2877e-07 | 2.0629e-06 | 3.3122e-06 | 4.7805e-06 | 0.1007 | 0.52765 | 0.78364 | 0.80372 | 0.77798 | 0.74608 | 0.75855 | 0.76434 | 0.75965 | 0.54336 | 0.11582 | 0.00026449 | 2.0281e-05 | 1.3163e-05 | 1.0599e-05 | 9.3037e-06 | 2.3955e-06 | 917 | 2017-10-26 | 10 | 0 | 0 | 0 | 0 | 0 | 0 | 0 | 0.0085888 | 0.14534 | 0.53138 | 0.71761 | 0.7098 | 0.68825 | 0.70063 | 0.72757 | 0.74409 | 0.65101 | 0.25005 | 0.019821 | 0 | 0 | 0 | 0 | 0
3933.61 | 2017-10-16 | 10 | 4.2667e-06 | 3.145e-06 | 1.9686e-06 | 5.5699e-07 | 5.6685e-07 | 8.1598e-07 | 0.0010133 | 0.13918 | 0.49214 | 0.74361 | 0.80481 | 0.82539 | 0.83476 | 0.88249 | 0.84843 | 0.75006 | 0.51976 | 0.12933 | 0.00094278 | 1.7559e-05 | 1.4863e-05 | 1.2258e-05 | 8.5839e-06 | 6.189e-06 | 2572 | 2017-10-16 | 10 | 5.339e-06 | 7.8958e-06 | 7.3119e-06 | 6.941e-06 | 8.3245e-06 | 8.2859e-06 | 0.00028744 | 0.13503 | 0.51002 | 0.79545 | 0.84645 | 0.82009 | 0.78986 | 0.81359 | 0.78897 | 0.78593 | 0.62719 | 0.18493 | 0.0011756 | 1.4982e-05 | 1.4745e-05 | 6.1904e-06 | 7.052e-06 | 5.9618e-06 | 917 | 2017-10-16 | 10 | 0 | 0 | 0 | 0 | 0 | 0 | 0 | 0.046826 | 0.42781 | 0.60581 | 0.70947 | 0.8119 | 0.88153 | 0.87598 | 0.6341 | 0.56529 | 0.70143 | 0.38322 | 0.050547 | 0 | 0 | 0 | 0 | 0
3933.61 | 2017-11-22 | 11 | -5.8258e-08 | -2.952e-07 | -4.9978e-07 | -1.1997e-06 | -1.092e-06 | -8.7662e-07 | 0.024033 | 0.30602 | 0.63711 | 0.76158 | 0.79764 | 0.74278 | 0.79237 | 0.71472 | 0.58447 | 0.28763 | 0.017906 | 9.7994e-06 | 9.0963e-06 | 7.1458e-06 | 8.0214e-06 | 6.3276e-06 | 6.5865e-06 | 4.4169e-06 | 2572 | 2017-11-22 | 11 | 3.775e-06 | 2.8456e-06 | 4.4108e-06 | 5.0233e-06 | 6.3231e-06 | 4.5627e-06 | 0.017947 | 0.31848 | 0.66763 | 0.72491 | 0.69971 | 0.6677 | 0.69358 | 0.69228 | 0.61119 | 0.3733 | 0.029223 | 1.6479e-05 | 1.6465e-05 | 1.0394e-05 | 9.9861e-06 | 1.0585e-05 | 4.7417e-06 | 4.6275e-06 | 917 | 2017-11-22 | 11 | 0 | 0 | 0 | 0 | 0 | 0 | 0 | 0.093096 | 0.47572 | 0.70713 | 0.72408 | 0.69824 | 0.69838 | 0.71254 | 0.70391 | 0.50456 | 0.13262 | 0.00030931 | 0 | 0 | 0 | 0 | 0 | 0
3933.61 | 2017-11-28 | 11 | -3.5761e-07 | -7.1956e-07 | -1.1698e-06 | -1.3019e-06 | -1.0576e-06 | -4.1011e-07 | 0.015691 | 0.25053 | 0.52829 | 0.65064 | 0.6541 | 0.63487 | 0.62851 | 0.56209 | 0.37253 | 0.143 | 0.0066447 | 2.2415e-06 | 3.8202e-06 | 3.6611e-06 | 4.3078e-06 | 3.5318e-06 | 1.6131e-06 | 7.8414e-07 | 2572 | 2017-11-28 | 11 | 2.3106e-06 | 1.0933e-06 | 1.9818e-06 | 3.4767e-06 | 4.143e-06 | 5.8224e-06 | 0.011585 | 0.27292 | 0.63342 | 0.70415 | 0.67601 | 0.64 | 0.64968 | 0.67159 | 0.49608 | 0.25979 | 0.011669 | 1.3982e-05 | 1.2128e-05 | 6.783e-06 | 6.219e-06 | 4.6251e-06 | 2.4567e-06 | 9.1513e-07 | 917 | 2017-11-28 | 11 | 0 | 0 | 0 | 0 | 0 | 0 | 0 | 0 | 0.1938 | 0.64383 | 0.67525 | 0.61964 | 0.58131 | 0.58891 | 0.36063 | 0.14666 | 0.021055 | 0 | 0 | 0 | 0 | 0 | 0 | 0
3933.61 | 2017-11-29 | 11 | -3.4971e-08 | -3.7861e-07 | -1.107e-06 | -1.4148e-06 | -1.0701e-06 | -6.1273e-07 | 0.0034625 | 0.086153 | 0.21293 | 0.34484 | 0.4333 | 0.51001 | 0.4537 | 0.37085 | 0.27442 | 0.12916 | 0.0099374 | 3.6452e-06 | 3.9835e-06 | 5.0559e-06 | 5.5352e-06 | 4.1167e-06 | 3.0289e-06 | 1.2589e-06 | 2572 | 2017-11-29 | 11 | 2.7532e-06 | 1.5435e-06 | 1.959e-06 | 3.5124e-06 | 4.8182e-06 | 6.4771e-06 | 0.0010944 | 0.11668 | 0.24154 | 0.40763 | 0.45836 | 0.5174 | 0.53549 | 0.55107 | 0.52775 | 0.2959 | 0.022911 | 1.5817e-05 | 1.0465e-05 | 1.3579e-05 | 1.0134e-05 | 9.7269e-06 | 6.0061e-06 | 4.3266e-06 | 917 | 2017-11-29 | 11 | 0 | 0 | 0 | 0 | 0 | 0 | 0 | 0 | 0.00036096 | 0.082976 | 0.069188 | 0.019876 | 0.075077 | 0.15024 | 0.13145 | 0.11654 | 0.0362 | 0 | 0 | 0 | 0 | 0 | 0 | 0
3933.61 | 2017-11-21 | 11 | 1.88e-07 | -6.2441e-07 | -5.9051e-07 | -9.4665e-07 | -3.4289e-07 | -2.5656e-07 | 0.017257 | 0.26911 | 0.56975 | 0.71542 | 0.73429 | 0.7789 | 0.73344 | 0.67738 | 0.48883 | 0.21144 | 0.022916 | 3.2595e-06 | 4.8357e-06 | 4.4975e-06 | 4.926e-06 | 4.7778e-06 | 3.0344e-06 | 1.9801e-06 | 2572 | 2017-11-21 | 11 | 7.5067e-07 | 1.4318e-06 | 4.1434e-06 | 4.7043e-06 | 7.2448e-06 | 7.476e-06 | 0.017655 | 0.27417 | 0.60975 | 0.65169 | 0.65065 | 0.65661 | 0.65329 | 0.65958 | 0.56883 | 0.31316 | 0.037917 | 1.3641e-05 | 1.7063e-05 | 1.1594e-05 | 9.7067e-06 | 4.8208e-06 | 2.4683e-06 | 2.4391e-06 | 917 | 2017-11-21 | 11 | 0 | 0 | 0 | 0 | 0 | 0 | 0 | 0 | 0.22375 | 0.50536 | 0.61669 | 0.4068 | 0.35289 | 0.41322 | 0.22492 | 0.13274 | 0.025151 | 0 | 0 | 0 | 0 | 0 | 0 | 0
3933.61 | 2017-11-08 | 11 | -2.1502e-07 | -9.6456e-07 | -1.285e-06 | -1.2063e-06 | -9.5062e-07 | -5.2488e-07 | 0.054476 | 0.37579 | 0.68342 | 0.77131 | 0.80354 | 0.80875 | 0.7311 | 0.63067 | 0.46885 | 0.21724 | 0.017249 | 2.9122e-06 | 4.9747e-06 | 4.2483e-06 | 5.1066e-06 | 3.7412e-06 | 2.1502e-06 | 7.4768e-07 | 2572 | 2017-11-08 | 11 | 1.2594e-06 | 2.6974e-06 | 4.6547e-06 | 4.7916e-06 | 6.4065e-06 | 8.3306e-06 | 0.048179 | 0.41795 | 0.71608 | 0.76106 | 0.73436 | 0.71687 | 0.69779 | 0.68868 | 0.59123 | 0.30409 | 0.030282 | 1.258e-05 | 1.6022e-05 | 1.3171e-05 | 1.1673e-05 | 7.1425e-06 | 4.2254e-06 | 1.8635e-06 | 917 | 2017-11-08 | 11 | 0 | 0 | 0 | 0 | 0 | 0 | 0.0044772 | 0.14239 | 0.39108 | 0.66445 | 0.72458 | 0.70178 | 0.65334 | 0.5432 | 0.43203 | 0.31968 | 0.019981 | 0 | 0 | 0 | 0 | 0 | 0 | 0
3933.61 | 2017-12-20 | 12 | 1.4375e-06 | 8.9604e-07 | -2.3514e-08 | -4.0942e-07 | -3.2438e-07 | 9.47e-07 | 0.0025033 | 0.15991 | 0.49758 | 0.62311 | 0.72536 | 0.68262 | 0.7022 | 0.62224 | 0.47475 | 0.21716 | 0.015167 | 5.2589e-06 | 5.7153e-06 | 6.571e-06 | 6.0939e-06 | 5.4173e-06 | 4.281e-06 | 2.8204e-06 | 2632 | 2017-12-20 | 12 | 0 | 0 | 0 | 0 | 0 | 0 | 0.0010778 | 0.13516 | 0.43389 | 0.48986 | 0.65538 | 0.63942 | 0.62669 | 0.5957 | 0.39793 | 0.21665 | 0.022655 | 0 | 4.5593e-12 | 0 | 0 | 0 | 0 | 0 | 917 | 2017-12-20 | 12 | 0 | 0 | 0 | 0 | 0 | 0 | 0 | 0.0066395 | 0.041108 | 0.23081 | 0.23741 | 0.19982 | 0.18192 | 0.20257 | 0.20624 | 0.19429 | 0.067393 | 0 | 0 | 0 | 0 | 0 | 0 | 0
3933.61 | 2017-12-21 | 12 | 1.3857e-06 | 8.0921e-07 | 1.8357e-07 | -3.9977e-07 | -5.5629e-07 | 4.7295e-07 | 0.0026317 | 0.17017 | 0.4743 | 0.68155 | 0.76648 | 0.77265 | 0.78303 | 0.73492 | 0.61406 | 0.29779 | 0.021554 | 4.1803e-06 | 6.348e-06 | 6.4971e-06 | 6.8669e-06 | 7.1507e-06 | 5.399e-06 | 3.64e-06 | 2632 | 2017-12-21 | 12 | 0 | 0 | 0 | 0 | 0 | 0 | 0.0011503 | 0.16775 | 0.57011 | 0.71871 | 0.71163 | 0.67741 | 0.68592 | 0.68215 | 0.66494 | 0.39293 | 0.036647 | 0 | 0 | 0 | 0 | 0 | 0 | 0 | 917 | 2017-12-21 | 12 | 0 | 0 | 0 | 0 | 0 | 0 | 0 | 0 | 0.032229 | 0.23579 | 0.2543 | 0.22385 | 0.21286 | 0.25129 | 0.36926 | 0.35373 | 0.11042 | 0 | 0 | 0 | 0 | 0 | 0 | 0
3933.61 | 2017-12-04 | 12 | -5.2877e-06 | -5.2645e-06 | -5.3951e-06 | -5.4579e-06 | -5.5336e-06 | -5.3705e-06 | 0.0081282 | 0.20751 | 0.57527 | 0.74492 | 0.77161 | 0.73904 | 0.67828 | 0.6336 | 0.56351 | 0.24274 | 0.013798 | -4.7772e-06 | -4.7705e-06 | -4.3682e-06 | -4.4222e-06 | -4.6021e-06 | -4.8279e-06 | -5.3825e-06 | 2632 | 2017-12-04 | 12 | 0 | 0 | 0 | 0 | 0 | 0 | 0.0045741 | 0.22097 | 0.60078 | 0.7045 | 0.68119 | 0.66134 | 0.66027 | 0.64439 | 0.64325 | 0.34357 | 0.023445 | 0 | 0 | 0 | 0 | 0 | 0 | 0 | 917 | 2017-12-04 | 12 | 0 | 0 | 0 | 0 | 0 | 0 | 0 | 0.036381 | 0.31253 | 0.55922 | 0.47652 | 0.43452 | 0.40804 | 0.15616 | 0.20558 | 0.22258 | 0.023489 | 0 | 0 | 0 | 0 | 0 | 0 | 0
3933.61 | 2017-12-11 | 12 | 1.387e-06 | 2.7617e-07 | -6.7201e-07 | -8.0732e-07 | -1.0847e-06 | -3.1695e-07 | 0.0028029 | 0.14741 | 0.48478 | 0.62905 | 0.67593 | 0.70376 | 0.73204 | 0.65936 | 0.5549 | 0.24816 | 0.01422 | 4.5122e-06 | 6.1494e-06 | 7.0853e-06 | 7.3886e-06 | 8.1756e-06 | 5.9346e-06 | 4.5452e-06 | 2632 | 2017-12-11 | 12 | 0 | 0 | 0 | 0 | 0 | 0 | 0.00065505 | 0.13807 | 0.5026 | 0.66828 | 0.66975 | 0.63576 | 0.65977 | 0.68327 | 0.62756 | 0.33211 | 0.017953 | 0 | 2.8002e-09 | 0 | 0 | 0 | 0 | 0 | 917 | 2017-12-11 | 12 | 0 | 0 | 0 | 0 | 0 | 0 | 0 | 0 | 0 | 0.17591 | 0.36873 | 0.3379 | 0.35797 | 0.40281 | 0.37158 | 0.29165 | 0.068329 | 0 | 0 | 0 | 0 | 0 | 0 | 0
3933.61 | 2017-12-06 | 12 | 6.3092e-07 | -5.762e-07 | -4.4228e-07 | -7.1546e-07 | -1.1631e-06 | -2.4462e-07 | 0.0075413 | 0.22176 | 0.53659 | 0.63177 | 0.76748 | 0.80068 | 0.80065 | 0.76288 | 0.62279 | 0.27627 | 0.015064 | 3.2343e-06 | 5.2373e-06 | 4.8038e-06 | 5.0662e-06 | 3.7721e-06 | 3.0538e-06 | 1.4789e-06 | 2632 | 2017-12-06 | 12 | 0 | 0 | 0 | 0 | 3.0395e-09 | 0 | 0.0046548 | 0.22163 | 0.60907 | 0.68051 | 0.68689 | 0.66575 | 0.67705 | 0.70012 | 0.66096 | 0.35546 | 0.024571 | 0 | 0 | 0 | 0 | 0 | 0 | 0 | 917 | 2017-12-06 | 12 | 0 | 0 | 0 | 0 | 0 | 0 | 0 | 0.025477 | 0.28129 | 0.49254 | 0.52993 | 0.50962 | 0.4997 | 0.51536 | 0.51178 | 0.36878 | 0.076834 | 0 | 0 | 0 | 0 | 0 | 0 | 0
3983.51 | 2018-01-29 | 1 | 1.3102e-06 | 7.9566e-07 | 9.0147e-08 | -6.6959e-07 | -3.7128e-07 | -3.4714e-07 | 0.0040532 | 0.20659 | 0.57675 | 0.71178 | 0.83036 | 0.8365 | 0.85038 | 0.79994 | 0.71203 | 0.4558 | 0.12396 | 0.00035747 | 5.8852e-06 | 6.9503e-06 | 6.4086e-06 | 4.1686e-06 | 3.128e-06 | 1.2577e-06 | 2635 | 2018-01-29 | 1 | 0 | 0 | 0 | 0 | 0 | 0 | 0.0020512 | 0.18901 | 0.50061 | 0.66735 | 0.74157 | 0.73254 | 0.74247 | 0.7326 | 0.60177 | 0.34664 | 0.10498 | 0.00099879 | 0 | 0 | 0 | 0 | 0 | 0 | 917 | 2018-01-29 | 1 | 0 | 0 | 0 | 0 | 0 | 0 | 0 | 0.030173 | 0.26173 | 0.53758 | 0.60395 | 0.5279 | 0.57282 | 0.54793 | 0.5753 | 0.44222 | 0.1501 | 0.025312 | 0 | 0 | 0 | 0 | 0 | 0
3983.51 | 2018-01-08 | 1 | 4.2193e-07 | -1.293e-07 | -8.2492e-07 | -1.0369e-06 | -1.4508e-06 | -1.0174e-06 | 0.00043531 | 0.029691 | 0.11954 | 0.18177 | 0.22713 | 0.27197 | 0.23216 | 0.1878 | 0.15967 | 0.098904 | 0.0092394 | 4.6791e-06 | 4.5269e-06 | 5.8786e-06 | 5.9294e-06 | 4.5163e-06 | 3.0271e-06 | 7.5283e-07 | 2635 | 2018-01-08 | 1 | 0 | 0 | 0 | 0 | 0 | 0 | 3.926e-08 | 0.010985 | 0.078836 | 0.1383 | 0.13477 | 0.18133 | 0.1397 | 0.10328 | 0.069179 | 0.060527 | 0.0061057 | 0 | 2.0797e-10 | 0 | 0 | 0 | 0 | 0 | 917 | 2018-01-08 | 1 | 0 | 0 | 0 | 0 | 0 | 0 | 0 | 0 | 0 | 0 | 0 | 0 | 0 | 0 | 0 | 0 | 0 | 0 | 0 | 0 | 0 | 0 | 0 | 0
3983.51 | 2018-01-22 | 1 | 4.3046e-07 | 2.3799e-07 | -1.907e-07 | 4.8664e-07 | 4.9225e-07 | 1.0241e-06 | 0.00099168 | 0.12063 | 0.54836 | 0.75153 | 0.83311 | 0.80538 | 0.8047 | 0.83466 | 0.76943 | 0.50748 | 0.11274 | 0.00018931 | 5.3468e-06 | 5.4391e-06 | 5.8112e-06 | 4.1546e-06 | 2.9764e-06 | 1.6472e-06 | 2635 | 2018-01-22 | 1 | 0 | 0 | 0 | 0 | 0 | 5.0183e-07 | 0.00032526 | 0.14772 | 0.59435 | 0.76821 | 0.76383 | 0.73962 | 0.74603 | 0.7564 | 0.75562 | 0.58425 | 0.15239 | 0.00061044 | 0 | 0 | 0 | 0 | 0 | 0 | 917 | 2018-01-22 | 1 | 0 | 0 | 0 | 0 | 0 | 0 | 0 | 0 | 0.16399 | 0.6225 | 0.67546 | 0.65527 | 0.6519 | 0.68695 | 0.72989 | 0.69533 | 0.30898 | 0.038483 | 0 | 0 | 0 | 0 | 0 | 0
3983.51 | 2018-01-25 | 1 | 1.2873e-06 | 4.221e-08 | -1.4805e-07 | 7.9961e-08 | -1.205e-07 | 8.0146e-07 | 0.0032883 | 0.13637 | 0.46325 | 0.69951 | 0.75366 | 0.73315 | 0.72536 | 0.71108 | 0.58896 | 0.43385 | 0.11784 | 0.00022129 | 4.8789e-06 | 4.4215e-06 | 5.3219e-06 | 5.7872e-06 | 3.8635e-06 | 2.4275e-06 | 2635 | 2018-01-25 | 1 | 0 | 0 | 0 | 0 | 0 | 0 | 0.00047975 | 0.13184 | 0.55287 | 0.71276 | 0.66816 | 0.6575 | 0.66149 | 0.62377 | 0.62662 | 0.50083 | 0.15382 | 0.00073921 | 0 | 0 | 0 | 0 | 0 | 0 | 917 | 2018-01-25 | 1 | 0 | 0 | 0 | 0 | 0 | 0 | 0 | 0.024167 | 0.2754 | 0.46336 | 0.55749 | 0.60397 | 0.63761 | 0.66308 | 0.59187 | 0.45656 | 0.18475 | 0.023547 | 0 | 0 | 0 | 0 | 0 | 0
3983.51 | 2018-01-03 | 1 | 4.4435e-07 | 2.2415e-07 | -9.7741e-07 | -7.9058e-07 | -6.9542e-07 | -9.8945e-07 | 0.00071164 | 0.06057 | 0.23812 | 0.3607 | 0.47765 | 0.45675 | 0.39365 | 0.2933 | 0.20175 | 0.079651 | 0.0073235 | 2.7622e-06 | 4.1193e-06 | 3.1995e-06 | 4.5305e-06 | 3.59e-06 | 3.6925e-06 | 2.2059e-06 | 2635 | 2018-01-03 | 1 | 0 | 0 | 0 | 0 | 0 | 0 | 6.2265e-06 | 0.040865 | 0.1656 | 0.33524 | 0.48649 | 0.42749 | 0.31789 | 0.22346 | 0.3013 | 0.088933 | 0.010785 | 0 | 0 | 0 | 0 | 0 | 0 | 0 | 917 | 2018-01-03 | 1 | 0 | 0 | 0 | 0 | 0 | 0 | 0 | 0 | 0 | 0.0068911 | 0.005651 | 0.049652 | 0.13121 | 0.01114 | 0 | 0 | 0 | 0 | 0 | 0 | 0 | 0 | 0 | 0
3983.51 | 2018-02-20 | 2 | 1.6917e-06 | 1.1122e-06 | 8.8064e-07 | 4.5495e-07 | 3.1765e-07 | 1.3782e-06 | 0.026568 | 0.36043 | 0.74044 | 0.89842 | 0.95844 | 0.95589 | 0.95116 | 0.90344 | 0.87158 | 0.73282 | 0.30498 | 0.015221 | 6.5301e-06 | 6.8065e-06 | 5.8235e-06 | 5.5564e-06 | 3.9086e-06 | 2.7279e-06 | 2639.32 | 2018-02-20 | 2 | 0 | 0 | 0 | 0 | 0 | 0 | 0.022364 | 0.38046 | 0.79785 | 0.89805 | 0.90561 | 0.88438 | 0.88082 | 0.87426 | 0.87251 | 0.79513 | 0.40178 | 0.026537 | 0 | 0 | 0 | 0 | 0 | 0 | 917 | 2018-02-20 | 2 | 0 | 0 | 0 | 0 | 0 | 0 | 0 | 0.035542 | 0.28508 | 0.69982 | 0.75644 | 0.73804 | 0.74223 | 0.7678 | 0.80659 | 0.79443 | 0.53251 | 0.12884 | 0 | 0 | 0 | 0 | 0 | 0
3983.51 | 2018-02-22 | 2 | 1.6034e-06 | 9.1753e-07 | 7.5717e-07 | 4.7444e-07 | 4.3617e-07 | 1.762e-06 | 0.029929 | 0.35414 | 0.69238 | 0.81581 | 0.91137 | 0.87972 | 0.82068 | 0.75093 | 0.77467 | 0.6484 | 0.2887 | 0.014764 | 5.5486e-06 | 6.2586e-06 | 6.6719e-06 | 5.1903e-06 | 3.616e-06 | 3.1885e-06 | 2639.32 | 2018-02-22 | 2 | 0 | 0 | 0 | 6.8199e-08 | 0 | 0 | 0.023853 | 0.3509 | 0.73784 | 0.85498 | 0.86142 | 0.79275 | 0.80306 | 0.81972 | 0.75913 | 0.64491 | 0.31165 | 0.023577 | 0 | 0 | 0 | 0 | 0 | 0 | 917 | 2018-02-22 | 2 | 0 | 0 | 0 | 0 | 0 | 0 | 0 | 0.011968 | 0.43635 | 0.66945 | 0.50881 | 0.51262 | 0.458 | 0.38441 | 0.3478 | 0.31113 | 0.18762 | 0.061974 | 0 | 0 | 0 | 0 | 0 | 0
3983.51 | 2018-02-27 | 2 | 8.5436e-07 | 3.0485e-08 | -1.3951e-07 | -5.3556e-07 | -2.6585e-07 | 9.0632e-07 | 0.032978 | 0.24104 | 0.43831 | 0.54146 | 0.60443 | 0.61406 | 0.65033 | 0.67259 | 0.5869 | 0.47345 | 0.21096 | 0.018911 | 4.6754e-06 | 5.1678e-06 | 6.2194e-06 | 5.1337e-06 | 4.4017e-06 | 2.2592e-06 | 2639.32 | 2018-02-27 | 2 | 0 | 0 | 0 | 0 | 0 | 0 | 0.027502 | 0.34014 | 0.62512 | 0.68286 | 0.67659 | 0.64582 | 0.70263 | 0.62793 | 0.56179 | 0.60497 | 0.40199 | 0.045739 | 0 | 0 | 0 | 0 | 0 | 0 | 917 | 2018-02-27 | 2 | 0 | 0 | 0 | 0 | 0 | 0 | 0 | 0 | 0.0001896 | 0.038874 | 0.18488 | 0.21885 | 0.2287 | 0.22688 | 0.26003 | 0.30184 | 0.25787 | 0.081282 | 0 | 0 | 0 | 0 | 0 | 0
3983.51 | 2018-02-19 | 2 | 3.4526e-07 | -1.5423e-07 | -8.2286e-07 | -6.7243e-07 | -4.2405e-07 | -7.9399e-07 | 0.019045 | 0.27993 | 0.58782 | 0.65956 | 0.83691 | 0.84165 | 0.83305 | 0.83061 | 0.73814 | 0.57211 | 0.25225 | 0.0082449 | 5.3117e-06 | 5.7398e-06 | 6.1901e-06 | 4.1441e-06 | 3.9104e-06 | 2.195e-06 | 2639.32 | 2018-02-19 | 2 | 0 | 0 | 0 | 0 | 0 | 0 | 0.015957 | 0.31166 | 0.65786 | 0.73623 | 0.81515 | 0.83944 | 0.81531 | 0.72369 | 0.65881 | 0.61267 | 0.23577 | 0.01346 | 0 | 0 | 0 | 0 | 0 | 0 | 917 | 2018-02-19 | 2 | 0 | 0 | 0 | 0 | 0 | 0 | 0 | 0.026767 | 0.017587 | 0.048996 | 0.13063 | 0.19459 | 0.24388 | 0.15341 | 0.19518 | 0.21471 | 0.15137 | 0.046502 | 0 | 0 | 0 | 0 | 0 | 0
3983.51 | 2018-02-21 | 2 | 1.8658e-06 | 1.3531e-06 | 1.2264e-06 | 2.2903e-07 | 2.7313e-07 | 9.3974e-07 | 0.026463 | 0.28102 | 0.58019 | 0.75614 | 0.86921 | 0.86199 | 0.80923 | 0.81074 | 0.68074 | 0.45789 | 0.20567 | 0.011861 | 4.5659e-06 | 5.4972e-06 | 5.5202e-06 | 5.7921e-06 | 4.9401e-06 | 2.9505e-06 | 2639.32 | 2018-02-21 | 2 | 0 | 0 | 0 | 0 | 0 | 0 | 0.018064 | 0.29738 | 0.67964 | 0.83202 | 0.84455 | 0.8112 | 0.78613 | 0.78718 | 0.78948 | 0.70579 | 0.36657 | 0.028081 | 0 | 0 | 0 | 0 | 0 | 0 | 917 | 2018-02-21 | 2 | 0 | 0 | 0 | 0 | 0 | 0 | 0 | 0 | 0.035745 | 0.22471 | 0.27096 | 0.24017 | 0.24697 | 0.32883 | 0.45414 | 0.50749 | 0.3836 | 0.12348 | 0 | 0 | 0 | 0 | 0 | 0
3983.51 | 2018-03-01 | 3 | 3.247e-07 | 3.1598e-08 | -1.5054e-07 | 6.2412e-09 | -1.0787e-07 | 6.4162e-07 | 0.052732 | 0.39162 | 0.75357 | 0.85758 | 0.91606 | 0.88928 | 0.77885 | 0.76984 | 0.75992 | 0.6582 | 0.3571 | 0.027816 | 3.3567e-06 | 4.3371e-06 | 4.9331e-06 | 4.7481e-06 | 3.8435e-06 | 2.6508e-06 | 2659.32 | 2018-03-01 | 3 | 0 | 0 | 0 | 0 | 0 | 0 | 0.042457 | 0.43183 | 0.80193 | 0.8916 | 0.86738 | 0.84209 | 0.79137 | 0.74495 | 0.71396 | 0.73398 | 0.4479 | 0.045535 | 0 | 0 | 0 | 0 | 0 | 0 | 917 | 2018-03-01 | 3 | 0 | 0 | 0 | 0 | 0 | 0 | 0 | 0.017076 | 0.25284 | 0.48616 | 0.51227 | 0.48753 | 0.49007 | 0.65995 | 0.87941 | 0.88707 | 0.68511 | 0.1578 | 0.0031787 | 0 | 0 | 0 | 0 | 0
3983.51 | 2018-03-05 | 3 | 6.481e-07 | 2.39e-07 | 1.916e-07 | -6.5949e-08 | 7.2432e-07 | 3.1682e-06 | 0.080724 | 0.4749 | 0.80561 | 0.86328 | 0.97185 | 0.96928 | 0.98018 | 0.97076 | 0.88003 | 0.67705 | 0.31342 | 0.028083 | 3.5765e-06 | 5.13e-06 | 5.639e-06 | 4.6776e-06 | 3.6978e-06 | 1.0426e-06 | 2659.32 | 2018-03-05 | 3 | 0 | 0 | 0 | 0 | 0 | 0 | 0.075631 | 0.51811 | 0.88653 | 0.92211 | 0.95686 | 0.94547 | 0.94367 | 0.95119 | 0.92129 | 0.74548 | 0.42581 | 0.043404 | 0 | 0 | 0 | 0 | 0 | 0 | 917 | 2018-03-05 | 3 | 0 | 0 | 0 | 0 | 0 | 0 | 0 | 0.11467 | 0.77374 | 0.98076 | 0.98743 | 0.96938 | 0.97315 | 0.99054 | 0.99776 | 0.94747 | 0.57736 | 0.11975 | 0 | 0 | 0 | 0 | 0 | 0
3983.51 | 2018-03-02 | 3 | 9.7903e-07 | 4.5627e-07 | 3.6891e-07 | -6.0351e-07 | -5.642e-07 | 1.754e-06 | 0.05539 | 0.39346 | 0.66407 | 0.7848 | 0.87392 | 0.81108 | 0.84171 | 0.74626 | 0.74124 | 0.64287 | 0.32672 | 0.02413 | 4.433e-06 | 5.0509e-06 | 5.3008e-06 | 5.1469e-06 | 4.1869e-06 | 3.163e-06 | 2659.32 | 2018-03-02 | 3 | 0 | 0 | 0 | 0 | 0 | 0 | 0.040956 | 0.27928 | 0.48255 | 0.58974 | 0.64929 | 0.61667 | 0.60785 | 0.45234 | 0.47376 | 0.41917 | 0.3082 | 0.024116 | 0 | 0 | 0 | 0 | 0 | 0 | 917 | 2018-03-02 | 3 | 0 | 0 | 0 | 0 | 0 | 0 | 0 | 0.099389 | 0.59026 | 0.89167 | 0.60761 | 0.30834 | 0.31265 | 0.40483 | 0.56686 | 0.5392 | 0.40934 | 0.09931 | 0.011983 | 0.00049318 | 0 | 0 | 0 | 0
3983.51 | 2018-03-12 | 3 | -1.153e-09 | -4.5921e-07 | -6.1978e-07 | -1.139e-06 | -8.6788e-07 | -2.0845e-07 | 0.00031051 | 0.087292 | 0.47203 | 0.71147 | 0.83631 | 0.94404 | 0.93193 | 0.94006 | 0.91341 | 0.83605 | 0.60625 | 0.28755 | 0.030504 | 0.00011311 | 4.9369e-06 | 3.8591e-06 | 3.3984e-06 | 1.7849e-06 | 2659.32 | 2018-03-12 | 3 | 0 | 0 | 0 | 0 | 0 | 0 | 1.9623e-07 | 0.10308 | 0.54902 | 0.82394 | 0.88948 | 0.89042 | 0.88588 | 0.8984 | 0.84803 | 0.76032 | 0.40665 | 0.23923 | 0.034418 | 0 | 0 | 0 | 0 | 0 | 917 | 2018-03-12 | 3 | 0 | 0 | 0 | 0 | 0 | 0 | 0 | 0 | 0.04208 | 0.43047 | 0.6817 | 0.93579 | 0.93227 | 0.89797 | 0.88261 | 0.83123 | 0.48439 | 0.28964 | 0.072613 | 1.0758e-05 | 0 | 0 | 0 | 0
3983.51 | 2018-03-29 | 3 | 1.307e-06 | -2.1065e-07 | -5.8524e-07 | -1.2808e-06 | -1.0541e-06 | -8.7149e-07 | 0.0066482 | 0.22107 | 0.615 | 0.74831 | 0.88435 | 0.9434 | 0.86045 | 0.83727 | 0.78437 | 0.81 | 0.72033 | 0.43197 | 0.090583 | 0.00038428 | 3.9346e-06 | 4.772e-06 | 3.4419e-06 | 2.1648e-06 | 2659.32 | 2018-03-29 | 3 | 0 | 0 | 0 | 0 | 0 | 0 | 0.0046834 | 0.25781 | 0.74392 | 0.88484 | 0.8977 | 0.93882 | 0.89321 | 0.88311 | 0.8856 | 0.91559 | 0.83389 | 0.58945 | 0.16716 | 0.00093042 | 2.0243e-07 | 0 | 0 | 0 | 917 | 2018-03-29 | 3 | 0 | 0 | 0 | 0 | 0 | 0 | 0 | 0.037882 | 0.51207 | 0.94778 | 0.97617 | 0.97588 | 0.97821 | 0.97136 | 0.81324 | 0.7692 | 0.5717 | 0.44246 | 0.20124 | 0.01147 | 0 | 0 | 0 | 0
3983.51 | 2018-04-09 | 4 | 1.1056e-06 | 1.0766e-08 | -5.0791e-07 | -1.1e-06 | -1.3454e-06 | -1.2102e-06 | 0.024044 | 0.3005 | 0.67123 | 0.84174 | 0.93729 | 0.96276 | 0.98151 | 0.98128 | 0.96491 | 0.84954 | 0.72821 | 0.4799 | 0.1129 | 0.00085737 | 1.5791e-05 | 8.0874e-06 | 6.2165e-06 | 3.6681e-06 | 2659.32 | 2018-04-09 | 4 | 0 | 0 | 0 | 0 | 0 | 0 | 0.021327 | 0.35893 | 0.79641 | 0.92605 | 0.9446 | 0.90458 | 0.96997 | 0.9727 | 0.9583 | 0.93319 | 0.83742 | 0.66804 | 0.19784 | 0.0018552 | 7.5207e-12 | 0 | 0 | 0 | 917 | 2018-04-09 | 4 | 0 | 0 | 0 | 0 | 0 | 0 | 0 | 0.10929 | 0.61207 | 0.9199 | 0.967 | 0.97226 | 0.93094 | 0.82367 | 0.93496 | 0.90625 | 0.46963 | 0.48128 | 0.26683 | 0.034897 | 0 | 0 | 0 | 0
3983.51 | 2018-04-23 | 4 | 1.7041e-06 | 7.1038e-07 | -5.202e-07 | -5.9862e-07 | -6.9347e-07 | 1.7206e-05 | 0.061531 | 0.39362 | 0.71059 | 0.85232 | 0.9399 | 0.97875 | 0.97845 | 0.97916 | 0.95976 | 0.87918 | 0.74203 | 0.45307 | 0.15193 | 0.0034928 | 7.7685e-06 | 6.1149e-06 | 4.265e-06 | 2.3412e-06 | 2659.32 | 2018-04-23 | 4 | 0 | 0 | 0 | 0 | 0 | 0 | 0.070989 | 0.50178 | 0.84327 | 0.92308 | 0.95213 | 0.96701 | 0.96907 | 0.9692 | 0.95518 | 0.91604 | 0.84634 | 0.65274 | 0.24319 | 0.010674 | 0 | 0 | 0 | 0 | 917 | 2018-04-23 | 4 | 0 | 0 | 0 | 0 | 0 | 0 | 0.0081495 | 0.23947 | 0.65827 | 0.74384 | 0.7588 | 0.75902 | 0.76719 | 0.76925 | 0.75887 | 0.75445 | 0.76534 | 0.70387 | 0.35795 | 0.042817 | 0 | 0 | 0 | 0
3983.51 | 2018-04-10 | 4 | 2.7707e-06 | 7.5531e-07 | -2.5134e-07 | -1.043e-06 | -5.9029e-07 | -6.4755e-07 | 0.025534 | 0.2873 | 0.61092 | 0.8216 | 0.91856 | 0.96642 | 0.97325 | 0.9511 | 0.95999 | 0.8919 | 0.7597 | 0.4477 | 0.10678 | 0.00085409 | 1.16e-05 | 8.9026e-06 | 6.4604e-06 | 4.3262e-06 | 2659.32 | 2018-04-10 | 4 | 0 | 0 | 0 | 0 | 6.3926e-12 | 0 | 0.020285 | 0.28656 | 0.72054 | 0.89007 | 0.93224 | 0.94519 | 0.95921 | 0.94324 | 0.9396 | 0.91722 | 0.8236 | 0.49838 | 0.16208 | 0.002121 | 0 | 0 | 0 | 0 | 917 | 2018-04-10 | 4 | 0 | 0 | 0 | 0 | 0 | 0 | 0 | 0.0054516 | 0.18991 | 0.42812 | 0.63161 | 0.65703 | 0.66054 | 0.68718 | 0.66421 | 0.67716 | 0.65565 | 0.59194 | 0.23421 | 0.02409 | 0 | 0 | 0 | 0
3983.51 | 2018-04-25 | 4 | 2.5361e-07 | -6.0005e-07 | -9.2056e-07 | -1.449e-06 | -1.5829e-06 | 2.1997e-05 | 0.067818 | 0.3884 | 0.67305 | 0.68869 | 0.87526 | 0.8409 | 0.86036 | 0.9426 | 0.95588 | 0.8783 | 0.76522 | 0.49183 | 0.14962 | 0.0036149 | 6.4322e-06 | 4.7828e-06 | 2.4929e-06 | 1.6694e-06 | 2659.32 | 2018-04-25 | 4 | 0 | 0 | 0 | 0 | 0 | 0 | 0.08219 | 0.46296 | 0.79952 | 0.84517 | 0.8778 | 0.92406 | 0.93272 | 0.9537 | 0.94572 | 0.91761 | 0.86849 | 0.66652 | 0.2555 | 0.0095946 | 0 | 0 | 0 | 0 | 917 | 2018-04-25 | 4 | 0 | 0 | 0 | 0 | 0 | 0 | 0.0023649 | 0.2299 | 0.72005 | 0.83372 | 0.85399 | 0.85794 | 0.85414 | 0.85256 | 0.85777 | 0.83242 | 0.79432 | 0.68467 | 0.38606 | 0.042948 | 0 | 0 | 0 | 0
3983.51 | 2018-04-24 | 4 | 8.7841e-07 | -1.5595e-07 | -9.7178e-07 | -1.4313e-06 | -1.263e-06 | 3.9006e-06 | 0.060343 | 0.38376 | 0.66305 | 0.78872 | 0.87407 | 0.96667 | 0.94642 | 0.86951 | 0.86759 | 0.83454 | 0.67347 | 0.40881 | 0.14037 | 0.0035583 | 7.2992e-06 | 5.7629e-06 | 4.1754e-06 | 2.0503e-06 | 2659.32 | 2018-04-24 | 4 | 0 | 0 | 0 | 0 | 0 | 0 | 0.070454 | 0.48825 | 0.82602 | 0.8764 | 0.9135 | 0.95178 | 0.90783 | 0.74874 | 0.73126 | 0.80531 | 0.83813 | 0.6713 | 0.27314 | 0.010693 | 0 | 0 | 0 | 0 | 917 | 2018-04-24 | 4 | 0 | 0 | 0 | 0 | 0 | 0 | 0 | 0.072293 | 0.55609 | 0.73265 | 0.80388 | 0.86049 | 0.84216 | 0.66357 | 0.72493 | 0.51955 | 0.34361 | 0.23995 | 0.20356 | 0.019841 | 0 | 0 | 0 | 0
3983.51 | 2018-05-29 | 5 | 8.1802e-07 | -4.9215e-07 | -1.2106e-06 | -1.3533e-06 | -1.4534e-06 | 0.0036038 | 0.1523 | 0.46252 | 0.68157 | 0.8245 | 0.89393 | 0.94455 | 0.94372 | 0.94145 | 0.88739 | 0.81241 | 0.69803 | 0.50149 | 0.19027 | 0.020987 | 4.8605e-05 | 3.43e-06 | 3.5118e-06 | 1.7036e-06 | 2660.23 | 2018-05-29 | 5 | 0 | 0 | 0 | 0 | 0 | 0.001803 | 0.19895 | 0.60103 | 0.79814 | 0.89162 | 0.92678 | 0.93556 | 0.93394 | 0.94312 | 0.86732 | 0.79997 | 0.65521 | 0.54734 | 0.27738 | 0.043153 | 6.7938e-05 | 0 | 0 | 0 | 917 | 2018-05-29 | 5 | 0 | 0 | 0 | 0 | 0 | 0 | 0.051379 | 0.39136 | 0.71316 | 0.9075 | 0.84793 | 0.74165 | 0.68288 | 0.78282 | 0.79212 | 0.56904 | 0.44308 | 0.32972 | 0.21992 | 0.066608 | 0.00018942 | 0 | 0 | 0
3983.51 | 2018-05-08 | 5 | 2.3081e-06 | 3.1931e-07 | -4.6671e-07 | -8.5487e-07 | -6.0966e-07 | 0.00068138 | 0.11606 | 0.4478 | 0.68154 | 0.84335 | 0.90634 | 0.91907 | 0.94381 | 0.94602 | 0.9197 | 0.85338 | 0.69611 | 0.4545 | 0.15912 | 0.0064937 | 1.0527e-05 | 9.2485e-06 | 6.4867e-06 | 3.573e-06 | 2660.23 | 2018-05-08 | 5 | 0 | 0 | 0 | 0 | 0 | 0.0001261 | 0.13147 | 0.52665 | 0.77103 | 0.86386 | 0.85906 | 0.84589 | 0.84794 | 0.82049 | 0.81418 | 0.84989 | 0.79056 | 0.53312 | 0.26854 | 0.014896 | 0 | 0 | 0 | 0 | 917 | 2018-05-08 | 5 | 0 | 0 | 0 | 0 | 0 | 0 | 0.014968 | 0.25167 | 0.64863 | 0.81564 | 0.82828 | 0.83946 | 0.82949 | 0.75976 | 0.68843 | 0.67261 | 0.52015 | 0.47773 | 0.23992 | 0.05436 | 0 | 0 | 0 | 0
3983.51 | 2018-05-09 | 5 | 2.0669e-06 | 6.4071e-07 | 7.4225e-08 | -5.2782e-07 | -7.4866e-07 | 0.00057281 | 0.10343 | 0.36987 | 0.59826 | 0.73971 | 0.88207 | 0.96207 | 0.96542 | 0.97758 | 0.96084 | 0.88948 | 0.76218 | 0.55407 | 0.19879 | 0.0086119 | 1.0169e-05 | 6.6611e-06 | 5.1799e-06 | 2.19e-06 | 2660.23 | 2018-05-09 | 5 | 0 | 0 | 0 | 0 | 0 | 8.2441e-05 | 0.13927 | 0.50157 | 0.7667 | 0.87603 | 0.92925 | 0.96507 | 0.95661 | 0.96456 | 0.95428 | 0.92615 | 0.87208 | 0.72675 | 0.3415 | 0.024545 | 0 | 0 | 0 | 0 | 917 | 2018-05-09 | 5 | 0 | 0 | 0 | 0 | 0 | 0 | 0 | 0.17887 | 0.79098 | 0.97466 | 0.97593 | 0.88629 | 0.96598 | 0.97466 | 0.97432 | 0.96508 | 0.95274 | 0.89296 | 0.56913 | 0.11405 | 0 | 0 | 0 | 0
3983.51 | 2018-05-07 | 5 | 1.8466e-06 | 9.7178e-08 | -5.852e-07 | -1.1264e-06 | -1.1231e-06 | 0.00034611 | 0.078038 | 0.35392 | 0.63835 | 0.71353 | 0.89359 | 0.97501 | 0.98007 | 0.97848 | 0.96539 | 0.89804 | 0.78216 | 0.56019 | 0.19462 | 0.008169 | 1.1442e-05 | 8.7558e-06 | 5.364e-06 | 3.9116e-06 | 2660.23 | 2018-05-07 | 5 | 0 | 0 | 0 | 0 | 0 | 5.6431e-06 | 0.10357 | 0.53544 | 0.84643 | 0.89165 | 0.94651 | 0.97288 | 0.9804 | 0.97587 | 0.96294 | 0.94057 | 0.89793 | 0.75749 | 0.35442 | 0.02392 | 0 | 1.1277e-12 | 0 | 0 | 917 | 2018-05-07 | 5 | 0 | 0 | 0 | 0 | 0 | 0 | 0 | 0.04608 | 0.37154 | 0.52608 | 0.78459 | 0.82398 | 0.95398 | 0.97771 | 0.97845 | 0.9721 | 0.88017 | 0.80246 | 0.53722 | 0.11751 | 0.0001268 | 0 | 0 | 0
3983.51 | 2018-05-28 | 5 | 3.445e-07 | -8.1237e-07 | -1.4179e-06 | -1.7128e-06 | -1.6603e-06 | 0.0039787 | 0.15366 | 0.43914 | 0.70222 | 0.83889 | 0.92779 | 0.97076 | 0.97618 | 0.97349 | 0.95247 | 0.88225 | 0.7718 | 0.58631 | 0.25379 | 0.022802 | 3.1582e-05 | 5.1951e-06 | 4.1222e-06 | 3.6034e-06 | 2660.23 | 2018-05-28 | 5 | 0 | 0 | 0 | 0 | 0 | 0.0029387 | 0.20052 | 0.60943 | 0.8321 | 0.91563 | 0.95949 | 0.97157 | 0.97208 | 0.96966 | 0.95735 | 0.92441 | 0.87325 | 0.75555 | 0.42036 | 0.054144 | 5.385e-06 | 0 | 0 | 0 | 917 | 2018-05-28 | 5 | 0 | 0 | 0 | 0 | 0 | 0 | 0.029059 | 0.45559 | 0.88767 | 0.96091 | 0.97621 | 0.97768 | 0.97866 | 0.97779 | 0.97617 | 0.9684 | 0.9614 | 0.91857 | 0.64768 | 0.20214 | 0.0020542 | 0 | 0 | 0
3983.51 | 2018-06-22 | 6 | 2.4006e-06 | 1.3656e-07 | -4.8969e-07 | -2.7678e-07 | -4.0829e-07 | 0.0045786 | 0.15451 | 0.47888 | 0.70478 | 0.83356 | 0.91835 | 0.96413 | 0.9738 | 0.9609 | 0.94401 | 0.87633 | 0.77272 | 0.6041 | 0.30085 | 0.042633 | 8.2516e-05 | 1.3169e-05 | 8.2653e-06 | 8.4295e-06 | 2660.23 | 2018-06-22 | 6 | 0 | 0 | 0 | 0 | 0 | 0.0032038 | 0.20959 | 0.62848 | 0.83427 | 0.89671 | 0.92262 | 0.93447 | 0.93876 | 0.94038 | 0.92473 | 0.89855 | 0.86425 | 0.77179 | 0.49505 | 0.094986 | 0.00012216 | 0 | 0 | 0 | 917 | 2018-06-22 | 6 | 0 | 0 | 0 | 0 | 0 | 0 | 0.085101 | 0.53778 | 0.92564 | 0.95619 | 1.0008 | 0.99891 | 0.99978 | 0.99712 | 0.98734 | 0.94077 | 0.97624 | 0.9364 | 0.77748 | 0.28617 | 0.023025 | 0 | 0 | 0
3983.51 | 2018-06-13 | 6 | 3.7006e-06 | 2.3626e-06 | 1.0065e-06 | 1.1852e-07 | -4.4281e-07 | 0.0049985 | 0.14879 | 0.46174 | 0.69614 | 0.7964 | 0.91043 | 0.934 | 0.95286 | 0.93261 | 0.90688 | 0.85228 | 0.725 | 0.55872 | 0.26146 | 0.034985 | 8.4992e-05 | 1.4253e-05 | 1.1193e-05 | 8.3996e-06 | 2660.23 | 2018-06-13 | 6 | 0 | 0 | 0 | 0 | 0 | 0.0039351 | 0.20361 | 0.62629 | 0.84338 | 0.91476 | 0.9443 | 0.96187 | 0.95764 | 0.93465 | 0.8838 | 0.90052 | 0.83556 | 0.7374 | 0.45573 | 0.079591 | 3.7486e-05 | 0 | 0 | 0 | 917 | 2018-06-13 | 6 | 0 | 0 | 0 | 0 | 0 | 0 | 0.035453 | 0.42834 | 0.84234 | 0.96431 | 0.98726 | 0.95386 | 0.89394 | 0.75464 | 0.89351 | 0.91356 | 0.89898 | 0.83442 | 0.62933 | 0.22263 | 0.01162 | 0 | 0 | 0
3983.51 | 2018-06-12 | 6 | 4.4233e-06 | 3.2458e-06 | 5.8253e-07 | 7.9388e-08 | -2.1474e-08 | 0.0055032 | 0.15946 | 0.46229 | 0.68626 | 0.82457 | 0.91521 | 0.96493 | 0.97518 | 0.97286 | 0.90989 | 0.81729 | 0.69304 | 0.52152 | 0.23173 | 0.031381 | 6.9106e-05 | 1.4377e-05 | 9.3306e-06 | 5.2792e-06 | 2660.23 | 2018-06-12 | 6 | 0 | 0 | 0 | 0 | 0 | 0.0036487 | 0.20836 | 0.62103 | 0.82593 | 0.90107 | 0.93051 | 0.94836 | 0.95375 | 0.95233 | 0.9407 | 0.91935 | 0.87587 | 0.73175 | 0.44602 | 0.079466 | 4.9291e-05 | 0 | 0 | 0 | 917 | 2018-06-12 | 6 | 0 | 0 | 0 | 0 | 0 | 0 | 0.077959 | 0.53025 | 0.89639 | 0.94704 | 0.95667 | 0.97147 | 0.97742 | 0.96343 | 0.96359 | 0.94251 | 0.89305 | 0.75969 | 0.51916 | 0.18342 | 0.0079455 | 0 | 0 | 0
3983.51 | 2018-06-14 | 6 | 3.9183e-06 | 2.4443e-06 | 1.5763e-06 | 3.7015e-07 | -9.1203e-07 | 0.002722 | 0.11993 | 0.3638 | 0.57034 | 0.79302 | 0.885 | 0.90667 | 0.94441 | 0.92413 | 0.90704 | 0.86929 | 0.68626 | 0.50846 | 0.22588 | 0.033408 | 0.00010333 | 1.4452e-05 | 8.8615e-06 | 6.8023e-06 | 2660.23 | 2018-06-14 | 6 | 0 | 0 | 0 | 0 | 0 | 0.001907 | 0.17909 | 0.60729 | 0.84103 | 0.91591 | 0.92315 | 0.91656 | 0.94057 | 0.94893 | 0.94081 | 0.92196 | 0.8715 | 0.73166 | 0.43995 | 0.069309 | 8.7264e-05 | 0 | 0 | 0 | 917 | 2018-06-14 | 6 | 0 | 0 | 0 | 0 | 0 | 0 | 0.054797 | 0.49483 | 0.85303 | 0.97616 | 0.98804 | 0.83837 | 0.76847 | 0.75354 | 0.733 | 0.93779 | 0.9432 | 0.86096 | 0.68892 | 0.23677 | 0.01153 | 0.00084016 | 0 | 0
3983.51 | 2018-06-26 | 6 | 2.4799e-06 | 1.1604e-06 | -1.2206e-07 | -1.3169e-06 | -1.3537e-06 | 0.0035261 | 0.14936 | 0.46359 | 0.69114 | 0.8243 | 0.91164 | 0.95905 | 0.97772 | 0.97491 | 0.95236 | 0.88735 | 0.78604 | 0.62173 | 0.30937 | 0.043517 | 7.9626e-05 | 1.1519e-05 | 8.4129e-06 | 5.6788e-06 | 2660.23 | 2018-06-26 | 6 | 0 | 0 | 0 | 0 | 0 | 0.0026585 | 0.19646 | 0.61531 | 0.83267 | 0.90301 | 0.93399 | 0.94989 | 0.95484 | 0.95301 | 0.94254 | 0.92015 | 0.88221 | 0.77392 | 0.48947 | 0.099835 | 9.2794e-05 | 1.154e-10 | 0 | 0 | 917 | 2018-06-26 | 6 | 0 | 0 | 0 | 0 | 0 | 0 | 0.071688 | 0.50823 | 0.93085 | 0.99968 | 1.0016 | 0.99998 | 0.99736 | 0.99167 | 0.99106 | 0.99008 | 0.97675 | 0.93486 | 0.76178 | 0.28137 | 0.021152 | 0 | 0 | 0
3983.51 | 2018-07-25 | 7 | 1.6507e-05 | 1.2366e-05 | 8.9224e-06 | 7.0778e-06 | 6.0146e-06 | 0.00010429 | 0.072711 | 0.34003 | 0.6486 | 0.79695 | 0.89122 | 0.93898 | 0.95594 | 0.92003 | 0.91146 | 0.77752 | 0.64652 | 0.46749 | 0.1964 | 0.023965 | 8.9452e-05 | 3.296e-05 | 2.6478e-05 | 2.1117e-05 | 2660.23 | 2018-07-25 | 7 | 0 | 0 | 0 | 0 | 0 | 6.4532e-06 | 0.091768 | 0.47995 | 0.76735 | 0.86498 | 0.89647 | 0.90381 | 0.89753 | 0.85229 | 0.84862 | 0.82149 | 0.74852 | 0.65225 | 0.34055 | 0.037573 | 2.4678e-07 | 0 | 0 | 0 | 917 | 2018-07-25 | 7 | 0 | 0 | 0 | 0 | 0 | 0 | 0 | 0.18766 | 0.7091 | 0.94402 | 0.97516 | 0.97995 | 0.94918 | 0.65831 | 0.59565 | 0.5647 | 0.67803 | 0.77714 | 0.33637 | 0.095834 | 0 | 0 | 0 | 0
3983.51 | 2018-07-24 | 7 | 1.6177e-05 | 1.3103e-05 | 1.0219e-05 | 8.5328e-06 | 7.0642e-06 | 0.00010542 | 0.068811 | 0.34421 | 0.64785 | 0.79829 | 0.88854 | 0.93522 | 0.8724 | 0.83999 | 0.84686 | 0.74829 | 0.68947 | 0.43926 | 0.21695 | 0.026758 | 7.7835e-05 | 3.4525e-05 | 2.8656e-05 | 2.1093e-05 | 2660.23 | 2018-07-24 | 7 | 0 | 0 | 0 | 0 | 0 | 1.3045e-05 | 0.089655 | 0.47509 | 0.76844 | 0.85586 | 0.882 | 0.90494 | 0.82656 | 0.81804 | 0.83495 | 0.84933 | 0.77073 | 0.63515 | 0.35421 | 0.0558 | 1.6893e-05 | 0 | 0 | 0 | 917 | 2018-07-24 | 7 | 0 | 0 | 0 | 0 | 0 | 0 | 0 | 0.087497 | 0.55834 | 0.93241 | 0.94603 | 0.92787 | 0.57357 | 0.56294 | 0.56273 | 0.56203 | 0.52085 | 0.42364 | 0.24277 | 0.10404 | 0 | 0 | 0 | 0
3983.51 | 2018-07-23 | 7 | 1.0936e-05 | 8.7199e-06 | 6.8433e-06 | 4.5187e-06 | 3.2532e-06 | 5.4487e-05 | 0.086727 | 0.38706 | 0.6594 | 0.795 | 0.89566 | 0.94614 | 0.9488 | 0.93668 | 0.9011 | 0.85462 | 0.74722 | 0.57335 | 0.2562 | 0.027545 | 6.8812e-05 | 3.1445e-05 | 2.5328e-05 | 1.9003e-05 | 2660.23 | 2018-07-23 | 7 | 0 | 0 | 0 | 0 | 0 | 1.7729e-05 | 0.10775 | 0.51277 | 0.78395 | 0.8632 | 0.88992 | 0.90661 | 0.90477 | 0.90272 | 0.89016 | 0.85807 | 0.82351 | 0.70914 | 0.41682 | 0.065094 | 2.3445e-07 | 0 | 0 | 0 | 917 | 2018-07-23 | 7 | 0 | 0 | 0 | 0 | 0 | 0 | 0.020087 | 0.27819 | 0.72733 | 0.96067 | 0.96702 | 0.98115 | 0.9853 | 0.96892 | 0.95404 | 0.86438 | 0.8751 | 0.8102 | 0.62691 | 0.19848 | 0.0080034 | 0 | 0 | 0
3983.51 | 2018-07-06 | 7 | 8.9498e-06 | 7.0219e-06 | 5.1908e-06 | 3.2288e-06 | 2.1168e-06 | 0.00063026 | 0.10118 | 0.37744 | 0.59551 | 0.6874 | 0.80776 | 0.83772 | 0.86849 | 0.88564 | 0.81659 | 0.82293 | 0.70529 | 0.52952 | 0.24909 | 0.033751 | 0.00010772 | 3.8399e-05 | 3.2707e-05 | 2.7322e-05 | 2660.23 | 2018-07-06 | 7 | 0 | 0 | 0 | 0 | 0 | 0.00029661 | 0.14234 | 0.53241 | 0.77181 | 0.84204 | 0.87025 | 0.87092 | 0.85715 | 0.87515 | 0.8706 | 0.84599 | 0.78582 | 0.6846 | 0.41058 | 0.082881 | 7.0734e-05 | 0 | 0 | 0 | 917 | 2018-07-06 | 7 | 0 | 0 | 0 | 0 | 0 | 0 | 0.052115 | 0.28134 | 0.61898 | 0.80299 | 0.84078 | 0.84461 | 0.7616 | 0.77569 | 0.75998 | 0.70223 | 0.79855 | 0.78987 | 0.51093 | 0.17621 | 0.011159 | 0 | 0 | 0
3983.51 | 2018-07-31 | 7 | 1.4844e-05 | 1.1018e-05 | 8.519e-06 | 6.9875e-06 | 4.9416e-06 | 1.8983e-05 | 0.038512 | 0.22545 | 0.52723 | 0.63042 | 0.74204 | 0.82635 | 0.8754 | 0.90377 | 0.88898 | 0.79951 | 0.63734 | 0.42573 | 0.16061 | 0.016475 | 6.4036e-05 | 2.2971e-05 | 1.9104e-05 | 1.4208e-05 | 2660.23 | 2018-07-31 | 7 | 0 | 0 | 0 | 0 | 0 | 0 | 0.041078 | 0.3529 | 0.64558 | 0.7403 | 0.75412 | 0.71195 | 0.78074 | 0.84298 | 0.84515 | 0.81826 | 0.73647 | 0.54579 | 0.24802 | 0.036398 | 3.0077e-07 | 0 | 0 | 0 | 917 | 2018-07-31 | 7 | 0 | 0 | 0 | 0 | 0 | 0 | 0 | 0.029149 | 0.12358 | 0.26865 | 0.45799 | 0.43134 | 0.4905 | 0.58616 | 0.53999 | 0.57438 | 0.39989 | 0.159 | 0.091726 | 0.024412 | 0 | 0 | 0 | 0
3983.51 | 2018-08-09 | 8 | 9.3877e-06 | 7.6664e-06 | 6.284e-06 | 4.6708e-06 | 3.8342e-06 | 4.2328e-06 | 0.031823 | 0.19702 | 0.42342 | 0.62661 | 0.7735 | 0.80017 | 0.82702 | 0.82406 | 0.82547 | 0.73695 | 0.59229 | 0.37494 | 0.11332 | 0.0089218 | 4.3069e-05 | 2.6715e-05 | 2.0591e-05 | 1.7125e-05 | 2666.23 | 2018-08-09 | 8 | 0 | 0 | 0 | 0 | 0 | 0 | 0.035431 | 0.28879 | 0.59078 | 0.752 | 0.82873 | 0.82782 | 0.82013 | 0.83548 | 0.80873 | 0.72888 | 0.61836 | 0.43967 | 0.15756 | 0.019479 | 0 | 0 | 0 | 8.1276e-10 | 917 | 2018-08-09 | 8 | 0 | 0 | 0 | 0 | 0 | 0 | 0 | 0.024749 | 0.27352 | 0.50186 | 0.59437 | 0.60374 | 0.60036 | 0.47964 | 0.32837 | 0.38264 | 0.42069 | 0.32594 | 0.15452 | 0.017603 | 0 | 0 | 0 | 0
3983.51 | 2018-08-06 | 8 | 1.2564e-05 | 9.6545e-06 | 5.8864e-06 | 4.5199e-06 | 3.4233e-06 | 6.3526e-06 | 0.060288 | 0.3547 | 0.65665 | 0.80757 | 0.89814 | 0.94938 | 0.96149 | 0.95776 | 0.92971 | 0.86194 | 0.753 | 0.55194 | 0.21484 | 0.014118 | 5.4762e-05 | 3.3679e-05 | 2.507e-05 | 2.086e-05 | 2666.23 | 2018-08-06 | 8 | 0 | 0 | 0 | 0 | 0 | 7.0136e-10 | 0.072006 | 0.46664 | 0.78575 | 0.8872 | 0.91251 | 0.92088 | 0.92206 | 0.9195 | 0.90846 | 0.88861 | 0.84084 | 0.70766 | 0.35669 | 0.033717 | 0 | 0 | 0 | 0 | 917 | 2018-08-06 | 8 | 0 | 0 | 0 | 0 | 0 | 0 | 0.0003672 | 0.25329 | 0.80158 | 0.9691 | 0.98855 | 0.99267 | 0.97616 | 0.95351 | 0.94925 | 0.96028 | 0.95442 | 0.88251 | 0.60157 | 0.14047 | 0.0021044 | 0 | 0 | 0
3983.51 | 2018-08-07 | 8 | 1.4346e-05 | 1.0824e-05 | 8.6014e-06 | 6.2963e-06 | 3.8768e-06 | 4.3259e-06 | 0.05055 | 0.32213 | 0.6194 | 0.78238 | 0.88193 | 0.94117 | 0.95882 | 0.95322 | 0.9161 | 0.84457 | 0.72149 | 0.519 | 0.19255 | 0.011594 | 5.6379e-05 | 3.0336e-05 | 2.4877e-05 | 1.9316e-05 | 2666.23 | 2018-08-07 | 8 | 0 | 0 | 0 | 0 | 0 | 0 | 0.048071 | 0.36713 | 0.69841 | 0.84255 | 0.89311 | 0.90541 | 0.89928 | 0.89628 | 0.8935 | 0.86845 | 0.80314 | 0.65311 | 0.31198 | 0.027552 | 1.6196e-05 | 1.7601e-06 | 0 | 0 | 917 | 2018-08-07 | 8 | 0 | 0 | 0 | 0 | 0 | 0 | 0.0056769 | 0.13541 | 0.48362 | 0.65774 | 0.86078 | 0.94832 | 0.95978 | 0.93555 | 0.92085 | 0.87259 | 0.79912 | 0.65421 | 0.39439 | 0.067294 | 0.0014483 | 0 | 0 | 0
3983.51 | 2018-08-08 | 8 | 1.4543e-05 | 9.9247e-06 | 7.1414e-06 | 6.3776e-06 | 4.9258e-06 | 3.8714e-06 | 0.044185 | 0.29883 | 0.60778 | 0.77423 | 0.8727 | 0.91106 | 0.92332 | 0.9251 | 0.89284 | 0.74441 | 0.59682 | 0.44456 | 0.15351 | 0.010001 | 0.00026861 | 2.3303e-05 | 1.9748e-05 | 1.4789e-05 | 2666.23 | 2018-08-08 | 8 | 0 | 0 | 0 | 0 | 0 | 0 | 0.061408 | 0.44768 | 0.76776 | 0.86682 | 0.89992 | 0.9209 | 0.92851 | 0.9257 | 0.85672 | 0.79649 | 0.74025 | 0.61599 | 0.29005 | 0.026462 | 0 | 0 | 0 | 0 | 917 | 2018-08-08 | 8 | 0 | 0 | 0 | 0 | 0 | 0 | 0 | 0.047707 | 0.3625 | 0.74492 | 0.91721 | 0.94794 | 0.93583 | 0.8864 | 0.64051 | 0.51506 | 0.50152 | 0.45115 | 0.31542 | 0.095068 | 0 | 0 | 0 | 0
3983.51 | 2018-08-01 | 8 | 1.0344e-05 | 7.6143e-06 | 5.3647e-06 | 4.996e-06 | 4.2969e-06 | 4.6823e-06 | 0.053104 | 0.30206 | 0.5507 | 0.73937 | 0.84154 | 0.92888 | 0.93341 | 0.88176 | 0.88195 | 0.7391 | 0.59671 | 0.42825 | 0.17061 | 0.014425 | 5.5958e-05 | 2.7431e-05 | 2.3161e-05 | 1.8055e-05 | 2666.23 | 2018-08-01 | 8 | 0 | 0 | 0 | 0 | 0 | 1.4169e-07 | 0.047124 | 0.37222 | 0.67346 | 0.80882 | 0.86882 | 0.89947 | 0.86022 | 0.78455 | 0.77639 | 0.75555 | 0.72334 | 0.57403 | 0.27413 | 0.028392 | 3.5208e-07 | 0 | 0 | 0 | 917 | 2018-08-01 | 8 | 0 | 0 | 0 | 0 | 0 | 0 | 0 | 0.033833 | 0.26704 | 0.49379 | 0.70016 | 0.79346 | 0.75172 | 0.74078 | 0.70405 | 0.70734 | 0.67158 | 0.57502 | 0.38936 | 0.09696 | 0.0013173 | 0 | 0 | 0
4003.51 | 2018-09-07 | 9 | 4.4252e-06 | 2.5665e-06 | 1.0941e-06 | 3.4583e-07 | -1.1338e-07 | -2.623e-07 | 0.016869 | 0.26517 | 0.61506 | 0.78767 | 0.83892 | 0.84489 | 0.87817 | 0.91037 | 0.88597 | 0.80714 | 0.67219 | 0.38031 | 0.068832 | 0.0008693 | 2.1354e-05 | 1.4526e-05 | 1.0415e-05 | 9.5764e-06 | 2666.23 | 2018-09-07 | 9 | 0 | 0 | 0 | 0 | 0 | 0 | 0.016953 | 0.32438 | 0.7164 | 0.84064 | 0.85813 | 0.8446 | 0.84229 | 0.86865 | 0.86736 | 0.82815 | 0.78237 | 0.54346 | 0.1218 | 0.00016759 | 0 | 0 | 0 | 0 | 917 | 2018-09-07 | 9 | 0 | 0 | 0 | 0 | 0 | 0 | 0 | 0.11272 | 0.64705 | 0.79708 | 0.93392 | 0.9776 | 0.98042 | 0.96672 | 0.86254 | 0.88392 | 0.77329 | 0.57989 | 0.27071 | 0.029204 | 0 | 0 | 0 | 0
4003.51 | 2018-09-08 | 9 | 6.5406e-06 | 4.0252e-06 | 2.3446e-06 | 1.4314e-06 | 9.4599e-07 | 9.9594e-07 | 0.016631 | 0.26562 | 0.61768 | 0.79416 | 0.88394 | 0.92698 | 0.93404 | 0.92921 | 0.90414 | 0.83132 | 0.69785 | 0.39961 | 0.065367 | 0.00072036 | 2.5647e-05 | 2.1418e-05 | 1.7323e-05 | 1.3544e-05 | 2666.23 | 2018-09-08 | 9 | 0 | 0 | 0 | 0 | 0 | 0 | 0.015986 | 0.32806 | 0.73548 | 0.85829 | 0.88557 | 0.89413 | 0.89561 | 0.89358 | 0.89084 | 0.86998 | 0.80144 | 0.55521 | 0.12079 | 0.00010759 | 0 | 0 | 0 | 0 | 917 | 2018-09-08 | 9 | 0 | 0 | 0 | 0 | 0 | 0 | 0 | 0.1005 | 0.60894 | 0.90168 | 0.93589 | 0.95863 | 0.95701 | 0.95565 | 0.95611 | 0.93951 | 0.91023 | 0.77324 | 0.28298 | 0.01951 | 0 | 0 | 0 | 0
4003.51 | 2018-09-10 | 9 | 2.4686e-06 | 2.3788e-07 | -8.0358e-07 | -1.6711e-06 | -2.4573e-06 | -2.6853e-06 | 0.01231 | 0.21557 | 0.56491 | 0.74288 | 0.85566 | 0.91888 | 0.93625 | 0.93909 | 0.9168 | 0.82637 | 0.70802 | 0.40039 | 0.060817 | 0.00038747 | 1.9964e-05 | 1.3128e-05 | 8.5841e-06 | 5.1096e-06 | 2666.23 | 2018-09-10 | 9 | 0 | 0 | 0 | 0 | 0 | 0 | 0.014359 | 0.31985 | 0.73704 | 0.88917 | 0.91831 | 0.92729 | 0.92891 | 0.92137 | 0.91769 | 0.89281 | 0.82947 | 0.58277 | 0.12256 | 0.00013023 | 1.9878e-11 | 1.8659e-09 | 3.344e-09 | 0 | 917 | 2018-09-10 | 9 | 0 | 0 | 0 | 0 | 0 | 0 | 0 | 0.10072 | 0.65601 | 0.95188 | 0.97957 | 0.98652 | 0.98304 | 0.98223 | 0.98187 | 0.97221 | 0.92684 | 0.79484 | 0.28594 | 0.0215 | 0 | 0 | 0 | 0
4003.51 | 2018-09-09 | 9 | 8.7386e-06 | 4.6743e-06 | 3.6192e-06 | 1.9811e-06 | 1.5497e-06 | 1.2413e-06 | 0.014539 | 0.25216 | 0.60385 | 0.78363 | 0.88015 | 0.92759 | 0.9362 | 0.93242 | 0.9123 | 0.83793 | 0.6995 | 0.39346 | 0.063629 | 0.00062714 | 2.4453e-05 | 1.3991e-05 | 3.5921e-06 | 2.0604e-06 | 2666.23 | 2018-09-09 | 9 | 0 | 0 | 0 | 0 | 0 | 0 | 0.015744 | 0.33994 | 0.76175 | 0.89144 | 0.9171 | 0.92551 | 0.9199 | 0.91066 | 0.90447 | 0.88434 | 0.80902 | 0.55891 | 0.12148 | 5.8554e-05 | 1.031e-09 | 0 | 0 | 0 | 917 | 2018-09-09 | 9 | 0 | 0 | 0 | 0 | 0 | 0 | 0 | 0.12496 | 0.64698 | 0.93165 | 0.96468 | 0.9619 | 0.96328 | 0.9664 | 0.96454 | 0.9461 | 0.90347 | 0.77296 | 0.28438 | 0.022451 | 0 | 0 | 0 | 0
4003.51 | 2018-09-04 | 9 | -3.8108e-06 | -4.1886e-06 | -4.5546e-06 | -4.5734e-06 | -4.5364e-06 | -4.3366e-06 | 0.01749 | 0.26229 | 0.58851 | 0.73831 | 0.87025 | 0.90231 | 0.93969 | 0.90543 | 0.86762 | 0.83648 | 0.6904 | 0.42166 | 0.079485 | 0.00095453 | 1.1952e-05 | 9.2242e-06 | 8.4207e-06 | 5.7606e-06 | 2666.23 | 2018-09-04 | 9 | 0 | 0 | 0 | 0 | 0 | 0 | 0.018712 | 0.3134 | 0.69718 | 0.82794 | 0.8631 | 0.88196 | 0.87822 | 0.84704 | 0.86455 | 0.86243 | 0.79034 | 0.55722 | 0.14045 | 0.00081015 | 0 | 0 | 0 | 0 | 917 | 2018-09-04 | 9 | 0 | 0 | 0 | 0 | 0 | 0 | 0 | 0.0051796 | 0.29796 | 0.5931 | 0.64235 | 0.58199 | 0.56467 | 0.56193 | 0.56741 | 0.56809 | 0.56746 | 0.5105 | 0.2044 | 0.023433 | 0 | 0 | 0 | 0
4003.51 | 2018-10-01 | 10 | 4.7275e-06 | 2.8649e-06 | 1.6215e-06 | 8.1692e-07 | 4.9298e-07 | 2.868e-07 | 0.00035809 | 0.091903 | 0.29922 | 0.44491 | 0.5188 | 0.56296 | 0.5483 | 0.49679 | 0.38442 | 0.30014 | 0.20628 | 0.073247 | 0.0031486 | 5.0468e-05 | 2.0702e-05 | 1.6031e-05 | 1.1343e-05 | 9.2698e-06 | 2666.23 | 2018-10-01 | 10 | 0 | 0 | 0 | 0 | 0 | 0 | 0.00041864 | 0.15835 | 0.53689 | 0.70742 | 0.77437 | 0.75772 | 0.70765 | 0.68761 | 0.65324 | 0.57673 | 0.50241 | 0.21217 | 0.0081137 | 0 | 0 | 0 | 0 | 0 | 917 | 2018-10-01 | 10 | 0 | 0 | 0 | 0 | 0 | 0 | 0 | 0 | 0.072639 | 0.23272 | 0.31658 | 0.34079 | 0.3858 | 0.28059 | 0.13847 | 0.014491 | 0 | 0 | 0 | 0 | 0 | 0 | 0 | 0
4003.51 | 2018-10-02 | 10 | 6.6608e-06 | 5.0529e-06 | 4.0063e-06 | 3.0614e-06 | 2.6944e-06 | 2.0726e-06 | 0.00073182 | 0.076745 | 0.2704 | 0.47327 | 0.62892 | 0.65612 | 0.66842 | 0.66754 | 0.63846 | 0.5939 | 0.49553 | 0.1996 | 0.0055198 | 5.3428e-05 | 1.0152e-05 | 8.5778e-06 | 6.4935e-06 | 4.2431e-06 | 2666.23 | 2018-10-02 | 10 | 0 | 0 | 0 | 0 | 0 | 0 | 0.00012691 | 0.070223 | 0.26327 | 0.52526 | 0.6549 | 0.70583 | 0.5996 | 0.59151 | 0.5986 | 0.63092 | 0.63386 | 0.25933 | 0.0085748 | 0 | 0 | 0 | 0 | 0 | 917 | 2018-10-02 | 10 | 0 | 0 | 0 | 0 | 0 | 0 | 0 | 0 | 0 | 0 | 0 | 0.00085516 | 0.17682 | 0.29579 | 0.28788 | 0.15346 | 0.10033 | 0.025924 | 0 | 0 | 0 | 0 | 0 | 0
4003.51 | 2018-10-03 | 10 | 2.2136e-06 | 9.2443e-07 | 7.7359e-07 | 9.3806e-08 | -8.3614e-07 | -6.9059e-07 | 0.0029935 | 0.16182 | 0.46367 | 0.59346 | 0.67231 | 0.75804 | 0.70991 | 0.74988 | 0.68096 | 0.58532 | 0.33989 | 0.10987 | 0.0046356 | 1.1795e-05 | 7.819e-06 | 7.6537e-06 | 5.704e-06 | 4.2151e-06 | 2666.23 | 2018-10-03 | 10 | 0 | 0 | 0 | 0 | 0 | 0 | 0.00083922 | 0.14532 | 0.38023 | 0.38911 | 0.47234 | 0.47909 | 0.50385 | 0.53704 | 0.40245 | 0.3282 | 0.14503 | 0.075506 | 0.0076807 | 0 | 0 | 0 | 0 | 0 | 917 | 2018-10-03 | 10 | 0 | 0 | 0 | 0 | 0 | 0 | 0 | 0 | 0.087092 | 0.32308 | 0.21032 | 0.31866 | 0.37296 | 0.40711 | 0.36804 | 0.21863 | 0.16305 | 0.15638 | 0.042437 | 0 | 0 | 0 | 0 | 0
4003.51 | 2018-10-08 | 10 | 1.0032e-06 | 6.9168e-07 | -3.1528e-07 | -8.5246e-07 | -9.841e-07 | -7.8411e-07 | 0.0026015 | 0.18146 | 0.54027 | 0.70872 | 0.82699 | 0.89064 | 0.91015 | 0.93021 | 0.88719 | 0.75715 | 0.53573 | 0.15651 | 0.0043214 | 5.0952e-05 | 5.8076e-06 | 4.5808e-06 | 4.0084e-06 | 2.3709e-06 | 2666.23 | 2018-10-08 | 10 | 0 | 0 | 0 | 0 | 0 | 0 | 0.0008553 | 0.1959 | 0.64115 | 0.84389 | 0.87309 | 0.86358 | 0.85356 | 0.858 | 0.83862 | 0.82656 | 0.67957 | 0.25523 | 0.0058312 | 0 | 0 | 0 | 0 | 0 | 917 | 2018-10-08 | 10 | 0 | 0 | 0 | 0 | 0 | 0 | 0 | 0 | 0.20555 | 0.66222 | 0.85516 | 0.92465 | 0.91935 | 0.92813 | 0.94701 | 0.93818 | 0.70062 | 0.36512 | 0.080973 | 0 | 0 | 0 | 0 | 0
4003.51 | 2018-10-04 | 10 | 2.6667e-06 | 1.6442e-06 | 3.9027e-07 | 6.1685e-08 | 5.8198e-08 | -2.2743e-08 | 0.0046242 | 0.1765 | 0.48075 | 0.66561 | 0.7818 | 0.83359 | 0.80747 | 0.73968 | 0.7432 | 0.65045 | 0.47632 | 0.17685 | 0.0050828 | 6.4625e-05 | 6.0449e-06 | 5.8687e-06 | 5.3306e-06 | 3.0112e-06 | 2666.23 | 2018-10-04 | 10 | 0 | 0 | 0 | 0 | 0 | 0 | 0.001303 | 0.1752 | 0.57177 | 0.75319 | 0.7582 | 0.75836 | 0.74216 | 0.64657 | 0.68579 | 0.5632 | 0.32066 | 0.1351 | 0.0042901 | 0 | 0 | 0 | 0 | 0 | 917 | 2018-10-04 | 10 | 0 | 0 | 0 | 0 | 0 | 0 | 0 | 0.0062116 | 0.25803 | 0.50957 | 0.52875 | 0.62793 | 0.63792 | 0.74454 | 0.804 | 0.82092 | 0.6896 | 0.35205 | 0.077314 | 0 | 0 | 0 | 0 | 0
4003.51 | 2018-11-02 | 11 | -3.716e-07 | -1.0955e-06 | -1.5058e-06 | -1.4393e-06 | -1.6093e-06 | -1.2688e-06 | 0.00075226 | 0.080469 | 0.45327 | 0.6538 | 0.75015 | 0.77637 | 0.79278 | 0.78682 | 0.74623 | 0.6599 | 0.3465 | 0.042281 | 0.00012092 | 5.4548e-06 | 4.691e-06 | 6.0631e-06 | 4.775e-06 | 2.4148e-06 | 2766.23 | 2018-11-02 | 11 | 0 | 0 | 0 | 0 | 0 | 0 | 9.9547e-07 | 0.065982 | 0.40842 | 0.63437 | 0.65947 | 0.6421 | 0.631 | 0.6375 | 0.64702 | 0.60788 | 0.35522 | 0.052344 | 2.7475e-07 | 0 | 0 | 0 | 0 | 0 | 917 | 2018-11-02 | 11 | 0 | 0 | 0 | 0 | 0 | 0 | 0 | 0.00058494 | 0.18782 | 0.63809 | 0.71638 | 0.69829 | 0.68451 | 0.69831 | 0.72481 | 0.65534 | 0.41425 | 0.12797 | 0.0097654 | 0 | 0 | 0 | 0 | 0
4003.51 | 2018-11-01 | 11 | -1.2291e-07 | -1.1201e-06 | -1.3413e-06 | -1.5597e-06 | -2.2719e-06 | -1.8986e-06 | 0.00061514 | 0.064723 | 0.42724 | 0.64104 | 0.71737 | 0.73592 | 0.6963 | 0.73383 | 0.67385 | 0.58586 | 0.33201 | 0.038342 | 8.8928e-05 | 5.2043e-06 | 4.6472e-06 | 4.0366e-06 | 3.4101e-06 | 9.9679e-07 | 2766.23 | 2018-11-01 | 11 | 0 | 0 | 0 | 0 | 0 | 0 | 8.9078e-07 | 0.057238 | 0.4224 | 0.61439 | 0.62772 | 0.6031 | 0.58078 | 0.55916 | 0.47857 | 0.35708 | 0.25764 | 0.047947 | 1.2042e-08 | 0 | 0 | 0 | 0 | 0 | 917 | 2018-11-01 | 11 | 0 | 0 | 0 | 0 | 0 | 0 | 0 | 0 | 0.12033 | 0.49921 | 0.62563 | 0.44204 | 0.42816 | 0.47003 | 0.4169 | 0.29257 | 0.11729 | 0.1136 | 0.013313 | 0 | 0 | 0 | 0 | 0
4003.51 | 2018-11-05 | 11 | 6.1999e-07 | -2.6387e-07 | -1.1353e-06 | -1.6023e-06 | -1.3049e-06 | 0.00057223 | 0.064517 | 0.42026 | 0.68581 | 0.74166 | 0.85105 | 0.85174 | 0.8501 | 0.80142 | 0.66591 | 0.36462 | 0.037709 | 8.8875e-05 | 5.8885e-06 | 6.0363e-06 | 5.0975e-06 | 3.8957e-06 | 2.4498e-06 | 7.4866e-07 | 2766.23 | 2018-11-05 | 11 | 0 | 0 | 0 | 0 | 0 | 1.0411e-06 | 0.054523 | 0.41869 | 0.63744 | 0.69079 | 0.72152 | 0.70749 | 0.71101 | 0.7202 | 0.67368 | 0.43257 | 0.05748 | 0 | 0 | 0 | 0 | 0 | 0 | 0 | 917 | 2018-11-05 | 11 | 0 | 0 | 0 | 0 | 0 | 0 | 0.0012108 | 0.08514 | 0.4958 | 0.68707 | 0.68022 | 0.66892 | 0.68013 | 0.69729 | 0.66871 | 0.4209 | 0.13553 | 0.0048264 | 0 | 0 | 0 | 0 | 0 | 0
4003.51 | 2018-11-14 | 11 | -8.6898e-07 | -1.1142e-06 | -1.575e-06 | -1.5152e-06 | -1.5515e-06 | 5.5948e-05 | 0.024973 | 0.16953 | 0.36265 | 0.58969 | 0.76315 | 0.75098 | 0.73161 | 0.72993 | 0.6186 | 0.31021 | 0.026172 | 3.9002e-05 | 2.1332e-06 | 2.3953e-06 | 2.6295e-06 | 1.4733e-06 | 6.1955e-07 | -6.6423e-08 | 2766.23 | 2018-11-14 | 11 | 0 | 0 | 0 | 0 | 0 | 0 | 0.012559 | 0.27451 | 0.56504 | 0.68342 | 0.70002 | 0.69465 | 0.71061 | 0.73879 | 0.70664 | 0.41016 | 0.042892 | 0 | 0 | 0 | 0 | 0 | 0 | 0 | 917 | 2018-11-14 | 11 | 0 | 0 | 0 | 0 | 0 | 0 | 0 | 0 | 0.019607 | 0.24837 | 0.4732 | 0.48743 | 0.53059 | 0.59987 | 0.63869 | 0.47088 | 0.12125 | 0.0015626 | 0 | 0 | 0 | 0 | 0 | 0
4003.51 | 2018-11-07 | 11 | -3.8077e-07 | -1.1915e-06 | -1.5698e-06 | -1.8384e-06 | -1.9413e-06 | 0.00054559 | 0.059876 | 0.38635 | 0.66507 | 0.79381 | 0.83864 | 0.84638 | 0.83841 | 0.80046 | 0.69177 | 0.35995 | 0.03566 | 7.2577e-05 | 2.7399e-06 | 3.6234e-06 | 3.5353e-06 | 2.7131e-06 | 1.4101e-06 | 1.1347e-08 | 2766.23 | 2018-11-07 | 11 | 0 | 0 | 0 | 0 | 0 | 0 | 0.050125 | 0.41909 | 0.68849 | 0.72515 | 0.71694 | 0.68879 | 0.66664 | 0.71935 | 0.69462 | 0.43939 | 0.054749 | 0 | 1.6268e-11 | 0 | 0 | 0 | 0 | 0 | 917 | 2018-11-07 | 11 | 0 | 0 | 0 | 0 | 0 | 0 | 0.00053585 | 0.14353 | 0.48211 | 0.67687 | 0.68016 | 0.6694 | 0.67845 | 0.70279 | 0.67487 | 0.49084 | 0.13178 | 0.0020918 | 0 | 0 | 0 | 0 | 0 | 0
4078.31 | 2018-12-05 | 12 | -3.0593e-07 | -9.1639e-07 | -1.2794e-06 | -1.0991e-06 | 0.00019384 | 0.0016504 | 0.0097348 | 0.19219 | 0.43975 | 0.56356 | 0.64224 | 0.62338 | 0.53849 | 0.45484 | 0.34062 | 0.10833 | 0.0043751 | 1.3036e-05 | 4.7682e-06 | 5.2066e-06 | 4.1836e-06 | 3.9323e-06 | 2.1674e-06 | 2.7302e-07 | 2877.23 | 2018-12-05 | 12 | 4.8522e-08 | 4.8845e-08 | 4.8505e-08 | 4.7188e-08 | 4.6876e-08 | 4.7634e-08 | 0.0048043 | 0.098395 | 0.2058 | 0.28421 | 0.42323 | 0.44151 | 0.35963 | 0.26019 | 0.17543 | 0.076068 | 0.003976 | 0 | 0 | 0 | 0 | 0 | 0 | 0 | 917 | 2018-12-05 | 12 | 0 | 0 | 0 | 0 | 0 | 0 | 0 | 0 | 0.020189 | 0.04861 | 0.046747 | 0.049165 | 0.049272 | 0.049336 | 0.043176 | 0.048331 | 0.00037141 | 0 | 0 | 0 | 0 | 0 | 0 | 0
4078.31 | 2018-12-10 | 12 | 6.0631e-07 | -2.013e-07 | -1.1525e-06 | -1.3448e-06 | 1.0969e-05 | 0.00032439 | 0.0030583 | 0.074561 | 0.22978 | 0.39669 | 0.39231 | 0.4201 | 0.45243 | 0.28191 | 0.16151 | 0.072636 | 0.0037265 | 2.2187e-05 | 4.7736e-06 | 4.8975e-06 | 4.588e-06 | 2.9147e-06 | 1.3483e-06 | 1.1801e-06 | 2877.23 | 2018-12-10 | 12 | 0 | 0 | 0 | 0 | 0 | 0 | 0.0002859 | 0.057364 | 0.21131 | 0.37922 | 0.38003 | 0.40315 | 0.50914 | 0.34391 | 0.17958 | 0.11284 | 0.0073527 | 0 | 0 | 0 | 0 | 0 | 0 | 0 | 917 | 2018-12-10 | 12 | 0 | 0 | 0 | 0 | 0 | 0 | 0 | 0 | 0 | 0 | 0 | 0 | 0.006867 | 0.0038613 | 0 | 0 | 0 | 0 | 0 | 0 | 0 | 0 | 0 | 0
4078.31 | 2018-12-06 | 12 | -4.2251e-07 | -1.1241e-06 | -1.3758e-06 | -7.0896e-07 | 0.00011062 | 0.00079599 | 0.0023611 | 0.090157 | 0.15085 | 0.17016 | 0.16222 | 0.16729 | 0.13055 | 0.089143 | 0.052576 | 0.018399 | 0.00046529 | 1.0013e-05 | 5.3991e-06 | 5.1326e-06 | 4.5256e-06 | 3.3809e-06 | 1.5996e-06 | 1.1014e-06 | 2877.23 | 2018-12-06 | 12 | 0 | 0 | 0 | 0 | 0 | 0 | 0.0010789 | 0.054578 | 0.075761 | 0.077077 | 0.094817 | 0.14077 | 0.098718 | 0.065921 | 0.033448 | 0.013847 | 0.00086429 | 0 | 0 | 0 | 0 | 0 | 0 | 0 | 917 | 2018-12-06 | 12 | 0 | 0 | 0 | 0 | 0 | 0 | 0 | 0 | 0 | 0 | 0 | 0 | 0 | 0 | 0 | 0 | 0 | 0 | 0 | 0 | 0 | 0 | 0 | 0
4078.31 | 2018-12-11 | 12 | -7.4645e-07 | -6.9354e-07 | -7.8793e-07 | -1.0863e-06 | 7.9444e-05 | 0.00063099 | 0.0033089 | 0.096066 | 0.38501 | 0.52766 | 0.53739 | 0.52508 | 0.59703 | 0.60456 | 0.53055 | 0.25587 | 0.017564 | 0.00015761 | 4.3618e-06 | 5.0055e-06 | 5.3035e-06 | 4.1193e-06 | 2.2845e-06 | 9.7127e-07 | 2877.23 | 2018-12-11 | 12 | 0 | 0 | 0 | 0 | 0 | 0 | 0.0011379 | 0.12053 | 0.43992 | 0.52226 | 0.59905 | 0.57858 | 0.60259 | 0.62525 | 0.61863 | 0.32734 | 0.023713 | 0 | 0 | 0 | 0 | 0 | 0 | 0 | 917 | 2018-12-11 | 12 | 0 | 0 | 0 | 0 | 0 | 0 | 0 | 0 | 0 | 0.011414 | 0.063457 | 0.13509 | 0.19135 | 0.2677 | 0.38664 | 0.28413 | 0.051663 | 0 | 0 | 0 | 0 | 0 | 0 | 0
4078.31 | 2018-12-03 | 12 | 2.7218e-08 | -2.1004e-07 | -9.2946e-07 | -7.7526e-07 | 0.00028884 | 0.00055522 | 0.013062 | 0.19658 | 0.56661 | 0.69485 | 0.75191 | 0.75841 | 0.77229 | 0.7368 | 0.61795 | 0.27931 | 0.014805 | 1.4447e-05 | 5.0937e-06 | 5.6341e-06 | 4.6917e-06 | 4.726e-06 | 3.1267e-06 | 6.9099e-07 | 2877.23 | 2018-12-03 | 12 | 0 | 0 | 0 | 0 | 0 | 0 | 0.0064913 | 0.1668 | 0.57046 | 0.70263 | 0.64347 | 0.63087 | 0.66161 | 0.67291 | 0.65477 | 0.35485 | 0.022338 | 0 | 0 | 0 | 0 | 0 | 0 | 0 | 917 | 2018-12-03 | 12 | 0 | 0 | 0 | 0 | 0 | 0 | 0 | 0 | 0.17917 | 0.46176 | 0.5315 | 0.53232 | 0.53294 | 0.54267 | 0.48765 | 0.30869 | 0.056428 | 0 | 0 | 0 | 0 | 0 | 0 | 0
4078.31 | 2019-01-14 | 1 | 6.0701e-08 | -4.947e-07 | -1.3424e-06 | -9.0606e-07 | -1.3997e-06 | -1.2634e-06 | 0.00032749 | 0.052327 | 0.19753 | 0.27267 | 0.30166 | 0.29358 | 0.28642 | 0.19897 | 0.15056 | 0.064059 | 0.0065943 | 1.9788e-05 | 5.3714e-06 | 6.0095e-06 | 6.2707e-06 | 5.1785e-06 | 2.8178e-06 | 8.2963e-07 | 2977.23 | 2019-01-14 | 1 | 0 | 0 | 0 | 0 | 0 | 0 | 9.5856e-05 | 0.022807 | 0.085578 | 0.095753 | 0.11587 | 0.12042 | 0.10597 | 0.076636 | 0.066599 | 0.036675 | 0.005645 | 1.185e-06 | 0 | 0 | 0 | 0 | 0 | 0 | 917 | 2019-01-14 | 1 | 0 | 0 | 0 | 0 | 0 | 0 | 0 | 0 | 0 | 0 | 0 | 0 | 0 | 0 | 0 | 0 | 0 | 0 | 0 | 0 | 0 | 0 | 0 | 0
4078.31 | 2019-01-15 | 1 | 2.4081e-08 | -5.71e-07 | -8.9054e-07 | -1.0791e-06 | -1.3838e-06 | -1.0864e-06 | 0.00025957 | 0.013798 | 0.0468 | 0.081461 | 0.11409 | 0.14799 | 0.22131 | 0.30349 | 0.30839 | 0.19596 | 0.035327 | 0.00053165 | 4.7351e-06 | 5.6341e-06 | 5.3158e-06 | 4.6064e-06 | 2.3775e-06 | 2.5661e-07 | 2977.23 | 2019-01-15 | 1 | 0 | 0 | 0 | 0 | 0 | 7.3558e-11 | 1.3822e-09 | 0.0050561 | 0.043884 | 0.10479 | 0.12913 | 0.16307 | 0.19769 | 0.19742 | 0.18143 | 0.1155 | 0.02743 | 7.8084e-06 | 0 | 0 | 0 | 0 | 0 | 0 | 917 | 2019-01-15 | 1 | 0 | 0 | 0 | 0 | 0 | 0 | 0 | 0 | 0 | 0 | 0 | 0 | 0 | 0 | 0 | 0 | 0 | 0 | 0 | 0 | 0 | 0 | 0 | 0
4078.31 | 2019-01-02 | 1 | 1.1336e-06 | 5.2545e-07 | -4.072e-09 | -6.9338e-07 | -1.2981e-06 | -8.5746e-07 | 0.0017792 | 0.16406 | 0.55603 | 0.76331 | 0.81856 | 0.83276 | 0.82352 | 0.81131 | 0.70239 | 0.38249 | 0.043869 | 0.00040266 | 4.6817e-06 | 4.814e-06 | 4.5077e-06 | 3.4048e-06 | 2.1752e-06 | 2.2997e-06 | 2977.23 | 2019-01-02 | 1 | 0 | 0 | 0 | 0 | 0 | 0 | 0.00043375 | 0.13668 | 0.54748 | 0.70779 | 0.69912 | 0.67358 | 0.67878 | 0.70697 | 0.69527 | 0.44984 | 0.058934 | 1.7722e-08 | 0 | 0 | 0 | 0 | 0 | 0 | 917 | 2019-01-02 | 1 | 0 | 0 | 0 | 0 | 0 | 0 | 0 | 0.013804 | 0.21634 | 0.44728 | 0.46928 | 0.44871 | 0.43588 | 0.48666 | 0.61565 | 0.49698 | 0.13568 | 0.0042656 | 0 | 0 | 0 | 0 | 0 | 0
4078.31 | 2019-01-03 | 1 | 1.381e-06 | 1.7455e-07 | -5.4057e-07 | -7.6664e-08 | -9.6887e-07 | -5.3447e-07 | 0.0019043 | 0.16763 | 0.55494 | 0.75769 | 0.81238 | 0.82301 | 0.82639 | 0.80579 | 0.69935 | 0.38488 | 0.045999 | 0.00041566 | 4.4423e-06 | 5.25e-06 | 4.4913e-06 | 3.7688e-06 | 3.3037e-06 | 1.1609e-06 | 2977.23 | 2019-01-03 | 1 | 0 | 0 | 0 | 0 | 0 | 0 | 0.00052997 | 0.1414 | 0.55673 | 0.71355 | 0.6967 | 0.66983 | 0.67456 | 0.69826 | 0.68782 | 0.45175 | 0.062209 | 8.2181e-08 | 0 | 0 | 0 | 0 | 0 | 0 | 917 | 2019-01-03 | 1 | 0 | 0 | 0 | 0 | 0 | 0 | 0 | 0.0015395 | 0.19291 | 0.51175 | 0.58671 | 0.60051 | 0.59887 | 0.62327 | 0.6251 | 0.49773 | 0.14943 | 0.0092958 | 0 | 0 | 0 | 0 | 0 | 0
4078.31 | 2019-01-16 | 1 | -5.3454e-07 | -7.6124e-07 | -1.8052e-06 | -1.821e-06 | -2.0716e-06 | -1.5931e-06 | 0.001738 | 0.080005 | 0.30289 | 0.42596 | 0.49119 | 0.56551 | 0.59249 | 0.58959 | 0.52503 | 0.29724 | 0.049381 | 0.00053303 | 4.0725e-06 | 5.5786e-06 | 5.2088e-06 | 3.62e-06 | 2.0628e-06 | 9.1079e-07 | 2977.23 | 2019-01-16 | 1 | 0 | 0 | 0 | 0 | 0 | 0 | 7.2491e-06 | 0.056537 | 0.27853 | 0.30546 | 0.34682 | 0.42707 | 0.42152 | 0.34273 | 0.27777 | 0.15972 | 0.038807 | 4.7279e-06 | 0 | 0 | 0 | 0 | 0 | 0 | 917 | 2019-01-16 | 1 | 0 | 0 | 0 | 0 | 0 | 0 | 0 | 0 | 0 | 0 | 0 | 0.00094087 | 0.034175 | 0.10073 | 0.18232 | 0.16497 | 0.09386 | 0.0025457 | 0 | 0 | 0 | 0 | 0 | 0
4078.31 | 2019-02-20 | 2 | -1.094e-06 | -1.2733e-06 | -1.7494e-06 | -1.2179e-06 | -8.9295e-07 | 6.8282e-07 | 0.028078 | 0.34264 | 0.67036 | 0.70093 | 0.75419 | 0.75024 | 0.65842 | 0.50864 | 0.34034 | 0.22196 | 0.061235 | 0.0050548 | 8.5784e-06 | 4.1389e-06 | 4.8848e-06 | 4.1903e-06 | 2.3021e-06 | 1.1742e-06 | 2980.23 | 2019-02-20 | 2 | 0 | 0 | 0 | 0 | 0 | 0 | 0.014875 | 0.31393 | 0.67494 | 0.58117 | 0.68321 | 0.73639 | 0.60091 | 0.31534 | 0.26655 | 0.38814 | 0.14735 | 0.0080916 | 0 | 0 | 0 | 0 | 0 | 0 | 917 | 2019-02-20 | 2 | 0 | 0 | 0 | 0 | 0 | 0 | 0 | 0.013154 | 0.20341 | 0.21085 | 0.14212 | 0.11708 | 0.030158 | 0 | 0 | 0 | 0 | 0 | 0 | 0 | 0 | 0 | 0 | 0
4078.31 | 2019-02-21 | 2 | 1.04e-07 | -3.9804e-07 | -7.9529e-07 | -8.7325e-07 | -1.4246e-06 | -3.6084e-07 | 0.0055499 | 0.080889 | 0.22607 | 0.42186 | 0.4348 | 0.37264 | 0.43269 | 0.33104 | 0.28847 | 0.18453 | 0.11391 | 0.0090828 | 3.8515e-05 | 5.5325e-06 | 6.3561e-06 | 5.4381e-06 | 4.1133e-06 | 2.1762e-06 | 2980.23 | 2019-02-21 | 2 | 0 | 0 | 0 | 0 | 0 | 0 | 0.0026233 | 0.080405 | 0.31241 | 0.48977 | 0.41248 | 0.371 | 0.56094 | 0.5941 | 0.46718 | 0.23732 | 0.22473 | 0.026385 | 0 | 0 | 0 | 0 | 0 | 0 | 917 | 2019-02-21 | 2 | 0 | 0 | 0 | 0 | 0 | 0 | 0 | 0 | 0 | 0 | 0.0090207 | 0.02962 | 0.0043066 | 0 | 0 | 0 | 0 | 0 | 0 | 0 | 0 | 0 | 0 | 0
4078.31 | 2019-02-05 | 2 | -7.2909e-07 | -8.6359e-07 | -1.5044e-06 | -1.605e-06 | -1.3797e-06 | -1.3597e-06 | 0.0036144 | 0.18472 | 0.49564 | 0.54014 | 0.53574 | 0.58093 | 0.58938 | 0.57379 | 0.48682 | 0.29571 | 0.065425 | 0.0023927 | 2.2014e-05 | 5.8562e-06 | 5.7961e-06 | 4.2966e-06 | 3.4032e-06 | 1.8441e-06 | 2980.23 | 2019-02-05 | 2 | 0 | 0 | 0 | 0 | 0 | 0 | 0.0021041 | 0.19604 | 0.40714 | 0.54949 | 0.54606 | 0.51461 | 0.56581 | 0.46848 | 0.43525 | 0.19966 | 0.086105 | 0.0019391 | 0 | 0 | 0 | 0 | 0 | 0 | 917 | 2019-02-05 | 2 | 0 | 0 | 0 | 0 | 0 | 0 | 0 | 0 | 0.097381 | 0.43155 | 0.39323 | 0.26136 | 0.22989 | 0.12813 | 0.1341 | 0.11706 | 0.036634 | 0 | 0 | 0 | 0 | 0 | 0 | 0
4078.31 | 2019-02-13 | 2 | -5.0654e-07 | -1.0303e-06 | -1.5186e-06 | -1.3634e-06 | -1.6008e-06 | -6.893e-07 | 0.0021588 | 0.053979 | 0.16014 | 0.27864 | 0.30168 | 0.32425 | 0.4083 | 0.30247 | 0.19406 | 0.11081 | 0.034939 | 0.0013137 | 1.048e-05 | 4.3297e-06 | 4.5171e-06 | 2.8309e-06 | 1.7756e-06 | -4.6751e-07 | 2980.23 | 2019-02-13 | 2 | 0 | 0 | 0 | 0 | 0 | 0 | 0.00035808 | 0.035894 | 0.11694 | 0.18095 | 0.24601 | 0.30294 | 0.31528 | 0.21653 | 0.16046 | 0.13627 | 0.056443 | 0.002186 | 0 | 0 | 0 | 0 | 0 | 0 | 917 | 2019-02-13 | 2 | 0 | 0 | 0 | 0 | 0 | 0 | 0 | 0 | 0 | 0 | 0 | 0 | 0 | 0 | 0 | 0 | 0 | 0 | 0 | 0 | 0 | 0 | 0 | 0
4078.31 | 2019-02-12 | 2 | -3.8572e-07 | -7.9786e-07 | -1.2933e-06 | -9.5526e-07 | -8.7472e-07 | -3.0652e-07 | 0.015824 | 0.29096 | 0.65114 | 0.76934 | 0.81167 | 0.81582 | 0.78265 | 0.6966 | 0.53255 | 0.32101 | 0.089137 | 0.0027548 | 1.3805e-05 | 2.7324e-06 | 3.1835e-06 | 2.6458e-06 | 1.2761e-06 | 1.8521e-07 | 2980.23 | 2019-02-12 | 2 | 0 | 0 | 0 | 0 | 0 | 0 | 0.010237 | 0.2737 | 0.65788 | 0.70494 | 0.68106 | 0.67532 | 0.62603 | 0.52803 | 0.30658 | 0.16338 | 0.050458 | 0.0020627 | 0 | 0 | 0 | 0 | 0 | 0 | 917 | 2019-02-12 | 2 | 0 | 0 | 0 | 0 | 0 | 0 | 0 | 0 | 0.16205 | 0.45368 | 0.44088 | 0.44658 | 0.36492 | 0.31542 | 0.20074 | 0.097651 | 0.0088366 | 0 | 0 | 0 | 0 | 0 | 0 | 0
4078.31 | 2019-03-06 | 3 | -1.5802e-06 | -2.2247e-06 | -2.7644e-06 | -2.2268e-06 | -2.2831e-06 | 1.8307e-05 | 0.03901 | 0.19624 | 0.44049 | 0.58092 | 0.65395 | 0.62512 | 0.62836 | 0.66515 | 0.60923 | 0.4598 | 0.24674 | 0.023328 | 0.00015494 | 3.7098e-06 | 2.9951e-06 | 1.5655e-06 | 1.3805e-06 | -6.021e-07 | 2980.23 | 2019-03-06 | 3 | 0 | 0 | 0 | 0 | 0 | 0 | 0.019921 | 0.10654 | 0.19036 | 0.26846 | 0.33855 | 0.40962 | 0.49769 | 0.51305 | 0.4061 | 0.36505 | 0.22204 | 0.029408 | 0 | 0 | 0 | 0 | 0 | 0 | 917 | 2019-03-06 | 3 | 0 | 0 | 0 | 0 | 0 | 0 | 0 | 0 | 0 | 0.13048 | 0.21708 | 0.22335 | 0.21991 | 0.15555 | 0.23485 | 0.24532 | 0.15904 | 0.043925 | 0 | 0 | 0 | 0 | 0 | 0
4078.31 | 2019-03-05 | 3 | -1.693e-06 | -2.032e-06 | -2.0514e-06 | -1.8412e-06 | -2.2121e-06 | 2.0329e-05 | 0.06889 | 0.36847 | 0.60612 | 0.76484 | 0.8526 | 0.77728 | 0.76304 | 0.74702 | 0.67682 | 0.48801 | 0.16453 | 0.0076147 | 1.0424e-05 | 3.8894e-06 | 2.9971e-06 | 1.2932e-06 | 2.5354e-07 | -6.5582e-07 | 2980.23 | 2019-03-05 | 3 | 0 | 0 | 0 | 0 | 0 | 0 | 0.044333 | 0.19903 | 0.44752 | 0.54647 | 0.70673 | 0.66827 | 0.60413 | 0.47868 | 0.34338 | 0.30326 | 0.14364 | 0.0059357 | 0 | 0 | 0 | 0 | 0 | 0 | 917 | 2019-03-05 | 3 | 0 | 0 | 0 | 0 | 0 | 0 | 0 | 0.034 | 0.21273 | 0.25902 | 0.24872 | 0.29538 | 0.29268 | 0.35425 | 0.30139 | 0.2512 | 0.13437 | 0.00573 | 0 | 0 | 0 | 0 | 0 | 0
4078.31 | 2019-03-07 | 3 | -1.9332e-06 | -2.1596e-06 | -2.4629e-06 | -2.3056e-06 | -2.8599e-06 | 3.9602e-07 | 0.045917 | 0.38033 | 0.67494 | 0.76216 | 0.78657 | 0.82445 | 0.7707 | 0.76463 | 0.69808 | 0.57639 | 0.32184 | 0.038846 | 0.00020193 | 3.2319e-06 | 3.1416e-06 | 2.8794e-06 | 1.484e-06 | 4.6047e-07 | 2980.23 | 2019-03-07 | 3 | 0 | 0 | 0 | 0 | 0 | 0 | 0.057661 | 0.4506 | 0.74297 | 0.83125 | 0.81577 | 0.799 | 0.76916 | 0.78557 | 0.73342 | 0.58919 | 0.32635 | 0.051878 | 7.4548e-09 | 0 | 0 | 0 | 0 | 0 | 917 | 2019-03-07 | 3 | 0 | 0 | 0 | 0 | 0 | 0 | 0 | 4.2785e-05 | 0.2104 | 0.41624 | 0.41313 | 0.49032 | 0.47148 | 0.33941 | 0.27614 | 0.27226 | 0.19288 | 0.02612 | 0 | 0 | 0 | 0 | 0 | 0
4078.31 | 2019-03-11 | 3 | -3.6202e-07 | -9.7264e-07 | -1.6421e-06 | -1.5119e-06 | -2.2135e-06 | -1.5677e-06 | 0.00019769 | 0.090305 | 0.37617 | 0.50639 | 0.53283 | 0.50463 | 0.4018 | 0.33764 | 0.29257 | 0.22978 | 0.14736 | 0.080586 | 0.0079939 | 0.00036179 | 4.3474e-06 | 3.5846e-06 | 1.1174e-06 | -4.5405e-07 | 2980.23 | 2019-03-11 | 3 | 0 | 0 | 0 | 0 | 0 | 0 | 6.61e-05 | 0.084197 | 0.42825 | 0.5658 | 0.65378 | 0.55013 | 0.47889 | 0.38285 | 0.28475 | 0.21954 | 0.17769 | 0.108 | 0.014901 | 8.0773e-06 | 0 | 0 | 0 | 0 | 917 | 2019-03-11 | 3 | 0 | 0 | 0 | 0 | 0 | 0 | 0 | 0 | 0.029649 | 0.18705 | 0.27564 | 0.19429 | 0.0025371 | 0 | 0 | 0 | 0 | 0 | 0 | 0 | 0 | 0 | 0 | 0
4078.31 | 2019-03-04 | 3 | -6.1364e-07 | -1.1141e-06 | -1.7977e-06 | -2.1588e-06 | -2.4383e-06 | 7.8516e-06 | 0.047256 | 0.37861 | 0.68809 | 0.86564 | 0.88533 | 0.89641 | 0.86625 | 0.83221 | 0.73866 | 0.59272 | 0.30238 | 0.027172 | 0.00031002 | 3.9062e-06 | 4.2634e-06 | 2.6558e-06 | 1.4184e-06 | -8.5085e-07 | 2980.23 | 2019-03-04 | 3 | 0 | 0 | 0 | 0 | 0 | 0 | 0.051468 | 0.46505 | 0.78855 | 0.88124 | 0.88078 | 0.8641 | 0.83513 | 0.82046 | 0.79401 | 0.7395 | 0.4489 | 0.038576 | 0 | 0 | 0 | 0 | 0 | 0 | 917 | 2019-03-04 | 3 | 0 | 0 | 0 | 0 | 0 | 0 | 0 | 0.056153 | 0.16718 | 0.27321 | 0.31695 | 0.3201 | 0.36489 | 0.33071 | 0.30839 | 0.28581 | 0.2589 | 0.059284 | 0 | 0 | 0 | 0 | 0 | 0
4078.31 | 2019-04-24 | 4 | -1.6198e-07 | -9.3763e-07 | -1.4221e-06 | -1.7092e-06 | -2.404e-06 | 2.1167e-05 | 0.061516 | 0.38606 | 0.70098 | 0.85266 | 0.94206 | 0.9785 | 0.98069 | 0.97394 | 0.96679 | 0.90028 | 0.78245 | 0.54162 | 0.16255 | 0.0081986 | 8.0619e-05 | 4.7028e-06 | 2.8901e-06 | 1.1625e-06 | 2980.23 | 2019-04-24 | 4 | 0 | 0 | 0 | 0 | 0 | 0 | 0.076604 | 0.50759 | 0.82324 | 0.90604 | 0.93676 | 0.9503 | 0.92403 | 0.92453 | 0.91755 | 0.89711 | 0.85052 | 0.68958 | 0.26835 | 0.0085842 | 0 | 0 | 0 | 0 | 917 | 2019-04-24 | 4 | 0 | 0 | 0 | 0 | 0 | 0 | 0.014884 | 0.30736 | 0.84512 | 0.96849 | 0.97497 | 0.97561 | 0.97548 | 0.97801 | 0.97687 | 0.9685 | 0.95424 | 0.89834 | 0.52841 | 0.084671 | 0 | 0 | 0 | 0
4078.31 | 2019-04-25 | 4 | -3.6249e-07 | -8.9344e-07 | -1.553e-06 | -1.6083e-06 | -2.3535e-06 | 3.5617e-05 | 0.063332 | 0.38523 | 0.69228 | 0.84465 | 0.93443 | 0.97186 | 0.97562 | 0.97291 | 0.92276 | 0.85847 | 0.77134 | 0.51763 | 0.15128 | 0.0078844 | 7.5113e-05 | 4.6632e-06 | 3.6936e-06 | 1.2958e-06 | 2980.23 | 2019-04-25 | 4 | 0 | 0 | 0 | 0 | 0 | 9.0597e-12 | 0.073392 | 0.4847 | 0.78228 | 0.87457 | 0.90745 | 0.91864 | 0.92031 | 0.89754 | 0.86771 | 0.89814 | 0.84629 | 0.62803 | 0.19063 | 0.0059135 | 0 | 0 | 0 | 0 | 917 | 2019-04-25 | 4 | 0 | 0 | 0 | 0 | 0 | 0 | 0.01172 | 0.26849 | 0.81792 | 0.96176 | 0.97942 | 0.98105 | 0.97794 | 0.78332 | 0.57065 | 0.56598 | 0.67135 | 0.8283 | 0.51075 | 0.077793 | 0 | 0 | 0 | 0
4078.31 | 2019-04-23 | 4 | -5.2867e-06 | -5.3748e-06 | -5.6091e-06 | -5.5323e-06 | -5.4632e-06 | 1.0815e-05 | 0.06061 | 0.34877 | 0.64383 | 0.78912 | 0.88321 | 0.95101 | 0.97891 | 0.96921 | 0.94278 | 0.84598 | 0.74497 | 0.53937 | 0.16369 | 0.0080301 | 6.821e-05 | 4.3526e-06 | 3.1834e-06 | 1.5016e-06 | 2980.23 | 2019-04-23 | 4 | 0 | 0 | 0 | 2.7615e-10 | 2.0623e-09 | 4.4205e-09 | 0.076428 | 0.44719 | 0.74159 | 0.85428 | 0.92149 | 0.93957 | 0.9671 | 0.96572 | 0.95354 | 0.92599 | 0.87463 | 0.71302 | 0.27788 | 0.008367 | 0 | 0 | 0 | 0 | 917 | 2019-04-23 | 4 | 0 | 0 | 0 | 0 | 0 | 0 | 0.00095719 | 0.1332 | 0.7792 | 0.94462 | 0.96718 | 0.97382 | 0.97689 | 0.97508 | 0.96333 | 0.96614 | 0.96896 | 0.91339 | 0.54326 | 0.090416 | 0 | 0 | 0 | 0
4078.31 | 2019-04-18 | 4 | -1.8023e-06 | -2.5015e-06 | -2.6939e-06 | -2.5838e-06 | -3.0541e-06 | -2.2053e-06 | 0.049058 | 0.36622 | 0.69722 | 0.85793 | 0.9499 | 0.9764 | 0.96975 | 0.96433 | 0.93927 | 0.8733 | 0.76361 | 0.54581 | 0.15749 | 0.0064484 | 5.2688e-05 | 5.7844e-06 | 3.5093e-06 | 1.5267e-06 | 2980.23 | 2019-04-18 | 4 | 0 | 0 | 0 | 0 | 0 | 0 | 0.057459 | 0.44658 | 0.80462 | 0.89888 | 0.92572 | 0.93192 | 0.91079 | 0.91639 | 0.89977 | 0.88393 | 0.84669 | 0.68972 | 0.25445 | 0.0056921 | 0 | 0 | 0 | 0 | 917 | 2019-04-18 | 4 | 0 | 0 | 0 | 0 | 0 | 0 | 0 | 0.24789 | 0.81595 | 0.96425 | 0.96697 | 0.96987 | 0.97213 | 0.96447 | 0.83678 | 0.80001 | 0.86005 | 0.85871 | 0.4862 | 0.07099 | 0 | 0 | 0 | 0
4078.31 | 2019-04-26 | 4 | 1.0426e-08 | -4.2454e-07 | -8.0021e-07 | -1.2596e-06 | -2.4343e-06 | 4.4485e-05 | 0.066961 | 0.37286 | 0.69378 | 0.84444 | 0.93413 | 0.94626 | 0.93346 | 0.9217 | 0.95362 | 0.89507 | 0.76546 | 0.51963 | 0.16365 | 0.008908 | 9.9824e-05 | 4.1895e-06 | 2.6828e-06 | 4.6202e-07 | 2980.23 | 2019-04-26 | 4 | 0 | 0 | 0 | 0 | 0 | 0 | 0.075131 | 0.456 | 0.79968 | 0.88103 | 0.91012 | 0.89344 | 0.90315 | 0.91488 | 0.90659 | 0.88435 | 0.8212 | 0.59907 | 0.22014 | 0.0098892 | 0 | 0 | 0 | 0 | 917 | 2019-04-26 | 4 | 0 | 0 | 0 | 0 | 0 | 0 | 0.0067557 | 0.23925 | 0.78513 | 0.95786 | 0.97624 | 0.97012 | 0.96572 | 0.96717 | 0.96802 | 0.90649 | 0.9265 | 0.87104 | 0.497 | 0.065368 | 0 | 0 | 0 | 0
4078.31 | 2019-05-13 | 5 | -1.1309e-07 | -1.0228e-06 | -1.6083e-06 | -1.9094e-06 | -2.2114e-06 | 0.0011495 | 0.11481 | 0.41947 | 0.7067 | 0.84329 | 0.91737 | 0.96402 | 0.94623 | 0.95279 | 0.91812 | 0.85457 | 0.74171 | 0.55064 | 0.20216 | 0.01733 | 0.00028214 | 4.0179e-06 | 2.0643e-06 | 3.3136e-07 | 2980.23 | 2019-05-13 | 5 | 0 | 0 | 0 | 0 | 0 | 0.00018356 | 0.14723 | 0.53757 | 0.83778 | 0.89626 | 0.88501 | 0.92552 | 0.88149 | 0.89135 | 0.85341 | 0.86275 | 0.84991 | 0.70042 | 0.34895 | 0.029015 | 0 | 0 | 0 | 0 | 917 | 2019-05-13 | 5 | 0 | 0 | 0 | 0 | 0 | 0 | 0.059924 | 0.43877 | 0.85209 | 0.95624 | 0.9723 | 0.90482 | 0.71991 | 0.71119 | 0.71689 | 0.84853 | 0.90158 | 0.57193 | 0.38456 | 0.076572 | 0 | 0 | 0 | 0
4078.31 | 2019-05-14 | 5 | -7.0111e-07 | -6.7398e-07 | -1.3368e-06 | -1.7825e-06 | -2.4524e-06 | 0.0013391 | 0.11922 | 0.4507 | 0.70664 | 0.84048 | 0.89703 | 0.97126 | 0.97456 | 0.9615 | 0.93454 | 0.85779 | 0.74365 | 0.50955 | 0.19411 | 0.016919 | 0.00027362 | 4.4723e-06 | 2.5539e-06 | 1.1687e-06 | 2980.23 | 2019-05-14 | 5 | 0 | 0 | 0 | 0 | 0 | 0.0002353 | 0.16068 | 0.61778 | 0.85452 | 0.90967 | 0.92129 | 0.95261 | 0.96282 | 0.96332 | 0.94221 | 0.90521 | 0.848 | 0.66024 | 0.24494 | 0.030481 | 0 | 0 | 0 | 0 | 917 | 2019-05-14 | 5 | 0 | 0 | 0 | 0 | 0 | 0 | 0.028441 | 0.40194 | 0.8881 | 0.97418 | 0.97761 | 0.97781 | 0.97401 | 0.96735 | 0.93939 | 0.94915 | 0.92699 | 0.80303 | 0.42291 | 0.099924 | 0 | 0 | 0 | 0
4078.31 | 2019-05-02 | 5 | -1.0886e-06 | -1.7059e-06 | -1.8315e-06 | -2.0808e-06 | -2.8347e-06 | 0.00030495 | 0.090432 | 0.36109 | 0.57468 | 0.69877 | 0.82307 | 0.80968 | 0.85451 | 0.86763 | 0.7616 | 0.71208 | 0.59257 | 0.387 | 0.15735 | 0.011958 | 0.00022924 | 2.015e-06 | 1.4195e-06 | -7.792e-07 | 2980.23 | 2019-05-02 | 5 | 0 | 0 | 0 | 0 | 0 | 7.5478e-06 | 0.10015 | 0.4121 | 0.68104 | 0.8031 | 0.82501 | 0.86301 | 0.89808 | 0.88704 | 0.85985 | 0.83314 | 0.78784 | 0.6174 | 0.27183 | 0.016761 | 0 | 0 | 0 | 0 | 917 | 2019-05-02 | 5 | 0 | 0 | 0 | 0 | 0 | 0 | 0.015277 | 0.32364 | 0.64161 | 0.80896 | 0.79405 | 0.77643 | 0.82182 | 0.78392 | 0.75767 | 0.7079 | 0.6858 | 0.63223 | 0.41178 | 0.050874 | 0 | 0 | 0 | 0
4078.31 | 2019-05-08 | 5 | -1.4638e-06 | -1.6928e-06 | -2.0046e-06 | -2.4861e-06 | -2.6698e-06 | 0.00014761 | 0.090567 | 0.38808 | 0.66703 | 0.76854 | 0.84799 | 0.87752 | 0.89056 | 0.83226 | 0.83055 | 0.73539 | 0.6952 | 0.5054 | 0.18135 | 0.013249 | 0.00020892 | 2.8362e-06 | 3.0516e-07 | -1.1633e-06 | 2980.23 | 2019-05-08 | 5 | 0 | 0 | 0 | 0 | 0 | 2.2941e-05 | 0.11574 | 0.54087 | 0.77773 | 0.80518 | 0.82556 | 0.83246 | 0.84134 | 0.8275 | 0.8305 | 0.76201 | 0.7864 | 0.64476 | 0.3377 | 0.022652 | 0 | 0 | 0 | 0 | 917 | 2019-05-08 | 5 | 0 | 0 | 0 | 0 | 0 | 0 | 0 | 0.19328 | 0.69333 | 0.89414 | 0.96722 | 0.96739 | 0.90842 | 0.96222 | 0.83685 | 0.57121 | 0.55543 | 0.51076 | 0.3339 | 0.091164 | 0 | 0 | 0 | 0
4078.31 | 2019-05-30 | 5 | -4.0455e-07 | -1.4387e-06 | -2.0964e-06 | -2.3473e-06 | -2.2253e-06 | 0.0032189 | 0.14712 | 0.47494 | 0.71181 | 0.84298 | 0.92025 | 0.87555 | 0.89371 | 0.89919 | 0.89315 | 0.85524 | 0.72892 | 0.54735 | 0.23524 | 0.027329 | 0.00053381 | 1.7999e-06 | 1.2759e-06 | 6.4491e-08 | 2980.23 | 2019-05-30 | 5 | 0 | 0 | 0 | 0 | 0 | 0.0025083 | 0.20134 | 0.64422 | 0.86105 | 0.92857 | 0.9495 | 0.92553 | 0.93587 | 0.91849 | 0.92402 | 0.88561 | 0.86302 | 0.76754 | 0.41327 | 0.05201 | 7.5589e-06 | 0 | 0 | 0 | 917 | 2019-05-30 | 5 | 0 | 0 | 0 | 0 | 0 | 0 | 0.048439 | 0.4331 | 0.85335 | 0.88449 | 0.56488 | 0.54834 | 0.55065 | 0.49992 | 0.54543 | 0.54707 | 0.53594 | 0.51282 | 0.38038 | 0.14674 | 0.00063174 | 0 | 0 | 0
4078.31 | 2019-06-11 | 6 | 4.6818e-06 | 4.0719e-06 | 2.2946e-06 | 2.1254e-06 | 1.4753e-06 | 0.0045638 | 0.14776 | 0.46976 | 0.67136 | 0.8029 | 0.86392 | 0.92313 | 0.90474 | 0.88214 | 0.81796 | 0.72904 | 0.55547 | 0.40843 | 0.19349 | 0.026102 | 0.0007455 | 1.8431e-05 | 1.3242e-05 | 8.11e-06 | 3130.23 | 2019-06-11 | 6 | 0 | 0 | 0 | 0 | 0 | 0.0025408 | 0.14525 | 0.56393 | 0.68344 | 0.77398 | 0.74069 | 0.86113 | 0.82753 | 0.79321 | 0.79281 | 0.82579 | 0.6889 | 0.52958 | 0.30103 | 0.037518 | 3.4669e-05 | 0 | 0 | 0 | 917 | 2019-06-11 | 6 | 0 | 0 | 0 | 0 | 0 | 0 | 0.093418 | 0.43666 | 0.74368 | 0.8602 | 0.91349 | 0.88491 | 0.75351 | 0.75889 | 0.73941 | 0.70468 | 0.5176 | 0.35119 | 0.15418 | 0.040679 | 0 | 0 | 0 | 0
4078.31 | 2019-06-10 | 6 | 2.6376e-06 | 1.2013e-06 | 6.2123e-07 | -6.7862e-08 | -1.1718e-06 | 0.0040354 | 0.15412 | 0.46047 | 0.68682 | 0.80572 | 0.8928 | 0.9308 | 0.92314 | 0.93768 | 0.93275 | 0.8312 | 0.72631 | 0.51338 | 0.25551 | 0.034558 | 0.0010717 | 1.7923e-05 | 1.2663e-05 | 8.2154e-06 | 3130.23 | 2019-06-10 | 6 | 0 | 0 | 0 | 0 | 0 | 0.00453 | 0.20247 | 0.55767 | 0.75709 | 0.80466 | 0.8625 | 0.891 | 0.90276 | 0.90086 | 0.88118 | 0.82928 | 0.72175 | 0.47079 | 0.36973 | 0.073488 | 1.2357e-05 | 0 | 0 | 0 | 917 | 2019-06-10 | 6 | 0 | 0 | 0 | 0 | 0 | 0 | 0.072853 | 0.4231 | 0.8385 | 0.93142 | 0.92722 | 0.76403 | 0.89641 | 0.86188 | 0.8147 | 0.66769 | 0.78052 | 0.60817 | 0.38187 | 0.088739 | 0.01567 | 0.0062679 | 0 | 0
4078.31 | 2019-06-12 | 6 | 6.7441e-06 | 4.4187e-06 | 3.6911e-06 | 2.0012e-06 | 7.8626e-07 | 0.0034693 | 0.12604 | 0.44637 | 0.68875 | 0.8165 | 0.90302 | 0.94635 | 0.95883 | 0.95785 | 0.92985 | 0.86466 | 0.75923 | 0.58317 | 0.26854 | 0.038025 | 0.00074475 | 1.452e-05 | 1.0628e-05 | 6.6401e-06 | 3130.23 | 2019-06-12 | 6 | 0 | 0 | 0 | 0 | 0 | 0.0015899 | 0.2123 | 0.63001 | 0.82952 | 0.88968 | 0.91519 | 0.93504 | 0.93975 | 0.93251 | 0.92707 | 0.9086 | 0.87504 | 0.77769 | 0.46966 | 0.085266 | 4.4999e-05 | 0 | 0 | 0 | 917 | 2019-06-12 | 6 | 0 | 0 | 0 | 0 | 0 | 0 | 0 | 0.28595 | 0.82555 | 0.95578 | 0.98003 | 0.97524 | 0.97725 | 0.97304 | 0.94845 | 0.90535 | 0.87939 | 0.74038 | 0.61306 | 0.23137 | 0.017462 | 0.0069097 | 0 | 0
4078.31 | 2019-06-05 | 6 | -9.0382e-08 | -1.4529e-06 | -1.9633e-06 | -2.3958e-06 | -2.5791e-06 | 0.0042626 | 0.15061 | 0.44423 | 0.66581 | 0.79089 | 0.86791 | 0.90937 | 0.90741 | 0.88815 | 0.91227 | 0.84889 | 0.74805 | 0.56288 | 0.21024 | 0.026765 | 0.00060931 | 5.6586e-06 | 4.7605e-06 | 2.2053e-06 | 3130.23 | 2019-06-05 | 6 | 0 | 0 | 0 | 0 | 0 | 0.0026844 | 0.19149 | 0.57594 | 0.76541 | 0.82504 | 0.85286 | 0.8643 | 0.83598 | 0.76199 | 0.82018 | 0.82019 | 0.78582 | 0.62753 | 0.19665 | 0.032244 | 8.8592e-06 | 0 | 0 | 0 | 917 | 2019-06-05 | 6 | 0 | 0 | 0 | 0 | 0 | 0 | 0.097223 | 0.50772 | 0.89361 | 0.96871 | 0.97553 | 0.97525 | 0.97601 | 0.9746 | 0.89912 | 0.59535 | 0.58032 | 0.34919 | 0.19467 | 0.074774 | 0 | 0 | 0 | 0
4078.31 | 2019-06-19 | 6 | 1.5554e-07 | -9.3219e-07 | -9.1856e-07 | -1.6075e-06 | -2.2287e-06 | 0.004489 | 0.14877 | 0.45842 | 0.68747 | 0.82096 | 0.90675 | 0.9554 | 0.96639 | 0.9414 | 0.91939 | 0.85395 | 0.76378 | 0.59794 | 0.29374 | 0.042966 | 0.0009363 | 6.7226e-06 | 4.6678e-06 | 2.3427e-06 | 3130.23 | 2019-06-19 | 6 | 0 | 0 | 0 | 0 | 0 | 0.0032099 | 0.20652 | 0.62339 | 0.82515 | 0.89013 | 0.91746 | 0.92793 | 0.92217 | 0.84614 | 0.85577 | 0.90136 | 0.86727 | 0.75455 | 0.47239 | 0.092165 | 7.4971e-05 | 0 | 0 | 0 | 917 | 2019-06-19 | 6 | 0 | 0 | 0 | 0 | 0 | 0 | 0.073264 | 0.47481 | 0.86795 | 0.95229 | 0.9764 | 0.97945 | 0.97829 | 0.85314 | 0.89545 | 0.95542 | 0.94243 | 0.88286 | 0.67196 | 0.22789 | 0.011305 | 0 | 0 | 0
4078.31 | 2019-07-24 | 7 | 1.1749e-05 | 8.367e-06 | 6.6306e-06 | 5.1031e-06 | 4.2574e-06 | 6.2146e-05 | 0.04432 | 0.23081 | 0.44261 | 0.57267 | 0.63104 | 0.67896 | 0.72187 | 0.76922 | 0.732 | 0.6385 | 0.56229 | 0.42822 | 0.17001 | 0.020053 | 0.00016734 | 2.3369e-05 | 1.8608e-05 | 1.3851e-05 | 3130.23 | 2019-07-24 | 7 | 0 | 9.8471e-05 | 0.00058669 | 0.00094062 | 0.00097973 | 0.00098085 | 0.090983 | 0.45632 | 0.73582 | 0.82672 | 0.83423 | 0.83007 | 0.79239 | 0.75857 | 0.70987 | 0.70185 | 0.71248 | 0.61744 | 0.29859 | 0.069899 | 5.5309e-05 | 0 | 6.3893e-13 | 0 | 917 | 2019-07-24 | 7 | 0 | 0 | 0 | 0 | 0 | 0 | 0 | 0.023879 | 0.16863 | 0.31054 | 0.29596 | 0.17347 | 0.28138 | 0.26905 | 0.16611 | 0.2244 | 0.21407 | 0.074224 | 0 | 0 | 0 | 0 | 0 | 0
4078.31 | 2019-07-26 | 7 | 9.4375e-06 | 6.8136e-06 | 6.106e-06 | 4.1762e-06 | 3.5981e-06 | 0.00023863 | 0.072163 | 0.35573 | 0.62374 | 0.77461 | 0.85944 | 0.91739 | 0.90378 | 0.86852 | 0.86643 | 0.82452 | 0.71536 | 0.56327 | 0.24203 | 0.028266 | 0.00048889 | 2.1548e-05 | 1.5591e-05 | 1.2759e-05 | 3130.23 | 2019-07-26 | 7 | 0 | 0.0001382 | 0.00062418 | 0.00096902 | 0.00098002 | 0.00098081 | 0.089365 | 0.49414 | 0.77921 | 0.87127 | 0.90339 | 0.92032 | 0.86908 | 0.78889 | 0.89568 | 0.88325 | 0.85432 | 0.75166 | 0.43872 | 0.065294 | 4.675e-06 | 0 | 0 | 0 | 917 | 2019-07-26 | 7 | 0 | 0 | 0 | 0 | 0 | 0 | 0 | 0.12657 | 0.49921 | 0.64731 | 0.75764 | 0.71606 | 0.51992 | 0.5912 | 0.76211 | 0.76823 | 0.68627 | 0.67396 | 0.4813 | 0.12886 | 0 | 0 | 0 | 0
4078.31 | 2019-07-25 | 7 | 9.3404e-06 | 7.8775e-06 | 5.9608e-06 | 4.6175e-06 | 3.3963e-06 | 0.00025143 | 0.060546 | 0.29465 | 0.45307 | 0.58058 | 0.70297 | 0.75128 | 0.72575 | 0.70928 | 0.66345 | 0.60871 | 0.47934 | 0.33553 | 0.15887 | 0.018259 | 0.00027672 | 2.2017e-05 | 1.7236e-05 | 1.3152e-05 | 3130.23 | 2019-07-25 | 7 | 0 | 0.00012915 | 0.00063849 | 0.000962 | 0.00098028 | 0.00098155 | 0.03179 | 0.21097 | 0.23507 | 0.30766 | 0.38585 | 0.43027 | 0.44356 | 0.49044 | 0.42819 | 0.40429 | 0.39785 | 0.32534 | 0.24527 | 0.039875 | 2.2022e-07 | 0 | 0 | 0 | 917 | 2019-07-25 | 7 | 0 | 0 | 0 | 0 | 0 | 0 | 0 | 0.0037629 | 0.032604 | 0.12255 | 0.28458 | 0.3422 | 0.26943 | 0.25276 | 0.25265 | 0.25653 | 0.23201 | 0.19567 | 0.15393 | 0.06329 | 0 | 0 | 0 | 0
4078.31 | 2019-07-23 | 7 | 1.0008e-05 | 7.3879e-06 | 6.771e-06 | 5.918e-06 | 4.2429e-06 | 3.809e-05 | 0.032126 | 0.19973 | 0.39462 | 0.56151 | 0.7007 | 0.69663 | 0.70447 | 0.79785 | 0.80342 | 0.62938 | 0.47855 | 0.34732 | 0.13278 | 0.018639 | 3.8274e-05 | 2.4248e-05 | 1.8706e-05 | 1.46e-05 | 3130.23 | 2019-07-23 | 7 | 0 | 1.7569e-07 | 3.3239e-05 | 0.00010255 | 0.00017609 | 0.00055873 | 0.016037 | 0.15562 | 0.3398 | 0.45255 | 0.57907 | 0.57673 | 0.52775 | 0.65275 | 0.79381 | 0.69387 | 0.63668 | 0.51839 | 0.33504 | 0.061608 | 1.8736e-05 | 0 | 0 | 0 | 917 | 2019-07-23 | 7 | 0 | 0 | 0 | 0 | 0 | 0 | 0 | 0 | 0 | 0 | 0 | 0.072088 | 0.048332 | 0.06093 | 0.10997 | 0.13593 | 0.008402 | 0 | 0 | 0 | 0 | 0 | 0 | 0
4078.31 | 2019-07-27 | 7 | 8.3617e-06 | 6.8209e-06 | 5.6211e-06 | 4.3257e-06 | 2.8812e-06 | 0.00047757 | 0.072002 | 0.34892 | 0.6321 | 0.74249 | 0.86321 | 0.92425 | 0.93789 | 0.93825 | 0.9138 | 0.85174 | 0.75184 | 0.53122 | 0.23661 | 0.029188 | 0.00047178 | 2.7223e-05 | 2.1194e-05 | 1.8078e-05 | 3130.23 | 2019-07-27 | 7 | 0 | 0.00013269 | 0.00066607 | 0.00093588 | 0.0009811 | 0.00098259 | 0.10198 | 0.5304 | 0.80447 | 0.87001 | 0.90969 | 0.92554 | 0.91363 | 0.91141 | 0.897 | 0.88003 | 0.8483 | 0.75479 | 0.45114 | 0.068068 | 1.8683e-06 | 0 | 0 | 0 | 917 | 2019-07-27 | 7 | 0 | 0 | 0 | 0 | 0 | 0 | 0.015986 | 0.24924 | 0.62406 | 0.75228 | 0.81872 | 0.8179 | 0.82066 | 0.82731 | 0.82308 | 0.80509 | 0.79279 | 0.73412 | 0.51018 | 0.12774 | 0 | 0 | 0 | 0
4078.31 | 2019-07-28 | 7 | 1.264e-05 | 1.0046e-05 | 7.9035e-06 | 6.4671e-06 | 6.3948e-06 | 0.00044848 | 0.054952 | 0.28541 | 0.55576 | 0.75932 | 0.82361 | 0.91525 | 0.91173 | 0.89981 | 0.86186 | 0.79845 | 0.65588 | 0.48782 | 0.20048 | 0.025676 | 0.00058308 | 1.9346e-05 | 1.3885e-05 | 1.0913e-05 | 3130.23 | 2019-07-28 | 7 | 0 | 0.00011536 | 0.00061852 | 0.00095113 | 0.00098119 | 0.00098083 | 0.07516 | 0.44775 | 0.69997 | 0.81131 | 0.85358 | 0.8713 | 0.85255 | 0.80924 | 0.79977 | 0.78095 | 0.78097 | 0.6772 | 0.37412 | 0.056415 | 2.1941e-06 | 0 | 0 | 0 | 917 | 2019-07-28 | 7 | 0 | 0 | 0 | 0 | 0 | 0 | 0 | 0.021202 | 0.18411 | 0.34682 | 0.52994 | 0.74347 | 0.69031 | 0.64996 | 0.7597 | 0.58677 | 0.59474 | 0.64487 | 0.39893 | 0.10533 | 0 | 0 | 0 | 0
4078.31 | 2019-08-15 | 8 | 6.7752e-06 | 3.9938e-06 | 3.5709e-06 | 3.2093e-06 | 2.1308e-06 | 7.1187e-05 | 0.053558 | 0.35204 | 0.65914 | 0.80789 | 0.8949 | 0.94027 | 0.94741 | 0.94307 | 0.92276 | 0.85967 | 0.75466 | 0.54514 | 0.1942 | 0.011015 | 0.0001642 | 2.1087e-05 | 1.3574e-05 | 8.1517e-06 | 3230.23 | 2019-08-15 | 8 | 0 | 0 | 0 | 0 | 0 | 0 | 0.059723 | 0.46331 | 0.78898 | 0.86878 | 0.89084 | 0.89501 | 0.89784 | 0.89746 | 0.8947 | 0.8834 | 0.84088 | 0.70734 | 0.3306 | 0.021102 | 0 | 0 | 0 | 0 | 917 | 2019-08-15 | 8 | 0 | 0 | 0 | 0 | 0 | 0 | 0.003679 | 0.2219 | 0.689 | 0.80945 | 0.83166 | 0.83387 | 0.83092 | 0.83181 | 0.82286 | 0.80877 | 0.78031 | 0.72295 | 0.44893 | 0.080819 | 0 | 0 | 0 | 0
4078.31 | 2019-08-14 | 8 | 6.4539e-06 | 4.3977e-06 | 3.4119e-06 | 1.9676e-06 | 9.6208e-07 | 9.1719e-05 | 0.052754 | 0.35193 | 0.65348 | 0.7995 | 0.88591 | 0.93234 | 0.94422 | 0.94276 | 0.92308 | 0.85849 | 0.75346 | 0.547 | 0.1953 | 0.01059 | 0.00014211 | 2.1608e-05 | 1.629e-05 | 1.1064e-05 | 3230.23 | 2019-08-14 | 8 | 0 | 0 | 0 | 0 | 0 | 0 | 0.062699 | 0.47353 | 0.79948 | 0.87555 | 0.89616 | 0.90157 | 0.90731 | 0.90839 | 0.89931 | 0.88446 | 0.84993 | 0.72699 | 0.35018 | 0.0233 | 0 | 0 | 0 | 0 | 917 | 2019-08-14 | 8 | 0 | 0 | 0 | 0 | 0 | 0 | 0.0077047 | 0.24041 | 0.74077 | 0.88007 | 0.90179 | 0.9119 | 0.90979 | 0.9079 | 0.90571 | 0.8867 | 0.86131 | 0.79299 | 0.52278 | 0.11635 | 0 | 0 | 0 | 0
4078.31 | 2019-08-26 | 8 | 7.7222e-06 | 5.9904e-06 | 5.2559e-06 | 2.9252e-06 | 1.4938e-06 | 0.0010489 | 0.035326 | 0.27671 | 0.54801 | 0.71818 | 0.82913 | 0.86855 | 0.91368 | 0.91631 | 0.89986 | 0.82044 | 0.71018 | 0.4573 | 0.12177 | 0.0044503 | 5.443e-05 | 1.8901e-05 | 1.6905e-05 | 1.3454e-05 | 3230.23 | 2019-08-26 | 8 | 0 | 0 | 0 | 0 | 0 | 0 | 0.018009 | 0.30134 | 0.4658 | 0.65506 | 0.79804 | 0.88207 | 0.84729 | 0.82209 | 0.87795 | 0.84768 | 0.80439 | 0.62291 | 0.21668 | 0.0053241 | 0 | 0 | 0 | 0 | 917 | 2019-08-26 | 8 | 0 | 0 | 0 | 0 | 0 | 0 | 0 | 0.061642 | 0.47106 | 0.78252 | 0.82337 | 0.9173 | 0.86139 | 0.81344 | 0.87719 | 0.82259 | 0.82295 | 0.66373 | 0.33327 | 0.046118 | 0 | 0 | 0 | 0
4078.31 | 2019-08-27 | 8 | 8.5973e-06 | 6.6954e-06 | 4.0567e-06 | 3.506e-06 | 2.1493e-06 | 0.0007225 | 0.037293 | 0.29479 | 0.61454 | 0.78163 | 0.87451 | 0.92451 | 0.93586 | 0.91417 | 0.86553 | 0.83808 | 0.72161 | 0.46112 | 0.12278 | 0.0038705 | 5.0809e-05 | 1.9249e-05 | 1.5516e-05 | 1.1382e-05 | 3230.23 | 2019-08-27 | 8 | 0 | 0 | 0 | 0 | 0 | 0 | 0.031382 | 0.37802 | 0.74298 | 0.85129 | 0.88324 | 0.8881 | 0.88827 | 0.89267 | 0.89251 | 0.88069 | 0.8163 | 0.6103 | 0.20817 | 0.0043556 | 0 | 0 | 0 | 4.1855e-10 | 917 | 2019-08-27 | 8 | 0 | 0 | 0 | 0 | 0 | 0 | 0.00060857 | 0.087245 | 0.56077 | 0.7819 | 0.74059 | 0.73057 | 0.79613 | 0.68399 | 0.67277 | 0.66052 | 0.50051 | 0.38366 | 0.20491 | 0.035051 | 0 | 0 | 0 | 0
4078.31 | 2019-08-06 | 8 | 1.2422e-06 | 2.1193e-09 | -3.6127e-07 | -8.8257e-07 | 9.8413e-07 | 0.00012091 | 0.01138 | 0.077527 | 0.22881 | 0.28961 | 0.3721 | 0.5341 | 0.59256 | 0.64887 | 0.59296 | 0.54727 | 0.49447 | 0.27259 | 0.10656 | 0.013147 | 0.00042459 | 1.8887e-05 | 1.4353e-05 | 9.6256e-06 | 3230.23 | 2019-08-06 | 8 | 0 | 0 | 0 | 0 | 0 | 3.6762e-09 | 0.015883 | 0.23011 | 0.58655 | 0.65408 | 0.67131 | 0.6412 | 0.69117 | 0.79041 | 0.70826 | 0.72611 | 0.70392 | 0.58692 | 0.29991 | 0.035203 | 0 | 0 | 0 | 0 | 917 | 2019-08-06 | 8 | 0 | 0 | 0 | 0 | 0 | 0 | 0 | 0 | 0 | 0 | 0 | 0 | 0.031878 | 0.057709 | 0.11893 | 0.1381 | 0.11596 | 0.15459 | 0.087642 | 0.022049 | 0 | 0 | 0 | 0
4078.31 | 2019-09-03 | 9 | 1.1127e-05 | 9.2527e-06 | 7.2e-06 | 6.2062e-06 | 4.3285e-06 | 0.00042151 | 0.026642 | 0.26191 | 0.59221 | 0.74612 | 0.8502 | 0.91308 | 0.9218 | 0.89463 | 0.825 | 0.6963 | 0.57214 | 0.35961 | 0.080595 | 0.0016549 | 4.6759e-05 | 2.5571e-05 | 1.8234e-05 | 1.2496e-05 | 3250.23 | 2019-09-03 | 9 | 0 | 0 | 0 | 0 | 0 | 0 | 0.015666 | 0.29718 | 0.69086 | 0.74641 | 0.83498 | 0.86046 | 0.84985 | 0.8301 | 0.80912 | 0.77171 | 0.72948 | 0.55147 | 0.14809 | 0.001121 | 0 | 0 | 0 | 0 | 917 | 2019-09-03 | 9 | 0 | 0 | 0 | 0 | 0 | 0 | 0 | 0.085477 | 0.44681 | 0.71607 | 0.79372 | 0.80064 | 0.44959 | 0.38806 | 0.39061 | 0.34985 | 0.25819 | 0.30623 | 0.12805 | 0.0073312 | 0 | 0 | 0 | 0
4078.31 | 2019-09-04 | 9 | 1.2043e-05 | 8.752e-06 | 6.6348e-06 | 4.7764e-06 | 3.27e-06 | 0.00038786 | 0.027972 | 0.26642 | 0.59073 | 0.76728 | 0.85928 | 0.89074 | 0.90638 | 0.88497 | 0.82934 | 0.66755 | 0.49135 | 0.21164 | 0.038035 | 0.0012542 | 3.5231e-05 | 2.6444e-05 | 2.0132e-05 | 1.6155e-05 | 3250.23 | 2019-09-04 | 9 | 0 | 0 | 0 | 0 | 0 | 0 | 0.018561 | 0.33525 | 0.72189 | 0.83593 | 0.85996 | 0.85773 | 0.8365 | 0.82324 | 0.80406 | 0.77395 | 0.46433 | 0.24087 | 0.048582 | 0.00055903 | 0 | 0 | 0 | 0 | 917 | 2019-09-04 | 9 | 0 | 0 | 0 | 0 | 0 | 0 | 0 | 0.069952 | 0.48707 | 0.72081 | 0.75111 | 0.7578 | 0.4773 | 0.28474 | 0.288 | 0.32355 | 0.20364 | 0.062587 | 0.00031629 | 0 | 0 | 0 | 0 | 0
4078.31 | 2019-09-13 | 9 | 6.5009e-06 | 5.0798e-06 | 3.8161e-06 | 2.343e-06 | 5.5875e-07 | 0.00027306 | 0.020203 | 0.25896 | 0.59533 | 0.77732 | 0.86887 | 0.93119 | 0.92484 | 0.89659 | 0.86298 | 0.79486 | 0.65787 | 0.34698 | 0.055146 | 0.0013001 | 2.3438e-05 | 1.9124e-05 | 1.4779e-05 | 1.2862e-05 | 3250.23 | 2019-09-13 | 9 | 0 | 0 | 0 | 0 | 0 | 0 | 0.011847 | 0.32385 | 0.74434 | 0.85853 | 0.88471 | 0.88022 | 0.88211 | 0.89332 | 0.87638 | 0.84043 | 0.76579 | 0.52211 | 0.093731 | 1.1696e-05 | 0 | 0 | 0 | 0 | 917 | 2019-09-13 | 9 | 0 | 0 | 0 | 0 | 0 | 0 | 0 | 0.14455 | 0.6507 | 0.88284 | 0.9056 | 0.92463 | 0.92346 | 0.91687 | 0.91163 | 0.8425 | 0.78816 | 0.6402 | 0.23852 | 0.0094287 | 0 | 0 | 0 | 0
4078.31 | 2019-09-05 | 9 | 1.2233e-05 | 9.1292e-06 | 7.3881e-06 | 7.1412e-06 | 5.6953e-06 | 0.00063536 | 0.020348 | 0.18023 | 0.48685 | 0.65179 | 0.75635 | 0.83717 | 0.82785 | 0.73991 | 0.75726 | 0.77452 | 0.59997 | 0.3141 | 0.079119 | 0.001812 | 2.8081e-05 | 2.4131e-05 | 1.5814e-05 | 1.4341e-05 | 3250.23 | 2019-09-05 | 9 | 0 | 0 | 0 | 0 | 0 | 0 | 0.0047714 | 0.16428 | 0.45717 | 0.68507 | 0.7413 | 0.76442 | 0.76738 | 0.71372 | 0.73729 | 0.81002 | 0.70401 | 0.50247 | 0.13654 | 0.00073425 | 0 | 0 | 0 | 0 | 917 | 2019-09-05 | 9 | 0 | 0 | 0 | 0 | 0 | 0 | 0 | 0.010971 | 0.054831 | 0.10006 | 0.19287 | 0.13626 | 0.070131 | 0.1352 | 0.21443 | 0.23255 | 0.31571 | 0.20591 | 0.079138 | 0.0081183 | 0 | 0 | 0 | 0
4078.31 | 2019-09-06 | 9 | 9.6899e-06 | 7.2297e-06 | 4.2827e-06 | 4.3929e-06 | 2.6098e-06 | 0.00037267 | 0.023827 | 0.25484 | 0.58644 | 0.77364 | 0.86555 | 0.91105 | 0.90138 | 0.90951 | 0.86918 | 0.77332 | 0.63082 | 0.38285 | 0.078773 | 0.0019181 | 2.3619e-05 | 1.9642e-05 | 1.5598e-05 | 1.0756e-05 | 3250.23 | 2019-09-06 | 9 | 0 | 0 | 0 | 0 | 0 | 0 | 0.01435 | 0.30544 | 0.6872 | 0.82736 | 0.8643 | 0.87795 | 0.86408 | 0.81569 | 0.8139 | 0.85258 | 0.78114 | 0.54743 | 0.14112 | 0.00042722 | 0 | 0 | 0 | 0 | 917 | 2019-09-06 | 9 | 0 | 0 | 0 | 0 | 0 | 0 | 0 | 0.053263 | 0.38844 | 0.60542 | 0.64398 | 0.65395 | 0.52976 | 0.46024 | 0.49216 | 0.60117 | 0.54599 | 0.37947 | 0.1552 | 0.0059513 | 0 | 0 | 0 | 0
4078.31 | 2019-10-24 | 10 | 4.0889e-06 | 3.1164e-06 | 3.4638e-06 | 2.7545e-06 | 1.3368e-06 | 1.3888e-06 | 0.0026001 | 0.12437 | 0.4851 | 0.71478 | 0.7705 | 0.75126 | 0.79974 | 0.74504 | 0.76391 | 0.59914 | 0.38366 | 0.077288 | 0.0021893 | 1.8062e-05 | 1.6876e-05 | 1.3297e-05 | 1.0537e-05 | 7.8765e-06 | 3250.23 | 2019-10-24 | 10 | 0 | 0 | 0 | 0 | 0 | 0 | 8.9628e-06 | 0.11501 | 0.5547 | 0.7861 | 0.75936 | 0.73015 | 0.7235 | 0.72794 | 0.76527 | 0.72108 | 0.5366 | 0.12981 | 0.00016287 | 0 | 0 | 0 | 0 | 0 | 917 | 2019-10-24 | 10 | 0 | 0 | 0 | 0 | 0 | 0 | 0 | 0.023491 | 0.30075 | 0.68996 | 0.6991 | 0.65157 | 0.61726 | 0.66285 | 0.75381 | 0.79142 | 0.66796 | 0.26615 | 0.02175 | 0 | 0 | 0 | 0 | 0
4078.31 | 2019-10-25 | 10 | 7.0452e-06 | 4.8881e-06 | 3.6804e-06 | 3.5787e-06 | 1.7956e-06 | 2.0295e-06 | 0.002442 | 0.12379 | 0.4933 | 0.72296 | 0.77767 | 0.80761 | 0.83479 | 0.81886 | 0.80644 | 0.71136 | 0.44038 | 0.08466 | 0.0022226 | 1.4788e-05 | 1.2767e-05 | 1.1536e-05 | 8.6129e-06 | 5.4744e-06 | 3250.23 | 2019-10-25 | 10 | 0 | 0 | 0 | 0 | 0 | 0 | 9.6115e-06 | 0.11062 | 0.55798 | 0.78421 | 0.74347 | 0.74384 | 0.77541 | 0.76502 | 0.79928 | 0.77512 | 0.56987 | 0.12748 | 6.4836e-05 | 0 | 2.6189e-09 | 0 | 0 | 0 | 917 | 2019-10-25 | 10 | 0 | 0 | 0 | 0 | 0 | 0 | 0 | 0.016989 | 0.31721 | 0.72683 | 0.81396 | 0.79309 | 0.77792 | 0.79233 | 0.82268 | 0.81853 | 0.69255 | 0.27455 | 0.024205 | 0 | 0 | 0 | 0 | 0
4078.31 | 2019-10-22 | 10 | 3.535e-06 | 3.1101e-06 | 1.9314e-06 | 1.3716e-06 | 3.4416e-07 | -1.8751e-07 | 0.003084 | 0.13775 | 0.50727 | 0.72271 | 0.77569 | 0.81447 | 0.80341 | 0.73447 | 0.74715 | 0.69418 | 0.40522 | 0.097001 | 0.0026322 | 1.6383e-05 | 1.5689e-05 | 1.2448e-05 | 8.8485e-06 | 5.8201e-06 | 3250.23 | 2019-10-22 | 10 | 0 | 0 | 0 | 0 | 0 | 0 | 2.3619e-05 | 0.12567 | 0.57984 | 0.79475 | 0.79074 | 0.77844 | 0.73207 | 0.71182 | 0.72511 | 0.75309 | 0.55014 | 0.147 | 0.000209 | 0 | 1.2307e-12 | 6.1534e-13 | 0 | 0 | 917 | 2019-10-22 | 10 | 0 | 0 | 0 | 0 | 0 | 0 | 0 | 0.013357 | 0.3324 | 0.76642 | 0.84632 | 0.82345 | 0.74515 | 0.67567 | 0.72577 | 0.81114 | 0.67036 | 0.28781 | 0.024908 | 0 | 0 | 0 | 0 | 0
4078.31 | 2019-10-07 | 10 | -4.7391e-06 | -5.0066e-06 | -4.9793e-06 | -5.0139e-06 | -5.1465e-06 | 1.4273e-05 | 0.0076672 | 0.2052 | 0.58281 | 0.72552 | 0.80719 | 0.92003 | 0.92393 | 0.92236 | 0.8871 | 0.80595 | 0.58791 | 0.2021 | 0.0076937 | 4.9447e-05 | -4.1532e-06 | -4.3392e-06 | -4.7325e-06 | -5.0162e-06 | 3250.23 | 2019-10-07 | 10 | 0 | 0 | 0 | 0 | 0 | 0 | 0.0012817 | 0.2056 | 0.66053 | 0.69392 | 0.74897 | 0.83974 | 0.83546 | 0.84368 | 0.84186 | 0.8218 | 0.69182 | 0.27797 | 0.007828 | 0 | 0 | 0 | 0 | 0 | 917 | 2019-10-07 | 10 | 0 | 0 | 0 | 0 | 0 | 0 | 0 | 0.048742 | 0.48947 | 0.85587 | 0.90113 | 0.88764 | 0.87874 | 0.8844 | 0.89714 | 0.89825 | 0.82638 | 0.45545 | 0.080483 | 0 | 0 | 0 | 0 | 0
4078.31 | 2019-10-23 | 10 | 4.0296e-06 | 2.582e-06 | 8.9207e-07 | 2.1801e-07 | -1.323e-07 | -1.4649e-07 | 0.0028263 | 0.13185 | 0.49686 | 0.71535 | 0.77808 | 0.80786 | 0.82666 | 0.81636 | 0.79613 | 0.70483 | 0.41527 | 0.087269 | 0.0024184 | 1.4847e-05 | 1.3647e-05 | 1.1365e-05 | 7.4571e-06 | 5.7451e-06 | 3250.23 | 2019-10-23 | 10 | 0 | 0 | 0 | 0 | 0 | 0 | 2.0396e-05 | 0.11806 | 0.56267 | 0.77871 | 0.79656 | 0.77939 | 0.76963 | 0.77777 | 0.78807 | 0.76763 | 0.56705 | 0.13653 | 0.00016257 | 0 | 0 | 0 | 0 | 0 | 917 | 2019-10-23 | 10 | 0 | 0 | 0 | 0 | 0 | 0 | 0 | 0.026833 | 0.30355 | 0.72438 | 0.80789 | 0.79523 | 0.77301 | 0.66081 | 0.68738 | 0.76947 | 0.64137 | 0.25482 | 0.021079 | 0 | 0 | 0 | 0 | 0
4078.31 | 2019-11-18 | 11 | 4.0037e-07 | 3.4052e-07 | -5.5362e-07 | -6.1051e-07 | -5.6942e-07 | 0.00074541 | 0.043458 | 0.34562 | 0.60091 | 0.65286 | 0.68018 | 0.67524 | 0.63509 | 0.57157 | 0.49323 | 0.22747 | 0.014552 | 3.5743e-05 | 7.2286e-06 | 7.6368e-06 | 6.3679e-06 | 4.8306e-06 | 4.3374e-06 | 1.2031e-06 | 3353.22 | 2019-11-18 | 11 | 0 | 0 | 0 | 0 | 0 | 0 | 0.023264 | 0.34917 | 0.62138 | 0.63199 | 0.60596 | 0.59244 | 0.59138 | 0.59657 | 0.56846 | 0.34207 | 0.032528 | 0 | 0 | 0 | 0 | 0 | 1.7547e-09 | 0 | 917 | 2019-11-18 | 11 | 0 | 0 | 0 | 0 | 0 | 0 | 0 | 0.087681 | 0.49236 | 0.67968 | 0.7133 | 0.68165 | 0.67536 | 0.66415 | 0.63583 | 0.45211 | 0.086112 | 0 | 0 | 0 | 0 | 0 | 0 | 0
4078.31 | 2019-11-08 | 11 | -1.9129e-07 | -1.5274e-07 | -7.7588e-07 | -1.2933e-06 | -1.5714e-06 | 0.0015699 | 0.068691 | 0.40391 | 0.69687 | 0.78263 | 0.80512 | 0.83826 | 0.83388 | 0.79597 | 0.66896 | 0.31607 | 0.036279 | 9.1859e-05 | 6.6271e-06 | 5.9079e-06 | 5.4558e-06 | 3.4266e-06 | 2.7725e-06 | 1.3481e-06 | 3353.22 | 2019-11-08 | 11 | 0 | 0 | 0 | 0 | 0 | 0 | 0.048173 | 0.42102 | 0.69851 | 0.7251 | 0.68022 | 0.69337 | 0.70037 | 0.71912 | 0.69206 | 0.44578 | 0.058666 | 5.219e-08 | 0 | 0 | 0 | 0 | 0 | 0 | 917 | 2019-11-08 | 11 | 0 | 0 | 0 | 0 | 0 | 0 | 0.00014866 | 0.15382 | 0.58803 | 0.74006 | 0.73792 | 0.71573 | 0.71878 | 0.74753 | 0.72989 | 0.55911 | 0.1641 | 0.0037576 | 0 | 0 | 0 | 0 | 0 | 0
4078.31 | 2019-11-07 | 11 | -8.1229e-07 | -9.695e-07 | -1.5977e-06 | -1.5735e-06 | -1.853e-06 | 0.0016427 | 0.068317 | 0.40299 | 0.68562 | 0.7745 | 0.78378 | 0.81205 | 0.82135 | 0.79253 | 0.67518 | 0.34787 | 0.038961 | 9.9867e-05 | 5.1066e-06 | 4.8818e-06 | 4.1468e-06 | 3.6786e-06 | 2.3234e-06 | 6.9311e-07 | 3353.22 | 2019-11-07 | 11 | 0 | 0 | 0 | 0 | 0 | 0 | 0.047613 | 0.40998 | 0.67645 | 0.72144 | 0.69415 | 0.69357 | 0.70506 | 0.71698 | 0.68755 | 0.44301 | 0.061155 | 2.9808e-07 | 0 | 0 | 0 | 0 | 0 | 0 | 917 | 2019-11-07 | 11 | 0 | 0 | 0 | 0 | 0 | 0 | 0.0018014 | 0.19808 | 0.62632 | 0.76259 | 0.74321 | 0.72012 | 0.72228 | 0.74091 | 0.72874 | 0.56306 | 0.16872 | 0.0039763 | 0 | 0 | 0 | 0 | 0 | 0
4078.31 | 2019-11-05 | 11 | -5.3522e-06 | -5.3506e-06 | -5.3268e-06 | -5.2932e-06 | -5.2384e-06 | 0.0019787 | 0.077677 | 0.41693 | 0.70101 | 0.79949 | 0.81121 | 0.84181 | 0.8307 | 0.7915 | 0.67818 | 0.36545 | 0.050441 | 0.0009578 | 4.899e-06 | 5.0404e-06 | 4.3274e-06 | 5.0208e-06 | 3.4267e-06 | 1.2804e-06 | 3353.22 | 2019-11-05 | 11 | 0 | 0 | 0 | 0 | 0 | 0 | 0.054688 | 0.44268 | 0.71082 | 0.73441 | 0.69268 | 0.69985 | 0.6758 | 0.72504 | 0.69681 | 0.45963 | 0.068604 | 1.6983e-06 | 0 | 0 | 0 | 0 | 0 | 0 | 917 | 2019-11-05 | 11 | 0 | 0 | 0 | 0 | 0 | 0 | 0.0011034 | 0.19883 | 0.57201 | 0.72274 | 0.72585 | 0.71319 | 0.71709 | 0.72881 | 0.7061 | 0.53827 | 0.16663 | 0.0034001 | 0 | 0 | 0 | 0 | 0 | 0
4078.31 | 2019-11-26 | 11 | -7.2114e-07 | -6.6906e-07 | -1.5646e-06 | -1.6493e-06 | -1.5158e-06 | 0.00035287 | 0.027113 | 0.23924 | 0.4884 | 0.55805 | 0.53261 | 0.54681 | 0.54626 | 0.48207 | 0.39719 | 0.1499 | 0.0095133 | 3.7572e-05 | 4.6291e-06 | 4.5796e-06 | 3.9417e-06 | 2.8984e-06 | 2.5025e-06 | 5.2916e-07 | 3353.22 | 2019-11-26 | 11 | 0 | 0 | 0 | 0 | 0 | 0 | 0.0088383 | 0.22782 | 0.60241 | 0.67968 | 0.66111 | 0.60649 | 0.62514 | 0.56444 | 0.41605 | 0.14541 | 0.010847 | 0 | 0 | 7.1194e-09 | 6.1275e-09 | 0 | 0 | 0 | 917 | 2019-11-26 | 11 | 0 | 0 | 0 | 0 | 0 | 0 | 0 | 0.04647 | 0.39307 | 0.54755 | 0.51537 | 0.45355 | 0.30698 | 0.29504 | 0.21552 | 0.11881 | 0.011088 | 0 | 0 | 0 | 0 | 0 | 0 | 0
4078.31 | 2019-12-16 | 12 | 1.2205e-06 | 1.0037e-06 | 1.7293e-07 | -1.8786e-07 | -1.0362e-07 | 4.9796e-05 | 0.009324 | 0.19195 | 0.5363 | 0.67424 | 0.7283 | 0.73162 | 0.65872 | 0.69693 | 0.58181 | 0.2506 | 0.016232 | 6.8267e-06 | 7.0043e-06 | 6.5011e-06 | 6.8307e-06 | 6.593e-06 | 5.0809e-06 | 2.8513e-06 | 3873.22 | 2019-12-16 | 12 | 0 | 0 | 0 | 0 | 0 | 0 | 0.0024566 | 0.19411 | 0.53905 | 0.62994 | 0.64058 | 0.60922 | 0.60863 | 0.64843 | 0.56482 | 0.29532 | 0.022305 | 0 | 0 | 0 | 0 | 0 | 0 | 0 | 917 | 2019-12-16 | 12 | 0 | 0 | 0 | 0 | 0 | 0 | 0 | 0.0058705 | 0.17381 | 0.51136 | 0.62973 | 0.61626 | 0.60443 | 0.62479 | 0.61852 | 0.4409 | 0.10499 | 0 | 0 | 0 | 0 | 0 | 0 | 0
4078.31 | 2019-12-17 | 12 | 1.7224e-06 | 1.0301e-06 | 3.0744e-07 | 2.1672e-07 | 5.6753e-08 | 4.4758e-05 | 0.0095639 | 0.18624 | 0.48639 | 0.62951 | 0.63068 | 0.68339 | 0.61671 | 0.6351 | 0.46848 | 0.21649 | 0.014867 | 5.4238e-06 | 6.9546e-06 | 6.9978e-06 | 7.5159e-06 | 6.5894e-06 | 4.3259e-06 | 1.8189e-06 | 3873.22 | 2019-12-17 | 12 | 0 | 0 | 0 | 0 | 0 | 0 | 0.0023838 | 0.13402 | 0.3526 | 0.53786 | 0.52781 | 0.48326 | 0.5143 | 0.40707 | 0.31057 | 0.18696 | 0.01708 | 5.1637e-13 | 0 | 0 | 1.0327e-12 | 0 | 0 | 0 | 917 | 2019-12-17 | 12 | 0 | 0 | 0 | 0 | 0 | 0 | 0 | 0.021797 | 0.25678 | 0.44965 | 0.43883 | 0.38613 | 0.3229 | 0.25612 | 0.1362 | 0.097441 | 0.033118 | 0 | 0 | 0 | 0 | 0 | 0 | 0
4078.31 | 2019-12-18 | 12 | 1.0879e-06 | 8.3905e-07 | 3.6957e-07 | -6.0588e-08 | -2.0795e-07 | 9.1421e-05 | 0.0086618 | 0.17444 | 0.41624 | 0.4838 | 0.47856 | 0.52081 | 0.40258 | 0.33186 | 0.26764 | 0.1757 | 0.019366 | 5.5008e-06 | 7.0904e-06 | 7.0193e-06 | 6.9681e-06 | 6.7811e-06 | 4.8541e-06 | 2.6542e-06 | 3873.22 | 2019-12-18 | 12 | 0 | 0 | 0 | 0 | 0 | 0 | 0.0023041 | 0.10157 | 0.18046 | 0.22808 | 0.30874 | 0.35384 | 0.31497 | 0.25605 | 0.24324 | 0.2854 | 0.034499 | 0 | 0 | 0 | 0 | 0 | 0 | 0 | 917 | 2019-12-18 | 12 | 0 | 0 | 0 | 0 | 0 | 0 | 0 | 0 | 0.017385 | 0.10574 | 0.084276 | 0.038363 | 0 | 0 | 0 | 0 | 0 | 0 | 0 | 0 | 0 | 0 | 0 | 0
4078.31 | 2019-12-19 | 12 | 9.9893e-07 | 1.2976e-07 | -1.1605e-09 | -2.49e-07 | 1.1679e-07 | 4.2175e-05 | 0.0091765 | 0.19835 | 0.54738 | 0.68211 | 0.61011 | 0.71982 | 0.67189 | 0.66587 | 0.54653 | 0.27378 | 0.02045 | 4.0943e-06 | 6.0037e-06 | 6.7022e-06 | 6.924e-06 | 5.9878e-06 | 4.7943e-06 | 2.798e-06 | 3873.22 | 2019-12-19 | 12 | 0 | 0 | 0 | 0 | 0 | 0 | 0.0019738 | 0.18745 | 0.58503 | 0.69142 | 0.61632 | 0.61519 | 0.62279 | 0.64879 | 0.62712 | 0.36687 | 0.035917 | 0 | 0 | 0 | 0 | 0 | 0 | 0 | 917 | 2019-12-19 | 12 | 0 | 0 | 0 | 0 | 0 | 0 | 0 | 0 | 0.049625 | 0.3388 | 0.51568 | 0.58257 | 0.59263 | 0.59097 | 0.62571 | 0.4565 | 0.11763 | 0 | 0 | 0 | 0 | 0 | 0 | 0
4078.31 | 2019-12-11 | 12 | 4.5588e-07 | -1.1429e-07 | -4.8831e-07 | -4.1947e-07 | -1.9638e-07 | 1.4446e-05 | 0.0054085 | 0.18938 | 0.47071 | 0.64117 | 0.58145 | 0.58659 | 0.55784 | 0.56762 | 0.45767 | 0.22991 | 0.014379 | 4.1938e-06 | 4.5416e-06 | 5.6591e-06 | 4.7601e-06 | 4.6304e-06 | 3.576e-06 | 1.26e-06 | 3873.22 | 2019-12-11 | 12 | 0 | 3.6146e-12 | 0 | 0 | 0 | 0 | 0.0019923 | 0.18774 | 0.44673 | 0.47792 | 0.41784 | 0.39291 | 0.45784 | 0.43466 | 0.38723 | 0.24982 | 0.021727 | 0 | 0 | 0 | 0 | 0 | 0 | 0 | 917 | 2019-12-11 | 12 | 0 | 0 | 0 | 0 | 0 | 0 | 0 | 0 | 0.035068 | 0.29632 | 0.54179 | 0.49446 | 0.58294 | 0.3901 | 0.36487 | 0.38045 | 0.06804 | 0 | 0 | 0 | 0 | 0 | 0 | 0
4078.31 | 2020-01-16 | 1 | 9.5776e-07 | 2.9593e-07 | -5.8444e-08 | -5.453e-08 | 3.4919e-07 | 1.2938e-05 | 0.0046428 | 0.095728 | 0.38435 | 0.5874 | 0.6061 | 0.65021 | 0.64648 | 0.65518 | 0.51449 | 0.33993 | 0.053527 | 4.3014e-06 | 4.5671e-06 | 4.4501e-06 | 5.2818e-06 | 4.273e-06 | 4.6047e-06 | 1.9014e-06 | 3873.22 | 2020-01-16 | 1 | 0 | 0 | 0 | 0 | 0 | 0 | 0.00014172 | 0.094698 | 0.4619 | 0.6763 | 0.61998 | 0.63693 | 0.61201 | 0.64568 | 0.61357 | 0.41779 | 0.062393 | 1.5029e-05 | 0 | 0 | 0 | 0 | 0 | 0 | 917 | 2020-01-16 | 1 | 0 | 0 | 0 | 0 | 0 | 0 | 0 | 0 | 0.062691 | 0.22629 | 0.28512 | 0.21687 | 0.30775 | 0.34351 | 0.33601 | 0.25909 | 0.068785 | 0.0064443 | 0 | 0 | 0 | 0 | 0 | 0
4078.31 | 2020-01-15 | 1 | 1.5097e-07 | -1.7344e-07 | -5.6698e-07 | -5.7914e-07 | -6.8322e-07 | 1.4509e-05 | 0.0059948 | 0.15117 | 0.4995 | 0.61414 | 0.65365 | 0.65555 | 0.56285 | 0.58756 | 0.51347 | 0.3089 | 0.061711 | 2.1851e-05 | 3.4964e-06 | 4.4307e-06 | 4.7614e-06 | 3.5538e-06 | 2.9435e-06 | 9.9672e-07 | 3873.22 | 2020-01-15 | 1 | 0 | 0 | 0 | 0 | 0 | 0 | 0.00020841 | 0.12414 | 0.52123 | 0.63596 | 0.61708 | 0.58996 | 0.56746 | 0.61023 | 0.63951 | 0.50232 | 0.11545 | 9.9383e-05 | 0 | 0 | 0 | 0 | 0 | 0 | 917 | 2020-01-15 | 1 | 0 | 0 | 0 | 0 | 0 | 0 | 0 | 0.00072337 | 0.10829 | 0.26237 | 0.28405 | 0.28927 | 0.2711 | 0.18025 | 0.21961 | 0.11364 | 0.051353 | 0.0050168 | 0 | 0 | 0 | 0 | 0 | 0
4078.31 | 2020-01-13 | 1 | 5.9325e-07 | -1.2806e-07 | -2.4746e-07 | -6.5449e-07 | -8.3393e-07 | 1.9279e-05 | 0.0061069 | 0.1677 | 0.52365 | 0.67809 | 0.72049 | 0.70324 | 0.58343 | 0.6886 | 0.66495 | 0.39273 | 0.062679 | 6.602e-06 | 4.5492e-06 | 4.9377e-06 | 4.4733e-06 | 3.4197e-06 | 1.7674e-06 | 3.9285e-07 | 3873.22 | 2020-01-13 | 1 | 0 | 0 | 0 | 0 | 0 | 0 | 0.00055439 | 0.14886 | 0.55662 | 0.69114 | 0.68803 | 0.62717 | 0.5958 | 0.62228 | 0.6693 | 0.51412 | 0.10402 | 2.9746e-05 | 0 | 0 | 0 | 0 | 0 | 0 | 917 | 2020-01-13 | 1 | 0 | 0 | 0 | 0 | 0 | 0 | 0 | 8.7952e-05 | 0.1008 | 0.366 | 0.4063 | 0.40106 | 0.39429 | 0.40707 | 0.41046 | 0.34337 | 0.11568 | 0.0044916 | 0 | 0 | 0 | 0 | 0 | 0
4078.31 | 2020-01-14 | 1 | -3.7834e-07 | -8.3164e-07 | -1.2306e-06 | -1.0392e-06 | -7.4235e-07 | 3.3835e-05 | 0.0050302 | 0.14967 | 0.47359 | 0.60154 | 0.58539 | 0.68759 | 0.55331 | 0.63229 | 0.52194 | 0.34877 | 0.055328 | 7.3262e-06 | 3.9704e-06 | 4.5755e-06 | 4.1025e-06 | 4.1287e-06 | 2.2598e-06 | 1.2287e-06 | 3873.22 | 2020-01-14 | 1 | 0 | 0 | 2.3236e-12 | 0 | 0 | 0 | 0.00053809 | 0.14815 | 0.54625 | 0.62962 | 0.63131 | 0.59409 | 0.59094 | 0.61558 | 0.64192 | 0.48754 | 0.10175 | 4.9211e-05 | 0 | 2.5818e-13 | 0 | 0 | 0 | 0 | 917 | 2020-01-14 | 1 | 0 | 0 | 0 | 0 | 0 | 0 | 0 | 0 | 0.097822 | 0.28339 | 0.38439 | 0.37732 | 0.31824 | 0.36007 | 0.37304 | 0.30562 | 0.1087 | 0.0083399 | 0 | 0 | 0 | 0 | 0 | 0
4078.31 | 2020-01-09 | 1 | 5.6693e-07 | -3.7177e-07 | -1.259e-06 | -6.9847e-07 | -9.6614e-07 | 7.373e-06 | 0.0047647 | 0.11013 | 0.47296 | 0.66845 | 0.62137 | 0.68669 | 0.55557 | 0.61792 | 0.45175 | 0.26519 | 0.039669 | 4.0631e-06 | 4.263e-06 | 5.7109e-06 | 5.0968e-06 | 4.9964e-06 | 4.2127e-06 | 2.6268e-06 | 3873.22 | 2020-01-09 | 1 | 0 | 0 | 0 | 0 | 0 | 0 | 0.00020998 | 0.11438 | 0.4708 | 0.61385 | 0.60688 | 0.567 | 0.52646 | 0.4816 | 0.58476 | 0.41459 | 0.07227 | 1.1177e-05 | 0 | 0 | 0 | 0 | 0 | 0 | 917 | 2020-01-09 | 1 | 0 | 0 | 0 | 0 | 0 | 0 | 0 | 0 | 0.020263 | 0.17288 | 0.4064 | 0.57871 | 0.52317 | 0.50363 | 0.39523 | 0.26883 | 0.046513 | 0 | 0 | 0 | 0 | 0 | 0 | 0
4078.31 | 2020-02-04 | 2 | 1.3556e-06 | 1.1098e-06 | 8.1541e-07 | 3.4822e-07 | 1.7561e-07 | 9.1149e-05 | 0.014617 | 0.24887 | 0.57 | 0.70518 | 0.7774 | 0.77173 | 0.65971 | 0.70535 | 0.61637 | 0.47175 | 0.17017 | 0.0019649 | 4.3423e-06 | 5.2791e-06 | 4.4825e-06 | 2.4997e-06 | 1.3738e-06 | 8.8079e-07 | 3873.22 | 2020-02-04 | 2 | 0 | 0 | 0 | 0 | 0 | 0 | 0.0045148 | 0.25915 | 0.63284 | 0.71382 | 0.73835 | 0.67179 | 0.6543 | 0.71085 | 0.67409 | 0.61048 | 0.21697 | 0.0050224 | 0 | 0 | 0 | 0 | 0 | 0 | 917 | 2020-02-04 | 2 | 0 | 0 | 0 | 0 | 0 | 0 | 0 | 0.0063012 | 0.18963 | 0.44316 | 0.45801 | 0.41401 | 0.40918 | 0.44243 | 0.48822 | 0.50132 | 0.2867 | 0.039825 | 0 | 0 | 0 | 0 | 0 | 0
4078.31 | 2020-02-03 | 2 | -2.8445e-07 | -9.5528e-07 | -8.8531e-07 | -1.394e-06 | -1.0621e-06 | 7.9677e-05 | 0.011395 | 0.14203 | 0.3827 | 0.57883 | 0.69399 | 0.7155 | 0.66137 | 0.63969 | 0.54794 | 0.37613 | 0.11066 | 0.0015855 | 5.5522e-06 | 5.8351e-06 | 5.6888e-06 | 4.7142e-06 | 3.3446e-06 | 1.9978e-06 | 3873.22 | 2020-02-03 | 2 | 0 | 0 | 0 | 0 | 0 | 0 | 0.0017761 | 0.14536 | 0.51146 | 0.66594 | 0.69312 | 0.67796 | 0.64292 | 0.65817 | 0.66796 | 0.56519 | 0.21805 | 0.0047279 | 0 | 0 | 0 | 0 | 0 | 0 | 917 | 2020-02-03 | 2 | 0 | 0 | 0 | 0 | 0 | 0 | 0 | 0.0059225 | 0.103 | 0.26054 | 0.28078 | 0.26653 | 0.25888 | 0.26917 | 0.34988 | 0.34641 | 0.19606 | 0.01564 | 0 | 0 | 0 | 0 | 0 | 0
4078.31 | 2020-02-05 | 2 | -2.0046e-07 | 1.6411e-08 | -2.6795e-07 | -4.1939e-08 | -5.7164e-07 | 8.7294e-05 | 0.0094596 | 0.15701 | 0.43677 | 0.5866 | 0.6942 | 0.73791 | 0.73434 | 0.67951 | 0.65365 | 0.49906 | 0.15399 | 0.0032853 | 4.1344e-06 | 5.5848e-06 | 5.9308e-06 | 4.4043e-06 | 2.4098e-06 | 1.1336e-06 | 3873.22 | 2020-02-05 | 2 | 0 | 0 | 0 | 0 | 0 | 0 | 0.0016454 | 0.17808 | 0.51963 | 0.66384 | 0.68338 | 0.72886 | 0.69068 | 0.69659 | 0.72443 | 0.62698 | 0.22559 | 0.0085845 | 0 | 0 | 0 | 0 | 0 | 0 | 917 | 2020-02-05 | 2 | 0 | 0 | 0 | 0 | 0 | 0 | 0 | 0 | 0.038472 | 0.073746 | 0.19789 | 0.28747 | 0.31398 | 0.26233 | 0.31941 | 0.26077 | 0.16527 | 0.0059709 | 0 | 0 | 0 | 0 | 0 | 0
4078.31 | 2020-02-10 | 2 | 9.9547e-07 | 4.8268e-07 | -2.4963e-07 | -6.5547e-07 | -9.8785e-07 | 0.00020229 | 0.010064 | 0.096687 | 0.20969 | 0.36453 | 0.51496 | 0.60022 | 0.53785 | 0.44584 | 0.38531 | 0.26375 | 0.10503 | 0.0031895 | 4.6144e-06 | 4.5727e-06 | 5.1056e-06 | 4.1906e-06 | 2.047e-06 | 7.0335e-07 | 3873.22 | 2020-02-10 | 2 | 0 | 0 | 0 | 0 | 0 | 0 | 0.0015336 | 0.080522 | 0.19747 | 0.36467 | 0.49816 | 0.60178 | 0.5705 | 0.59978 | 0.62166 | 0.54788 | 0.24947 | 0.0099565 | 0 | 0 | 0 | 0 | 0 | 0 | 917 | 2020-02-10 | 2 | 0 | 0 | 0 | 0 | 0 | 0 | 0 | 0.016782 | 0.095449 | 0.082114 | 0.099251 | 0.13444 | 0.2221 | 0.2683 | 0.28807 | 0.33407 | 0.2236 | 0.024256 | 0 | 0 | 0 | 0 | 0 | 0
4078.31 | 2020-02-11 | 2 | -3.2739e-07 | -8.9915e-07 | -9.6349e-07 | -7.4395e-07 | 7.9115e-08 | 0.00023584 | 0.018983 | 0.21748 | 0.51082 | 0.63289 | 0.69307 | 0.71 | 0.76802 | 0.70946 | 0.70442 | 0.56595 | 0.22574 | 0.005693 | 3.1864e-06 | 3.4853e-06 | 3.7124e-06 | 2.6387e-06 | 1.4748e-06 | 2.5627e-07 | 3873.22 | 2020-02-11 | 2 | 0 | 0 | 0 | 0 | 0 | 0 | 0.0083361 | 0.27135 | 0.70732 | 0.83623 | 0.80757 | 0.81639 | 0.79096 | 0.84728 | 0.80716 | 0.75991 | 0.35114 | 0.013716 | 0 | 0 | 0 | 0 | 0 | 0 | 917 | 2020-02-11 | 2 | 0 | 0 | 0 | 0 | 0 | 0 | 0 | 0.03322 | 0.27544 | 0.41681 | 0.4296 | 0.41152 | 0.43421 | 0.50881 | 0.53992 | 0.53556 | 0.35601 | 0.10904 | 0 | 0 | 0 | 0 | 0 | 0
4079.81 | 2020-03-05 | 3 | -7.0239e-07 | -1.3249e-06 | -1.4403e-06 | -1.348e-06 | -1.0629e-06 | 3.6683e-05 | 0.071388 | 0.43476 | 0.73793 | 0.86684 | 0.91935 | 0.92525 | 0.91717 | 0.89853 | 0.78728 | 0.57367 | 0.23744 | 0.021169 | 3.2469e-06 | 4.8933e-06 | 4.6565e-06 | 4.1421e-06 | 2.887e-06 | 1.4529e-06 | 3873.22 | 2020-03-05 | 3 | 0 | 0 | 0 | 0 | 0 | 0 | 0.068215 | 0.50373 | 0.7797 | 0.85764 | 0.82534 | 0.78332 | 0.78741 | 0.76237 | 0.67723 | 0.54836 | 0.29531 | 0.033464 | 0 | 0 | 0 | 0 | 0 | 0 | 917 | 2020-03-05 | 3 | 0 | 0 | 0 | 0 | 0 | 0 | 0 | 0.075227 | 0.54191 | 0.71185 | 0.78513 | 0.73607 | 0.68359 | 0.61217 | 0.60356 | 0.46479 | 0.20279 | 0.0017912 | 0 | 0 | 0 | 0 | 0 | 0
4079.81 | 2020-03-02 | 3 | -1.8691e-07 | -6.4769e-07 | -1.0275e-06 | -9.658e-07 | -8.7257e-07 | 1.4597e-06 | 0.054488 | 0.32518 | 0.51096 | 0.57779 | 0.59004 | 0.6733 | 0.66952 | 0.64819 | 0.63109 | 0.50965 | 0.244 | 0.020145 | 3.2008e-06 | 4.6299e-06 | 3.8819e-06 | 3.3557e-06 | 8.8627e-07 | 3.7182e-07 | 3873.22 | 2020-03-02 | 3 | 0 | 0 | 0 | 0 | 0 | 0 | 0.03254 | 0.25209 | 0.41179 | 0.44244 | 0.39518 | 0.44761 | 0.61858 | 0.72287 | 0.76739 | 0.70875 | 0.39828 | 0.047687 | 0 | 0 | 0 | 0 | 0 | 0 | 917 | 2020-03-02 | 3 | 0 | 0 | 0 | 0 | 0 | 0 | 0 | 0.016765 | 0.0058112 | 0.038029 | 0.075677 | 0.083066 | 0.0081929 | 0.071134 | 0.22808 | 0.37261 | 0.33915 | 0.069628 | 0 | 0 | 0 | 0 | 0 | 0
4079.81 | 2020-03-04 | 3 | -3.4113e-07 | -6.1561e-07 | -1.0108e-06 | -1.2775e-06 | -1.3748e-06 | 2.5182e-05 | 0.073059 | 0.45062 | 0.75548 | 0.88672 | 0.9421 | 0.94596 | 0.94533 | 0.93294 | 0.86829 | 0.70999 | 0.34517 | 0.032455 | 2.7479e-06 | 4.4092e-06 | 4.0093e-06 | 4.6339e-06 | 2.1547e-06 | 9.8797e-07 | 3873.22 | 2020-03-04 | 3 | 0 | 0 | 0 | 0 | 0 | 0 | 0.073215 | 0.52826 | 0.79053 | 0.82732 | 0.83565 | 0.8472 | 0.86751 | 0.86543 | 0.85626 | 0.78655 | 0.45608 | 0.06165 | 2.2656e-07 | 0 | 0 | 0 | 0 | 0 | 917 | 2020-03-04 | 3 | 0 | 0 | 0 | 0 | 0 | 0 | 0 | 0.17497 | 0.65482 | 0.76024 | 0.74935 | 0.76442 | 0.74492 | 0.76909 | 0.78628 | 0.71825 | 0.55523 | 0.12879 | 0.0024736 | 0 | 0 | 0 | 0 | 0
4079.81 | 2020-03-03 | 3 | -2.1218e-07 | -1.0401e-06 | -1.3244e-06 | -1.2743e-06 | -7.6201e-07 | 6.3318e-07 | 0.067226 | 0.45374 | 0.76887 | 0.7964 | 0.79413 | 0.84125 | 0.85811 | 0.89622 | 0.85846 | 0.72528 | 0.36276 | 0.033317 | 4.5206e-06 | 4.6188e-06 | 4.4668e-06 | 4.5193e-06 | 2.1889e-06 | -7.329e-08 | 3873.22 | 2020-03-03 | 3 | 0 | 0 | 0 | 0 | 0 | 0 | 0.068632 | 0.52562 | 0.78702 | 0.79168 | 0.75644 | 0.78801 | 0.78963 | 0.80089 | 0.83438 | 0.79227 | 0.49205 | 0.063825 | 0 | 0 | 1.8073e-12 | 0 | 0 | 0 | 917 | 2020-03-03 | 3 | 0 | 0 | 0 | 0 | 0 | 0 | 0 | 0.083913 | 0.56224 | 0.78227 | 0.78134 | 0.72817 | 0.71936 | 0.77961 | 0.81397 | 0.81799 | 0.64333 | 0.17364 | 0.0028627 | 0 | 0 | 0 | 0 | 0
4079.81 | 2020-03-12 | 3 | -7.8241e-07 | -1.2952e-06 | -1.3075e-06 | -2.1074e-06 | -1.8839e-06 | -1.9485e-06 | 2.1226e-06 | 0.032155 | 0.16602 | 0.2274 | 0.26658 | 0.25665 | 0.28331 | 0.24846 | 0.24601 | 0.2055 | 0.17315 | 0.089936 | 0.018028 | 0.0011948 | 5.7613e-06 | 5.6733e-06 | 4.1341e-06 | 2.0378e-06 | 3873.22 | 2020-03-12 | 3 | 0 | 0 | 0 | 0 | 0 | 0 | 0 | 0.061516 | 0.30552 | 0.22913 | 0.1702 | 0.16377 | 0.25176 | 0.18296 | 0.21406 | 0.13497 | 0.093366 | 0.090554 | 0.013723 | 2.804e-06 | 0 | 1.8073e-12 | 0 | 1.9364e-11 | 917 | 2020-03-12 | 3 | 0 | 0 | 0 | 0 | 0 | 0 | 0 | 0 | 0 | 0 | 0 | 0 | 0 | 0 | 0 | 0 | 0 | 0 | 0 | 0 | 0 | 0 | 0 | 0
4079.81 | 2020-04-28 | 4 | 3.5326e-06 | 2.0131e-06 | 7.5381e-07 | 1.4204e-07 | 1.078e-07 | 0.00014264 | 0.07677 | 0.40197 | 0.68186 | 0.83238 | 0.91927 | 0.95749 | 0.96058 | 0.95736 | 0.93696 | 0.8676 | 0.75404 | 0.53003 | 0.1761 | 0.007789 | 0.00010324 | 1.3664e-05 | 8.3249e-06 | 5.7678e-06 | 3873.22 | 2020-04-28 | 4 | 0 | 0 | 0 | 0 | 0 | 1.4821e-06 | 0.10248 | 0.5488 | 0.84003 | 0.90143 | 0.91859 | 0.927 | 0.92841 | 0.92644 | 0.91055 | 0.88833 | 0.81112 | 0.68233 | 0.29702 | 0.013258 | 0 | 0 | 0 | 0 | 917 | 2020-04-28 | 4 | 0 | 0 | 0 | 0 | 0 | 0 | 0.0015948 | 0.27656 | 0.74671 | 0.83728 | 0.83735 | 0.7909 | 0.82437 | 0.8315 | 0.83872 | 0.83897 | 0.83966 | 0.83041 | 0.51257 | 0.09613 | 0 | 0 | 0 | 0
4079.81 | 2020-04-24 | 4 | 2.9544e-06 | 1.4171e-06 | 7.9556e-07 | 1.5077e-07 | -4.4635e-07 | 4.7587e-05 | 0.064379 | 0.3846 | 0.68667 | 0.83108 | 0.9197 | 0.95734 | 0.96037 | 0.9377 | 0.93305 | 0.78205 | 0.70168 | 0.52932 | 0.17066 | 0.0063524 | 6.8243e-05 | 1.4631e-05 | 1.1334e-05 | 8.3867e-06 | 3873.22 | 2020-04-24 | 4 | 0 | 0 | 0 | 0 | 0 | 1.0806e-07 | 0.081198 | 0.52105 | 0.83794 | 0.90916 | 0.93048 | 0.9393 | 0.93426 | 0.91847 | 0.9131 | 0.82962 | 0.79465 | 0.72406 | 0.30762 | 0.010722 | 0 | 0 | 0 | 0 | 917 | 2020-04-24 | 4 | 0 | 0 | 0 | 0 | 0 | 0 | 0.00088867 | 0.22523 | 0.79226 | 0.94949 | 0.95872 | 0.94431 | 0.95499 | 0.9571 | 0.9574 | 0.95668 | 0.94883 | 0.89065 | 0.49568 | 0.082631 | 0 | 0 | 0 | 0
4079.81 | 2020-04-25 | 4 | 6.464e-06 | 2.9733e-06 | 1.8917e-06 | 1.0955e-06 | 3.9745e-07 | 7.2891e-05 | 0.067707 | 0.38864 | 0.68817 | 0.82927 | 0.91753 | 0.9547 | 0.95805 | 0.95597 | 0.9379 | 0.86524 | 0.76026 | 0.52007 | 0.15635 | 0.0064263 | 9.1642e-05 | 1.5358e-05 | 9.9053e-06 | 7.8033e-06 | 3873.22 | 2020-04-25 | 4 | 0 | 0 | 0 | 0 | 0 | 1.4594e-07 | 0.07838 | 0.4974 | 0.83444 | 0.90375 | 0.92082 | 0.92701 | 0.92527 | 0.92403 | 0.9093 | 0.88727 | 0.81894 | 0.67703 | 0.27217 | 0.0092055 | 0 | 0 | 0 | 0 | 917 | 2020-04-25 | 4 | 0 | 0 | 0 | 0 | 0 | 0 | 0.0051907 | 0.25791 | 0.83439 | 0.93678 | 0.95704 | 0.95578 | 0.95471 | 0.95822 | 0.95486 | 0.94934 | 0.93044 | 0.81321 | 0.38122 | 0.082476 | 0 | 0 | 0 | 0
4079.81 | 2020-04-27 | 4 | 3.1242e-06 | 2.1738e-06 | 8.0978e-07 | 7.4004e-08 | -2.3394e-07 | 2.0896e-05 | 0.064703 | 0.36889 | 0.66341 | 0.77591 | 0.81975 | 0.88484 | 0.92647 | 0.92933 | 0.94289 | 0.8741 | 0.71081 | 0.49464 | 0.1633 | 0.0076639 | 0.000101 | 9.3183e-06 | 6.4968e-06 | 5.2347e-06 | 3873.22 | 2020-04-27 | 4 | 0 | 0 | 0 | 0 | 0 | 1.6173e-08 | 0.099101 | 0.54188 | 0.75463 | 0.68713 | 0.66765 | 0.772 | 0.87909 | 0.89288 | 0.91908 | 0.9095 | 0.79673 | 0.6491 | 0.26305 | 0.013789 | 0 | 0 | 0 | 0 | 917 | 2020-04-27 | 4 | 0 | 0 | 0 | 0 | 0 | 0 | 0.004758 | 0.23129 | 0.71405 | 0.7975 | 0.832 | 0.83762 | 0.8263 | 0.84851 | 0.84833 | 0.84551 | 0.65586 | 0.53169 | 0.34002 | 0.088948 | 0 | 0 | 0 | 0
4079.81 | 2020-04-29 | 4 | 3.5981e-06 | 1.9014e-06 | 1.3697e-06 | 3.8385e-07 | -1.2747e-07 | 0.00015763 | 0.07895 | 0.39602 | 0.67936 | 0.82218 | 0.89912 | 0.91968 | 0.94655 | 0.93745 | 0.87119 | 0.74575 | 0.53137 | 0.45243 | 0.12069 | 0.0047285 | 0.00010084 | 8.0647e-06 | 5.0312e-06 | 4.0002e-06 | 3873.22 | 2020-04-29 | 4 | 0 | 0 | 0 | 0 | 0 | 4.5662e-06 | 0.10786 | 0.5409 | 0.78949 | 0.88046 | 0.86374 | 0.83606 | 0.91417 | 0.88647 | 0.80184 | 0.74617 | 0.43798 | 0.5048 | 0.16422 | 0.0044617 | 0 | 0 | 0 | 0 | 917 | 2020-04-29 | 4 | 0 | 0 | 0 | 0 | 0 | 0 | 0.037732 | 0.34824 | 0.73556 | 0.82706 | 0.80342 | 0.81611 | 0.72344 | 0.71562 | 0.81004 | 0.52991 | 0.2418 | 0.092757 | 0.073039 | 0.0048793 | 0 | 0 | 0 | 0
4204.81 | 2020-05-27 | 5 | 5.2921e-06 | 3.8505e-06 | 2.686e-06 | 1.5735e-06 | 8.7456e-05 | 0.011329 | 0.16718 | 0.48156 | 0.70049 | 0.82148 | 0.89957 | 0.94109 | 0.95026 | 0.94009 | 0.91952 | 0.85671 | 0.74811 | 0.55656 | 0.23936 | 0.026458 | 0.000445 | 1.5382e-05 | 1.0537e-05 | 8.2167e-06 | 3873.22 | 2020-05-27 | 5 | 0 | 0 | 0 | 0 | 0 | 0.0030178 | 0.2172 | 0.64352 | 0.82725 | 0.87372 | 0.89046 | 0.90095 | 0.9066 | 0.90021 | 0.89247 | 0.87947 | 0.84443 | 0.74306 | 0.42563 | 0.058254 | 3.3883e-06 | 0 | 0 | 4.6473e-08 | 917 | 2020-05-27 | 5 | 0 | 0 | 0 | 0 | 0 | 0 | 0.038059 | 0.41925 | 0.85668 | 0.94031 | 0.94427 | 0.9465 | 0.9468 | 0.94374 | 0.93052 | 0.92243 | 0.91805 | 0.88508 | 0.63546 | 0.18294 | 0.012084 | 0 | 0 | 0
4204.81 | 2020-05-26 | 5 | 4.5256e-06 | 3.1407e-06 | 2.6144e-06 | 2.1495e-06 | 8.486e-05 | 0.011462 | 0.17041 | 0.48814 | 0.70386 | 0.82693 | 0.90532 | 0.94301 | 0.95122 | 0.9485 | 0.9252 | 0.85972 | 0.74407 | 0.56845 | 0.24707 | 0.026628 | 0.00044835 | 1.5353e-05 | 1.1844e-05 | 7.8358e-06 | 3873.22 | 2020-05-26 | 5 | 0 | 0 | 0 | 0 | 0 | 0.0034245 | 0.2238 | 0.64965 | 0.82679 | 0.87515 | 0.89733 | 0.90123 | 0.90105 | 0.90498 | 0.90006 | 0.88732 | 0.85316 | 0.7538 | 0.43679 | 0.057677 | 2.4123e-06 | 0 | 0 | 0 | 917 | 2020-05-26 | 5 | 0 | 0 | 0 | 0 | 0 | 0 | 0.089929 | 0.55186 | 0.9217 | 0.95189 | 0.9566 | 0.9608 | 0.95479 | 0.95518 | 0.95095 | 0.94301 | 0.93742 | 0.91227 | 0.68105 | 0.19126 | 0.0034188 | 0 | 0 | 0
4204.81 | 2020-05-28 | 5 | 5.293e-06 | 4.047e-06 | 2.4927e-06 | 1.3511e-06 | 8.6946e-05 | 0.011576 | 0.16285 | 0.47688 | 0.69909 | 0.81951 | 0.89712 | 0.94214 | 0.92945 | 0.90692 | 0.88441 | 0.85063 | 0.7355 | 0.53443 | 0.2291 | 0.027258 | 0.00043312 | 1.179e-05 | 8.0464e-06 | 5.1546e-06 | 3873.22 | 2020-05-28 | 5 | 0 | 0 | 0 | 0 | 0 | 0.0030186 | 0.21908 | 0.64567 | 0.8273 | 0.87376 | 0.89568 | 0.904 | 0.91075 | 0.87987 | 0.88013 | 0.88868 | 0.85532 | 0.75653 | 0.44368 | 0.062886 | 5.1333e-06 | 0 | 0 | 0 | 917 | 2020-05-28 | 5 | 0 | 0 | 0 | 0 | 0 | 0 | 0.095139 | 0.48951 | 0.89292 | 0.94295 | 0.94755 | 0.95194 | 0.79332 | 0.54796 | 0.54452 | 0.5652 | 0.61982 | 0.60477 | 0.44048 | 0.15109 | 0.011564 | 0 | 0 | 0
4204.81 | 2020-05-07 | 5 | 5.7434e-06 | 3.7589e-06 | 2.0098e-06 | 1.1304e-06 | 1.2452e-07 | 0.00066285 | 0.095951 | 0.39471 | 0.62856 | 0.77195 | 0.85057 | 0.8871 | 0.8999 | 0.89994 | 0.87703 | 0.80524 | 0.69385 | 0.47128 | 0.16714 | 0.0069486 | 1.6901e-05 | 1.5122e-05 | 1.1039e-05 | 8.3683e-06 | 3873.22 | 2020-05-07 | 5 | 0 | 0 | 0 | 0 | 0 | 0.00023228 | 0.11129 | 0.50946 | 0.74955 | 0.80084 | 0.83828 | 0.86533 | 0.87622 | 0.89331 | 0.87409 | 0.83149 | 0.79465 | 0.63024 | 0.2986 | 0.018605 | 0 | 0 | 0 | 0 | 917 | 2020-05-07 | 5 | 0 | 0 | 0 | 0 | 0 | 0 | 0.020785 | 0.29451 | 0.68276 | 0.86463 | 0.87631 | 0.80575 | 0.90837 | 0.84947 | 0.93255 | 0.87854 | 0.89644 | 0.72223 | 0.46026 | 0.086106 | 0.00077947 | 0 | 0 | 0
4204.81 | 2020-05-25 | 5 | 4.705e-06 | 3.3772e-06 | 1.7743e-06 | 9.7332e-07 | 9.8434e-05 | 0.0128 | 0.17355 | 0.44706 | 0.62485 | 0.76344 | 0.82553 | 0.92806 | 0.95933 | 0.95714 | 0.93896 | 0.87211 | 0.76718 | 0.54925 | 0.23178 | 0.02358 | 0.00037814 | 1.5521e-05 | 1.0382e-05 | 6.6982e-06 | 3873.22 | 2020-05-25 | 5 | 0 | 0 | 0 | 0 | 0 | 0.0034019 | 0.22674 | 0.52754 | 0.46354 | 0.59112 | 0.68597 | 0.89436 | 0.9169 | 0.91483 | 0.90412 | 0.88405 | 0.84329 | 0.7378 | 0.43369 | 0.057925 | 2.3309e-06 | 0 | 4.6473e-08 | 0 | 917 | 2020-05-25 | 5 | 0 | 0 | 0 | 0 | 0 | 0 | 0.094471 | 0.54859 | 0.91059 | 0.9419 | 0.9516 | 0.95276 | 0.9511 | 0.92545 | 0.94651 | 0.94552 | 0.931 | 0.91036 | 0.68473 | 0.19615 | 0.002986 | 0 | 0 | 0
4204.81 | 2020-06-03 | 6 | 4.7445e-06 | 4.0116e-06 | 2.1464e-06 | 1.6047e-06 | 0.0001061 | 0.011706 | 0.13349 | 0.40654 | 0.61307 | 0.76676 | 0.84264 | 0.92049 | 0.93631 | 0.91962 | 0.84565 | 0.75847 | 0.65981 | 0.50658 | 0.23413 | 0.029239 | 0.00051974 | 1.9391e-05 | 1.4597e-05 | 1.0346e-05 | 3873.22 | 2020-06-03 | 6 | 0 | 0 | 0 | 0 | 4.6473e-08 | 0.00079275 | 0.15279 | 0.58144 | 0.76654 | 0.86305 | 0.88629 | 0.89262 | 0.86993 | 0.87028 | 0.82429 | 0.7462 | 0.78214 | 0.69712 | 0.39934 | 0.061002 | 8.5302e-06 | 0 | 0 | 0 | 917 | 2020-06-03 | 6 | 0 | 0 | 0 | 0 | 0 | 0 | 0.00034026 | 0.094766 | 0.29249 | 0.53726 | 0.66797 | 0.81347 | 0.90465 | 0.85805 | 0.48636 | 0.60888 | 0.56654 | 0.51258 | 0.3753 | 0.14629 | 0.0065574 | 0 | 0 | 0
4204.81 | 2020-06-10 | 6 | 4.368e-06 | 2.6073e-06 | 8.8922e-07 | -1.8921e-07 | -4.315e-07 | 0.0061107 | 0.17667 | 0.49895 | 0.69968 | 0.81675 | 0.8973 | 0.93606 | 0.94206 | 0.88838 | 0.86643 | 0.85262 | 0.75494 | 0.59411 | 0.29193 | 0.036205 | 3.0413e-05 | 1.8493e-05 | 1.2689e-05 | 8.4528e-06 | 3873.22 | 2020-06-10 | 6 | 0 | 0 | 0 | 0 | 0 | 0.0054537 | 0.2668 | 0.68219 | 0.84866 | 0.8936 | 0.91735 | 0.92685 | 0.92954 | 0.86817 | 0.8774 | 0.89555 | 0.86041 | 0.77469 | 0.49286 | 0.08563 | 3.6569e-05 | 0 | 0 | 0 | 917 | 2020-06-10 | 6 | 0 | 0 | 0 | 0 | 0 | 7.5719e-05 | 0.13342 | 0.56613 | 0.92806 | 0.95983 | 0.96402 | 0.96275 | 0.96199 | 0.96203 | 0.96273 | 0.95841 | 0.95019 | 0.928 | 0.74883 | 0.27539 | 0.019566 | 0 | 0 | 0
4204.81 | 2020-06-11 | 6 | 6.3415e-06 | 3.6415e-06 | 2.1088e-06 | 8.2242e-07 | -6.3678e-08 | 0.005504 | 0.16583 | 0.47763 | 0.68243 | 0.80078 | 0.87834 | 0.924 | 0.93631 | 0.93315 | 0.90722 | 0.84361 | 0.74105 | 0.57496 | 0.27692 | 0.033845 | 2.3572e-05 | 1.7633e-05 | 1.297e-05 | 9.1627e-06 | 3873.22 | 2020-06-11 | 6 | 0 | 0 | 0 | 0 | 0 | 0.004669 | 0.21783 | 0.6097 | 0.80426 | 0.86828 | 0.89661 | 0.91647 | 0.92894 | 0.92966 | 0.91832 | 0.90176 | 0.86817 | 0.77925 | 0.48079 | 0.082606 | 3.2106e-05 | 0 | 0 | 0 | 917 | 2020-06-11 | 6 | 0 | 0 | 0 | 0 | 0 | 0.00025336 | 0.10195 | 0.46597 | 0.77158 | 0.82575 | 0.8299 | 0.95998 | 0.95391 | 0.95274 | 0.95025 | 0.94647 | 0.93783 | 0.90829 | 0.70871 | 0.259 | 0.016064 | 0 | 0 | 0
4204.81 | 2020-06-24 | 6 | 6.7293e-06 | 5.3097e-06 | 3.7267e-06 | 2.3827e-06 | 1.3752e-06 | 0.0040808 | 0.1327 | 0.41237 | 0.65167 | 0.78985 | 0.87337 | 0.90409 | 0.90498 | 0.86122 | 0.85703 | 0.78383 | 0.5927 | 0.44061 | 0.21967 | 0.046254 | 0.00079346 | 1.4092e-05 | 1.0408e-05 | 6.9259e-06 | 3873.22 | 2020-06-24 | 6 | 0 | 0 | 0 | 0 | 0 | 0.003818 | 0.14691 | 0.49828 | 0.71655 | 0.83557 | 0.85722 | 0.83131 | 0.84673 | 0.83942 | 0.83267 | 0.80054 | 0.69655 | 0.54569 | 0.31096 | 0.10424 | 0.00018336 | 0 | 0 | 0 | 917 | 2020-06-24 | 6 | 0 | 0 | 0 | 0 | 0 | 0 | 0.053713 | 0.29887 | 0.66754 | 0.75925 | 0.79282 | 0.4871 | 0.61504 | 0.31921 | 0.40421 | 0.46965 | 0.38846 | 0.28957 | 0.1833 | 0.082163 | 0.0053823 | 0 | 0 | 0
4204.81 | 2020-06-23 | 6 | 5.4951e-06 | 4.1516e-06 | 3.218e-06 | 1.9723e-06 | 1.2362e-06 | 0.0040399 | 0.14939 | 0.45289 | 0.67711 | 0.80638 | 0.88892 | 0.92828 | 0.92344 | 0.94473 | 0.91968 | 0.84667 | 0.75668 | 0.55508 | 0.25942 | 0.044728 | 0.00075435 | 1.6424e-05 | 1.2363e-05 | 9.5633e-06 | 3873.22 | 2020-06-23 | 6 | 0 | 0 | 0 | 0 | 0 | 0.0033063 | 0.20599 | 0.61019 | 0.80319 | 0.86691 | 0.88872 | 0.87285 | 0.84444 | 0.89863 | 0.89451 | 0.87969 | 0.83969 | 0.69426 | 0.41489 | 0.067887 | 0.00012083 | 0 | 0 | 0 | 917 | 2020-06-23 | 6 | 0 | 0 | 0 | 0 | 0 | 0 | 0.077158 | 0.39528 | 0.71579 | 0.88286 | 0.89756 | 0.89575 | 0.89303 | 0.84634 | 0.84409 | 0.85288 | 0.83024 | 0.72538 | 0.43772 | 0.17277 | 0.018135 | 0 | 0 | 0
4204.81 | 2020-07-12 | 7 | 1.2428e-05 | 9.256e-06 | 7.3681e-06 | 5.2462e-06 | 4.7772e-06 | 0.00056605 | 0.088334 | 0.37592 | 0.60006 | 0.76625 | 0.83666 | 0.8049 | 0.87518 | 0.85999 | 0.842 | 0.78629 | 0.72129 | 0.56372 | 0.27859 | 0.039823 | 0.00077569 | 2.7698e-05 | 2.1169e-05 | 1.5319e-05 | 3873.22 | 2020-07-12 | 7 | 0 | 0 | 0 | 0 | 0 | 0.0003313 | 0.14707 | 0.54005 | 0.7614 | 0.84054 | 0.84978 | 0.79373 | 0.83014 | 0.81779 | 0.82781 | 0.82275 | 0.79605 | 0.70977 | 0.45419 | 0.087085 | 3.8665e-05 | 0 | 0 | 0 | 917 | 2020-07-12 | 7 | 0 | 0 | 0 | 0 | 0 | 0 | 0 | 0.13673 | 0.65739 | 0.87804 | 0.91473 | 0.87711 | 0.8981 | 0.90993 | 0.90222 | 0.8848 | 0.85474 | 0.76462 | 0.53994 | 0.19239 | 0.0079599 | 0 | 0 | 0
4204.81 | 2020-07-11 | 7 | 1.2961e-05 | 9.811e-06 | 6.7774e-06 | 4.7136e-06 | 4.2891e-06 | 0.00081246 | 0.093458 | 0.34927 | 0.58946 | 0.69269 | 0.73537 | 0.80497 | 0.76873 | 0.72709 | 0.7662 | 0.72127 | 0.70785 | 0.54823 | 0.25214 | 0.032152 | 0.00051123 | 2.4736e-05 | 2.0407e-05 | 1.5948e-05 | 3873.22 | 2020-07-11 | 7 | 0 | 0 | 0 | 0 | 0 | 0.00058308 | 0.14276 | 0.54385 | 0.76393 | 0.79268 | 0.78778 | 0.81306 | 0.80426 | 0.80783 | 0.84965 | 0.84228 | 0.79233 | 0.70638 | 0.45009 | 0.085443 | 4.7442e-05 | 0 | 0 | 0 | 917 | 2020-07-11 | 7 | 0 | 0 | 0 | 0 | 0 | 0 | 0 | 0.09821 | 0.66647 | 0.90596 | 0.77063 | 0.91154 | 0.76123 | 0.61709 | 0.63363 | 0.69768 | 0.79117 | 0.75224 | 0.5596 | 0.19061 | 0.0043902 | 0 | 0 | 0
4204.81 | 2020-07-10 | 7 | 8.5521e-06 | 6.3959e-06 | 4.2493e-06 | 2.9781e-06 | 2.2702e-06 | 0.00048358 | 0.09445 | 0.3597 | 0.61243 | 0.78768 | 0.86928 | 0.91989 | 0.9137 | 0.88713 | 0.88937 | 0.79772 | 0.72464 | 0.56905 | 0.28811 | 0.038824 | 0.00058571 | 2.5029e-05 | 2.0348e-05 | 1.4719e-05 | 3873.22 | 2020-07-10 | 7 | 0 | 0 | 0 | 0 | 1.5491e-12 | 0.0005734 | 0.1573 | 0.57418 | 0.79399 | 0.86127 | 0.88057 | 0.89151 | 0.87788 | 0.88736 | 0.8844 | 0.86284 | 0.83202 | 0.74207 | 0.47173 | 0.093254 | 5.6204e-05 | 0 | 0 | 0 | 917 | 2020-07-10 | 7 | 0 | 0 | 0 | 0 | 0 | 0 | 0.058919 | 0.36282 | 0.75526 | 0.91819 | 0.95223 | 0.95827 | 0.95892 | 0.95514 | 0.93046 | 0.8785 | 0.88338 | 0.83548 | 0.61518 | 0.18917 | 0.0084006 | 0 | 0 | 0
4204.81 | 2020-07-31 | 7 | 8.7798e-06 | 6.1595e-06 | 5.47e-06 | 3.9648e-06 | 3.9028e-06 | 4.4539e-05 | 0.066294 | 0.36219 | 0.63115 | 0.76667 | 0.85717 | 0.90494 | 0.9202 | 0.9136 | 0.88227 | 0.82067 | 0.71773 | 0.55347 | 0.24282 | 0.018088 | 3.1659e-05 | 2.7037e-05 | 2.1198e-05 | 1.556e-05 | 3873.22 | 2020-07-31 | 7 | 0 | 0 | 0 | 0 | 0 | 2.916e-07 | 0.095787 | 0.52109 | 0.78096 | 0.84875 | 0.87314 | 0.8827 | 0.88453 | 0.88069 | 0.87408 | 0.85999 | 0.82558 | 0.73014 | 0.42183 | 0.052783 | 4.6064e-07 | 0 | 0 | 0 | 917 | 2020-07-31 | 7 | 0 | 0 | 0 | 0 | 0 | 0 | 0.017075 | 0.29073 | 0.78832 | 0.94255 | 0.95423 | 0.95125 | 0.94562 | 0.93427 | 0.92894 | 0.92091 | 0.90157 | 0.84808 | 0.61137 | 0.17719 | 0.012144 | 0 | 0 | 0
4204.81 | 2020-07-13 | 7 | 1.2192e-05 | 9.5604e-06 | 7.0017e-06 | 5.2584e-06 | 4.1856e-06 | 0.00024139 | 0.097845 | 0.37408 | 0.60347 | 0.76261 | 0.83759 | 0.90249 | 0.9315 | 0.90333 | 0.86828 | 0.83355 | 0.72846 | 0.58585 | 0.27735 | 0.034792 | 0.00086184 | 1.8993e-05 | 1.4061e-05 | 1.0631e-05 | 3873.22 | 2020-07-13 | 7 | 0 | 0 | 0 | 0 | 0 | 0.00014769 | 0.14065 | 0.56617 | 0.79838 | 0.86542 | 0.89111 | 0.89548 | 0.88482 | 0.88567 | 0.85754 | 0.84671 | 0.81041 | 0.72499 | 0.45939 | 0.082713 | 4.1255e-05 | 0 | 0 | 0 | 917 | 2020-07-13 | 7 | 0 | 0 | 0 | 0 | 0 | 0 | 0.044278 | 0.33557 | 0.74351 | 0.85979 | 0.89522 | 0.93267 | 0.93104 | 0.93276 | 0.93366 | 0.90778 | 0.87126 | 0.75759 | 0.57844 | 0.20588 | 0.0045062 | 0 | 0 | 0
4204.81 | 2020-08-18 | 8 | -2.7256e-06 | -2.6951e-06 | -2.662e-06 | -2.6739e-06 | -2.5865e-06 | -2.5336e-06 | 0.022274 | 0.20805 | 0.48581 | 0.63541 | 0.77001 | 0.80892 | 0.86355 | 0.81497 | 0.73031 | 0.56996 | 0.47368 | 0.29154 | 0.08201 | 0.0019333 | -2.6533e-06 | -2.6802e-06 | -2.6682e-06 | -2.7205e-06 | 3935.72 | 2020-08-18 | 8 | 0 | 0 | 0 | 0 | 0 | 0 | 0.022192 | 0.20982 | 0.49972 | 0.57017 | 0.73471 | 0.7316 | 0.78061 | 0.73903 | 0.57273 | 0.39148 | 0.30087 | 0.25432 | 0.09912 | 0.0035751 | 0 | 0 | 0 | 0 | 917 | 2020-08-18 | 8 | 0 | 0 | 0 | 0 | 0 | 0 | 0 | 0.083341 | 0.30337 | 0.40395 | 0.42235 | 0.59172 | 0.76998 | 0.75859 | 0.44594 | 0.35039 | 0.27961 | 0.32447 | 0.18754 | 0.021459 | 0 | 0 | 0 | 0
4204.81 | 2020-08-14 | 8 | -1.604e-06 | -1.6165e-06 | -1.5948e-06 | -1.5492e-06 | -1.5267e-06 | -1.5082e-06 | 0.042604 | 0.2789 | 0.55627 | 0.72254 | 0.83326 | 0.87296 | 0.89615 | 0.88348 | 0.80961 | 0.73503 | 0.61768 | 0.4355 | 0.15811 | 0.0057503 | -1.5957e-06 | -1.5876e-06 | -1.5872e-06 | -1.6182e-06 | 3935.72 | 2020-08-14 | 8 | 0.0029406 | 0.0027625 | 0.00048765 | 7.108e-05 | 0 | 0 | 0.055562 | 0.28831 | 0.62668 | 0.75077 | 0.75952 | 0.78446 | 0.77577 | 0.77408 | 0.69894 | 0.62307 | 0.54716 | 0.42119 | 0.21854 | 0.019812 | 0.0037765 | 0.0036849 | 0.0034995 | 0.0037779 | 917 | 2020-08-14 | 8 | 0 | 0 | 0 | 0 | 0 | 0 | 0 | 0.081915 | 0.25892 | 0.64516 | 0.64291 | 0.67903 | 0.81384 | 0.8977 | 0.92233 | 0.91647 | 0.86888 | 0.61971 | 0.36867 | 0.067176 | 0.0022465 | 0 | 0 | 0
4204.81 | 2020-08-19 | 8 | 1.3279e-05 | 1.1507e-05 | 1.0564e-05 | 8.9881e-06 | 7.458e-06 | 5.974e-06 | 0.018758 | 0.18484 | 0.42011 | 0.62689 | 0.79369 | 0.86699 | 0.88183 | 0.86559 | 0.76054 | 0.66946 | 0.56971 | 0.39013 | 0.11203 | 0.0026711 | 3.3535e-05 | 2.7533e-05 | 2.234e-05 | 1.7613e-05 | 3935.72 | 2020-08-19 | 8 | 0 | 0 | 0 | 0 | 0 | 0 | 0.014737 | 0.2024 | 0.36908 | 0.73551 | 0.80498 | 0.82555 | 0.81525 | 0.79332 | 0.73383 | 0.67876 | 0.61584 | 0.47652 | 0.16676 | 0.0066181 | 0 | 0 | 0 | 0 | 917 | 2020-08-19 | 8 | 0 | 0 | 0 | 0 | 0 | 0 | 0 | 0.065582 | 0.27706 | 0.44928 | 0.65922 | 0.74056 | 0.72739 | 0.78006 | 0.57916 | 0.42744 | 0.25104 | 0.17219 | 0.098694 | 0.030648 | 0 | 0 | 0 | 0
4204.81 | 2020-08-17 | 8 | -1.5942e-06 | -2.6731e-06 | -2.6457e-06 | -2.6275e-06 | -2.5877e-06 | -2.5724e-06 | 0.031539 | 0.23275 | 0.465 | 0.68296 | 0.79357 | 0.87537 | 0.88656 | 0.8733 | 0.82661 | 0.73151 | 0.56513 | 0.3847 | 0.10782 | 0.0027594 | -2.661e-06 | -2.6545e-06 | -2.6837e-06 | -2.7001e-06 | 3935.72 | 2020-08-17 | 8 | 0.00038005 | 0 | 0 | 0 | 0 | 0 | 0.022788 | 0.14667 | 0.32845 | 0.66249 | 0.7698 | 0.80696 | 0.78417 | 0.73709 | 0.68643 | 0.58216 | 0.50077 | 0.41193 | 0.13985 | 0.0068311 | 0 | 0 | 0 | 0 | 917 | 2020-08-17 | 8 | 0 | 0 | 0 | 0 | 0 | 0 | 0 | 0.13453 | 0.42395 | 0.61574 | 0.71209 | 0.8164 | 0.87654 | 0.84159 | 0.84742 | 0.8376 | 0.699 | 0.43137 | 0.24035 | 0.051065 | 0.00080554 | 0 | 0 | 0
4204.81 | 2020-08-15 | 8 | -1.5915e-06 | -1.605e-06 | -1.5916e-06 | -1.6001e-06 | -1.5828e-06 | -1.5724e-06 | 0.040636 | 0.29918 | 0.56099 | 0.7058 | 0.82505 | 0.87902 | 0.87927 | 0.85378 | 0.75375 | 0.69452 | 0.61348 | 0.41019 | 0.12345 | 0.0036468 | -1.6001e-06 | -1.6096e-06 | -1.6248e-06 | -1.6151e-06 | 3935.72 | 2020-08-15 | 8 | 0.00097736 | 0.0019693 | 0.00083865 | 4.8361e-05 | 0 | 0 | 0.042649 | 0.35188 | 0.49946 | 0.63252 | 0.71287 | 0.68997 | 0.70907 | 0.66101 | 0.48361 | 0.42409 | 0.51858 | 0.40055 | 0.13391 | 0.0087289 | 0.0038373 | 0.002063 | 0.00057256 | 0.0011558 | 917 | 2020-08-15 | 8 | 0 | 0 | 0 | 0 | 0 | 0 | 0.00075637 | 0.17674 | 0.61066 | 0.86335 | 0.92778 | 0.93526 | 0.93602 | 0.80112 | 0.581 | 0.5222 | 0.41012 | 0.29586 | 0.19579 | 0.066056 | 0.0029518 | 0 | 0 | 0
4204.81 | 2020-08-16 | 8 | -1.6255e-06 | -1.6044e-06 | -1.6022e-06 | -1.6085e-06 | -1.6156e-06 | -1.6056e-06 | 0.033331 | 0.26981 | 0.56668 | 0.72601 | 0.82478 | 0.86719 | 0.89491 | 0.88303 | 0.84695 | 0.76756 | 0.66687 | 0.43049 | 0.11649 | 0.0046867 | -1.6115e-06 | -1.6161e-06 | -1.6147e-06 | -1.6026e-06 | 3935.72 | 2020-08-16 | 8 | 0.0020257 | 0.0028945 | 0.0011398 | 5.5021e-05 | 0 | 0 | 0.031778 | 0.32384 | 0.62642 | 0.74073 | 0.75853 | 0.77337 | 0.76261 | 0.76114 | 0.73309 | 0.69103 | 0.62244 | 0.41994 | 0.1631 | 0.018678 | 0.0036162 | 0.0035782 | 0.0036153 | 0.0020568 | 917 | 2020-08-16 | 8 | 0 | 0 | 0 | 0 | 0 | 0 | 0 | 0.051634 | 0.34808 | 0.59936 | 0.75734 | 0.79353 | 0.73642 | 0.79144 | 0.72529 | 0.81277 | 0.69618 | 0.43657 | 0.16466 | 0.041272 | 0.0022563 | 0 | 0 | 0
4204.81 | 2020-08-13 | 8 | 9.0424e-06 | -1.5939e-06 | -1.5608e-06 | -1.5479e-06 | -1.529e-06 | -7.7516e-07 | 0.031867 | 0.19547 | 0.38973 | 0.58869 | 0.6871 | 0.7507 | 0.76116 | 0.81485 | 0.79183 | 0.7592 | 0.56333 | 0.31485 | 0.11485 | 0.0044778 | -1.6069e-06 | -1.6017e-06 | -1.6135e-06 | -1.5826e-06 | 3935.72 | 2020-08-13 | 8 | 0.00381 | 0.0029246 | 0.0011961 | 5.0744e-05 | 0 | 0 | 0.020451 | 0.13126 | 0.24961 | 0.43152 | 0.45879 | 0.43952 | 0.55089 | 0.7416 | 0.70468 | 0.65175 | 0.66432 | 0.50867 | 0.22905 | 0.0094135 | 0.0034896 | 0.0038659 | 0.0038971 | 0.0032389 | 917 | 2020-08-13 | 8 | 0 | 0 | 0 | 0 | 0 | 0 | 0 | 0.0093987 | 0.03855 | 0.12096 | 0.23518 | 0.25965 | 0.31004 | 0.59113 | 0.69829 | 0.67656 | 0.60168 | 0.5783 | 0.28496 | 0.046255 | 4.9209e-05 | 0 | 0 | 0
4204.81 | 2020-09-06 | 9 | 2.0896e-05 | 1.6846e-05 | 1.4061e-05 | 1.1881e-05 | 9.7301e-06 | 8.2556e-06 | 0.017353 | 0.25195 | 0.57502 | 0.74004 | 0.81254 | 0.85761 | 0.83487 | 0.85028 | 0.81841 | 0.74534 | 0.64113 | 0.36538 | 0.060544 | 7.0673e-05 | 2.4639e-05 | 2.2784e-05 | 1.8158e-05 | 1.6567e-05 | 3935.72 | 2020-09-06 | 9 | 0.0014076 | 0.00049095 | 0.00010016 | 5.1172e-09 | 0 | 0 | 0.014642 | 0.28825 | 0.63568 | 0.75941 | 0.78745 | 0.78657 | 0.78136 | 0.78261 | 0.76979 | 0.72958 | 0.64579 | 0.40112 | 0.081258 | 0.0032342 | 0.0028653 | 0.0030306 | 0.0033935 | 0.0032608 | 917 | 2020-09-06 | 9 | 0 | 0 | 0 | 0 | 0 | 0 | 0 | 0.1219 | 0.50053 | 0.74108 | 0.78702 | 0.78487 | 0.77861 | 0.758 | 0.74077 | 0.71866 | 0.67065 | 0.50463 | 0.18201 | 0.038424 | 0.0069637 | 0 | 0 | 0
4204.81 | 2020-09-05 | 9 | 1.1028e-05 | 1.0371e-05 | 7.1473e-06 | 5.4834e-06 | 5.2825e-06 | 3.9708e-06 | 0.018927 | 0.25198 | 0.57341 | 0.74591 | 0.84008 | 0.88295 | 0.89665 | 0.88215 | 0.83419 | 0.66852 | 0.54737 | 0.34096 | 0.064795 | 0.00018949 | 4.0755e-05 | 3.8788e-05 | 3.4033e-05 | 2.6078e-05 | 3935.72 | 2020-09-05 | 9 | 0.0033842 | 0.0020356 | 0.00042635 | 4.6715e-07 | 0 | 0 | 0.019486 | 0.27568 | 0.66306 | 0.80666 | 0.83792 | 0.83758 | 0.82278 | 0.80365 | 0.71806 | 0.61322 | 0.57909 | 0.43473 | 0.1273 | 0.0039236 | 0.0033479 | 0.0029273 | 0.0022559 | 0.001765 | 917 | 2020-09-05 | 9 | 0 | 0 | 0 | 0 | 0 | 0 | 0 | 0.0037063 | 0.24791 | 0.67199 | 0.78852 | 0.78767 | 0.75751 | 0.76146 | 0.73321 | 0.58759 | 0.40092 | 0.28343 | 0.12144 | 0.025241 | 0 | 0 | 0 | 0
4204.81 | 2020-09-30 | 9 | 7.9461e-06 | 5.4903e-06 | 3.6322e-06 | 2.6306e-06 | 1.1432e-06 | 1.1498e-06 | 0.0044679 | 0.18325 | 0.47815 | 0.63746 | 0.72472 | 0.78192 | 0.8224 | 0.83558 | 0.77867 | 0.70953 | 0.51855 | 0.20408 | 0.0056224 | 2.7726e-05 | 2.4228e-05 | 1.9159e-05 | 1.5744e-05 | 1.2558e-05 | 3935.72 | 2020-09-30 | 9 | 0 | 0 | 0 | 0 | 0 | 7.6232e-07 | 0.0034729 | 0.21185 | 0.5628 | 0.61783 | 0.63503 | 0.6823 | 0.70684 | 0.71363 | 0.70152 | 0.68402 | 0.58811 | 0.27043 | 0.011066 | 0 | 0 | 0 | 0 | 0 | 917 | 2020-09-30 | 9 | 0 | 0 | 0 | 0 | 0 | 0 | 0 | 0.074795 | 0.46274 | 0.78228 | 0.86377 | 0.85996 | 0.85152 | 0.85341 | 0.87003 | 0.87767 | 0.8267 | 0.5155 | 0.093171 | 0.0074282 | 0 | 0 | 0 | 0
4204.81 | 2020-09-07 | 9 | 1.3674e-05 | 1.0663e-05 | 8.7851e-06 | 6.4679e-06 | 4.6252e-06 | 3.5874e-06 | 0.014023 | 0.20293 | 0.464 | 0.65109 | 0.7365 | 0.77115 | 0.77999 | 0.77307 | 0.6854 | 0.54631 | 0.36342 | 0.16478 | 0.020889 | 2.0821e-05 | 1.593e-05 | 1.4037e-05 | 1.1201e-05 | 7.3303e-06 | 3935.72 | 2020-09-07 | 9 | 0.0029301 | 0.0015384 | 0.0002717 | 3.0813e-08 | 0 | 0 | 0.0067266 | 0.13919 | 0.38009 | 0.52456 | 0.58462 | 0.61795 | 0.67431 | 0.71375 | 0.67263 | 0.57396 | 0.42688 | 0.21278 | 0.04719 | 0.0018071 | 0.0020672 | 0.0017784 | 0.0016227 | 0.0015146 | 917 | 2020-09-07 | 9 | 0 | 0 | 0 | 0 | 0 | 0 | 0 | 0.050151 | 0.16121 | 0.31278 | 0.34538 | 0.31149 | 0.34063 | 0.3218 | 0.21511 | 0.13715 | 0.097657 | 0.039032 | 0.0012652 | 0 | 0 | 0 | 0 | 0
4204.81 | 2020-09-29 | 9 | 5.7307e-06 | 3.8231e-06 | 2.7908e-06 | 1.7658e-06 | 9.1688e-07 | 4.3038e-07 | 0.0045296 | 0.19906 | 0.52646 | 0.7017 | 0.76866 | 0.82128 | 0.87119 | 0.87728 | 0.83681 | 0.76032 | 0.58062 | 0.2242 | 0.0074894 | 2.5906e-05 | 2.1665e-05 | 1.749e-05 | 1.2612e-05 | 9.2709e-06 | 3935.72 | 2020-09-29 | 9 | 0 | 0 | 0 | 0 | 0 | 9.351e-07 | 0.0042344 | 0.25199 | 0.67179 | 0.80583 | 0.78057 | 0.75994 | 0.74277 | 0.76834 | 0.75419 | 0.77054 | 0.70936 | 0.34489 | 0.018323 | 0 | 0 | 0 | 0 | 0 | 917 | 2020-09-29 | 9 | 0 | 0 | 0 | 0 | 0 | 0 | 0 | 0.082573 | 0.50181 | 0.8343 | 0.88053 | 0.86625 | 0.86003 | 0.8632 | 0.87331 | 0.87627 | 0.81928 | 0.52599 | 0.11143 | 0.0062226 | 0 | 0 | 0 | 0
4204.81 | 2020-09-03 | 9 | 5.871e-06 | 3.9754e-06 | 2.8976e-06 | 2.079e-06 | 1.4784e-06 | 1.4446e-06 | 0.020643 | 0.26849 | 0.5975 | 0.7641 | 0.85464 | 0.89966 | 0.91248 | 0.90675 | 0.87676 | 0.80503 | 0.68196 | 0.41461 | 0.078588 | 0.00014666 | 2.1961e-05 | 1.7758e-05 | 1.3917e-05 | 1.0993e-05 | 3935.72 | 2020-09-03 | 9 | 0.0032888 | 0.0020154 | 0.0004912 | 2.8428e-06 | 0 | 0 | 0.019733 | 0.32133 | 0.68741 | 0.81197 | 0.8455 | 0.85033 | 0.84414 | 0.84404 | 0.84061 | 0.8164 | 0.74946 | 0.53795 | 0.13197 | 0.0036999 | 0.0035547 | 0.0035599 | 0.0035522 | 0.0035163 | 917 | 2020-09-03 | 9 | 0 | 0 | 0 | 0 | 0 | 0 | 0.00026119 | 0.185 | 0.56334 | 0.83821 | 0.89871 | 0.90908 | 0.91912 | 0.92994 | 0.93964 | 0.93183 | 0.89705 | 0.76414 | 0.31508 | 0.042844 | 0 | 0 | 0 | 0
4204.81 | 2020-10-01 | 10 | 7.8247e-06 | 5.9049e-06 | 5.0664e-06 | 3.0284e-06 | 1.7694e-06 | 1.3603e-06 | 0.0043229 | 0.19217 | 0.55094 | 0.74382 | 0.83205 | 0.86502 | 0.84653 | 0.84406 | 0.78708 | 0.71376 | 0.56083 | 0.21209 | 0.0055961 | 2.5268e-05 | 2.4022e-05 | 1.7502e-05 | 1.3434e-05 | 1.0761e-05 | 3935.72 | 2020-10-01 | 10 | 0 | 0 | 0 | 0 | 0 | 8.2372e-07 | 0.0033017 | 0.20167 | 0.56997 | 0.70838 | 0.74062 | 0.74127 | 0.73568 | 0.74015 | 0.74099 | 0.72112 | 0.62635 | 0.30427 | 0.013428 | 0 | 0 | 0 | 0 | 0 | 917 | 2020-10-01 | 10 | 0 | 0 | 0 | 0 | 0 | 0 | 0 | 0.071185 | 0.49943 | 0.83343 | 0.88335 | 0.87296 | 0.86534 | 0.86866 | 0.88085 | 0.88473 | 0.84633 | 0.54235 | 0.094895 | 0 | 0 | 0 | 0 | 0
4204.81 | 2020-10-02 | 10 | 7.5646e-06 | 5.858e-06 | 4.3324e-06 | 2.9142e-06 | 1.095e-06 | 9.4158e-07 | 0.0039893 | 0.19249 | 0.55451 | 0.72729 | 0.78536 | 0.86148 | 0.86882 | 0.86316 | 0.82793 | 0.7474 | 0.56374 | 0.19997 | 0.0041895 | 2.4574e-05 | 2.1028e-05 | 1.5899e-05 | 1.3676e-05 | 1.0738e-05 | 3935.72 | 2020-10-02 | 10 | 0 | 0 | 0 | 0 | 0 | 5.8669e-07 | 0.0029218 | 0.21544 | 0.62979 | 0.77772 | 0.79726 | 0.80429 | 0.80145 | 0.81014 | 0.80672 | 0.73186 | 0.67297 | 0.29034 | 0.0082878 | 0 | 0 | 0 | 0 | 0 | 917 | 2020-10-02 | 10 | 0 | 0 | 0 | 0 | 0 | 0 | 0 | 0.064072 | 0.55324 | 0.86916 | 0.90081 | 0.88766 | 0.87204 | 0.86926 | 0.88782 | 0.89571 | 0.86233 | 0.54865 | 0.10044 | 0 | 0 | 0 | 0 | 0
4204.81 | 2020-10-15 | 10 | 2.5574e-06 | 1.4274e-06 | 6.6872e-07 | -4.2838e-07 | -9.4624e-07 | -1.9144e-06 | 0.00090407 | 0.13583 | 0.47721 | 0.65193 | 0.74145 | 0.77899 | 0.83103 | 0.82781 | 0.78989 | 0.69515 | 0.46124 | 0.10551 | 0.00022871 | 1.4256e-05 | 8.8981e-06 | 8.2693e-06 | 5.2054e-06 | 3.6783e-06 | 3935.72 | 2020-10-15 | 10 | 0 | 0 | 0 | 0 | 0 | 6.4255e-09 | 0.00028801 | 0.15038 | 0.54065 | 0.67155 | 0.69049 | 0.71656 | 0.73552 | 0.7364 | 0.722 | 0.66514 | 0.49072 | 0.13422 | 0.00055295 | 0 | 0 | 0 | 0 | 0 | 917 | 2020-10-15 | 10 | 0 | 0 | 0 | 0 | 0 | 0 | 0 | 0.025549 | 0.26706 | 0.60573 | 0.66812 | 0.65214 | 0.63967 | 0.60533 | 0.59626 | 0.56858 | 0.47715 | 0.18855 | 0.025919 | 0 | 0 | 0 | 0 | 0
4204.81 | 2020-10-16 | 10 | 2.1404e-06 | 1.9283e-06 | 1.2255e-06 | 4.5418e-08 | -8.6926e-07 | -1.4688e-06 | 0.0007356 | 0.13339 | 0.4681 | 0.6502 | 0.73442 | 0.80272 | 0.83596 | 0.82847 | 0.78896 | 0.69636 | 0.46246 | 0.10554 | 0.00032471 | 1.7152e-05 | 1.231e-05 | 9.4303e-06 | 8.0107e-06 | 6.3255e-06 | 3935.72 | 2020-10-16 | 10 | 0 | 0 | 0 | 0 | 0 | 6.5371e-09 | 0.00024487 | 0.14465 | 0.52209 | 0.65125 | 0.70823 | 0.73648 | 0.72966 | 0.73674 | 0.73842 | 0.70146 | 0.53575 | 0.15494 | 0.0010073 | 0 | 0 | 0 | 0 | 0 | 917 | 2020-10-16 | 10 | 0 | 0 | 0 | 0 | 0 | 0 | 0 | 0.022164 | 0.20555 | 0.59971 | 0.741 | 0.74588 | 0.73239 | 0.73078 | 0.75621 | 0.73107 | 0.60288 | 0.22914 | 0.026973 | 0 | 0 | 0 | 0 | 0
4204.81 | 2020-10-03 | 10 | 6.9165e-06 | 5.1829e-06 | 4.3131e-06 | 3.1196e-06 | 1.3087e-06 | 7.7164e-07 | 0.0038793 | 0.18631 | 0.5364 | 0.74117 | 0.82478 | 0.85764 | 0.86373 | 0.86108 | 0.81082 | 0.71731 | 0.55807 | 0.1925 | 0.0035913 | 2.1973e-05 | 1.9376e-05 | 1.4669e-05 | 1.0582e-05 | 8.3379e-06 | 3935.72 | 2020-10-03 | 10 | 0 | 0 | 0 | 0 | 0 | 4.8697e-07 | 0.0025709 | 0.18959 | 0.58272 | 0.75628 | 0.79301 | 0.79005 | 0.79134 | 0.80112 | 0.80332 | 0.78132 | 0.66905 | 0.28471 | 0.0093812 | 0 | 0 | 0 | 0 | 0 | 917 | 2020-10-03 | 10 | 0 | 0 | 0 | 0 | 0 | 0 | 0 | 0.070428 | 0.45192 | 0.7261 | 0.84511 | 0.87639 | 0.86762 | 0.86827 | 0.87387 | 0.86952 | 0.81356 | 0.47354 | 0.081944 | 0 | 0 | 0 | 0 | 0
4204.81 | 2020-11-05 | 11 | 9.2853e-07 | 5.4933e-07 | -9.8398e-08 | 3.5504e-07 | -4.012e-07 | 0.0011874 | 0.064832 | 0.35313 | 0.56189 | 0.64418 | 0.68167 | 0.69339 | 0.6509 | 0.5269 | 0.40016 | 0.13517 | 0.01279 | 1.1217e-05 | 1.1355e-05 | 1.0554e-05 | 8.1718e-06 | 7.7268e-06 | 5.7779e-06 | 3.5734e-06 | 3998.22 | 2020-11-05 | 11 | 0 | 0 | 0 | 0 | 0 | 2.3074e-05 | 0.047971 | 0.33799 | 0.4835 | 0.53992 | 0.55241 | 0.56653 | 0.47004 | 0.33403 | 0.3179 | 0.12507 | 0.017279 | 0 | 0 | 0 | 0 | 0 | 0 | 0 | 917 | 2020-11-05 | 11 | 0 | 0 | 0 | 0 | 0 | 0 | 0.00068351 | 0.18177 | 0.53493 | 0.6164 | 0.60978 | 0.52389 | 0.30224 | 0.19604 | 0.16173 | 0.091431 | 0 | 0 | 0 | 0 | 0 | 0 | 0 | 0
4204.81 | 2020-11-04 | 11 | 8.0585e-07 | 2.3787e-07 | -2.295e-08 | -7.8443e-08 | -1.159e-06 | 0.0011155 | 0.077339 | 0.41529 | 0.66849 | 0.74595 | 0.77749 | 0.78186 | 0.77124 | 0.71006 | 0.63436 | 0.33256 | 0.035105 | 9.8314e-06 | 1.0291e-05 | 9.5362e-06 | 8.1749e-06 | 7.4033e-06 | 5.4677e-06 | 3.4149e-06 | 3998.22 | 2020-11-04 | 11 | 0 | 0 | 0 | 0 | 0 | 3.9069e-05 | 0.059141 | 0.42203 | 0.66302 | 0.6865 | 0.68005 | 0.67675 | 0.68537 | 0.68436 | 0.683 | 0.4573 | 0.066044 | 7.3751e-07 | 0 | 0 | 0 | 0 | 0 | 0 | 917 | 2020-11-04 | 11 | 0 | 0 | 0 | 0 | 0 | 0 | 0 | 0.18492 | 0.59097 | 0.73592 | 0.7415 | 0.7228 | 0.72865 | 0.73638 | 0.72421 | 0.54974 | 0.17401 | 0.001798 | 0 | 0 | 0 | 0 | 0 | 0
4204.81 | 2020-11-02 | 11 | 1.3771e-06 | 4.0625e-07 | -4.2169e-07 | -4.4069e-07 | -7.2055e-07 | 0.0011768 | 0.061987 | 0.34896 | 0.58278 | 0.68361 | 0.7454 | 0.74564 | 0.76446 | 0.68709 | 0.54958 | 0.31224 | 0.038807 | 9.2114e-06 | 8.2955e-06 | 7.3019e-06 | 5.993e-06 | 5.4755e-06 | 3.9239e-06 | 2.3191e-06 | 3998.22 | 2020-11-02 | 11 | 0 | 0 | 0 | 0 | 2.6262e-11 | 5.115e-05 | 0.04386 | 0.40583 | 0.67989 | 0.69965 | 0.6845 | 0.67405 | 0.68243 | 0.69244 | 0.65831 | 0.46349 | 0.071018 | 2.1987e-06 | 0 | 0 | 0 | 0 | 0 | 0 | 917 | 2020-11-02 | 11 | 0 | 0 | 0 | 0 | 0 | 0 | 0 | 0.029954 | 0.48428 | 0.649 | 0.6501 | 0.63923 | 0.67691 | 0.70075 | 0.67621 | 0.5385 | 0.18419 | 0.0040231 | 0 | 0 | 0 | 0 | 0 | 0
4204.81 | 2020-11-30 | 11 | 6.4116e-07 | 9.4753e-09 | -6.3967e-07 | -7.034e-07 | -2.0215e-07 | 2.9609e-05 | 0.016351 | 0.21089 | 0.55766 | 0.67688 | 0.72839 | 0.72479 | 0.71794 | 0.69907 | 0.57734 | 0.24857 | 0.013029 | 6.5444e-06 | 7.3444e-06 | 6.1717e-06 | 5.4444e-06 | 5.0552e-06 | 3.1925e-06 | 1.7378e-06 | 3998.22 | 2020-11-30 | 11 | 0 | 0 | 0 | 0 | 0 | 3.2344e-06 | 0.0083443 | 0.25372 | 0.62846 | 0.70099 | 0.67754 | 0.62557 | 0.64324 | 0.68767 | 0.66717 | 0.37265 | 0.027639 | 0 | 0 | 0 | 0 | 0 | 0 | 0 | 917 | 2020-11-30 | 11 | 0 | 0 | 0 | 0 | 0 | 0 | 0 | 0 | 0.15287 | 0.49497 | 0.5795 | 0.57372 | 0.56753 | 0.57335 | 0.55692 | 0.3794 | 0.078514 | 0 | 0 | 0 | 0 | 0 | 0 | 0
4204.81 | 2020-11-03 | 11 | 4.3015e-07 | 2.7906e-07 | 5.9718e-08 | -1.3802e-07 | -8.881e-07 | 0.001243 | 0.08018 | 0.39101 | 0.60501 | 0.68185 | 0.72401 | 0.73789 | 0.71664 | 0.69124 | 0.56824 | 0.27217 | 0.035829 | 8.2183e-06 | 8.4892e-06 | 6.4276e-06 | 5.9111e-06 | 4.4079e-06 | 3.1946e-06 | 1.3928e-06 | 3998.22 | 2020-11-03 | 11 | 0 | 0 | 0 | 0 | 0 | 2.8883e-05 | 0.067181 | 0.42151 | 0.62833 | 0.67098 | 0.63271 | 0.61254 | 0.61903 | 0.64559 | 0.62 | 0.31914 | 0.057974 | 5.5802e-06 | 0 | 0 | 0 | 0 | 0 | 0 | 917 | 2020-11-03 | 11 | 0 | 0 | 0 | 0 | 0 | 0 | 0.0022493 | 0.1899 | 0.56132 | 0.69336 | 0.69784 | 0.68565 | 0.66867 | 0.67495 | 0.63366 | 0.47029 | 0.15293 | 0 | 0 | 0 | 0 | 0 | 0 | 0
4204.81 | 2020-12-15 | 12 | 5.5465e-06 | 1.7361e-06 | 1.4413e-06 | 1.5268e-06 | 1.1343e-06 | 1.7437e-06 | 0.0095485 | 0.1998 | 0.48305 | 0.59651 | 0.64421 | 0.67664 | 0.68145 | 0.6309 | 0.51655 | 0.24969 | 0.016728 | 0.00018521 | 0.00017481 | 0.00016517 | 0.00016953 | 0.00018112 | 0.00018414 | 8.3131e-05 | 4634.82 | 2020-12-15 | 12 | 0 | 0 | 0 | 0 | 0 | 2.5556e-07 | 0.002623 | 0.17053 | 0.44142 | 0.48162 | 0.49137 | 0.48987 | 0.50621 | 0.53065 | 0.53958 | 0.33862 | 0.032304 | 2.2655e-11 | 2.5028e-11 | 0 | 0 | 0 | 0 | 0 | 917 | 2020-12-15 | 12 | 0 | 0 | 0 | 0 | 0 | 0 | 0 | 0 | 0 | 0.036867 | 0.055391 | 0.052294 | 0.051402 | 0.058081 | 0.069902 | 0.058505 | 0.012937 | 0 | 0 | 0 | 0 | 0 | 0 | 0
4204.81 | 2020-12-14 | 12 | 3.9143e-06 | 9.9442e-07 | 8.4888e-07 | 4.312e-07 | 2.3622e-07 | 2.3258e-08 | 0.0069619 | 0.14846 | 0.3752 | 0.55784 | 0.63245 | 0.64682 | 0.65183 | 0.62567 | 0.50074 | 0.23985 | 0.010351 | 0.00015956 | 0.00017757 | 0.00016111 | 0.00014506 | 0.00018059 | 0.00016516 | 8.2234e-05 | 4634.82 | 2020-12-14 | 12 | 0 | 0 | 0 | 0 | 0 | 2.7068e-08 | 0.00074475 | 0.11422 | 0.34567 | 0.43877 | 0.4678 | 0.44425 | 0.45846 | 0.54597 | 0.4994 | 0.32866 | 0.021077 | 0 | 0 | 5.9765e-11 | 0 | 0 | 0 | 0 | 917 | 2020-12-14 | 12 | 0 | 0 | 0 | 0 | 0 | 0 | 0 | 0 | 0.016192 | 0.11714 | 0.12466 | 0.11353 | 0.11235 | 0.12712 | 0.15271 | 0.14619 | 0.040643 | 0 | 0 | 0 | 0 | 0 | 0 | 0
4204.81 | 2020-12-16 | 12 | 5.8606e-06 | 7.8476e-07 | 9.5326e-07 | 1.1925e-06 | 1.2713e-06 | 2.0819e-06 | 0.0091751 | 0.19507 | 0.51735 | 0.64196 | 0.62289 | 0.62679 | 0.63922 | 0.62935 | 0.4826 | 0.24371 | 0.018674 | 0.00018415 | 0.00017173 | 0.00015927 | 0.00016038 | 0.00017142 | 0.00016207 | 6.5107e-05 | 4634.82 | 2020-12-16 | 12 | 0 | 0 | 0 | 0 | 0 | 1.9151e-07 | 0.0024838 | 0.17324 | 0.51552 | 0.57526 | 0.51388 | 0.48628 | 0.49611 | 0.53185 | 0.50447 | 0.30164 | 0.033707 | 0 | 5.1998e-11 | 0 | 0 | 0 | 0 | 0 | 917 | 2020-12-16 | 12 | 0 | 0 | 0 | 0 | 0 | 0 | 0 | 0 | 0.012002 | 0.10654 | 0.12254 | 0.10981 | 0.10221 | 0.10252 | 0.12262 | 0.10059 | 7.7074e-05 | 0 | 0 | 0 | 0 | 0 | 0 | 0
4204.81 | 2020-12-07 | 12 | 1.1965e-06 | 1.0306e-06 | 5.1448e-07 | 2.3104e-07 | -6.4121e-08 | -5.2289e-08 | 0.0065792 | 0.077375 | 0.23356 | 0.34982 | 0.44121 | 0.48584 | 0.4655 | 0.38175 | 0.29386 | 0.11008 | 0.0055486 | 6.478e-06 | 6.1431e-06 | 7.1407e-06 | 6.6351e-06 | 5.226e-06 | 2.7187e-06 | 1.4123e-06 | 4634.82 | 2020-12-07 | 12 | 0 | 0 | 0 | 0 | 0 | 1.4736e-07 | 0.00022916 | 0.029399 | 0.11516 | 0.21095 | 0.28257 | 0.40101 | 0.36712 | 0.25334 | 0.19409 | 0.088666 | 0.0083313 | 1.9634e-11 | 0 | 0 | 0 | 0 | 0 | 0 | 917 | 2020-12-07 | 12 | 0 | 0 | 0 | 0 | 0 | 0 | 0 | 0 | 0 | 0 | 0 | 0 | 0.048144 | 0.29375 | 0.23038 | 0.084698 | 0 | 0 | 0 | 0 | 0 | 0 | 0 | 0
4204.81 | 2020-12-17 | 12 | 9.4047e-06 | 1.2601e-06 | 1.1458e-06 | 1.1371e-06 | 1.5915e-06 | 7.1648e-07 | 0.0037003 | 0.085342 | 0.23466 | 0.33888 | 0.3711 | 0.39363 | 0.37331 | 0.3409 | 0.23932 | 0.13798 | 0.008293 | 0.00018466 | 0.00017279 | 0.00015933 | 4.8143e-05 | 4.1513e-05 | 5.9732e-05 | 7.143e-05 | 4634.82 | 2020-12-17 | 12 | 0 | 0 | 0 | 0 | 0 | 3.6695e-08 | 0.0011166 | 0.043467 | 0.29934 | 0.42944 | 0.39852 | 0.39994 | 0.38269 | 0.40485 | 0.27975 | 0.21467 | 0.014151 | 0 | 0 | 0 | 0 | 0 | 0 | 0 | 917 | 2020-12-17 | 12 | 0 | 0 | 0 | 0 | 0 | 0 | 0 | 0 | 0 | 0.020292 | 0.091877 | 0.097146 | 0.072767 | 0.049648 | 0 | 0 | 0 | 0 | 0 | 0 | 0 | 0 | 0 | 0
4204.81 | 2021-01-25 | 1 | 4.5567e-07 | -1.818e-07 | -6.9152e-07 | -1.0297e-06 | -1.1249e-06 | -9.6083e-08 | 0.00055344 | 0.053335 | 0.17082 | 0.35576 | 0.42673 | 0.4517 | 0.46358 | 0.44125 | 0.30631 | 0.22047 | 0.050323 | 0.00021836 | 6.6901e-06 | 5.6589e-06 | 5.2872e-06 | 3.1354e-06 | 1.3e-06 | 9.8797e-07 | 4634.82 | 2021-01-25 | 1 | 0 | 0 | 0 | 0 | 0 | 9.0614e-09 | 4.8461e-05 | 0.041058 | 0.27208 | 0.42177 | 0.52733 | 0.46761 | 0.45224 | 0.40745 | 0.34499 | 0.23376 | 0.068241 | 0.00082265 | 0 | 0 | 0 | 0 | 0 | 0 | 917 | 2021-01-25 | 1 | 0 | 0 | 0 | 0 | 0 | 0 | 0 | 0 | 0 | 0 | 0.00093653 | 0.0065574 | 0 | 0 | 0 | 0 | 0 | 0 | 0 | 0 | 0 | 0 | 0 | 0
4204.81 | 2021-01-26 | 1 | 6.6175e-07 | 6.4983e-07 | 1.6359e-07 | 7.8532e-08 | -7.7793e-08 | 1.0079e-06 | 0.0022402 | 0.14324 | 0.46598 | 0.69257 | 0.76574 | 0.8119 | 0.77334 | 0.71212 | 0.63979 | 0.43939 | 0.11691 | 0.00020145 | 6.711e-06 | 6.2626e-06 | 4.704e-06 | 3.0099e-06 | 1.7939e-06 | 1.2159e-07 | 4634.82 | 2021-01-26 | 1 | 0 | 0 | 0 | 0 | 0 | 1.6821e-07 | 0.0013922 | 0.18736 | 0.60622 | 0.74252 | 0.74779 | 0.73889 | 0.71923 | 0.74518 | 0.73615 | 0.60531 | 0.17285 | 0.00067529 | 0 | 0 | 0 | 0 | 0 | 0 | 917 | 2021-01-26 | 1 | 0 | 0 | 0 | 0 | 0 | 0 | 0 | 0 | 0.00015325 | 0.060015 | 0.080707 | 0.075831 | 0.075234 | 0.083989 | 0.096874 | 0.09777 | 0.062103 | 0.0034549 | 0 | 0 | 0 | 0 | 0 | 0
4204.81 | 2021-01-27 | 1 | -3.349e-07 | -2.3921e-07 | -6.3138e-07 | -1.0746e-06 | -5.0299e-07 | 7.7141e-08 | 0.0037069 | 0.15657 | 0.42277 | 0.55604 | 0.67396 | 0.68161 | 0.62648 | 0.6102 | 0.55658 | 0.39203 | 0.090047 | 9.3788e-05 | 4.934e-06 | 4.5828e-06 | 3.3439e-06 | 2.3377e-06 | 1.9658e-06 | 1.399e-06 | 4634.82 | 2021-01-27 | 1 | 0 | 0 | 0 | 0 | 0 | 9.6465e-07 | 0.0028581 | 0.11358 | 0.33504 | 0.41117 | 0.51892 | 0.49302 | 0.42913 | 0.42215 | 0.41831 | 0.3253 | 0.091436 | 0.00028006 | 0 | 0 | 0 | 0 | 0 | 0 | 917 | 2021-01-27 | 1 | 0 | 0 | 0 | 0 | 0 | 0 | 0 | 0 | 0 | 0 | 0 | 0 | 0 | 0 | 0 | 0 | 0 | 0 | 0 | 0 | 0 | 0 | 0 | 0
4204.81 | 2021-01-07 | 1 | 1.3814e-06 | 5.5379e-07 | 8.2565e-07 | 3.8493e-07 | 6.7642e-07 | -1.3268e-07 | 0.0020433 | 0.14914 | 0.42189 | 0.5614 | 0.60287 | 0.69635 | 0.65571 | 0.61956 | 0.47966 | 0.25633 | 0.035489 | 3.5544e-05 | 6.0506e-06 | 5.9947e-06 | 6.0046e-06 | 4.5085e-06 | 3.9917e-06 | 2.6874e-06 | 4634.82 | 2021-01-07 | 1 | 0 | 0 | 0 | 0 | 0 | 0 | 0.0014473 | 0.16007 | 0.39885 | 0.48432 | 0.59844 | 0.58001 | 0.5909 | 0.64409 | 0.49635 | 0.29165 | 0.078411 | 0.0033707 | 0 | 0 | 0 | 0 | 0 | 0 | 917 | 2021-01-07 | 1 | 0 | 0 | 0 | 0 | 0 | 0 | 0 | 0.0054672 | 0.14478 | 0.3384 | 0.21463 | 0.077237 | 0.0724 | 0.047548 | 0.083237 | 0.048454 | 0 | 0 | 0 | 0 | 0 | 0 | 0 | 0
4204.81 | 2021-01-06 | 1 | 1.8901e-06 | 1.068e-06 | 8.9732e-07 | 8.0017e-07 | 4.9677e-07 | 4.2361e-07 | 0.0066005 | 0.1581 | 0.43192 | 0.58874 | 0.60475 | 0.64924 | 0.64525 | 0.58042 | 0.49333 | 0.30256 | 0.033215 | 2.7392e-05 | 6.0542e-06 | 6.4185e-06 | 5.2189e-06 | 4.8531e-06 | 3.8437e-06 | 2.5379e-06 | 4634.82 | 2021-01-06 | 1 | 0 | 0 | 0 | 0 | 0 | 0 | 0.0012753 | 0.15649 | 0.49408 | 0.624 | 0.61735 | 0.59861 | 0.5568 | 0.59732 | 0.59317 | 0.34288 | 0.060844 | 8.0306e-05 | 0 | 0 | 0 | 0 | 0 | 0 | 917 | 2021-01-06 | 1 | 0 | 0 | 0 | 0 | 0 | 0 | 0 | 0 | 0.038435 | 0.19615 | 0.33708 | 0.39134 | 0.43707 | 0.50417 | 0.44634 | 0.24711 | 0.029944 | 0 | 0 | 0 | 0 | 0 | 0 | 0
4204.81 | 2021-02-09 | 2 | 5.8102e-05 | 6.1387e-07 | -2.2132e-06 | -2.7424e-06 | -3.3446e-06 | -2.6776e-06 | 0.012002 | 0.17291 | 0.40314 | 0.54062 | 0.45923 | 0.49913 | 0.43862 | 0.42276 | 0.36806 | 0.26047 | 0.1178 | 0.0038728 | 0.0001302 | 0.00014641 | 0.00014406 | 0.00017912 | 0.00012882 | 0.00013803 | 4634.82 | 2021-02-09 | 2 | 0 | 0 | 0 | 0 | 0 | 4.6052e-07 | 0.0060903 | 0.12372 | 0.30544 | 0.422 | 0.4309 | 0.44546 | 0.49626 | 0.54114 | 0.43224 | 0.35771 | 0.13767 | 0.0073948 | 0.00010002 | 0 | 0 | 0 | 0 | 0 | 917 | 2021-02-09 | 2 | 0 | 0 | 0 | 0 | 0 | 0 | 0 | 0 | 0 | 0.018692 | 0.0071673 | 0 | 0 | 0 | 0 | 0.051563 | 0.044716 | 0 | 0 | 0 | 0 | 0 | 0 | 0
4204.81 | 2021-02-11 | 2 | 5.4027e-05 | -1.3498e-06 | -3.0481e-06 | -2.5412e-06 | -3.8812e-06 | -2.8106e-06 | 0.014198 | 0.27983 | 0.58448 | 0.70247 | 0.72917 | 0.7572 | 0.75812 | 0.68442 | 0.68521 | 0.52867 | 0.17128 | 0.0043677 | 0.00015751 | 0.0001774 | 0.00018174 | 0.00019012 | 0.00014912 | 0.00011306 | 4634.82 | 2021-02-11 | 2 | 0 | 0 | 0 | 0 | 0 | 2.8848e-06 | 0.012693 | 0.31118 | 0.61754 | 0.68852 | 0.66087 | 0.68203 | 0.68456 | 0.64555 | 0.59522 | 0.49917 | 0.17061 | 0.012273 | 9.8606e-05 | 0 | 0 | 0 | 0 | 0 | 917 | 2021-02-11 | 2 | 0 | 0 | 0 | 0 | 0 | 0 | 0 | 0.056985 | 0.25693 | 0.24768 | 0.30781 | 0.26167 | 0.29445 | 0.18787 | 0.33464 | 0.21153 | 0.045035 | 0 | 0 | 0 | 0 | 0 | 0 | 0
4204.81 | 2021-02-17 | 2 | 8.1152e-05 | 6.3159e-06 | -1.0558e-06 | -3.53e-07 | -1.0927e-06 | 1.0583e-06 | 0.023823 | 0.33279 | 0.59895 | 0.8035 | 0.88405 | 0.90218 | 0.8891 | 0.84612 | 0.83798 | 0.62092 | 0.26371 | 0.011686 | 0.00022301 | 0.00021112 | 0.00020923 | 0.00021578 | 0.00022534 | 0.00021666 | 4634.82 | 2021-02-17 | 2 | 0 | 0 | 0 | 0 | 0 | 5.9875e-06 | 0.02119 | 0.36618 | 0.74046 | 0.77005 | 0.80074 | 0.7737 | 0.74197 | 0.71532 | 0.80248 | 0.71446 | 0.33282 | 0.027893 | 0.00023778 | 0 | 0 | 0 | 0 | 0 | 917 | 2021-02-17 | 2 | 0 | 0 | 0 | 0 | 0 | 0 | 0 | 0 | 0.093888 | 0.307 | 0.33403 | 0.34134 | 0.24896 | 0.1958 | 0.096006 | 0.091086 | 0.090522 | 0.049203 | 0 | 0 | 0 | 0 | 0 | 0
4204.81 | 2021-02-08 | 2 | 4.8076e-05 | -1.8891e-06 | -3.2861e-06 | -3.1881e-06 | -3.49e-06 | -2.5149e-06 | 0.010647 | 0.26983 | 0.64717 | 0.74144 | 0.7508 | 0.78954 | 0.79384 | 0.76755 | 0.69436 | 0.48844 | 0.19671 | 0.0035982 | 0.00019725 | 0.00018628 | 0.00019162 | 0.00020236 | 0.00021202 | 0.00015884 | 4634.82 | 2021-02-08 | 2 | 0 | 0 | 0 | 0 | 0 | 1.8535e-06 | 0.0083707 | 0.29733 | 0.70782 | 0.79025 | 0.73453 | 0.69543 | 0.69642 | 0.71973 | 0.71577 | 0.55693 | 0.26064 | 0.012428 | 6.6887e-05 | 0 | 0 | 0 | 0 | 0 | 917 | 2021-02-08 | 2 | 0 | 0 | 0 | 0 | 0 | 0 | 0 | 0.050004 | 0.25906 | 0.32928 | 0.27771 | 0.312 | 0.3141 | 0.2153 | 0.22033 | 0.095639 | 0.045096 | 0.0069202 | 0 | 0 | 0 | 0 | 0 | 0
4204.81 | 2021-02-04 | 2 | 2.192e-05 | 1.9892e-07 | -1.2224e-06 | -1.6834e-06 | -1.8979e-06 | -1.5776e-06 | 0.00728 | 0.24556 | 0.6256 | 0.75444 | 0.80525 | 0.81304 | 0.81383 | 0.84391 | 0.74352 | 0.60615 | 0.19703 | 0.0023362 | 0.00020357 | 0.00019369 | 0.00019111 | 0.00019895 | 0.00020777 | 0.0001945 | 4634.82 | 2021-02-04 | 2 | 0 | 0 | 0 | 0 | 0 | 2.1218e-07 | 0.0056559 | 0.27145 | 0.70037 | 0.77784 | 0.76143 | 0.75057 | 0.68855 | 0.7126 | 0.63778 | 0.64841 | 0.26867 | 0.010066 | 7.4681e-06 | 0 | 0 | 0 | 0 | 0 | 917 | 2021-02-04 | 2 | 0 | 0 | 0 | 0 | 0 | 0 | 0 | 0 | 0.03818 | 0.24061 | 0.35924 | 0.3558 | 0.34723 | 0.36109 | 0.37863 | 0.34772 | 0.16709 | 0.01565 | 0 | 0 | 0 | 0 | 0 | 0
4204.81 | 2021-03-10 | 3 | 8.6769e-07 | 8.4528e-08 | 4.2256e-09 | -4.5672e-07 | -8.3959e-07 | 0.00016709 | 0.088131 | 0.43094 | 0.61473 | 0.72531 | 0.76261 | 0.74967 | 0.78251 | 0.69225 | 0.57269 | 0.47693 | 0.28582 | 0.031352 | 3.9734e-06 | 4.7776e-06 | 4.718e-06 | 3.3229e-06 | 1.255e-06 | 4.8441e-07 | 4634.82 | 2021-03-10 | 3 | 0 | 0 | 0 | 0 | 0 | 1.2283e-05 | 0.094097 | 0.48348 | 0.75488 | 0.73214 | 0.72 | 0.73805 | 0.77952 | 0.5792 | 0.48568 | 0.47 | 0.40832 | 0.064157 | 1.1994e-07 | 0 | 0 | 0 | 0 | 0 | 917 | 2021-03-10 | 3 | 0 | 0 | 0 | 0 | 0 | 0 | 0 | 0.023978 | 0.098328 | 0.11767 | 0.21902 | 0.27833 | 0.26779 | 0.12881 | 0.075426 | 0.097885 | 0.046308 | 0.026224 | 0 | 0 | 0 | 0 | 0 | 0
4204.81 | 2021-03-09 | 3 | -2.0767e-07 | -7.4203e-07 | -6.3669e-07 | -8.144e-07 | -5.8153e-07 | 1.8257e-05 | 0.062387 | 0.43641 | 0.71488 | 0.81985 | 0.80824 | 0.76367 | 0.84979 | 0.82132 | 0.79311 | 0.62365 | 0.36152 | 0.039962 | 3.3685e-06 | 3.6726e-06 | 3.6545e-06 | 2.4518e-06 | 1.2363e-06 | 9.6091e-07 | 4634.82 | 2021-03-09 | 3 | 0 | 0 | 0 | 0 | 0 | 1.1756e-05 | 0.086206 | 0.48767 | 0.73864 | 0.82355 | 0.77406 | 0.7887 | 0.79116 | 0.79546 | 0.74763 | 0.68351 | 0.43335 | 0.066431 | 1.2816e-07 | 0 | 0 | 0 | 0 | 0 | 917 | 2021-03-09 | 3 | 0 | 0 | 0 | 0 | 0 | 0 | 0 | 0.18631 | 0.48652 | 0.3287 | 0.40817 | 0.45278 | 0.44184 | 0.56804 | 0.6267 | 0.56371 | 0.47895 | 0.14407 | 0.0038976 | 0 | 0 | 0 | 0 | 0
4204.81 | 2021-03-03 | 3 | 1.6968e-07 | -7.025e-07 | -1.4457e-06 | -1.6982e-06 | -1.2664e-06 | 1.6578e-05 | 0.067975 | 0.43249 | 0.67777 | 0.66316 | 0.69276 | 0.60642 | 0.43271 | 0.46141 | 0.49339 | 0.41822 | 0.15449 | 0.0097676 | 2.969e-06 | 3.9504e-06 | 3.1461e-06 | 1.9858e-06 | 1.4003e-06 | 3.4593e-07 | 4634.82 | 2021-03-03 | 3 | 0 | 0 | 0 | 0 | 0 | 6.8937e-06 | 0.073105 | 0.46238 | 0.71329 | 0.50354 | 0.5026 | 0.39644 | 0.3762 | 0.43265 | 0.43602 | 0.33928 | 0.23199 | 0.02034 | 0 | 0 | 0 | 0 | 0 | 0 | 917 | 2021-03-03 | 3 | 0 | 0 | 0 | 0 | 0 | 0 | 0 | 0.14902 | 0.54553 | 0.67129 | 0.35203 | 0.22983 | 0.18211 | 0.044541 | 0 | 0 | 0 | 0 | 0 | 0 | 0 | 0 | 0 | 0
4204.81 | 2021-03-15 | 3 | -5.3364e-08 | -7.2886e-07 | -1.1488e-06 | -1.3856e-06 | -1.5466e-06 | -2.0175e-06 | 0.00011686 | 0.065323 | 0.3416 | 0.46063 | 0.57156 | 0.63379 | 0.61478 | 0.54944 | 0.54092 | 0.51231 | 0.40332 | 0.26681 | 0.030993 | 4.2135e-06 | 3.8525e-06 | 2.3433e-06 | 1.569e-06 | 1.6109e-06 | 4634.82 | 2021-03-15 | 3 | 0 | 0 | 0 | 0 | 0 | 0 | 6.1245e-06 | 0.076806 | 0.40994 | 0.4997 | 0.53174 | 0.54505 | 0.50074 | 0.40432 | 0.44535 | 0.62922 | 0.60046 | 0.35693 | 0.059181 | 3.0436e-06 | 0 | 0 | 0 | 0 | 917 | 2021-03-15 | 3 | 0 | 0 | 0 | 0 | 0 | 0 | 0 | 0.0017471 | 0.076478 | 0.26317 | 0.25568 | 0.25469 | 0.39441 | 0.6243 | 0.46558 | 0.48711 | 0.42944 | 0.21426 | 0.076293 | 0.0017432 | 0 | 0 | 0 | 0
4204.81 | 2021-03-11 | 3 | 1.2094e-07 | 4.8212e-07 | 6.6044e-08 | -3.1975e-07 | -4.1906e-07 | 0.0001736 | 0.066756 | 0.26094 | 0.46003 | 0.64513 | 0.67912 | 0.71036 | 0.6221 | 0.48144 | 0.44759 | 0.39482 | 0.17923 | 0.0294 | 4.9753e-06 | 5.412e-06 | 4.6881e-06 | 2.8186e-06 | 2.6007e-06 | 1.4474e-06 | 4634.82 | 2021-03-11 | 3 | 0 | 0 | 0 | 0 | 0 | 3.1347e-05 | 0.077293 | 0.46465 | 0.66346 | 0.70994 | 0.69785 | 0.67693 | 0.66978 | 0.56705 | 0.46993 | 0.30541 | 0.18688 | 0.045815 | 3.1566e-07 | 0 | 0 | 0 | 0 | 0 | 917 | 2021-03-11 | 3 | 0 | 0 | 0 | 0 | 0 | 0 | 0 | 0 | 0.13195 | 0.21252 | 0.16242 | 0.11079 | 0.044313 | 0.073892 | 0.025055 | 0 | 0 | 0 | 0 | 0 | 0 | 0 | 0 | 0
4204.81 | 2021-04-30 | 4 | 5.2399e-07 | 2.7724e-07 | -7.439e-07 | -1.399e-06 | -1.9503e-06 | 0.00023269 | 0.093333 | 0.4287 | 0.70822 | 0.83887 | 0.91731 | 0.95638 | 0.96319 | 0.96134 | 0.94042 | 0.87623 | 0.76466 | 0.54286 | 0.17057 | 0.0038197 | 9.7452e-06 | 9.7601e-06 | 6.5329e-06 | 5.2788e-06 | 4634.82 | 2021-04-30 | 4 | 0 | 0 | 0 | 0 | 0 | 5.9691e-05 | 0.13352 | 0.573 | 0.81151 | 0.88902 | 0.91618 | 0.89635 | 0.90778 | 0.89953 | 0.90781 | 0.8944 | 0.86048 | 0.72852 | 0.2757 | 0.010346 | 0 | 0 | 0 | 0 | 997 | 2021-04-30 | 4 | 0 | 0 | 0 | 0 | 0 | 0 | 0.023226 | 0.3204 | 0.8034 | 0.90528 | 0.91479 | 0.9081 | 0.89952 | 0.91086 | 0.91738 | 0.91304 | 0.89663 | 0.85773 | 0.51916 | 0.069305 | 0 | 0 | 0 | 0
4204.81 | 2021-04-29 | 4 | -7.6618e-07 | -1.0495e-06 | -1.1625e-06 | -9.7544e-07 | -1.0165e-06 | 0.00019292 | 0.090155 | 0.44127 | 0.70922 | 0.83963 | 0.90378 | 0.95121 | 0.96668 | 0.96415 | 0.94611 | 0.88596 | 0.77624 | 0.5513 | 0.17419 | 0.004647 | 9.3639e-06 | 8.1539e-06 | 3.9023e-06 | 2.3564e-06 | 4634.82 | 2021-04-29 | 4 | 0 | 0 | 0 | 0 | 0 | 4.5469e-05 | 0.13126 | 0.5895 | 0.8208 | 0.81055 | 0.8234 | 0.91888 | 0.92213 | 0.90308 | 0.86364 | 0.87376 | 0.8559 | 0.75201 | 0.32282 | 0.014506 | 0 | 0 | 0 | 0 | 997 | 2021-04-29 | 4 | 0 | 0 | 0 | 0 | 0 | 0 | 0.0031708 | 0.21935 | 0.74638 | 0.85148 | 0.85651 | 0.85598 | 0.85397 | 0.81028 | 0.78044 | 0.81296 | 0.90012 | 0.84139 | 0.48552 | 0.095311 | 0 | 0 | 0 | 0
4204.81 | 2021-04-19 | 4 | -1.1961e-07 | -6.0354e-07 | -4.6078e-07 | -8.0601e-07 | -9.7973e-07 | 1.2508e-05 | 0.054553 | 0.38629 | 0.68069 | 0.83322 | 0.92105 | 0.96045 | 0.96463 | 0.96298 | 0.95154 | 0.88679 | 0.77304 | 0.53113 | 0.14669 | 0.0017448 | 1.389e-05 | 1.2079e-05 | 8.5415e-06 | 6.7806e-06 | 4634.82 | 2021-04-19 | 4 | 0 | 0 | 0 | 0 | 0 | 4.9425e-06 | 0.071279 | 0.54232 | 0.86309 | 0.91225 | 0.94219 | 0.95551 | 0.96129 | 0.9563 | 0.9382 | 0.93459 | 0.9096 | 0.75726 | 0.27544 | 0.006305 | 0 | 0 | 0 | 0 | 997 | 2021-04-19 | 4 | 0 | 0 | 0 | 0 | 0 | 0 | 0.0052951 | 0.22615 | 0.73195 | 0.89539 | 0.90416 | 0.90348 | 0.90207 | 0.90191 | 0.89992 | 0.89348 | 0.86358 | 0.78333 | 0.4081 | 0.057332 | 0 | 0 | 0 | 0
4204.81 | 2021-04-01 | 4 | 5.7889e-06 | 5.5508e-06 | 4.587e-06 | 4.4687e-06 | 5.0674e-06 | 4.0094e-06 | 0.0090145 | 0.18441 | 0.5408 | 0.73086 | 0.81376 | 0.83882 | 0.84074 | 0.86047 | 0.85795 | 0.75656 | 0.63759 | 0.30863 | 0.051042 | 0.00018302 | 1.4618e-05 | 1.2673e-05 | 1.0682e-05 | 7.1759e-06 | 4634.82 | 2021-04-01 | 4 | 0 | 0 | 0 | 0 | 0 | 7.9621e-07 | 0.0057092 | 0.2692 | 0.70711 | 0.76677 | 0.81676 | 0.83301 | 0.80069 | 0.82028 | 0.82929 | 0.81308 | 0.79195 | 0.53585 | 0.14146 | 0.00067791 | 0 | 0 | 0 | 0 | 997 | 2021-04-01 | 4 | 0 | 0 | 0 | 0 | 0 | 0 | 0 | 0 | 0.13356 | 0.43276 | 0.46742 | 0.54809 | 0.41303 | 0.35053 | 0.48939 | 0.25025 | 0.43366 | 0.17053 | 0.087523 | 0.0025098 | 0 | 0 | 0 | 0
4204.81 | 2021-04-28 | 4 | -4.7457e-07 | -8.5234e-07 | -1.1717e-06 | -9.0802e-07 | -1.214e-06 | 0.00011284 | 0.085003 | 0.43924 | 0.71847 | 0.85107 | 0.92686 | 0.91552 | 0.96161 | 0.96129 | 0.92538 | 0.83877 | 0.74543 | 0.48053 | 0.17503 | 0.0035757 | 6.3704e-06 | 5.027e-06 | 1.6689e-06 | 4.4688e-07 | 4634.82 | 2021-04-28 | 4 | 0 | 0 | 0 | 0 | 0 | 3.0405e-05 | 0.12458 | 0.632 | 0.89252 | 0.93438 | 0.93563 | 0.89621 | 0.85922 | 0.92032 | 0.95364 | 0.87943 | 0.86114 | 0.71971 | 0.34003 | 0.014356 | 0 | 0 | 0 | 0 | 997 | 2021-04-28 | 4 | 0 | 0 | 0 | 0 | 0 | 0 | 0.0044161 | 0.27322 | 0.7932 | 0.90462 | 0.90966 | 0.91035 | 0.90987 | 0.91008 | 0.91111 | 0.90655 | 0.89406 | 0.83977 | 0.53064 | 0.087479 | 0 | 0 | 0 | 0
4204.81 | 2021-05-31 | 5 | 1.8153e-06 | 1.1015e-06 | 3.8822e-07 | 2.1943e-08 | -2.0762e-07 | 0.0044608 | 0.15787 | 0.47837 | 0.69825 | 0.82234 | 0.90355 | 0.94714 | 0.95647 | 0.95098 | 0.9184 | 0.79338 | 0.66052 | 0.5232 | 0.23316 | 0.025295 | 8.5451e-06 | 6.3193e-06 | 3.86e-06 | 3.264e-06 | 4634.82 | 2021-05-31 | 5 | 0 | 0 | 0 | 0 | 0 | 0.0043268 | 0.23397 | 0.67598 | 0.86134 | 0.91371 | 0.93813 | 0.94467 | 0.94504 | 0.9436 | 0.89981 | 0.82059 | 0.65395 | 0.5726 | 0.32078 | 0.058718 | 4.7182e-06 | 0 | 0 | 0 | 997 | 2021-05-31 | 5 | 0 | 0 | 0 | 0 | 0 | 0 | 0.047222 | 0.36252 | 0.79425 | 0.91771 | 0.96436 | 0.96821 | 0.96483 | 0.95785 | 0.78903 | 0.52417 | 0.45844 | 0.41781 | 0.26793 | 0.088936 | 5.1919e-05 | 0 | 0 | 0
4204.81 | 2021-05-05 | 5 | 1.7855e-06 | 5.6736e-07 | 3.3078e-07 | -5.7338e-07 | -1.3306e-06 | 0.00065108 | 0.10871 | 0.44636 | 0.70507 | 0.81134 | 0.89413 | 0.94007 | 0.9147 | 0.88384 | 0.84745 | 0.8371 | 0.75936 | 0.54789 | 0.18587 | 0.006775 | 8.1892e-06 | 6.5383e-06 | 4.0538e-06 | 3.5551e-06 | 4634.82 | 2021-05-05 | 5 | 0 | 0 | 0 | 0 | 0 | 0.00026347 | 0.15293 | 0.6159 | 0.86728 | 0.91655 | 0.92763 | 0.93422 | 0.90793 | 0.91032 | 0.9033 | 0.91434 | 0.88294 | 0.75114 | 0.3346 | 0.019733 | 0 | 0 | 0 | 0 | 997 | 2021-05-05 | 5 | 0 | 0 | 0 | 0 | 0 | 0 | 0.014859 | 0.26622 | 0.79091 | 0.94121 | 0.96006 | 0.87798 | 0.85675 | 0.78875 | 0.8341 | 0.9472 | 0.93513 | 0.84253 | 0.49454 | 0.089666 | 0 | 0 | 0 | 0
4204.81 | 2021-05-04 | 5 | -2.4708e-08 | -1.0545e-06 | -1.4638e-06 | -1.3952e-06 | -1.2659e-06 | 0.00057533 | 0.10579 | 0.45401 | 0.71484 | 0.84012 | 0.92517 | 0.957 | 0.95874 | 0.95719 | 0.94006 | 0.87562 | 0.76687 | 0.55255 | 0.18708 | 0.0065479 | 9.0241e-06 | 8.0454e-06 | 5.8898e-06 | 3.5049e-06 | 4634.82 | 2021-05-04 | 5 | 0 | 0 | 0 | 0 | 0 | 0.00022555 | 0.14998 | 0.63534 | 0.84663 | 0.87538 | 0.91268 | 0.92476 | 0.91488 | 0.94597 | 0.93981 | 0.92053 | 0.88592 | 0.75573 | 0.33307 | 0.018708 | 0 | 0 | 0 | 0 | 997 | 2021-05-04 | 5 | 0 | 0 | 0 | 0 | 0 | 0 | 0.019267 | 0.15503 | 0.55429 | 0.74844 | 0.8812 | 0.96504 | 0.96989 | 0.97339 | 0.975 | 0.97097 | 0.9563 | 0.88878 | 0.54684 | 0.095273 | 0.0001274 | 0 | 0 | 0
4204.81 | 2021-05-12 | 5 | 6.742e-08 | 6.0397e-08 | -6.1673e-07 | -6.6918e-07 | -1.5525e-06 | 0.0014891 | 0.12289 | 0.46333 | 0.71002 | 0.83292 | 0.91208 | 0.95158 | 0.96039 | 0.95774 | 0.93435 | 0.86894 | 0.76193 | 0.55881 | 0.20752 | 0.010742 | 5.9211e-06 | 7.7652e-06 | 2.8026e-06 | 9.2291e-07 | 4634.82 | 2021-05-12 | 5 | 0 | 0 | 0 | 7.3617e-09 | 0 | 0.00085401 | 0.16855 | 0.59579 | 0.81387 | 0.86624 | 0.88741 | 0.89446 | 0.89518 | 0.89198 | 0.88831 | 0.87833 | 0.84381 | 0.72479 | 0.34968 | 0.028054 | 2.0497e-11 | 7.7673e-12 | 0 | 0 | 997 | 2021-05-12 | 5 | 0 | 0 | 0 | 0 | 0 | 0 | 0.040208 | 0.34629 | 0.83837 | 0.95962 | 0.97109 | 0.9728 | 0.97231 | 0.97103 | 0.96608 | 0.9553 | 0.92831 | 0.82953 | 0.51057 | 0.093228 | 0.0005659 | 0 | 0 | 0
4204.81 | 2021-05-25 | 5 | 2.708e-06 | 1.6351e-06 | 1.4716e-06 | 1.1459e-06 | -2.6857e-07 | 0.0040245 | 0.15433 | 0.44283 | 0.60014 | 0.74211 | 0.82479 | 0.86123 | 0.84744 | 0.816 | 0.83811 | 0.799 | 0.68588 | 0.50495 | 0.16002 | 0.011208 | 1.5176e-05 | 1.0106e-05 | 7.4765e-06 | 5.2502e-06 | 4634.82 | 2021-05-25 | 5 | 0 | 0 | 0 | 0 | 1.0067e-07 | 0.0038135 | 0.22451 | 0.56198 | 0.68906 | 0.73574 | 0.77772 | 0.79175 | 0.76972 | 0.7295 | 0.74292 | 0.67221 | 0.58951 | 0.52705 | 0.22798 | 0.025008 | 1.9577e-05 | 0 | 0 | 1.2125e-07 | 997 | 2021-05-25 | 5 | 0 | 0 | 0 | 0 | 0 | 0 | 0.089471 | 0.50465 | 0.88877 | 0.92439 | 0.9194 | 0.88503 | 0.66227 | 0.53891 | 0.51079 | 0.55429 | 0.41151 | 0.21296 | 0.12274 | 0.041322 | 0 | 0 | 0 | 0
4204.81 | 2021-06-17 | 6 | 6.002e-06 | 3.7107e-06 | 2.1278e-06 | 2.4299e-06 | 1.2636e-06 | 0.0017341 | 0.10155 | 0.34226 | 0.5548 | 0.70081 | 0.7359 | 0.78705 | 0.86235 | 0.82338 | 0.75503 | 0.71412 | 0.58844 | 0.45173 | 0.21902 | 0.027419 | 3.6244e-05 | 1.7002e-05 | 1.3412e-05 | 9.2926e-06 | 4804.82 | 2021-06-17 | 6 | 0.0032143 | 0.00051896 | 0.00063712 | 0.00054036 | 0.00049081 | 0.004268 | 0.14169 | 0.49243 | 0.69553 | 0.75766 | 0.62812 | 0.75111 | 0.80575 | 0.77226 | 0.76518 | 0.72703 | 0.69255 | 0.61456 | 0.35539 | 0.060236 | 5.0803e-05 | 0 | 9.1566e-09 | 0.0037103 | 997 | 2021-06-17 | 6 | 0 | 0 | 0 | 0 | 0 | 0 | 0 | 0.021792 | 0.15677 | 0.35116 | 0.43769 | 0.61635 | 0.65122 | 0.53084 | 0.44357 | 0.33249 | 0.18994 | 0.16365 | 0.13856 | 0.055521 | 0 | 0 | 0 | 0
4204.81 | 2021-06-18 | 6 | 6.8842e-06 | 3.9459e-06 | 4.4712e-06 | 2.9078e-06 | 2.7186e-06 | 0.0026042 | 0.082613 | 0.34461 | 0.55596 | 0.70309 | 0.75263 | 0.82138 | 0.82989 | 0.81518 | 0.78922 | 0.7071 | 0.62021 | 0.49116 | 0.22922 | 0.029112 | 2.8025e-05 | 1.26e-05 | 8.9551e-06 | 7.8908e-06 | 4804.82 | 2021-06-18 | 6 | 0.0045955 | 0.00031408 | 0.0003846 | 0.00057849 | 0.001121 | 0.0015331 | 0.07978 | 0.32662 | 0.60338 | 0.75036 | 0.63287 | 0.66531 | 0.75201 | 0.68603 | 0.68392 | 0.65255 | 0.65719 | 0.623 | 0.37828 | 0.064108 | 0.000123 | 1.527e-06 | 2.1373e-08 | 2.3414e-06 | 997 | 2021-06-18 | 6 | 0 | 0 | 0 | 0 | 0 | 0 | 0 | 0.0057971 | 0.14901 | 0.26394 | 0.47139 | 0.36435 | 0.26356 | 0.33582 | 0.33548 | 0.25305 | 0.30926 | 0.35588 | 0.29465 | 0.095294 | 0 | 0 | 0 | 0
4204.81 | 2021-06-16 | 6 | 9.033e-06 | 7.3023e-06 | 5.1891e-06 | 3.4145e-06 | 1.4256e-06 | 0.0027763 | 0.10166 | 0.33702 | 0.57994 | 0.67801 | 0.80171 | 0.8305 | 0.82935 | 0.76492 | 0.75351 | 0.71184 | 0.60608 | 0.38621 | 0.18521 | 0.026427 | 3.9697e-05 | 1.5167e-05 | 1.2011e-05 | 9.3611e-06 | 4804.82 | 2021-06-16 | 6 | 4.135e-05 | 0.00017984 | 0.00030009 | 0.0004227 | 0.00043202 | 0.0021483 | 0.099864 | 0.32336 | 0.66339 | 0.6753 | 0.80847 | 0.80236 | 0.77706 | 0.74993 | 0.70755 | 0.72709 | 0.61955 | 0.53146 | 0.29036 | 0.042502 | 5.8783e-05 | 0 | 0.0022178 | 0.0031004 | 997 | 2021-06-16 | 6 | 0 | 0 | 0 | 0 | 0 | 0 | 0.0077506 | 0.1087 | 0.26887 | 0.42258 | 0.60998 | 0.61009 | 0.70395 | 0.59497 | 0.55103 | 0.30942 | 0.13329 | 0.17152 | 0.099984 | 0.040737 | 0 | 0 | 0 | 0
4204.81 | 2021-06-15 | 6 | 4.785e-06 | 3.5863e-06 | 2.3443e-06 | 1.1092e-06 | -2.4263e-07 | 0.0026453 | 0.094465 | 0.3221 | 0.5542 | 0.71561 | 0.81464 | 0.84075 | 0.85536 | 0.83852 | 0.79612 | 0.73128 | 0.55236 | 0.36234 | 0.18526 | 0.026289 | 7.6139e-05 | 2.1384e-05 | 1.6871e-05 | 1.3477e-05 | 4804.82 | 2021-06-15 | 6 | 3.0341e-05 | 0.00010527 | 0.00030444 | 0.0003599 | 0.00040269 | 0.0014505 | 0.11791 | 0.44788 | 0.69507 | 0.79477 | 0.8296 | 0.843 | 0.84885 | 0.85556 | 0.82085 | 0.75973 | 0.54727 | 0.46185 | 0.26783 | 0.068762 | 8.1717e-05 | 0 | 1.7448e-08 | 1.2647e-07 | 997 | 2021-06-15 | 6 | 0 | 0 | 0 | 0 | 0 | 0 | 0.01248 | 0.099891 | 0.36303 | 0.5091 | 0.50728 | 0.50977 | 0.56664 | 0.67872 | 0.52908 | 0.39441 | 0.38046 | 0.2441 | 0.10022 | 0.036029 | 0 | 0 | 0 | 0
4204.81 | 2021-06-28 | 6 | 4.8591e-06 | 3.7421e-06 | 2.6392e-06 | 1.3142e-06 | 5.2816e-07 | 0.0024666 | 0.13506 | 0.42469 | 0.63284 | 0.76391 | 0.85833 | 0.88954 | 0.89753 | 0.89069 | 0.87407 | 0.7764 | 0.63153 | 0.46046 | 0.22198 | 0.033914 | 4.2619e-05 | 1.1802e-05 | 9.3487e-06 | 6.4639e-06 | 4804.82 | 2021-06-28 | 6 | 3.0176e-05 | 0.00017409 | 0.00037875 | 0.00041069 | 0.00043927 | 0.0035383 | 0.201 | 0.60012 | 0.75484 | 0.84494 | 0.82372 | 0.81995 | 0.83903 | 0.86812 | 0.85471 | 0.792 | 0.55051 | 0.42556 | 0.33028 | 0.05918 | 0.00022098 | 0.00015901 | 0.0001414 | 0.00011884 | 997 | 2021-06-28 | 6 | 0 | 0 | 0 | 0 | 0 | 0 | 0.071652 | 0.41722 | 0.79193 | 0.91171 | 0.93693 | 0.78776 | 0.62912 | 0.58084 | 0.52142 | 0.3789 | 0.41095 | 0.4125 | 0.37984 | 0.092816 | 0 | 0 | 0 | 0
4204.81 | 2021-07-09 | 7 | 7.226e-06 | 4.9023e-06 | 3.9192e-06 | 2.847e-06 | 2.3879e-06 | 0.00070607 | 0.082746 | 0.31009 | 0.56993 | 0.74892 | 0.83206 | 0.86509 | 0.8539 | 0.83787 | 0.8292 | 0.7788 | 0.6977 | 0.52284 | 0.24795 | 0.060565 | 0.0036661 | 1.7614e-05 | 1.4653e-05 | 1.0473e-05 | 4804.82 | 2021-07-09 | 7 | 0.00017556 | 0.00027237 | 0.00041098 | 0.00014241 | 0.00012121 | 0.0011902 | 0.11861 | 0.44096 | 0.71269 | 0.81768 | 0.84092 | 0.80339 | 0.80355 | 0.7153 | 0.72505 | 0.76605 | 0.80797 | 0.72054 | 0.43612 | 0.076606 | 0.00011478 | 5.0231e-05 | 0.00010062 | 0.00018557 | 997 | 2021-07-09 | 7 | 0 | 0 | 0 | 0 | 0 | 0 | 0.034324 | 0.20362 | 0.30235 | 0.59476 | 0.62937 | 0.55761 | 0.65148 | 0.65201 | 0.59744 | 0.67175 | 0.59839 | 0.60318 | 0.39458 | 0.15017 | 0.0065473 | 0 | 0 | 0
4204.81 | 2021-07-19 | 7 | 9.4616e-06 | 6.9775e-06 | 4.5045e-06 | 3.4594e-06 | 2.6058e-06 | 0.00051239 | 0.05021 | 0.23497 | 0.52718 | 0.72927 | 0.82214 | 0.81585 | 0.8175 | 0.80373 | 0.75143 | 0.61684 | 0.58259 | 0.43342 | 0.22887 | 0.027225 | 2.1196e-05 | 2.7143e-05 | 1.3315e-05 | 9.8592e-06 | 4804.82 | 2021-07-19 | 7 | 0.00014019 | 0.0002262 | 0.00041114 | 0.00042123 | 0.00042484 | 0.00073789 | 0.10029 | 0.45311 | 0.71407 | 0.83366 | 0.86748 | 0.87095 | 0.8772 | 0.88093 | 0.86386 | 0.80576 | 0.78917 | 0.7188 | 0.41819 | 0.067008 | 0.00019592 | 0.00011189 | 0.00016796 | 0.00016799 | 997 | 2021-07-19 | 7 | 0 | 0 | 0 | 0 | 0 | 0 | 0 | 0.02519 | 0.2164 | 0.48604 | 0.56454 | 0.57615 | 0.57622 | 0.56658 | 0.51925 | 0.52337 | 0.37558 | 0.34788 | 0.32269 | 0.1362 | 0.0003025 | 0 | 0 | 0
4204.81 | 2021-07-29 | 7 | 6.9648e-06 | 4.4683e-06 | 2.8241e-06 | 1.7335e-06 | 1.4099e-06 | 5.2143e-05 | 0.065504 | 0.35341 | 0.62661 | 0.76874 | 0.84788 | 0.90478 | 0.88661 | 0.84621 | 0.75923 | 0.65626 | 0.50463 | 0.32924 | 0.14234 | 0.014227 | 2.0915e-05 | 1.757e-05 | 1.4016e-05 | 1.0079e-05 | 4804.82 | 2021-07-29 | 7 | 0.00045718 | 0.00042313 | 0.0004364 | 0.00042349 | 0.00044364 | 0.00044506 | 0.086734 | 0.49983 | 0.77128 | 0.84482 | 0.8756 | 0.88272 | 0.87066 | 0.87231 | 0.8206 | 0.77785 | 0.68244 | 0.56011 | 0.30031 | 0.038936 | 0.00019284 | 0.00026449 | 0.00029634 | 0.00039108 | 997 | 2021-07-29 | 7 | 0 | 0 | 0 | 0 | 0 | 0 | 0 | 0.024207 | 0.33133 | 0.44354 | 0.565 | 0.64622 | 0.71658 | 0.60673 | 0.63329 | 0.70169 | 0.50099 | 0.24204 | 0.094408 | 0 | 0 | 0 | 0 | 0
4204.81 | 2021-07-21 | 7 | 8.3381e-06 | 6.366e-06 | 5.923e-06 | 4.3824e-06 | 3.2294e-06 | 0.00024283 | 0.053458 | 0.26891 | 0.55306 | 0.71078 | 0.76123 | 0.83466 | 0.78043 | 0.77161 | 0.74948 | 0.70418 | 0.54905 | 0.38486 | 0.17324 | 0.027599 | 2.3606e-05 | 1.8298e-05 | 1.4477e-05 | 1.1414e-05 | 4804.82 | 2021-07-21 | 7 | 0.00019352 | 0.00028461 | 0.00045696 | 0.00041156 | 0.00036344 | 0.000723 | 0.086002 | 0.4374 | 0.69628 | 0.78268 | 0.82977 | 0.84328 | 0.80486 | 0.82744 | 0.84381 | 0.82723 | 0.73975 | 0.61627 | 0.36185 | 0.065816 | 0.00019696 | 0.00014199 | 0.00015098 | 9.0791e-05 | 997 | 2021-07-21 | 7 | 0 | 0 | 0 | 0 | 0 | 0 | 0 | 0 | 0.07653 | 0.20726 | 0.23314 | 0.32365 | 0.52513 | 0.53176 | 0.45556 | 0.4412 | 0.48592 | 0.30448 | 0.062609 | 0.048886 | 0 | 0 | 0 | 0
4204.81 | 2021-07-20 | 7 | 6.9148e-06 | 5.7299e-06 | 4.2855e-06 | 2.7083e-06 | 1.8273e-06 | 0.00018976 | 0.052115 | 0.20518 | 0.38569 | 0.52327 | 0.66175 | 0.7567 | 0.76863 | 0.82139 | 0.79756 | 0.67486 | 0.55123 | 0.42399 | 0.19669 | 0.025866 | 2.2468e-05 | 1.6503e-05 | 1.3267e-05 | 1.0403e-05 | 4804.82 | 2021-07-20 | 7 | 0.0001612 | 0.00029018 | 0.00045413 | 0.00031939 | 0.00040827 | 0.00064279 | 0.080439 | 0.37449 | 0.5865 | 0.67933 | 0.74889 | 0.83155 | 0.81573 | 0.86894 | 0.87341 | 0.80848 | 0.77268 | 0.67424 | 0.41422 | 0.068128 | 0.00019031 | 0.00017195 | 0.00016551 | 0.00015966 | 997 | 2021-07-20 | 7 | 0 | 0 | 0 | 0 | 0 | 0 | 0 | 0.084742 | 0.3264 | 0.39251 | 0.38655 | 0.50169 | 0.65935 | 0.76665 | 0.76337 | 0.61946 | 0.43392 | 0.37722 | 0.34412 | 0.14167 | 0 | 0 | 0 | 0
4204.81 | 2021-07-28 | 7 | 6.3827e-06 | 4.1731e-06 | 3.8966e-06 | 2.2195e-06 | 8.71e-07 | 6.7041e-05 | 0.061658 | 0.29815 | 0.58556 | 0.64791 | 0.76174 | 0.8488 | 0.75097 | 0.77888 | 0.7424 | 0.76193 | 0.64896 | 0.51386 | 0.23275 | 0.019816 | 2.0833e-05 | 1.3678e-05 | 1.0641e-05 | 8.9926e-06 | 4804.82 | 2021-07-28 | 7 | 0.00050452 | 0.00053184 | 0.00050003 | 0.00044261 | 0.00039342 | 0.00030398 | 0.087708 | 0.44642 | 0.74117 | 0.78618 | 0.83357 | 0.85861 | 0.79671 | 0.82218 | 0.81258 | 0.81393 | 0.82731 | 0.72478 | 0.38251 | 0.046402 | 0.00018438 | 0.00022564 | 0.00027177 | 0.00037586 | 997 | 2021-07-28 | 7 | 0 | 0 | 0 | 0 | 0 | 0 | 0 | 0.066071 | 0.49038 | 0.71823 | 0.78925 | 0.62972 | 0.44305 | 0.39304 | 0.39075 | 0.41551 | 0.36462 | 0.22974 | 0.14987 | 0.021797 | 0 | 0 | 0 | 0
4204.81 | 7/10/2021 | 7 | 9.3867e-06 | 6.4663e-06 | 0.0042142 | 3.2463e-06 | 2.9911e-06 | 0.0013752 | 0.067775 | 0.28705 | 0.46294 | 0.67547 | 0.78214 | 0.79988 | 0.82417 | 0.8666 | 0.81814 | 0.78773 | 0.68215 | 0.51502 | 0.24855 | 0.059856 | 0.037145 | 0.029875 | 0.026509 | 0.00024182 | 4804.82 | 7/10/2021 | 7 | 0.00017626 | 0.00021091 | 0.00044068 | 0.00040512 | 0.00043986 | 0.001353 | 0.0953 | 0.37774 | 0.58074 | 0.74446 | 0.84032 | 0.78821 | 0.8375 | 0.85204 | 0.83614 | 0.75905 | 0.75553 | 0.70548 | 0.4014 | 0.065213 | 0.00019803 | 0.00011707 | 0.00013542 | 0.00014232 | 997 | 7/10/2021 | 7 | 0 | 0 | 0 | 0 | 0 | 0 | 0 | 0.02375 | 0.11537 | 0.3988 | 0.54368 | 0.54186 | 0.54848 | 0.53888 | 0.51944 | 0.43051 | 0.45278 | 0.41712 | 0.31051 | 0.11794 | 0.00056059 | 0 | 0 | 0
4204.81 | 2021-07-12 | 7 | 0.026221 | 0.0070805 | 0.00027917 | 1.9654e-06 | 1.7622e-06 | 0.00019592 | 0.060454 | 0.24914 | 0.50909 | 0.68642 | 0.7437 | 0.81396 | 0.84428 | 0.87305 | 0.84178 | 0.77503 | 0.66172 | 0.47314 | 0.21879 | 0.041729 | 0.026579 | 0.027143 | 0.011071 | 0.0091537 | 4804.82 | 2021-07-12 | 7 | 0.00017208 | 0.00028093 | 0.00042575 | 0.00040582 | 0.00041814 | 0.00062448 | 0.077929 | 0.39436 | 0.69059 | 0.80945 | 0.85467 | 0.87766 | 0.87729 | 0.889 | 0.87316 | 0.8476 | 0.78559 | 0.65707 | 0.36248 | 0.05867 | 0.00019771 | 0.00015249 | 0.0001468 | 0.00014659 | 997 | 2021-07-12 | 7 | 0 | 0 | 0 | 0 | 0 | 0 | 0 | 0 | 0.029119 | 0.23703 | 0.55841 | 0.72993 | 0.77028 | 0.78307 | 0.79331 | 0.78381 | 0.69973 | 0.61306 | 0.40298 | 0.11219 | 0 | 0 | 0 | 0
4204.81 | 2021-08-16 | 8 | 8.1611e-06 | 7.0744e-06 | 5.142e-06 | 3.1914e-06 | 2.9419e-06 | 1.4385e-05 | 0.024615 | 0.18299 | 0.45666 | 0.67849 | 0.80907 | 0.87523 | 0.9051 | 0.8811 | 0.84034 | 0.77923 | 0.64304 | 0.40901 | 0.12458 | 0.0043985 | 0.00010724 | 3.3149e-05 | 1.5302e-05 | 1.1102e-05 | 4904.82 | 2021-08-16 | 8 | 0.00031295 | 0.00036514 | 0.00039678 | 0.00041145 | 0.0004018 | 0.00039402 | 0.018132 | 0.19504 | 0.56965 | 0.77065 | 0.82558 | 0.84832 | 0.8841 | 0.88036 | 0.86667 | 0.82201 | 0.71901 | 0.51454 | 0.1769 | 0.008124 | 2.0946e-05 | 9.1075e-05 | 0.00018631 | 0.00029526 | 997 | 2021-08-16 | 8 | 0 | 0 | 0 | 0 | 0 | 0 | 0 | 0.040086 | 0.26843 | 0.55256 | 0.68151 | 0.75884 | 0.78461 | 0.78447 | 0.74286 | 0.55114 | 0.40027 | 0.35401 | 0.20909 | 0.026899 | 0 | 0 | 0 | 0
4204.81 | 2021-08-12 | 8 | 0.00015695 | 6.4012e-06 | 5.2554e-06 | 3.3749e-06 | 2.0041e-06 | 1.1524e-05 | 0.032618 | 0.21609 | 0.42959 | 0.58264 | 0.69568 | 0.81682 | 0.83893 | 0.80507 | 0.84129 | 0.72955 | 0.63979 | 0.40346 | 0.14605 | 0.0074757 | 0.00012658 | 3.8679e-05 | 1.364e-05 | 9.8066e-06 | 4904.82 | 2021-08-12 | 8 | 0.00023448 | 0.00034013 | 0.00039272 | 0.00041223 | 0.00039935 | 0.00038358 | 0.034472 | 0.32633 | 0.62682 | 0.74611 | 0.80637 | 0.85918 | 0.85632 | 0.84322 | 0.84325 | 0.84974 | 0.8014 | 0.63849 | 0.26614 | 0.016682 | 2.8037e-05 | 0.00011679 | 0.00021664 | 0.00032362 | 997 | 2021-08-12 | 8 | 0 | 0 | 0 | 0 | 0 | 0 | 0 | 0.088425 | 0.35262 | 0.55535 | 0.62306 | 0.63444 | 0.61437 | 0.69943 | 0.80107 | 0.81868 | 0.75181 | 0.56398 | 0.33531 | 0.058649 | 0 | 0 | 0 | 0
4204.81 | 2021-08-27 | 8 | 6.2629e-06 | 5.0004e-06 | 3.2949e-06 | 1.4273e-06 | 1.0491e-06 | 8.3196e-06 | 0.029856 | 0.29566 | 0.62303 | 0.7799 | 0.8529 | 0.88897 | 0.89494 | 0.89175 | 0.86077 | 0.79101 | 0.66384 | 0.46553 | 0.11882 | 0.0012363 | 0.0010257 | 0.00012279 | 0.00014362 | 1.4252e-05 | 4904.82 | 2021-08-27 | 8 | 0.00028452 | 0.00028922 | 0.00030837 | 0.00032782 | 0.00033317 | 0.00031566 | 0.043392 | 0.44928 | 0.80742 | 0.88669 | 0.89698 | 0.90052 | 0.89254 | 0.89023 | 0.88983 | 0.87314 | 0.82985 | 0.66153 | 0.22027 | 0.0030422 | 1.4111e-05 | 8.6644e-05 | 0.00016897 | 0.00024443 | 997 | 2021-08-27 | 8 | 0 | 0 | 0 | 0 | 0 | 0 | 0 | 0.11784 | 0.69253 | 0.92423 | 0.95903 | 0.9688 | 0.96401 | 0.95878 | 0.95338 | 0.94186 | 0.92177 | 0.83366 | 0.40787 | 0.053265 | 0 | 0 | 0 | 0
4204.81 | 2021-08-10 | 8 | 0.00033486 | 0.00020871 | 8.0293e-05 | 9.5236e-06 | 2.1433e-06 | 1.2501e-05 | 0.035412 | 0.241 | 0.44281 | 0.62385 | 0.82041 | 0.85138 | 0.87579 | 0.81508 | 0.81435 | 0.74094 | 0.67428 | 0.49334 | 0.1666 | 0.0090662 | 0.00067395 | 0.00056614 | 0.0004897 | 0.00042212 | 4904.82 | 2021-08-10 | 8 | 0.00035161 | 0.00038234 | 0.00039663 | 0.00037395 | 0.00033449 | 0.00040725 | 0.055386 | 0.3997 | 0.63469 | 0.73937 | 0.833 | 0.84286 | 0.86841 | 0.85501 | 0.84207 | 0.78565 | 0.78682 | 0.69513 | 0.32976 | 0.023216 | 3.4732e-05 | 8.9406e-05 | 0.00026814 | 0.00036478 | 997 | 2021-08-10 | 8 | 0 | 0 | 0 | 0 | 0 | 0 | 0.005122 | 0.16842 | 0.57128 | 0.70985 | 0.82947 | 0.90224 | 0.85249 | 0.78462 | 0.72719 | 0.8765 | 0.63141 | 0.5845 | 0.4204 | 0.091231 | 0 | 0 | 0 | 0
4204.81 | 2021-08-11 | 8 | 0.00032187 | 0.00020855 | 8.6255e-05 | 1.1783e-05 | 4.2686e-06 | 1.0507e-05 | 0.026627 | 0.17867 | 0.29919 | 0.49927 | 0.72503 | 0.77374 | 0.78609 | 0.78251 | 0.81245 | 0.73405 | 0.56293 | 0.44319 | 0.14143 | 0.0058429 | 0.0005661 | 0.00054106 | 0.00048216 | 0.00024755 | 4904.82 | 2021-08-11 | 8 | 0.0003595 | 0.00018682 | 0.00021901 | 0.00026381 | 0.00037463 | 0.00023959 | 0.025823 | 0.16887 | 0.27519 | 0.48591 | 0.74912 | 0.79184 | 0.73964 | 0.762 | 0.78476 | 0.75042 | 0.50145 | 0.36649 | 0.15699 | 0.008142 | 1.8356e-05 | 9.1874e-05 | 0.00016456 | 0.00021499 | 997 | 2021-08-11 | 8 | 0 | 0 | 0 | 0 | 0 | 0 | 0 | 0 | 0.024451 | 0.0033961 | 0.022219 | 0.26849 | 0.32165 | 0.3722 | 0.34345 | 0.29268 | 0.35286 | 0.4418 | 0.32236 | 0.050138 | 0 | 0 | 0 | 0
4204.81 | 2021-09-08 | 9 | 7.7658e-06 | 6.3308e-06 | 4.7698e-06 | 3.2986e-06 | 2.1123e-06 | 2.0026e-06 | 0.011789 | 0.21433 | 0.54943 | 0.73777 | 0.82961 | 0.87804 | 0.89146 | 0.88947 | 0.85881 | 0.77806 | 0.63632 | 0.35239 | 0.053409 | 0.00024782 | 0.00010232 | 4.5829e-05 | 2.3328e-05 | 1.2265e-05 | 4904.82 | 2021-09-08 | 9 | 0 | 0 | 0 | 0 | 0 | 1.4655e-06 | 0.01437 | 0.30529 | 0.70092 | 0.82548 | 0.84746 | 0.85287 | 0.84748 | 0.84956 | 0.84715 | 0.82931 | 0.74994 | 0.4884 | 0.10486 | 0.00010002 | 0 | 5.3938e-06 | 6.1105e-06 | 0 | 997 | 2021-09-08 | 9 | 0 | 0 | 0 | 0 | 0 | 0 | 0 | 0.072157 | 0.37953 | 0.72529 | 0.86046 | 0.89338 | 0.89532 | 0.89474 | 0.88574 | 0.83965 | 0.75405 | 0.54933 | 0.17242 | 0.012702 | 0 | 0 | 0 | 0
4204.81 | 2021-09-09 | 9 | 9.0634e-06 | 7.0365e-06 | 6.1723e-06 | 4.2668e-06 | 3.2807e-06 | 4.0133e-06 | 0.014421 | 0.2393 | 0.55238 | 0.74499 | 0.83424 | 0.86847 | 0.85973 | 0.83572 | 0.80359 | 0.72214 | 0.55626 | 0.26753 | 0.041249 | 0.0003037 | 0.00015057 | 0.00018072 | 1.9423e-05 | 1.4885e-05 | 4904.82 | 2021-09-09 | 9 | 0 | 0 | 0 | 0 | 0 | 1.1767e-06 | 0.019971 | 0.33592 | 0.7118 | 0.76511 | 0.85393 | 0.82852 | 0.74754 | 0.81784 | 0.82631 | 0.79197 | 0.73658 | 0.46459 | 0.087533 | 9.5134e-05 | 0 | 8.7882e-08 | 0 | 0 | 997 | 2021-09-09 | 9 | 0 | 0 | 0 | 0 | 0 | 0 | 0 | 0.055033 | 0.44588 | 0.78317 | 0.87418 | 0.89127 | 0.72042 | 0.56757 | 0.40079 | 0.23357 | 0.20591 | 0.13921 | 0.062026 | 0.0023131 | 0 | 0 | 0 | 0
4204.81 | 2021-09-07 | 9 | 7.9039e-06 | 6.4707e-06 | 4.921e-06 | 3.1315e-06 | 2.9476e-06 | 2.2257e-06 | 0.015493 | 0.24621 | 0.57525 | 0.75028 | 0.84082 | 0.88577 | 0.89613 | 0.89029 | 0.85393 | 0.77644 | 0.64578 | 0.36796 | 0.05828 | 0.00025916 | 0.00011054 | 2.5704e-05 | 1.4652e-05 | 1.1039e-05 | 4904.82 | 2021-09-07 | 9 | 0 | 0 | 0 | 0 | 0 | 1.5694e-06 | 0.01893 | 0.33457 | 0.71371 | 0.83543 | 0.8593 | 0.85842 | 0.85435 | 0.85234 | 0.84545 | 0.82772 | 0.76367 | 0.50944 | 0.10227 | 0.00010488 | 6.527e-06 | 0 | 0 | 0 | 997 | 2021-09-07 | 9 | 0 | 0 | 0 | 0 | 0 | 0 | 0 | 0.11147 | 0.54626 | 0.86158 | 0.92472 | 0.92216 | 0.91681 | 0.91477 | 0.91557 | 0.90317 | 0.8605 | 0.69792 | 0.25108 | 0.014418 | 0 | 0 | 0 | 0
4204.81 | 2021-09-21 | 9 | 5.3012e-06 | 3.5813e-06 | 2.7916e-06 | 2.0013e-06 | 3.408e-08 | -1.244e-07 | 0.0089645 | 0.23604 | 0.60207 | 0.77972 | 0.86726 | 0.91322 | 0.91688 | 0.91329 | 0.88139 | 0.80518 | 0.65028 | 0.3052 | 0.022908 | 0.00024601 | 0.0004138 | 3.2959e-05 | 3.1976e-05 | 1.1241e-05 | 4904.82 | 2021-09-21 | 9 | 0 | 0 | 0 | 0 | 0 | 5.435e-07 | 0.011062 | 0.28986 | 0.69841 | 0.82813 | 0.85608 | 0.87712 | 0.87345 | 0.8784 | 0.87436 | 0.8567 | 0.77702 | 0.43582 | 0.045696 | 7.8227e-05 | 3.2981e-05 | 1.5845e-05 | 2.7486e-05 | 0 | 997 | 2021-09-21 | 9 | 0 | 0 | 0 | 0 | 0 | 0 | 0 | 0.022356 | 0.3507 | 0.70882 | 0.78959 | 0.78669 | 0.77992 | 0.87192 | 0.92656 | 0.91148 | 0.85337 | 0.60292 | 0.14472 | 0.0057561 | 0 | 0 | 0 | 0
4204.81 | 2021-09-10 | 9 | 1.2689e-05 | 9.837e-06 | 7.6237e-06 | 5.859e-06 | 5.7885e-06 | 4.376e-06 | 0.013623 | 0.21083 | 0.5187 | 0.72098 | 0.80978 | 0.82139 | 0.78209 | 0.80193 | 0.80436 | 0.73929 | 0.516 | 0.23143 | 0.043649 | 0.00022094 | 0.00010156 | 2.8989e-05 | 1.7829e-05 | 1.3903e-05 | 4904.82 | 2021-09-10 | 9 | 0 | 0 | 0 | 0 | 0 | 6.8613e-07 | 0.017805 | 0.22355 | 0.48368 | 0.76167 | 0.83431 | 0.85596 | 0.82565 | 0.77937 | 0.78766 | 0.77044 | 0.67013 | 0.40946 | 0.089443 | 2.1603e-05 | 0 | 0 | 0 | 0 | 997 | 2021-09-10 | 9 | 0 | 0 | 0 | 0 | 0 | 0 | 0 | 0.010068 | 0.37235 | 0.78675 | 0.7038 | 0.61738 | 0.6302 | 0.54063 | 0.43103 | 0.3274 | 0.21882 | 0.095451 | 0.048866 | 0 | 0 | 0 | 0 | 0
4204.81 | 2021-10-01 | 10 | 2.4096e-06 | 1.9089e-06 | 6.1725e-07 | -3.8811e-07 | -4.1202e-07 | -9.1123e-07 | 0.0047709 | 0.20696 | 0.58638 | 0.78054 | 0.85452 | 0.87824 | 0.88296 | 0.87465 | 0.82722 | 0.76482 | 0.58907 | 0.22103 | 0.0073472 | 0.00015763 | 4.0188e-05 | 9.119e-06 | 1.0973e-05 | 5.8804e-06 | 5004.82 | 2021-10-01 | 10 | 0 | 0 | 0 | 0 | 0 | 0 | 0.0058528 | 0.25688 | 0.70465 | 0.8458 | 0.85924 | 0.84464 | 0.83559 | 0.83531 | 0.76079 | 0.83076 | 0.72435 | 0.32986 | 0.01671 | 4.4579e-09 | 4.1399e-06 | 9.7211e-06 | 6.137e-06 | 0 | 997 | 2021-10-01 | 10 | 0 | 0 | 0 | 0 | 0 | 0 | 0 | 0.010238 | 0.41062 | 0.86085 | 0.92637 | 0.84106 | 0.84195 | 0.87163 | 0.90217 | 0.89455 | 0.82659 | 0.49127 | 0.088709 | 0 | 0 | 0 | 0 | 0
4204.81 | 2021-10-04 | 10 | 4.7337e-06 | 2.6428e-06 | 2.223e-06 | 1.555e-06 | 8.9994e-07 | 9.5154e-07 | 0.0018338 | 0.095462 | 0.39136 | 0.50071 | 0.60798 | 0.71604 | 0.74945 | 0.66968 | 0.59694 | 0.52402 | 0.26873 | 0.077748 | 0.00089862 | 4.8577e-05 | 2.6839e-05 | 1.145e-05 | 9.0056e-06 | 5.9657e-06 | 5004.82 | 2021-10-04 | 10 | 0 | 0 | 0 | 0 | 0 | 0 | 0.0012033 | 0.082523 | 0.33448 | 0.50666 | 0.55087 | 0.63106 | 0.67198 | 0.63497 | 0.70245 | 0.60355 | 0.39284 | 0.092161 | 0.00097441 | 9.3484e-05 | 4.8576e-06 | 0 | 0 | 0 | 997 | 2021-10-04 | 10 | 0 | 0 | 0 | 0 | 0 | 0 | 0 | 0 | 0.018229 | 0.060059 | 0.084691 | 0.11296 | 0.17278 | 0.16762 | 0.16063 | 0.12521 | 0.10888 | 0.078748 | 0.011183 | 0 | 0 | 0 | 0 | 0
4204.81 | 2021-10-03 | 10 | 1.2699e-05 | 4.9242e-06 | 8.7024e-07 | 4.7604e-07 | 4.0885e-08 | -1.2116e-07 | 0.0039641 | 0.16909 | 0.51677 | 0.72147 | 0.82234 | 0.84223 | 0.85778 | 0.84217 | 0.83264 | 0.73125 | 0.54246 | 0.18087 | 0.0054802 | 0.00018234 | 7.9032e-05 | 1.542e-05 | 1.1839e-05 | 6.0541e-06 | 5004.82 | 2021-10-03 | 10 | 0 | 0 | 0 | 0 | 0 | 0 | 0.0030645 | 0.21527 | 0.64128 | 0.78222 | 0.81823 | 0.78622 | 0.80637 | 0.80745 | 0.81455 | 0.76142 | 0.65348 | 0.26412 | 0.0095184 | 3.217e-08 | 8.6821e-06 | 6.4291e-06 | 1.4178e-05 | 0 | 997 | 2021-10-03 | 10 | 0 | 0 | 0 | 0 | 0 | 0 | 0 | 0.013067 | 0.31927 | 0.74696 | 0.85533 | 0.86754 | 0.85458 | 0.84923 | 0.84566 | 0.83566 | 0.76343 | 0.42262 | 0.069087 | 0 | 0 | 0 | 0 | 0
4204.81 | 2021-10-02 | 10 | 4.5812e-06 | 2.4958e-06 | 1.0675e-06 | 3.7838e-07 | -1.682e-07 | -7.9384e-07 | 0.0047007 | 0.18794 | 0.47533 | 0.66318 | 0.80399 | 0.84131 | 0.84974 | 0.85476 | 0.8024 | 0.70725 | 0.48995 | 0.19019 | 0.005794 | 0.0001701 | 5.5648e-05 | 0.00014118 | 1.5617e-05 | 1.6225e-05 | 5004.82 | 2021-10-02 | 10 | 0 | 0 | 0 | 0 | 0 | 1.2364e-09 | 0.0046774 | 0.23533 | 0.57557 | 0.70741 | 0.81705 | 0.82419 | 0.81244 | 0.83045 | 0.8177 | 0.80245 | 0.67108 | 0.30291 | 0.012786 | 0 | 9.038e-05 | 6.6557e-06 | 0 | 0 | 997 | 2021-10-02 | 10 | 0 | 0 | 0 | 0 | 0 | 0 | 0 | 0.014191 | 0.32667 | 0.70864 | 0.86734 | 0.89266 | 0.88417 | 0.87937 | 0.88091 | 0.87054 | 0.77405 | 0.44854 | 0.081751 | 0 | 0 | 0 | 0 | 0
4204.81 | 2021-10-05 | 10 | 5.3055e-06 | 3.1468e-06 | 2.5756e-06 | 1.5435e-06 | 1.2925e-06 | -4.4555e-07 | 0.00089531 | 0.093955 | 0.27025 | 0.50555 | 0.62852 | 0.69306 | 0.721 | 0.76107 | 0.70783 | 0.63449 | 0.42691 | 0.16928 | 0.0036319 | 0.00015397 | 4.1965e-05 | 1.0714e-05 | 7.067e-06 | 4.5684e-06 | 5004.82 | 2021-10-05 | 10 | 0 | 0 | 1.1988e-11 | 0 | 0 | 0 | 0.0003911 | 0.10903 | 0.43263 | 0.62461 | 0.68956 | 0.71403 | 0.73218 | 0.77544 | 0.76874 | 0.74951 | 0.64124 | 0.25609 | 0.0065642 | 4.6547e-06 | 1.1638e-05 | 0 | 0 | 0 | 997 | 2021-10-05 | 10 | 0 | 0 | 0 | 0 | 0 | 0 | 0 | 0 | 0.0047303 | 0.16084 | 0.24371 | 0.31184 | 0.31154 | 0.36507 | 0.45986 | 0.45003 | 0.46677 | 0.31475 | 0.072544 | 0 | 0 | 0 | 0 | 0
4204.81 | 2021-11-12 | 11 | 2.692e-06 | 1.3668e-06 | 1.1146e-06 | 4.4618e-07 | 1.0205e-06 | 0.0023751 | 0.062528 | 0.37864 | 0.67016 | 0.76348 | 0.79432 | 0.79769 | 0.78384 | 0.74751 | 0.62996 | 0.30656 | 0.024991 | 1.1208e-05 | 8.2197e-06 | 8.2866e-06 | 6.7648e-06 | 6.1432e-06 | 4.6487e-06 | 2.7611e-06 | 5004.82 | 2021-11-12 | 11 | 0 | 0 | 0 | 0 | 0 | 5.1301e-07 | 0.054253 | 0.45315 | 0.73074 | 0.75196 | 0.7328 | 0.71835 | 0.73045 | 0.75295 | 0.73478 | 0.44443 | 0.052279 | 0.0005227 | 0 | 8.4162e-06 | 1.9491e-05 | 8.6871e-06 | 0 | 0 | 997 | 2021-11-12 | 11 | 0 | 0 | 0 | 0 | 0 | 0 | 0 | 0.076815 | 0.53126 | 0.71524 | 0.70716 | 0.68309 | 0.6877 | 0.70904 | 0.7146 | 0.54706 | 0.14822 | 0.0030382 | 0 | 0 | 0 | 0 | 0 | 0
4204.81 | 2021-11-11 | 11 | -4.1053e-07 | -1.0741e-06 | -1.5835e-06 | -1.7188e-06 | -1.6946e-06 | 0.0017064 | 0.061056 | 0.36161 | 0.63004 | 0.69854 | 0.72902 | 0.73994 | 0.73415 | 0.72783 | 0.62026 | 0.30362 | 0.025519 | 7.407e-06 | 7.7478e-06 | 7.8891e-06 | 7.3149e-06 | 6.6186e-06 | 5.7084e-06 | 4.6274e-06 | 5004.82 | 2021-11-11 | 11 | 0 | 0 | 0 | 0 | 0 | 1.1693e-06 | 0.047318 | 0.44436 | 0.73287 | 0.74955 | 0.72844 | 0.71914 | 0.73141 | 0.7543 | 0.73782 | 0.45158 | 0.055419 | 0.0006842 | 0 | 1.227e-05 | 1.0663e-05 | 1.2351e-07 | 6.3557e-07 | 0 | 997 | 2021-11-11 | 11 | 0 | 0 | 0 | 0 | 0 | 0 | 0 | 0.076722 | 0.45918 | 0.62227 | 0.6837 | 0.67972 | 0.68347 | 0.7092 | 0.71095 | 0.54984 | 0.14871 | 0.001966 | 0 | 0 | 0 | 0 | 0 | 0
4204.81 | 2021-11-15 | 11 | 1.6022e-06 | -2.3395e-07 | -1.0609e-06 | -1.1414e-06 | -1.1057e-06 | 0.0010475 | 0.054524 | 0.36272 | 0.65878 | 0.74462 | 0.7684 | 0.76096 | 0.72335 | 0.68557 | 0.57416 | 0.25981 | 0.017036 | 6.8504e-06 | 6.1253e-06 | 1.3135e-05 | 6.5151e-06 | 5.053e-06 | 3.6376e-06 | 1.3603e-06 | 5004.82 | 2021-11-15 | 11 | 0 | 0 | 0 | 4.1084e-07 | 0 | 9.1462e-09 | 0.044228 | 0.42293 | 0.71616 | 0.73531 | 0.70808 | 0.67932 | 0.68832 | 0.6975 | 0.59131 | 0.31587 | 0.031653 | 0.00055976 | 0 | 1.4888e-05 | 1.5104e-05 | 3.9744e-09 | 0 | 0 | 997 | 2021-11-15 | 11 | 0 | 0 | 0 | 0 | 0 | 0 | 0 | 0.053848 | 0.53477 | 0.72594 | 0.71506 | 0.68677 | 0.68248 | 0.71181 | 0.6712 | 0.40147 | 0.078329 | 0.00077612 | 0 | 0 | 0 | 0 | 0 | 0
4204.81 | 2021-11-29 | 11 | -1.6155e-07 | -6.7513e-07 | -1.3849e-06 | -1.5505e-06 | -1.6799e-06 | 0.00038466 | 0.026755 | 0.27357 | 0.5943 | 0.71193 | 0.73682 | 0.74603 | 0.74053 | 0.70424 | 0.57081 | 0.25163 | 0.013337 | 3.4231e-06 | 4.5396e-06 | 7.2103e-06 | 8.8201e-06 | 5.1233e-06 | 2.6715e-06 | 4.0356e-07 | 5004.82 | 2021-11-29 | 11 | 0 | 0 | 0 | 0 | 0 | 0 | 0.014878 | 0.30795 | 0.66066 | 0.7031 | 0.66853 | 0.6448 | 0.65632 | 0.68277 | 0.6626 | 0.36068 | 0.030589 | 0.00032449 | 0 | 8.3519e-06 | 1.9918e-05 | 2.2836e-05 | 1.1947e-06 | 0 | 997 | 2021-11-29 | 11 | 0 | 0 | 0 | 0 | 0 | 0 | 0 | 0.030378 | 0.34443 | 0.59198 | 0.60442 | 0.58367 | 0.5829 | 0.59914 | 0.59429 | 0.41027 | 0.072204 | 0 | 0 | 0 | 0 | 0 | 0 | 0
4204.81 | 2021-11-30 | 11 | -7.4634e-07 | -1.0457e-06 | -1.4698e-06 | -1.523e-06 | -1.7003e-06 | 0.00026531 | 0.021703 | 0.25295 | 0.52068 | 0.63143 | 0.6569 | 0.70542 | 0.66503 | 0.62062 | 0.50931 | 0.2299 | 0.014358 | 3.8757e-06 | 4.4258e-06 | 6.437e-06 | 5.0497e-06 | 3.8419e-06 | 2.6054e-06 | 1.5889e-06 | 5004.82 | 2021-11-30 | 11 | 0 | 0 | 0 | 0 | 0 | 0 | 0.01115 | 0.28775 | 0.64826 | 0.67049 | 0.64863 | 0.62355 | 0.63139 | 0.65507 | 0.63933 | 0.35066 | 0.030253 | 0.00035046 | 4.8251e-08 | 7.9485e-06 | 1.8903e-05 | 4.6114e-07 | 2.8622e-07 | 0 | 997 | 2021-11-30 | 11 | 0 | 0 | 0 | 0 | 0 | 0 | 0 | 0.02476 | 0.32226 | 0.583 | 0.59733 | 0.58128 | 0.57687 | 0.58763 | 0.5772 | 0.40183 | 0.07596 | 0 | 0 | 0 | 0 | 0 | 0 | 0
4204.81 | 2021-12-14 | 12 | 9.4744e-07 | 7.2831e-08 | -6.1148e-07 | -9.0208e-07 | -8.1973e-07 | -8.4861e-07 | 0.0014152 | 0.12351 | 0.40014 | 0.47719 | 0.4426 | 0.45765 | 0.43344 | 0.4701 | 0.30669 | 0.079318 | 0.0054982 | 1.4354e-05 | 7.8233e-06 | 1.2963e-05 | 1.178e-05 | 1.3041e-05 | 3.193e-06 | 2.9954e-06 | 5336.82 | 2021-12-14 | 12 | 0 | 0 | 0 | 0 | 0 | 0 | 0.0010974 | 0.09099 | 0.2637 | 0.33854 | 0.32254 | 0.33922 | 0.22211 | 0.21605 | 0.24361 | 0.061073 | 0.010294 | 0 | 0 | 0 | 0 | 0 | 0 | 0 | 997 | 2021-12-14 | 12 | 0 | 0 | 0 | 0 | 0 | 0 | 0 | 0 | 0.0053319 | 0.040827 | 0.045813 | 0.037869 | 0.034788 | 0.031862 | 0.00021422 | 0 | 0 | 0 | 0 | 0 | 0 | 0 | 0 | 0
4204.81 | 2021-12-15 | 12 | 2.503e-06 | 1.7832e-06 | 9.422e-07 | 8.6387e-07 | 8.2887e-07 | -3.8628e-07 | 0.0048976 | 0.19186 | 0.51538 | 0.66052 | 0.6507 | 0.69195 | 0.68285 | 0.59524 | 0.53162 | 0.23925 | 0.014395 | 4.2378e-06 | 5.4719e-06 | 1.6767e-05 | 1.2493e-05 | 8.7517e-06 | 5.6781e-06 | 3.1678e-06 | 5336.82 | 2021-12-15 | 12 | 0 | 0 | 0 | 0 | 0 | 3.0736e-05 | 0.0039554 | 0.20647 | 0.53278 | 0.62664 | 0.59868 | 0.58408 | 0.59458 | 0.53292 | 0.54613 | 0.29559 | 0.02198 | 4.0275e-07 | 1.3002e-07 | 7.3229e-06 | 1.22e-05 | 1.1273e-05 | 0 | 0 | 997 | 2021-12-15 | 12 | 0 | 0 | 0 | 0 | 0 | 0 | 0 | 0 | 0.0054124 | 0.054651 | 0.15173 | 0.29176 | 0.39931 | 0.28527 | 0.32796 | 0.20066 | 0.03473 | 0 | 0 | 0 | 0 | 0 | 0 | 0
4204.81 | 2021-12-13 | 12 | 1.0058e-06 | 1.3805e-07 | -5.4715e-08 | -6.6174e-07 | -1.4443e-07 | -4.873e-07 | 0.0050606 | 0.13221 | 0.36355 | 0.42106 | 0.44112 | 0.41426 | 0.32085 | 0.30055 | 0.18078 | 0.062258 | 0.0031222 | 7.531e-06 | 7.5426e-06 | 7.5957e-06 | 5.924e-06 | 5.5146e-06 | 4.3261e-06 | 2.3858e-06 | 5336.82 | 2021-12-13 | 12 | 0 | 0 | 0 | 0 | 0 | 0 | 0.0032223 | 0.11969 | 0.24564 | 0.27771 | 0.30148 | 0.29484 | 0.24557 | 0.21448 | 0.13403 | 0.053985 | 0.0043417 | 7.4219e-06 | 6.7722e-06 | 2.1568e-08 | 7.7411e-06 | 4.0424e-06 | 0 | 0 | 997 | 2021-12-13 | 12 | 0 | 0 | 0 | 0 | 0 | 0 | 0 | 0.013728 | 0.16785 | 0.15905 | 0.22557 | 0.12726 | 0.052882 | 0.023944 | 2.0919e-06 | 0 | 0 | 0 | 0 | 0 | 0 | 0 | 0 | 0
4204.81 | 2021-12-16 | 12 | 2.8809e-06 | 2.0764e-06 | 1.8961e-06 | 1.4611e-06 | 1.2445e-06 | 6.8664e-07 | 0.0049858 | 0.18489 | 0.51884 | 0.66908 | 0.67037 | 0.73302 | 0.70349 | 0.65356 | 0.52887 | 0.21836 | 0.013805 | 5.9896e-06 | 4.471e-06 | 7.0689e-06 | 9.1525e-06 | 9.1299e-06 | 4.1571e-06 | 3.1681e-06 | 5336.82 | 2021-12-16 | 12 | 0 | 0 | 0 | 0 | 0 | 0 | 0.0038661 | 0.18705 | 0.50287 | 0.58461 | 0.58107 | 0.55618 | 0.58432 | 0.60099 | 0.56585 | 0.31848 | 0.025304 | 5.2758e-07 | 0 | 9.9392e-06 | 2.0287e-05 | 8.9127e-06 | 0 | 0 | 997 | 2021-12-16 | 12 | 0 | 0 | 0 | 0 | 0 | 0 | 0 | 0.0016052 | 0.072796 | 0.16013 | 0.27854 | 0.43812 | 0.22372 | 0.31882 | 0.27937 | 0.14445 | 0.03477 | 0 | 0 | 0 | 0 | 0 | 0 | 0
4204.81 | 2021-12-20 | 12 | 1.126e-06 | 3.9207e-07 | 1.0126e-07 | 2.4761e-07 | 1.117e-07 | -1.3219e-08 | 0.0031692 | 0.18145 | 0.53079 | 0.67608 | 0.72556 | 0.64622 | 0.60925 | 0.53339 | 0.34992 | 0.12853 | 0.0072243 | 5.3249e-06 | 5.0919e-06 | 8.3168e-06 | 5.8983e-06 | 4.6869e-06 | 3.8338e-06 | 1.796e-06 | 5336.82 | 2021-12-20 | 12 | 0 | 0 | 0 | 0 | 0 | 0 | 0.002691 | 0.19036 | 0.5756 | 0.63336 | 0.6397 | 0.52021 | 0.46476 | 0.43614 | 0.28551 | 0.11186 | 0.011693 | 5.8873e-07 | 0 | 1.3524e-05 | 0 | 0 | 0 | 0 | 997 | 2021-12-20 | 12 | 0 | 0 | 0 | 0 | 0 | 0 | 0 | 0 | 0.074129 | 0.23022 | 0.39964 | 0.48107 | 0.42111 | 0.32679 | 0.27106 | 0.095082 | 0 | 0 | 0 | 0 | 0 | 0 | 0 | 0
4215.81 | 2022-01-03 | 1 | 9.4072e-06 | 9.9382e-06 | 2.4897e-06 | 1.7334e-06 | 2.1405e-05 | 6.7018e-06 | 0.0019494 | 0.16636 | 0.53131 | 0.71395 | 0.7697 | 0.77277 | 0.76428 | 0.72534 | 0.62517 | 0.33358 | 0.038673 | 6.2058e-06 | 8.4495e-06 | 7.7889e-06 | 8.7557e-06 | 7.3203e-06 | 1.744e-05 | 5.4828e-06 | 5336.82 | 2022-01-03 | 1 | 0 | 0 | 0 | 0 | 0 | 0 | 0.0014386 | 0.18786 | 0.63707 | 0.75123 | 0.70748 | 0.67181 | 0.66633 | 0.68722 | 0.69771 | 0.4173 | 0.057968 | 2.4139e-05 | 0 | 9.1453e-06 | 0 | 0 | 0 | 0 | 997 | 2022-01-03 | 1 | 0 | 0 | 0 | 0 | 0 | 0 | 0 | 0.00014102 | 0.10317 | 0.33366 | 0.40986 | 0.51582 | 0.50516 | 0.34266 | 0.32396 | 0.22891 | 0.10408 | 0.0034891 | 0 | 0 | 0 | 0 | 0 | 0
4215.81 | 2022-01-04 | 1 | 2.4454e-06 | 1.3102e-06 | 4.212e-07 | 3.4279e-07 | 7.582e-06 | 1.4407e-06 | 0.0022826 | 0.14891 | 0.50161 | 0.69364 | 0.75339 | 0.75623 | 0.72549 | 0.71086 | 0.64628 | 0.36277 | 0.042095 | 6.2167e-06 | 1.0037e-05 | 9.0801e-06 | 7.0354e-06 | 6.6349e-06 | 3.5874e-06 | 2.5346e-06 | 5336.82 | 2022-01-04 | 1 | 0 | 0 | 0 | 0 | 0 | 0 | 0.0014194 | 0.15834 | 0.56687 | 0.69678 | 0.69852 | 0.65378 | 0.66757 | 0.69592 | 0.71233 | 0.46815 | 0.066442 | 1.1003e-06 | 2.9387e-08 | 7.2049e-06 | 7.7149e-06 | 0 | 0 | 0 | 997 | 2022-01-04 | 1 | 0 | 0 | 0 | 0 | 0 | 0 | 0 | 0 | 0.090182 | 0.36795 | 0.51551 | 0.52229 | 0.49595 | 0.55479 | 0.572 | 0.46678 | 0.13247 | 0.0014122 | 0 | 0 | 0 | 0 | 0 | 0
4215.81 | 2022-01-31 | 1 | 1.5697e-05 | -4.7319e-07 | -5.9745e-07 | -9.0711e-08 | -7.1022e-07 | -4.5495e-07 | 0.005687 | 0.195 | 0.46628 | 0.54368 | 0.57828 | 0.55491 | 0.46466 | 0.45155 | 0.33874 | 0.18696 | 0.052881 | 0.0004588 | 0.00013475 | 0.00011585 | 9.8471e-05 | 0.00012665 | 0.00010036 | 6.2239e-05 | 5336.82 | 2022-01-31 | 1 | 0 | 0 | 0 | 0 | 0 | 0 | 0.004867 | 0.21696 | 0.426 | 0.43883 | 0.44891 | 0.45583 | 0.4141 | 0.40696 | 0.30413 | 0.20617 | 0.060971 | 0.00093374 | 2.6666e-06 | 1.7447e-05 | 3.1287e-06 | 2.9406e-07 | 1.8876e-06 | 5.9483e-06 | 997 | 2022-01-31 | 1 | 0 | 0 | 0 | 0 | 0 | 0 | 0 | 0.00013378 | 0.059871 | 0.23232 | 0.19029 | 0.10485 | 0.0079064 | 0 | 0.034032 | 0.0033338 | 0 | 0 | 0 | 0 | 0 | 0 | 0 | 0
4215.81 | 2022-01-10 | 1 | 6.0652e-05 | 6.3114e-05 | 6.6126e-05 | 6.8834e-05 | 7.1312e-05 | 7.3623e-05 | 0.001867 | 0.14002 | 0.43497 | 0.56762 | 0.56374 | 0.64187 | 0.62275 | 0.53247 | 0.42415 | 0.24768 | 0.031844 | 9.2074e-05 | 8.6921e-05 | 9.4736e-05 | 9.5863e-05 | 9.8191e-05 | 9.5687e-05 | 9.5509e-05 | 5336.82 | 2022-01-10 | 1 | 1.509e-08 | 0 | 0 | 0 | 6.3896e-11 | 1.33e-09 | 0.0015984 | 0.12964 | 0.36918 | 0.49805 | 0.51369 | 0.54672 | 0.56587 | 0.50488 | 0.45442 | 0.34385 | 0.046468 | 2.6764e-05 | 1.108e-05 | 1.5275e-05 | 2.6677e-05 | 2.1298e-08 | 0 | 0 | 997 | 2022-01-10 | 1 | 0 | 0 | 0 | 0 | 0 | 0 | 0 | 0.010737 | 0.13105 | 0.34667 | 0.42397 | 0.39824 | 0.26529 | 0.28424 | 0.064895 | 0.00080341 | 0 | 0 | 0 | 0 | 0 | 0 | 0 | 0
4215.81 | 2022-01-05 | 1 | 1.0627e-06 | -2.765e-07 | -7.1527e-07 | -4.1125e-07 | 2.0693e-08 | 4.4414e-06 | 0.0016018 | 0.15342 | 0.51508 | 0.70292 | 0.72465 | 0.70934 | 0.71859 | 0.72648 | 0.65125 | 0.36971 | 0.043995 | 4.5559e-06 | 6.8322e-06 | 7.4884e-06 | 9.7458e-06 | 5.265e-06 | 2.6258e-06 | 1.9502e-06 | 5336.82 | 2022-01-05 | 1 | 0 | 0 | 0 | 0 | 0 | 0 | 0.0012551 | 0.1738 | 0.60284 | 0.70301 | 0.64216 | 0.58076 | 0.59446 | 0.64125 | 0.67972 | 0.47343 | 0.067698 | 1.0963e-06 | 0 | 0 | 1.0135e-05 | 9.6575e-06 | 0 | 0 | 997 | 2022-01-05 | 1 | 0 | 0 | 0 | 0 | 0 | 0 | 0 | 0.0018468 | 0.18421 | 0.49295 | 0.57478 | 0.55933 | 0.54641 | 0.56154 | 0.561 | 0.44176 | 0.13163 | 0.0020019 | 0 | 0 | 0 | 0 | 0 | 0
4219.31 | 2022-02-23 | 2 | 3.6057e-06 | 4.1035e-06 | 1.1135e-05 | 8.2217e-06 | 1.0913e-05 | 1.5266e-05 | 0.012546 | 0.12662 | 0.3445 | 0.51201 | 0.60173 | 0.59819 | 0.68164 | 0.62797 | 0.62336 | 0.46146 | 0.22691 | 0.014304 | 1.0029e-05 | 1.4045e-05 | 9.6925e-06 | 9.8664e-06 | 3.5903e-06 | 3.3621e-06 | 5336.82 | 2022-02-23 | 2 | 0 | 0 | 0 | 0 | 0 | 0 | 0.014393 | 0.25671 | 0.57896 | 0.68292 | 0.6795 | 0.68178 | 0.6835 | 0.67934 | 0.65268 | 0.64382 | 0.37315 | 0.031455 | 4.8363e-06 | 5.2683e-06 | 2.13e-05 | 0 | 0 | 0 | 997 | 2022-02-23 | 2 | 0 | 0 | 0 | 0 | 0 | 0 | 0 | 0 | 0.023449 | 0.064884 | 0.082624 | 0.05123 | 0.049084 | 0.043574 | 0.091824 | 0.11275 | 0.13865 | 0.056395 | 0 | 0 | 0 | 0 | 0 | 0
4219.31 | 2022-02-22 | 2 | -4.9336e-07 | 1.1051e-05 | 1.2352e-05 | 2.416e-05 | 2.7653e-05 | 1.1819e-05 | 0.023006 | 0.28559 | 0.55063 | 0.66657 | 0.71554 | 0.75454 | 0.6519 | 0.61024 | 0.51301 | 0.44652 | 0.18491 | 0.0105 | 2.6498e-05 | 1.6578e-05 | 1.215e-05 | 1.3838e-05 | 6.0132e-06 | 4.431e-06 | 5336.82 | 2022-02-22 | 2 | 0 | 0 | 0 | 0 | 0 | 0 | 0.030479 | 0.40679 | 0.76135 | 0.78806 | 0.7559 | 0.70319 | 0.7045 | 0.60279 | 0.47012 | 0.44582 | 0.23312 | 0.016084 | 4.5468e-08 | 0 | 5.7634e-06 | 5.7042e-07 | 1.4503e-06 | 3.3915e-11 | 997 | 2022-02-22 | 2 | 0 | 0 | 0 | 0 | 0 | 0 | 0 | 0 | 0.13799 | 0.25995 | 0.23305 | 0.20135 | 0.21825 | 0.2131 | 0.1918 | 0.14463 | 0.11238 | 0.040293 | 0 | 0 | 0 | 0 | 0 | 0
4219.31 | 2022-02-24 | 2 | 1.3593e-05 | 2.8469e-06 | 1.6877e-09 | 4.658e-07 | 5.1478e-07 | 1.3617e-05 | 0.040568 | 0.38655 | 0.69394 | 0.79402 | 0.84447 | 0.84931 | 0.83816 | 0.79233 | 0.67254 | 0.57826 | 0.30202 | 0.021176 | 4.6882e-06 | 5.4775e-06 | 8.5361e-06 | 6.4202e-06 | 5.5397e-06 | 3.8341e-06 | 5336.82 | 2022-02-24 | 2 | 0 | 0 | 0 | 0 | 0 | 0 | 0.039959 | 0.46456 | 0.81151 | 0.85251 | 0.85097 | 0.85731 | 0.79043 | 0.75081 | 0.71318 | 0.61 | 0.38074 | 0.037343 | 1.4943e-08 | 5.2003e-07 | 2.1002e-06 | 1.0694e-06 | 0 | 0 | 997 | 2022-02-24 | 2 | 0 | 0 | 0 | 0 | 0 | 0 | 0 | 0 | 0.14009 | 0.31561 | 0.51608 | 0.57886 | 0.58506 | 0.60062 | 0.61219 | 0.59508 | 0.43607 | 0.11045 | 0 | 0 | 0 | 0 | 0 | 0
4219.31 | 2022-02-01 | 2 | 3.7409e-06 | 5.2993e-07 | -4.2833e-07 | -5.9224e-07 | -6.1759e-07 | -7.3098e-07 | 0.0019354 | 0.07559 | 0.34223 | 0.47246 | 0.62288 | 0.706 | 0.67273 | 0.50053 | 0.41592 | 0.2732 | 0.08144 | 0.0011116 | 0.00011865 | 0.00012605 | 0.00013196 | 0.00013394 | 0.0001255 | 0.00011952 | 5336.82 | 2022-02-01 | 2 | 1.0673e-05 | 9.2565e-06 | 4.6879e-06 | 0 | 0 | 0 | 0.0016567 | 0.09871 | 0.50139 | 0.55853 | 0.63068 | 0.6739 | 0.66914 | 0.59602 | 0.56457 | 0.45296 | 0.16172 | 0.002509 | 9.4303e-07 | 8.6585e-06 | 1.6157e-05 | 2.3626e-06 | 0 | 0 | 997 | 2022-02-01 | 2 | 0 | 0 | 0 | 0 | 0 | 0 | 0 | 0 | 0.00041709 | 0.024766 | 0.03053 | 0.11927 | 0.14233 | 0.10709 | 0.11723 | 0.16107 | 0.084434 | 0 | 0 | 0 | 0 | 0 | 0 | 0
4219.31 | 2022-02-10 | 2 | 2.4656e-05 | 5.5035e-07 | 6.7413e-08 | 3.964e-07 | 3.4747e-07 | 2.3146e-06 | 0.010905 | 0.26356 | 0.63847 | 0.78279 | 0.83078 | 0.84397 | 0.80933 | 0.84171 | 0.79275 | 0.59033 | 0.22154 | 0.0050222 | 0.00013118 | 0.00013248 | 0.00013036 | 0.0001304 | 0.00012845 | 0.00012672 | 5336.82 | 2022-02-10 | 2 | 1.6313e-09 | 0 | 0 | 0 | 0 | 0 | 0.010922 | 0.32629 | 0.74268 | 0.81433 | 0.80531 | 0.78237 | 0.77968 | 0.79687 | 0.76846 | 0.67624 | 0.30711 | 0.0098372 | 8.1611e-06 | 6.544e-07 | 2.0127e-06 | 2.4024e-06 | 2.5686e-05 | 8.6194e-11 | 997 | 2022-02-10 | 2 | 0 | 0 | 0 | 0 | 0 | 0 | 0 | 0.016592 | 0.28949 | 0.53198 | 0.54165 | 0.524 | 0.52107 | 0.53803 | 0.55846 | 0.52511 | 0.31644 | 0.063094 | 0 | 0 | 0 | 0 | 0 | 0
4219.31 | 2022-03-23 | 3 | 1.2777e-06 | -3.7805e-07 | 3.0657e-06 | -1.5288e-06 | -1.6286e-06 | 2.3138e-06 | 0.0025847 | 0.18901 | 0.57428 | 0.66958 | 0.70037 | 0.74939 | 0.77211 | 0.77106 | 0.71445 | 0.66868 | 0.57979 | 0.36728 | 0.076526 | 3.4339e-05 | 1.0216e-05 | 9.2833e-06 | 1.0829e-05 | 3.4221e-06 | 5436.82 | 2022-03-23 | 3 | 0 | 0 | 9.5617e-06 | 0 | 0 | 0.00015233 | 0.0084048 | 0.26429 | 0.72755 | 0.7593 | 0.77748 | 0.78506 | 0.78491 | 0.7813 | 0.77848 | 0.76643 | 0.73368 | 0.52314 | 0.12618 | 6.1991e-05 | 2.9451e-06 | 3.0269e-06 | 2.9498e-06 | 0 | 997 | 2022-03-23 | 3 | 0 | 0 | 0 | 0 | 0 | 0 | 0 | 0.032036 | 0.42771 | 0.86748 | 0.94541 | 0.94617 | 0.94111 | 0.94136 | 0.94674 | 0.94736 | 0.91061 | 0.77551 | 0.28615 | 0.025232 | 0 | 0 | 0 | 0
4219.31 | 2022-03-24 | 3 | 1.8658e-06 | 6.4144e-07 | -1.4355e-06 | -1.5555e-06 | -1.8191e-06 | -1.0118e-06 | 0.0031996 | 0.19388 | 0.57853 | 0.75076 | 0.80121 | 0.84655 | 0.8594 | 0.86386 | 0.84901 | 0.81169 | 0.71664 | 0.44663 | 0.076489 | 2.6379e-05 | 9.1985e-06 | 9.8897e-06 | 7.4209e-06 | 1.0627e-05 | 5436.82 | 2022-03-24 | 3 | 0 | 1.3795e-11 | 0 | 0 | 0 | 0.00024644 | 0.009739 | 0.27266 | 0.73296 | 0.81573 | 0.81929 | 0.8511 | 0.87551 | 0.89484 | 0.89102 | 0.88612 | 0.8486 | 0.61226 | 0.13062 | 4.7143e-05 | 4.0751e-06 | 1.4654e-05 | 6.0056e-06 | 1.6317e-05 | 997 | 2022-03-24 | 3 | 0 | 0 | 0 | 0 | 0 | 0 | 0 | 0.03934 | 0.46124 | 0.88304 | 0.94426 | 0.91328 | 0.8551 | 0.93913 | 0.9457 | 0.94013 | 0.90005 | 0.77318 | 0.29107 | 0.0243 | 0 | 0 | 0 | 0
4219.31 | 2022-03-22 | 3 | -8.1344e-07 | -2.1333e-06 | -2.1119e-06 | -2.4302e-06 | -2.1235e-06 | -1.302e-06 | 0.0021831 | 0.17086 | 0.54669 | 0.72872 | 0.75054 | 0.78148 | 0.81114 | 0.79441 | 0.78146 | 0.76967 | 0.63694 | 0.42084 | 0.073356 | 2.3489e-05 | 1.2536e-05 | 8.4156e-06 | 9.4125e-06 | 3.8461e-06 | 5436.82 | 2022-03-22 | 3 | 0 | 0 | 0 | 0 | 0 | 0.00019037 | 0.0072591 | 0.23568 | 0.7058 | 0.8138 | 0.71856 | 0.69605 | 0.66972 | 0.6827 | 0.71275 | 0.7956 | 0.70239 | 0.56385 | 0.123 | 4.7929e-05 | 5.2101e-07 | 2.1337e-07 | 2.1055e-06 | 0 | 997 | 2022-03-22 | 3 | 0 | 0 | 0 | 0 | 0 | 0 | 0 | 0.01796 | 0.32178 | 0.78921 | 0.85549 | 0.81982 | 0.82718 | 0.83974 | 0.92149 | 0.92661 | 0.891 | 0.74432 | 0.26718 | 0.018214 | 0 | 0 | 0 | 0
4219.31 | 2022-03-25 | 3 | 1.7347e-06 | 4.0164e-07 | -3.7585e-07 | -1.0675e-06 | -1.2164e-06 | -1.711e-06 | 0.0038449 | 0.18654 | 0.55978 | 0.74919 | 0.81971 | 0.85386 | 0.85587 | 0.85048 | 0.83204 | 0.76811 | 0.59035 | 0.3301 | 0.056175 | 4.1179e-05 | 9.8695e-06 | 1.0408e-05 | 9.6144e-06 | 4.3186e-06 | 5436.82 | 2022-03-25 | 3 | 0 | 0 | 0 | 0 | 0 | 0.00024261 | 0.0098067 | 0.26102 | 0.7226 | 0.84004 | 0.87439 | 0.87708 | 0.85163 | 0.85604 | 0.8624 | 0.77163 | 0.63052 | 0.40689 | 0.084654 | 7.7309e-05 | 1.273e-06 | 3.2586e-05 | 1.0337e-06 | 0 | 997 | 2022-03-25 | 3 | 0 | 0 | 0 | 0 | 0 | 0 | 0 | 0.041959 | 0.35777 | 0.72736 | 0.74701 | 0.79316 | 0.73078 | 0.71502 | 0.69596 | 0.6217 | 0.45566 | 0.23547 | 0.070651 | 0.0029255 | 0 | 0 | 0 | 0
4219.31 | 2022-03-01 | 3 | 1.0101e-05 | -1.1552e-06 | -2.1919e-06 | -1.7623e-06 | -2.0014e-06 | 1.5123e-05 | 0.048759 | 0.35947 | 0.61771 | 0.7157 | 0.74499 | 0.75487 | 0.7506 | 0.73733 | 0.67627 | 0.56368 | 0.30191 | 0.025556 | 4.9514e-06 | 5.899e-06 | 4.5549e-06 | 5.1404e-06 | 3.2651e-06 | 9.2786e-07 | 5436.82 | 2022-03-01 | 3 | 0 | 0 | 0 | 0 | 0 | 7.9938e-08 | 0.063922 | 0.51746 | 0.79733 | 0.80589 | 0.77596 | 0.77047 | 0.77541 | 0.7768 | 0.76974 | 0.67681 | 0.44147 | 0.048029 | 0 | 3.8366e-06 | 6.4213e-06 | 2.031e-07 | 0 | 2.5339e-06 | 997 | 2022-03-01 | 3 | 0 | 0 | 0 | 0 | 0 | 0 | 0.00090131 | 0.13239 | 0.54558 | 0.72328 | 0.84303 | 0.84741 | 0.84831 | 0.8739 | 0.89611 | 0.87121 | 0.65252 | 0.16436 | 0.0034296 | 0 | 0 | 0 | 0 | 0
4219.31 | 2022-04-08 | 4 | 3.2512e-05 | 3.7526e-05 | 7.4504e-05 | 0.00012926 | 0.00018323 | 0.00021774 | 0.022108 | 0.27889 | 0.6072 | 0.71758 | 0.8056 | 0.83948 | 0.84504 | 0.84663 | 0.83685 | 0.79238 | 0.69085 | 0.45246 | 0.1049 | 0.00054959 | 4.6029e-05 | 4.4073e-05 | 4.004e-05 | 3.5054e-05 | 5492.65 | 2022-04-08 | 4 | 1.6996e-06 | 0 | 0 | 0 | 0 | 0 | 0.03223 | 0.40678 | 0.75736 | 0.81634 | 0.84524 | 0.90145 | 0.90786 | 0.90445 | 0.90109 | 0.8919 | 0.85808 | 0.6623 | 0.18791 | 0.0015841 | 1.8372e-06 | 7.4483e-06 | 2.6424e-07 | 0 | 997 | 2022-04-08 | 4 | 0 | 0 | 0 | 0 | 0 | 0 | 0 | 0.07723 | 0.62564 | 0.92368 | 0.9607 | 0.95906 | 0.95727 | 0.95364 | 0.95777 | 0.95935 | 0.93231 | 0.81247 | 0.3473 | 0.042806 | 0 | 0 | 0 | 0
4219.31 | 2022-04-07 | 4 | 3.3027e-05 | 3.7138e-05 | 7.667e-05 | 0.00013438 | 0.00018222 | 0.00021594 | 0.019931 | 0.27308 | 0.58368 | 0.72545 | 0.78376 | 0.85106 | 0.8538 | 0.86368 | 0.8446 | 0.80164 | 0.70761 | 0.47106 | 0.10563 | 0.00053223 | 4.2084e-05 | 4.7891e-05 | 3.875e-05 | 3.33e-05 | 5492.65 | 2022-04-07 | 4 | 0 | 1.1877e-05 | 0 | 0 | 0 | 4.0093e-06 | 0.026593 | 0.39101 | 0.78694 | 0.84969 | 0.85417 | 0.89936 | 0.87274 | 0.86619 | 0.89907 | 0.87546 | 0.80677 | 0.63882 | 0.1821 | 0.0017734 | 0.0014179 | 0.0026442 | 0.0038668 | 0.0046235 | 997 | 2022-04-07 | 4 | 0 | 0 | 0 | 0 | 0 | 0 | 0 | 0.051392 | 0.51007 | 0.8652 | 0.93251 | 0.93598 | 0.93511 | 0.94595 | 0.95513 | 0.94737 | 0.9033 | 0.75418 | 0.31781 | 0.03217 | 0 | 0 | 0 | 0
4219.31 | 2022-04-06 | 4 | 6.6013e-05 | 6.0292e-05 | 9.7171e-05 | 0.00016387 | 0.00021297 | 0.00025012 | 0.01709 | 0.24984 | 0.59419 | 0.68644 | 0.71439 | 0.77787 | 0.82051 | 0.88071 | 0.87677 | 0.78792 | 0.68643 | 0.47867 | 0.10406 | 0.00049401 | 4.6318e-05 | 4.3849e-05 | 3.7853e-05 | 3.4901e-05 | 5492.65 | 2022-04-06 | 4 | 0 | 0 | 0 | 0 | 0 | 2.3695e-07 | 0.022329 | 0.37013 | 0.73539 | 0.77835 | 0.78079 | 0.81143 | 0.83021 | 0.83126 | 0.82388 | 0.80108 | 0.75085 | 0.61537 | 0.17391 | 0.001398 | 3.7976e-07 | 1.1314e-06 | 5.7599e-06 | 1.1629e-06 | 997 | 2022-04-06 | 4 | 0 | 0 | 0 | 0 | 0 | 0 | 0 | 0.052314 | 0.45043 | 0.83742 | 0.9308 | 0.93557 | 0.93223 | 0.93947 | 0.94073 | 0.91984 | 0.87979 | 0.71773 | 0.28694 | 0.027544 | 0 | 0 | 0 | 0
4219.31 | 2022-04-25 | 4 | 1.4589e-06 | 1.3592e-05 | 6.0656e-05 | 0.0001187 | 0.00016787 | 0.00029635 | 0.064508 | 0.38645 | 0.67404 | 0.78297 | 0.85256 | 0.88993 | 0.89377 | 0.89217 | 0.87969 | 0.80646 | 0.69879 | 0.48359 | 0.14598 | 0.0028048 | 8.8861e-06 | 7.5761e-06 | 8.7053e-06 | 9.2684e-06 | 5492.65 | 2022-04-25 | 4 | 0 | 0 | 0 | 0 | 0 | 4.8809e-05 | 0.089923 | 0.54587 | 0.8337 | 0.90262 | 0.90961 | 0.9048 | 0.92798 | 0.91683 | 0.9165 | 0.8977 | 0.81108 | 0.70452 | 0.254 | 0.0072857 | 3.2497e-06 | 3.6091e-06 | 2.8054e-06 | 0 | 997 | 2022-04-25 | 4 | 0 | 0 | 0 | 0 | 0 | 0 | 0.0032121 | 0.13693 | 0.68533 | 0.9007 | 0.94998 | 0.93714 | 0.90224 | 0.81659 | 0.74969 | 0.72376 | 0.4445 | 0.41074 | 0.26072 | 0.040401 | 0 | 0 | 0 | 0
4219.31 | 2022-04-26 | 4 | 1.9671e-06 | 1.4208e-05 | 6.0396e-05 | 0.00011978 | 0.00016919 | 0.00032619 | 0.059975 | 0.32 | 0.55838 | 0.69754 | 0.66219 | 0.74242 | 0.70805 | 0.71635 | 0.64134 | 0.6 | 0.57756 | 0.40092 | 0.12331 | 0.0037799 | 7.6882e-06 | 8.5083e-06 | 5.9254e-06 | 2.9493e-06 | 5492.65 | 2022-04-26 | 4 | 1.5174e-06 | 0 | 0 | 0 | 1.8987e-08 | 4.32e-05 | 0.084303 | 0.44661 | 0.54134 | 0.61811 | 0.62767 | 0.75887 | 0.75159 | 0.76427 | 0.6727 | 0.62035 | 0.59161 | 0.5284 | 0.16009 | 0.0051103 | 1.2744e-12 | 0 | 3.6923e-07 | 0 | 997 | 2022-04-26 | 4 | 0 | 0 | 0 | 0 | 0 | 0 | 0 | 0.011124 | 0.22826 | 0.43241 | 0.29578 | 0.21688 | 0.22099 | 0.29588 | 0.3442 | 0.35304 | 0.28096 | 0.15712 | 0.066884 | 0 | 0 | 0 | 0 | 0
4219.31 | 2022-05-25 | 5 | 2.7281e-06 | 1.4068e-05 | 5.3123e-05 | 0.00010141 | 0.00014208 | 0.0028579 | 0.14442 | 0.4663 | 0.6874 | 0.80556 | 0.88407 | 0.92622 | 0.93293 | 0.92724 | 0.90229 | 0.8381 | 0.73279 | 0.55624 | 0.23981 | 0.019939 | 7.9353e-06 | 9.2341e-06 | 6.2044e-06 | 4.0258e-06 | 5742.65 | 2022-05-25 | 5 | 0 | 0 | 0 | 1.5048e-06 | 2.6387e-05 | 0.0040607 | 0.23452 | 0.67322 | 0.84605 | 0.88609 | 0.9035 | 0.88659 | 0.909 | 0.87352 | 0.89726 | 0.88165 | 0.87024 | 0.75324 | 0.37988 | 0.046827 | 4.3944e-06 | 5.7226e-06 | 0 | 0 | 997 | 2022-05-25 | 5 | 0 | 0 | 0 | 0 | 0 | 0 | 0.057869 | 0.32032 | 0.72029 | 0.88425 | 0.90465 | 0.90036 | 0.90091 | 0.90068 | 0.9015 | 0.88658 | 0.85086 | 0.76071 | 0.49471 | 0.13507 | 0 | 0 | 0 | 0
4219.31 | 2022-05-24 | 5 | 1.0817e-06 | 1.2966e-05 | 5.4438e-05 | 0.00010574 | 0.00014809 | 0.0033058 | 0.14174 | 0.46111 | 0.67934 | 0.80647 | 0.88905 | 0.92619 | 0.92985 | 0.92286 | 0.89892 | 0.83208 | 0.72994 | 0.5479 | 0.23328 | 0.019176 | 1.1847e-05 | 9.2838e-06 | 8.5351e-06 | 6.1738e-06 | 5742.65 | 2022-05-24 | 5 | 0 | 0 | 0 | 1.264e-06 | 2.2362e-05 | 0.0039313 | 0.22177 | 0.66497 | 0.84308 | 0.88918 | 0.90925 | 0.91485 | 0.90539 | 0.90678 | 0.90436 | 0.89366 | 0.86458 | 0.76163 | 0.39369 | 0.044377 | 7.4921e-06 | 5.9153e-06 | 9.9584e-07 | 0 | 997 | 2022-05-24 | 5 | 0 | 0 | 0 | 0 | 0 | 0 | 0.055594 | 0.32441 | 0.71346 | 0.83468 | 0.85118 | 0.8512 | 0.8498 | 0.85267 | 0.84922 | 0.8453 | 0.82873 | 0.76521 | 0.53616 | 0.15042 | 0.00068851 | 0 | 0 | 0
4219.31 | 2022-05-18 | 5 | 3.2222e-06 | 2.1676e-05 | 5.7153e-05 | 0.00011284 | 0.00015613 | 0.002406 | 0.12746 | 0.45254 | 0.63637 | 0.79636 | 0.88776 | 0.92789 | 0.93756 | 0.93303 | 0.90635 | 0.84104 | 0.73709 | 0.54364 | 0.21433 | 0.01301 | 7.5936e-06 | 8.4072e-06 | 5.6682e-06 | 3.4847e-06 | 5742.65 | 2022-05-18 | 5 | 6.5459e-07 | 2.7177e-07 | 2.1097e-06 | 3.5762e-06 | 3.584e-06 | 0.0028516 | 0.18976 | 0.63178 | 0.82084 | 0.88747 | 0.92392 | 0.93897 | 0.94436 | 0.94757 | 0.94281 | 0.9319 | 0.90256 | 0.7868 | 0.37457 | 0.029498 | 1.2854e-05 | 9.1773e-06 | 7.5702e-06 | 0 | 997 | 2022-05-18 | 5 | 0 | 0 | 0 | 0 | 0 | 0 | 0.045064 | 0.25947 | 0.65759 | 0.82113 | 0.85083 | 0.84722 | 0.84611 | 0.8509 | 0.85026 | 0.84431 | 0.82107 | 0.69723 | 0.44252 | 0.10503 | 0.0013188 | 0 | 0 | 0
4219.31 | 2022-05-26 | 5 | 1.828e-06 | -3.5631e-08 | -1.0716e-06 | -1.243e-06 | -1.308e-06 | 0.0032151 | 0.14428 | 0.46292 | 0.66848 | 0.77988 | 0.83816 | 0.87257 | 0.87586 | 0.87266 | 0.85278 | 0.80408 | 0.72395 | 0.55752 | 0.23342 | 0.016568 | 7.4771e-06 | 8.4621e-06 | 7.9104e-06 | 3.2696e-06 | 5742.65 | 2022-05-26 | 5 | 0 | 0 | 0 | 1.3868e-06 | 2.364e-05 | 0.0045256 | 0.23617 | 0.67496 | 0.84942 | 0.87077 | 0.88866 | 0.89476 | 0.89313 | 0.89504 | 0.89133 | 0.88054 | 0.85322 | 0.77487 | 0.3905 | 0.032277 | 4.2754e-06 | 5.3532e-06 | 0 | 0 | 997 | 2022-05-26 | 5 | 0 | 0 | 0 | 0 | 0 | 0 | 0.048865 | 0.35818 | 0.71643 | 0.84113 | 0.90955 | 0.96386 | 0.9593 | 0.94742 | 0.92178 | 0.80339 | 0.72859 | 0.75894 | 0.53488 | 0.1326 | 0 | 0 | 0 | 0
4219.31 | 2022-05-14 | 5 | 6.5055e-06 | 1.7334e-05 | 6.1417e-05 | 0.00011672 | 0.00016086 | 0.0019265 | 0.12587 | 0.44165 | 0.64813 | 0.76968 | 0.8499 | 0.90508 | 0.92039 | 0.89421 | 0.90874 | 0.84461 | 0.73909 | 0.54737 | 0.2126 | 0.012268 | 2.0294e-05 | 1.7821e-05 | 1.5003e-05 | 1.0792e-05 | 5742.65 | 2022-05-14 | 5 | 6.9744e-07 | 0 | 0 | 0 | 0 | 0.0020423 | 0.20308 | 0.65382 | 0.83422 | 0.8674 | 0.88996 | 0.90048 | 0.8997 | 0.86886 | 0.85803 | 0.86031 | 0.83586 | 0.73472 | 0.34264 | 0.02792 | 4.2744e-06 | 5.1379e-06 | 2.7248e-07 | 0 | 997 | 2022-05-14 | 5 | 0 | 0 | 0 | 0 | 0 | 0 | 0.041572 | 0.39987 | 0.81464 | 0.93891 | 0.96252 | 0.97381 | 0.97303 | 0.96453 | 0.92241 | 0.96964 | 0.94429 | 0.82614 | 0.54495 | 0.11588 | 0.0033953 | 0 | 0 | 0
4219.31 | 2022-06-27 | 6 | 1.0684e-05 | 6.4328e-06 | 4.4978e-06 | 3.1929e-06 | 2.2489e-06 | 0.0014143 | 0.12198 | 0.41794 | 0.64233 | 0.76781 | 0.84871 | 0.89413 | 0.90229 | 0.87288 | 0.86085 | 0.78769 | 0.66951 | 0.54001 | 0.27231 | 0.03769 | 5.4732e-05 | 2.4551e-05 | 1.9444e-05 | 1.7436e-05 | 5742.65 | 2022-06-27 | 6 | 0 | 0 | 0 | 0 | 5.9023e-05 | 0.0026778 | 0.21336 | 0.64702 | 0.83589 | 0.8883 | 0.90856 | 0.91495 | 0.92095 | 0.91447 | 0.89702 | 0.889 | 0.84572 | 0.76509 | 0.43779 | 0.086327 | 0.0001388 | 6.4833e-06 | 3.9992e-07 | 4.6001e-06 | 997 | 2022-06-27 | 6 | 0 | 0 | 0 | 0 | 0 | 0 | 0.022368 | 0.25866 | 0.6801 | 0.85312 | 0.91641 | 0.94239 | 0.95206 | 0.82605 | 0.66954 | 0.76613 | 0.68159 | 0.47127 | 0.33956 | 0.09547 | 0.008858 | 0 | 0 | 0
4219.31 | 2022-06-28 | 6 | 1.7355e-05 | 1.4084e-05 | 6.5212e-06 | 5.2128e-06 | 8.3309e-06 | 0.0022737 | 0.1216 | 0.4093 | 0.62481 | 0.74662 | 0.8233 | 0.87818 | 0.87952 | 0.84748 | 0.80869 | 0.74521 | 0.65782 | 0.52754 | 0.22948 | 0.034738 | 5.1771e-05 | 2.9978e-05 | 1.8817e-05 | 1.306e-05 | 5742.65 | 2022-06-28 | 6 | 6.8072e-06 | 7.3961e-09 | 0 | 0 | 5.8783e-05 | 0.0033637 | 0.21717 | 0.64666 | 0.8298 | 0.8759 | 0.8967 | 0.90872 | 0.90627 | 0.89095 | 0.87579 | 0.84837 | 0.84149 | 0.75782 | 0.46201 | 0.091796 | 9.936e-05 | 1.2007e-05 | 6.6556e-06 | 0 | 997 | 2022-06-28 | 6 | 0 | 0 | 0 | 0 | 0 | 0 | 0.015776 | 0.25176 | 0.68713 | 0.87091 | 0.92818 | 0.9306 | 0.73416 | 0.62756 | 0.71286 | 0.82397 | 0.71337 | 0.54367 | 0.48239 | 0.1741 | 0.0006794 | 0 | 0 | 0
4219.31 | 2022-06-23 | 6 | 1.3714e-05 | 1.2991e-05 | 4.8452e-06 | 3.2815e-06 | 6.9202e-06 | 0.0030836 | 0.13365 | 0.43338 | 0.65292 | 0.77321 | 0.85081 | 0.88691 | 0.87974 | 0.85137 | 0.82582 | 0.75833 | 0.6718 | 0.54024 | 0.27667 | 0.036788 | 4.753e-05 | 2.1366e-05 | 2.2796e-05 | 1.3625e-05 | 5742.65 | 2022-06-23 | 6 | 5.8525e-06 | 7.0021e-06 | 0 | 0 | 6.4721e-05 | 0.0047777 | 0.22598 | 0.6786 | 0.85424 | 0.90219 | 0.92016 | 0.91781 | 0.91347 | 0.84055 | 0.86293 | 0.86758 | 0.84037 | 0.76653 | 0.46297 | 0.083132 | 7.4208e-05 | 6.1903e-06 | 9.1382e-07 | 0 | 997 | 2022-06-23 | 6 | 0 | 0 | 0 | 0 | 0 | 0 | 0 | 0.11301 | 0.52915 | 0.71396 | 0.79995 | 0.92984 | 0.82838 | 0.67818 | 0.75153 | 0.85691 | 0.82766 | 0.72845 | 0.54764 | 0.18411 | 0.011085 | 0 | 0 | 0
4219.31 | 2022-06-24 | 6 | 1.0595e-05 | 7.3762e-06 | 5.3721e-06 | 3.5559e-06 | 2.7465e-06 | 0.0018968 | 0.12734 | 0.43179 | 0.65167 | 0.77211 | 0.84413 | 0.88957 | 0.89043 | 0.88601 | 0.86621 | 0.81075 | 0.72251 | 0.56034 | 0.27755 | 0.037621 | 4.994e-05 | 2.1358e-05 | 1.592e-05 | 1.1607e-05 | 5742.65 | 2022-06-24 | 6 | 0 | 0 | 0 | 5.207e-09 | 6.2162e-05 | 0.0035259 | 0.22598 | 0.66332 | 0.84191 | 0.87925 | 0.91028 | 0.91349 | 0.91764 | 0.91368 | 0.90618 | 0.89165 | 0.86764 | 0.7953 | 0.48053 | 0.088508 | 8.8573e-05 | 5.5681e-06 | 3.0014e-07 | 0 | 997 | 2022-06-24 | 6 | 0 | 0 | 0 | 0 | 0 | 0 | 0.063516 | 0.34552 | 0.69009 | 0.90857 | 0.95981 | 0.95984 | 0.81895 | 0.92661 | 0.95698 | 0.94991 | 0.93053 | 0.85887 | 0.63776 | 0.21107 | 0.0051896 | 0 | 0 | 0
4219.31 | 2022-06-21 | 6 | 7.3755e-06 | 4.463e-06 | 2.8995e-06 | 1.6877e-06 | 1.3579e-06 | 0.0043135 | 0.1458 | 0.44713 | 0.65517 | 0.77484 | 0.83942 | 0.87776 | 0.88198 | 0.90584 | 0.85028 | 0.78758 | 0.6417 | 0.46168 | 0.20898 | 0.034792 | 4.6302e-05 | 2.0535e-05 | 1.602e-05 | 1.9398e-05 | 5742.65 | 2022-06-21 | 6 | 0 | 0 | 0 | 0 | 0 | 0.0060213 | 0.25781 | 0.70425 | 0.87656 | 0.90819 | 0.92062 | 0.93233 | 0.92743 | 0.92268 | 0.89446 | 0.84485 | 0.84094 | 0.76197 | 0.44523 | 0.086792 | 0.00058679 | 5.9402e-06 | 3.702e-06 | 2.266e-06 | 997 | 2022-06-21 | 6 | 0 | 0 | 0 | 0 | 0 | 0 | 0.033437 | 0.34171 | 0.70841 | 0.80412 | 0.8453 | 0.84794 | 0.82492 | 0.7885 | 0.78861 | 0.73541 | 0.58861 | 0.56106 | 0.40713 | 0.15841 | 0.00040845 | 0 | 0 | 0
4219.31 | 2022-07-18 | 7 | -2.2804e-06 | -2.5361e-06 | -2.499e-06 | -3.4559e-06 | -3.2048e-06 | 4.4814e-05 | 0.056349 | 0.23762 | 0.45159 | 0.64444 | 0.79155 | 0.86144 | 0.87544 | 0.88167 | 0.83115 | 0.77257 | 0.60881 | 0.43548 | 0.20024 | 0.02451 | -1.6743e-06 | 1.7469e-07 | 1.9588e-07 | -3.8726e-06 | 5742.65 | 2022-07-18 | 7 | 1.3945e-05 | 5.3937e-07 | 4.506e-06 | 3.067e-07 | 1.6193e-05 | 0.00037346 | 0.09883 | 0.3889 | 0.67579 | 0.78972 | 0.8704 | 0.88241 | 0.88285 | 0.89238 | 0.86706 | 0.85819 | 0.79179 | 0.65697 | 0.41185 | 0.0656 | 1.5546e-05 | 2.9385e-06 | 3.3242e-06 | 0 | 997 | 2022-07-18 | 7 | 0 | 0 | 0 | 0 | 0 | 0 | 0 | 0 | 0.14652 | 0.47706 | 0.51835 | 0.69115 | 0.62358 | 0.68514 | 0.6268 | 0.52871 | 0.24808 | 0.19563 | 0.15235 | 0.06308 | 0.0011705 | 0 | 0 | 0
4219.31 | 2022-07-19 | 7 | -3.0838e-06 | 3.2628e-07 | -4.4265e-06 | -4.8888e-06 | -4.081e-06 | 0.00018243 | 0.080617 | 0.35962 | 0.61547 | 0.74764 | 0.83598 | 0.87333 | 0.8675 | 0.80739 | 0.73879 | 0.71518 | 0.66264 | 0.50221 | 0.23495 | 0.02939 | -1.7058e-06 | -2.042e-06 | -3.2197e-06 | -3.1211e-06 | 5742.65 | 2022-07-19 | 7 | 4.3449e-07 | 2.5287e-06 | 0 | 0 | 2.2056e-05 | 0.00049536 | 0.13427 | 0.58269 | 0.81583 | 0.87631 | 0.89775 | 0.89365 | 0.90737 | 0.89438 | 0.88148 | 0.86127 | 0.80642 | 0.71711 | 0.41188 | 0.069245 | 4.7129e-05 | 3.8452e-06 | 1.9983e-08 | 0 | 997 | 2022-07-19 | 7 | 0 | 0 | 0 | 0 | 0 | 0 | 0.0013891 | 0.18547 | 0.66051 | 0.84806 | 0.89372 | 0.93574 | 0.92365 | 0.71881 | 0.58392 | 0.7794 | 0.84365 | 0.74024 | 0.54734 | 0.17375 | 0 | 0 | 0 | 0
4219.31 | 2022-07-20 | 7 | -2.9191e-06 | -4.0324e-06 | -4.5815e-06 | -4.5651e-06 | -4.8743e-06 | 0.00011519 | 0.07914 | 0.33411 | 0.54505 | 0.72872 | 0.80784 | 0.85381 | 0.84445 | 0.80512 | 0.74308 | 0.67457 | 0.61906 | 0.48661 | 0.23576 | 0.025688 | 3.5692e-06 | 4.6932e-06 | -2.2596e-06 | -3.9054e-06 | 5742.65 | 2022-07-20 | 7 | 0 | 0 | 0 | 0 | 2.018e-05 | 0.0003745 | 0.1145 | 0.51269 | 0.74496 | 0.85788 | 0.89435 | 0.89019 | 0.86459 | 0.81074 | 0.79889 | 0.73071 | 0.773 | 0.65957 | 0.40397 | 0.05177 | 4.8529e-05 | 9.1928e-07 | 3.8335e-07 | 0 | 997 | 2022-07-20 | 7 | 0 | 0 | 0 | 0 | 0 | 0 | 0.0081413 | 0.17481 | 0.56422 | 0.77755 | 0.87215 | 0.75575 | 0.62687 | 0.54604 | 0.37274 | 0.50498 | 0.6603 | 0.69887 | 0.56702 | 0.18245 | 0.0011851 | 0 | 0 | 0
4219.31 | 2022-07-11 | 7 | -1.9745e-06 | -4.1285e-06 | -3.8468e-06 | -4.3558e-06 | -4.5186e-06 | 0.00065811 | 0.105 | 0.39775 | 0.62937 | 0.76049 | 0.82962 | 0.88298 | 0.8812 | 0.87054 | 0.86225 | 0.80518 | 0.71262 | 0.55606 | 0.27605 | 0.036231 | 3.7769e-06 | -3.1375e-06 | -4.0229e-06 | -3.6503e-06 | 5742.65 | 2022-07-11 | 7 | 0 | 0 | 0 | 0 | 3.5433e-05 | 0.0013866 | 0.19619 | 0.65067 | 0.849 | 0.88438 | 0.90009 | 0.90372 | 0.89402 | 0.89629 | 0.89025 | 0.88145 | 0.85773 | 0.78437 | 0.49002 | 0.089044 | 4.6782e-05 | 1.2784e-06 | 4.4305e-08 | 0 | 997 | 2022-07-11 | 7 | 0 | 0 | 0 | 0 | 0 | 0 | 0.042868 | 0.3607 | 0.79201 | 0.91595 | 0.95234 | 0.96135 | 0.9533 | 0.94782 | 0.90462 | 0.91768 | 0.89368 | 0.81641 | 0.6124 | 0.21395 | 0.0042942 | 0 | 0 | 0
4219.31 | 2022-07-21 | 7 | -3.1954e-06 | -1.7146e-06 | -3.127e-06 | -4.1503e-06 | -4.9834e-06 | 6.0584e-05 | 0.059828 | 0.29633 | 0.47681 | 0.68739 | 0.77377 | 0.75348 | 0.7911 | 0.83117 | 0.75235 | 0.66476 | 0.64724 | 0.5288 | 0.2441 | 0.026014 | 2.7096e-06 | -2.5607e-06 | -2.8209e-06 | -4.0226e-06 | 5742.65 | 2022-07-21 | 7 | 4.4102e-06 | 2.914e-07 | 3.5201e-06 | 7.9368e-07 | 2.088e-05 | 0.00032295 | 0.097222 | 0.45384 | 0.68254 | 0.77425 | 0.81847 | 0.78499 | 0.82056 | 0.81184 | 0.74315 | 0.69935 | 0.75243 | 0.738 | 0.41976 | 0.065065 | 2.4419e-05 | 1.7486e-06 | 1.5964e-07 | 2.2865e-06 | 997 | 2022-07-21 | 7 | 0 | 0 | 0 | 0 | 0 | 0 | 0.021496 | 0.21588 | 0.493 | 0.69348 | 0.69483 | 0.59386 | 0.58612 | 0.51346 | 0.37977 | 0.54885 | 0.61852 | 0.70486 | 0.53181 | 0.17128 | 0.00051585 | 0 | 0 | 0
4219.31 | 2022-08-16 | 8 | 1.2698e-05 | 9.5892e-06 | 8.0163e-06 | 5.2497e-06 | 4.5171e-06 | 4.2749e-06 | 0.030755 | 0.26905 | 0.54376 | 0.67038 | 0.76193 | 0.84539 | 0.86345 | 0.80952 | 0.69432 | 0.63561 | 0.61033 | 0.41557 | 0.14515 | 0.0043684 | 3.5172e-05 | 3.7915e-05 | 2.2272e-05 | 2e-05 | 5873.65 | 2022-08-16 | 8 | 0 | 0 | 0 | 2.3969e-06 | 3.9064e-05 | 0.00026464 | 0.054085 | 0.43885 | 0.77269 | 0.79103 | 0.80897 | 0.83783 | 0.84704 | 0.73323 | 0.63081 | 0.64615 | 0.65537 | 0.5473 | 0.24283 | 0.011767 | 4.7331e-07 | 7.5445e-06 | 0 | 3.2133e-06 | 997 | 2022-08-16 | 8 | 0 | 0 | 0 | 0 | 0 | 0 | 0 | 0.022736 | 0.33853 | 0.31624 | 0.42426 | 0.46053 | 0.51474 | 0.5323 | 0.70707 | 0.56181 | 0.35955 | 0.29385 | 0.17515 | 0.023772 | 0 | 0 | 0 | 0
4219.31 | 2022-08-31 | 8 | 9.855e-06 | 9.3082e-06 | 5.5759e-06 | 3.6068e-06 | 2.992e-06 | 2.0087e-06 | 0.021803 | 0.2662 | 0.58397 | 0.74898 | 0.82914 | 0.87427 | 0.88652 | 0.87395 | 0.82268 | 0.77386 | 0.63742 | 0.37986 | 0.077594 | 0.00015667 | 3.2751e-05 | 2.9286e-05 | 2.5927e-05 | 1.9274e-05 | 5873.65 | 2022-08-31 | 8 | 5.484e-06 | 1.3529e-06 | 0 | 7.8864e-07 | 2.3406e-05 | 0.00019623 | 0.029944 | 0.38999 | 0.73504 | 0.81956 | 0.82947 | 0.82864 | 0.8239 | 0.82302 | 0.8099 | 0.79317 | 0.74608 | 0.4828 | 0.10764 | 0.00036526 | 4.7649e-06 | 1.1845e-06 | 1.874e-06 | 1.5343e-07 | 997 | 2022-08-31 | 8 | 0 | 0 | 0 | 0 | 0 | 0 | 0 | 0.0034415 | 0.31241 | 0.56348 | 0.72178 | 0.88101 | 0.92921 | 0.93444 | 0.8902 | 0.86245 | 0.74259 | 0.72318 | 0.327 | 0.043473 | 0 | 0 | 0 | 0
4219.31 | 2022-08-15 | 8 | 1.4701e-05 | 1.1747e-05 | 8.3862e-06 | 6.4532e-06 | 5.1967e-06 | 2.9686e-06 | 0.026067 | 0.25928 | 0.53818 | 0.70384 | 0.79797 | 0.84591 | 0.87416 | 0.8763 | 0.86142 | 0.76461 | 0.64814 | 0.4551 | 0.14467 | 0.0052564 | 3.3337e-05 | 2.8001e-05 | 1.9459e-05 | 1.5849e-05 | 5873.65 | 2022-08-15 | 8 | 0 | 0 | 0 | 1.9811e-06 | 2.2562e-05 | 0.00024944 | 0.053305 | 0.4273 | 0.74901 | 0.8581 | 0.88181 | 0.89103 | 0.88952 | 0.88555 | 0.886 | 0.84149 | 0.75907 | 0.55352 | 0.2764 | 0.015949 | 8.4074e-07 | 1.8051e-06 | 5.532e-07 | 0 | 997 | 2022-08-15 | 8 | 0 | 0 | 0 | 0 | 0 | 0 | 0 | 0.0066928 | 0.30896 | 0.5079 | 0.55666 | 0.60425 | 0.77766 | 0.82548 | 0.79725 | 0.75981 | 0.6145 | 0.48126 | 0.30252 | 0.042157 | 0 | 0 | 0 | 0
4219.31 | 2022-08-17 | 8 | 2.9375e-05 | 1.3783e-05 | 7.9817e-06 | 5.7152e-06 | 3.8871e-06 | 4.022e-06 | 0.035176 | 0.2826 | 0.59187 | 0.74805 | 0.83194 | 0.88383 | 0.89322 | 0.82933 | 0.82131 | 0.71885 | 0.631 | 0.45309 | 0.127 | 0.0041096 | 3.9452e-05 | 3.1771e-05 | 2.1279e-05 | 1.6465e-05 | 5873.65 | 2022-08-17 | 8 | 7.0207e-06 | 7.3824e-06 | 0 | 2.4017e-06 | 3.8704e-05 | 0.00025212 | 0.054735 | 0.44908 | 0.76561 | 0.85277 | 0.85146 | 0.86444 | 0.86311 | 0.77272 | 0.79864 | 0.74626 | 0.70385 | 0.60853 | 0.25553 | 0.010111 | 1.8538e-05 | 1.4442e-05 | 4.3241e-09 | 0 | 997 | 2022-08-17 | 8 | 0 | 0 | 0 | 0 | 0 | 0 | 0.0032773 | 0.089938 | 0.59588 | 0.84153 | 0.90498 | 0.92012 | 0.79741 | 0.49089 | 0.53073 | 0.42384 | 0.3922 | 0.44888 | 0.24049 | 0.052636 | 0 | 0 | 0 | 0
4219.31 | 2022-08-23 | 8 | 9.2325e-06 | 9.1907e-06 | 3.6325e-06 | 3.6281e-06 | 2.8368e-06 | 5.5187e-06 | 0.028375 | 0.27452 | 0.58549 | 0.67743 | 0.79351 | 0.88656 | 0.90173 | 0.88368 | 0.82774 | 0.7881 | 0.67063 | 0.44852 | 0.12417 | 0.0018732 | 3.807e-05 | 4.1897e-05 | 1.7042e-05 | 1.2175e-05 | 5873.65 | 2022-08-23 | 8 | 3.9849e-06 | 3.6689e-06 | 0 | 1.1105e-06 | 2.6342e-05 | 0.00021809 | 0.038579 | 0.40142 | 0.75105 | 0.83569 | 0.85528 | 0.84482 | 0.83987 | 0.85205 | 0.84521 | 0.84024 | 0.80064 | 0.63778 | 0.22667 | 0.0059341 | 9.7493e-07 | 1.4231e-06 | 2.7893e-06 | 2.0015e-07 | 997 | 2022-08-23 | 8 | 0 | 0 | 0 | 0 | 0 | 0 | 0 | 0.017562 | 0.52547 | 0.81491 | 0.90095 | 0.92282 | 0.92428 | 0.92191 | 0.89639 | 0.80072 | 0.71963 | 0.62464 | 0.31331 | 0.051567 | 0 | 0 | 0 | 0
4219.31 | 2022-09-06 | 9 | 2.8476e-05 | 1.659e-05 | 1.2594e-05 | 1.0824e-05 | 8.7117e-06 | 6.9575e-06 | 0.016204 | 0.23925 | 0.56512 | 0.73252 | 0.82035 | 0.86268 | 0.87493 | 0.8717 | 0.8381 | 0.76821 | 0.64372 | 0.37634 | 0.065039 | 9.4129e-05 | 3.4352e-05 | 3.3047e-05 | 2.6937e-05 | 2.3109e-05 | 5873.65 | 2022-09-06 | 9 | 1.2905e-05 | 4.2316e-06 | 0 | 2.6735e-07 | 1.8203e-05 | 0.00013554 | 0.02254 | 0.34694 | 0.70238 | 0.8157 | 0.83433 | 0.83372 | 0.83106 | 0.83505 | 0.8275 | 0.81582 | 0.76532 | 0.52981 | 0.11427 | 0.0002042 | 4.6369e-06 | 1.1697e-05 | 0 | 1.6123e-08 | 997 | 2022-09-06 | 9 | 0 | 0 | 0 | 0 | 0 | 0 | 0 | 0.01277 | 0.49417 | 0.81679 | 0.89484 | 0.90561 | 0.90128 | 0.89187 | 0.88374 | 0.86448 | 0.80891 | 0.6444 | 0.24969 | 0.019527 | 0 | 0 | 0 | 0
4219.31 | 2022-09-07 | 9 | 1.7309e-05 | 1.3177e-05 | 1.1207e-05 | 7.8323e-06 | 8.0914e-06 | 7.2196e-06 | 0.013912 | 0.22814 | 0.55874 | 0.72885 | 0.81248 | 0.85744 | 0.87156 | 0.86544 | 0.83214 | 0.74403 | 0.61773 | 0.3488 | 0.060139 | 6.9627e-05 | 3.5256e-05 | 3.2136e-05 | 2.7399e-05 | 2.435e-05 | 5873.65 | 2022-09-07 | 9 | 0 | 0 | 2.9045e-08 | 5.1862e-07 | 2.3397e-05 | 0.00015683 | 0.019925 | 0.33621 | 0.71337 | 0.81864 | 0.83952 | 0.8423 | 0.83588 | 0.84261 | 0.84056 | 0.79895 | 0.72769 | 0.49366 | 0.10071 | 0.00020827 | 3.5616e-06 | 4.4606e-09 | 0 | 1.0113e-08 | 997 | 2022-09-07 | 9 | 0 | 0 | 0 | 0 | 0 | 0 | 0 | 0.014915 | 0.41996 | 0.77299 | 0.86776 | 0.88524 | 0.86958 | 0.8304 | 0.86579 | 0.84432 | 0.79172 | 0.59972 | 0.21553 | 0.01138 | 0 | 0 | 0 | 0
4219.31 | 2022-09-05 | 9 | 1.7684e-05 | 1.4299e-05 | 1.2595e-05 | 9.9259e-06 | 8.6104e-06 | 6.9878e-06 | 0.01652 | 0.24381 | 0.5712 | 0.73404 | 0.82458 | 0.86902 | 0.87979 | 0.87814 | 0.84901 | 0.77105 | 0.63578 | 0.36939 | 0.067983 | 0.0001002 | 4.1442e-05 | 3.6993e-05 | 3.016e-05 | 2.5626e-05 | 5873.65 | 2022-09-05 | 9 | 0 | 0 | 0 | 4.255e-07 | 1.9853e-05 | 0.00015605 | 0.023792 | 0.35356 | 0.72155 | 0.82288 | 0.84267 | 0.84437 | 0.84465 | 0.85127 | 0.84459 | 0.79787 | 0.72474 | 0.51749 | 0.11162 | 0.00014884 | 9.3772e-07 | 8.2756e-07 | 6.0099e-09 | 3.3822e-06 | 997 | 2022-09-05 | 9 | 0 | 0 | 0 | 0 | 0 | 0 | 0 | 0.010673 | 0.47643 | 0.8121 | 0.89057 | 0.90656 | 0.90792 | 0.90722 | 0.88576 | 0.88133 | 0.84942 | 0.71026 | 0.27699 | 0.024784 | 0 | 0 | 0 | 0
4219.31 | 2022-09-08 | 9 | 1.9057e-05 | 1.5286e-05 | 1.2e-05 | 1.1228e-05 | 9.9727e-06 | 7.5646e-06 | 0.0036996 | 0.10479 | 0.25911 | 0.37605 | 0.46947 | 0.60941 | 0.59082 | 0.56592 | 0.45723 | 0.44598 | 0.39837 | 0.22817 | 0.041727 | 5.2285e-05 | 3.0844e-05 | 2.7859e-05 | 2.8778e-05 | 2.0978e-05 | 5873.65 | 2022-09-08 | 9 | 5.7977e-06 | 4.7027e-08 | 0 | 0 | 1.4535e-05 | 0.00010864 | 0.0039372 | 0.13335 | 0.36527 | 0.4385 | 0.4737 | 0.61494 | 0.52783 | 0.57233 | 0.4631 | 0.48183 | 0.42857 | 0.29983 | 0.058505 | 6.5308e-05 | 9.5341e-09 | 0 | 1.0212e-05 | 7.4759e-09 | 997 | 2022-09-08 | 9 | 0 | 0 | 0 | 0 | 0 | 0 | 0 | 0.00074798 | 0.1872 | 0.32986 | 0.25931 | 0.20096 | 0.21475 | 0.079235 | 0.19527 | 0.10376 | 0.043999 | 0.077086 | 0.022295 | 0 | 0 | 0 | 0 | 0
4219.31 | 2022-09-01 | 9 | 1.5891e-05 | 1.2782e-05 | 1.1168e-05 | 8.4163e-06 | 6.8964e-06 | 6.6501e-06 | 0.017716 | 0.21988 | 0.47481 | 0.62358 | 0.77076 | 0.84457 | 0.87874 | 0.85571 | 0.77461 | 0.7053 | 0.56079 | 0.3421 | 0.082389 | 0.00030093 | 3.7786e-05 | 3.6203e-05 | 2.5034e-05 | 2.0275e-05 | 5873.65 | 2022-09-01 | 9 | 1.0328e-05 | 1.5902e-08 | 2.0413e-08 | 6.1144e-07 | 2.095e-05 | 5.7318e-05 | 0.024373 | 0.26843 | 0.45439 | 0.61061 | 0.74212 | 0.7809 | 0.82464 | 0.75417 | 0.64191 | 0.62108 | 0.60206 | 0.49673 | 0.14656 | 0.00095789 | 1.7472e-05 | 3.6931e-06 | 4.7261e-07 | 3.1905e-08 | 997 | 2022-09-01 | 9 | 0 | 0 | 0 | 0 | 0 | 0 | 0 | 0.00050714 | 0.12963 | 0.22315 | 0.3743 | 0.66539 | 0.86206 | 0.90757 | 0.84463 | 0.76234 | 0.74102 | 0.51392 | 0.2524 | 0.035525 | 0 | 0 | 0 | 0
4219.31 | 2022-09-02 | 9 | 1.5286e-05 | 1.2208e-05 | 1.0207e-05 | 8.815e-06 | 6.3817e-06 | 5.7101e-06 | 0.017716 | 0.24858 | 0.57857 | 0.74241 | 0.82637 | 0.87328 | 0.89014 | 0.8737 | 0.80817 | 0.77116 | 0.65293 | 0.39212 | 0.07921 | 0.00023897 | 3.046e-05 | 3.0305e-05 | 2.5491e-05 | 2.3495e-05 | 5873.65 | 2022-09-02 | 9 | 2.4074e-08 | 0 | 0 | 4.7319e-07 | 1.9642e-05 | 0.00016124 | 0.028551 | 0.38067 | 0.74988 | 0.83916 | 0.85683 | 0.85104 | 0.84902 | 0.85241 | 0.8219 | 0.80817 | 0.76563 | 0.55041 | 0.14163 | 0.00073926 | 3.8477e-09 | 0 | 1.2003e-08 | 3.7162e-06 | 997 | 2022-09-02 | 9 | 0 | 0 | 0 | 0 | 0 | 0 | 0 | 0.009817 | 0.47734 | 0.83702 | 0.91454 | 0.92813 | 0.68555 | 0.8932 | 0.69904 | 0.56689 | 0.55957 | 0.49997 | 0.25343 | 0.026077 | 0 | 0 | 0 | 0
4219.31 | 2022-09-04 | 9 | 2.4934e-05 | 1.5474e-05 | 1.3258e-05 | 1.1825e-05 | 8.9237e-06 | 9.0141e-06 | 0.01772 | 0.22191 | 0.44359 | 0.65593 | 0.77323 | 0.81614 | 0.80437 | 0.79941 | 0.74948 | 0.70933 | 0.61267 | 0.3404 | 0.061339 | 0.00010744 | 3.2071e-05 | 3.0119e-05 | 2.643e-05 | 2.282e-05 | 5873.65 | 2022-09-04 | 9 | 7.3783e-06 | 3.0015e-08 | 0 | 1.8835e-07 | 1.3782e-05 | 0.00013131 | 0.017815 | 0.27845 | 0.5497 | 0.75847 | 0.81367 | 0.78566 | 0.77803 | 0.76972 | 0.75606 | 0.74159 | 0.64612 | 0.41968 | 0.088116 | 0.00022817 | 0 | 2.7581e-09 | 3.1394e-08 | 0 | 997 | 2022-09-04 | 9 | 0 | 0 | 0 | 0 | 0 | 0 | 0 | 3.94e-05 | 0.16849 | 0.54986 | 0.72055 | 0.44232 | 0.72252 | 0.56647 | 0.53182 | 0.56265 | 0.69814 | 0.65237 | 0.26215 | 0.021398 | 0 | 0 | 0 | 0
4219.31 | 2022-09-03 | 9 | 2.8664e-05 | 1.3415e-05 | 1.1687e-05 | 1.0974e-05 | 9.1761e-06 | 8.2568e-06 | 0.016192 | 0.24019 | 0.56197 | 0.72993 | 0.82324 | 0.86879 | 0.88231 | 0.86702 | 0.7896 | 0.71088 | 0.58577 | 0.35006 | 0.067661 | 0.00017741 | 3.94e-05 | 3.2025e-05 | 2.8177e-05 | 2.6647e-05 | 5873.65 | 2022-09-03 | 9 | 1.1954e-05 | 4.7671e-10 | 4.6274e-08 | 5.8721e-07 | 1.9846e-05 | 0.00015243 | 0.022722 | 0.33953 | 0.72873 | 0.82665 | 0.84728 | 0.85033 | 0.84698 | 0.84321 | 0.81188 | 0.74114 | 0.6914 | 0.39252 | 0.081126 | 0.00030115 | 1.5445e-06 | 0 | 0 | 3.3176e-06 | 997 | 2022-09-03 | 9 | 0 | 0 | 0 | 0 | 0 | 0 | 0 | 0.00046338 | 0.28385 | 0.66753 | 0.86658 | 0.90147 | 0.90124 | 0.89414 | 0.72382 | 0.54681 | 0.53643 | 0.42722 | 0.21001 | 0.019224 | 0 | 0 | 0 | 0
4219.31 | 2022-09-09 | 9 | 1.8023e-05 | 1.6794e-05 | 1.6491e-05 | 1.236e-05 | 1.0388e-05 | 1.029e-05 | 0.0059021 | 0.10411 | 0.19134 | 0.32484 | 0.43838 | 0.43132 | 0.44796 | 0.48249 | 0.43696 | 0.34782 | 0.19699 | 0.072641 | 0.011907 | 1.4253e-05 | 1.5255e-05 | 1.7978e-05 | 1.4244e-05 | 1.1794e-05 | 5873.65 | 2022-09-09 | 9 | 0 | 1.0879e-06 | 2.3199e-06 | 7.567e-07 | 9.027e-06 | 2.7574e-05 | 0.004351 | 0.069108 | 0.19823 | 0.41759 | 0.49413 | 0.41952 | 0.49348 | 0.53385 | 0.4498 | 0.3717 | 0.2051 | 0.092208 | 0.013171 | 3.4697e-08 | 5.2267e-09 | 3.9515e-08 | 0 | 4.0179e-09 | 997 | 2022-09-09 | 9 | 0 | 0 | 0 | 0 | 0 | 0 | 0 | 0 | 0.030428 | 0.089216 | 0.058966 | 0.053517 | 0.075905 | 0.1029 | 0.0088994 | 0 | 0 | 0 | 0 | 0 | 0 | 0 | 0 | 0
4219.31 | 2022-10-05 | 10 | 5.0942e-06 | 4.4472e-06 | 2.6902e-06 | 1.1819e-06 | 1.211e-06 | 6.2916e-06 | 0.002656 | 0.16993 | 0.53589 | 0.72235 | 0.79884 | 0.8432 | 0.86287 | 0.85503 | 0.77034 | 0.71097 | 0.51689 | 0.18191 | 0.0032616 | 1.6679e-05 | 2.177e-05 | 1.677e-05 | 9.2876e-06 | 8.4694e-06 | 5909.65 | 2022-10-05 | 10 | 0 | 0 | 0 | 0 | 1.4737e-07 | 5.2053e-05 | 0.0031499 | 0.23577 | 0.66351 | 0.78367 | 0.79257 | 0.76446 | 0.76051 | 0.78746 | 0.78822 | 0.78211 | 0.63871 | 0.26517 | 0.0072968 | 3.5319e-06 | 9.4877e-06 | 5.4894e-06 | 0 | 0 | 997 | 2022-10-05 | 10 | 0 | 0 | 0 | 0 | 0 | 0 | 0 | 0.017374 | 0.31338 | 0.78181 | 0.87861 | 0.86374 | 0.84925 | 0.85635 | 0.87543 | 0.86589 | 0.73472 | 0.39028 | 0.070954 | 0 | 0 | 0 | 0 | 0
4219.31 | 2022-10-19 | 10 | 8.2413e-06 | 3.5678e-06 | 2.0682e-06 | 9.6993e-07 | 9.0586e-08 | -1.9444e-07 | 0.00052179 | 0.11824 | 0.46032 | 0.66547 | 0.74921 | 0.80144 | 0.81127 | 0.79575 | 0.75484 | 0.66674 | 0.41832 | 0.085023 | 6.3309e-05 | 1.3445e-05 | 1.3155e-05 | 9.1613e-06 | 8.6767e-06 | 5.85e-06 | 5909.65 | 2022-10-19 | 10 | 2.1202e-05 | 4.9425e-06 | 0 | 0 | 6.041e-09 | 1.9783e-05 | 0.00069612 | 0.16088 | 0.59395 | 0.75651 | 0.77669 | 0.77648 | 0.7714 | 0.77548 | 0.79207 | 0.77279 | 0.5519 | 0.12056 | 9.8477e-05 | 0 | 1.1974e-07 | 4.7967e-08 | 1.4552e-09 | 5.4318e-09 | 997 | 2022-10-19 | 10 | 0 | 0 | 0 | 0 | 0 | 0 | 0 | 0 | 0.22208 | 0.74095 | 0.83996 | 0.82074 | 0.80386 | 0.81283 | 0.82692 | 0.82021 | 0.72147 | 0.30879 | 0.027745 | 0 | 0 | 0 | 0 | 0
4219.31 | 2022-10-07 | 10 | 1.7009e-05 | 2.4662e-06 | 2.186e-06 | 1.4247e-06 | 7.4015e-07 | 1.6557e-05 | 0.0021345 | 0.14109 | 0.47125 | 0.69848 | 0.79256 | 0.83187 | 0.83831 | 0.81625 | 0.80168 | 0.73549 | 0.53927 | 0.16987 | 0.0019806 | 1.8288e-05 | 1.2301e-05 | 2.6516e-05 | 2.3785e-05 | 6.5687e-06 | 5909.65 | 2022-10-07 | 10 | 6.0236e-06 | 5.2795e-09 | 0 | 0 | 0 | 4.2687e-05 | 0.0018284 | 0.18672 | 0.59964 | 0.72284 | 0.73054 | 0.72262 | 0.73968 | 0.74723 | 0.7254 | 0.7458 | 0.6414 | 0.24678 | 0.0045876 | 1.0013e-05 | 1.9495e-07 | 4.9533e-06 | 1.3099e-05 | 1.1605e-09 | 997 | 2022-10-07 | 10 | 0 | 0 | 0 | 0 | 0 | 0 | 0 | 0.014278 | 0.29457 | 0.74307 | 0.83758 | 0.78344 | 0.81904 | 0.81993 | 0.77481 | 0.64251 | 0.59344 | 0.40719 | 0.068571 | 0 | 0 | 0 | 0 | 0
4219.31 | 2022-10-06 | 10 | 8.8098e-06 | 6.8176e-06 | 5.819e-06 | 1.8675e-06 | 6.6094e-06 | 1.4596e-05 | 0.0026123 | 0.15579 | 0.47275 | 0.69354 | 0.80221 | 0.85231 | 0.85029 | 0.82638 | 0.7777 | 0.68681 | 0.42514 | 0.15009 | 0.0023475 | 2.0405e-05 | 1.516e-05 | 1.5661e-05 | 1.4494e-05 | 7.971e-06 | 5909.65 | 2022-10-06 | 10 | 1.0122e-05 | 4.6709e-06 | 6.3558e-06 | 0 | 6.3942e-06 | 4.2547e-05 | 0.002295 | 0.21474 | 0.63485 | 0.78944 | 0.81307 | 0.79829 | 0.79268 | 0.80055 | 0.80452 | 0.78864 | 0.61394 | 0.23539 | 0.0049976 | 3.1738e-06 | 4.826e-06 | 4.1369e-06 | 6.5946e-06 | 3.5244e-06 | 997 | 2022-10-06 | 10 | 0 | 0 | 0 | 0 | 0 | 0 | 0 | 0.00496 | 0.20108 | 0.62204 | 0.832 | 0.83705 | 0.82724 | 0.83832 | 0.8494 | 0.83574 | 0.73369 | 0.33716 | 0.041179 | 0 | 0 | 0 | 0 | 0
4219.31 | 2022-10-04 | 10 | 1.5923e-05 | 3.6973e-06 | 1.4824e-06 | 5.6126e-07 | 1.0861e-06 | 2.1011e-07 | 0.0027322 | 0.16918 | 0.53697 | 0.73545 | 0.81975 | 0.84969 | 0.85829 | 0.86248 | 0.83327 | 0.74788 | 0.54999 | 0.18029 | 0.0037697 | 1.6292e-05 | 1.2856e-05 | 1.1593e-05 | 9.7641e-06 | 6.4859e-06 | 5909.65 | 2022-10-04 | 10 | 5.857e-06 | 7.6792e-06 | 1.3016e-06 | 0 | 6.677e-06 | 5.2193e-05 | 0.002857 | 0.23911 | 0.67463 | 0.79182 | 0.78442 | 0.74381 | 0.74415 | 0.76046 | 0.76179 | 0.74412 | 0.66369 | 0.27078 | 0.0087906 | 0 | 1.7424e-06 | 1.1106e-08 | 1.0975e-06 | 5.7291e-07 | 997 | 2022-10-04 | 10 | 0 | 0 | 0 | 0 | 0 | 0 | 0 | 0 | 0.21872 | 0.65653 | 0.86554 | 0.87013 | 0.85727 | 0.8651 | 0.86112 | 0.80931 | 0.72639 | 0.40784 | 0.073615 | 0 | 0 | 0 | 0 | 0
4219.31 | 2022-11-30 | 11 | -1.1122e-06 | -1.4856e-06 | -5.0277e-06 | -5.2466e-06 | -4.9892e-07 | -1.229e-06 | 0.012683 | 0.24246 | 0.56273 | 0.69825 | 0.73151 | 0.7481 | 0.74136 | 0.70605 | 0.57838 | 0.25264 | 0.013612 | 6.8075e-06 | 6.2874e-06 | 5.4078e-06 | 5.6108e-06 | 3.8297e-06 | 4.4807e-06 | 1.3239e-06 | 6075.65 | 2022-11-30 | 11 | -4.3292e-05 | -5.0476e-05 | -5.7431e-05 | -5.5328e-05 | -5.6434e-05 | 3.0723e-06 | 0.012146 | 0.28412 | 0.63213 | 0.68204 | 0.65009 | 0.63408 | 0.6471 | 0.6755 | 0.65032 | 0.34397 | 0.027715 | 0.00019059 | -5.5708e-05 | -5.5297e-05 | -5.4733e-05 | -5.5328e-05 | -5.4792e-05 | -5.5454e-05 | 997 | 2022-11-30 | 11 | 0 | 0 | 0 | 0 | 0 | 0 | 0 | 0 | 0.15524 | 0.52982 | 0.56708 | 0.53331 | 0.543 | 0.60607 | 0.59922 | 0.42003 | 0.082387 | 0 | 0 | 0 | 0 | 0 | 0 | 0
4219.31 | 2022-11-29 | 11 | 6.3129e-08 | -1.6322e-07 | -4.4136e-07 | -7.6628e-07 | -5.5319e-07 | 1.1522e-07 | 0.014264 | 0.2526 | 0.57624 | 0.70803 | 0.7489 | 0.75641 | 0.75152 | 0.7125 | 0.57978 | 0.25133 | 0.013646 | 5.9483e-06 | 7.0431e-06 | 7.6843e-06 | 5.392e-06 | 5.1082e-06 | 3.7637e-06 | 1.3268e-06 | 6075.65 | 2022-11-29 | 11 | -5.4972e-05 | -5.6316e-05 | -5.5495e-05 | -5.7454e-05 | -5.7788e-05 | 1.882e-05 | 0.013784 | 0.28613 | 0.64046 | 0.69529 | 0.66907 | 0.64866 | 0.6616 | 0.68648 | 0.65202 | 0.34355 | 0.027633 | 4.2143e-05 | -5.4564e-05 | -4.5626e-05 | -5.2637e-05 | -5.6735e-05 | -5.675e-05 | -5.4219e-05 | 997 | 2022-11-29 | 11 | 0 | 0 | 0 | 0 | 0 | 0 | 0 | 0 | 0.069095 | 0.38739 | 0.58346 | 0.60536 | 0.59677 | 0.6023 | 0.58335 | 0.40932 | 0.068755 | 0 | 0 | 0 | 0 | 0 | 0 | 0
4219.31 | 2022-11-08 | 11 | -1.3323e-06 | -2.5068e-06 | -2.6813e-06 | -2.254e-06 | 8.3992e-06 | 9.6583e-06 | 0.049858 | 0.31943 | 0.55991 | 0.61495 | 0.60849 | 0.58376 | 0.53091 | 0.44373 | 0.32933 | 0.16271 | 0.011481 | 2.9304e-06 | 3.4275e-06 | 3.4779e-06 | 1.5867e-05 | 2.3216e-05 | 1.0176e-05 | 7.5214e-07 | 6075.65 | 2022-11-08 | 11 | 5.2076e-06 | 1.7233e-08 | 0 | 5.1013e-06 | 9.4309e-06 | 1.8164e-05 | 0.049371 | 0.27882 | 0.50792 | 0.5603 | 0.55284 | 0.50738 | 0.43851 | 0.40013 | 0.25295 | 0.17185 | 0.01459 | 0.00015984 | 3.3478e-06 | 1.8123e-06 | 1.6539e-06 | 1.204e-06 | 5.0681e-06 | 7.2629e-06 | 997 | 2022-11-08 | 11 | 0 | 0 | 0 | 0 | 0 | 0 | 0 | 0.011835 | 0.13472 | 0.16192 | 0.14605 | 0.13155 | 0.14604 | 0.22433 | 0.095293 | 0.0034778 | 0 | 0 | 0 | 0 | 0 | 0 | 0 | 0
4219.31 | 2022-11-28 | 11 | 1.3293e-07 | -2.3443e-07 | -1.0854e-06 | -3.9958e-07 | -4.1853e-07 | -1.0308e-06 | 0.0080172 | 0.20073 | 0.4602 | 0.62165 | 0.65145 | 0.6306 | 0.61754 | 0.62379 | 0.50719 | 0.23426 | 0.012998 | 2.4562e-06 | 4.9184e-06 | 6.6715e-06 | 4.9741e-06 | 2.8267e-06 | 1.5226e-06 | 1.0391e-06 | 6075.65 | 2022-11-28 | 11 | -5.847e-05 | -5.6658e-05 | -5.6705e-05 | -6.2266e-05 | -7.1469e-05 | -4.4414e-05 | 0.005027 | 0.20504 | 0.49052 | 0.5913 | 0.58803 | 0.57332 | 0.5657 | 0.59313 | 0.57458 | 0.30372 | 0.028624 | -3.5224e-05 | -4.5939e-05 | -5.5701e-05 | -5.4889e-05 | -5.4159e-05 | -5.4948e-05 | -5.5318e-05 | 997 | 2022-11-28 | 11 | 0 | 0 | 0 | 0 | 0 | 0 | 0 | 0 | 0.038432 | 0.10024 | 0.11417 | 0.17309 | 0.32351 | 0.38624 | 0.28169 | 0.13416 | 0.049983 | 0 | 0 | 0 | 0 | 0 | 0 | 0
4219.31 | 2022-11-21 | 11 | -7.1192e-07 | -1.3482e-06 | -1.51e-06 | -1.6709e-06 | 1.9622e-06 | 1.1015e-06 | 0.03008 | 0.32958 | 0.64575 | 0.74875 | 0.75568 | 0.73542 | 0.74364 | 0.62177 | 0.38844 | 0.17827 | 0.012766 | 2.8332e-06 | 3.1238e-06 | 3.8981e-06 | 2.7697e-06 | 3.0514e-06 | 2.1701e-06 | 1.6176e-06 | 6075.65 | 2022-11-21 | 11 | -5.5357e-05 | -5.4839e-05 | -5.5356e-05 | -5.8704e-05 | -5.2521e-05 | 3.0025e-05 | 0.030249 | 0.37794 | 0.69818 | 0.7176 | 0.6622 | 0.60579 | 0.66049 | 0.56687 | 0.37355 | 0.17899 | 0.02125 | 0.00019337 | -5.4124e-05 | -5.5869e-05 | -5.5269e-05 | -5.5682e-05 | -5.5766e-05 | -5.5888e-05 | 997 | 2022-11-21 | 11 | 0 | 0 | 0 | 0 | 0 | 0 | 0 | 0.063346 | 0.443 | 0.65322 | 0.62372 | 0.59296 | 0.49187 | 0.36469 | 0.36453 | 0.1857 | 0.00052107 | 0 | 0 | 0 | 0 | 0 | 0 | 0
4219.31 | 2022-12-12 | 12 | 1.7245e-06 | 1.3323e-06 | 8.1145e-07 | -6.8205e-07 | -1.063e-07 | 4.0827e-07 | 0.0052526 | 0.17605 | 0.44358 | 0.55075 | 0.47331 | 0.48123 | 0.41978 | 0.42982 | 0.36046 | 0.16017 | 0.0087433 | 5.0348e-06 | 6.6922e-06 | 7.2246e-06 | 6.6677e-06 | 8.2195e-06 | 5.3299e-06 | 3.5866e-06 | 6075.65 | 2022-12-12 | 12 | -5.4935e-05 | -5.5155e-05 | -5.5203e-05 | -5.5825e-05 | -5.4971e-05 | -4.2561e-05 | 0.0045398 | 0.15248 | 0.37268 | 0.45464 | 0.40579 | 0.39585 | 0.33406 | 0.37471 | 0.41888 | 0.22158 | 0.015467 | -8.9364e-05 | -5.6249e-05 | -5.5148e-05 | -5.5455e-05 | -5.6069e-05 | -5.5811e-05 | -5.4031e-05 | 997 | 2022-12-12 | 12 | 0 | 0 | 0 | 0 | 0 | 0 | 0 | 0 | 0.034905 | 0.085151 | 0.10233 | 0.2431 | 0.13145 | 0.077491 | 0.18775 | 0.20116 | 0.034261 | 0 | 0 | 0 | 0 | 0 | 0 | 0
4219.31 | 2022-12-14 | 12 | 1.78e-06 | 9.3568e-07 | 8.7756e-07 | 1.1283e-06 | 1.2312e-06 | 1.2066e-06 | 0.005594 | 0.19296 | 0.52231 | 0.65752 | 0.71314 | 0.73166 | 0.73878 | 0.71168 | 0.58457 | 0.26515 | 0.015359 | 6.5381e-06 | 9.8106e-06 | 7.9896e-06 | 6.6564e-06 | 9.4993e-06 | 7.5122e-06 | 4.7758e-06 | 6075.65 | 2022-12-14 | 12 | -5.6918e-05 | -5.8344e-05 | -5.8134e-05 | -5.8584e-05 | -5.7802e-05 | -2.3183e-05 | 0.0048459 | 0.22775 | 0.60671 | 0.68358 | 0.6495 | 0.62092 | 0.62876 | 0.65713 | 0.63751 | 0.3421 | 0.026467 | -8.357e-05 | -5.284e-05 | -5.2521e-05 | -4.9682e-05 | -5.2804e-05 | -5.2787e-05 | -5.534e-05 | 997 | 2022-12-14 | 12 | 0 | 0 | 0 | 0 | 0 | 0 | 0 | 0 | 0.072613 | 0.35072 | 0.52418 | 0.54154 | 0.53785 | 0.54801 | 0.52976 | 0.41285 | 0.094975 | 0 | 0 | 0 | 0 | 0 | 0 | 0
4219.31 | 2022-12-13 | 12 | 1.0434e-06 | 1.7479e-07 | 6.3988e-06 | 3.1767e-06 | 6.2394e-06 | 4.1039e-06 | 0.0047253 | 0.19498 | 0.5323 | 0.67417 | 0.72441 | 0.73588 | 0.71967 | 0.67963 | 0.56303 | 0.26426 | 0.015796 | 5.4025e-06 | 8.8565e-06 | 6.0272e-06 | 7.9286e-06 | 1.0766e-05 | 7.0123e-06 | 3.9703e-06 | 6075.65 | 2022-12-13 | 12 | -4.9608e-05 | -5.5652e-05 | -5.1278e-05 | -4.5448e-05 | -4.9835e-05 | -1.1604e-05 | 0.0041672 | 0.21996 | 0.59115 | 0.66197 | 0.64794 | 0.61976 | 0.63302 | 0.66534 | 0.6292 | 0.3421 | 0.027263 | -8.9229e-05 | -5.368e-05 | -5.2347e-05 | -5.5515e-05 | -4.8616e-05 | -4.4523e-05 | -5.5487e-05 | 997 | 2022-12-13 | 12 | 0 | 0 | 0 | 0 | 0 | 0 | 0 | 0 | 0.018906 | 0.16409 | 0.49377 | 0.60204 | 0.60131 | 0.62747 | 0.62829 | 0.46583 | 0.10759 | 0 | 0 | 0 | 0 | 0 | 0 | 0
4219.31 | 2022-12-19 | 12 | 3.4357e-06 | 3.859e-06 | 2.2953e-06 | 4.2712e-06 | 1.8555e-06 | 1.0429e-06 | 0.003497 | 0.17798 | 0.51327 | 0.6749 | 0.72002 | 0.73265 | 0.74025 | 0.70518 | 0.57964 | 0.26518 | 0.018 | 4.9859e-06 | 4.6794e-06 | 9.9593e-06 | 8.463e-06 | 8.0879e-06 | 6.9412e-06 | 4.5385e-06 | 6075.65 | 2022-12-19 | 12 | -4.5146e-05 | -5.1742e-05 | -5.2602e-05 | -5.8127e-05 | -4.5432e-05 | -2.9681e-05 | 0.0031787 | 0.20781 | 0.59081 | 0.6734 | 0.64115 | 0.61589 | 0.63698 | 0.66518 | 0.61331 | 0.30584 | 0.026721 | -9.7479e-05 | -5.577e-05 | -5.1916e-05 | -4.8185e-05 | -5.2118e-05 | -5.5085e-05 | -5.5817e-05 | 997 | 2022-12-19 | 12 | 0 | 0 | 0 | 0 | 0 | 0 | 0 | 0 | 0.08924 | 0.42112 | 0.56177 | 0.54973 | 0.54256 | 0.57086 | 0.57845 | 0.40628 | 0.072567 | 0 | 0 | 0 | 0 | 0 | 0 | 0
4219.31 | 2022-12-15 | 12 | 2.0388e-06 | 1.2765e-06 | 1.214e-06 | 1.3673e-07 | -4.0441e-08 | 2.4277e-07 | 0.0046911 | 0.16932 | 0.47855 | 0.64441 | 0.69221 | 0.70121 | 0.6832 | 0.57471 | 0.40172 | 0.12028 | 0.0072699 | 7.9088e-06 | 1.0292e-05 | 7.7482e-06 | 6.8581e-06 | 6.2733e-06 | 8.0932e-06 | 2.6224e-06 | 6075.65 | 2022-12-15 | 12 | -5.5577e-05 | -5.6482e-05 | -5.7296e-05 | -5.8155e-05 | -5.7282e-05 | -3.6378e-05 | 0.0040537 | 0.17312 | 0.49666 | 0.6234 | 0.60391 | 0.58674 | 0.55729 | 0.49431 | 0.34111 | 0.1215 | 0.0096358 | -7.5038e-05 | -5.2904e-05 | -5.5377e-05 | -5.0254e-05 | -5.1306e-05 | -5.5274e-05 | -5.6742e-05 | 997 | 2022-12-15 | 12 | 0 | 0 | 0 | 0 | 0 | 0 | 0 | 0 | 0.040562 | 0.30288 | 0.44859 | 0.51929 | 0.52006 | 0.4196 | 0.12842 | 0 | 0 | 0 | 0 | 0 | 0 | 0 | 0 | 0

## Wind_Profile (North)
Installed capacity |  | Wind (North)
|  | Month | 1 | 2 | 3 | 4 | 5 | 6 | 7 | 8 | 9 | 10 | 11 | 12 | 13 | 14 | 15 | 16 | 17 | 18 | 19 | 20 | 21 | 22 | 23 | 24
1367.1 | 2017-01-23 | 1 | 0.07165 | 0.1363 | 0.15599 | 0.039014 | 0.043049 | 0.026175 | 0.0093776 | 0.0061816 | 0.012738 | 0.035578 | 0.019106 | 0.022423 | 0.070155 | 0.11007 | 0.096369 | 0.067764 | 0.066668 | 0.048473 | 0.04567 | 0.064089 | 0.028443 | 0.040621 | 0.050708 | 0.025201
1367.1 | 2017-01-18 | 1 | 0.052443 | 0.059071 | 0.05974 | 0.050763 | 0.057535 | 0.063208 | 0.080086 | 0.085866 | 0.25562 | 0.14832 | 0.079854 | 0.35267 | 0.55415 | 0.7143 | 0.83932 | 0.84017 | 0.7015 | 0.4097 | 0.39406 | 0.57281 | 0.70862 | 0.61933 | 0.43437 | 0.27521
1367.1 | 2017-01-24 | 1 | 0.014973 | 0.01319 | 0.0036578 | 0.0033771 | 0.0026116 | 0.0012396 | 0.0027083 | 0.012379 | 0.053127 | 0.04839 | 0.044915 | 0.029697 | 0.028913 | 0.024928 | 0.014837 | 0.0099188 | 0.0063387 | 0.00030771 | 4.0005e-05 | 0.0067634 | 0.008365 | 0.0064786 | 0.036673 | 0.080789
1367.1 | 2017-01-25 | 1 | 0.084371 | 0.10935 | 0.15653 | 0.12453 | 0.090317 | 0.060669 | 0.043397 | 0.033482 | 0.029699 | 0.010902 | 0.0064927 | 0.011692 | 0.014932 | 0.010045 | 0.01407 | 0.012239 | 0.003538 | 0.0056197 | 0.0033742 | 0.00093444 | 0.0021864 | 0.0033073 | 0.013217 | 0.0094894
1367.1 | 2017-01-26 | 1 | 0.0064072 | 0.003659 | 0.00090468 | 0.0098654 | 0.027956 | 0.028729 | 0.030089 | 0.069457 | 0.11945 | 0.08365 | 0.054882 | 0.05251 | 0.052486 | 0.056543 | 0.086754 | 0.076866 | 0.059777 | 0.060732 | 0.080183 | 0.062837 | 0.075843 | 0.17343 | 0.21658 | 0.3404
1367.1 | 2017-02-06 | 2 | 0.34853 | 0.28081 | 0.15463 | 0.11463 | 0.10905 | 0.17579 | 0.19816 | 0.16926 | 0.15564 | 0.16157 | 0.18441 | 0.19575 | 0.16656 | 0.20907 | 0.19333 | 0.2509 | 0.22015 | 0.2499 | 0.34385 | 0.26006 | 0.21605 | 0.29718 | 0.38872 | 0.55634
1367.1 | 2017-02-08 | 2 | 0.065833 | 0.066965 | 0.083077 | 0.086519 | 0.11332 | 0.13733 | 0.13602 | 0.15968 | 0.15847 | 0.17484 | 0.16411 | 0.14285 | 0.12747 | 0.10439 | 0.14461 | 0.15556 | 0.15665 | 0.14077 | 0.13104 | 0.07077 | 0.11241 | 0.084802 | 0.04034 | 0.021401
1367.1 | 2017-02-01 | 2 | 0.015761 | 0.017888 | 0.017409 | 0.018938 | 0.010553 | 0.040711 | 0.059383 | 0.053918 | 0.075073 | 0.005782 | 0.02797 | 0.015804 | 0.0040393 | 0.011316 | 0.033215 | 0.064765 | 0.043139 | 0.067166 | 0.061999 | 0.069241 | 0.041474 | 0.062525 | 0.057492 | 0.034318
1367.1 | 2017-02-09 | 2 | 0.032193 | 0.013444 | 0.041396 | 0.044154 | 0.05748 | 0.14791 | 0.15845 | 0.40425 | 0.55279 | 0.62041 | 0.41943 | 0.39141 | 0.3615 | 0.33868 | 0.26068 | 0.21827 | 0.17042 | 0.12999 | 0.17089 | 0.17836 | 0.18854 | 0.19592 | 0.20798 | 0.2555
1367.1 | 2017-02-07 | 2 | 0.63581 | 0.63597 | 0.68453 | 0.66415 | 0.59459 | 0.54972 | 0.52322 | 0.5422 | 0.67241 | 0.72298 | 0.64724 | 0.46182 | 0.27528 | 0.21009 | 0.18851 | 0.12599 | 0.089585 | 0.080609 | 0.068696 | 0.065658 | 0.066818 | 0.066061 | 0.065787 | 0.066856
1367.1 | 2017-03-14 | 3 | 0.0066035 | 0.0090104 | 0.016357 | 0.025703 | 0.027383 | 0.026277 | 0.028028 | 0.032198 | 0.036377 | 0.019733 | 0.010244 | 0.014545 | 0.01942 | 0.019907 | 0.030445 | 0.045604 | 0.045349 | 0.049144 | 0.051314 | 0.051073 | 0.047573 | 0.10053 | 0.16187 | 0.18008
1367.1 | 2017-03-13 | 3 | 0.1895 | 0.14019 | 0.10932 | 0.063413 | 0.033064 | 0.028146 | 0.012503 | 0.0073033 | 0.010516 | 0.0047961 | 0.0039021 | 0.0068059 | 0.0099489 | 0.013619 | 0.022086 | 0.024815 | 0.018759 | 0.012125 | 0.010277 | 0.012359 | 0.013906 | 0.0083423 | 0.0052973 | 0.0081118
1367.1 | 2017-03-15 | 3 | 0.24702 | 0.24259 | 0.20594 | 0.23398 | 0.27063 | 0.22667 | 0.22541 | 0.29747 | 0.33761 | 0.32055 | 0.21012 | 0.17122 | 0.24892 | 0.35015 | 0.37342 | 0.25099 | 0.2688 | 0.30831 | 0.30419 | 0.40757 | 0.56522 | 0.46303 | 0.44521 | 0.44974
1367.1 | 2017-03-09 | 3 | 0.062926 | 0.037484 | 0.038815 | 0.025522 | 0.029266 | 0.022506 | 0.011979 | 0.0027584 | 2.1974e-05 | 0 | 1.0021e-07 | 1.551e-06 | 0.00087655 | 0.0045964 | 0.0083873 | 0.010082 | 0.019622 | 0.039724 | 0.068852 | 0.068516 | 0.11037 | 0.16429 | 0.26924 | 0.27177
1367.1 | 2017-03-16 | 3 | 0.42405 | 0.46723 | 0.46137 | 0.37823 | 0.36976 | 0.34303 | 0.29063 | 0.31915 | 0.31377 | 0.19252 | 0.1465 | 0.10868 | 0.088236 | 0.05323 | 0.034876 | 0.022563 | 0.078213 | 0.15763 | 0.20391 | 0.29105 | 0.34169 | 0.37146 | 0.3425 | 0.26186
1367.1 | 2017-04-21 | 4 | 0.060558 | 0.10856 | 0.088747 | 0.0755 | 0.08153 | 0.079545 | 0.075816 | 0.088791 | 0.10133 | 0.15846 | 0.20703 | 0.13391 | 0.087088 | 0.054462 | 0.013472 | 0.0032782 | 0.003601 | 0.0029938 | 0.0091474 | 0.076236 | 0.18946 | 0.2787 | 0.40443 | 0.48647
1367.1 | 2017-04-05 | 4 | 0.4757 | 0.34244 | 0.27282 | 0.19182 | 0.17057 | 0.089519 | 0.071318 | 0.057016 | 0.11591 | 0.074992 | 0.044846 | 0.015909 | 0.024304 | 0.048741 | 0.058787 | 0.053535 | 0.055411 | 0.083049 | 0.078222 | 0.13278 | 0.15773 | 0.19735 | 0.20855 | 0.51201
1367.1 | 2017-04-17 | 4 | 0.070014 | 0.071498 | 0.070733 | 0.066068 | 0.060187 | 0.058851 | 0.060797 | 0.061384 | 0.029598 | 0.012828 | 0.032614 | 0.029618 | 0.063246 | 0.082464 | 0.077717 | 0.093988 | 0.20175 | 0.15996 | 0.088881 | 0.099987 | 0.11323 | 0.16837 | 0.19868 | 0.23668
1367.1 | 2017-04-27 | 4 | 0.53849 | 0.49794 | 0.48278 | 0.48095 | 0.41973 | 0.33389 | 0.23596 | 0.10327 | 0.11391 | 0.071489 | 0.075981 | 0.078687 | 0.070028 | 0.055972 | 0.07172 | 0.18033 | 0.30879 | 0.34327 | 0.3559 | 0.47738 | 0.5357 | 0.48872 | 0.5011 | 0.4862
1367.1 | 2017-04-20 | 4 | 0.14748 | 0.10857 | 0.099013 | 0.10813 | 0.10636 | 0.091083 | 0.067815 | 0.069631 | 0.063489 | 0.044885 | 0.026319 | 0.019198 | 0.016491 | 0.015964 | 0.022711 | 0.025318 | 0.036681 | 0.050197 | 0.035466 | 0.079432 | 0.11837 | 0.096626 | 0.080048 | 0.063794
1367.1 | 2017-05-22 | 5 | 0.39732 | 0.42254 | 0.4076 | 0.38681 | 0.31405 | 0.31056 | 0.31046 | 0.21954 | 0.13401 | 0.095247 | 0.053118 | 0.020525 | 0.010314 | 0.0067069 | 0.0051429 | 0.015118 | 0.044617 | 0.072914 | 0.081115 | 0.14191 | 0.24093 | 0.31078 | 0.36881 | 0.46043
1367.1 | 2017-05-03 | 5 | 0.17973 | 0.18143 | 0.16518 | 0.1718 | 0.24937 | 0.20288 | 0.13496 | 0.097063 | 0.073169 | 0.070735 | 0.088142 | 0.071157 | 0.024842 | 0.0089572 | 0.0055139 | 0.0031232 | 0.0046013 | 0.017686 | 0.032939 | 0.059599 | 0.069407 | 0.099294 | 0.16029 | 0.19399
1367.1 | 2017-05-23 | 5 | 0.51466 | 0.49324 | 0.55763 | 0.51609 | 0.48703 | 0.4562 | 0.43076 | 0.36766 | 0.29701 | 0.21674 | 0.15558 | 0.11402 | 0.080405 | 0.081167 | 0.14992 | 0.26309 | 0.39867 | 0.63119 | 0.71123 | 0.70195 | 0.73136 | 0.77491 | 0.83833 | 0.86305
1367.1 | 2017-05-04 | 5 | 0.21362 | 0.24361 | 0.26517 | 0.20672 | 0.097817 | 0.096991 | 0.073113 | 0.062015 | 0.037532 | 0.021252 | 0.041328 | 0.11735 | 0.18813 | 0.30881 | 0.53988 | 0.67103 | 0.56091 | 0.57106 | 0.48754 | 0.50586 | 0.60743 | 0.65591 | 0.75658 | 0.81905
1367.1 | 2017-05-02 | 5 | 0.15002 | 0.095418 | 0.10411 | 0.18545 | 0.24994 | 0.26192 | 0.27867 | 0.19571 | 0.26697 | 0.29872 | 0.2965 | 0.40609 | 0.35722 | 0.29033 | 0.25627 | 0.19563 | 0.10101 | 0.088885 | 0.048092 | 0.03091 | 0.034062 | 0.072275 | 0.12493 | 0.17111
1367.1 | 2017-06-20 | 6 | 0.62918 | 0.56755 | 0.46784 | 0.3943 | 0.38719 | 0.35333 | 0.40258 | 0.43042 | 0.39638 | 0.31083 | 0.15643 | 0.10761 | 0.10624 | 0.10846 | 0.12555 | 0.19634 | 0.41457 | 0.48035 | 0.52188 | 0.5559 | 0.62967 | 0.7039 | 0.70236 | 0.74087
1367.1 | 2017-06-19 | 6 | 0.46886 | 0.42349 | 0.4063 | 0.41507 | 0.4588 | 0.41868 | 0.50451 | 0.46782 | 0.38718 | 0.29858 | 0.17962 | 0.16229 | 0.17516 | 0.21871 | 0.26956 | 0.34128 | 0.43834 | 0.50127 | 0.49373 | 0.57923 | 0.6384 | 0.59675 | 0.60196 | 0.60944
1367.1 | 2017-06-21 | 6 | 0.79825 | 0.76943 | 0.74487 | 0.73925 | 0.70098 | 0.61855 | 0.47419 | 0.3172 | 0.23327 | 0.14409 | 0.092967 | 0.10595 | 0.082914 | 0.056876 | 0.061861 | 0.10037 | 0.18818 | 0.21621 | 0.24664 | 0.32838 | 0.3833 | 0.40778 | 0.48524 | 0.46151
1367.1 | 2017-06-22 | 6 | 0.4891 | 0.35979 | 0.18565 | 0.23442 | 0.27283 | 0.27228 | 0.21473 | 0.18294 | 0.20027 | 0.31886 | 0.30504 | 0.24217 | 0.16733 | 0.1198 | 0.082104 | 0.094959 | 0.14593 | 0.23978 | 0.41571 | 0.62331 | 0.74567 | 0.8353 | 0.86596 | 0.86804
1367.1 | 2017-06-26 | 6 | 0.81748 | 0.82349 | 0.81775 | 0.80961 | 0.80117 | 0.78369 | 0.75575 | 0.73869 | 0.74544 | 0.76866 | 0.77027 | 0.72275 | 0.66924 | 0.63994 | 0.69972 | 0.75241 | 0.74054 | 0.7471 | 0.79483 | 0.76129 | 0.77751 | 0.79034 | 0.78442 | 0.75122
1367.1 | 2017-07-07 | 7 | 0.78835 | 0.72613 | 0.70777 | 0.69248 | 0.57415 | 0.49119 | 0.39032 | 0.3139 | 0.22074 | 0.093326 | 0.030107 | 0.016377 | 0.025459 | 0.051339 | 0.06421 | 0.11164 | 0.20808 | 0.22852 | 0.22407 | 0.23805 | 0.25484 | 0.23302 | 0.17466 | 0.2345
1367.1 | 2017-07-10 | 7 | 0.49109 | 0.41341 | 0.44681 | 0.44007 | 0.43244 | 0.44837 | 0.46054 | 0.35777 | 0.30197 | 0.24454 | 0.21064 | 0.2015 | 0.23518 | 0.31233 | 0.4275 | 0.51674 | 0.60919 | 0.65843 | 0.672 | 0.6735 | 0.70995 | 0.66942 | 0.64187 | 0.67611
1367.1 | 2017-07-08 | 7 | 0.29517 | 0.34154 | 0.36392 | 0.32536 | 0.26772 | 0.33137 | 0.32206 | 0.27717 | 0.18857 | 0.17105 | 0.16427 | 0.22225 | 0.29226 | 0.42007 | 0.52377 | 0.54352 | 0.54358 | 0.52846 | 0.52887 | 0.57751 | 0.57801 | 0.53505 | 0.49601 | 0.56989
1367.1 | 2017-07-17 | 7 | 0.71466 | 0.68578 | 0.64868 | 0.58182 | 0.5909 | 0.59662 | 0.54043 | 0.4763 | 0.42576 | 0.3551 | 0.29997 | 0.33978 | 0.36978 | 0.47203 | 0.53604 | 0.55994 | 0.60511 | 0.59907 | 0.58333 | 0.58338 | 0.6666 | 0.68548 | 0.69004 | 0.64689
1367.1 | 2017-07-27 | 7 | 0.69284 | 0.68444 | 0.65526 | 0.58347 | 0.57468 | 0.53807 | 0.47139 | 0.36396 | 0.20962 | 0.1323 | 0.065177 | 0.048633 | 0.042857 | 0.02938 | 0.047465 | 0.10873 | 0.19039 | 0.26465 | 0.27478 | 0.32322 | 0.45061 | 0.50939 | 0.50972 | 0.59741
1350 | 2017-08-28 | 8 | 0.28328 | 0.27374 | 0.23129 | 0.24997 | 0.23788 | 0.26912 | 0.2627 | 0.19699 | 0.10917 | 0.053866 | 0.015679 | 0.0070872 | 0.024757 | 0.026364 | 0.027414 | 0.03131 | 0.035185 | 0.04979 | 0.090247 | 0.25404 | 0.45796 | 0.54464 | 0.64303 | 0.62395
1350 | 2017-08-29 | 8 | 0.71945 | 0.73065 | 0.67086 | 0.71586 | 0.72349 | 0.73276 | 0.72693 | 0.722 | 0.57784 | 0.47044 | 0.46669 | 0.43883 | 0.44783 | 0.46608 | 0.51357 | 0.50344 | 0.53208 | 0.63664 | 0.70208 | 0.69916 | 0.69308 | 0.70285 | 0.68172 | 0.67172
1350 | 2017-08-31 | 8 | 0.70685 | 0.6271 | 0.49779 | 0.399 | 0.25969 | 0.15639 | 0.12881 | 0.066799 | 0.040247 | 0.038725 | 0.05141 | 0.065402 | 0.076946 | 0.049298 | 0.053783 | 0.059979 | 0.0555 | 0.067703 | 0.041171 | 0.02873 | 0.031 | 0.020757 | 0.01405 | 0.019143
1350 | 2017-08-30 | 8 | 0.64359 | 0.69665 | 0.69604 | 0.70486 | 0.76775 | 0.76543 | 0.79068 | 0.76202 | 0.77897 | 0.56446 | 0.42297 | 0.3627 | 0.34813 | 0.36624 | 0.41237 | 0.46357 | 0.53501 | 0.56538 | 0.52321 | 0.51006 | 0.5749 | 0.74033 | 0.75908 | 0.69713
1350 | 2017-08-03 | 8 | 0.45831 | 0.38874 | 0.40621 | 0.49996 | 0.56944 | 0.51435 | 0.27516 | 0.26618 | 0.24029 | 0.29336 | 0.30469 | 0.37077 | 0.37348 | 0.41637 | 0.59602 | 0.67347 | 0.76409 | 0.79673 | 0.82171 | 0.81915 | 0.72292 | 0.80149 | 0.88494 | 0.66323
1350 | 2017-09-01 | 9 | 0.014962 | 0.0092683 | 0.010368 | 0.012622 | 0.03631 | 0.084563 | 0.14352 | 0.16789 | 0.25678 | 0.16307 | 0.17164 | 0.19242 | 0.16587 | 0.1122 | 0.038544 | 0.013289 | 0.0031615 | 0.0024619 | 0.011642 | 0.051313 | 0.17623 | 0.19931 | 0.18288 | 0.18004
1350 | 2017-09-02 | 9 | 0.16137 | 0.15612 | 0.14103 | 0.069289 | 0.031289 | 0.023354 | 0.017923 | 0.019638 | 0.003899 | 0.0055541 | 0.004974 | 0.0043897 | 0.0059818 | 0.0044435 | 0.0029799 | 0.0044055 | 0.0051845 | 0.008555 | 0.012506 | 0.022971 | 0.021495 | 0.011737 | 0.013271 | 0.020766
1350 | 2017-09-11 | 9 | 0.28026 | 0.29721 | 0.29778 | 0.31371 | 0.55895 | 0.71553 | 0.64005 | 0.51041 | 0.44598 | 0.32521 | 0.38055 | 0.26646 | 0.13219 | 0.02947 | 0.02164 | 0.0338 | 0.059336 | 0.18055 | 0.15399 | 0.16766 | 0.24895 | 0.30672 | 0.31692 | 0.26503
1350 | 2017-09-05 | 9 | 0.77425 | 0.69167 | 0.66995 | 0.61604 | 0.61653 | 0.64492 | 0.71078 | 0.68132 | 0.59866 | 0.55494 | 0.40275 | 0.34048 | 0.24057 | 0.20014 | 0.17613 | 0.15491 | 0.14072 | 0.17814 | 0.27268 | 0.37063 | 0.46293 | 0.47121 | 0.53014 | 0.51153
1350 | 2017-09-03 | 9 | 0.022341 | 0.025401 | 0.038022 | 0.018215 | 0.030709 | 0.027372 | 0.049574 | 0.060695 | 0.031523 | 0.056086 | 0.042136 | 0.030286 | 0.032741 | 0.033744 | 0.048779 | 0.089588 | 0.068911 | 0.052407 | 0.11645 | 0.30904 | 0.47378 | 0.52611 | 0.52679 | 0.49909
1350 | 2017-10-24 | 10 | 0.079638 | 0.078217 | 0.077798 | 0.07782 | 0.077657 | 0.11296 | 0.16353 | 0.21734 | 0.19057 | 0.25756 | 0.19986 | 0.12504 | 0.080185 | 0.039688 | 0.046198 | 0.050493 | 0.030408 | 0.022346 | 0.018887 | 0.0068919 | 0.0053797 | 0.0046351 | 0.0021525 | 0.00056232
1350 | 2017-10-25 | 10 | 0.0025134 | 0.0018196 | 0.00094807 | 0.00064706 | 0.0011708 | 0.0011145 | 0.0022822 | 0.0028723 | 0.0098006 | 0.010135 | 0.017487 | 0.019142 | 0.021014 | 0.021559 | 0.020753 | 0.017065 | 0.012721 | 0.0092956 | 0.018055 | 0.026252 | 0.027346 | 0.030853 | 0.027323 | 0.022824
1350 | 2017-10-23 | 10 | 0.13311 | 0.074087 | 0.073734 | 0.076434 | 0.13706 | 0.15057 | 0.14943 | 0.13628 | 0.09417 | 0.13323 | 0.2064 | 0.18753 | 0.16842 | 0.13939 | 0.10926 | 0.10043 | 0.095302 | 0.078483 | 0.078816 | 0.072457 | 0.071946 | 0.070891 | 0.072736 | 0.07562
1350 | 2017-10-26 | 10 | 0.031118 | 0.031361 | 0.023013 | 0.024462 | 0.021998 | 0.026446 | 0.033606 | 0.037396 | 0.036654 | 0.030198 | 0.025665 | 0.011847 | 0.0046802 | 0.015006 | 0.0055676 | 0.0004453 | 8.6264e-06 | 0.00059294 | 0.0004206 | 0.00094035 | 0.0045637 | 0.00635 | 0.010115 | 0.0091577
1350 | 2017-10-16 | 10 | 0.0016639 | 0.0040904 | 0.0068137 | 0.02866 | 0.026147 | 0.035019 | 0.044649 | 0.054521 | 0.029419 | 0.027027 | 0.014333 | 0.018493 | 0.01509 | 0.0068965 | 0.01099 | 0.0065935 | 0.0053187 | 0.0057419 | 0.0038788 | 0.0030399 | 9.1021e-05 | 1.4839e-06 | 0.00020886 | 0.0011861
1396 | 2017-11-22 | 11 | 0.01196 | 0.021316 | 0.036363 | 0.027789 | 0.034058 | 0.022075 | 0.032102 | 0.066262 | 0.062973 | 0.036973 | 0.022839 | 0.011014 | 0.013937 | 0.017832 | 0.011365 | 0.0064451 | 0.0068082 | 0.0041073 | 0.0050237 | 0.0074103 | 0.0086704 | 0.011445 | 0.018195 | 0.027343
1396 | 2017-11-28 | 11 | 0.029629 | 0.020081 | 0.009863 | 0.007683 | 0.0015236 | 0.0069067 | 0.0048574 | 0.027995 | 0.034253 | 0.027869 | 0.036377 | 0.026252 | 0.041038 | 0.051158 | 0.045308 | 0.028734 | 0.019122 | 0.0025264 | 0.016393 | 0.14912 | 0.16116 | 0.21736 | 0.20018 | 0.16853
1396 | 2017-11-29 | 11 | 0.19134 | 0.15747 | 0.11625 | 0.081727 | 0.078539 | 0.09286 | 0.083066 | 0.10804 | 0.20521 | 0.32543 | 0.31635 | 0.17323 | 0.11256 | 0.10279 | 0.093168 | 0.058559 | 0.045838 | 0.043598 | 0.038607 | 0.042108 | 0.041964 | 0.042082 | 0.041309 | 0.026082
1396 | 2017-11-21 | 11 | 0.107 | 0.13677 | 0.099675 | 0.098552 | 0.082277 | 0.050289 | 0.054323 | 0.060696 | 0.06098 | 0.059346 | 0.046814 | 0.033271 | 0.040319 | 0.046979 | 0.047802 | 0.035778 | 0.020928 | 0.023015 | 0.030568 | 0.029272 | 0.022442 | 0.014368 | 0.0084451 | 0.012897
1396 | 2017-11-08 | 11 | 0.029434 | 0.028685 | 0.024063 | 0.034824 | 0.038528 | 0.035341 | 0.028853 | 0.026612 | 0.031727 | 0.028605 | 0.053435 | 0.069112 | 0.077725 | 0.07828 | 0.10953 | 0.091608 | 0.11625 | 0.16242 | 0.20835 | 0.30776 | 0.40592 | 0.44903 | 0.51568 | 0.57546
1396 | 2017-12-20 | 12 | 0.46167 | 0.41411 | 0.44361 | 0.26029 | 0.36686 | 0.35979 | 0.32126 | 0.24196 | 0.089513 | 0.089247 | 0.11134 | 0.056125 | 0.012946 | 0.024218 | 0.03368 | 0.02207 | 0.038462 | 0.047562 | 0.074658 | 0.078181 | 0.060432 | 0.11244 | 0.22787 | 0.46929
1396 | 2017-12-21 | 12 | 0.54981 | 0.61823 | 0.67699 | 0.58741 | 0.57964 | 0.69773 | 0.78193 | 0.62861 | 0.58351 | 0.66919 | 0.66602 | 0.64551 | 0.6279 | 0.51058 | 0.39326 | 0.21563 | 0.069645 | 0.048175 | 0.039358 | 0.020147 | 0.025308 | 0.022487 | 0.0064477 | 0.0048242
1396 | 2017-12-04 | 12 | 0.72087 | 0.78163 | 0.81614 | 0.77479 | 0.78387 | 0.74142 | 0.77927 | 0.77192 | 0.8265 | 0.83136 | 0.83095 | 0.84444 | 0.84866 | 0.84877 | 0.82007 | 0.86591 | 0.85932 | 0.77941 | 0.76838 | 0.76057 | 0.69871 | 0.73391 | 0.74188 | 0.67899
1396 | 2017-12-11 | 12 | 0.013753 | 0.015677 | 0.021077 | 0.021986 | 0.019448 | 0.014823 | 0.014893 | 0.020152 | 0.02383 | 0.018337 | 0.010285 | 0.022261 | 0.038781 | 0.036298 | 0.010794 | 0.012264 | 0.0094117 | 0.0065112 | 0.0053586 | 0.005215 | 0.0082524 | 0.010913 | 0.018358 | 0.02826
1396 | 2017-12-06 | 12 | 0.076853 | 0.08148 | 0.085537 | 0.072308 | 0.072648 | 0.075551 | 0.071838 | 0.070054 | 0.070148 | 0.070279 | 0.072714 | 0.072767 | 0.070868 | 0.070819 | 0.08144 | 0.082144 | 0.089665 | 0.096831 | 0.089805 | 0.082608 | 0.081198 | 0.10215 | 0.11149 | 0.10698
1396 | 2018-01-29 | 1 | 0.015532 | 0.016218 | 0.015916 | 0.016169 | 0.02002 | 0.028405 | 0.017818 | 0.024886 | 0.02297 | 0.027299 | 0.039959 | 0.027462 | 0.023327 | 0.030869 | 0.029803 | 0.032395 | 0.04308 | 0.046833 | 0.046108 | 0.048509 | 0.04854 | 0.059735 | 0.067251 | 0.06776
1396 | 2018-01-08 | 1 | 0.024579 | 0.013602 | 0.024389 | 0.055232 | 0.057602 | 0.031363 | 0.034803 | 0.026642 | 0.03188 | 0.036414 | 0.024313 | 0.021987 | 0.019271 | 0.0061721 | 0.0042227 | 0.013452 | 0.03749 | 0.064289 | 0.12217 | 0.26387 | 0.25986 | 0.32088 | 0.28311 | 0.14551
1396 | 2018-01-22 | 1 | 0.24216 | 0.27333 | 0.2736 | 0.25559 | 0.26823 | 0.28302 | 0.28918 | 0.24203 | 0.17309 | 0.15272 | 0.12988 | 0.10263 | 0.053688 | 0.021083 | 0.00032967 | 0.0086212 | 0.024074 | 0.046572 | 0.11219 | 0.10041 | 0.10782 | 0.11059 | 0.017329 | 0.026796
1396 | 2018-01-25 | 1 | 0.20624 | 0.17295 | 0.13949 | 0.11752 | 0.087106 | 0.072365 | 0.062429 | 0.053507 | 0.068549 | 0.049615 | 0.04907 | 0.065138 | 0.060899 | 0.22018 | 0.22396 | 0.14236 | 0.10139 | 0.098225 | 0.088394 | 0.072696 | 0.039696 | 0.036261 | 0.05685 | 0.060713
1396 | 2018-01-03 | 1 | 0.013855 | 0.01099 | 0.018485 | 0.016009 | 0.014948 | 0.009576 | 0.019875 | 0.006675 | 0.0032473 | 0.0030342 | 0.00094125 | 0.0030519 | 0.0073779 | 0.0009251 | 0.002097 | 0.13069 | 0.061118 | 0.037326 | 0.043069 | 0.028102 | 0.014528 | 0.011445 | 0.0090436 | 0.0051101
1396 | 2018-02-20 | 2 | 0.04651 | 0.11175 | 0.13689 | 0.13011 | 0.086298 | 0.087648 | 0.043667 | 0.032174 | 0.024792 | 0.018863 | 0.031324 | 0.0077164 | 0.0001148 | 0.0054371 | 0.0078845 | 0.02249 | 0.016423 | 0.01728 | 0.035694 | 0.082344 | 0.074494 | 0.086427 | 0.093603 | 0.087615
1396 | 2018-02-22 | 2 | 0.42844 | 0.46412 | 0.41952 | 0.44039 | 0.43897 | 0.51086 | 0.54969 | 0.51534 | 0.42371 | 0.40099 | 0.32516 | 0.52924 | 0.73048 | 0.60327 | 0.6979 | 0.81771 | 0.81096 | 0.72534 | 0.62006 | 0.3528 | 0.060357 | 0.15562 | 0.22105 | 0.26191
1396 | 2018-02-27 | 2 | 0.46555 | 0.76074 | 0.82187 | 0.83102 | 0.83672 | 0.85621 | 0.86793 | 0.85464 | 0.86475 | 0.85609 | 0.81269 | 0.75227 | 0.53192 | 0.42773 | 0.34423 | 0.25215 | 0.15618 | 0.044573 | 0.059968 | 0.16165 | 0.19827 | 0.16364 | 0.11377 | 0.10326
1396 | 2018-02-19 | 2 | 0.53246 | 0.55783 | 0.39729 | 0.36642 | 0.34287 | 0.33329 | 0.26318 | 0.13822 | 0.054612 | 0.019084 | 0.022974 | 0.031807 | 0.038131 | 0.03998 | 0.023538 | 0.016392 | 0.0091003 | 0.0059555 | 0.011165 | 0.031582 | 0.066481 | 0.044979 | 0.034199 | 0.041178
1396 | 2018-02-21 | 2 | 0.065747 | 0.048064 | 0.037863 | 0.022062 | 0.0093107 | 0.030081 | 0.045277 | 0.11353 | 0.067643 | 0.033953 | 0.025323 | 0.0094946 | 0.0062156 | 0.0058285 | 0.0084726 | 0.0096775 | 0.010059 | 0.014834 | 0.029289 | 0.17312 | 0.23877 | 0.32699 | 0.36089 | 0.399
1396 | 2018-03-01 | 3 | 0.19958 | 0.22734 | 0.37344 | 0.53077 | 0.69767 | 0.71826 | 0.73408 | 0.69282 | 0.69822 | 0.73954 | 0.69501 | 0.30492 | 0.32397 | 0.38071 | 0.60847 | 0.57974 | 0.63873 | 0.56278 | 0.56383 | 0.65307 | 0.81718 | 0.76416 | 0.7093 | 0.43731
1396 | 2018-03-05 | 3 | 0.051608 | 0.019906 | 0.0083323 | 0.0036888 | 0.011544 | 0.060117 | 0.27171 | 0.33784 | 0.21982 | 0.23662 | 0.21725 | 0.20394 | 0.1516 | 0.12479 | 0.045114 | 0.022375 | 0.031503 | 0.021527 | 0.021904 | 0.0087077 | 0.011277 | 0.0169 | 0.0087961 | 0.0078063
1396 | 2018-03-02 | 3 | 0.32268 | 0.27584 | 0.21692 | 0.17844 | 0.13486 | 0.051716 | 0.032651 | 0.03881 | 0.034236 | 0.058264 | 0.14237 | 0.10901 | 0.089793 | 0.065739 | 0.21819 | 0.1088 | 0.1255 | 0.33961 | 0.33574 | 0.2106 | 0.28436 | 0.26155 | 0.16399 | 0.077727
1396 | 2018-03-12 | 3 | 0.034786 | 0.01205 | 0.006479 | 0.0039378 | 0.0048605 | 0.003533 | 0.0021001 | 0.0013603 | 0.0050055 | 0.0056492 | 0.0045575 | 0.023595 | 0.06498 | 0.25745 | 0.16102 | 0.085025 | 0.11089 | 0.23506 | 0.20726 | 0.1533 | 0.12623 | 0.095833 | 0.13603 | 0.13251
1396 | 2018-03-29 | 3 | 0.091157 | 0.085282 | 0.096331 | 0.25402 | 0.38368 | 0.28552 | 0.15125 | 0.30475 | 0.15147 | 0.048468 | 0.038936 | 0.054435 | 0.045539 | 0.022176 | 0.0073292 | 0.0038809 | 0.0013466 | 0.00092199 | 0.0031771 | 0.068422 | 0.10059 | 0.085926 | 0.061173 | 0.0383
1396 | 2018-04-09 | 4 | 0.07264 | 0.07127 | 0.099785 | 0.081025 | 0.041639 | 0.025585 | 0.030012 | 0.054554 | 0.044197 | 0.044341 | 0.038886 | 0.080322 | 0.037811 | 0.0081026 | 0.0046533 | 0.0073126 | 0.011201 | 0.011614 | 0.017318 | 0.046299 | 0.05659 | 0.063513 | 0.073336 | 0.060061
1396 | 2018-04-23 | 4 | 0.11131 | 0.089794 | 0.084355 | 0.083251 | 0.08994 | 0.077858 | 0.079836 | 0.10821 | 0.10529 | 0.2658 | 0.21559 | 0.13424 | 0.078367 | 0.028879 | 0.016512 | 0.012473 | 0.0085497 | 0.0078519 | 0.01198 | 0.075117 | 0.19782 | 0.3934 | 0.54665 | 0.65235
1396 | 2018-04-10 | 4 | 0.044008 | 0.074723 | 0.2148 | 0.39555 | 0.47184 | 0.4012 | 0.42226 | 0.46295 | 0.54714 | 0.46098 | 0.3407 | 0.3074 | 0.24856 | 0.27781 | 0.35823 | 0.31251 | 0.39406 | 0.38664 | 0.34061 | 0.35313 | 0.37375 | 0.38258 | 0.41278 | 0.47716
1396 | 2018-04-25 | 4 | 0.61992 | 0.6252 | 0.63963 | 0.63507 | 0.63858 | 0.59584 | 0.53472 | 0.55229 | 0.39539 | 0.32872 | 0.29149 | 0.28947 | 0.29517 | 0.30256 | 0.30064 | 0.36446 | 0.4574 | 0.49852 | 0.56128 | 0.62583 | 0.698 | 0.7175 | 0.76792 | 0.76678
1396 | 2018-04-24 | 4 | 0.6328 | 0.6815 | 0.7057 | 0.57519 | 0.57161 | 0.48624 | 0.41053 | 0.41447 | 0.3329 | 0.29253 | 0.22877 | 0.20382 | 0.14586 | 0.14744 | 0.13009 | 0.11547 | 0.17642 | 0.24295 | 0.37929 | 0.5629 | 0.59264 | 0.6405 | 0.66423 | 0.63321
1396 | 2018-05-29 | 5 | 0.31421 | 0.33893 | 0.44349 | 0.38351 | 0.22029 | 0.21173 | 0.18121 | 0.081871 | 0.085221 | 0.097628 | 0.093946 | 0.087514 | 0.097812 | 0.18625 | 0.30913 | 0.49246 | 0.547 | 0.50987 | 0.57757 | 0.65368 | 0.74026 | 0.81276 | 0.79552 | 0.75888
1396 | 2018-05-08 | 5 | 0.60184 | 0.64468 | 0.679 | 0.66767 | 0.56279 | 0.49508 | 0.41617 | 0.25574 | 0.36107 | 0.4749 | 0.36904 | 0.48249 | 0.50981 | 0.51874 | 0.63324 | 0.80018 | 0.82793 | 0.79506 | 0.76549 | 0.8152 | 0.76539 | 0.71662 | 0.8162 | 0.78618
1396 | 2018-05-09 | 5 | 0.72015 | 0.63098 | 0.60419 | 0.56969 | 0.45373 | 0.46521 | 0.50917 | 0.5857 | 0.67102 | 0.78438 | 0.68953 | 0.58316 | 0.64096 | 0.576 | 0.62715 | 0.72114 | 0.79533 | 0.77206 | 0.75204 | 0.74225 | 0.78526 | 0.7754 | 0.7739 | 0.69678
1396 | 2018-05-07 | 5 | 0.57237 | 0.61303 | 0.60975 | 0.48584 | 0.56448 | 0.47279 | 0.44072 | 0.37319 | 0.23463 | 0.14868 | 0.067735 | 0.015899 | 0.01278 | 0.027317 | 0.058492 | 0.11541 | 0.1852 | 0.34826 | 0.38251 | 0.45999 | 0.58425 | 0.53809 | 0.54818 | 0.57351
1396 | 2018-05-28 | 5 | 0.41692 | 0.41307 | 0.4603 | 0.36127 | 0.25255 | 0.18837 | 0.12145 | 0.11011 | 0.12565 | 0.13641 | 0.13025 | 0.13095 | 0.10939 | 0.081962 | 0.057994 | 0.11023 | 0.19151 | 0.24682 | 0.26167 | 0.26024 | 0.24057 | 0.22776 | 0.20745 | 0.24704
1396 | 2018-06-22 | 6 | 0.55062 | 0.52719 | 0.55377 | 0.51702 | 0.42269 | 0.30336 | 0.22959 | 0.13756 | 0.062485 | 0.026825 | 0.013844 | 0.0052607 | 0.0057239 | 0.011883 | 0.027256 | 0.050789 | 0.082452 | 0.15176 | 0.2469 | 0.31527 | 0.38923 | 0.35961 | 0.36353 | 0.47756
1396 | 2018-06-13 | 6 | 0.68004 | 0.67071 | 0.62586 | 0.58332 | 0.59381 | 0.55392 | 0.46014 | 0.37888 | 0.26484 | 0.1487 | 0.11816 | 0.083309 | 0.074161 | 0.097195 | 0.17913 | 0.30203 | 0.48948 | 0.59072 | 0.6191 | 0.63859 | 0.71399 | 0.72551 | 0.75612 | 0.74291
1396 | 2018-06-12 | 6 | 0.43365 | 0.45258 | 0.40503 | 0.35255 | 0.27393 | 0.17124 | 0.1522 | 0.13062 | 0.11194 | 0.084203 | 0.067426 | 0.049696 | 0.047175 | 0.085416 | 0.18715 | 0.28824 | 0.3717 | 0.36372 | 0.37892 | 0.36853 | 0.4394 | 0.54477 | 0.59584 | 0.62948
1396 | 2018-06-14 | 6 | 0.67018 | 0.57089 | 0.58949 | 0.61149 | 0.64292 | 0.70051 | 0.67968 | 0.61607 | 0.53207 | 0.3589 | 0.34699 | 0.2037 | 0.16733 | 0.11877 | 0.1466 | 0.22509 | 0.30235 | 0.45168 | 0.52878 | 0.5696 | 0.60897 | 0.54348 | 0.47035 | 0.52314
1396 | 2018-06-26 | 6 | 0.68239 | 0.70283 | 0.68709 | 0.58031 | 0.47106 | 0.41176 | 0.38214 | 0.30459 | 0.22346 | 0.15199 | 0.10724 | 0.084377 | 0.093601 | 0.12745 | 0.23988 | 0.37072 | 0.47715 | 0.53435 | 0.58157 | 0.59117 | 0.62657 | 0.64176 | 0.67527 | 0.77598
1377.6 | 2018-07-25 | 7 | 0.78577 | 0.72971 | 0.65462 | 0.69181 | 0.67419 | 0.74309 | 0.70177 | 0.60832 | 0.47206 | 0.30383 | 0.31544 | 0.28337 | 0.26316 | 0.35079 | 0.49919 | 0.56633 | 0.63185 | 0.6629 | 0.70403 | 0.72847 | 0.77924 | 0.82084 | 0.84383 | 0.8301
1377.6 | 2018-07-24 | 7 | 0.85982 | 0.85809 | 0.74471 | 0.75192 | 0.79744 | 0.68041 | 0.74261 | 0.72898 | 0.56995 | 0.40379 | 0.2771 | 0.21258 | 0.19146 | 0.23878 | 0.34241 | 0.49761 | 0.61441 | 0.69543 | 0.69575 | 0.73995 | 0.80811 | 0.80117 | 0.7776 | 0.77926
1377.6 | 2018-07-23 | 7 | 0.86623 | 0.8645 | 0.84597 | 0.81704 | 0.81715 | 0.80841 | 0.81832 | 0.80313 | 0.77468 | 0.66024 | 0.51216 | 0.34963 | 0.25097 | 0.2419 | 0.30098 | 0.41848 | 0.54785 | 0.51516 | 0.52311 | 0.52476 | 0.57776 | 0.68749 | 0.81245 | 0.85106
1377.6 | 2018-07-06 | 7 | 0.34569 | 0.39957 | 0.40822 | 0.25311 | 0.076872 | 0.099871 | 0.30203 | 0.21645 | 0.18385 | 0.10386 | 0.060602 | 0.011767 | 0.02925 | 0.052378 | 0.065089 | 0.10003 | 0.16072 | 0.23863 | 0.28745 | 0.30659 | 0.25035 | 0.29231 | 0.29725 | 0.35323
1377.6 | 2018-07-31 | 7 | 0.83276 | 0.76567 | 0.71616 | 0.7337 | 0.71859 | 0.6109 | 0.48286 | 0.45774 | 0.36227 | 0.3652 | 0.32585 | 0.31045 | 0.27924 | 0.28022 | 0.3311 | 0.41538 | 0.59232 | 0.6216 | 0.55827 | 0.64726 | 0.75136 | 0.7965 | 0.81265 | 0.82969
1377.6 | 2018-08-09 | 8 | 0.50036 | 0.45263 | 0.46125 | 0.3664 | 0.30973 | 0.20418 | 0.17364 | 0.11473 | 0.048361 | 0.030164 | 0.014947 | 0.0015417 | 0.0093386 | 0.018091 | 0.038522 | 0.05474 | 0.065772 | 0.12559 | 0.15105 | 0.224 | 0.36797 | 0.41483 | 0.50537 | 0.55548
1377.6 | 2018-08-06 | 8 | 0.51073 | 0.5263 | 0.51807 | 0.44926 | 0.40937 | 0.41209 | 0.34521 | 0.3082 | 0.23906 | 0.16313 | 0.082259 | 0.028891 | 0.012365 | 0.030909 | 0.081338 | 0.27889 | 0.5296 | 0.61818 | 0.55883 | 0.58843 | 0.68359 | 0.66036 | 0.64932 | 0.69009
1377.6 | 2018-08-07 | 8 | 0.64342 | 0.6547 | 0.65886 | 0.69179 | 0.6648 | 0.60305 | 0.53961 | 0.47246 | 0.36996 | 0.32673 | 0.32831 | 0.27151 | 0.28558 | 0.35783 | 0.48192 | 0.53148 | 0.56034 | 0.59789 | 0.62534 | 0.70488 | 0.72077 | 0.71743 | 0.71796 | 0.68772
1377.6 | 2018-08-08 | 8 | 0.67481 | 0.689 | 0.64155 | 0.53757 | 0.47221 | 0.45258 | 0.41807 | 0.31223 | 0.17827 | 0.10204 | 0.046378 | 0.018488 | 0.0071461 | 0.021308 | 0.04565 | 0.077748 | 0.12048 | 0.15598 | 0.19999 | 0.32114 | 0.49025 | 0.5376 | 0.54543 | 0.56241
1377.6 | 2018-08-01 | 8 | 0.83922 | 0.82725 | 0.79505 | 0.80031 | 0.75987 | 0.75797 | 0.72918 | 0.68608 | 0.59419 | 0.56165 | 0.44058 | 0.4169 | 0.44567 | 0.47726 | 0.55173 | 0.6811 | 0.7816 | 0.75175 | 0.77844 | 0.82646 | 0.83533 | 0.86546 | 0.84913 | 0.83311
1377.6 | 2018-09-07 | 9 | 0.53382 | 0.43716 | 0.37469 | 0.39871 | 0.30555 | 0.19266 | 0.15825 | 0.12334 | 0.07642 | 0.045348 | 0.028358 | 0.0097851 | 0.0029256 | 0.013949 | 0.043466 | 0.11771 | 0.19126 | 0.36627 | 0.46872 | 0.57342 | 0.61927 | 0.68726 | 0.68691 | 0.7619
1377.6 | 2018-09-08 | 9 | 0.72815 | 0.76686 | 0.80129 | 0.7514 | 0.70642 | 0.68493 | 0.6278 | 0.55742 | 0.4715 | 0.39413 | 0.29828 | 0.21677 | 0.18658 | 0.14611 | 0.23465 | 0.43431 | 0.53824 | 0.54734 | 0.58896 | 0.57553 | 0.60901 | 0.68927 | 0.66372 | 0.67093
1377.6 | 2018-09-10 | 9 | 0.79384 | 0.78439 | 0.76341 | 0.66505 | 0.56535 | 0.51461 | 0.44842 | 0.37542 | 0.26556 | 0.15629 | 0.092906 | 0.040529 | 0.012622 | 0.013901 | 0.025812 | 0.056654 | 0.11793 | 0.19823 | 0.26835 | 0.42342 | 0.5356 | 0.66867 | 0.7397 | 0.76012
1377.6 | 2018-09-09 | 9 | 0.65146 | 0.63332 | 0.5998 | 0.50722 | 0.44447 | 0.37623 | 0.32744 | 0.24899 | 0.17707 | 0.1034 | 0.033735 | 0.0083707 | 0.0092461 | 0.029402 | 0.044321 | 0.062826 | 0.13737 | 0.33104 | 0.45294 | 0.62364 | 0.61539 | 0.7129 | 0.80207 | 0.82839
1377.6 | 2018-09-04 | 9 | 0.86255 | 0.85274 | 0.84947 | 0.81579 | 0.78562 | 0.73614 | 0.71855 | 0.63594 | 0.49951 | 0.37679 | 0.29662 | 0.19407 | 0.14153 | 0.12444 | 0.15728 | 0.24236 | 0.2495 | 0.22443 | 0.25393 | 0.3233 | 0.43752 | 0.61381 | 0.73579 | 0.65775
1377.6 | 2018-10-01 | 10 | 0.17212 | 0.10862 | 0.3271 | 0.28891 | 0.24635 | 0.15134 | 0.15727 | 0.13911 | 0.10432 | 0.013853 | 0.0039909 | 0.010512 | 0.0044175 | 0.00073026 | 0.0014564 | 0.00032304 | 0.00015864 | 0.036251 | 0.086254 | 0.066879 | 0.050658 | 0.037678 | 0.042298 | 0.0087271
1377.6 | 2018-10-02 | 10 | 0.016836 | 0.01382 | 0.010874 | 0.0080999 | 0.0076758 | 0.041951 | 0.073553 | 0.064838 | 0.05803 | 0.016962 | 0.012099 | 0.016317 | 0.0064724 | 0.0033592 | 0.0020026 | 0.0006069 | 4.351e-05 | 0.0016628 | 0.049911 | 0.17278 | 0.36136 | 0.40791 | 0.44086 | 0.47673
1377.6 | 2018-10-03 | 10 | 0.42315 | 0.37325 | 0.33587 | 0.16434 | 0.1687 | 0.16537 | 0.096538 | 0.062322 | 0.081936 | 0.061616 | 0.079539 | 0.087962 | 0.13613 | 0.20111 | 0.22646 | 0.31664 | 0.2582 | 0.27682 | 0.19654 | 0.14765 | 0.085062 | 0.13246 | 0.1855 | 0.13946
1377.6 | 2018-10-08 | 10 | 0.50631 | 0.6205 | 0.68216 | 0.55339 | 0.48517 | 0.37779 | 0.28768 | 0.18124 | 0.17794 | 0.20036 | 0.20975 | 0.23012 | 0.23308 | 0.24141 | 0.2178 | 0.080224 | 0.026013 | 0.010307 | 0.0083798 | 0.0058995 | 0.0062075 | 0.0071405 | 0.023723 | 0.057018
1377.6 | 2018-10-04 | 10 | 0.13797 | 0.12408 | 0.20368 | 0.20963 | 0.15434 | 0.22566 | 0.22777 | 0.21128 | 0.27354 | 0.33926 | 0.35115 | 0.38011 | 0.3927 | 0.35294 | 0.279 | 0.29913 | 0.30734 | 0.29128 | 0.3148 | 0.38906 | 0.44293 | 0.47799 | 0.45568 | 0.41477
1377.6 | 2018-11-02 | 11 | 0.0067754 | 0.025612 | 0.011045 | 0.0060319 | 0.0023585 | 0.0032501 | 0.0030748 | 0.0022603 | 0.0023461 | 0.0027805 | 0.00020577 | 0.0090004 | 0.015048 | 0.019442 | 0.012206 | 0.012482 | 0.014093 | 0.0098668 | 0.023598 | 0.048757 | 0.059853 | 0.041805 | 0.059071 | 0.096484
1377.6 | 2018-11-01 | 11 | 0.37749 | 0.31552 | 0.27039 | 0.19523 | 0.12627 | 0.14843 | 0.13349 | 0.103 | 0.098738 | 0.07858 | 0.098655 | 0.14912 | 0.083399 | 0.035927 | 0.024624 | 0.013753 | 0.0056177 | 0.0047882 | 0.0035644 | 0.0019317 | 0.0011998 | 0.0026221 | 0.008113 | 0.012056
1377.6 | 2018-11-05 | 11 | 0.1015 | 0.11611 | 0.12966 | 0.1491 | 0.14796 | 0.11059 | 0.15918 | 0.17932 | 0.177 | 0.16954 | 0.13497 | 0.11829 | 0.14708 | 0.11445 | 0.084144 | 0.04178 | 0.020666 | 0.037206 | 0.032789 | 0.047452 | 0.071716 | 0.094496 | 0.10819 | 0.15887
1377.6 | 2018-11-14 | 11 | 0.0005111 | 9.6154e-06 | 0.00096992 | 0.0010402 | 0.0026029 | 0.001282 | 0.0012054 | 0.0056872 | 0.012824 | 0.011866 | 0.014436 | 0.013169 | 0.0096132 | 0.0084457 | 0.0076439 | 0.0082147 | 0.010939 | 0.015291 | 0.020567 | 0.02584 | 0.021749 | 0.022639 | 0.022953 | 0.018623
1377.6 | 2018-11-07 | 11 | 0.036321 | 0.028218 | 0.025376 | 0.029469 | 0.028511 | 0.031623 | 0.02993 | 0.074369 | 0.10867 | 0.11242 | 0.087112 | 0.062764 | 0.061529 | 0.076964 | 0.099061 | 0.083479 | 0.10848 | 0.15269 | 0.16258 | 0.20989 | 0.41215 | 0.5275 | 0.59239 | 0.72918
1377.6 | 2018-12-05 | 12 | 0.058452 | 0.059035 | 0.13179 | 0.097349 | 0.16352 | 0.18394 | 0.20511 | 0.27599 | 0.28966 | 0.23752 | 0.22764 | 0.3055 | 0.28303 | 0.25985 | 0.30478 | 0.27075 | 0.29814 | 0.29556 | 0.27531 | 0.29167 | 0.32693 | 0.27129 | 0.22123 | 0.18898
1377.6 | 2018-12-10 | 12 | 0.0095097 | 0.010211 | 0.0052333 | 0.0032875 | 0.0015882 | 0.0016321 | 0.0013704 | 0.0087683 | 0.01868 | 0.021509 | 0.022062 | 0.024917 | 0.035329 | 0.071781 | 0.049388 | 0.046874 | 0.057232 | 0.058889 | 0.078394 | 0.079532 | 0.078349 | 0.071485 | 0.095255 | 0.12735
1377.6 | 2018-12-06 | 12 | 0.083826 | 0.10276 | 0.15804 | 0.14483 | 0.15327 | 0.15615 | 0.22342 | 0.27402 | 0.29598 | 0.27599 | 0.20158 | 0.16573 | 0.17213 | 0.12607 | 0.10113 | 0.062584 | 0.048125 | 0.025843 | 0.014886 | 0.013934 | 0.0083273 | 0.0083257 | 0.0079938 | 0.0052821
1377.6 | 2018-12-11 | 12 | 0.12912 | 0.11079 | 0.11659 | 0.10055 | 0.095465 | 0.080343 | 0.074455 | 0.04193 | 0.030862 | 0.023694 | 0.010701 | 0.0029525 | 0.00045685 | 0.0002421 | 0.0085099 | 0.0076714 | 0.031385 | 0.07977 | 0.079223 | 0.097793 | 0.14189 | 0.14652 | 0.17349 | 0.16553
1377.6 | 2018-12-03 | 12 | 0.023724 | 0.045589 | 0.046765 | 0.049278 | 0.055145 | 0.096365 | 0.1044 | 0.11738 | 0.065235 | 0.039621 | 0.028425 | 0.02721 | 0.037816 | 0.045244 | 0.042407 | 0.043495 | 0.063842 | 0.10308 | 0.1211 | 0.12424 | 0.14165 | 0.14248 | 0.23659 | 0.16033
1377.6 | 2019-01-14 | 1 | 0.060313 | 0.078666 | 0.049827 | 0.033419 | 0.060775 | 0.10501 | 0.15067 | 0.21455 | 0.13347 | 0.16899 | 0.16018 | 0.090341 | 0.049055 | 0.064151 | 0.059141 | 0.071285 | 0.058548 | 0.2878 | 0.28157 | 0.28349 | 0.25863 | 0.21149 | 0.15199 | 0.14321
1377.6 | 2019-01-15 | 1 | 0.19232 | 0.20045 | 0.20229 | 0.21719 | 0.30726 | 0.46605 | 0.50169 | 0.48243 | 0.48616 | 0.38202 | 0.35728 | 0.34223 | 0.24704 | 0.30397 | 0.36083 | 0.38147 | 0.34734 | 0.38504 | 0.55481 | 0.73985 | 0.55254 | 0.28802 | 0.14089 | 0.1761
1377.6 | 2019-01-02 | 1 | 0.028264 | 0.023076 | 0.020462 | 0.017559 | 0.0078988 | 0.0090483 | 0.019357 | 0.017891 | 0.018604 | 0.020493 | 0.018019 | 0.0089443 | 0.0060629 | 0.0040265 | 0.0017966 | 0.0016885 | 0.0011565 | 0.0003667 | 0.0012075 | 0.00041247 | 0.0013947 | 0.0048743 | 0.004042 | 0.0070332
1377.6 | 2019-01-03 | 1 | 0.015029 | 0.02407 | 0.031334 | 0.024626 | 0.034504 | 0.035078 | 0.058123 | 0.072383 | 0.10403 | 0.063036 | 0.025621 | 0.016721 | 0.01536 | 0.013364 | 0.014827 | 0.011596 | 0.017061 | 0.021324 | 0.027363 | 0.023622 | 0.020707 | 0.016121 | 0.012899 | 0.0152
1377.6 | 2019-01-16 | 1 | 0.17271 | 0.18546 | 0.29789 | 0.37187 | 0.34132 | 0.28943 | 0.34831 | 0.34603 | 0.27573 | 0.35466 | 0.43014 | 0.32303 | 0.33896 | 0.48896 | 0.79568 | 0.82055 | 0.83865 | 0.88714 | 0.86832 | 0.81779 | 0.70657 | 0.65767 | 0.74766 | 0.73176
1377.6 | 2019-02-20 | 2 | 0.34854 | 0.36472 | 0.37331 | 0.41029 | 0.28312 | 0.15015 | 0.13811 | 0.14009 | 0.18515 | 0.16807 | 0.12368 | 0.089329 | 0.082624 | 0.055298 | 0.14032 | 0.058293 | 0.064846 | 0.02937 | 0.084408 | 0.15452 | 0.18036 | 0.21113 | 0.1527 | 0.10005
1377.6 | 2019-02-21 | 2 | 0.099233 | 0.071458 | 0.046457 | 0.050962 | 0.026967 | 0.038341 | 0.08341 | 0.1921 | 0.46939 | 0.70661 | 0.80889 | 0.82083 | 0.74675 | 0.70427 | 0.77355 | 0.81518 | 0.8087 | 0.79399 | 0.78629 | 0.79805 | 0.77632 | 0.80409 | 0.84605 | 0.84471
1377.6 | 2019-02-05 | 2 | 0.2014 | 0.23108 | 0.21343 | 0.097339 | 0.070398 | 0.089477 | 0.13869 | 0.17181 | 0.10341 | 0.032188 | 0.025796 | 0.037401 | 0.040368 | 0.017193 | 0.033552 | 0.038771 | 0.058245 | 0.064193 | 0.087344 | 0.10152 | 0.13708 | 0.1275 | 0.12669 | 0.14028
1377.6 | 2019-02-13 | 2 | 0.23186 | 0.5009 | 0.48991 | 0.71219 | 0.74167 | 0.30781 | 0.12315 | 0.3959 | 0.80648 | 0.77744 | 0.75883 | 0.73389 | 0.67724 | 0.6509 | 0.61164 | 0.57172 | 0.32631 | 0.27241 | 0.35251 | 0.4718 | 0.56182 | 0.69317 | 0.7107 | 0.6073
1377.6 | 2019-02-12 | 2 | 0.030429 | 0.017075 | 0.012301 | 0.01832 | 0.029965 | 0.032623 | 0.028604 | 0.037785 | 0.011174 | 0.0051673 | 0.013895 | 0.016333 | 0.010012 | 0.010632 | 0.038041 | 0.076786 | 0.045677 | 0.036207 | 0.05265 | 0.10801 | 0.12177 | 0.085254 | 0.023939 | 0.039465
1377.6 | 2019-03-06 | 3 | 0.27445 | 0.27192 | 0.16597 | 0.31792 | 0.5227 | 0.49318 | 0.35342 | 0.29726 | 0.26654 | 0.27781 | 0.27134 | 0.26822 | 0.41787 | 0.73607 | 0.76052 | 0.54147 | 0.51464 | 0.37061 | 0.29843 | 0.24465 | 0.30202 | 0.28746 | 0.36268 | 0.31346
1377.6 | 2019-03-05 | 3 | 0.0029625 | 0.0032378 | 0.0095491 | 0.011612 | 0.0044992 | 0.0011086 | 0.001882 | 0.00072163 | 0.013416 | 0.010221 | 0.007804 | 0.001673 | 0.034828 | 0.23718 | 0.3368 | 0.331 | 0.64826 | 0.83133 | 0.84664 | 0.74917 | 0.65447 | 0.5017 | 0.25398 | 0.2267
1377.6 | 2019-03-07 | 3 | 0.28111 | 0.20865 | 0.26454 | 0.31135 | 0.24069 | 0.15072 | 0.12001 | 0.096482 | 0.090504 | 0.086587 | 0.13673 | 0.12407 | 0.13645 | 0.19732 | 0.20422 | 0.16416 | 0.25515 | 0.24707 | 0.15794 | 0.17523 | 0.2125 | 0.15794 | 0.22886 | 0.21987
1377.6 | 2019-03-11 | 3 | 0.084304 | 0.091575 | 0.085665 | 0.072772 | 0.063623 | 0.081422 | 0.077165 | 0.12507 | 0.15528 | 0.16617 | 0.27755 | 0.32522 | 0.28521 | 0.26928 | 0.21547 | 0.17675 | 0.18316 | 0.11418 | 0.052057 | 0.073176 | 0.05642 | 0.13827 | 0.13919 | 0.2118
1377.6 | 2019-03-04 | 3 | 0.11898 | 0.10814 | 0.15038 | 0.21979 | 0.19223 | 0.15288 | 0.17075 | 0.14703 | 0.098826 | 0.06826 | 0.047083 | 0.035455 | 0.045995 | 0.057109 | 0.022012 | 0.01525 | 0.016473 | 0.011923 | 0.027038 | 0.032212 | 0.026892 | 0.0077266 | 0.00044141 | 0.0014468
1396 | 2019-04-24 | 4 | 0.14441 | 0.17576 | 0.21782 | 0.18252 | 0.12475 | 0.054533 | 0.031796 | 0.032895 | 0.029864 | 0.034253 | 0.040096 | 0.016589 | 0.0016662 | 0.00012145 | 0.0054669 | 0.012631 | 0.0267 | 0.050075 | 0.094375 | 0.14719 | 0.20436 | 0.29186 | 0.34304 | 0.39006
1396 | 2019-04-25 | 4 | 0.41937 | 0.391 | 0.3959 | 0.42178 | 0.40865 | 0.29505 | 0.24797 | 0.18604 | 0.11876 | 0.063541 | 0.058459 | 0.061979 | 0.093482 | 0.13595 | 0.2252 | 0.32876 | 0.43167 | 0.49885 | 0.56561 | 0.6161 | 0.63158 | 0.65605 | 0.63869 | 0.61537
1396 | 2019-04-23 | 4 | 0.39037 | 0.26367 | 0.094129 | 0.18322 | 0.19402 | 0.17182 | 0.16289 | 0.14754 | 0.093287 | 0.12201 | 0.10421 | 0.11331 | 0.10785 | 0.06657 | 0.029812 | 0.013571 | 0.010249 | 0.0016209 | 0.00093782 | 0.024261 | 0.076587 | 0.10604 | 0.13099 | 0.13309
1396 | 2019-04-18 | 4 | 0.15675 | 0.13207 | 0.15305 | 0.096624 | 0.067274 | 0.044562 | 0.037577 | 0.02769 | 0.025612 | 0.018904 | 0.012285 | 0.016892 | 0.017962 | 0.010621 | 0.0058739 | 0.0050617 | 0.0057483 | 0.0066792 | 0.01181 | 0.015281 | 0.018017 | 0.057101 | 0.10922 | 0.21218
1396 | 2019-04-26 | 4 | 0.66565 | 0.59252 | 0.4857 | 0.53867 | 0.57825 | 0.47921 | 0.48065 | 0.40332 | 0.25929 | 0.16967 | 0.087339 | 0.035841 | 0.028879 | 0.023908 | 0.029616 | 0.032736 | 0.072074 | 0.14634 | 0.23098 | 0.37997 | 0.46199 | 0.50771 | 0.58074 | 0.60588
1396 | 2019-05-13 | 5 | 0.89866 | 0.85552 | 0.84307 | 0.751 | 0.70182 | 0.67755 | 0.64183 | 0.64182 | 0.71614 | 0.7351 | 0.7601 | 0.67406 | 0.59429 | 0.47468 | 0.38492 | 0.45766 | 0.44773 | 0.51167 | 0.5252 | 0.60646 | 0.72969 | 0.70633 | 0.68091 | 0.75489
1396 | 2019-05-14 | 5 | 0.70892 | 0.64693 | 0.70966 | 0.65954 | 0.5783 | 0.58403 | 0.54618 | 0.5622 | 0.60858 | 0.62782 | 0.56911 | 0.52403 | 0.53066 | 0.53865 | 0.51523 | 0.42803 | 0.4262 | 0.43528 | 0.37382 | 0.48024 | 0.45733 | 0.4273 | 0.37423 | 0.318
1396 | 2019-05-02 | 5 | 0.38801 | 0.35149 | 0.32468 | 0.30007 | 0.17248 | 0.14797 | 0.16099 | 0.11276 | 0.069679 | 0.042299 | 0.012841 | 0.0093626 | 0.010246 | 0.013996 | 0.02178 | 0.045842 | 0.059478 | 0.089493 | 0.16325 | 0.21947 | 0.32077 | 0.34722 | 0.36104 | 0.34499
1396 | 2019-05-08 | 5 | 0.87137 | 0.86903 | 0.86059 | 0.8007 | 0.70739 | 0.62746 | 0.46595 | 0.36742 | 0.29864 | 0.25487 | 0.19043 | 0.12707 | 0.12922 | 0.13193 | 0.1653 | 0.30384 | 0.51689 | 0.58642 | 0.58742 | 0.66303 | 0.73933 | 0.80977 | 0.86152 | 0.87706
1396 | 2019-05-30 | 5 | 0.60078 | 0.58513 | 0.54994 | 0.50211 | 0.47955 | 0.51175 | 0.49199 | 0.47913 | 0.46842 | 0.43143 | 0.35682 | 0.31654 | 0.27326 | 0.29628 | 0.4181 | 0.53042 | 0.52006 | 0.53607 | 0.51617 | 0.46643 | 0.49047 | 0.26186 | 0.21498 | 0.22362
1405 | 2019-06-11 | 6 | 0.15691 | 0.17021 | 0.15522 | 0.14582 | 0.1042 | 0.06522 | 0.049866 | 0.033142 | 0.017767 | 0.020579 | 0.013206 | 0.0049562 | 0.0094698 | 0.0083718 | 0.0068842 | 0.0073663 | 0.011039 | 0.021149 | 0.022604 | 0.049663 | 0.1198 | 0.10453 | 0.1104 | 0.12093
1405 | 2019-06-10 | 6 | 0.0051372 | 0.0031909 | 0.0040745 | 0.0058117 | 0.018277 | 0.043418 | 0.063357 | 0.075809 | 0.071145 | 0.080108 | 0.08248 | 0.03695 | 0.018302 | 0.010418 | 0.0061953 | 0.010773 | 0.010082 | 0.0093645 | 0.0069186 | 0.0025815 | 0.0030672 | 0.026871 | 0.043096 | 0.084033
1405 | 2019-06-12 | 6 | 0.11879 | 0.08077 | 0.12984 | 0.072033 | 0.061701 | 0.088049 | 0.094392 | 0.070311 | 0.03429 | 0.025338 | 0.025511 | 0.018335 | 0.018015 | 0.027065 | 0.082765 | 0.12726 | 0.22438 | 0.33579 | 0.43306 | 0.6584 | 0.80729 | 0.82793 | 0.83064 | 0.82542
1405 | 2019-06-05 | 6 | 0.41876 | 0.39777 | 0.40313 | 0.36003 | 0.34685 | 0.2361 | 0.14977 | 0.065463 | 0.043464 | 0.045395 | 0.030995 | 0.024319 | 0.033887 | 0.061719 | 0.11273 | 0.23179 | 0.39805 | 0.5024 | 0.5415 | 0.50981 | 0.57652 | 0.71756 | 0.7054 | 0.76487
1405 | 2019-06-19 | 6 | 0.85772 | 0.86102 | 0.86683 | 0.87516 | 0.85794 | 0.79776 | 0.7724 | 0.71013 | 0.63336 | 0.59858 | 0.57709 | 0.54474 | 0.50785 | 0.47433 | 0.44568 | 0.5273 | 0.64122 | 0.74821 | 0.79826 | 0.81565 | 0.82953 | 0.8383 | 0.84177 | 0.83392
1405 | 2019-07-24 | 7 | 0.41873 | 0.3625 | 0.37 | 0.35593 | 0.28016 | 0.19978 | 0.23425 | 0.13931 | 0.064618 | 0.021864 | 0.0090792 | 0.018835 | 0.011487 | 0.014669 | 0.038315 | 0.068165 | 0.10547 | 0.12383 | 0.15777 | 0.18824 | 0.23979 | 0.26318 | 0.23754 | 0.25089
1405 | 2019-07-26 | 7 | 0.62267 | 0.6155 | 0.44516 | 0.43642 | 0.40885 | 0.44217 | 0.50434 | 0.51713 | 0.40187 | 0.32687 | 0.24456 | 0.22285 | 0.21139 | 0.19056 | 0.18543 | 0.24443 | 0.34295 | 0.37837 | 0.33902 | 0.42018 | 0.53841 | 0.61608 | 0.65322 | 0.68415
1405 | 2019-07-25 | 7 | 0.27766 | 0.32813 | 0.33207 | 0.3183 | 0.28403 | 0.21052 | 0.12153 | 0.087149 | 0.06842 | 0.046797 | 0.056631 | 0.03201 | 0.05171 | 0.10959 | 0.19761 | 0.42386 | 0.47336 | 0.43143 | 0.40395 | 0.42882 | 0.43485 | 0.46715 | 0.54844 | 0.59852
1405 | 2019-07-23 | 7 | 0.42745 | 0.53623 | 0.65579 | 0.65572 | 0.56947 | 0.4949 | 0.46994 | 0.4886 | 0.46454 | 0.40898 | 0.40735 | 0.41764 | 0.41604 | 0.40191 | 0.48383 | 0.43413 | 0.49402 | 0.53443 | 0.43804 | 0.37005 | 0.36782 | 0.35022 | 0.39215 | 0.43288
1405 | 2019-07-27 | 7 | 0.64806 | 0.61881 | 0.44197 | 0.37613 | 0.33671 | 0.2284 | 0.20356 | 0.19126 | 0.1062 | 0.047794 | 0.021748 | 0.0090601 | 0.012275 | 0.011693 | 0.020709 | 0.023752 | 0.044326 | 0.072167 | 0.087346 | 0.10241 | 0.19096 | 0.23442 | 0.25941 | 0.24531
1405 | 2019-07-28 | 7 | 0.2898 | 0.30807 | 0.31563 | 0.26859 | 0.19999 | 0.1419 | 0.17576 | 0.20024 | 0.17929 | 0.12509 | 0.077094 | 0.034132 | 0.017507 | 0.038681 | 0.064443 | 0.14719 | 0.26353 | 0.41459 | 0.52726 | 0.53031 | 0.59411 | 0.67818 | 0.71351 | 0.73548
1405 | 2019-08-15 | 8 | 0.37512 | 0.37142 | 0.32815 | 0.24288 | 0.17812 | 0.14782 | 0.08147 | 0.067344 | 0.061562 | 0.058678 | 0.022338 | 0.014112 | 0.010344 | 0.011147 | 0.0084687 | 0.015229 | 0.036948 | 0.076762 | 0.11675 | 0.17107 | 0.26227 | 0.40738 | 0.45657 | 0.47267
1405 | 2019-08-14 | 8 | 0.26058 | 0.21415 | 0.17443 | 0.15857 | 0.13099 | 0.067621 | 0.040633 | 0.041655 | 0.029209 | 0.01517 | 0.0092686 | 0.0053381 | 0.0042031 | 0.0054144 | 0.0058873 | 0.0092231 | 0.021072 | 0.084096 | 0.17959 | 0.2208 | 0.30176 | 0.32593 | 0.37505 | 0.38319
1405 | 2019-08-26 | 8 | 0.64185 | 0.61598 | 0.61188 | 0.60243 | 0.62852 | 0.64452 | 0.52848 | 0.34413 | 0.17719 | 0.082105 | 0.033097 | 0.016697 | 0.010373 | 0.01753 | 0.023272 | 0.053514 | 0.13429 | 0.25182 | 0.3634 | 0.46333 | 0.59554 | 0.70162 | 0.72885 | 0.72217
1405 | 2019-08-27 | 8 | 0.73392 | 0.75182 | 0.75114 | 0.72173 | 0.66362 | 0.58259 | 0.48091 | 0.37883 | 0.24058 | 0.16629 | 0.14575 | 0.16191 | 0.15351 | 0.17455 | 0.28187 | 0.43253 | 0.51853 | 0.58342 | 0.59753 | 0.68276 | 0.76693 | 0.82679 | 0.85972 | 0.84582
1405 | 2019-08-06 | 8 | 0.6363 | 0.68701 | 0.5772 | 0.48465 | 0.42704 | 0.42221 | 0.35615 | 0.32644 | 0.28801 | 0.21107 | 0.18089 | 0.14106 | 0.1229 | 0.11247 | 0.14823 | 0.26288 | 0.36371 | 0.45795 | 0.504 | 0.59497 | 0.67824 | 0.58148 | 0.51738 | 0.54103
1405 | 2019-09-03 | 9 | 0.6853 | 0.67041 | 0.6006 | 0.63069 | 0.62001 | 0.5939 | 0.56662 | 0.54887 | 0.42309 | 0.36794 | 0.27891 | 0.24665 | 0.21428 | 0.21443 | 0.22119 | 0.27386 | 0.32366 | 0.42932 | 0.58196 | 0.64894 | 0.60616 | 0.57067 | 0.55329 | 0.58116
1405 | 2019-09-04 | 9 | 0.58207 | 0.52876 | 0.5081 | 0.38515 | 0.21763 | 0.196 | 0.18687 | 0.17654 | 0.14758 | 0.07388 | 0.032663 | 0.0095657 | 0.0030085 | 0.0016097 | 0.017921 | 0.054922 | 0.0924 | 0.11487 | 0.17148 | 0.31422 | 0.4577 | 0.51858 | 0.58445 | 0.60073
1405 | 2019-09-13 | 9 | 0.0041302 | 0.0018159 | 0.0059011 | 0.0051168 | 0.0062889 | 0.0083233 | 0.020659 | 0.011839 | 0.0079485 | 0.004265 | 0.0032767 | 0.0045367 | 0.0014865 | 0.005437 | 0.011788 | 0.017034 | 0.015588 | 0.010783 | 0.0089178 | 0.076686 | 0.12725 | 0.13849 | 0.15113 | 0.13319
1405 | 2019-09-05 | 9 | 0.67884 | 0.72966 | 0.74873 | 0.71829 | 0.73199 | 0.69466 | 0.67129 | 0.6423 | 0.66071 | 0.66723 | 0.64229 | 0.6163 | 0.54409 | 0.51889 | 0.57723 | 0.62496 | 0.68763 | 0.68417 | 0.72663 | 0.65747 | 0.53208 | 0.53702 | 0.44595 | 0.47886
1405 | 2019-09-06 | 9 | 0.55744 | 0.56467 | 0.55245 | 0.56417 | 0.58364 | 0.596 | 0.56488 | 0.51477 | 0.46616 | 0.35076 | 0.26028 | 0.18337 | 0.22147 | 0.26688 | 0.3182 | 0.31355 | 0.3129 | 0.24503 | 0.27179 | 0.44807 | 0.59588 | 0.6073 | 0.70618 | 0.67886
1405 | 2019-10-24 | 10 | 0.6749 | 0.72521 | 0.70824 | 0.64137 | 0.60151 | 0.63081 | 0.66343 | 0.66799 | 0.59983 | 0.51318 | 0.43761 | 0.41041 | 0.30248 | 0.29715 | 0.22675 | 0.13778 | 0.11081 | 0.13962 | 0.17705 | 0.20225 | 0.0966 | 0.05585 | 0.048341 | 0.045873
1405 | 2019-10-25 | 10 | 0.027991 | 0.0093123 | 0.0020049 | 0.0028721 | 0.01145 | 0.038185 | 0.068935 | 0.091712 | 0.047937 | 0.019784 | 0.016062 | 0.011465 | 0.0040224 | 0.0022486 | 0.00066977 | 0.0012859 | 0.0025435 | 0.0020917 | 0.0047378 | 0.019266 | 0.072981 | 0.1111 | 0.11783 | 0.10134
1405 | 2019-10-22 | 10 | 0.10699 | 0.063025 | 0.091025 | 0.14987 | 0.31774 | 0.24271 | 0.11628 | 0.1095 | 0.12073 | 0.11858 | 0.11693 | 0.1331 | 0.1318 | 0.10593 | 0.087945 | 0.062658 | 0.039934 | 0.031851 | 0.06048 | 0.064227 | 0.059432 | 0.056648 | 0.065278 | 0.087174
1405 | 2019-10-07 | 10 | 0 | 0.00015466 | 5.0806e-05 | 5.2243e-06 | 0.0015732 | 0.013871 | 0.020892 | 0.02974 | 0.024111 | 0.03155 | 0.020639 | 0.014392 | 0.0094278 | 0.0070393 | 0.012799 | 0.01643 | 0.02252 | 0.02429 | 0.025548 | 0.032932 | 0.077089 | 0.1306 | 0.19837 | 0.25997
1405 | 2019-10-23 | 10 | 0.12739 | 0.28691 | 0.27995 | 0.23732 | 0.17773 | 0.15971 | 0.14427 | 0.16147 | 0.17974 | 0.22414 | 0.46291 | 0.5259 | 0.5386 | 0.51295 | 0.43812 | 0.40767 | 0.42678 | 0.33807 | 0.44525 | 0.69799 | 0.73155 | 0.72525 | 0.71917 | 0.67413
1405 | 2019-11-18 | 11 | 0.033686 | 0.029483 | 0.010295 | 0.0021146 | 0.00044185 | 0.00020394 | 0.00089566 | 0.0054113 | 0.0083708 | 0.011952 | 0.01487 | 0.023082 | 0.033371 | 0.035806 | 0.040422 | 0.0503 | 0.04725 | 0.040301 | 0.048263 | 0.05651 | 0.074466 | 0.12373 | 0.13794 | 0.1746
1405 | 2019-11-08 | 11 | 0.076141 | 0.038063 | 0.0092936 | 0.0061168 | 0.015407 | 0.0072092 | 0.0035189 | 0.0043443 | 0.0046396 | 0.0079596 | 0.0054611 | 0.0054954 | 0.0079879 | 0.0050782 | 0.0042402 | 0.0056037 | 0.0053608 | 0.0068557 | 0.017326 | 0.0478 | 0.067443 | 0.097991 | 0.11591 | 0.13343
1405 | 2019-11-07 | 11 | 0.067533 | 0.059917 | 0.030003 | 0.029165 | 0.022371 | 0.011323 | 0.0065826 | 0.0049289 | 0.0014018 | 0.00016162 | 0.00017773 | 0.0010019 | 0.0017847 | 0.0014464 | 0.0007427 | 0.00073912 | 2.6851e-05 | 0 | 0.0027108 | 0.043624 | 0.10099 | 0.11292 | 0.10356 | 0.095201
1405 | 2019-11-05 | 11 | 0.036668 | 0.032501 | 0.025895 | 0.022347 | 0.014244 | 0.012095 | 0.010229 | 0.0090185 | 0.0097734 | 0.0083129 | 0.0060429 | 0.0030509 | 0.00084804 | 0.00077738 | 0.00025438 | 2.0364e-06 | 0 | 2.4185e-09 | 3.3027e-05 | 0.0033027 | 0.034753 | 0.076177 | 0.10752 | 0.10942
1405 | 2019-11-26 | 11 | 0.68344 | 0.66335 | 0.58871 | 0.42161 | 0.3084 | 0.20048 | 0.13211 | 0.03135 | 0.0095596 | 0.031965 | 0.055767 | 0.082751 | 0.082532 | 0.16923 | 0.32493 | 0.47628 | 0.52122 | 0.72888 | 0.80063 | 0.42655 | 0.32285 | 0.34316 | 0.35416 | 0.28235
1405 | 2019-12-16 | 12 | 0.0074576 | 0.011999 | 0.024546 | 0.037327 | 0.052667 | 0.067173 | 0.061167 | 0.056261 | 0.092693 | 0.14641 | 0.088804 | 0.078296 | 0.09424 | 0.039373 | 0.034432 | 0.047869 | 0.026625 | 0.020923 | 0.036425 | 0.021567 | 0.03108 | 0.049606 | 0.049754 | 0.040528
1405 | 2019-12-17 | 12 | 0.05375 | 0.063042 | 0.01499 | 0.019696 | 0.031026 | 0.051385 | 0.051015 | 0.059307 | 0.045681 | 0.031259 | 0.049937 | 0.05234 | 0.065249 | 0.054371 | 0.051222 | 0.066822 | 0.057482 | 0.13633 | 0.054149 | 0.068443 | 0.080335 | 0.079516 | 0.092594 | 0.078197
1405 | 2019-12-18 | 12 | 0.043354 | 0.030433 | 0.05127 | 0.04817 | 0.07452 | 0.14198 | 0.14089 | 0.13857 | 0.12665 | 0.14269 | 0.071564 | 0.059132 | 0.073434 | 0.07341 | 0.073006 | 0.082444 | 0.052065 | 0.043552 | 0.061676 | 0.091467 | 0.10548 | 0.087369 | 0.08095 | 0.068288
1405 | 2019-12-19 | 12 | 0.05941 | 0.038212 | 0.038325 | 0.027093 | 0.024969 | 0.021044 | 0.033661 | 0.0366 | 0.03338 | 0.029284 | 0.029821 | 0.013094 | 0.0066683 | 0.0085539 | 0.01115 | 0.02885 | 0.038584 | 0.040284 | 0.048793 | 0.054932 | 0.05829 | 0.059652 | 0.076676 | 0.086603
1405 | 2019-12-11 | 12 | 0.053657 | 0.06075 | 0.062758 | 0.032362 | 0.029246 | 0.027986 | 0.041831 | 0.032453 | 0.024381 | 0.011089 | 0.023717 | 0.031915 | 0.038356 | 0.062329 | 0.064791 | 0.071107 | 0.079175 | 0.1193 | 0.16416 | 0.1269 | 0.10319 | 0.058647 | 0.058699 | 0.092011
1405 | 2020-01-16 | 1 | 0.35287 | 0.30503 | 0.37722 | 0.33489 | 0.41069 | 0.54559 | 0.49911 | 0.60934 | 0.56855 | 0.54242 | 0.22899 | 0.28834 | 0.36012 | 0.31059 | 0.45759 | 0.25439 | 0.19716 | 0.19315 | 0.1439 | 0.10961 | 0.11131 | 0.11907 | 0.11051 | 0.074715
1405 | 2020-01-15 | 1 | 0.17858 | 0.15496 | 0.12982 | 0.10276 | 0.078948 | 0.058674 | 0.030695 | 0.024545 | 0.011106 | 0.0092946 | 0.0021943 | 0.0037443 | 0.018496 | 0.036691 | 0.028333 | 0.018576 | 0.019865 | 0.024816 | 0.043795 | 0.076029 | 0.097453 | 0.081795 | 0.12717 | 0.23875
1405 | 2020-01-13 | 1 | 0.11375 | 0.16332 | 0.20874 | 0.22478 | 0.24531 | 0.29719 | 0.2403 | 0.2217 | 0.18699 | 0.17001 | 0.18236 | 0.22709 | 0.32527 | 0.29017 | 0.28352 | 0.24998 | 0.241 | 0.21688 | 0.17828 | 0.1651 | 0.14823 | 0.16083 | 0.18179 | 0.17152
1405 | 2020-01-14 | 1 | 0.26694 | 0.31173 | 0.35279 | 0.42831 | 0.29968 | 0.22153 | 0.22126 | 0.27622 | 0.32434 | 0.22511 | 0.29923 | 0.32833 | 0.33651 | 0.30983 | 0.2201 | 0.16635 | 0.16012 | 0.22853 | 0.2802 | 0.325 | 0.24488 | 0.24904 | 0.21651 | 0.1763
1405 | 2020-01-09 | 1 | 0.18095 | 0.11229 | 0.078475 | 0.13679 | 0.1772 | 0.10017 | 0.15155 | 0.1114 | 0.081139 | 0.050456 | 0.040245 | 0.044308 | 0.025846 | 0.047054 | 0.087539 | 0.081399 | 0.043659 | 0.037966 | 0.054451 | 0.051733 | 0.051774 | 0.068391 | 0.15907 | 0.12353
1405 | 2020-02-04 | 2 | 0.73776 | 0.76499 | 0.788 | 0.78988 | 0.78361 | 0.72144 | 0.74868 | 0.73769 | 0.6193 | 0.64669 | 0.65302 | 0.60161 | 0.46611 | 0.39761 | 0.35947 | 0.25702 | 0.19062 | 0.11931 | 0.10158 | 0.13153 | 0.1433 | 0.097448 | 0.12072 | 0.10293
1405 | 2020-02-03 | 2 | 0.14592 | 0.14518 | 0.15075 | 0.12095 | 0.11069 | 0.16308 | 0.22915 | 0.37703 | 0.60363 | 0.73467 | 0.79702 | 0.81538 | 0.81773 | 0.80512 | 0.78387 | 0.72381 | 0.60619 | 0.52001 | 0.65427 | 0.71244 | 0.74712 | 0.7213 | 0.69431 | 0.75822
1405 | 2020-02-05 | 2 | 0.066947 | 0.037051 | 0.039296 | 0.044474 | 0.073493 | 0.065527 | 0.11832 | 0.11378 | 0.045898 | 0.019286 | 0.016317 | 0.011819 | 0.005574 | 0.00016966 | 6.0775e-06 | 0.00015476 | 5.0698e-08 | 0.00042715 | 0.0059324 | 0.029385 | 0.038226 | 0.024019 | 0.02318 | 0.020704
1405 | 2020-02-10 | 2 | 0.83136 | 0.82141 | 0.83709 | 0.83417 | 0.85186 | 0.84779 | 0.83202 | 0.79967 | 0.7855 | 0.772 | 0.80272 | 0.80653 | 0.80658 | 0.77637 | 0.7481 | 0.72245 | 0.71312 | 0.70857 | 0.75913 | 0.76541 | 0.77389 | 0.68013 | 0.62969 | 0.35064
1405 | 2020-02-11 | 2 | 0.36758 | 0.4259 | 0.43336 | 0.43453 | 0.32756 | 0.32922 | 0.51676 | 0.48554 | 0.51742 | 0.46282 | 0.50809 | 0.54725 | 0.45737 | 0.33461 | 0.29503 | 0.15747 | 0.11052 | 0.08466 | 0.056483 | 0.025899 | 0.017607 | 0.025456 | 0.046131 | 0.05708
1405 | 2020-03-05 | 3 | 0.38477 | 0.44584 | 0.4372 | 0.49561 | 0.42817 | 0.38229 | 0.28649 | 0.23072 | 0.22851 | 0.23713 | 0.2325 | 0.20427 | 0.16913 | 0.22349 | 0.25165 | 0.31811 | 0.38147 | 0.43464 | 0.52556 | 0.58215 | 0.72423 | 0.70039 | 0.71014 | 0.73347
1405 | 2020-03-02 | 3 | 0.84206 | 0.80958 | 0.78579 | 0.81962 | 0.80917 | 0.78634 | 0.78637 | 0.81532 | 0.84796 | 0.84522 | 0.84962 | 0.84111 | 0.83483 | 0.84125 | 0.82527 | 0.81027 | 0.74033 | 0.57275 | 0.64502 | 0.63585 | 0.60316 | 0.69887 | 0.70363 | 0.54084
1405 | 2020-03-04 | 3 | 0.021413 | 0.016797 | 0.0071779 | 0.010926 | 0.018224 | 0.015545 | 0.010844 | 0.0072394 | 0.0069599 | 0.005592 | 0.0040369 | 0.0033598 | 0.0014421 | 0.0013345 | 0.0018634 | 0.0025291 | 0.0025187 | 0.0038526 | 0.010006 | 0.0031317 | 0.0033167 | 0.011267 | 0.099603 | 0.27803
1405 | 2020-03-03 | 3 | 0.51583 | 0.24986 | 0.17194 | 0.2352 | 0.46754 | 0.33765 | 0.1446 | 0.093787 | 0.082278 | 0.11387 | 0.11383 | 0.10348 | 0.08791 | 0.065831 | 0.014495 | 0.0035193 | 0.00016 | 0.0007672 | 0.0062973 | 0.018045 | 0.026054 | 0.040817 | 0.05035 | 0.027925
1405 | 2020-03-12 | 3 | 0.25975 | 0.28594 | 0.24076 | 0.14476 | 0.091332 | 0.077937 | 0.075984 | 0.064061 | 0.068054 | 0.058301 | 0.14745 | 0.18749 | 0.13485 | 0.16506 | 0.20485 | 0.24365 | 0.33203 | 0.46018 | 0.51506 | 0.58046 | 0.53203 | 0.62757 | 0.6612 | 0.69054
1405 | 2020-04-28 | 4 | 0.56272 | 0.52253 | 0.33881 | 0.2154 | 0.17854 | 0.15837 | 0.1418 | 0.074297 | 0.071564 | 0.071812 | 0.040481 | 0.030059 | 0.025518 | 0.013474 | 0.0076136 | 0.013541 | 0.05616 | 0.26747 | 0.3876 | 0.43231 | 0.38937 | 0.36306 | 0.38249 | 0.42802
1405 | 2020-04-24 | 4 | 0.23144 | 0.23607 | 0.26348 | 0.24591 | 0.23912 | 0.2078 | 0.19208 | 0.13482 | 0.058353 | 0.023321 | 0.02292 | 0.03107 | 0.041718 | 0.052271 | 0.055638 | 0.051194 | 0.11786 | 0.16391 | 0.14509 | 0.15225 | 0.16822 | 0.19944 | 0.18573 | 0.19474
1405 | 2020-04-25 | 4 | 0.22817 | 0.22202 | 0.23323 | 0.19988 | 0.17169 | 0.12931 | 0.13954 | 0.10312 | 0.031093 | 0.007739 | 0.0076115 | 0.010449 | 0.014594 | 0.021155 | 0.062966 | 0.085275 | 0.17296 | 0.30193 | 0.40915 | 0.5116 | 0.49897 | 0.46506 | 0.54693 | 0.53321
1405 | 2020-04-27 | 4 | 0.7151 | 0.76714 | 0.70321 | 0.71161 | 0.68596 | 0.62032 | 0.6034 | 0.51425 | 0.33142 | 0.27215 | 0.20482 | 0.14268 | 0.11593 | 0.17232 | 0.24055 | 0.33474 | 0.38327 | 0.45495 | 0.41898 | 0.48958 | 0.58258 | 0.56106 | 0.50562 | 0.52805
1405 | 2020-04-29 | 4 | 0.4893 | 0.60442 | 0.54801 | 0.61996 | 0.55529 | 0.69463 | 0.75927 | 0.7154 | 0.68863 | 0.74021 | 0.76394 | 0.79681 | 0.82223 | 0.82204 | 0.82296 | 0.80722 | 0.79294 | 0.80628 | 0.77942 | 0.8146 | 0.82369 | 0.84383 | 0.75646 | 0.7952
1405 | 2020-05-27 | 5 | 0.33311 | 0.35015 | 0.4214 | 0.45082 | 0.3498 | 0.2942 | 0.2335 | 0.1459 | 0.080993 | 0.035551 | 0.015092 | 0.0089359 | 0.016306 | 0.058499 | 0.13762 | 0.19615 | 0.26309 | 0.32669 | 0.34989 | 0.3929 | 0.51306 | 0.49228 | 0.49328 | 0.48365
1405 | 2020-05-26 | 5 | 0.27759 | 0.22528 | 0.24215 | 0.21527 | 0.11616 | 0.067131 | 0.042349 | 0.015352 | 0.027357 | 0.045268 | 0.013069 | 0.0020521 | 0.0011095 | 0.0095248 | 0.028528 | 0.067557 | 0.10266 | 0.12829 | 0.18476 | 0.19757 | 0.25224 | 0.28659 | 0.30296 | 0.33039
1405 | 2020-05-28 | 5 | 0.51192 | 0.51885 | 0.48278 | 0.48381 | 0.58465 | 0.5568 | 0.39298 | 0.29018 | 0.24859 | 0.17512 | 0.11207 | 0.14559 | 0.16013 | 0.24347 | 0.38006 | 0.52732 | 0.56943 | 0.61895 | 0.56163 | 0.61455 | 0.63278 | 0.71986 | 0.78081 | 0.76433
1405 | 2020-05-07 | 5 | 0.20141 | 0.18292 | 0.16026 | 0.10646 | 0.10163 | 0.17946 | 0.17007 | 0.14546 | 0.18779 | 0.43892 | 0.40889 | 0.27881 | 0.20553 | 0.15307 | 0.098999 | 0.060855 | 0.066794 | 0.097924 | 0.16704 | 0.1851 | 0.23778 | 0.20766 | 0.18846 | 0.21474
1405 | 2020-05-25 | 5 | 0.23493 | 0.27158 | 0.26704 | 0.19502 | 0.10571 | 0.053382 | 0.027603 | 0.028116 | 0.061541 | 0.096597 | 0.10565 | 0.037816 | 0.016592 | 0.018842 | 0.024982 | 0.038467 | 0.079388 | 0.19084 | 0.29428 | 0.27025 | 0.28736 | 0.30219 | 0.2959 | 0.26223
1405 | 2020-06-03 | 6 | 0.24783 | 0.34595 | 0.31615 | 0.28886 | 0.19 | 0.12093 | 0.080927 | 0.026644 | 0.0077083 | 0.012836 | 0.016879 | 0.023218 | 0.032975 | 0.041236 | 0.062247 | 0.08579 | 0.15941 | 0.27554 | 0.33122 | 0.23271 | 0.26525 | 0.30361 | 0.31804 | 0.30148
1405 | 2020-06-10 | 6 | 0.44692 | 0.48217 | 0.47848 | 0.39676 | 0.3535 | 0.33171 | 0.2885 | 0.19161 | 0.10887 | 0.036877 | 0.0049201 | 0.00049209 | 0.010083 | 0.017113 | 0.036255 | 0.087393 | 0.1401 | 0.24421 | 0.27492 | 0.31585 | 0.30151 | 0.35275 | 0.42732 | 0.53143
1405 | 2020-06-11 | 6 | 0.58544 | 0.64737 | 0.65799 | 0.65156 | 0.63451 | 0.58123 | 0.58104 | 0.55773 | 0.5361 | 0.46292 | 0.41055 | 0.24162 | 0.15088 | 0.25022 | 0.27962 | 0.53377 | 0.61578 | 0.6131 | 0.66467 | 0.5983 | 0.33932 | 0.27846 | 0.2337 | 0.31887
1405 | 2020-06-24 | 6 | 0.84439 | 0.84331 | 0.84808 | 0.81428 | 0.74264 | 0.68908 | 0.62231 | 0.50298 | 0.39198 | 0.27973 | 0.266 | 0.24319 | 0.22975 | 0.26101 | 0.28793 | 0.38758 | 0.48651 | 0.55365 | 0.4856 | 0.52868 | 0.52707 | 0.58548 | 0.67908 | 0.73195
1405 | 2020-06-23 | 6 | 0.82384 | 0.83012 | 0.82913 | 0.79555 | 0.80013 | 0.81122 | 0.75815 | 0.73571 | 0.60041 | 0.39239 | 0.39876 | 0.36859 | 0.29559 | 0.27887 | 0.27109 | 0.40954 | 0.64656 | 0.68892 | 0.73147 | 0.80971 | 0.87562 | 0.90392 | 0.88228 | 0.85902
1405 | 2020-07-12 | 7 | 0.62277 | 0.59524 | 0.51769 | 0.5236 | 0.51855 | 0.53506 | 0.47562 | 0.36286 | 0.22637 | 0.17231 | 0.1028 | 0.051018 | 0.04942 | 0.069963 | 0.11671 | 0.18617 | 0.31289 | 0.42292 | 0.47424 | 0.51795 | 0.63171 | 0.72047 | 0.72448 | 0.78465
1405 | 2020-07-11 | 7 | 0.58138 | 0.57581 | 0.45207 | 0.40619 | 0.3568 | 0.30163 | 0.25906 | 0.19905 | 0.13593 | 0.096296 | 0.04953 | 0.034523 | 0.039504 | 0.06473 | 0.11126 | 0.16286 | 0.22563 | 0.29387 | 0.34372 | 0.32796 | 0.40154 | 0.48676 | 0.53973 | 0.58426
1405 | 2020-07-10 | 7 | 0.71331 | 0.7509 | 0.76062 | 0.73761 | 0.64986 | 0.57794 | 0.47352 | 0.3963 | 0.31583 | 0.18344 | 0.10746 | 0.072235 | 0.06637 | 0.045561 | 0.056102 | 0.10909 | 0.21306 | 0.35593 | 0.40298 | 0.46731 | 0.51136 | 0.50702 | 0.50309 | 0.55953
1405 | 2020-07-31 | 7 | 0.66181 | 0.74567 | 0.81391 | 0.82957 | 0.82314 | 0.81541 | 0.8204 | 0.82405 | 0.81104 | 0.77012 | 0.71607 | 0.59605 | 0.47043 | 0.37263 | 0.44313 | 0.54088 | 0.53932 | 0.59028 | 0.69147 | 0.706 | 0.70556 | 0.69701 | 0.73268 | 0.73484
1405 | 2020-07-13 | 7 | 0.78391 | 0.75755 | 0.69455 | 0.6309 | 0.59158 | 0.63169 | 0.60993 | 0.61443 | 0.55035 | 0.48852 | 0.38725 | 0.31368 | 0.30261 | 0.32172 | 0.53398 | 0.62708 | 0.60545 | 0.58125 | 0.66005 | 0.68599 | 0.71325 | 0.75374 | 0.80699 | 0.83254
1405 | 2020-08-18 | 8 | 0.3345 | 0.30672 | 0.31059 | 0.1803 | 0.11557 | 0.066826 | 0.069887 | 0.10391 | 0.076374 | 0.075505 | 0.062685 | 0.072184 | 0.075705 | 0.072446 | 0.1503 | 0.226 | 0.31439 | 0.32505 | 0.37296 | 0.38707 | 0.33513 | 0.28775 | 0.34174 | 0.42974
1405 | 2020-08-14 | 8 | 0.24213 | 0.1968 | 0.1977 | 0.22006 | 0.23884 | 0.13783 | 0.062132 | 0.036832 | 0.064525 | 0.10364 | 0.062151 | 0.0098877 | 0.0049597 | 0.0086878 | 0.0098852 | 0.010965 | 0.012953 | 0.0085151 | 0.004047 | 0.0037283 | 0.024927 | 0.063387 | 0.10354 | 0.17225
1405 | 2020-08-19 | 8 | 0.48252 | 0.47005 | 0.45007 | 0.42648 | 0.36044 | 0.2723 | 0.26341 | 0.25212 | 0.23641 | 0.23192 | 0.17561 | 0.21006 | 0.20562 | 0.20839 | 0.21403 | 0.28267 | 0.3387 | 0.31009 | 0.3961 | 0.40545 | 0.51534 | 0.55381 | 0.64797 | 0.64305
1405 | 2020-08-17 | 8 | 0.30188 | 0.25955 | 0.2466 | 0.23921 | 0.25163 | 0.32799 | 0.18486 | 0.19702 | 0.09224 | 0.14102 | 0.077943 | 0.27683 | 0.16703 | 0.077834 | 0.10955 | 0.083641 | 0.096991 | 0.083245 | 0.063027 | 0.090983 | 0.12786 | 0.2181 | 0.31817 | 0.32477
1405 | 2020-08-15 | 8 | 0.23331 | 0.28962 | 0.27999 | 0.23291 | 0.17454 | 0.11794 | 0.10957 | 0.1294 | 0.13751 | 0.12578 | 0.11083 | 0.10699 | 0.08021 | 0.068837 | 0.057778 | 0.065842 | 0.084168 | 0.092672 | 0.076958 | 0.093905 | 0.18835 | 0.20913 | 0.21191 | 0.24695
1405 | 2020-08-16 | 8 | 0.25516 | 0.19561 | 0.19559 | 0.35453 | 0.73216 | 0.55684 | 0.32903 | 0.32138 | 0.047016 | 0.185 | 0.10849 | 0.032384 | 0.051405 | 0.14135 | 0.066867 | 0.032231 | 0.012545 | 0.03467 | 0.064855 | 0.18231 | 0.38522 | 0.45332 | 0.30209 | 0.26977
1405 | 2020-08-13 | 8 | 0.37348 | 0.32065 | 0.26997 | 0.18967 | 0.18576 | 0.17382 | 0.15349 | 0.12363 | 0.074521 | 0.030538 | 0.0049825 | 0.0085883 | 0.017656 | 0.034175 | 0.037557 | 0.031567 | 0.047033 | 0.14695 | 0.21124 | 0.25171 | 0.18381 | 0.24122 | 0.27004 | 0.2944
1405 | 2020-09-06 | 9 | 0.0018463 | 0.0012134 | 0.0061812 | 0.023073 | 0.037478 | 0.035976 | 0.043081 | 0.076765 | 0.064989 | 0.036333 | 0.022723 | 0.0053275 | 0.011564 | 0.012463 | 0.0078192 | 0.0068209 | 0.009036 | 0.008794 | 0.015424 | 0.028552 | 0.076897 | 0.1328 | 0.11132 | 0.091513
1405 | 2020-09-05 | 9 | 0.54688 | 0.49823 | 0.31047 | 0.16198 | 0.082691 | 0.031185 | 0.021531 | 0.013322 | 0.0045778 | 0.0024823 | 8.9918e-05 | 0.0022396 | 0.006167 | 0.0085242 | 0.014752 | 0.020723 | 0.015641 | 0.017327 | 0.015914 | 0.010312 | 0.0061486 | 0.0055941 | 0.0068278 | 0.0093643
1405 | 2020-09-30 | 9 | 0.23576 | 0.25251 | 0.28477 | 0.2481 | 0.19384 | 0.19307 | 0.18188 | 0.14093 | 0.098941 | 0.044695 | 0.022164 | 0.019198 | 0.012405 | 0.010409 | 0.0071976 | 0.013695 | 0.037434 | 0.089544 | 0.12774 | 0.13719 | 0.17841 | 0.18606 | 0.24648 | 0.23705
1405 | 2020-09-07 | 9 | 0.045014 | 0.023438 | 0.015272 | 0.01668 | 0.012914 | 0.017701 | 0.018581 | 0.008803 | 0.0044942 | 0.0014159 | 0.0020358 | 0.0061753 | 0.006755 | 0.0073308 | 0.021133 | 0.080548 | 0.1797 | 0.24209 | 0.40423 | 0.5174 | 0.42374 | 0.44774 | 0.52636 | 0.53484
1405 | 2020-09-29 | 9 | 0.20089 | 0.17379 | 0.15544 | 0.15148 | 0.081622 | 0.02766 | 0.0063176 | 0.0055572 | 0.0045328 | 0.0037943 | 0.00111 | 0.0066258 | 0.0071407 | 0.0083804 | 0.014976 | 0.017241 | 0.01369 | 0.032708 | 0.065483 | 0.16097 | 0.22934 | 0.26841 | 0.26489 | 0.25492
1405 | 2020-09-03 | 9 | 0.82509 | 0.8239 | 0.82535 | 0.81472 | 0.78577 | 0.69538 | 0.61542 | 0.58589 | 0.50918 | 0.43122 | 0.33029 | 0.27332 | 0.24161 | 0.25633 | 0.31719 | 0.4054 | 0.5209 | 0.62742 | 0.76404 | 0.79799 | 0.81636 | 0.8359 | 0.82714 | 0.81839
1405 | 2020-10-01 | 10 | 0.26032 | 0.23576 | 0.20975 | 0.17771 | 0.10947 | 0.092452 | 0.069797 | 0.059272 | 0.053515 | 0.021727 | 0.033011 | 0.054108 | 0.061588 | 0.025833 | 0.012412 | 0.0085701 | 0.0021857 | 0.00057881 | 0.014229 | 0.037568 | 0.04056 | 0.036631 | 0.040367 | 0.070907
1405 | 2020-10-02 | 10 | 0.10835 | 0.14759 | 0.13652 | 0.087732 | 0.04698 | 0.029113 | 0.021114 | 0.015798 | 0.0093832 | 0.0092708 | 0.0067085 | 0.0034059 | 0.0016044 | 0.0018007 | 0.0019528 | 0.0028021 | 0.0032748 | 0.0098947 | 0.035477 | 0.050398 | 0.048606 | 0.073229 | 0.13703 | 0.21866
1405 | 2020-10-15 | 10 | 0.24734 | 0.40987 | 0.60465 | 0.76182 | 0.75542 | 0.71739 | 0.72038 | 0.59571 | 0.53113 | 0.55277 | 0.49298 | 0.36855 | 0.29443 | 0.28746 | 0.26248 | 0.23325 | 0.19176 | 0.10265 | 0.10812 | 0.1293 | 0.21111 | 0.38899 | 0.50149 | 0.6111
1405 | 2020-10-16 | 10 | 0.65392 | 0.64674 | 0.64656 | 0.58019 | 0.45579 | 0.44185 | 0.45236 | 0.41045 | 0.45307 | 0.3532 | 0.26684 | 0.19376 | 0.15871 | 0.17707 | 0.18249 | 0.11809 | 0.085554 | 0.050574 | 0.044144 | 0.051049 | 0.044801 | 0.025628 | 0.022768 | 0.04988
1405 | 2020-10-03 | 10 | 0.24562 | 0.26939 | 0.24697 | 0.14282 | 0.055933 | 0.035308 | 0.038707 | 0.023036 | 0.014875 | 0.0098465 | 0.0021222 | 4.1921e-05 | 0.00010772 | 0.0024221 | 0.0076642 | 0.015404 | 0.03251 | 0.066482 | 0.16354 | 0.15763 | 0.12085 | 0.1212 | 0.16291 | 0.25317
1405 | 2020-11-05 | 11 | 0.0069201 | 0.007206 | 0.0077372 | 0.0089343 | 0.011974 | 0.014442 | 0.014349 | 0.017486 | 0.009505 | 0.0036688 | 0.00069322 | 0.00036971 | 0.0052844 | 0.013614 | 0.030011 | 0.05062 | 0.057169 | 0.071715 | 0.079219 | 0.10371 | 0.11858 | 0.21686 | 0.40719 | 0.61817
1405 | 2020-11-04 | 11 | 0.38248 | 0.34577 | 0.31118 | 0.19738 | 0.1883 | 0.15098 | 0.16768 | 0.12287 | 0.047023 | 0.023688 | 0.014299 | 0.014663 | 0.01227 | 0.013198 | 0.017253 | 0.015129 | 0.0091262 | 0.0038908 | 0.0017765 | 0.00083544 | 0.00088875 | 0.0010905 | 0.0045807 | 0.0071812
1405 | 2020-11-02 | 11 | 0.003482 | 0.0064889 | 0.0041537 | 0.0010175 | 0.0065873 | 0.012456 | 0.014861 | 0.014288 | 0.010282 | 0.0019747 | 0.0013228 | 0.0014676 | 0.0010251 | 0.00045893 | 0.0044818 | 0.011805 | 0.011765 | 0.010287 | 0.015256 | 0.032822 | 0.17868 | 0.27345 | 0.21639 | 0.21434
1405 | 2020-11-30 | 11 | 0.024796 | 0.034933 | 0.044215 | 0.045967 | 0.050341 | 0.046651 | 0.048544 | 0.048718 | 0.067305 | 0.064196 | 0.062903 | 0.066179 | 0.062841 | 0.068864 | 0.069625 | 0.048662 | 0.050682 | 0.052958 | 0.039601 | 0.025791 | 0.03518 | 0.049483 | 0.049055 | 0.049883
1405 | 2020-11-03 | 11 | 0.2539 | 0.18986 | 0.12585 | 0.066349 | 0.067949 | 0.17351 | 0.16465 | 0.19605 | 0.12999 | 0.061862 | 0.040778 | 0.053218 | 0.043372 | 0.040435 | 0.074399 | 0.14041 | 0.21661 | 0.34891 | 0.42887 | 0.46391 | 0.49931 | 0.55767 | 0.50789 | 0.41887
1405 | 2020-12-15 | 12 | 0.038211 | 0.033796 | 0.039757 | 0.011468 | 0.0056513 | 0.0069584 | 0.01031 | 0.025389 | 0.039928 | 0.035306 | 0.04823 | 0.035674 | 0.026674 | 0.02938 | 0.026918 | 0.022148 | 0.037114 | 0.02876 | 0.038461 | 0.038019 | 0.035252 | 0.024159 | 0.016662 | 0.013134
1405 | 2020-12-14 | 12 | 0.44477 | 0.2711 | 0.15936 | 0.072392 | 0.037974 | 0.043223 | 0.041117 | 0.035106 | 0.017452 | 0.01139 | 0.0058351 | 0.01041 | 0.024 | 0.037061 | 0.019637 | 0.017942 | 0.019228 | 0.021335 | 0.034585 | 0.036261 | 0.048169 | 0.0251 | 0.023201 | 0.050152
1405 | 2020-12-16 | 12 | 0.010271 | 0.010309 | 0.0067134 | 0.017021 | 0.038766 | 0.0383 | 0.02679 | 0.029858 | 0.026431 | 0.019939 | 0.014779 | 0.02408 | 0.035653 | 0.025294 | 0.041441 | 0.062163 | 0.065198 | 0.070483 | 0.080452 | 0.084423 | 0.096665 | 0.14037 | 0.08729 | 0.11672
1405 | 2020-12-07 | 12 | 0.84705 | 0.86473 | 0.87751 | 0.87804 | 0.86492 | 0.85871 | 0.85778 | 0.83541 | 0.84646 | 0.84045 | 0.80081 | 0.75001 | 0.65856 | 0.57528 | 0.44018 | 0.34328 | 0.42176 | 0.45519 | 0.51272 | 0.55415 | 0.57136 | 0.57109 | 0.56715 | 0.51314
1405 | 2020-12-17 | 12 | 0.21595 | 0.3013 | 0.16637 | 0.090967 | 0.15751 | 0.16723 | 0.39102 | 0.4226 | 0.49591 | 0.37325 | 0.28859 | 0.15405 | 0.084635 | 0.032842 | 0.012231 | 0.0059507 | 0.030035 | 0.050404 | 0.04671 | 0.047394 | 0.079753 | 0.16437 | 0.25824 | 0.39862
1405 | 2021-01-25 | 1 | 0.55423 | 0.50226 | 0.34202 | 0.38935 | 0.45509 | 0.42319 | 0.37439 | 0.29981 | 0.34175 | 0.29409 | 0.31202 | 0.30876 | 0.31646 | 0.21001 | 0.1482 | 0.21653 | 0.38013 | 0.4017 | 0.358 | 0.28745 | 0.2718 | 0.23227 | 0.2146 | 0.2534
1405 | 2021-01-26 | 1 | 0.27252 | 0.23998 | 0.21865 | 0.22164 | 0.20282 | 0.21529 | 0.21729 | 0.17097 | 0.11484 | 0.074149 | 0.08426 | 0.11541 | 0.15977 | 0.18169 | 0.23858 | 0.47812 | 0.4764 | 0.47779 | 0.75285 | 0.80885 | 0.83483 | 0.7646 | 0.66116 | 0.60183
1405 | 2021-01-27 | 1 | 0.64052 | 0.56986 | 0.67959 | 0.80192 | 0.77915 | 0.69319 | 0.53551 | 0.47646 | 0.56841 | 0.59902 | 0.61119 | 0.61039 | 0.64598 | 0.72364 | 0.81409 | 0.86948 | 0.83541 | 0.81607 | 0.78059 | 0.59105 | 0.46758 | 0.307 | 0.28816 | 0.28137
1405 | 2021-01-07 | 1 | 0.016402 | 0.084777 | 0.12515 | 0.11689 | 0.09587 | 0.08331 | 0.12289 | 0.10064 | 0.038363 | 0.035209 | 0.09045 | 0.085857 | 0.028763 | 0.047744 | 0.02712 | 0.02572 | 0.014353 | 0.0092347 | 0.0032027 | 0.0048283 | 0.015105 | 0.028441 | 0.051248 | 0.036482
1405 | 2021-01-06 | 1 | 0.014232 | 0.020783 | 0.020159 | 0.021686 | 0.033093 | 0.041175 | 0.047768 | 0.029137 | 0.040452 | 0.026755 | 0.070368 | 0.093213 | 0.11485 | 0.089235 | 0.043385 | 0.038901 | 0.042223 | 0.051569 | 0.044715 | 0.033349 | 0.059136 | 0.049095 | 0.040968 | 0.027853
1405 | 2021-02-09 | 2 | 0.08519 | 0.18523 | 0.28542 | 0.33883 | 0.20732 | 0.11262 | 0.08795 | 0.098247 | 0.083178 | 0.10675 | 0.12647 | 0.14779 | 0.14628 | 0.14511 | 0.16297 | 0.17677 | 0.16769 | 0.2592 | 0.34755 | 0.36604 | 0.40052 | 0.41452 | 0.34835 | 0.35138
1405 | 2021-02-11 | 2 | 0.44046 | 0.44522 | 0.56542 | 0.4566 | 0.31884 | 0.16562 | 0.095594 | 0.11606 | 0.19792 | 0.23147 | 0.28059 | 0.23022 | 0.23967 | 0.097482 | 0.11692 | 0.087293 | 0.14951 | 0.19676 | 0.19299 | 0.21596 | 0.19531 | 0.22716 | 0.5919 | 0.73143
1405 | 2021-02-17 | 2 | 0.14883 | 0.10822 | 0.11927 | 0.13078 | 0.16267 | 0.16089 | 0.19276 | 0.23398 | 0.40524 | 0.75855 | 0.76102 | 0.72748 | 0.65189 | 0.68012 | 0.6801 | 0.62716 | 0.49773 | 0.42565 | 0.43348 | 0.31331 | 0.26509 | 0.26208 | 0.19213 | 0.20269
1405 | 2021-02-08 | 2 | 0.018898 | 0.016225 | 0.03576 | 0.024915 | 0.013469 | 0.018083 | 0.019189 | 0.028999 | 0.016204 | 0.019245 | 0.022729 | 0.01545 | 0.0093573 | 0.013234 | 0.021269 | 0.028073 | 0.033494 | 0.030229 | 0.026166 | 0.026289 | 0.048822 | 0.036624 | 0.021319 | 0.03403
1405 | 2021-02-04 | 2 | 0.37546 | 0.4116 | 0.39917 | 0.56983 | 0.58491 | 0.47893 | 0.42979 | 0.40954 | 0.37981 | 0.42906 | 0.36887 | 0.38593 | 0.27687 | 0.27234 | 0.26455 | 0.19791 | 0.14432 | 0.072217 | 0.097365 | 0.18392 | 0.19379 | 0.25706 | 0.20878 | 0.13275
1405 | 2021-03-10 | 3 | 0.054872 | 0.049031 | 0.051338 | 0.093998 | 0.073084 | 0.037074 | 0.051224 | 0.11335 | 0.14413 | 0.076606 | 0.043548 | 0.038789 | 0.13444 | 0.1535 | 0.12994 | 0.12002 | 0.062414 | 0.029791 | 0.0053039 | 0.0036734 | 0.0032435 | 0.0044078 | 0.0030309 | 0.00011381
1405 | 2021-03-09 | 3 | 0.085479 | 0.053327 | 0.061452 | 0.053818 | 0.052906 | 0.03578 | 0.033559 | 0.033912 | 0.023879 | 0.02383 | 0.059831 | 0.09475 | 0.16688 | 0.24021 | 0.38335 | 0.34852 | 0.22087 | 0.18957 | 0.22593 | 0.44627 | 0.21683 | 0.086803 | 0.13101 | 0.098091
1405 | 2021-03-03 | 3 | 0.068622 | 0.038738 | 0.042773 | 0.040137 | 0.019625 | 0.048034 | 0.073228 | 0.048685 | 0.039288 | 0.029296 | 0.052615 | 0.079665 | 0.13154 | 0.17233 | 0.25828 | 0.3712 | 0.43747 | 0.58391 | 0.77713 | 0.9169 | 0.93677 | 0.914 | 0.86911 | 0.84189
1405 | 2021-03-15 | 3 | 0.58867 | 0.5255 | 0.66035 | 0.66621 | 0.73343 | 0.6891 | 0.60597 | 0.56382 | 0.54463 | 0.55954 | 0.4572 | 0.23179 | 0.12792 | 0.078721 | 0.099963 | 0.17213 | 0.19702 | 0.13932 | 0.094658 | 0.058288 | 0.071241 | 0.10725 | 0.16518 | 0.18192
1405 | 2021-03-11 | 3 | 2.847e-06 | 9.7926e-07 | 0.0037777 | 0.011129 | 0.04845 | 0.099372 | 0.10229 | 0.077611 | 0.058123 | 0.054611 | 0.040523 | 0.055738 | 0.04104 | 0.02625 | 0.03092 | 0.045029 | 0.045503 | 0.10315 | 0.20832 | 0.30431 | 0.38561 | 0.41783 | 0.42675 | 0.42312
1405 | 2021-04-30 | 4 | 0.57404 | 0.58771 | 0.61328 | 0.54482 | 0.47805 | 0.52169 | 0.53994 | 0.5265 | 0.48666 | 0.35935 | 0.32757 | 0.27446 | 0.25126 | 0.25426 | 0.33216 | 0.51953 | 0.61515 | 0.7562 | 0.8008 | 0.79806 | 0.78694 | 0.76186 | 0.71621 | 0.69415
1405 | 2021-04-29 | 4 | 0.47802 | 0.52252 | 0.50597 | 0.48302 | 0.30328 | 0.15591 | 0.10914 | 0.10407 | 0.077947 | 0.065435 | 0.052424 | 0.042765 | 0.042422 | 0.060026 | 0.1145 | 0.17997 | 0.24891 | 0.32906 | 0.38595 | 0.51975 | 0.59143 | 0.57663 | 0.56837 | 0.53256
1405 | 2021-04-19 | 4 | 0.646 | 0.70862 | 0.72462 | 0.72406 | 0.66007 | 0.63302 | 0.57249 | 0.47567 | 0.41746 | 0.3822 | 0.28066 | 0.30199 | 0.3313 | 0.43396 | 0.41478 | 0.44594 | 0.48961 | 0.72896 | 0.67841 | 0.66033 | 0.83215 | 0.857 | 0.85699 | 0.811
1405 | 2021-04-01 | 4 | 0.008597 | 0.015417 | 0.023319 | 0.02181 | 0.026375 | 0.034292 | 0.026236 | 0.020443 | 0.012544 | 0.0083459 | 0.010882 | 0.022126 | 0.035283 | 0.055453 | 0.058223 | 0.05255 | 0.044427 | 0.041078 | 0.11911 | 0.23172 | 0.27419 | 0.31533 | 0.36113 | 0.41563
1405 | 2021-04-28 | 4 | 0.25659 | 0.24535 | 0.19968 | 0.16039 | 0.12526 | 0.10601 | 0.085808 | 0.027208 | 0.021906 | 0.018705 | 0.027717 | 0.026873 | 0.020114 | 0.057641 | 0.026142 | 0.025726 | 0.10187 | 0.21567 | 0.40645 | 0.37286 | 0.43463 | 0.44039 | 0.42596 | 0.40906
1405 | 2021-05-31 | 5 | 0.44157 | 0.461 | 0.40212 | 0.34258 | 0.26012 | 0.1749 | 0.08383 | 0.0518 | 0.035876 | 0.024435 | 0.01846 | 0.030312 | 0.022684 | 0.026666 | 0.060113 | 0.13446 | 0.28005 | 0.38509 | 0.41026 | 0.45023 | 0.52571 | 0.56794 | 0.57484 | 0.57469
1405 | 2021-05-05 | 5 | 0.24105 | 0.32381 | 0.33073 | 0.2089 | 0.15099 | 0.15766 | 0.11809 | 0.080033 | 0.030785 | 0.0072437 | 0.004279 | 9.6013e-05 | 0.0014042 | 0.0067913 | 0.045338 | 0.1297 | 0.21951 | 0.34362 | 0.42743 | 0.53449 | 0.57247 | 0.66078 | 0.72611 | 0.74917
1405 | 2021-05-04 | 5 | 0.34908 | 0.3577 | 0.30893 | 0.24619 | 0.2206 | 0.19237 | 0.16482 | 0.091953 | 0.12978 | 0.14922 | 0.15342 | 0.14101 | 0.042655 | 0.01949 | 0.031433 | 0.055131 | 0.072493 | 0.084329 | 0.11059 | 0.13518 | 0.16038 | 0.23723 | 0.24938 | 0.25562
1405 | 2021-05-12 | 5 | 0.36631 | 0.35785 | 0.40092 | 0.38125 | 0.34462 | 0.35654 | 0.3963 | 0.31689 | 0.27664 | 0.20103 | 0.1931 | 0.16626 | 0.19987 | 0.2166 | 0.21715 | 0.28805 | 0.37456 | 0.40143 | 0.47524 | 0.52747 | 0.61225 | 0.74267 | 0.79038 | 0.81116
1405 | 2021-05-25 | 5 | 0.84371 | 0.70774 | 0.56888 | 0.52552 | 0.5001 | 0.43104 | 0.45716 | 0.50484 | 0.56189 | 0.54957 | 0.61228 | 0.46588 | 0.31767 | 0.26351 | 0.27725 | 0.36945 | 0.48508 | 0.4995 | 0.48025 | 0.44324 | 0.45738 | 0.48338 | 0.47282 | 0.47395
1405 | 2021-06-17 | 6 | 0.17267 | 0.2157 | 0.24307 | 0.17253 | 0.10884 | 0.082492 | 0.051581 | 0.047315 | 0.051566 | 0.07834 | 0.10446 | 0.027369 | 0.011526 | 0.013763 | 0.018169 | 0.032924 | 0.044966 | 0.075026 | 0.1431 | 0.22919 | 0.27594 | 0.24607 | 0.23955 | 0.25991
1405 | 2021-06-18 | 6 | 0.28035 | 0.31719 | 0.32985 | 0.30619 | 0.13918 | 0.048773 | 0.011532 | 0.010164 | 0.014088 | 0.0046821 | 0.0059165 | 0.024955 | 0.012482 | 0.02155 | 0.034251 | 0.04746 | 0.088813 | 0.18327 | 0.32466 | 0.41624 | 0.53117 | 0.56918 | 0.48597 | 0.3807
1405 | 2021-06-16 | 6 | 0.27862 | 0.30749 | 0.34123 | 0.32224 | 0.23011 | 0.12519 | 0.12086 | 0.10215 | 0.066329 | 0.071851 | 0.029198 | 0.0057417 | 0.0024056 | 0.0056721 | 0.012732 | 0.016565 | 0.018595 | 0.03642 | 0.10191 | 0.10109 | 0.088653 | 0.12238 | 0.13684 | 0.15593
1405 | 2021-06-15 | 6 | 0.47732 | 0.43913 | 0.43248 | 0.53589 | 0.53569 | 0.58762 | 0.65163 | 0.60833 | 0.55595 | 0.41649 | 0.22263 | 0.10141 | 0.064071 | 0.055491 | 0.048157 | 0.047968 | 0.10153 | 0.16003 | 0.16864 | 0.18883 | 0.17788 | 0.22157 | 0.25277 | 0.25667
1405 | 2021-06-28 | 6 | 0.7867 | 0.78466 | 0.78401 | 0.77981 | 0.79663 | 0.81392 | 0.82634 | 0.81718 | 0.81018 | 0.80888 | 0.78836 | 0.76166 | 0.78562 | 0.80833 | 0.83673 | 0.85363 | 0.87109 | 0.88266 | 0.86813 | 0.87388 | 0.86593 | 0.8565 | 0.8435 | 0.81486
1415 | 2021-07-09 | 7 | 0.33734 | 0.25378 | 0.19198 | 0.19431 | 0.21597 | 0.16827 | 0.089642 | 0.12826 | 0.054693 | 0.0097475 | 0.013566 | 0.026439 | 0.07382 | 0.17308 | 0.28332 | 0.36422 | 0.39068 | 0.46053 | 0.46224 | 0.49699 | 0.5561 | 0.58739 | 0.70236 | 0.74325
1415 | 2021-07-19 | 7 | 0.46862 | 0.54866 | 0.49485 | 0.41765 | 0.309 | 0.26293 | 0.23687 | 0.17131 | 0.16064 | 0.1007 | 0.085328 | 0.07861 | 0.10124 | 0.19123 | 0.23051 | 0.41253 | 0.55576 | 0.51085 | 0.4542 | 0.53082 | 0.56772 | 0.55233 | 0.56272 | 0.65916
1415 | 2021-07-29 | 7 | 0.80912 | 0.81364 | 0.81233 | 0.80146 | 0.75731 | 0.7532 | 0.69934 | 0.57985 | 0.47641 | 0.40573 | 0.21926 | 0.14663 | 0.1205 | 0.15231 | 0.2497 | 0.3968 | 0.41182 | 0.41971 | 0.51228 | 0.57921 | 0.61568 | 0.69718 | 0.75878 | 0.82008
1415 | 2021-07-21 | 7 | 0.74079 | 0.71234 | 0.7076 | 0.69062 | 0.70256 | 0.69954 | 0.67072 | 0.60078 | 0.46148 | 0.38787 | 0.33867 | 0.27823 | 0.28928 | 0.37049 | 0.41635 | 0.52817 | 0.54951 | 0.61747 | 0.58709 | 0.51931 | 0.49674 | 0.46577 | 0.47618 | 0.57857
1415 | 2021-07-20 | 7 | 0.68117 | 0.66695 | 0.66431 | 0.66113 | 0.65649 | 0.65909 | 0.69898 | 0.66833 | 0.58344 | 0.50723 | 0.48664 | 0.54948 | 0.63685 | 0.65924 | 0.65521 | 0.69786 | 0.7592 | 0.73183 | 0.7561 | 0.71456 | 0.6773 | 0.74874 | 0.71722 | 0.67776
1415 | 2021-07-28 | 7 | 0.13678 | 0.21439 | 0.32105 | 0.36323 | 0.31246 | 0.31178 | 0.32231 | 0.25939 | 0.19009 | 0.13696 | 0.10507 | 0.093058 | 0.0662 | 0.11095 | 0.12322 | 0.19345 | 0.37687 | 0.51896 | 0.5822 | 0.65994 | 0.7319 | 0.7717 | 0.78104 | 0.7903
1415 | 7/10/2021 | 7 | 0.76653 | 0.76669 | 0.75893 | 0.72774 | 0.67312 | 0.59115 | 0.50622 | 0.39202 | 0.31145 | 0.20312 | 0.15152 | 0.13613 | 0.11832 | 0.1385 | 0.22536 | 0.3036 | 0.36947 | 0.4044 | 0.4548 | 0.45119 | 0.44194 | 0.47917 | 0.57284 | 0.62874
1415 | 2021-07-12 | 7 | 0.72276 | 0.71096 | 0.69404 | 0.69472 | 0.69063 | 0.68667 | 0.70352 | 0.68989 | 0.652 | 0.63022 | 0.52442 | 0.53165 | 0.56985 | 0.61763 | 0.64711 | 0.66926 | 0.69186 | 0.72431 | 0.74586 | 0.77548 | 0.8077 | 0.82035 | 0.81353 | 0.79997
1415 | 2021-08-16 | 8 | 0.75922 | 0.77458 | 0.76099 | 0.74016 | 0.72111 | 0.67608 | 0.64699 | 0.56112 | 0.46702 | 0.36888 | 0.34937 | 0.31067 | 0.32849 | 0.39418 | 0.58127 | 0.74703 | 0.71238 | 0.70866 | 0.73636 | 0.74621 | 0.74261 | 0.75237 | 0.7364 | 0.72457
1415 | 2021-08-12 | 8 | 0.79221 | 0.77344 | 0.7381 | 0.75804 | 0.7894 | 0.78889 | 0.76868 | 0.72582 | 0.51896 | 0.58373 | 0.55596 | 0.45617 | 0.37267 | 0.40015 | 0.59364 | 0.79653 | 0.75605 | 0.7839 | 0.79374 | 0.77789 | 0.78033 | 0.79478 | 0.79754 | 0.78554
1415 | 2021-08-27 | 8 | 0.33353 | 0.31272 | 0.26022 | 0.17771 | 0.13199 | 0.097562 | 0.051178 | 0.068479 | 0.085121 | 0.12235 | 0.21408 | 0.14985 | 0.09998 | 0.055126 | 0.03005 | 0.024523 | 0.029461 | 0.023626 | 0.033848 | 0.067344 | 0.11083 | 0.10986 | 0.13575 | 0.20115
1415 | 2021-08-10 | 8 | 0.6349 | 0.58114 | 0.61876 | 0.56303 | 0.45152 | 0.43463 | 0.46252 | 0.45856 | 0.31647 | 0.18864 | 0.11792 | 0.073022 | 0.025857 | 0.0088291 | 0.010979 | 0.029243 | 0.06182 | 0.12109 | 0.15125 | 0.27702 | 0.45028 | 0.49538 | 0.60568 | 0.6602
1415 | 2021-08-11 | 8 | 0.6084 | 0.57439 | 0.57544 | 0.5798 | 0.51653 | 0.46067 | 0.29714 | 0.27914 | 0.23653 | 0.23216 | 0.17497 | 0.1611 | 0.2091 | 0.3658 | 0.63486 | 0.7134 | 0.71001 | 0.7161 | 0.76272 | 0.78078 | 0.79676 | 0.80251 | 0.80443 | 0.80851
1415 | 2021-09-08 | 9 | 0.21362 | 0.24557 | 0.2589 | 0.28391 | 0.25167 | 0.30582 | 0.38266 | 0.40068 | 0.36511 | 0.27516 | 0.17367 | 0.13297 | 0.16261 | 0.090163 | 0.089126 | 0.22439 | 0.33244 | 0.37679 | 0.37177 | 0.48031 | 0.54918 | 0.5285 | 0.54819 | 0.58659
1415 | 2021-09-09 | 9 | 0.5891 | 0.59854 | 0.6174 | 0.65374 | 0.67418 | 0.66213 | 0.6072 | 0.56382 | 0.33539 | 0.42019 | 0.36432 | 0.39872 | 0.3849 | 0.45771 | 0.49593 | 0.58466 | 0.55382 | 0.63054 | 0.6973 | 0.62102 | 0.6414 | 0.57145 | 0.68084 | 0.76181
1415 | 2021-09-07 | 9 | 0.39672 | 0.50863 | 0.51333 | 0.53971 | 0.4289 | 0.32899 | 0.20744 | 0.11218 | 0.039213 | 0.039228 | 0.11035 | 0.15769 | 0.24193 | 0.44664 | 0.64641 | 0.67221 | 0.62893 | 0.6364 | 0.58972 | 0.51607 | 0.42956 | 0.24496 | 0.25039 | 0.20344
1415 | 2021-09-21 | 9 | 0.064631 | 0.056764 | 0.042231 | 0.032068 | 0.024866 | 0.014267 | 0.012847 | 0.0097112 | 0.0066788 | 0.0032572 | 0.0042449 | 0.0063958 | 0.0059504 | 0.013946 | 0.020434 | 0.025504 | 0.027151 | 0.020642 | 0.021989 | 0.031148 | 0.047789 | 0.17419 | 0.26167 | 0.33193
1415 | 2021-09-10 | 9 | 0.77811 | 0.62426 | 0.76701 | 0.75841 | 0.61774 | 0.54179 | 0.45621 | 0.39393 | 0.36696 | 0.42297 | 0.41486 | 0.47252 | 0.50576 | 0.49739 | 0.54122 | 0.58052 | 0.61848 | 0.59382 | 0.52066 | 0.64515 | 0.66144 | 0.5955 | 0.59171 | 0.63615
1415 | 2021-10-01 | 10 | 0.016738 | 0.020265 | 0.016811 | 0.0090913 | 0.013236 | 0.014923 | 0.012373 | 0.01296 | 0.014728 | 0.011621 | 0.008922 | 0.0047129 | 0.0026902 | 0.0020564 | 0.00030516 | 0.00028228 | 0.0010069 | 0.0013702 | 0.0013622 | 4.1584e-05 | 0.0061158 | 0.011572 | 0.012281 | 0.032701
1415 | 2021-10-04 | 10 | 0.10747 | 0.1172 | 0.067514 | 0.044638 | 0.020969 | 0.015904 | 0.0063615 | 0.0039139 | 0.0054378 | 0.0099414 | 0.011439 | 0.020662 | 0.031881 | 0.048935 | 0.040981 | 0.030107 | 0.023893 | 0.021035 | 0.051213 | 0.16012 | 0.32015 | 0.44728 | 0.44932 | 0.40579
1415 | 2021-10-03 | 10 | 0.055249 | 0.046575 | 0.037948 | 0.018439 | 0.011199 | 0.0083431 | 0.013548 | 0.014408 | 0.011145 | 0.0017869 | 0.00055071 | 0.0024822 | 0.003559 | 0.0044822 | 0.010099 | 0.01726 | 0.024795 | 0.024192 | 0.023184 | 0.021457 | 0.035083 | 0.046556 | 0.047042 | 0.073355
1415 | 2021-10-02 | 10 | 0.03396 | 0.033386 | 0.027138 | 0.018598 | 0.010536 | 0.0091908 | 0.013507 | 0.023963 | 0.019782 | 0.0066083 | 0.0063969 | 0.0026708 | 0.0026702 | 0.0023337 | 0.00091146 | 0.00039808 | 0.0014701 | 0.0029153 | 0.004537 | 0.0035112 | 0.00043269 | 0.0042709 | 0.025224 | 0.043087
1415 | 2021-10-05 | 10 | 0.36296 | 0.33919 | 0.39204 | 0.29237 | 0.26831 | 0.37133 | 0.44571 | 0.46587 | 0.41653 | 0.51303 | 0.59321 | 0.50906 | 0.52799 | 0.51415 | 0.45768 | 0.50884 | 0.50026 | 0.54445 | 0.65332 | 0.60526 | 0.63131 | 0.53661 | 0.59443 | 0.64376
1415 | 2021-11-12 | 11 | 0.0082185 | 0.0022063 | 0.0013409 | 0.0015028 | 0.0013896 | 0.00086984 | 0.0022021 | 0.0042649 | 0.0035326 | 0.0020081 | 0.0046061 | 0.0067412 | 0.0054761 | 0.0054635 | 0.0049396 | 0.0038851 | 0.0023047 | 0.0023766 | 0.0040332 | 0.00043453 | 0.0011115 | 0.0025361 | 0.0037664 | 0.011399
1415 | 2021-11-11 | 11 | 0.012264 | 0.015922 | 0.016225 | 0.017519 | 0.0082964 | 0.002168 | 0.0052818 | 0.010192 | 0.0055498 | 0.011341 | 0.0080015 | 0.004683 | 0.0037794 | 0.004322 | 0.0031835 | 0.0030674 | 0.0050319 | 0.0030436 | 0.0012453 | 0.00017589 | 0.00020062 | 0.000218 | 0.0015585 | 0.0071725
1415 | 2021-11-15 | 11 | 0.029703 | 0.046905 | 0.055171 | 0.060385 | 0.050704 | 0.053215 | 0.046336 | 0.057177 | 0.055042 | 0.061923 | 0.063251 | 0.064531 | 0.06976 | 0.070864 | 0.072722 | 0.073257 | 0.08302 | 0.088497 | 0.093106 | 0.10091 | 0.087568 | 0.069009 | 0.075657 | 0.058963
1415 | 2021-11-29 | 11 | 0.00081811 | 0.002441 | 0.0049401 | 0.0050413 | 0.0032362 | 0.0040898 | 0.0047534 | 0.0057206 | 0.0050458 | 0.0037382 | 0.0019509 | 0.0044294 | 0.0027042 | 0.0019003 | 0.0023277 | 0.0023491 | 0.0035929 | 0.0056897 | 0.0063203 | 0.0087017 | 0.009659 | 0.0063334 | 0.0074726 | 0.012081
1415 | 2021-11-30 | 11 | 0.0073025 | 0.0032166 | 0.0023339 | 0.0017256 | 0.002494 | 0.0017564 | 0.0045428 | 0.0030596 | 0.0072168 | 0.025084 | 0.027696 | 0.028113 | 0.027843 | 0.041637 | 0.045527 | 0.039028 | 0.038635 | 0.0059191 | 0.0056881 | 0.015274 | 0.050719 | 0.005689 | 0.054027 | 0.068062
1415 | 2021-12-14 | 12 | 0.1598 | 0.13591 | 0.1728 | 0.10973 | 0.067249 | 0.065201 | 0.022163 | 0.0057596 | 0.017033 | 0.11373 | 0.12897 | 0.12858 | 0.16554 | 0.10803 | 0.12631 | 0.20497 | 0.25688 | 0.25828 | 0.24171 | 0.22097 | 0.18923 | 0.1814 | 0.19022 | 0.18354
1415 | 2021-12-15 | 12 | 0.12741 | 0.096121 | 0.12374 | 0.10955 | 0.10855 | 0.11327 | 0.17897 | 0.20398 | 0.19146 | 0.13801 | 0.12784 | 0.18745 | 0.2417 | 0.29915 | 0.43565 | 0.55751 | 0.70585 | 0.65445 | 0.69524 | 0.70511 | 0.70891 | 0.74815 | 0.47151 | 0.33597
1415 | 2021-12-13 | 12 | 0.53051 | 0.37904 | 0.28566 | 0.45215 | 0.53583 | 0.41543 | 0.31924 | 0.46269 | 0.5695 | 0.7565 | 0.795 | 0.66894 | 0.70418 | 0.69791 | 0.76511 | 0.7127 | 0.37629 | 0.30645 | 0.30188 | 0.31722 | 0.39982 | 0.3171 | 0.26081 | 0.17826
1415 | 2021-12-16 | 12 | 0.34294 | 0.36227 | 0.35754 | 0.21733 | 0.16182 | 0.10467 | 0.14312 | 0.10951 | 0.11196 | 0.053531 | 0.0070184 | 0.0025454 | 0.0017856 | 0.0036503 | 0.047239 | 0.088423 | 0.08 | 0.1045 | 0.13371 | 0.19564 | 0.26225 | 0.23942 | 0.24204 | 0.22635
1415 | 2021-12-20 | 12 | 0.01868 | 0.011003 | 0.015338 | 0.013757 | 0.013264 | 0.015113 | 0.020263 | 0.025485 | 0.027414 | 0.022249 | 0.016574 | 0.020557 | 0.033182 | 0.042519 | 0.040231 | 0.043898 | 0.040144 | 0.026028 | 0.032963 | 0.02283 | 0.039857 | 0.026401 | 0.023616 | 0.030028
1415 | 2022-01-03 | 1 | 0.036578 | 0.042879 | 0.040075 | 0.031256 | 0.028214 | 0.027888 | 0.024452 | 0.024807 | 0.031526 | 0.05283 | 0.04959 | 0.048792 | 0.060722 | 0.10648 | 0.17213 | 0.26056 | 0.28414 | 0.29494 | 0.30361 | 0.34442 | 0.32376 | 0.24558 | 0.23866 | 0.15582
1415 | 2022-01-04 | 1 | 0.12271 | 0.11719 | 0.077158 | 0.11284 | 0.11498 | 0.10919 | 0.13096 | 0.099477 | 0.076023 | 0.069107 | 0.076232 | 0.07646 | 0.065769 | 0.07341 | 0.075733 | 0.071452 | 0.073398 | 0.10602 | 0.1281 | 0.12479 | 0.22731 | 0.19638 | 0.21227 | 0.27324
1415 | 2022-01-31 | 1 | 0.1348 | 0.094254 | 0.083714 | 0.075953 | 0.076021 | 0.056726 | 0.03679 | 0.033294 | 0.023114 | 0.023807 | 0.024653 | 0.022458 | 0.037852 | 0.036541 | 0.033191 | 0.029786 | 0.040379 | 0.044222 | 0.045022 | 0.055956 | 0.069628 | 0.10123 | 0.18303 | 0.19201
1415 | 2022-01-10 | 1 | 0.011079 | 0.019753 | 0.032046 | 0.055665 | 0.041674 | 0.038793 | 0.040919 | 0.060687 | 0.091272 | 0.075125 | 0.051856 | 0.016865 | 0.029196 | 0.023928 | 0.0094052 | 0.0075636 | 0.0025853 | 0.00049965 | 0.0013707 | 0.0051023 | 0.0058462 | 0.0042484 | 0.004513 | 0.0025173
1415 | 2022-01-05 | 1 | 0.2439 | 0.2283 | 0.22996 | 0.25259 | 0.22844 | 0.28991 | 0.31538 | 0.30204 | 0.22314 | 0.14846 | 0.16707 | 0.17107 | 0.1815 | 0.15171 | 0.12508 | 0.12115 | 0.094887 | 0.066511 | 0.049322 | 0.046642 | 0.036135 | 0.042248 | 0.03909 | 0.02631
1415 | 2022-02-23 | 2 | 0.10799 | 0.15447 | 0.30274 | 0.26746 | 0.25279 | 0.33155 | 0.37071 | 0.36691 | 0.43912 | 0.50969 | 0.45289 | 0.33742 | 0.29142 | 0.29923 | 0.24828 | 0.20212 | 0.14796 | 0.10382 | 0.082524 | 0.092817 | 0.0754 | 0.069237 | 0.04441 | 0.044754
1415 | 2022-02-22 | 2 | 0.53568 | 0.58162 | 0.46916 | 0.40371 | 0.3856 | 0.37085 | 0.33562 | 0.32968 | 0.37906 | 0.3453 | 0.23329 | 0.13857 | 0.1128 | 0.16158 | 0.31609 | 0.33404 | 0.18058 | 0.33019 | 0.26556 | 0.14675 | 0.08063 | 0.067038 | 0.074295 | 0.093508
1415 | 2022-02-24 | 2 | 0.04536 | 0.0249 | 0.019856 | 0.017355 | 0.019224 | 0.010224 | 0.010212 | 0.0088969 | 0.0085559 | 0.007975 | 0.0066799 | 0.0096006 | 0.017887 | 0.018406 | 0.014076 | 0.0062864 | 0.0031753 | 0.010371 | 0.037385 | 0.066782 | 0.10368 | 0.10569 | 0.19109 | 0.20493
1415 | 2022-02-01 | 2 | 0.23993 | 0.37067 | 0.51603 | 0.56855 | 0.76014 | 0.68773 | 0.70501 | 0.77945 | 0.83457 | 0.84954 | 0.83665 | 0.81295 | 0.81765 | 0.82688 | 0.825 | 0.78794 | 0.75598 | 0.67699 | 0.774 | 0.80724 | 0.77396 | 0.8302 | 0.83895 | 0.82141
1415 | 2022-02-10 | 2 | 0.20444 | 0.25726 | 0.3058 | 0.3195 | 0.2906 | 0.23214 | 0.21753 | 0.20977 | 0.20908 | 0.19702 | 0.18314 | 0.092624 | 0.067845 | 0.051492 | 0.040408 | 0.038279 | 0.03333 | 0.044776 | 0.046065 | 0.040405 | 0.043129 | 0.042562 | 0.03608 | 0.039219
1415 | 2022-03-23 | 3 | 0.20593 | 0.23101 | 0.14607 | 0.11208 | 0.10002 | 0.062915 | 0.077242 | 0.13186 | 0.14288 | 0.086286 | 0.076862 | 0.1114 | 0.11184 | 0.1308 | 0.15314 | 0.18973 | 0.20727 | 0.28984 | 0.30657 | 0.3772 | 0.43296 | 0.46808 | 0.53294 | 0.49824
1415 | 2022-03-24 | 3 | 0.4569 | 0.40193 | 0.33129 | 0.21996 | 0.18957 | 0.20669 | 0.2039 | 0.17854 | 0.11391 | 0.079148 | 0.04866 | 0.04871 | 0.034064 | 0.031319 | 0.042223 | 0.044962 | 0.074698 | 0.13393 | 0.24621 | 0.4579 | 0.55166 | 0.56791 | 0.5445 | 0.57433
1415 | 2022-03-22 | 3 | 0.80362 | 0.74208 | 0.66985 | 0.66346 | 0.61171 | 0.47948 | 0.4744 | 0.498 | 0.44707 | 0.44544 | 0.29494 | 0.17161 | 0.11623 | 0.081102 | 0.066772 | 0.055613 | 0.034703 | 0.024143 | 0.023597 | 0.029004 | 0.093145 | 0.24284 | 0.30385 | 0.25751
1415 | 2022-03-25 | 3 | 0.54395 | 0.57971 | 0.74381 | 0.70561 | 0.77872 | 0.81133 | 0.79568 | 0.73372 | 0.65558 | 0.5706 | 0.47215 | 0.36141 | 0.2065 | 0.16566 | 0.14877 | 0.14316 | 0.15747 | 0.19773 | 0.27356 | 0.41936 | 0.49794 | 0.50889 | 0.47053 | 0.47074
1415 | 2022-03-01 | 3 | 0.38835 | 0.29462 | 0.16234 | 0.17123 | 0.16352 | 0.097043 | 0.099938 | 0.11127 | 0.051097 | 0.069719 | 0.019953 | 0.010796 | 0.01832 | 0.018475 | 0.022189 | 0.026762 | 0.03466 | 0.048316 | 0.060079 | 0.076405 | 0.16279 | 0.19348 | 0.2757 | 0.27512
1459.8 | 2022-04-08 | 4 | 0.11245 | 0.11095 | 0.099645 | 0.10041 | 0.099909 | 0.11168 | 0.10816 | 0.11118 | 0.098635 | 0.073874 | 0.063955 | 0.070126 | 0.08851 | 0.14792 | 0.15487 | 0.17562 | 0.22754 | 0.27523 | 0.43601 | 0.61318 | 0.68999 | 0.73648 | 0.68412 | 0.69855
1459.8 | 2022-04-07 | 4 | 0.026417 | 0.030203 | 0.021 | 0.018381 | 0.021329 | 0.023831 | 0.034321 | 0.030609 | 0.029456 | 0.013571 | 0.0080412 | 0.013384 | 0.017671 | 0.012566 | 0.0065262 | 0.0092186 | 0.013184 | 0.017718 | 0.02066 | 0.024026 | 0.027585 | 0.030758 | 0.068767 | 0.10088
1459.8 | 2022-04-06 | 4 | 0.16188 | 0.16264 | 0.12257 | 0.077813 | 0.075099 | 0.074472 | 0.13329 | 0.22353 | 0.33002 | 0.39211 | 0.38544 | 0.21617 | 0.099712 | 0.087982 | 0.084921 | 0.094841 | 0.069486 | 0.041503 | 0.013724 | 0.011964 | 0.022621 | 0.01849 | 0.024608 | 0.025854
1459.8 | 2022-04-25 | 4 | 0.35591 | 0.28616 | 0.30084 | 0.3055 | 0.24907 | 0.27398 | 0.22815 | 0.21674 | 0.11581 | 0.060492 | 0.062512 | 0.052533 | 0.076316 | 0.14996 | 0.2513 | 0.38773 | 0.48812 | 0.54491 | 0.61638 | 0.61041 | 0.59433 | 0.64816 | 0.6588 | 0.58883
1459.8 | 2022-04-26 | 4 | 0.60657 | 0.67486 | 0.76603 | 0.67226 | 0.60965 | 0.65367 | 0.66581 | 0.68586 | 0.77058 | 0.77172 | 0.71815 | 0.59563 | 0.53405 | 0.50257 | 0.52591 | 0.54789 | 0.53739 | 0.53623 | 0.5455 | 0.5507 | 0.6014 | 0.6745 | 0.76881 | 0.76854
1459.8 | 2022-05-25 | 5 | 0.13841 | 0.14128 | 0.1357 | 0.11232 | 0.11647 | 0.19727 | 0.18939 | 0.092967 | 0.084051 | 0.22119 | 0.20086 | 0.12506 | 0.085251 | 0.04866 | 0.064855 | 0.14594 | 0.30796 | 0.39252 | 0.39453 | 0.40784 | 0.52139 | 0.60833 | 0.71939 | 0.73277
1459.8 | 2022-05-24 | 5 | 0.46367 | 0.3987 | 0.30458 | 0.26658 | 0.2697 | 0.27908 | 0.25738 | 0.22292 | 0.19231 | 0.16157 | 0.17977 | 0.2254 | 0.26269 | 0.27615 | 0.24533 | 0.22525 | 0.16712 | 0.12155 | 0.11285 | 0.090278 | 0.11521 | 0.12997 | 0.11354 | 0.12047
1459.8 | 2022-05-18 | 5 | 0.81685 | 0.78103 | 0.74498 | 0.69533 | 0.64102 | 0.5885 | 0.50689 | 0.42583 | 0.29775 | 0.17159 | 0.14888 | 0.15108 | 0.12404 | 0.134 | 0.1877 | 0.2428 | 0.35057 | 0.36426 | 0.3308 | 0.30321 | 0.25222 | 0.21999 | 0.24272 | 0.2752
1459.8 | 2022-05-26 | 5 | 0.73 | 0.75922 | 0.75716 | 0.72633 | 0.7141 | 0.74202 | 0.77791 | 0.7753 | 0.76902 | 0.76523 | 0.7446 | 0.76678 | 0.80519 | 0.83168 | 0.85813 | 0.84926 | 0.84603 | 0.83707 | 0.80102 | 0.82933 | 0.84343 | 0.87743 | 0.84637 | 0.82884
1459.8 | 2022-05-14 | 5 | 0.401 | 0.33378 | 0.27836 | 0.23864 | 0.18797 | 0.19402 | 0.17553 | 0.12959 | 0.073215 | 0.031109 | 0.025792 | 0.023195 | 0.035392 | 0.044188 | 0.06206 | 0.089146 | 0.14063 | 0.1969 | 0.19989 | 0.24727 | 0.30486 | 0.32685 | 0.30112 | 0.26123
1459.8 | 2022-06-27 | 6 | 0.84836 | 0.82981 | 0.8152 | 0.80122 | 0.77447 | 0.72899 | 0.7073 | 0.65995 | 0.58995 | 0.51018 | 0.4599 | 0.37343 | 0.33659 | 0.29908 | 0.32315 | 0.375 | 0.50171 | 0.53142 | 0.56985 | 0.59523 | 0.66217 | 0.72873 | 0.80387 | 0.7802
1459.8 | 2022-06-28 | 6 | 0.72012 | 0.6816 | 0.67209 | 0.69158 | 0.7328 | 0.72932 | 0.64641 | 0.61282 | 0.61564 | 0.55173 | 0.50487 | 0.53269 | 0.54672 | 0.55137 | 0.55208 | 0.5521 | 0.55947 | 0.6038 | 0.59605 | 0.56484 | 0.64584 | 0.59847 | 0.57423 | 0.63205
1459.8 | 2022-06-23 | 6 | 0.22181 | 0.25991 | 0.3244 | 0.11715 | 0.1151 | 0.10592 | 0.068128 | 0.070849 | 0.052738 | 0.05664 | 0.0552 | 0.053922 | 0.043638 | 0.072682 | 0.12407 | 0.35045 | 0.4638 | 0.38575 | 0.28327 | 0.3271 | 0.4366 | 0.54171 | 0.60904 | 0.61004
1459.8 | 2022-06-24 | 6 | 0.61986 | 0.58676 | 0.63497 | 0.69576 | 0.59575 | 0.41263 | 0.29016 | 0.19569 | 0.1056 | 0.062721 | 0.049781 | 0.036941 | 0.032053 | 0.068945 | 0.14508 | 0.24925 | 0.37798 | 0.42417 | 0.46773 | 0.52396 | 0.58406 | 0.5884 | 0.59007 | 0.61776
1459.8 | 2022-06-21 | 6 | 0.11245 | 0.19448 | 0.13055 | 0.11816 | 0.19452 | 0.23554 | 0.24182 | 0.20448 | 0.24319 | 0.31809 | 0.30762 | 0.24375 | 0.18763 | 0.098619 | 0.05899 | 0.048463 | 0.033442 | 0.044688 | 0.062797 | 0.046223 | 0.04391 | 0.044086 | 0.034506 | 0.024723
1459.8 | 2022-07-18 | 7 | 0.3956 | 0.46975 | 0.54372 | 0.61331 | 0.58137 | 0.58117 | 0.5021 | 0.45066 | 0.41346 | 0.34408 | 0.30832 | 0.3056 | 0.2723 | 0.32329 | 0.37575 | 0.40373 | 0.40701 | 0.39501 | 0.35025 | 0.322 | 0.4723 | 0.52831 | 0.60216 | 0.62892
1459.8 | 2022-07-19 | 7 | 0.69273 | 0.73553 | 0.69045 | 0.69042 | 0.61252 | 0.58249 | 0.63541 | 0.65468 | 0.67884 | 0.5948 | 0.48259 | 0.44558 | 0.4976 | 0.47548 | 0.44319 | 0.46454 | 0.50942 | 0.49132 | 0.48957 | 0.46126 | 0.50197 | 0.53435 | 0.56069 | 0.61454
1459.8 | 2022-07-20 | 7 | 0.71624 | 0.69397 | 0.65399 | 0.64776 | 0.68872 | 0.66192 | 0.59521 | 0.60566 | 0.47908 | 0.37393 | 0.27616 | 0.25534 | 0.24724 | 0.2792 | 0.33979 | 0.34831 | 0.45293 | 0.52979 | 0.6041 | 0.65969 | 0.70506 | 0.70457 | 0.76693 | 0.85323
1459.8 | 2022-07-11 | 7 | 0.46098 | 0.44017 | 0.43215 | 0.36 | 0.2886 | 0.22853 | 0.20214 | 0.15322 | 0.14459 | 0.11953 | 0.11329 | 0.12601 | 0.11702 | 0.17796 | 0.25783 | 0.36445 | 0.41737 | 0.422 | 0.39312 | 0.36938 | 0.41875 | 0.60583 | 0.7088 | 0.79556
1459.8 | 2022-07-21 | 7 | 0.85777 | 0.82722 | 0.82137 | 0.82702 | 0.80957 | 0.80537 | 0.72199 | 0.69753 | 0.63361 | 0.53027 | 0.50157 | 0.45365 | 0.40432 | 0.4197 | 0.43107 | 0.48639 | 0.53819 | 0.66611 | 0.70514 | 0.74969 | 0.73235 | 0.76637 | 0.76276 | 0.77931
1459.8 | 2022-08-16 | 8 | 0.38286 | 0.31893 | 0.20832 | 0.19192 | 0.18542 | 0.19065 | 0.18179 | 0.12032 | 0.054729 | 0.027327 | 0.014269 | 0.0028067 | 0.0021899 | 0.0019622 | 0.0094995 | 0.019121 | 0.02956 | 0.0581 | 0.047595 | 0.090518 | 0.15852 | 0.20732 | 0.35724 | 0.48621
1459.8 | 2022-08-31 | 8 | 0.72372 | 0.68631 | 0.61106 | 0.6165 | 0.64908 | 0.68473 | 0.69232 | 0.64231 | 0.55355 | 0.50173 | 0.31564 | 0.19394 | 0.12224 | 0.065815 | 0.064075 | 0.081913 | 0.11157 | 0.15145 | 0.22078 | 0.3446 | 0.46362 | 0.48057 | 0.45858 | 0.49948
1459.8 | 2022-08-15 | 8 | 0.47369 | 0.42619 | 0.40348 | 0.39545 | 0.40191 | 0.35373 | 0.25198 | 0.15568 | 0.12626 | 0.093516 | 0.06487 | 0.020775 | 0.0039278 | 0.0092235 | 0.0087427 | 0.011849 | 0.02582 | 0.065823 | 0.14662 | 0.18915 | 0.26264 | 0.31994 | 0.33205 | 0.36022
1459.8 | 2022-08-17 | 8 | 0.44594 | 0.46043 | 0.42378 | 0.37436 | 0.36394 | 0.30946 | 0.2505 | 0.3161 | 0.48283 | 0.16486 | 0.010406 | 0.075555 | 0.20046 | 0.23673 | 0.32877 | 0.28611 | 0.25977 | 0.35425 | 0.47787 | 0.52338 | 0.5772 | 0.60187 | 0.70576 | 0.68544
1459.8 | 2022-08-23 | 8 | 0.72526 | 0.66889 | 0.63237 | 0.57978 | 0.49927 | 0.43548 | 0.36426 | 0.26017 | 0.15858 | 0.10957 | 0.049988 | 0.012082 | 0.0044591 | 0.01086 | 0.018862 | 0.054091 | 0.075528 | 0.13011 | 0.20824 | 0.29949 | 0.42218 | 0.42419 | 0.42063 | 0.47678
1459.8 | 2022-09-06 | 9 | 0.14521 | 0.15052 | 0.083398 | 0.039748 | 0.014271 | 0.0068467 | 8.3377e-05 | 0.00070092 | 0.00010965 | 0.00026038 | 0.0061893 | 0.030606 | 0.026437 | 0.028966 | 0.021242 | 0.015226 | 0.054349 | 0.20101 | 0.39805 | 0.46697 | 0.34018 | 0.41934 | 0.42578 | 0.44041
1459.8 | 2022-09-07 | 9 | 0.42864 | 0.46048 | 0.5188 | 0.4649 | 0.31785 | 0.19945 | 0.13613 | 0.14543 | 0.16686 | 0.23042 | 0.30157 | 0.21634 | 0.20781 | 0.23947 | 0.23889 | 0.18558 | 0.27875 | 0.3593 | 0.38193 | 0.39095 | 0.44697 | 0.47974 | 0.50526 | 0.59782
1459.8 | 2022-09-05 | 9 | 0.25198 | 0.22449 | 0.15644 | 0.099113 | 0.065767 | 0.031692 | 0.052275 | 0.041069 | 0.033935 | 0.01625 | 0.040199 | 0.031362 | 0.016221 | 0.012302 | 0.02363 | 0.031805 | 0.03489 | 0.047794 | 0.042355 | 0.11372 | 0.22619 | 0.2328 | 0.19579 | 0.16724
1459.8 | 2022-09-08 | 9 | 0.54136 | 0.50101 | 0.43199 | 0.34004 | 0.29225 | 0.23423 | 0.1816 | 0.13336 | 0.063824 | 0.020163 | 0.014727 | 0.011457 | 0.012689 | 0.01118 | 0.032757 | 0.037956 | 0.062447 | 0.092617 | 0.16882 | 0.26527 | 0.26603 | 0.34178 | 0.3909 | 0.47863
1459.8 | 2022-09-01 | 9 | 0.50193 | 0.52143 | 0.44719 | 0.30504 | 0.28644 | 0.22139 | 0.15819 | 0.10928 | 0.059149 | 0.017504 | 0.0029712 | 0.0025205 | 0.0022468 | 0.001758 | 0.010901 | 0.019674 | 0.033708 | 0.065679 | 0.10501 | 0.11865 | 0.14826 | 0.207 | 0.28806 | 0.30823
1459.8 | 2022-09-02 | 9 | 0.373 | 0.47823 | 0.53052 | 0.55561 | 0.56686 | 0.54253 | 0.59566 | 0.60979 | 0.48874 | 0.4511 | 0.32578 | 0.3044 | 0.30573 | 0.33961 | 0.33139 | 0.2889 | 0.40307 | 0.56263 | 0.59855 | 0.57289 | 0.62728 | 0.68095 | 0.74314 | 0.74508
1459.8 | 2022-09-04 | 9 | 0.30723 | 0.30113 | 0.2946 | 0.28979 | 0.22406 | 0.12688 | 0.062879 | 0.035071 | 0.029513 | 0.019856 | 0.0045686 | 0.0024585 | 0.0074042 | 0.018053 | 0.030538 | 0.04047 | 0.042333 | 0.043127 | 0.04869 | 0.0933 | 0.23406 | 0.24807 | 0.26071 | 0.26503
1459.8 | 2022-09-03 | 9 | 0.72646 | 0.77386 | 0.77081 | 0.72478 | 0.63033 | 0.58655 | 0.51949 | 0.40512 | 0.34804 | 0.31684 | 0.24471 | 0.17647 | 0.14583 | 0.15367 | 0.14988 | 0.18472 | 0.31274 | 0.34662 | 0.3736 | 0.4539 | 0.42059 | 0.33571 | 0.32316 | 0.31561
1459.8 | 2022-09-09 | 9 | 0.52206 | 0.50846 | 0.53677 | 0.51234 | 0.41186 | 0.27444 | 0.25278 | 0.1901 | 0.10714 | 0.046371 | 0.050849 | 0.033808 | 0.026899 | 0.016594 | 0.013122 | 0.015021 | 0.034703 | 0.10175 | 0.15404 | 0.26021 | 0.51557 | 0.63869 | 0.71429 | 0.73428
1459.8 | 2022-10-05 | 10 | 0.38536 | 0.35866 | 0.33889 | 0.30366 | 0.20605 | 0.15244 | 0.091751 | 0.091513 | 0.067302 | 0.050321 | 0.030207 | 0.0058809 | 5.0297e-05 | 9.5223e-05 | 0.00094779 | 0.0045237 | 0.0094881 | 0.011549 | 0.018585 | 0.024528 | 0.054667 | 0.069399 | 0.076063 | 0.079642
1459.8 | 2022-10-19 | 10 | 0.013033 | 0.021061 | 0.018285 | 0.020628 | 0.02113 | 0.019914 | 0.01764 | 0.024053 | 0.018094 | 0.013925 | 0.012122 | 0.0074601 | 0.003937 | 0.003932 | 0.0070005 | 0.0061026 | 0.0058194 | 0.0044291 | 0.014723 | 0.025215 | 0.030604 | 0.059738 | 0.11475 | 0.19717
1459.8 | 2022-10-07 | 10 | 0.30494 | 0.30442 | 0.27878 | 0.22129 | 0.18211 | 0.15795 | 0.11059 | 0.072232 | 0.052853 | 0.021213 | 0.0040617 | 0.002517 | 0.0055754 | 0.0057212 | 0.0051438 | 0.0095613 | 0.017093 | 0.034849 | 0.058057 | 0.052749 | 0.11993 | 0.20126 | 0.25002 | 0.2767
1459.8 | 2022-10-06 | 10 | 0.079967 | 0.11402 | 0.11488 | 0.11962 | 0.093876 | 0.058637 | 0.04128 | 0.04572 | 0.030335 | 0.012854 | 0.0010217 | 0.00036195 | 0.0016971 | 0.0014536 | 0.0048234 | 0.010663 | 0.015767 | 0.022734 | 0.046714 | 0.062514 | 0.074137 | 0.093459 | 0.18497 | 0.26338
1459.8 | 2022-10-04 | 10 | 0.64685 | 0.60214 | 0.5211 | 0.37486 | 0.34418 | 0.37403 | 0.46769 | 0.47521 | 0.38176 | 0.27095 | 0.15157 | 0.10652 | 0.069382 | 0.053909 | 0.047595 | 0.068703 | 0.069619 | 0.11222 | 0.17627 | 0.25259 | 0.33002 | 0.35239 | 0.38237 | 0.35955
1459.8 | 2022-11-30 | 11 | 0.067474 | 0.069579 | 0.070913 | 0.066468 | 0.069219 | 0.085237 | 0.082763 | 0.089051 | 0.095319 | 0.092628 | 0.085895 | 0.099158 | 0.12341 | 0.1381 | 0.11865 | 0.14956 | 0.24154 | 0.25464 | 0.21191 | 0.19848 | 0.16825 | 0.20644 | 0.18159 | 0.15431
1459.8 | 2022-11-29 | 11 | 0.24869 | 0.14264 | 0.082559 | 0.08559 | 0.090927 | 0.11383 | 0.082039 | 0.088355 | 0.10424 | 0.16129 | 0.20057 | 0.1163 | 0.054251 | 0.014894 | 0.0032875 | 0.0027437 | 0.0077002 | 0.012924 | 0.028401 | 0.045717 | 0.059872 | 0.054204 | 0.062671 | 0.06667
1459.8 | 2022-11-08 | 11 | 0.21253 | 0.20582 | 0.32868 | 0.19589 | 0.082834 | 0.065482 | 0.075505 | 0.052037 | 0.082641 | 0.092727 | 0.1218 | 0.2103 | 0.44746 | 0.46515 | 0.55379 | 0.36576 | 0.34954 | 0.25882 | 0.23597 | 0.24586 | 0.23875 | 0.21457 | 0.19538 | 0.15791
1459.8 | 2022-11-28 | 11 | 0.37341 | 0.39438 | 0.41529 | 0.31585 | 0.33657 | 0.4075 | 0.46433 | 0.46905 | 0.49835 | 0.42435 | 0.42285 | 0.60461 | 0.72512 | 0.65315 | 0.60147 | 0.50371 | 0.42267 | 0.34635 | 0.32712 | 0.26095 | 0.26676 | 0.26841 | 0.29513 | 0.29402
1459.8 | 2022-11-21 | 11 | 0.012132 | 0.013395 | 0.016664 | 0.019218 | 0.030255 | 0.049436 | 0.065008 | 0.045917 | 0.02343 | 0.024615 | 0.029505 | 0.020059 | 0.016463 | 0.0090282 | 0.0067237 | 0.0068465 | 0.0064127 | 0.0047898 | 0.004714 | 0.0056101 | 0.0061435 | 0.0055963 | 0.0065333 | 0.0081893
1459.8 | 2022-12-12 | 12 | 0.17774 | 0.065166 | 0.10693 | 0.21382 | 0.25163 | 0.21235 | 0.19695 | 0.17284 | 0.11809 | 0.04755 | 0.014233 | 0.0079125 | 0.002077 | 0.0012145 | 0.0025515 | 0.0029367 | 0.0024264 | 0.011186 | 0.021922 | 0.035874 | 0.032919 | 0.027274 | 0.040931 | 0.050575
1459.8 | 2022-12-14 | 12 | 0.0053004 | 0.012477 | 0.0043434 | 0.0051913 | 0.0045693 | 0.017075 | 0.010791 | 0.015982 | 0.0081872 | 0.004531 | 0.0053475 | 0.0058465 | 0.010367 | 0.005259 | 0.00070698 | 0.0011191 | 0.00079223 | 0.0024127 | 0.0072581 | 0.022029 | 0.038268 | 0.045525 | 0.042007 | 0.052282
1459.8 | 2022-12-13 | 12 | 0.033215 | 0.043206 | 0.052544 | 0.042756 | 0.028429 | 0.02674 | 0.037953 | 0.054578 | 0.04171 | 0.024093 | 0.022689 | 0.035699 | 0.053119 | 0.030651 | 0.018077 | 0.016694 | 0.014473 | 0.013138 | 0.010852 | 0.023879 | 0.027434 | 0.0074271 | 0.016922 | 0.0070501
1459.8 | 2022-12-19 | 12 | 0.052086 | 0.030653 | 0.014002 | 0.007619 | 0.018217 | 0.02908 | 0.037342 | 0.039452 | 0.062186 | 0.034919 | 0.032338 | 0.022793 | 0.031413 | 0.030174 | 0.030755 | 0.022483 | 0.013166 | 0.011932 | 0.013391 | 0.012219 | 0.014091 | 0.016029 | 0.020889 | 0.03541
1459.8 | 2022-12-15 | 12 | 0.051585 | 0.083299 | 0.16107 | 0.1727 | 0.15673 | 0.13824 | 0.12089 | 0.091375 | 0.087837 | 0.11843 | 0.17042 | 0.12351 | 0.056244 | 0.036886 | 0.036874 | 0.030146 | 0.040786 | 0.047145 | 0.04371 | 0.049817 | 0.046689 | 0.049213 | 0.043955 | 0.046066

## Wind_Profile (South)
Installed capacity |  | Wind (South)
|  | Month | 1 | 2 | 3 | 4 | 5 | 6 | 7 | 8 | 9 | 10 | 11 | 12 | 13 | 14 | 15 | 16 | 17 | 18 | 19 | 20 | 21 | 22 | 23 | 24
3407.71 | 2017-01-23 | 1 | 0.38079 | 0.37929 | 0.35758 | 0.36021 | 0.31191 | 0.24921 | 0.24125 | 0.1627 | 0.1495 | 0.14617 | 0.13417 | 0.27662 | 0.3664 | 0.43353 | 0.48186 | 0.61409 | 0.68753 | 0.62631 | 0.4648 | 0.5129 | 0.54575 | 0.47796 | 0.42159 | 0.39071
3407.71 | 2017-01-18 | 1 | 0.0096563 | 0.0027298 | 0.0067432 | 0.0067653 | 0.0037983 | 0.0011351 | 0.001988 | 0.020162 | 0.032165 | 0.050024 | 0.042812 | 0.030324 | 0.053832 | 0.10045 | 0.35708 | 0.65026 | 0.66825 | 0.43527 | 0.24876 | 0.23573 | 0.27266 | 0.37804 | 0.41047 | 0.37977
3407.71 | 2017-01-24 | 1 | 0.34432 | 0.33804 | 0.28205 | 0.30195 | 0.27947 | 0.30613 | 0.2449 | 0.20331 | 0.15637 | 0.1309 | 0.087328 | 0.086755 | 0.070421 | 0.079426 | 0.097087 | 0.15707 | 0.20842 | 0.30673 | 0.31749 | 0.25123 | 0.21732 | 0.22134 | 0.25345 | 0.26605
3407.71 | 2017-01-25 | 1 | 0.22183 | 0.15485 | 0.11148 | 0.15039 | 0.14083 | 0.15652 | 0.19891 | 0.17447 | 0.065645 | 0.0031372 | 0.00051792 | 2.246e-05 | 2.3244e-05 | 2.3563e-05 | 2.3194e-05 | 0.00047213 | 0.0017557 | 0.027203 | 0.12246 | 0.18467 | 0.11311 | 0.085351 | 0.15714 | 0.14154
3407.71 | 2017-01-26 | 1 | 0.13789 | 0.11261 | 0.11855 | 0.08739 | 0.045875 | 0.015311 | 0.010125 | 0.018584 | 0.011689 | 0.0093221 | 0.018433 | 0.022846 | 0.023376 | 0.01491 | 0.018652 | 0.029351 | 0.031115 | 0.015791 | 0.020604 | 0.036378 | 0.045964 | 0.075567 | 0.12983 | 0.171
3407.71 | 2017-02-06 | 2 | 0.31199 | 0.27921 | 0.29633 | 0.29171 | 0.30454 | 0.33257 | 0.24431 | 0.2417 | 0.25808 | 0.31552 | 0.37867 | 0.4443 | 0.62452 | 0.65521 | 0.63575 | 0.57834 | 0.48069 | 0.40325 | 0.37959 | 0.36346 | 0.38545 | 0.39271 | 0.39458 | 0.32625
3407.71 | 2017-02-08 | 2 | 0.34088 | 0.33364 | 0.28752 | 0.24198 | 0.24596 | 0.21194 | 0.18462 | 0.19003 | 0.16673 | 0.21132 | 0.22614 | 0.27379 | 0.27662 | 0.25196 | 0.17229 | 0.15846 | 0.14371 | 0.096166 | 0.05576 | 0.073153 | 0.048517 | 0.019974 | 0.013965 | 0.0025211
3407.71 | 2017-02-01 | 2 | 0.01329 | 0.011973 | 0.0093593 | 0.0084308 | 0.0060684 | 0.005055 | 0.0057515 | 0.0093343 | 0.011867 | 0.019329 | 0.03291 | 0.056979 | 0.10271 | 0.12003 | 0.1582 | 0.14289 | 0.095914 | 0.075176 | 0.082672 | 0.083249 | 0.075327 | 0.082036 | 0.10709 | 0.14749
3407.71 | 2017-02-09 | 2 | 0.0011145 | 0.0015344 | 0.0013919 | 0.0030906 | 0.0025683 | 0.0056809 | 0.0062616 | 0.0064965 | 0.0049822 | 0.0039148 | 0.0090312 | 0.01846 | 0.036644 | 0.056787 | 0.097795 | 0.07611 | 0.060152 | 0.058077 | 0.041149 | 0.032386 | 0.07176 | 0.077361 | 0.10168 | 0.22701
3407.71 | 2017-02-07 | 2 | 0.38256 | 0.44446 | 0.4353 | 0.43604 | 0.44558 | 0.4499 | 0.41219 | 0.34772 | 0.36819 | 0.41597 | 0.49642 | 0.53111 | 0.55769 | 0.5983 | 0.60251 | 0.52192 | 0.44221 | 0.36896 | 0.39418 | 0.45589 | 0.34155 | 0.32125 | 0.34317 | 0.33079
3407.71 | 2017-03-14 | 3 | 0.038413 | 0.030077 | 0.025357 | 0.01932 | 0.015532 | 0.012245 | 0.012422 | 0.010161 | 0.0079349 | 0.011127 | 0.019548 | 0.024548 | 0.027494 | 0.03719 | 0.041312 | 0.0442 | 0.048551 | 0.059872 | 0.050998 | 0.054883 | 0.06661 | 0.092536 | 0.10615 | 0.11975
3407.71 | 2017-03-13 | 3 | 0.010825 | 0.011021 | 0.01331 | 0.012154 | 0.008596 | 0.0094151 | 0.009122 | 0.011363 | 0.010669 | 0.012331 | 0.015515 | 0.019806 | 0.018843 | 0.01419 | 0.0054033 | 0.0042613 | 0.0037737 | 0.0031488 | 0.0018279 | 0.018268 | 0.050029 | 0.063373 | 0.067137 | 0.053143
3407.71 | 2017-03-15 | 3 | 0.1215 | 0.10226 | 0.084195 | 0.12235 | 0.15888 | 0.12983 | 0.10885 | 0.10455 | 0.085183 | 0.070062 | 0.057131 | 0.046138 | 0.0787 | 0.1172 | 0.12423 | 0.19357 | 0.22239 | 0.24903 | 0.28946 | 0.24329 | 0.21861 | 0.24745 | 0.29473 | 0.33334
3407.71 | 2017-03-09 | 3 | 0.039611 | 0.023654 | 0.0085887 | 0.0060321 | 0.0063035 | 0.0035476 | 0.0020403 | 0.0022805 | 0.0025551 | 0.0048429 | 0.018476 | 0.018213 | 0.015621 | 0.0087827 | 0.0045129 | 0.0026549 | 0.0020157 | 0.0012904 | 0.0012711 | 0.0043123 | 0.0039163 | 0.0055423 | 0.026463 | 0.13208
3407.71 | 2017-03-16 | 3 | 0.38359 | 0.44943 | 0.4666 | 0.46375 | 0.41072 | 0.3696 | 0.33157 | 0.32241 | 0.31241 | 0.31034 | 0.22828 | 0.16943 | 0.10454 | 0.10615 | 0.15828 | 0.27334 | 0.35401 | 0.40453 | 0.45697 | 0.44053 | 0.40894 | 0.34276 | 0.16398 | 0.10579
3407.71 | 2017-04-21 | 4 | 0.64496 | 0.64873 | 0.63144 | 0.55672 | 0.37516 | 0.27429 | 0.18843 | 0.12284 | 0.063769 | 0.047743 | 0.065873 | 0.052161 | 0.031923 | 0.015034 | 0.0028793 | 0.0051183 | 0.0074646 | 0.038567 | 0.079813 | 0.074017 | 0.074682 | 0.050356 | 0.065353 | 0.061465
3407.71 | 2017-04-05 | 4 | 0.036679 | 0.0044158 | 0.00096476 | 0.00091888 | 0.0014716 | 0.0016928 | 0.0031789 | 0.0058927 | 0.0045437 | 0.0086735 | 0.018506 | 0.026223 | 0.021679 | 0.025028 | 0.014729 | 0.011959 | 0.015003 | 0.025689 | 0.074077 | 0.071104 | 0.044666 | 0.068056 | 0.066752 | 0.054911
3407.71 | 2017-04-17 | 4 | 0.42899 | 0.34138 | 0.29245 | 0.24404 | 0.24186 | 0.30183 | 0.27375 | 0.24465 | 0.22661 | 0.20053 | 0.18868 | 0.22497 | 0.21802 | 0.23433 | 0.26711 | 0.33246 | 0.36074 | 0.35016 | 0.29873 | 0.27897 | 0.21968 | 0.25071 | 0.28789 | 0.34552
3407.71 | 2017-04-27 | 4 | 0.49711 | 0.55776 | 0.57698 | 0.59968 | 0.61439 | 0.65662 | 0.61689 | 0.5705 | 0.59136 | 0.58241 | 0.58452 | 0.57903 | 0.59066 | 0.65169 | 0.66438 | 0.56722 | 0.60452 | 0.58472 | 0.56848 | 0.56235 | 0.54958 | 0.52728 | 0.4608 | 0.42745
3407.71 | 2017-04-20 | 4 | 0.6295 | 0.64261 | 0.55637 | 0.62338 | 0.65398 | 0.69629 | 0.65317 | 0.56032 | 0.40714 | 0.39275 | 0.45493 | 0.61008 | 0.69138 | 0.70896 | 0.72001 | 0.71145 | 0.64509 | 0.56508 | 0.53868 | 0.46683 | 0.53172 | 0.69935 | 0.71838 | 0.65059
3407.71 | 2017-05-22 | 5 | 0.42607 | 0.39921 | 0.35997 | 0.27972 | 0.2227 | 0.16785 | 0.10927 | 0.058527 | 0.031659 | 0.030463 | 0.092247 | 0.097552 | 0.047845 | 0.027898 | 0.026072 | 0.034498 | 0.050369 | 0.07419 | 0.14997 | 0.27218 | 0.40757 | 0.45288 | 0.4207 | 0.38075
3407.71 | 2017-05-03 | 5 | 0.6642 | 0.57469 | 0.44425 | 0.30356 | 0.16111 | 0.072072 | 0.041713 | 0.051824 | 0.061198 | 0.1238 | 0.16766 | 0.11445 | 0.0826 | 0.041517 | 0.015341 | 0.004561 | 0.0026468 | 0.0074383 | 0.05195 | 0.11278 | 0.22715 | 0.28573 | 0.30963 | 0.30889
3407.71 | 2017-05-23 | 5 | 0.3795 | 0.33469 | 0.28828 | 0.23466 | 0.17923 | 0.11187 | 0.077486 | 0.035958 | 0.01337 | 0.0022871 | 0.0046457 | 0.01273 | 0.031578 | 0.0401 | 0.042719 | 0.15224 | 0.34979 | 0.38395 | 0.30934 | 0.34266 | 0.40523 | 0.48588 | 0.52089 | 0.50179
3407.71 | 2017-05-04 | 5 | 0.27642 | 0.25805 | 0.20322 | 0.15474 | 0.10196 | 0.059768 | 0.040682 | 0.031116 | 0.0098609 | 0.0016896 | 0.0072483 | 0.012833 | 0.011906 | 0.021124 | 0.054336 | 0.08543 | 0.177 | 0.28217 | 0.30002 | 0.31997 | 0.47728 | 0.54927 | 0.6456 | 0.65542
3407.71 | 2017-05-02 | 5 | 0.61633 | 0.49051 | 0.36988 | 0.34892 | 0.38696 | 0.28002 | 0.20664 | 0.095243 | 0.040313 | 0.018488 | 0.01947 | 0.0072368 | 0.0053065 | 0.0061391 | 0.022036 | 0.1066 | 0.30392 | 0.49232 | 0.58677 | 0.60368 | 0.64065 | 0.63564 | 0.67425 | 0.68812
3405.61 | 2017-06-20 | 6 | 0.32947 | 0.32956 | 0.32293 | 0.30023 | 0.29041 | 0.24645 | 0.21014 | 0.16406 | 0.12499 | 0.078485 | 0.052425 | 0.042488 | 0.048774 | 0.070972 | 0.14809 | 0.17719 | 0.20234 | 0.20932 | 0.23101 | 0.28493 | 0.31371 | 0.33458 | 0.36231 | 0.3618
3405.61 | 2017-06-19 | 6 | 0.48168 | 0.49757 | 0.3498 | 0.28308 | 0.20244 | 0.16525 | 0.12035 | 0.08495 | 0.039345 | 0.021375 | 0.015266 | 0.016673 | 0.033295 | 0.036363 | 0.038817 | 0.063569 | 0.13815 | 0.26521 | 0.34142 | 0.40434 | 0.46264 | 0.46765 | 0.46901 | 0.36025
3405.61 | 2017-06-21 | 6 | 0.40133 | 0.43244 | 0.39158 | 0.35939 | 0.32038 | 0.30947 | 0.28795 | 0.25705 | 0.20096 | 0.17119 | 0.12861 | 0.087195 | 0.060356 | 0.096505 | 0.12152 | 0.14537 | 0.211 | 0.27639 | 0.36351 | 0.3802 | 0.39177 | 0.40578 | 0.3961 | 0.35552
3405.61 | 2017-06-22 | 6 | 0.35546 | 0.36325 | 0.29399 | 0.26574 | 0.23225 | 0.19362 | 0.11599 | 0.05751 | 0.021379 | 0.0043923 | 0.0080445 | 0.01574 | 0.023081 | 0.021399 | 0.054808 | 0.12778 | 0.18672 | 0.25468 | 0.30761 | 0.3407 | 0.40168 | 0.45468 | 0.40387 | 0.31768
3405.61 | 2017-06-26 | 6 | 0.31853 | 0.31958 | 0.30846 | 0.38049 | 0.44175 | 0.46132 | 0.41049 | 0.37209 | 0.31472 | 0.27545 | 0.33687 | 0.41324 | 0.5413 | 0.59928 | 0.63164 | 0.66247 | 0.70475 | 0.71319 | 0.62388 | 0.56079 | 0.5315 | 0.43731 | 0.32062 | 0.33017
3405.61 | 2017-07-07 | 7 | 0.68585 | 0.65614 | 0.63376 | 0.6212 | 0.58809 | 0.57687 | 0.49893 | 0.40871 | 0.30757 | 0.15906 | 0.078144 | 0.037599 | 0.023389 | 0.021813 | 0.04233 | 0.12338 | 0.24985 | 0.36081 | 0.47825 | 0.50355 | 0.52794 | 0.5157 | 0.52647 | 0.44779
3405.61 | 2017-07-10 | 7 | 0.23875 | 0.23034 | 0.27443 | 0.24745 | 0.26359 | 0.23096 | 0.16364 | 0.11149 | 0.071125 | 0.074191 | 0.035299 | 0.026848 | 0.059804 | 0.11982 | 0.24921 | 0.41933 | 0.54115 | 0.55357 | 0.59764 | 0.57912 | 0.55554 | 0.59355 | 0.60231 | 0.55946
3405.61 | 2017-07-08 | 7 | 0.37782 | 0.33133 | 0.29241 | 0.2616 | 0.22957 | 0.2018 | 0.18521 | 0.11344 | 0.042293 | 0.0079228 | 0.0083411 | 0.030648 | 0.051289 | 0.0728 | 0.11319 | 0.2051 | 0.3237 | 0.41114 | 0.38476 | 0.34843 | 0.40455 | 0.45916 | 0.46965 | 0.46368
3405.61 | 2017-07-17 | 7 | 0.61159 | 0.63323 | 0.62998 | 0.59403 | 0.62452 | 0.56688 | 0.44879 | 0.32632 | 0.38791 | 0.44354 | 0.42536 | 0.41349 | 0.45935 | 0.50753 | 0.59657 | 0.63114 | 0.64652 | 0.74293 | 0.7595 | 0.75901 | 0.75823 | 0.74138 | 0.67591 | 0.65957
3405.61 | 2017-07-27 | 7 | 0.46395 | 0.47453 | 0.43712 | 0.38371 | 0.3085 | 0.24823 | 0.21024 | 0.12135 | 0.052157 | 0.017521 | 0.0060698 | 0.017417 | 0.0313 | 0.048385 | 0.089279 | 0.1654 | 0.29328 | 0.46808 | 0.55964 | 0.56504 | 0.58679 | 0.60769 | 0.57688 | 0.52271
3405.61 | 2017-08-28 | 8 | 0.36069 | 0.33807 | 0.28007 | 0.22803 | 0.17114 | 0.14466 | 0.056686 | 0.023111 | 0.0051917 | 0.007542 | 0.0065079 | 0.012552 | 0.026829 | 0.028757 | 0.038012 | 0.03634 | 0.071564 | 0.12727 | 0.17777 | 0.22667 | 0.12835 | 0.10623 | 0.12021 | 0.11223
3405.61 | 2017-08-29 | 8 | 0.12388 | 0.12188 | 0.080056 | 0.025967 | 0.035422 | 0.031687 | 0.014952 | 0.0298 | 0.012224 | 0.0030428 | 0.0095698 | 0.013308 | 0.012589 | 0.031053 | 0.090795 | 0.19593 | 0.3145 | 0.12813 | 0.13827 | 0.15039 | 0.22879 | 0.24166 | 0.23042 | 0.25044
3405.61 | 2017-08-31 | 8 | 0.025267 | 0.02689 | 0.014684 | 0.016971 | 0.059434 | 0.034412 | 0.018796 | 0.029198 | 0.028469 | 0.062638 | 0.053452 | 0.05569 | 0.043724 | 0.043036 | 0.033085 | 0.034944 | 0.036047 | 0.22379 | 0.21273 | 0.16511 | 0.068483 | 0.044097 | 0.025797 | 0.10094
3405.61 | 2017-08-30 | 8 | 0.35419 | 0.35441 | 0.32108 | 0.29272 | 0.24197 | 0.17838 | 0.096694 | 0.064631 | 0.040895 | 0.0069878 | 0.013762 | 0.038471 | 0.023012 | 0.015527 | 0.047495 | 0.21504 | 0.1409 | 0.16119 | 0.23243 | 0.12418 | 0.073735 | 0.063749 | 0.055221 | 0.04362
3405.61 | 2017-08-03 | 8 | 0.15801 | 0.21562 | 0.080868 | 0.011138 | 0.0040607 | 0.0060217 | 0.00097308 | 0.0012585 | 0.0010047 | 0.0046301 | 0.0019907 | 0.0040467 | 0.060911 | 0.26908 | 0.14071 | 0.092868 | 0.071441 | 0.095976 | 0.15263 | 0.20701 | 0.28785 | 0.33541 | 0.40667 | 0.42088
3405.61 | 2017-09-01 | 9 | 0.15487 | 0.10259 | 0.056004 | 0.040863 | 0.013015 | 0.010468 | 0.0082888 | 0.0060451 | 0.015382 | 0.079621 | 0.12274 | 0.13333 | 0.091842 | 0.083592 | 0.063192 | 0.05529 | 0.050145 | 0.04252 | 0.033379 | 0.017448 | 0.019045 | 0.043998 | 0.043215 | 0.051805
3405.61 | 2017-09-02 | 9 | 0.052091 | 0.043885 | 0.040539 | 0.050576 | 0.052913 | 0.035919 | 0.028382 | 0.016364 | 0.014513 | 0.025471 | 0.03934 | 0.090323 | 0.12303 | 0.14187 | 0.1453 | 0.27955 | 0.20043 | 0.098955 | 0.156 | 0.13027 | 0.081899 | 0.099418 | 0.087757 | 0.037449
3405.61 | 2017-09-11 | 9 | 0.016623 | 0.013794 | 0.022611 | 0.047056 | 0.055721 | 0.037041 | 0.029174 | 0.041578 | 0.058209 | 0.036002 | 0.021752 | 0.084812 | 0.14478 | 0.1204 | 0.081833 | 0.12515 | 0.1139 | 0.10805 | 0.10932 | 0.12211 | 0.13875 | 0.13608 | 0.1243 | 0.10126
3405.61 | 2017-09-05 | 9 | 0.086073 | 0.061554 | 0.080581 | 0.084264 | 0.076237 | 0.068161 | 0.076464 | 0.081404 | 0.067911 | 0.0648 | 0.066675 | 0.080877 | 0.099009 | 0.11391 | 0.12646 | 0.14455 | 0.15553 | 0.17093 | 0.21218 | 0.29724 | 0.3786 | 0.36875 | 0.33433 | 0.32616
3405.61 | 2017-09-03 | 9 | 0.040023 | 0.022834 | 0.013503 | 0.015801 | 0.015113 | 0.017522 | 0.016344 | 0.014886 | 0.017239 | 0.032729 | 0.035169 | 0.045528 | 0.046813 | 0.088898 | 0.11393 | 0.19418 | 0.1485 | 0.037047 | 0.041561 | 0.070867 | 0.13057 | 0.036733 | 0.0060453 | 0.0029771
3405.61 | 2017-10-24 | 10 | 0.065522 | 0.081448 | 0.11505 | 0.10935 | 0.10133 | 0.097489 | 0.10943 | 0.10314 | 0.090411 | 0.13496 | 0.18127 | 0.24164 | 0.26446 | 0.25632 | 0.26287 | 0.24725 | 0.17117 | 0.098094 | 0.056101 | 0.036814 | 0.029958 | 0.028177 | 0.028037 | 0.023618
3405.61 | 2017-10-25 | 10 | 0.023273 | 0.028962 | 0.036323 | 0.035038 | 0.03218 | 0.024411 | 0.021189 | 0.017994 | 0.012062 | 0.01315 | 0.015186 | 0.016678 | 0.015028 | 0.0063866 | 0.0036479 | 0.0019551 | 0.0019919 | 0.0059492 | 0.010542 | 0.024452 | 0.022609 | 0.026014 | 0.032465 | 0.053933
3405.61 | 2017-10-23 | 10 | 0.025789 | 0.023432 | 0.023417 | 0.027391 | 0.037655 | 0.050954 | 0.064814 | 0.065199 | 0.06304 | 0.061451 | 0.063087 | 0.06826 | 0.084061 | 0.090575 | 0.10063 | 0.12838 | 0.12874 | 0.10723 | 0.061997 | 0.059234 | 0.045153 | 0.038984 | 0.046949 | 0.050679
3405.61 | 2017-10-26 | 10 | 0.089531 | 0.073599 | 0.054863 | 0.052581 | 0.049182 | 0.035381 | 0.019005 | 0.011373 | 0.0068699 | 0.0039849 | 0.0048394 | 0.0086954 | 0.0086169 | 0.012474 | 0.031729 | 0.060009 | 0.13381 | 0.20378 | 0.21975 | 0.23097 | 0.25668 | 0.24953 | 0.2364 | 0.22592
3405.61 | 2017-10-16 | 10 | 0.0091288 | 0.0087244 | 0.010667 | 0.0086832 | 0.0055153 | 0.0061517 | 0.0067096 | 0.008672 | 0.006641 | 0.0057379 | 0.0074661 | 0.012027 | 0.0143 | 0.017403 | 0.015838 | 0.0097897 | 0.0051678 | 0.0029964 | 0.0010628 | 0.0006022 | 0.0030601 | 0.0037592 | 0.0049667 | 0.0041511
3405.61 | 2017-11-22 | 11 | 0.015749 | 0.015647 | 0.018087 | 0.018793 | 0.019109 | 0.022285 | 0.021419 | 0.02097 | 0.033076 | 0.033299 | 0.024951 | 0.033938 | 0.047481 | 0.045149 | 0.019666 | 0.019432 | 0.017573 | 0.01335 | 0.011746 | 0.013033 | 0.018032 | 0.012639 | 0.0089467 | 0.0071804
3405.61 | 2017-11-28 | 11 | 0.072329 | 0.070737 | 0.069694 | 0.093877 | 0.10356 | 0.077948 | 0.079563 | 0.06225 | 0.046659 | 0.037028 | 0.034124 | 0.036858 | 0.0642 | 0.034562 | 0.024959 | 0.017701 | 0.013985 | 0.010829 | 0.0092201 | 0.0075899 | 0.0064882 | 0.0040622 | 0.0033222 | 0.0037692
3405.61 | 2017-11-29 | 11 | 0.0042684 | 0.01366 | 0.012747 | 0.012039 | 0.027246 | 0.018759 | 0.023177 | 0.025793 | 0.020278 | 0.021997 | 0.040348 | 0.060369 | 0.076033 | 0.064579 | 0.049727 | 0.037594 | 0.015113 | 0.01362 | 0.018627 | 0.025717 | 0.025214 | 0.015956 | 0.009711 | 0.0097387
3405.61 | 2017-11-21 | 11 | 0.013073 | 0.010807 | 0.012548 | 0.011713 | 0.011129 | 0.0092566 | 0.008633 | 0.011897 | 0.013214 | 0.015733 | 0.017933 | 0.019814 | 0.020636 | 0.023285 | 0.021635 | 0.025337 | 0.020424 | 0.016906 | 0.014389 | 0.01376 | 0.014631 | 0.016003 | 0.010904 | 0.015245
3405.61 | 2017-11-08 | 11 | 0.029882 | 0.029475 | 0.014703 | 0.012273 | 0.012402 | 0.010859 | 0.0065173 | 0.0084947 | 0.0091597 | 0.018665 | 0.023023 | 0.049472 | 0.085967 | 0.089929 | 0.10652 | 0.11005 | 0.09803 | 0.075158 | 0.053266 | 0.02553 | 0.063051 | 0.071339 | 0.077327 | 0.098605
3405.61 | 2017-12-20 | 12 | 0.28495 | 0.30863 | 0.31427 | 0.27665 | 0.26249 | 0.27472 | 0.34507 | 0.36431 | 0.37885 | 0.38789 | 0.4474 | 0.58665 | 0.61494 | 0.66465 | 0.68149 | 0.60243 | 0.46911 | 0.5361 | 0.6029 | 0.48231 | 0.41337 | 0.35469 | 0.39598 | 0.33912
3405.61 | 2017-12-21 | 12 | 0.2021 | 0.22624 | 0.10923 | 0.040909 | 0.056302 | 0.040753 | 0.023026 | 0.026712 | 0.048446 | 0.14854 | 0.18333 | 0.26057 | 0.29009 | 0.27921 | 0.19087 | 0.15945 | 0.10101 | 0.079463 | 0.060661 | 0.038896 | 0.03727 | 0.035853 | 0.031889 | 0.022012
3405.61 | 2017-12-04 | 12 | 0.25196 | 0.069029 | 0.029339 | 0.043865 | 0.091798 | 0.11482 | 0.11487 | 0.13246 | 0.16683 | 0.23363 | 0.31847 | 0.34001 | 0.3984 | 0.45184 | 0.45267 | 0.40607 | 0.31498 | 0.24002 | 0.18841 | 0.14779 | 0.15614 | 0.19461 | 0.21101 | 0.18418
3405.61 | 2017-12-11 | 12 | 0.043309 | 0.044874 | 0.053687 | 0.060346 | 0.048362 | 0.045633 | 0.036231 | 0.039371 | 0.037058 | 0.032948 | 0.032034 | 0.029607 | 0.027187 | 0.020576 | 0.011713 | 0.0098551 | 0.011105 | 0.01285 | 0.0217 | 0.031265 | 0.030138 | 0.02131 | 0.020549 | 0.018305
3405.61 | 2017-12-06 | 12 | 0.048332 | 0.04782 | 0.033714 | 0.032343 | 0.037325 | 0.054287 | 0.064772 | 0.051166 | 0.047812 | 0.066698 | 0.095196 | 0.11077 | 0.11563 | 0.134 | 0.15399 | 0.17532 | 0.15942 | 0.24013 | 0.18594 | 0.15137 | 0.16192 | 0.14699 | 0.16643 | 0.087504
3563.98 | 2018-01-29 | 1 | 0.10291 | 0.096122 | 0.068365 | 0.077068 | 0.10589 | 0.10257 | 0.11279 | 0.10288 | 0.098587 | 0.081434 | 0.068418 | 0.074725 | 0.093315 | 0.11085 | 0.10629 | 0.069887 | 0.039401 | 0.042471 | 0.047047 | 0.045512 | 0.035576 | 0.026969 | 0.022698 | 0.018933
3563.98 | 2018-01-08 | 1 | 0.0075688 | 0.0084061 | 0.0098416 | 0.0070173 | 0.0053663 | 0.0047028 | 0.0036655 | 0.0026003 | 0.0051411 | 0.0097067 | 0.0088757 | 0.016483 | 0.0067423 | 0.020389 | 0.040495 | 0.031134 | 0.037062 | 0.068181 | 0.072298 | 0.05551 | 0.068051 | 0.08062 | 0.12819 | 0.1428
3563.98 | 2018-01-22 | 1 | 0.052751 | 0.040129 | 0.080069 | 0.13081 | 0.13136 | 0.12542 | 0.073184 | 0.051289 | 0.05699 | 0.047408 | 0.03522 | 0.031293 | 0.026244 | 0.057612 | 0.099508 | 0.13815 | 0.1292 | 0.1162 | 0.215 | 0.2507 | 0.13899 | 0.055161 | 0.04182 | 0.040483
3563.98 | 2018-01-25 | 1 | 0.076988 | 0.12219 | 0.13633 | 0.12362 | 0.15102 | 0.25111 | 0.29121 | 0.40413 | 0.53384 | 0.62169 | 0.65661 | 0.70206 | 0.6905 | 0.71047 | 0.7002 | 0.63202 | 0.52624 | 0.4785 | 0.42459 | 0.35361 | 0.34716 | 0.33462 | 0.3921 | 0.69548
3563.98 | 2018-01-03 | 1 | 0.0241 | 0.023623 | 0.020059 | 0.014105 | 0.017805 | 0.01917 | 0.020348 | 0.019016 | 0.018356 | 0.017067 | 0.019241 | 0.01622 | 0.0090906 | 0.0052377 | 0.0035555 | 0.0022255 | 0.0029218 | 0.0013042 | 0.00043039 | 0.00095314 | 0.0011597 | 0.00528 | 0.015927 | 0.016094
3563.98 | 2018-02-20 | 2 | 0.59663 | 0.49788 | 0.24106 | 0.14027 | 0.17907 | 0.22696 | 0.16305 | 0.059779 | 0.008983 | 0.0044954 | 0.0068784 | 0.0072379 | 0.0078969 | 0.0088667 | 0.011069 | 0.020074 | 0.043567 | 0.11774 | 0.23121 | 0.18477 | 0.1028 | 0.12966 | 0.14523 | 0.13086
3563.98 | 2018-02-22 | 2 | 0.35286 | 0.4394 | 0.4192 | 0.38887 | 0.24553 | 0.18782 | 0.20713 | 0.23957 | 0.32456 | 0.4313 | 0.54968 | 0.56525 | 0.65277 | 0.69569 | 0.66409 | 0.63015 | 0.55862 | 0.45045 | 0.34424 | 0.32156 | 0.37039 | 0.36831 | 0.39528 | 0.34496
3563.98 | 2018-02-27 | 2 | 0.22585 | 0.17541 | 0.17351 | 0.19621 | 0.16579 | 0.17817 | 0.16558 | 0.15467 | 0.14512 | 0.15719 | 0.16801 | 0.18102 | 0.24436 | 0.28103 | 0.36166 | 0.47304 | 0.51226 | 0.5405 | 0.53671 | 0.55797 | 0.45989 | 0.43133 | 0.43276 | 0.44233
3563.98 | 2018-02-19 | 2 | 0.59825 | 0.54871 | 0.57976 | 0.50182 | 0.49185 | 0.47438 | 0.525 | 0.60188 | 0.62652 | 0.57241 | 0.61433 | 0.61116 | 0.64984 | 0.72426 | 0.68334 | 0.64928 | 0.65242 | 0.62016 | 0.58931 | 0.55895 | 0.59459 | 0.61759 | 0.66913 | 0.64047
3563.98 | 2018-02-21 | 2 | 0.20929 | 0.27509 | 0.25707 | 0.17011 | 0.16558 | 0.21355 | 0.20164 | 0.13837 | 0.12615 | 0.12808 | 0.13148 | 0.10588 | 0.097151 | 0.1181 | 0.18083 | 0.26021 | 0.35841 | 0.33271 | 0.33211 | 0.38043 | 0.41022 | 0.37633 | 0.30334 | 0.28379
3563.98 | 2018-03-01 | 3 | 0.23771 | 0.2319 | 0.21289 | 0.18487 | 0.11845 | 0.093193 | 0.095027 | 0.071132 | 0.065248 | 0.072478 | 0.10425 | 0.15799 | 0.14237 | 0.17963 | 0.25031 | 0.25765 | 0.24536 | 0.17971 | 0.12045 | 0.14917 | 0.21705 | 0.29815 | 0.33849 | 0.3288
3563.98 | 2018-03-05 | 3 | 0.060621 | 0.054962 | 0.060325 | 0.089884 | 0.11678 | 0.13734 | 0.16386 | 0.15743 | 0.19302 | 0.25899 | 0.23885 | 0.20899 | 0.16177 | 0.13016 | 0.11318 | 0.11319 | 0.11985 | 0.085927 | 0.096444 | 0.10195 | 0.10388 | 0.11881 | 0.096837 | 0.085929
3563.98 | 2018-03-02 | 3 | 0.30732 | 0.29113 | 0.30665 | 0.31824 | 0.32183 | 0.27658 | 0.2566 | 0.22961 | 0.21857 | 0.23007 | 0.26237 | 0.297 | 0.32278 | 0.3404 | 0.36111 | 0.46914 | 0.40726 | 0.3576 | 0.28507 | 0.22945 | 0.23767 | 0.26689 | 0.25223 | 0.24668
3563.98 | 2018-03-12 | 3 | 0.044804 | 0.026369 | 0.01452 | 0.013135 | 0.009338 | 0.0085351 | 0.0042948 | 0.0032538 | 0.0018208 | 0.0036868 | 0.0048584 | 0.0038024 | 0.005657 | 0.0067415 | 0.0042836 | 0.0064114 | 0.014147 | 0.039554 | 0.073108 | 0.12185 | 0.13207 | 0.1352 | 0.15685 | 0.14275
3563.98 | 2018-03-29 | 3 | 0.29134 | 0.1842 | 0.14908 | 0.24649 | 0.21291 | 0.062169 | 0.028663 | 0.019561 | 0.01854 | 0.02517 | 0.064513 | 0.054476 | 0.022039 | 0.014567 | 0.0097739 | 0.017974 | 0.051543 | 0.11143 | 0.25177 | 0.29842 | 0.26757 | 0.22205 | 0.18365 | 0.17472
3563.98 | 2018-04-09 | 4 | 0.3379 | 0.2455 | 0.16658 | 0.16345 | 0.12254 | 0.048111 | 0.034636 | 0.035649 | 0.038415 | 0.060717 | 0.077148 | 0.090918 | 0.084608 | 0.077524 | 0.05686 | 0.034506 | 0.019963 | 0.0092227 | 0.0064873 | 0.0078851 | 0.004002 | 0.0034374 | 0.0039551 | 0.0057237
3563.98 | 2018-04-23 | 4 | 0.52243 | 0.47752 | 0.46398 | 0.41354 | 0.44696 | 0.39957 | 0.27538 | 0.20233 | 0.15998 | 0.13787 | 0.13299 | 0.1259 | 0.12352 | 0.14706 | 0.24516 | 0.34316 | 0.38673 | 0.38683 | 0.42823 | 0.36131 | 0.40075 | 0.40278 | 0.38761 | 0.41404
3563.98 | 2018-04-10 | 4 | 0.0065296 | 0.0070244 | 0.0075886 | 0.0079286 | 0.0071767 | 0.0050316 | 0.0042247 | 0.0026233 | 0.0019133 | 0.0013758 | 0.0045201 | 0.014731 | 0.065356 | 0.1325 | 0.13955 | 0.20185 | 0.24296 | 0.27941 | 0.3307 | 0.26565 | 0.33423 | 0.48478 | 0.52976 | 0.63036
3563.98 | 2018-04-25 | 4 | 0.28259 | 0.31178 | 0.31728 | 0.2713 | 0.23859 | 0.20347 | 0.16157 | 0.12442 | 0.11027 | 0.091884 | 0.082037 | 0.07603 | 0.093564 | 0.11519 | 0.13543 | 0.18711 | 0.22197 | 0.24471 | 0.28753 | 0.35758 | 0.39698 | 0.41633 | 0.48626 | 0.49083
3563.98 | 2018-04-24 | 4 | 0.44366 | 0.41313 | 0.34935 | 0.30612 | 0.27747 | 0.20086 | 0.22144 | 0.16234 | 0.069872 | 0.034323 | 0.02381 | 0.026715 | 0.034825 | 0.063802 | 0.076914 | 0.0942 | 0.13713 | 0.2503 | 0.33353 | 0.37774 | 0.41782 | 0.42447 | 0.42224 | 0.40336
3563.98 | 2018-05-29 | 5 | 0.44486 | 0.41114 | 0.34104 | 0.30552 | 0.25662 | 0.15239 | 0.10559 | 0.053458 | 0.023075 | 0.010481 | 0.0085865 | 0.017684 | 0.021231 | 0.03451 | 0.031089 | 0.056375 | 0.16888 | 0.36661 | 0.35723 | 0.34229 | 0.35617 | 0.3754 | 0.40214 | 0.46272
3563.98 | 2018-05-08 | 5 | 0.62424 | 0.62154 | 0.60357 | 0.54138 | 0.50792 | 0.43232 | 0.28168 | 0.21953 | 0.14847 | 0.087886 | 0.050946 | 0.038068 | 0.049431 | 0.068052 | 0.25228 | 0.4454 | 0.53219 | 0.67068 | 0.744 | 0.71857 | 0.76599 | 0.78381 | 0.79428 | 0.75606
3563.98 | 2018-05-09 | 5 | 0.67868 | 0.61629 | 0.58503 | 0.56465 | 0.53905 | 0.55136 | 0.54904 | 0.62609 | 0.62514 | 0.54863 | 0.46896 | 0.44833 | 0.40806 | 0.37686 | 0.47119 | 0.56174 | 0.61469 | 0.60539 | 0.60584 | 0.73857 | 0.75231 | 0.70811 | 0.70982 | 0.72924
3563.98 | 2018-05-07 | 5 | 0.61047 | 0.72905 | 0.73449 | 0.67029 | 0.64685 | 0.68815 | 0.6452 | 0.52115 | 0.44574 | 0.40068 | 0.3042 | 0.23406 | 0.24807 | 0.3718 | 0.54895 | 0.62118 | 0.65143 | 0.72199 | 0.75353 | 0.7462 | 0.72299 | 0.70461 | 0.71381 | 0.67692
3563.98 | 2018-05-28 | 5 | 0.32897 | 0.1835 | 0.35282 | 0.48557 | 0.39342 | 0.38862 | 0.21004 | 0.10192 | 0.065849 | 0.04919 | 0.027495 | 0.017914 | 0.021052 | 0.058225 | 0.12623 | 0.2231 | 0.31486 | 0.3746 | 0.44372 | 0.46316 | 0.52613 | 0.49294 | 0.47857 | 0.44603
3563.98 | 2018-06-22 | 6 | 0.65446 | 0.55061 | 0.53331 | 0.58632 | 0.49907 | 0.45697 | 0.36349 | 0.25827 | 0.18241 | 0.11607 | 0.06141 | 0.042983 | 0.047634 | 0.083838 | 0.18217 | 0.33882 | 0.53793 | 0.66648 | 0.70821 | 0.71981 | 0.77188 | 0.77742 | 0.7622 | 0.76602
3563.98 | 2018-06-13 | 6 | 0.37683 | 0.35351 | 0.31748 | 0.33666 | 0.25881 | 0.21883 | 0.2034 | 0.15756 | 0.091662 | 0.053832 | 0.039399 | 0.034716 | 0.076472 | 0.20218 | 0.28583 | 0.32968 | 0.38632 | 0.39493 | 0.38034 | 0.35739 | 0.34548 | 0.40126 | 0.37591 | 0.37747
3563.98 | 2018-06-12 | 6 | 0.4245 | 0.33305 | 0.2642 | 0.19338 | 0.12238 | 0.081713 | 0.056054 | 0.028392 | 0.013138 | 0.012861 | 0.013057 | 0.01453 | 0.023783 | 0.030362 | 0.049339 | 0.088736 | 0.19361 | 0.25231 | 0.39941 | 0.47239 | 0.52716 | 0.49519 | 0.44201 | 0.39253
3563.98 | 2018-06-14 | 6 | 0.40801 | 0.40338 | 0.39819 | 0.38471 | 0.36586 | 0.3556 | 0.33479 | 0.25803 | 0.16883 | 0.16244 | 0.15621 | 0.21448 | 0.28331 | 0.40149 | 0.42573 | 0.39951 | 0.35617 | 0.36755 | 0.4001 | 0.42065 | 0.3877 | 0.33552 | 0.33232 | 0.35137
3563.98 | 2018-06-26 | 6 | 0.65697 | 0.61272 | 0.52913 | 0.50766 | 0.48101 | 0.47458 | 0.39004 | 0.30968 | 0.27568 | 0.23317 | 0.20499 | 0.17754 | 0.17861 | 0.20533 | 0.26503 | 0.37343 | 0.52192 | 0.65665 | 0.73537 | 0.70966 | 0.6813 | 0.70994 | 0.74299 | 0.73993
3563.98 | 2018-07-25 | 7 | 0.68484 | 0.65995 | 0.63007 | 0.551 | 0.48826 | 0.43866 | 0.38551 | 0.30586 | 0.22632 | 0.19531 | 0.13726 | 0.063056 | 0.037881 | 0.06757 | 0.14859 | 0.33768 | 0.47728 | 0.54877 | 0.60065 | 0.64613 | 0.69981 | 0.67967 | 0.65039 | 0.62093
3563.98 | 2018-07-24 | 7 | 0.66758 | 0.62453 | 0.60049 | 0.56403 | 0.55332 | 0.50999 | 0.39808 | 0.30699 | 0.19627 | 0.12981 | 0.082983 | 0.05668 | 0.069897 | 0.14086 | 0.25599 | 0.4434 | 0.58898 | 0.5918 | 0.62714 | 0.67588 | 0.69512 | 0.70782 | 0.70773 | 0.68406
3563.98 | 2018-07-23 | 7 | 0.63207 | 0.62995 | 0.59558 | 0.535 | 0.46405 | 0.37103 | 0.27694 | 0.16623 | 0.079016 | 0.038977 | 0.014866 | 0.0048233 | 0.010428 | 0.013866 | 0.038151 | 0.17776 | 0.36206 | 0.49822 | 0.61877 | 0.72623 | 0.72757 | 0.72836 | 0.72438 | 0.7029
3563.98 | 2018-07-06 | 7 | 0.616 | 0.6043 | 0.54481 | 0.43914 | 0.37043 | 0.25935 | 0.20992 | 0.11665 | 0.073791 | 0.032043 | 0.042354 | 0.046975 | 0.04277 | 0.045736 | 0.082159 | 0.22051 | 0.39972 | 0.51128 | 0.53891 | 0.54696 | 0.59243 | 0.62747 | 0.62215 | 0.63158
3563.98 | 2018-07-31 | 7 | 0.40197 | 0.4065 | 0.28003 | 0.23191 | 0.22003 | 0.13064 | 0.043282 | 0.0068891 | 0.021106 | 0.011788 | 0.010812 | 0.032251 | 0.0693 | 0.081734 | 0.095215 | 0.17093 | 0.2613 | 0.35623 | 0.35576 | 0.36608 | 0.40461 | 0.43731 | 0.51231 | 0.5182
3563.98 | 2018-08-09 | 8 | 0.50023 | 0.44774 | 0.46728 | 0.43725 | 0.31577 | 0.16371 | 0.095608 | 0.057465 | 0.029761 | 0.0094745 | 0.015505 | 0.031785 | 0.031952 | 0.026116 | 0.022804 | 0.033679 | 0.093895 | 0.25381 | 0.24804 | 0.3016 | 0.39945 | 0.36127 | 0.37715 | 0.3903
3563.98 | 2018-08-06 | 8 | 0.71425 | 0.69674 | 0.6809 | 0.65597 | 0.63751 | 0.5775 | 0.50974 | 0.414 | 0.36991 | 0.33169 | 0.24173 | 0.18741 | 0.20729 | 0.26436 | 0.35009 | 0.43211 | 0.52808 | 0.59253 | 0.6574 | 0.68883 | 0.71413 | 0.71993 | 0.69535 | 0.66638
3563.98 | 2018-08-07 | 8 | 0.62748 | 0.58452 | 0.57015 | 0.47908 | 0.46657 | 0.40219 | 0.2877 | 0.19669 | 0.086273 | 0.023562 | 0.0039634 | 0.015181 | 0.015615 | 0.020721 | 0.0605 | 0.13997 | 0.19228 | 0.29157 | 0.36657 | 0.42463 | 0.48915 | 0.44607 | 0.36868 | 0.3322
3563.98 | 2018-08-08 | 8 | 0.25369 | 0.17902 | 0.1535 | 0.10066 | 0.058795 | 0.042083 | 0.051079 | 0.043865 | 0.035546 | 0.028044 | 0.049757 | 0.064425 | 0.074466 | 0.10349 | 0.13769 | 0.16799 | 0.28509 | 0.41384 | 0.48036 | 0.48402 | 0.52668 | 0.52866 | 0.52641 | 0.53322
3563.98 | 2018-08-01 | 8 | 0.45438 | 0.41123 | 0.35296 | 0.32335 | 0.23865 | 0.21176 | 0.16287 | 0.10633 | 0.059063 | 0.029005 | 0.02149 | 0.027086 | 0.070585 | 0.11939 | 0.19131 | 0.32137 | 0.45328 | 0.54672 | 0.5109 | 0.53928 | 0.55105 | 0.59424 | 0.60803 | 0.5948
3563.98 | 2018-09-07 | 9 | 0.46222 | 0.43325 | 0.36724 | 0.27867 | 0.20702 | 0.14742 | 0.10624 | 0.040524 | 0.010868 | 0.00095773 | 0.002234 | 0.0095888 | 0.014181 | 0.019789 | 0.013374 | 0.013018 | 0.056104 | 0.25341 | 0.32462 | 0.37524 | 0.4139 | 0.38837 | 0.4079 | 0.44447
3563.98 | 2018-09-08 | 9 | 0.42202 | 0.41996 | 0.43869 | 0.44613 | 0.42945 | 0.33972 | 0.26438 | 0.20941 | 0.15998 | 0.082227 | 0.052702 | 0.048531 | 0.10448 | 0.19055 | 0.35824 | 0.46766 | 0.53384 | 0.56642 | 0.59875 | 0.60636 | 0.63409 | 0.60567 | 0.52793 | 0.56555
3563.98 | 2018-09-10 | 9 | 0.47897 | 0.59601 | 0.62015 | 0.54296 | 0.48643 | 0.48566 | 0.40184 | 0.32915 | 0.33575 | 0.35493 | 0.33587 | 0.33784 | 0.41184 | 0.48091 | 0.57296 | 0.71521 | 0.75088 | 0.73504 | 0.73137 | 0.73569 | 0.72466 | 0.66433 | 0.6749 | 0.63412
3563.98 | 2018-09-09 | 9 | 0.56437 | 0.61382 | 0.60372 | 0.55815 | 0.48989 | 0.37661 | 0.3221 | 0.24428 | 0.2008 | 0.12339 | 0.098676 | 0.11129 | 0.16751 | 0.2548 | 0.35072 | 0.44965 | 0.49909 | 0.54494 | 0.57941 | 0.63438 | 0.69835 | 0.67431 | 0.66068 | 0.59415
3563.98 | 2018-09-04 | 9 | 0.26036 | 0.15641 | 0.1331 | 0.090611 | 0.048717 | 0.022059 | 0.010709 | 0.008856 | 0.0091767 | 0.014967 | 0.027077 | 0.038592 | 0.036728 | 0.05266 | 0.05726 | 0.051266 | 0.0288 | 0.063787 | 0.20983 | 0.15777 | 0.171 | 0.1526 | 0.14374 | 0.14029
3591.37 | 2018-10-01 | 10 | 0.035815 | 0.02488 | 0.016342 | 0.041528 | 0.040878 | 0.037992 | 0.029611 | 0.012755 | 0.012575 | 0.027311 | 0.03931 | 0.044068 | 0.078182 | 0.072847 | 0.035809 | 0.034546 | 0.048929 | 0.0524 | 0.084768 | 0.056924 | 0.042149 | 0.025731 | 0.024835 | 0.030209
3591.37 | 2018-10-02 | 10 | 0.037833 | 0.031582 | 0.023719 | 0.016977 | 0.011478 | 0.0069936 | 0.0024297 | 0.0075037 | 0.010693 | 0.038553 | 0.065113 | 0.094523 | 0.17632 | 0.30084 | 0.38532 | 0.39357 | 0.40954 | 0.35034 | 0.28572 | 0.25942 | 0.22364 | 0.20875 | 0.21613 | 0.23127
3591.37 | 2018-10-03 | 10 | 0.22495 | 0.21782 | 0.19086 | 0.16465 | 0.16617 | 0.15916 | 0.13588 | 0.10202 | 0.12523 | 0.12746 | 0.12834 | 0.11741 | 0.13962 | 0.15664 | 0.1817 | 0.21422 | 0.35209 | 0.3267 | 0.28598 | 0.29071 | 0.2831 | 0.26721 | 0.25672 | 0.25188
3591.37 | 2018-10-08 | 10 | 0.099011 | 0.088716 | 0.07654 | 0.062604 | 0.044128 | 0.036567 | 0.032139 | 0.031053 | 0.026434 | 0.016256 | 0.019827 | 0.0058771 | 0.0031002 | 0.010858 | 0.022888 | 0.031502 | 0.058964 | 0.13753 | 0.16604 | 0.18203 | 0.18094 | 0.18655 | 0.22725 | 0.19696
3591.37 | 2018-10-04 | 10 | 0.25008 | 0.26784 | 0.27937 | 0.28764 | 0.31339 | 0.30778 | 0.28805 | 0.2665 | 0.22808 | 0.19537 | 0.19549 | 0.17404 | 0.20736 | 0.28347 | 0.3546 | 0.46968 | 0.46581 | 0.5162 | 0.54476 | 0.45914 | 0.38733 | 0.40035 | 0.52673 | 0.64206
3591.37 | 2018-11-02 | 11 | 0.025167 | 0.030807 | 0.040417 | 0.040709 | 0.040817 | 0.034685 | 0.025741 | 0.027498 | 0.030485 | 0.039713 | 0.04427 | 0.040392 | 0.038004 | 0.033134 | 0.021689 | 0.096628 | 0.2427 | 0.29897 | 0.42714 | 0.44048 | 0.37169 | 0.36855 | 0.38658 | 0.3635
3591.37 | 2018-11-01 | 11 | 0.0023118 | 0.0054215 | 0.010964 | 0.015903 | 0.021096 | 0.025841 | 0.042086 | 0.037293 | 0.02901 | 0.036653 | 0.072717 | 0.10516 | 0.077896 | 0.06516 | 0.050642 | 0.055574 | 0.025727 | 0.01079 | 0.015192 | 0.023229 | 0.027395 | 0.018239 | 0.025804 | 0.028165
3591.37 | 2018-11-05 | 11 | 0.57324 | 0.45809 | 0.41221 | 0.39463 | 0.3624 | 0.32688 | 0.3842 | 0.44229 | 0.44993 | 0.389 | 0.39664 | 0.36106 | 0.28009 | 0.32915 | 0.40058 | 0.4286 | 0.48693 | 0.61762 | 0.56408 | 0.49976 | 0.44064 | 0.35196 | 0.33065 | 0.32453
3591.37 | 2018-11-14 | 11 | 0.066812 | 0.087527 | 0.08284 | 0.050141 | 0.054713 | 0.070361 | 0.077912 | 0.068377 | 0.067248 | 0.089957 | 0.098519 | 0.093017 | 0.068604 | 0.070117 | 0.069334 | 0.048466 | 0.027673 | 0.026954 | 0.030123 | 0.034732 | 0.039723 | 0.035804 | 0.039376 | 0.040265
3591.37 | 2018-11-07 | 11 | 0.24386 | 0.22898 | 0.22871 | 0.19039 | 0.19045 | 0.19181 | 0.16529 | 0.10453 | 0.096039 | 0.10595 | 0.15429 | 0.31671 | 0.48161 | 0.49368 | 0.5332 | 0.46621 | 0.39369 | 0.3356 | 0.31083 | 0.35001 | 0.43788 | 0.57305 | 0.55042 | 0.49939
3781.18 | 2018-12-05 | 12 | 0.054144 | 0.070358 | 0.067602 | 0.046266 | 0.043747 | 0.030965 | 0.027516 | 0.030338 | 0.033166 | 0.043233 | 0.032139 | 0.042524 | 0.061041 | 0.048981 | 0.028829 | 0.017476 | 0.0084691 | 0.016686 | 0.045462 | 0.039489 | 0.04451 | 0.052535 | 0.064712 | 0.087514
3781.18 | 2018-12-10 | 12 | 0.015828 | 0.014866 | 0.012678 | 0.011558 | 0.011411 | 0.011971 | 0.013032 | 0.0072121 | 0.014267 | 0.012677 | 0.0039811 | 0.0063231 | 0.017236 | 0.0022869 | 0.00093641 | 0.0014838 | 0.0030789 | 0.0014536 | 0.0012449 | 0.0071685 | 0.019895 | 0.0052044 | 0.0034776 | 0.0078777
3781.18 | 2018-12-06 | 12 | 0.082077 | 0.071459 | 0.09401 | 0.07946 | 0.08511 | 0.077103 | 0.10087 | 0.13273 | 0.18698 | 0.19298 | 0.16621 | 0.13548 | 0.17555 | 0.18227 | 0.20481 | 0.14857 | 0.17493 | 0.15968 | 0.11939 | 0.12268 | 0.095948 | 0.081164 | 0.096055 | 0.076923
3781.18 | 2018-12-11 | 12 | 0.015625 | 0.02371 | 0.013836 | 0.0087427 | 0.024587 | 0.043682 | 0.038804 | 0.036872 | 0.041063 | 0.053548 | 0.068473 | 0.067293 | 0.054568 | 0.050617 | 0.04465 | 0.027088 | 0.014018 | 0.021806 | 0.023806 | 0.028795 | 0.042854 | 0.036556 | 0.049263 | 0.13963
3781.18 | 2018-12-03 | 12 | 0.024372 | 0.0074441 | 0.0037961 | 0.0035487 | 0.0025047 | 0.0048053 | 0.0077512 | 0.010162 | 0.016373 | 0.029985 | 0.062015 | 0.073029 | 0.064827 | 0.045658 | 0.044745 | 0.052802 | 0.030646 | 0.020874 | 0.025114 | 0.034946 | 0.050098 | 0.058562 | 0.059247 | 0.065824
3781.18 | 2019-01-14 | 1 | 0.28042 | 0.33985 | 0.35939 | 0.36972 | 0.4012 | 0.38785 | 0.35263 | 0.31448 | 0.30862 | 0.36991 | 0.36012 | 0.29085 | 0.24582 | 0.26533 | 0.22565 | 0.16402 | 0.12658 | 0.11465 | 0.078066 | 0.05992 | 0.029168 | 0.020385 | 0.029605 | 0.031402
3781.18 | 2019-01-15 | 1 | 0.0376 | 0.032829 | 0.029457 | 0.023923 | 0.024253 | 0.029906 | 0.039452 | 0.036814 | 0.054375 | 0.058179 | 0.085405 | 0.092446 | 0.10482 | 0.11426 | 0.11562 | 0.15468 | 0.1328 | 0.10524 | 0.097667 | 0.091287 | 0.090496 | 0.10714 | 0.11069 | 0.084668
3781.18 | 2019-01-02 | 1 | 0.029126 | 0.026458 | 0.040577 | 0.041768 | 0.051158 | 0.056528 | 0.054945 | 0.062737 | 0.063978 | 0.067951 | 0.075689 | 0.079819 | 0.079298 | 0.051828 | 0.050502 | 0.036677 | 0.02789 | 0.030179 | 0.042767 | 0.039061 | 0.035077 | 0.038937 | 0.042833 | 0.035936
3781.18 | 2019-01-03 | 1 | 0.037688 | 0.042161 | 0.04278 | 0.03816 | 0.035035 | 0.014023 | 0.035293 | 0.028932 | 0.024704 | 0.024308 | 0.026522 | 0.02608 | 0.026633 | 0.019844 | 0.018427 | 0.01956 | 0.021987 | 0.022451 | 0.024166 | 0.018233 | 0.012265 | 0.0094018 | 0.0083003 | 0.0081156
3781.18 | 2019-01-16 | 1 | 0.090316 | 0.085676 | 0.083319 | 0.093255 | 0.16689 | 0.22478 | 0.16781 | 0.061698 | 0.024681 | 0.052561 | 0.082624 | 0.081785 | 0.085616 | 0.079812 | 0.07486 | 0.12706 | 0.12104 | 0.02806 | 0.019278 | 0.023269 | 0.019628 | 0.047069 | 0.060119 | 0.064428
3781.18 | 2019-02-20 | 2 | 0.50267 | 0.47055 | 0.53157 | 0.50713 | 0.33477 | 0.31308 | 0.35945 | 0.41215 | 0.45624 | 0.49281 | 0.49818 | 0.46952 | 0.53139 | 0.51261 | 0.43207 | 0.35904 | 0.36611 | 0.26937 | 0.23528 | 0.20421 | 0.18041 | 0.16653 | 0.15365 | 0.14516
3781.18 | 2019-02-21 | 2 | 0.20268 | 0.16923 | 0.16343 | 0.1788 | 0.19864 | 0.18797 | 0.19744 | 0.17436 | 0.14495 | 0.14531 | 0.18711 | 0.14133 | 0.15695 | 0.26669 | 0.21289 | 0.21622 | 0.26788 | 0.30124 | 0.26122 | 0.26136 | 0.22909 | 0.20147 | 0.34082 | 0.33475
3781.18 | 2019-02-05 | 2 | 0.34066 | 0.30073 | 0.25553 | 0.21587 | 0.2165 | 0.22764 | 0.22358 | 0.30335 | 0.36257 | 0.41469 | 0.53732 | 0.56547 | 0.5377 | 0.48808 | 0.45659 | 0.393 | 0.36987 | 0.42724 | 0.4527 | 0.51457 | 0.45427 | 0.48465 | 0.50708 | 0.58187
3781.18 | 2019-02-13 | 2 | 0.13035 | 0.13689 | 0.18269 | 0.20569 | 0.22698 | 0.29304 | 0.33772 | 0.20373 | 0.21045 | 0.32478 | 0.44785 | 0.37086 | 0.22852 | 0.21038 | 0.22912 | 0.17516 | 0.1704 | 0.16588 | 0.14382 | 0.15006 | 0.15121 | 0.12115 | 0.10303 | 0.062784
3781.18 | 2019-02-12 | 2 | 0.019879 | 0.01629 | 0.016743 | 0.02073 | 0.023772 | 0.020099 | 0.018391 | 0.017483 | 0.017941 | 0.020032 | 0.015577 | 0.014109 | 0.021471 | 0.017458 | 0.012083 | 0.011155 | 0.022645 | 0.018259 | 0.016383 | 0.029187 | 0.042424 | 0.035862 | 0.049244 | 0.1173
3781.18 | 2019-03-06 | 3 | 0.090439 | 0.15441 | 0.13466 | 0.29468 | 0.17774 | 0.15501 | 0.14911 | 0.17857 | 0.16934 | 0.16106 | 0.21765 | 0.22936 | 0.18673 | 0.25035 | 0.30913 | 0.2774 | 0.28143 | 0.32445 | 0.31311 | 0.29039 | 0.31645 | 0.27651 | 0.24184 | 0.20501
3781.18 | 2019-03-05 | 3 | 0.040089 | 0.024786 | 0.012947 | 0.0038233 | 0.0041855 | 0.0082035 | 0.013642 | 0.016817 | 0.012761 | 0.008682 | 0.020185 | 0.047474 | 0.098621 | 0.21458 | 0.44966 | 0.63659 | 0.40068 | 0.18305 | 0.12148 | 0.12902 | 0.086719 | 0.077482 | 0.052058 | 0.057488
3781.18 | 2019-03-07 | 3 | 0.2203 | 0.25123 | 0.25501 | 0.24076 | 0.23139 | 0.24865 | 0.25734 | 0.29567 | 0.27786 | 0.23739 | 0.22313 | 0.26888 | 0.31738 | 0.32856 | 0.35343 | 0.27711 | 0.26146 | 0.23252 | 0.18958 | 0.2236 | 0.34026 | 0.3146 | 0.30247 | 0.38818
3781.18 | 2019-03-11 | 3 | 0.1125 | 0.094359 | 0.062074 | 0.032468 | 0.038136 | 0.058185 | 0.08973 | 0.081258 | 0.11186 | 0.15773 | 0.22506 | 0.2868 | 0.26294 | 0.25235 | 0.24643 | 0.27301 | 0.29562 | 0.28072 | 0.25243 | 0.3207 | 0.40567 | 0.46625 | 0.38325 | 0.27286
3781.18 | 2019-03-04 | 3 | 0.63079 | 0.56979 | 0.5544 | 0.57379 | 0.53036 | 0.46805 | 0.4756 | 0.53584 | 0.55938 | 0.48677 | 0.34416 | 0.18091 | 0.1233 | 0.13513 | 0.1143 | 0.143 | 0.24465 | 0.23335 | 0.16066 | 0.1166 | 0.063023 | 0.035472 | 0.027222 | 0.037342
3781.18 | 2019-04-24 | 4 | 0.33187 | 0.37087 | 0.32588 | 0.28179 | 0.19997 | 0.13847 | 0.086221 | 0.04116 | 0.036373 | 0.035324 | 0.031922 | 0.040324 | 0.066904 | 0.11143 | 0.23818 | 0.34924 | 0.44032 | 0.48526 | 0.51321 | 0.51676 | 0.49515 | 0.43181 | 0.46848 | 0.50852
3781.18 | 2019-04-25 | 4 | 0.53733 | 0.53503 | 0.5099 | 0.49361 | 0.50399 | 0.47014 | 0.38524 | 0.25197 | 0.17431 | 0.12418 | 0.087865 | 0.06151 | 0.049744 | 0.066968 | 0.13585 | 0.24119 | 0.3785 | 0.42307 | 0.42508 | 0.436 | 0.44592 | 0.45101 | 0.48828 | 0.4573
3781.18 | 2019-04-23 | 4 | 0.18561 | 0.22527 | 0.26537 | 0.20278 | 0.16346 | 0.088159 | 0.063099 | 0.05594 | 0.051631 | 0.075323 | 0.10197 | 0.10772 | 0.06943 | 0.064968 | 0.092604 | 0.13183 | 0.19898 | 0.35315 | 0.44902 | 0.53416 | 0.5335 | 0.50073 | 0.42549 | 0.38681
3781.18 | 2019-04-18 | 4 | 0.030712 | 0.023676 | 0.035308 | 0.045928 | 0.035999 | 0.021737 | 0.026459 | 0.038904 | 0.043521 | 0.07941 | 0.11288 | 0.10987 | 0.093276 | 0.093486 | 0.074395 | 0.047158 | 0.024173 | 0.010326 | 0.0072727 | 0.003447 | 0.019263 | 0.038882 | 0.05188 | 0.03852
3781.18 | 2019-04-26 | 4 | 0.43084 | 0.42526 | 0.41862 | 0.43135 | 0.41455 | 0.34859 | 0.30742 | 0.25155 | 0.26142 | 0.30874 | 0.32904 | 0.40911 | 0.45339 | 0.49175 | 0.57584 | 0.59441 | 0.66286 | 0.69034 | 0.67893 | 0.60935 | 0.57015 | 0.547 | 0.61666 | 0.66888
3781.18 | 2019-05-13 | 5 | 0.68616 | 0.69196 | 0.67796 | 0.63371 | 0.5832 | 0.55833 | 0.52796 | 0.48393 | 0.3479 | 0.26518 | 0.30894 | 0.34538 | 0.43754 | 0.52807 | 0.57395 | 0.6253 | 0.63978 | 0.6652 | 0.62537 | 0.62895 | 0.66425 | 0.65365 | 0.58731 | 0.61053
3781.18 | 2019-05-14 | 5 | 0.60242 | 0.62686 | 0.58662 | 0.56794 | 0.53 | 0.48389 | 0.41263 | 0.27787 | 0.20437 | 0.15929 | 0.10804 | 0.13484 | 0.13609 | 0.17184 | 0.23122 | 0.25296 | 0.30627 | 0.33132 | 0.35323 | 0.2669 | 0.23655 | 0.26318 | 0.25107 | 0.22002
3781.18 | 2019-05-02 | 5 | 0.61695 | 0.56237 | 0.56409 | 0.52611 | 0.40701 | 0.33532 | 0.32184 | 0.278 | 0.19321 | 0.09 | 0.015232 | 0.00084097 | 0.0036554 | 0.016601 | 0.081921 | 0.23249 | 0.35288 | 0.46261 | 0.5392 | 0.57747 | 0.55833 | 0.56381 | 0.55861 | 0.48915
3781.18 | 2019-05-08 | 5 | 0.71479 | 0.78455 | 0.79166 | 0.80904 | 0.80464 | 0.78128 | 0.75718 | 0.68593 | 0.58497 | 0.41394 | 0.26473 | 0.17556 | 0.17243 | 0.19615 | 0.31592 | 0.50334 | 0.6079 | 0.67211 | 0.68636 | 0.62719 | 0.62672 | 0.64155 | 0.69287 | 0.69172
3781.18 | 2019-05-30 | 5 | 0.38522 | 0.31107 | 0.26221 | 0.18327 | 0.14012 | 0.090858 | 0.073869 | 0.048085 | 0.03586 | 0.018936 | 0.0077467 | 0.012729 | 0.044921 | 0.096803 | 0.13634 | 0.18774 | 0.23618 | 0.29544 | 0.27185 | 0.21409 | 0.20049 | 0.20332 | 0.24191 | 0.38901
3781.18 | 2019-06-11 | 6 | 0.10297 | 0.094209 | 0.057627 | 0.023359 | 0.017403 | 0.01135 | 0.0075105 | 0.0046864 | 0.0048591 | 0.0051454 | 0.0086197 | 0.016368 | 0.032105 | 0.030779 | 0.048681 | 0.091311 | 0.10639 | 0.12204 | 0.16586 | 0.16691 | 0.22465 | 0.27326 | 0.29107 | 0.27155
3781.18 | 2019-06-10 | 6 | 0.016126 | 0.015612 | 0.013277 | 0.0077592 | 0.0079015 | 0.0062791 | 0.0069508 | 0.0051948 | 0.01228 | 0.023013 | 0.030055 | 0.017233 | 0.0070438 | 0.0044156 | 0.0053422 | 0.0057099 | 0.016863 | 0.040076 | 0.097578 | 0.094332 | 0.10885 | 0.15014 | 0.14768 | 0.10176
3781.18 | 2019-06-12 | 6 | 0.21622 | 0.18913 | 0.18447 | 0.19953 | 0.13589 | 0.0967 | 0.061298 | 0.032853 | 0.032596 | 0.042039 | 0.049574 | 0.064482 | 0.13931 | 0.22451 | 0.27289 | 0.28331 | 0.29593 | 0.30148 | 0.31437 | 0.29953 | 0.34923 | 0.45255 | 0.47421 | 0.47077
3781.18 | 2019-06-05 | 6 | 0.61106 | 0.59982 | 0.5627 | 0.55259 | 0.4952 | 0.39172 | 0.33193 | 0.21391 | 0.11683 | 0.059654 | 0.012033 | 0.0052052 | 0.0086963 | 0.032927 | 0.097322 | 0.18519 | 0.19382 | 0.24401 | 0.26397 | 0.35653 | 0.39949 | 0.35848 | 0.36882 | 0.37903
3781.18 | 2019-06-19 | 6 | 0.67724 | 0.68743 | 0.63757 | 0.5808 | 0.49644 | 0.42324 | 0.39329 | 0.29126 | 0.20425 | 0.16495 | 0.11526 | 0.059498 | 0.046928 | 0.12164 | 0.30705 | 0.4757 | 0.59557 | 0.69993 | 0.72042 | 0.73563 | 0.71817 | 0.71058 | 0.70703 | 0.74823
3781.18 | 2019-07-24 | 7 | 0.33018 | 0.35581 | 0.35539 | 0.3308 | 0.27362 | 0.20462 | 0.14763 | 0.1167 | 0.056948 | 0.022157 | 0.019312 | 0.024836 | 0.042617 | 0.082225 | 0.18604 | 0.37853 | 0.46545 | 0.43496 | 0.40004 | 0.43831 | 0.46093 | 0.42498 | 0.45178 | 0.4691
3781.18 | 2019-07-26 | 7 | 0.23037 | 0.26201 | 0.26015 | 0.2636 | 0.26716 | 0.2667 | 0.2005 | 0.12237 | 0.05468 | 0.025351 | 0.0196 | 0.036904 | 0.11989 | 0.20497 | 0.30382 | 0.37136 | 0.41407 | 0.43326 | 0.51286 | 0.52217 | 0.48113 | 0.4798 | 0.54337 | 0.55752
3781.18 | 2019-07-25 | 7 | 0.45235 | 0.49202 | 0.43893 | 0.36127 | 0.32015 | 0.26036 | 0.22077 | 0.1565 | 0.056395 | 0.012557 | 0.015148 | 0.0089462 | 0.010764 | 0.013476 | 0.013016 | 0.017715 | 0.023687 | 0.064004 | 0.10285 | 0.13137 | 0.15885 | 0.20104 | 0.22875 | 0.19329
3781.18 | 2019-07-23 | 7 | 0.34436 | 0.29551 | 0.2307 | 0.13695 | 0.096207 | 0.056527 | 0.057031 | 0.019305 | 0.013563 | 0.0075188 | 0.012846 | 0.02017 | 0.030819 | 0.061996 | 0.097533 | 0.15917 | 0.17769 | 0.18035 | 0.254 | 0.22637 | 0.24488 | 0.30098 | 0.31958 | 0.30848
3781.18 | 2019-07-27 | 7 | 0.40414 | 0.3636 | 0.34281 | 0.30756 | 0.229 | 0.15431 | 0.11604 | 0.084101 | 0.050166 | 0.019357 | 0.007746 | 0.0065713 | 0.0096107 | 0.036496 | 0.12679 | 0.2526 | 0.35631 | 0.40321 | 0.4372 | 0.48871 | 0.54459 | 0.5102 | 0.46137 | 0.41379
3781.18 | 2019-07-28 | 7 | 0.38109 | 0.3533 | 0.29986 | 0.2704 | 0.2226 | 0.14379 | 0.12344 | 0.08375 | 0.038568 | 0.038146 | 0.081814 | 0.16015 | 0.246 | 0.3525 | 0.34257 | 0.36914 | 0.36832 | 0.42641 | 0.47845 | 0.42213 | 0.48396 | 0.49915 | 0.42664 | 0.40495
3781.18 | 2019-08-15 | 8 | 0.41321 | 0.44801 | 0.45197 | 0.42538 | 0.40022 | 0.37399 | 0.33267 | 0.24714 | 0.22144 | 0.16323 | 0.091422 | 0.044041 | 0.041647 | 0.070525 | 0.14361 | 0.27123 | 0.42319 | 0.49203 | 0.50859 | 0.48849 | 0.47533 | 0.50255 | 0.52823 | 0.56842
3781.18 | 2019-08-14 | 8 | 0.13731 | 0.15169 | 0.16437 | 0.14703 | 0.1475 | 0.11225 | 0.086644 | 0.051037 | 0.034137 | 0.027576 | 0.024157 | 0.028767 | 0.03648 | 0.045738 | 0.051088 | 0.067603 | 0.10311 | 0.18179 | 0.27545 | 0.35873 | 0.4283 | 0.45435 | 0.48781 | 0.44768
3781.18 | 2019-08-26 | 8 | 0.66576 | 0.64287 | 0.58672 | 0.55695 | 0.53055 | 0.48213 | 0.40602 | 0.34744 | 0.23521 | 0.12064 | 0.035542 | 0.010715 | 0.0091392 | 0.015135 | 0.027075 | 0.064987 | 0.14628 | 0.28215 | 0.40335 | 0.48454 | 0.54362 | 0.53709 | 0.44709 | 0.38239
3781.18 | 2019-08-27 | 8 | 0.32305 | 0.30845 | 0.32231 | 0.28777 | 0.26279 | 0.21307 | 0.17505 | 0.10596 | 0.043485 | 0.0085647 | 0.002505 | 0.0081655 | 0.019811 | 0.018829 | 0.020016 | 0.021986 | 0.042206 | 0.11526 | 0.21473 | 0.31594 | 0.37389 | 0.36472 | 0.32506 | 0.31548
3781.18 | 2019-08-06 | 8 | 0.36711 | 0.28388 | 0.28975 | 0.22443 | 0.24761 | 0.2365 | 0.12794 | 0.071632 | 0.038889 | 0.014897 | 0.019143 | 0.034572 | 0.097217 | 0.089588 | 0.10553 | 0.13322 | 0.12826 | 0.13925 | 0.15241 | 0.18441 | 0.28167 | 0.33371 | 0.34995 | 0.30628
3781.18 | 2019-09-03 | 9 | 0.28456 | 0.30357 | 0.31393 | 0.25474 | 0.21458 | 0.19172 | 0.14083 | 0.079835 | 0.033766 | 0.019359 | 0.0032525 | 0.0011733 | 0.0049872 | 0.015598 | 0.057118 | 0.15566 | 0.28272 | 0.39828 | 0.46789 | 0.5045 | 0.44338 | 0.40575 | 0.42168 | 0.38445
3781.18 | 2019-09-04 | 9 | 0.32332 | 0.32742 | 0.27482 | 0.18666 | 0.10257 | 0.052 | 0.026443 | 0.019828 | 0.017175 | 0.016681 | 0.0073544 | 0.0109 | 0.025968 | 0.059397 | 0.15448 | 0.18948 | 0.23667 | 0.20165 | 0.22087 | 0.21406 | 0.19831 | 0.20901 | 0.17091 | 0.080475
3781.18 | 2019-09-13 | 9 | 0.027178 | 0.021787 | 0.020674 | 0.018498 | 0.024472 | 0.014286 | 0.010743 | 0.0083546 | 0.0018422 | 0.00036793 | 0.0018408 | 0.0076228 | 0.010318 | 0.01277 | 0.0087132 | 0.0098123 | 0.018961 | 0.077503 | 0.20763 | 0.27985 | 0.31472 | 0.29861 | 0.2583 | 0.2491
3781.18 | 2019-09-05 | 9 | 0.041885 | 0.098107 | 0.1085 | 0.043408 | 0.014029 | 0.0046465 | 0.0017115 | 0.0010033 | 0.0038759 | 0.015076 | 0.012174 | 0.011078 | 0.021882 | 0.022519 | 0.011058 | 0.01461 | 0.041908 | 0.097733 | 0.086737 | 0.13986 | 0.21663 | 0.21586 | 0.23552 | 0.18772
3781.18 | 2019-09-06 | 9 | 0.23916 | 0.22704 | 0.20231 | 0.19162 | 0.14072 | 0.099084 | 0.08238 | 0.082514 | 0.068397 | 0.087939 | 0.096313 | 0.10271 | 0.14978 | 0.22757 | 0.34518 | 0.41681 | 0.49767 | 0.52197 | 0.56237 | 0.58978 | 0.61573 | 0.60221 | 0.59285 | 0.60907
3781.18 | 2019-10-24 | 10 | 0.11164 | 0.12665 | 0.1438 | 0.15229 | 0.14843 | 0.12755 | 0.10218 | 0.1153 | 0.1419 | 0.13948 | 0.18635 | 0.20971 | 0.20464 | 0.17016 | 0.15559 | 0.15669 | 0.1531 | 0.14572 | 0.12524 | 0.10216 | 0.084735 | 0.083326 | 0.082203 | 0.086202
3781.18 | 2019-10-25 | 10 | 0.094457 | 0.092936 | 0.092216 | 0.099422 | 0.091303 | 0.093282 | 0.10379 | 0.097626 | 0.088724 | 0.088982 | 0.11009 | 0.11839 | 0.097746 | 0.089131 | 0.070924 | 0.039849 | 0.019108 | 0.015235 | 0.034652 | 0.090265 | 0.106 | 0.080314 | 0.080349 | 0.078636
3781.18 | 2019-10-22 | 10 | 0.019276 | 0.025727 | 0.033978 | 0.045044 | 0.045209 | 0.046511 | 0.046921 | 0.044631 | 0.038682 | 0.035922 | 0.033876 | 0.033312 | 0.029071 | 0.017785 | 0.018029 | 0.024208 | 0.032335 | 0.058647 | 0.063319 | 0.049844 | 0.038364 | 0.030353 | 0.035111 | 0.02426
3781.18 | 2019-10-07 | 10 | 0.0095576 | 0.0077594 | 0.0097534 | 0.0091497 | 0.0066923 | 0.0067757 | 0.0053923 | 0.0043137 | 0.0018626 | 0.00095509 | 0.002331 | 0.0039787 | 0.0030405 | 0.005784 | 0.008008 | 0.011632 | 0.065449 | 0.17034 | 0.18103 | 0.21154 | 0.28276 | 0.33042 | 0.34073 | 0.3278
3781.18 | 2019-10-23 | 10 | 0.011487 | 0.0047708 | 0.0043676 | 0.0046694 | 0.0045058 | 0.0030052 | 0.0026518 | 0.002162 | 0.00076485 | 0.0012473 | 0.02125 | 0.062516 | 0.056474 | 0.035139 | 0.042206 | 0.050907 | 0.053799 | 0.064108 | 0.048332 | 0.056354 | 0.067294 | 0.066611 | 0.061357 | 0.075514
3781.18 | 2019-11-18 | 11 | 0.010536 | 0.0047172 | 0.0082326 | 0.011909 | 0.011512 | 0.0033627 | 0.004193 | 0.0045154 | 0.0036264 | 0.0051838 | 0.0059761 | 0.004609 | 0.0044386 | 0.0059329 | 0.0033059 | 0.0023077 | 0.0025908 | 0.00033925 | 0.0010947 | 0.0020842 | 0.0037509 | 0.014576 | 0.031457 | 0.024362
3781.18 | 2019-11-08 | 11 | 0.0068022 | 0.0073617 | 0.0085855 | 0.0090758 | 0.013248 | 0.015782 | 0.019353 | 0.02082 | 0.028446 | 0.035655 | 0.04769 | 0.074014 | 0.069703 | 0.060108 | 0.052131 | 0.079367 | 0.072168 | 0.047191 | 0.046798 | 0.044052 | 0.038262 | 0.028516 | 0.024914 | 0.021057
3781.18 | 2019-11-07 | 11 | 0.007023 | 0.0034454 | 0.0065472 | 0.0061376 | 0.0054568 | 0.0054702 | 0.0045613 | 0.0033484 | 0.0061256 | 0.010087 | 0.022 | 0.029853 | 0.032468 | 0.023943 | 0.015553 | 0.014507 | 0.0063708 | 0.0033908 | 0.0029642 | 0.0032137 | 0.0046312 | 0.005333 | 0.0068294 | 0.0074218
3781.18 | 2019-11-05 | 11 | 0.0031202 | 0.0047607 | 0.0060987 | 0.0052731 | 0.0050911 | 0.005941 | 0.0091249 | 0.0063773 | 0.0075537 | 0.014018 | 0.015906 | 0.026179 | 0.026704 | 0.022933 | 0.011105 | 0.0098568 | 0.0039931 | 0.0028336 | 0.0023476 | 0.0030971 | 0.0034453 | 0.0042591 | 0.0071363 | 0.0087285
3781.18 | 2019-11-26 | 11 | 0.28632 | 0.14596 | 0.086642 | 0.04997 | 0.021606 | 0.015878 | 0.0099498 | 0.010134 | 0.017234 | 0.04733 | 0.055422 | 0.02492 | 0.011198 | 0.0097067 | 0.011783 | 0.013618 | 0.010802 | 0.0071597 | 0.018304 | 0.050042 | 0.12068 | 0.2539 | 0.35441 | 0.305
3781.18 | 2019-12-16 | 12 | 0.041967 | 0.020049 | 0.021234 | 0.019873 | 0.030502 | 0.032731 | 0.03519 | 0.033981 | 0.050403 | 0.10652 | 0.13748 | 0.173 | 0.19489 | 0.2063 | 0.20622 | 0.18795 | 0.14306 | 0.1441 | 0.13559 | 0.13365 | 0.12116 | 0.099 | 0.09175 | 0.090428
3781.18 | 2019-12-17 | 12 | 0.097271 | 0.13803 | 0.15272 | 0.12266 | 0.12458 | 0.14319 | 0.15404 | 0.13061 | 0.10765 | 0.13105 | 0.1622 | 0.16545 | 0.20842 | 0.26696 | 0.26596 | 0.22968 | 0.1989 | 0.25348 | 0.28245 | 0.26216 | 0.28709 | 0.27316 | 0.26735 | 0.22801
3781.18 | 2019-12-18 | 12 | 0.19259 | 0.15088 | 0.093392 | 0.049498 | 0.038023 | 0.022083 | 0.01297 | 0.022762 | 0.023367 | 0.019213 | 0.0074874 | 0.00024447 | 0.0011359 | 0.0050842 | 0.026339 | 0.035707 | 0.023443 | 0.023738 | 0.061786 | 0.12167 | 0.19114 | 0.11732 | 0.13156 | 0.13812
3781.18 | 2019-12-19 | 12 | 0.12379 | 0.087989 | 0.14929 | 0.10349 | 0.063837 | 0.075034 | 0.026307 | 0.0076491 | 0.0052211 | 0.0063719 | 0.0088624 | 0.010895 | 0.0099667 | 0.010655 | 0.010079 | 0.012033 | 0.014502 | 0.013579 | 0.01403 | 0.013386 | 0.015214 | 0.016834 | 0.017675 | 0.019279
3781.18 | 2019-12-11 | 12 | 0.019914 | 0.059804 | 0.15489 | 0.30667 | 0.31732 | 0.17445 | 0.12915 | 0.12869 | 0.18999 | 0.21528 | 0.11841 | 0.1098 | 0.12295 | 0.16497 | 0.19373 | 0.25334 | 0.24702 | 0.18525 | 0.19734 | 0.26599 | 0.3328 | 0.28056 | 0.22744 | 0.24488
3781.18 | 2020-01-16 | 1 | 0.038709 | 0.020784 | 0.016613 | 0.028189 | 0.045992 | 0.036639 | 0.03415 | 0.02913 | 0.044282 | 0.049466 | 0.099251 | 0.19692 | 0.30465 | 0.37732 | 0.34869 | 0.30768 | 0.37705 | 0.52013 | 0.55109 | 0.54873 | 0.53933 | 0.59365 | 0.6135 | 0.74721
3781.18 | 2020-01-15 | 1 | 0.65446 | 0.58164 | 0.53485 | 0.48038 | 0.36531 | 0.22355 | 0.11457 | 0.04229 | 0.0059903 | 3.8074e-05 | 0.0012657 | 0.0061619 | 0.0072645 | 0.0074987 | 0.01037 | 0.0076615 | 0.0038782 | 0.0031756 | 0.00041514 | 0.00045612 | 0.0023539 | 0.0040085 | 0.011061 | 0.026028
3781.18 | 2020-01-13 | 1 | 0.67173 | 0.61073 | 0.60278 | 0.5656 | 0.59737 | 0.63659 | 0.66077 | 0.53351 | 0.46251 | 0.3996 | 0.29691 | 0.34931 | 0.46208 | 0.57192 | 0.5424 | 0.46229 | 0.49126 | 0.48733 | 0.51421 | 0.53326 | 0.5669 | 0.56775 | 0.56758 | 0.49261
3781.18 | 2020-01-14 | 1 | 0.3832 | 0.40683 | 0.36622 | 0.39664 | 0.46491 | 0.51447 | 0.59594 | 0.54998 | 0.51611 | 0.50817 | 0.47751 | 0.50959 | 0.55829 | 0.57883 | 0.61552 | 0.62231 | 0.63204 | 0.58596 | 0.54279 | 0.53909 | 0.59469 | 0.60481 | 0.66336 | 0.66871
3781.18 | 2020-01-09 | 1 | 0.65051 | 0.74185 | 0.72786 | 0.70195 | 0.63178 | 0.63019 | 0.61884 | 0.6318 | 0.67992 | 0.63491 | 0.56244 | 0.55889 | 0.50405 | 0.54246 | 0.7019 | 0.76134 | 0.82996 | 0.78802 | 0.61076 | 0.43829 | 0.27837 | 0.39038 | 0.39476 | 0.41287
3910.09 | 2020-02-04 | 2 | 0.063867 | 0.066828 | 0.08956 | 0.12668 | 0.11642 | 0.097856 | 0.10447 | 0.10247 | 0.10274 | 0.15586 | 0.20579 | 0.22855 | 0.22472 | 0.20399 | 0.16801 | 0.13593 | 0.11918 | 0.084213 | 0.055317 | 0.037376 | 0.023532 | 0.037249 | 0.036964 | 0.036586
3910.09 | 2020-02-03 | 2 | 0.42457 | 0.38816 | 0.33667 | 0.30595 | 0.30386 | 0.27174 | 0.30146 | 0.18051 | 0.16716 | 0.20544 | 0.20663 | 0.18485 | 0.15848 | 0.13448 | 0.14117 | 0.17249 | 0.24765 | 0.28924 | 0.2251 | 0.15559 | 0.15005 | 0.14478 | 0.1146 | 0.083574
3910.09 | 2020-02-05 | 2 | 0.026433 | 0.02339 | 0.010482 | 0.0073554 | 0.011853 | 0.036 | 0.033424 | 0.02366 | 0.0087092 | 0.0009477 | 0.0030199 | 0.0039359 | 0.003877 | 0.0042195 | 0.014356 | 0.028817 | 0.090069 | 0.15412 | 0.15044 | 0.20455 | 0.24004 | 0.18224 | 0.11593 | 0.15785
3910.09 | 2020-02-10 | 2 | 0.2441 | 0.29672 | 0.34838 | 0.35186 | 0.3577 | 0.39453 | 0.36968 | 0.4242 | 0.41899 | 0.48164 | 0.5027 | 0.48489 | 0.48606 | 0.46243 | 0.42416 | 0.34594 | 0.20587 | 0.12615 | 0.085772 | 0.070041 | 0.092485 | 0.077737 | 0.082051 | 0.094083
3910.09 | 2020-02-11 | 2 | 0.080716 | 0.091864 | 0.13743 | 0.11264 | 0.10721 | 0.11046 | 0.10808 | 0.12407 | 0.1363 | 0.13544 | 0.13024 | 0.13518 | 0.12224 | 0.092865 | 0.051752 | 0.029343 | 0.019434 | 0.005931 | 0.0020873 | 0.003507 | 0.013238 | 0.016543 | 0.020277 | 0.017522
3910.09 | 2020-03-05 | 3 | 0.0016539 | 0.00093857 | 0.0013745 | 0.00467 | 0.0028554 | 0.011153 | 0.017083 | 0.013333 | 0.012925 | 0.018781 | 0.021902 | 0.027375 | 0.040178 | 0.03833 | 0.019141 | 0.010472 | 0.0076198 | 0.0034555 | 0.0021604 | 0.0053374 | 0.0074825 | 0.0076263 | 0.0075059 | 0.0067527
3910.09 | 2020-03-02 | 3 | 0.11255 | 0.18514 | 0.22999 | 0.22839 | 0.2071 | 0.14411 | 0.12157 | 0.098071 | 0.078392 | 0.15312 | 0.26678 | 0.33062 | 0.32981 | 0.30645 | 0.35504 | 0.43482 | 0.3619 | 0.32513 | 0.28243 | 0.16239 | 0.1266 | 0.11562 | 0.11581 | 0.10801
3910.09 | 2020-03-04 | 3 | 0.026561 | 0.02547 | 0.022746 | 0.0074696 | 0.001476 | 0.00030742 | 0.00034486 | 0.00024168 | 0.00044689 | 0.0041842 | 0.013389 | 0.014767 | 0.011017 | 0.0061639 | 0.005643 | 0.0043618 | 0.0036675 | 0.0091142 | 0.016827 | 0.035607 | 0.028644 | 0.0084804 | 0.0025877 | 0.0014793
3910.09 | 2020-03-03 | 3 | 0.13311 | 0.088848 | 0.098866 | 0.070647 | 0.049566 | 0.044498 | 0.048655 | 0.053606 | 0.03526 | 0.071322 | 0.065467 | 0.051498 | 0.039905 | 0.029828 | 0.019307 | 0.01154 | 0.014032 | 0.0077051 | 0.014628 | 0.043042 | 0.050204 | 0.032906 | 0.034317 | 0.028046
3910.09 | 2020-03-12 | 3 | 0.035713 | 0.032539 | 0.045272 | 0.057302 | 0.085298 | 0.080454 | 0.11148 | 0.13128 | 0.1082 | 0.11151 | 0.10758 | 0.11366 | 0.087503 | 0.11126 | 0.1901 | 0.30303 | 0.29343 | 0.17426 | 0.13177 | 0.1355 | 0.12307 | 0.11203 | 0.1287 | 0.15987
3910.09 | 2020-04-28 | 4 | 0.76462 | 0.77117 | 0.73005 | 0.67231 | 0.56567 | 0.38113 | 0.25523 | 0.15351 | 0.052108 | 0.0083854 | 0.0067925 | 0.037783 | 0.053095 | 0.03299 | 0.016781 | 0.015176 | 0.0081152 | 0.013657 | 0.030422 | 0.08015 | 0.10432 | 0.1457 | 0.16718 | 0.14684
3910.09 | 2020-04-24 | 4 | 0.68062 | 0.66883 | 0.60763 | 0.53599 | 0.3972 | 0.34336 | 0.24163 | 0.11856 | 0.03554 | 0.034769 | 0.054916 | 0.054358 | 0.035664 | 0.06751 | 0.15487 | 0.23831 | 0.27117 | 0.37176 | 0.4432 | 0.49479 | 0.52777 | 0.55218 | 0.55092 | 0.48998
3910.09 | 2020-04-25 | 4 | 0.33887 | 0.36443 | 0.43562 | 0.42634 | 0.27892 | 0.16958 | 0.096954 | 0.037314 | 0.0031467 | 0.0015163 | 0.0030364 | 0.0081472 | 0.0072854 | 0.0039976 | 0.0059522 | 0.044876 | 0.14062 | 0.25149 | 0.35021 | 0.40288 | 0.46626 | 0.46223 | 0.39471 | 0.35012
3910.09 | 2020-04-27 | 4 | 0.65107 | 0.62066 | 0.61963 | 0.69397 | 0.71407 | 0.75317 | 0.76999 | 0.70936 | 0.68438 | 0.71925 | 0.6914 | 0.67361 | 0.73058 | 0.79273 | 0.71742 | 0.76077 | 0.75636 | 0.79006 | 0.80052 | 0.81877 | 0.7791 | 0.75292 | 0.76711 | 0.7633
3910.09 | 2020-04-29 | 4 | 0.11457 | 0.076643 | 0.040264 | 0.019689 | 0.011233 | 0.0081089 | 0.0071046 | 0.0096054 | 0.0064497 | 0.001742 | 0.004027 | 0.010597 | 0.025986 | 0.075424 | 0.12206 | 0.14763 | 0.2237 | 0.32917 | 0.42318 | 0.50056 | 0.57412 | 0.53202 | 0.53776 | 0.59811
3910.09 | 2020-05-27 | 5 | 0.61788 | 0.63113 | 0.61721 | 0.54309 | 0.52512 | 0.50418 | 0.43394 | 0.34977 | 0.25757 | 0.17265 | 0.095366 | 0.070737 | 0.063759 | 0.10041 | 0.14815 | 0.22681 | 0.31348 | 0.43099 | 0.52079 | 0.50007 | 0.50514 | 0.491 | 0.45606 | 0.43319
3910.09 | 2020-05-26 | 5 | 0.37623 | 0.43142 | 0.42151 | 0.38526 | 0.35067 | 0.3137 | 0.27241 | 0.16429 | 0.069412 | 0.016086 | 0.0032257 | 0.0026867 | 0.0067192 | 0.0097488 | 0.017299 | 0.05317 | 0.14047 | 0.25326 | 0.30607 | 0.33806 | 0.41835 | 0.46413 | 0.46263 | 0.52511
3910.09 | 2020-05-28 | 5 | 0.44708 | 0.52009 | 0.54459 | 0.49448 | 0.46374 | 0.42115 | 0.35323 | 0.24552 | 0.1632 | 0.092607 | 0.025522 | 0.0099854 | 0.014408 | 0.031388 | 0.10571 | 0.19538 | 0.20954 | 0.20701 | 0.2202 | 0.20237 | 0.26881 | 0.30812 | 0.25731 | 0.22702
3910.09 | 2020-05-07 | 5 | 0.60299 | 0.51235 | 0.41863 | 0.33499 | 0.20233 | 0.10946 | 0.053861 | 0.026397 | 0.020802 | 0.019441 | 0.0426 | 0.076141 | 0.080524 | 0.04392 | 0.02668 | 0.019885 | 0.044693 | 0.07217 | 0.11449 | 0.2451 | 0.34112 | 0.24715 | 0.20198 | 0.16454
3910.09 | 2020-05-25 | 5 | 0.27689 | 0.26459 | 0.21451 | 0.13114 | 0.060714 | 0.028059 | 0.026767 | 0.026647 | 0.039803 | 0.082355 | 0.083949 | 0.06376 | 0.042238 | 0.01378 | 0.0074951 | 0.0054494 | 0.023682 | 0.13207 | 0.25574 | 0.28199 | 0.32554 | 0.33085 | 0.33441 | 0.3189
3974.91 | 2020-06-03 | 6 | 0.067565 | 0.052671 | 0.051334 | 0.056005 | 0.036042 | 0.034276 | 0.027227 | 0.022512 | 0.01123 | 0.021102 | 0.014195 | 0.0086751 | 0.014289 | 0.02703 | 0.094775 | 0.26715 | 0.48242 | 0.57895 | 0.61163 | 0.63577 | 0.68488 | 0.65486 | 0.63347 | 0.58242
3974.91 | 2020-06-10 | 6 | 0.36722 | 0.34439 | 0.34993 | 0.33211 | 0.26509 | 0.15086 | 0.088033 | 0.042459 | 0.0093236 | 0.0087643 | 0.030432 | 0.046945 | 0.043573 | 0.018766 | 0.010667 | 0.0051344 | 0.0058812 | 0.018223 | 0.08308 | 0.23792 | 0.39451 | 0.40916 | 0.44225 | 0.3935
3974.91 | 2020-06-11 | 6 | 0.35533 | 0.31401 | 0.28912 | 0.23273 | 0.15448 | 0.12118 | 0.10759 | 0.054627 | 0.014185 | 0.0020592 | 0.013305 | 0.045665 | 0.0771 | 0.12518 | 0.15251 | 0.23198 | 0.28453 | 0.31066 | 0.2937 | 0.23344 | 0.18945 | 0.16446 | 0.16475 | 0.185
3974.91 | 2020-06-24 | 6 | 0.59794 | 0.57882 | 0.52627 | 0.51217 | 0.40602 | 0.33313 | 0.28073 | 0.19401 | 0.095203 | 0.05432 | 0.026209 | 0.015649 | 0.020067 | 0.037416 | 0.091204 | 0.19339 | 0.24511 | 0.29871 | 0.34845 | 0.37781 | 0.49483 | 0.51009 | 0.48916 | 0.46869
3974.91 | 2020-06-23 | 6 | 0.49894 | 0.44147 | 0.42212 | 0.36115 | 0.29403 | 0.24648 | 0.15998 | 0.092592 | 0.040849 | 0.019979 | 0.019451 | 0.0091356 | 0.0069022 | 0.011186 | 0.024784 | 0.096864 | 0.16388 | 0.22623 | 0.30769 | 0.40645 | 0.50844 | 0.57341 | 0.58164 | 0.57067
3974.91 | 2020-07-12 | 7 | 0.49797 | 0.51644 | 0.53315 | 0.51174 | 0.50001 | 0.49672 | 0.45002 | 0.40895 | 0.31399 | 0.1671 | 0.11703 | 0.10998 | 0.14578 | 0.22081 | 0.26913 | 0.29605 | 0.37222 | 0.45018 | 0.43732 | 0.4418 | 0.47096 | 0.49663 | 0.49548 | 0.53094
3974.91 | 2020-07-11 | 7 | 0.26688 | 0.23346 | 0.22612 | 0.20855 | 0.18205 | 0.18681 | 0.15277 | 0.097564 | 0.041973 | 0.023117 | 0.03996 | 0.071134 | 0.10152 | 0.12555 | 0.16943 | 0.21969 | 0.27769 | 0.33115 | 0.37135 | 0.37809 | 0.40797 | 0.54275 | 0.53533 | 0.51115
3974.91 | 2020-07-10 | 7 | 0.56428 | 0.58853 | 0.51114 | 0.44535 | 0.3791 | 0.36566 | 0.28306 | 0.13457 | 0.089137 | 0.021183 | 0.0089996 | 0.0076482 | 0.0073749 | 0.021425 | 0.048609 | 0.072316 | 0.061627 | 0.095939 | 0.11874 | 0.18892 | 0.28502 | 0.29203 | 0.25864 | 0.23658
3974.91 | 2020-07-31 | 7 | 0.1919 | 0.23777 | 0.30301 | 0.25272 | 0.16464 | 0.10888 | 0.074242 | 0.049493 | 0.048262 | 0.03818 | 0.047456 | 0.069354 | 0.11331 | 0.17968 | 0.19529 | 0.26365 | 0.35171 | 0.35753 | 0.43478 | 0.47523 | 0.54979 | 0.61488 | 0.67 | 0.70294
3974.91 | 2020-07-13 | 7 | 0.49462 | 0.43485 | 0.41076 | 0.40315 | 0.38301 | 0.32959 | 0.29877 | 0.24544 | 0.18325 | 0.18494 | 0.18924 | 0.24538 | 0.34166 | 0.39793 | 0.42754 | 0.45262 | 0.44934 | 0.44042 | 0.47714 | 0.4597 | 0.45008 | 0.41838 | 0.38261 | 0.36697
4057.56 | 2020-08-18 | 8 | 0.59988 | 0.57186 | 0.52348 | 0.42645 | 0.35681 | 0.26762 | 0.22485 | 0.13419 | 0.060362 | 0.021514 | 0.011305 | 0.009942 | 0.023236 | 0.021815 | 0.030826 | 0.067099 | 0.095183 | 0.18519 | 0.35024 | 0.30254 | 0.33185 | 0.3142 | 0.27126 | 0.39723
4057.56 | 2020-08-14 | 8 | 0.32194 | 0.21868 | 0.17562 | 0.11542 | 0.08295 | 0.073381 | 0.05907 | 0.032906 | 0.021207 | 0.022815 | 0.026834 | 0.014534 | 0.017824 | 0.046838 | 0.071484 | 0.09659 | 0.089117 | 0.091938 | 0.098788 | 0.12525 | 0.1849 | 0.20198 | 0.19861 | 0.1829
4057.56 | 2020-08-19 | 8 | 0.53308 | 0.56432 | 0.55871 | 0.49754 | 0.47265 | 0.4542 | 0.37143 | 0.35367 | 0.31146 | 0.26443 | 0.22054 | 0.22182 | 0.2599 | 0.33433 | 0.37628 | 0.43799 | 0.53442 | 0.62092 | 0.66106 | 0.65622 | 0.67219 | 0.64328 | 0.61263 | 0.62991
4057.56 | 2020-08-17 | 8 | 0.5234 | 0.40666 | 0.34056 | 0.27364 | 0.17451 | 0.14432 | 0.070063 | 0.02006 | 0.0024329 | 0.0069137 | 0.014389 | 0.018533 | 0.024753 | 0.021358 | 0.026333 | 0.038896 | 0.12423 | 0.26862 | 0.397 | 0.45851 | 0.4363 | 0.55701 | 0.62978 | 0.62755
4057.56 | 2020-08-15 | 8 | 0.15755 | 0.1089 | 0.09228 | 0.083077 | 0.070596 | 0.0407 | 0.023622 | 0.0087097 | 0.0057594 | 0.006281 | 0.0093566 | 0.0072657 | 0.011616 | 0.017187 | 0.079944 | 0.18783 | 0.32556 | 0.369 | 0.2394 | 0.34788 | 0.34418 | 0.29476 | 0.22117 | 0.14883
4057.56 | 2020-08-16 | 8 | 0.082319 | 0.046666 | 0.028657 | 0.019331 | 0.013502 | 0.00842 | 0.0028773 | 0.01494 | 0.043519 | 0.052419 | 0.057968 | 0.066326 | 0.079558 | 0.14783 | 0.27391 | 0.38039 | 0.48639 | 0.50288 | 0.36618 | 0.49481 | 0.65601 | 0.64573 | 0.62386 | 0.59686
4057.56 | 2020-08-13 | 8 | 0.32357 | 0.3398 | 0.3421 | 0.29991 | 0.23061 | 0.19785 | 0.17247 | 0.087889 | 0.13905 | 0.11619 | 0.02586 | 0.018196 | 0.026819 | 0.17214 | 0.36812 | 0.54704 | 0.60118 | 0.64001 | 0.6479 | 0.61749 | 0.58893 | 0.53283 | 0.46716 | 0.42729
4057.56 | 2020-09-06 | 9 | 0.10189 | 0.08209 | 0.053249 | 0.039229 | 0.028281 | 0.025497 | 0.0092076 | 0.0040402 | 0.0017102 | -0.0041459 | -0.00094727 | 0.0082245 | 0.029496 | 0.020288 | 0.020089 | 0.05025 | 0.14233 | 0.16316 | 0.19368 | 0.31104 | 0.38011 | 0.40218 | 0.38763 | 0.40034
4057.56 | 2020-09-05 | 9 | 0.18859 | 0.14927 | 0.10532 | 0.058575 | 0.027899 | 0.0098899 | 0.0082191 | 0.0058198 | 0.0029557 | 0.007944 | 0.014385 | 0.024538 | 0.032232 | 0.047273 | 0.05608 | 0.036384 | 0.020043 | 0.012414 | 0.024704 | 0.046314 | 0.087388 | 0.10467 | 0.11774 | 0.11844
4057.56 | 2020-09-30 | 9 | 0.15025 | 0.16138 | 0.20775 | 0.23384 | 0.21678 | 0.19432 | 0.17116 | 0.11823 | 0.067393 | 0.043276 | 0.02331 | 0.010001 | 0.013814 | 0.023936 | 0.034568 | 0.043943 | 0.11228 | 0.19497 | 0.28524 | 0.32185 | 0.31377 | 0.29306 | 0.26205 | 0.25149
4057.56 | 2020-09-07 | 9 | 0.41949 | 0.41607 | 0.44108 | 0.42949 | 0.37335 | 0.28041 | 0.22006 | 0.16714 | 0.13411 | 0.094632 | 0.096127 | 0.18581 | 0.39563 | 0.48147 | 0.45201 | 0.58069 | 0.65076 | 0.64812 | 0.6321 | 0.59214 | 0.51458 | 0.5246 | 0.64304 | 0.69209
4057.56 | 2020-09-29 | 9 | 0.0029504 | 0.0026409 | 0.0037627 | 0.0014619 | 0.00084299 | 0.0013333 | 0.0031572 | 0.0041217 | 0.0054073 | 0.0051142 | 0.01027 | 0.013313 | 0.017613 | 0.012952 | 0.0091607 | 0.0035024 | 0.0095833 | 0.016219 | 0.036967 | 0.081217 | 0.10164 | 0.1086 | 0.10718 | 0.13241
4057.56 | 2020-09-03 | 9 | 0.59466 | 0.60083 | 0.60637 | 0.57802 | 0.50117 | 0.43324 | 0.34431 | 0.25332 | 0.12005 | 0.027986 | 0.00087718 | -0.00020325 | 0.01572 | 0.013569 | 0.019773 | 0.034417 | 0.10737 | 0.29309 | 0.40746 | 0.49547 | 0.58276 | 0.56035 | 0.52637 | 0.51879
4057.56 | 2020-10-01 | 10 | 0.24215 | 0.25757 | 0.21014 | 0.15916 | 0.090763 | 0.050539 | 0.029137 | 0.014284 | 0.0019786 | 9.7371e-05 | 0.0070888 | 0.029296 | 0.046064 | 0.036286 | 0.007198 | 0.0096342 | 0.0083745 | 0.010949 | 0.055562 | 0.11397 | 0.1481 | 0.13997 | 0.1191 | 0.11859
4057.56 | 2020-10-02 | 10 | 0.14294 | 0.18495 | 0.18516 | 0.16542 | 0.15162 | 0.11886 | 0.082271 | 0.056056 | 0.028757 | 0.012882 | 0.0012145 | 0.003626 | 0.010285 | 0.016445 | 0.0087968 | 0.015088 | 0.06774 | 0.20767 | 0.27652 | 0.3303 | 0.35084 | 0.3758 | 0.41558 | 0.46787
4057.56 | 2020-10-15 | 10 | 0.041047 | 0.042492 | 0.037657 | 0.027261 | 0.0245 | 0.020722 | 0.015449 | 0.01154 | 0.0032634 | 0.0094951 | 0.0021878 | 0.053293 | 0.054553 | 0.026743 | 0.02305 | 0.025655 | 0.016757 | 0.026646 | 0.012931 | 0.0088287 | 0.0078268 | 0.010138 | 0.012505 | 0.0089468
4057.56 | 2020-10-16 | 10 | 0.034659 | 0.050011 | 0.033581 | 0.040966 | 0.042201 | 0.067699 | 0.055908 | 0.048268 | 0.038056 | 0.041804 | 0.057317 | 0.066514 | 0.041108 | 0.049919 | 0.048748 | 0.023503 | 0.014074 | 0.0036064 | 0.0026672 | 0.0022388 | 0.0023125 | -0.0098015 | 0.0051085 | 0.0027827
4057.56 | 2020-10-03 | 10 | 0.47017 | 0.43484 | 0.35795 | 0.2613 | 0.23405 | 0.19189 | 0.089345 | 0.038253 | 0.017119 | 0.0024735 | 0.0016921 | 0.017839 | 0.038124 | 0.026858 | 0.024929 | 0.016842 | 0.0061697 | 0.016135 | 0.090528 | 0.1878 | 0.21863 | 0.26537 | 0.25552 | 0.26922
4057.56 | 2020-11-05 | 11 | 0.032209 | 0.036431 | 0.033361 | 0.033929 | 0.035991 | 0.041749 | 0.042652 | 0.036797 | 0.032612 | 0.031374 | 0.025314 | 0.022554 | 0.01234 | 0.008299 | -0.0027878 | 0.0099435 | 0.0026045 | 0.0056798 | -0.00015143 | 0.0049496 | 0.0058306 | -7.9175e-05 | 0.0041867 | 0.0015766
4057.56 | 2020-11-04 | 11 | 0.12414 | 0.14141 | 0.13453 | 0.084537 | 0.050981 | 0.027503 | 0.016809 | 0.014339 | 0.018436 | 0.019327 | 0.023773 | 0.03856 | 0.042593 | 0.049461 | 0.046654 | 0.039604 | 0.013866 | 0.019869 | 0.027723 | 0.042401 | 0.038416 | 0.025896 | 0.026476 | 0.030684
4057.56 | 2020-11-02 | 11 | 0.0077557 | 0.0048769 | 0.0047028 | 0.010059 | 0.014896 | 0.010718 | 0.0047351 | -0.00024707 | 0.0016862 | 0.016966 | 0.033572 | 0.031683 | 0.030501 | 0.015866 | 0.0066412 | 0.0051292 | -0.0056623 | 0.0019497 | 0.0049364 | 0.019008 | 0.019576 | 0.025549 | 0.028684 | 0.030387
4057.56 | 2020-11-30 | 11 | 0.013102 | 0.0099248 | 0.0094058 | 0.008372 | 0.012998 | 0.0046913 | 0.013938 | 0.015405 | 0.011248 | 0.011692 | 0.011897 | 0.011281 | 0.01274 | 0.011287 | 0.0085752 | 0.012327 | 0.013416 | 0.023851 | 0.040699 | 0.040746 | 0.085403 | 0.096307 | 0.12979 | 0.20798
4057.56 | 2020-11-03 | 11 | 0.026 | 0.02226 | 0.03296 | 0.042233 | 0.029149 | 0.017021 | 0.014748 | 0.011344 | 0.007606 | 0.0037678 | 0.00077789 | 0.00062707 | 0.0089106 | 0.017647 | 0.076322 | 0.15544 | 0.20243 | 0.26901 | 0.3102 | 0.19331 | 0.14926 | 0.15732 | 0.19015 | 0.096541
4057.56 | 2020-12-15 | 12 | 0.24969 | 0.31014 | 0.19145 | 0.09466 | 0.03005 | 0.037544 | 0.075327 | 0.088256 | 0.05779 | 0.07324 | 0.09852 | 0.091277 | 0.071712 | 0.071349 | 0.061241 | 0.045551 | 0.03537 | 0.029004 | 0.02526 | 0.030163 | 0.037232 | 0.038505 | 0.040619 | 0.037288
4057.56 | 2020-12-14 | 12 | 0.33851 | 0.36381 | 0.37128 | 0.41912 | 0.41429 | 0.51216 | 0.54542 | 0.51817 | 0.63191 | 0.60543 | 0.58882 | 0.66723 | 0.65343 | 0.59367 | 0.57178 | 0.52474 | 0.58666 | 0.56582 | 0.50301 | 0.40771 | 0.38231 | 0.32959 | 0.37747 | 0.2228
4057.56 | 2020-12-16 | 12 | 0.038676 | 0.035718 | 0.031816 | 0.033214 | 0.036802 | 0.031815 | 0.029665 | 0.027503 | 0.026806 | 0.023957 | 0.025398 | 0.024489 | 0.018831 | 0.015616 | 0.010256 | 0.0041213 | 0.0051824 | 0.0060411 | 0.0051844 | 0.0043299 | 0.0027793 | 0.0019976 | 0.0018225 | 0.0010354
4057.56 | 2020-12-07 | 12 | 0.019981 | 0.048238 | 0.11658 | 0.17358 | 0.14707 | 0.12929 | 0.19792 | 0.25759 | 0.23559 | 0.28882 | 0.36798 | 0.42077 | 0.47087 | 0.44741 | 0.37165 | 0.35605 | 0.30599 | 0.23171 | 0.19408 | 0.13867 | 0.12087 | 0.1245 | 0.14851 | 0.17919
4057.56 | 2020-12-17 | 12 | 0.0071955 | 0.0064445 | 0.040788 | 0.058174 | 0.11963 | 0.30152 | 0.35233 | 0.27268 | 0.23246 | 0.34966 | 0.42527 | 0.59012 | 0.60216 | 0.53615 | 0.58627 | 0.48358 | 0.41863 | 0.33196 | 0.63937 | 0.7342 | 0.7259 | 0.62587 | 0.49488 | 0.40899
4057.56 | 2021-01-25 | 1 | 0.25402 | 0.23225 | 0.18535 | 0.50561 | 0.71949 | 0.6352 | 0.61004 | 0.58735 | 0.57401 | 0.6359 | 0.66427 | 0.70506 | 0.71816 | 0.75637 | 0.66985 | 0.55341 | 0.45356 | 0.33763 | 0.3828 | 0.38891 | 0.40829 | 0.46462 | 0.56115 | 0.6088
4057.56 | 2021-01-26 | 1 | 0.65428 | 0.64791 | 0.63686 | 0.63411 | 0.66568 | 0.7071 | 0.70757 | 0.68315 | 0.68453 | 0.65195 | 0.54779 | 0.44072 | 0.41374 | 0.37898 | 0.25878 | 0.27377 | 0.23473 | 0.11353 | 0.087951 | 0.082662 | 0.11535 | 0.12172 | 0.1414 | 0.19531
4057.56 | 2021-01-27 | 1 | 0.16616 | 0.13112 | 0.13273 | 0.13168 | 0.15982 | 0.20955 | 0.17542 | 0.13345 | 0.13153 | 0.083818 | 0.068016 | 0.074755 | 0.062759 | 0.063111 | 0.059054 | 0.063972 | 0.063905 | 0.06045 | 0.071347 | 0.046885 | 0.055497 | 0.076137 | 0.0587 | 0.059762
4057.56 | 2021-01-07 | 1 | 0.2361 | 0.2385 | 0.22494 | 0.14091 | 0.12209 | 0.035029 | 0.0068567 | 0.0061525 | -0.00084402 | 0.0060639 | 0.0058864 | 0.0016609 | 0.0090297 | 0.003781 | 0.0049087 | 0.0049177 | 0.006502 | -0.00098246 | 0.0037109 | 0.0013563 | 0.0025199 | 0.0012339 | 0.0016266 | 0.0029515
4057.56 | 2021-01-06 | 1 | 0.012501 | 0.012658 | 0.014248 | 0.011298 | 0.010006 | 0.0092815 | 0.0084375 | 0.0071254 | 0.0091883 | 0.0082335 | 0.0032618 | 0.00027715 | 0.008282 | 0.01718 | 0.050187 | 0.12953 | 0.26156 | 0.40905 | 0.41905 | 0.28984 | 0.25585 | 0.21792 | 0.19207 | 0.21861
4057.56 | 2021-02-09 | 2 | 0.31688 | 0.43457 | 0.40597 | 0.50924 | 0.60398 | 0.46107 | 0.30814 | 0.23827 | 0.2686 | 0.33777 | 0.37319 | 0.37453 | 0.40152 | 0.38011 | 0.35159 | 0.4701 | 0.62361 | 0.67205 | 0.6345 | 0.61813 | 0.66809 | 0.68529 | 0.63403 | 0.615
4057.56 | 2021-02-11 | 2 | 0.31241 | 0.30872 | 0.32911 | 0.29497 | 0.37727 | 0.14206 | 0.035652 | 0.13618 | 0.26462 | 0.091051 | 0.0033178 | 0.0044957 | 0.037139 | 0.097615 | 0.19626 | 0.38526 | 0.43899 | 0.6645 | 0.73273 | 0.72465 | 0.71813 | 0.70889 | 0.53394 | 0.36971
4057.56 | 2021-02-17 | 2 | 0.69698 | 0.64803 | 0.53213 | 0.45446 | 0.42995 | 0.40449 | 0.37267 | 0.37726 | 0.47451 | 0.52 | 0.49313 | 0.50074 | 0.45029 | 0.34081 | 0.2845 | 0.3112 | 0.34453 | 0.35105 | 0.3748 | 0.33267 | 0.22602 | 0.1892 | 0.1415 | 0.099046
4057.56 | 2021-02-08 | 2 | 0.30329 | 0.32006 | 0.29164 | 0.30724 | 0.24939 | 0.26669 | 0.27171 | 0.2168 | 0.18624 | 0.13557 | 0.11685 | 0.1491 | 0.23457 | 0.31052 | 0.32212 | 0.34206 | 0.33373 | 0.38694 | 0.46399 | 0.47584 | 0.41857 | 0.3599 | 0.30573 | 0.24904
4057.56 | 2021-02-04 | 2 | 0.67619 | 0.37703 | 0.21436 | 0.18184 | 0.16701 | 0.095421 | 0.053675 | 0.035252 | 0.06016 | 0.13699 | 0.18768 | 0.15003 | 0.094292 | 0.054531 | 0.041052 | 0.02448 | 0.020232 | 0.0063008 | 0.0064217 | 0.0099451 | 0.021598 | 0.027004 | 0.025292 | 0.019684
4148.56 | 2021-03-10 | 3 | 0.27107 | 0.21395 | 0.21062 | 0.17447 | 0.16281 | 0.17953 | 0.20783 | 0.29971 | 0.24491 | 0.30162 | 0.30233 | 0.263 | 0.24793 | 0.22104 | 0.27575 | 0.27029 | 0.24446 | 0.17817 | 0.17849 | 0.16898 | 0.15471 | 0.16169 | 0.18173 | 0.20439
4148.56 | 2021-03-09 | 3 | 0.56597 | 0.56022 | 0.57226 | 0.5774 | 0.55714 | 0.57996 | 0.66087 | 0.70621 | 0.70152 | 0.65372 | 0.63318 | 0.63976 | 0.71766 | 0.73002 | 0.596 | 0.52462 | 0.51502 | 0.42161 | 0.37906 | 0.30597 | 0.21964 | 0.21535 | 0.23747 | 0.25539
4148.56 | 2021-03-03 | 3 | 0.058317 | 0.092155 | 0.092162 | 0.08654 | 0.12649 | 0.099594 | 0.054348 | 0.043871 | 0.068978 | 0.068334 | 0.084053 | 0.24814 | 0.18462 | 0.17189 | 0.12743 | 0.14879 | 0.14849 | 0.15368 | 0.24813 | 0.34574 | 0.47016 | 0.54647 | 0.55583 | 0.54081
4148.56 | 2021-03-15 | 3 | 0.45048 | 0.44786 | 0.39595 | 0.39966 | 0.33378 | 0.3225 | 0.37135 | 0.43388 | 0.55926 | 0.71677 | 0.77637 | 0.8038 | 0.76515 | 0.78003 | 0.8024 | 0.65406 | 0.51527 | 0.58496 | 0.73414 | 0.61626 | 0.52755 | 0.50348 | 0.54361 | 0.58193
4148.56 | 2021-03-11 | 3 | 0.17167 | 0.14656 | 0.1573 | 0.15826 | 0.13215 | 0.10337 | 0.073991 | 0.088413 | 0.0713 | 0.05675 | 0.064539 | 0.077113 | 0.089698 | 0.12592 | 0.18576 | 0.18929 | 0.23617 | 0.17555 | 0.16958 | 0.14684 | 0.14574 | 0.1772 | 0.16577 | 0.15004
4282.67 | 2021-04-30 | 4 | 0.38538 | 0.40844 | 0.32593 | 0.17219 | 0.122 | 0.16621 | 0.10302 | 0.01942 | 0.0072554 | 0.0063456 | 0.0034144 | 0.011403 | 0.024831 | 0.065858 | 0.18913 | 0.33329 | 0.43789 | 0.60565 | 0.62503 | 0.60497 | 0.6088 | 0.6341 | 0.65399 | 0.63656
4282.67 | 2021-04-29 | 4 | 0.52217 | 0.39145 | 0.30886 | 0.12124 | 0.066528 | 0.051992 | 0.049181 | 0.035211 | 0.05455 | 0.11931 | 0.16189 | 0.14204 | 0.12432 | 0.089304 | 0.049088 | 0.02333 | 0.047167 | 0.19814 | 0.31431 | 0.35921 | 0.36035 | 0.2808 | 0.27382 | 0.34084
4282.67 | 2021-04-19 | 4 | 0.36622 | 0.50369 | 0.55118 | 0.51148 | 0.4039 | 0.27503 | 0.31375 | 0.29445 | 0.27515 | 0.20285 | 0.154 | 0.16361 | 0.19823 | 0.26604 | 0.37923 | 0.53303 | 0.60094 | 0.5413 | 0.52468 | 0.55705 | 0.58337 | 0.62251 | 0.70815 | 0.78185
4282.67 | 2021-04-01 | 4 | 0.046141 | 0.045496 | 0.08714 | 0.075695 | 0.051101 | 0.036676 | 0.027654 | 0.032246 | 0.035849 | 0.047163 | 0.08326 | 0.054972 | 0.026603 | 0.018557 | 0.0085732 | 0.0011927 | 0.0023958 | 0.0053313 | 0.013362 | 0.019217 | 0.063013 | 0.091222 | 0.14695 | 0.17686
4282.67 | 2021-04-28 | 4 | 0.62108 | 0.5515 | 0.41206 | 0.36609 | 0.41303 | 0.43236 | 0.25995 | 0.15232 | 0.1044 | 0.086608 | 0.10176 | 0.088035 | 0.10123 | 0.12769 | 0.2536 | 0.35071 | 0.43854 | 0.57056 | 0.5939 | 0.67641 | 0.68915 | 0.60927 | 0.5804 | 0.57401
4282.67 | 2021-05-31 | 5 | 0.62139 | 0.60159 | 0.55822 | 0.4476 | 0.37315 | 0.29627 | 0.19031 | 0.083714 | 0.012165 | 0.017053 | 0.060164 | 0.058199 | 0.042819 | 0.02166 | 0.024337 | 0.071001 | 0.12446 | 0.1653 | 0.31031 | 0.2566 | 0.36543 | 0.40684 | 0.43759 | 0.45395
4282.67 | 2021-05-05 | 5 | 0.33443 | 0.36001 | 0.33135 | 0.29643 | 0.28583 | 0.24403 | 0.18628 | 0.054801 | 0.006304 | 0.01662 | 0.048396 | 0.06446 | 0.055146 | 0.057874 | 0.054389 | 0.05105 | 0.033831 | 0.045715 | 0.084424 | 0.11326 | 0.19456 | 0.21171 | 0.21764 | 0.24008
4282.67 | 2021-05-04 | 5 | 0.41153 | 0.29949 | 0.18026 | 0.12315 | 0.0837 | 0.053719 | 0.031744 | 0.0076286 | 0.00040273 | 0.00085022 | 0.00013426 | 0.0073273 | 0.019893 | 0.031572 | 0.075908 | 0.18717 | 0.28601 | 0.34135 | 0.35314 | 0.32665 | 0.28497 | 0.24288 | 0.34506 | 0.34971
4282.67 | 2021-05-12 | 5 | 0.39255 | 0.35657 | 0.33558 | 0.28692 | 0.19052 | 0.12655 | 0.099602 | 0.046422 | 0.0052705 | 0.0048034 | 0.011226 | 0.025308 | 0.041342 | 0.04231 | 0.050401 | 0.1034 | 0.20495 | 0.26405 | 0.27684 | 0.29504 | 0.30083 | 0.30499 | 0.33588 | 0.39705
4282.67 | 2021-05-25 | 5 | 0.59291 | 0.64299 | 0.65526 | 0.67973 | 0.65127 | 0.65092 | 0.59818 | 0.55804 | 0.50465 | 0.49655 | 0.48995 | 0.4957 | 0.4866 | 0.4569 | 0.50555 | 0.53143 | 0.57366 | 0.62671 | 0.57754 | 0.54008 | 0.48651 | 0.45565 | 0.45799 | 0.54845
4292.47 | 2021-06-17 | 6 | 0.35936 | 0.23674 | 0.15176 | 0.11987 | 0.097009 | 0.041131 | 0.023881 | 0.011756 | 0.0025056 | 0.0037716 | 0.028592 | 0.039902 | 0.063985 | 0.06261 | 0.062272 | 0.13857 | 0.21206 | 0.26569 | 0.24322 | 0.33509 | 0.52962 | 0.56152 | 0.47096 | 0.44401
4292.47 | 2021-06-18 | 6 | 0.40459 | 0.4234 | 0.23345 | 0.2613 | 0.33341 | 0.21647 | 0.15431 | 0.15096 | 0.11626 | 0.10632 | 0.12469 | 0.1165 | 0.088171 | 0.087937 | 0.11567 | 0.12916 | 0.18919 | 0.25324 | 0.24078 | 0.31537 | 0.40094 | 0.42281 | 0.43911 | 0.43519
4292.47 | 2021-06-16 | 6 | 0.28192 | 0.26064 | 0.21849 | 0.22295 | 0.15904 | 0.0494 | 0.027158 | 0.021917 | 0.023974 | 0.026076 | 0.021576 | 0.064112 | 0.14379 | 0.19496 | 0.20351 | 0.24016 | 0.3114 | 0.35606 | 0.35243 | 0.371 | 0.40922 | 0.45015 | 0.48294 | 0.46162
4292.47 | 2021-06-15 | 6 | 0.50428 | 0.50609 | 0.55691 | 0.5517 | 0.55934 | 0.4869 | 0.39563 | 0.31553 | 0.18498 | 0.13469 | 0.10985 | 0.076578 | 0.10853 | 0.16859 | 0.21321 | 0.27453 | 0.33078 | 0.35465 | 0.36018 | 0.38996 | 0.47778 | 0.46483 | 0.43151 | 0.32584
4292.47 | 2021-06-28 | 6 | 0.62083 | 0.58558 | 0.52667 | 0.45709 | 0.38873 | 0.29488 | 0.22212 | 0.13348 | 0.051038 | 0.03505 | 0.041101 | 0.052703 | 0.046536 | 0.033714 | 0.041504 | 0.050845 | 0.13073 | 0.26141 | 0.38773 | 0.50039 | 0.51995 | 0.56711 | 0.58315 | 0.57538
4292.47 | 2021-07-09 | 7 | 0.54308 | 0.54445 | 0.46289 | 0.37294 | 0.27707 | 0.23407 | 0.17819 | 0.12703 | 0.06366 | 0.016382 | 0.012678 | 0.044823 | 0.092654 | 0.1025 | 0.070202 | 0.076158 | 0.15199 | 0.22206 | 0.28108 | 0.3654 | 0.45553 | 0.49517 | 0.57153 | 0.63957
4292.47 | 2021-07-19 | 7 | 0.093533 | 0.07748 | 0.081741 | 0.06518 | 0.063049 | 0.061334 | 0.037502 | 0.018564 | 0.012347 | 0.011373 | 0.0098608 | 0.012868 | 0.026953 | 0.050146 | 0.078188 | 0.16263 | 0.19615 | 0.2381 | 0.38548 | 0.48061 | 0.46711 | 0.49427 | 0.45908 | 0.47106
4292.47 | 2021-07-29 | 7 | 0.40986 | 0.29125 | 0.24723 | 0.21599 | 0.19857 | 0.15163 | 0.1013 | 0.066107 | 0.040174 | 0.031604 | 0.019433 | 0.022826 | 0.030044 | 0.04956 | 0.083111 | 0.22166 | 0.43061 | 0.4775 | 0.50166 | 0.48898 | 0.47108 | 0.49694 | 0.46438 | 0.43517
4292.47 | 2021-07-21 | 7 | 0.59611 | 0.59529 | 0.57346 | 0.51876 | 0.48162 | 0.39769 | 0.32677 | 0.21812 | 0.13786 | 0.072303 | 0.044264 | 0.02822 | 0.058937 | 0.10168 | 0.13676 | 0.18035 | 0.28206 | 0.35785 | 0.43292 | 0.45628 | 0.46716 | 0.4339 | 0.41121 | 0.40609
4292.47 | 2021-07-20 | 7 | 0.46172 | 0.39823 | 0.36431 | 0.29196 | 0.25134 | 0.23587 | 0.20196 | 0.14849 | 0.11634 | 0.066733 | 0.029274 | 0.013283 | 0.022002 | 0.062584 | 0.1607 | 0.28932 | 0.41292 | 0.47336 | 0.49568 | 0.47237 | 0.51261 | 0.5443 | 0.57125 | 0.59217
4292.47 | 2021-07-28 | 7 | 0.32657 | 0.3597 | 0.33578 | 0.25497 | 0.1783 | 0.11482 | 0.069889 | 0.019574 | 0.013809 | 0.0066261 | 0.0077908 | 0.020977 | 0.019177 | 0.021039 | 0.026164 | 0.073376 | 0.16156 | 0.21894 | 0.27247 | 0.29506 | 0.39875 | 0.40639 | 0.42121 | 0.46625
4292.47 | 7/10/2021 | 7 | 0.69288 | 0.71826 | 0.67325 | 0.64145 | 0.55908 | 0.49612 | 0.46529 | 0.46169 | 0.40876 | 0.38397 | 0.38696 | 0.38865 | 0.41438 | 0.47406 | 0.54989 | 0.6258 | 0.67147 | 0.67767 | 0.66503 | 0.64466 | 0.64708 | 0.64716 | 0.6764 | 0.68535
4292.47 | 2021-07-12 | 7 | 0.57482 | 0.55118 | 0.51135 | 0.45497 | 0.40312 | 0.32302 | 0.29856 | 0.26469 | 0.25857 | 0.19256 | 0.13058 | 0.090141 | 0.085137 | 0.14741 | 0.2662 | 0.41679 | 0.5285 | 0.59132 | 0.59254 | 0.62059 | 0.63915 | 0.64343 | 0.60045 | 0.56073
4292.47 | 2021-08-16 | 8 | 0.58989 | 0.59716 | 0.58898 | 0.52511 | 0.41952 | 0.37002 | 0.27094 | 0.12639 | 0.038378 | 0.020459 | 0.020507 | 0.032396 | 0.037927 | 0.094733 | 0.16024 | 0.27672 | 0.35701 | 0.4911 | 0.59524 | 0.64243 | 0.68199 | 0.72766 | 0.73437 | 0.66613
4292.47 | 2021-08-12 | 8 | 0.47352 | 0.53921 | 0.6093 | 0.61808 | 0.56764 | 0.52091 | 0.46625 | 0.419 | 0.35721 | 0.27587 | 0.20466 | 0.17627 | 0.18237 | 0.18209 | 0.21686 | 0.34905 | 0.46098 | 0.59447 | 0.68353 | 0.69022 | 0.69204 | 0.69429 | 0.69305 | 0.72967
4292.47 | 2021-08-27 | 8 | 0.43944 | 0.38787 | 0.34736 | 0.33893 | 0.30511 | 0.23173 | 0.13789 | 0.055898 | 0.01672 | 0.011724 | 0.010969 | 0.025907 | 0.057535 | 0.074107 | 0.13243 | 0.16319 | 0.19601 | 0.22808 | 0.26667 | 0.29732 | 0.33751 | 0.32461 | 0.27615 | 0.21094
4292.47 | 2021-08-10 | 8 | 0.26965 | 0.28026 | 0.28039 | 0.2738 | 0.21979 | 0.19873 | 0.14247 | 0.095683 | 0.052062 | 0.037678 | 0.040388 | 0.032959 | 0.033895 | 0.03852 | 0.050787 | 0.099167 | 0.1472 | 0.21346 | 0.23413 | 0.29106 | 0.34255 | 0.37381 | 0.36217 | 0.51847
4292.47 | 2021-08-11 | 8 | 0.48793 | 0.41935 | 0.3776 | 0.35815 | 0.3576 | 0.30659 | 0.249 | 0.25192 | 0.22599 | 0.23378 | 0.19978 | 0.12308 | 0.071805 | 0.027695 | 0.017282 | 0.045199 | 0.1796 | 0.31272 | 0.37522 | 0.45459 | 0.54596 | 0.52099 | 0.48314 | 0.46691
4352.67 | 2021-09-08 | 9 | 0.6241 | 0.57261 | 0.57429 | 0.57272 | 0.40785 | 0.21988 | 0.12736 | 0.089576 | 0.054413 | 0.032126 | 0.0043138 | 0.0177 | 0.017828 | 0.024555 | 0.028336 | 0.032578 | 0.038149 | 0.097911 | 0.23967 | 0.27213 | 0.17357 | 0.068756 | 0.038085 | 0.025789
4352.67 | 2021-09-09 | 9 | 0.029128 | 0.037026 | 0.0082785 | 0.0090068 | 0.01344 | 0.015953 | 0.015447 | 0.01221 | 0.013541 | 0.024479 | 0.037068 | 0.044082 | 0.10548 | 0.11763 | 0.089744 | 0.15733 | 0.17509 | 0.19633 | 0.15795 | 0.10071 | 0.10446 | 0.1161 | 0.11489 | 0.10436
4352.67 | 2021-09-07 | 9 | 0.4323 | 0.37422 | 0.31612 | 0.27696 | 0.29079 | 0.27995 | 0.19888 | 0.1488 | 0.075641 | 0.025576 | 0.00038617 | 0.0057305 | 0.021097 | 0.036227 | 0.044722 | 0.045224 | 0.073924 | 0.17114 | 0.32537 | 0.49513 | 0.58866 | 0.63404 | 0.66612 | 0.67106
4352.67 | 2021-09-21 | 9 | 0.066129 | 0.053049 | 0.049939 | 0.040968 | 0.037616 | 0.034262 | 0.033597 | 0.038267 | 0.048725 | 0.077482 | 0.10553 | 0.14251 | 0.097434 | 0.077962 | 0.037235 | 0.022718 | 0.014261 | 0.0045936 | 0.0011459 | 5.0369e-06 | 0.00029142 | 0.00063301 | 0.0050841 | 0.0069115
4352.67 | 2021-09-10 | 9 | 0.089438 | 0.075868 | 0.077306 | 0.05472 | 0.0431 | 0.047115 | 0.03413 | 0.0098396 | 0.012905 | 0.0052732 | 0.037027 | 0.06692 | 0.079083 | 0.11279 | 0.17592 | 0.17112 | 0.20396 | 0.18504 | 0.20004 | 0.22333 | 0.27408 | 0.29532 | 0.32157 | 0.30544
4409.81 | 2021-10-01 | 10 | 0.003954 | 0.010078 | 0.011579 | 0.012111 | 0.01103 | 0.0091322 | 0.0089057 | 0.01056 | 0.011835 | 0.01731 | 0.019424 | 0.019762 | 0.020389 | 0.022507 | 0.018048 | 0.022681 | 0.019201 | 0.010304 | 0.002036 | 0.0053506 | 0.004776 | 0.0047793 | 0.0066236 | 0.0076982
4409.81 | 2021-10-04 | 10 | 0.035672 | 0.018591 | 0.017416 | 0.009379 | 0.008779 | 0.0078929 | 0.0066767 | 0.0036407 | 0.0015414 | 0.0025885 | 0.0012914 | 0.011293 | 0.016101 | 0.012211 | 0.011609 | 0.011612 | 0.011145 | 0.010359 | 0.088286 | 0.12883 | 0.20701 | 0.34955 | 0.29645 | 0.29551
4409.81 | 2021-10-03 | 10 | 0.0051855 | 0.0045599 | 0.0047668 | 0.0074524 | 0.0084601 | 0.0075097 | 0.0033489 | 0.0033214 | 0.0064669 | 0.012101 | 0.026953 | 0.049973 | 0.064991 | 0.062846 | 0.058311 | 0.050533 | 0.021912 | 0.0059652 | 0.013677 | 0.041554 | 0.11092 | 0.12094 | 0.10258 | 0.056819
4409.81 | 2021-10-02 | 10 | 0.0060367 | 0.0052582 | 0.0039786 | 0.0068309 | 0.0068108 | 0.0044324 | 0.0026817 | 0.0023748 | 0.0040544 | 0.0091333 | 0.023715 | 0.038681 | 0.05223 | 0.04642 | 0.035647 | 0.033814 | 0.036711 | 0.022526 | 0.0077965 | 0.013325 | 0.0089871 | 0.0035894 | 0.0084042 | 0.0071541
4409.81 | 2021-10-05 | 10 | 0.28217 | 0.22071 | 0.19657 | 0.20871 | 0.15881 | 0.070435 | 0.029255 | 0.045616 | 0.091097 | 0.14163 | 0.10503 | 0.073157 | 0.056913 | 0.063242 | 0.066549 | 0.078629 | 0.11444 | 0.18787 | 0.25867 | 0.29625 | 0.29831 | 0.30319 | 0.30262 | 0.31722
4409.81 | 2021-11-12 | 11 | 0.024316 | 0.027454 | 0.029869 | 0.027086 | 0.023 | 0.024079 | 0.03372 | 0.028611 | 0.032482 | 0.042865 | 0.044072 | 0.040328 | 0.033906 | 0.039547 | 0.024832 | 0.025734 | 0.019256 | 0.016832 | 0.013551 | 0.011375 | 0.0097758 | 0.0092068 | 0.011547 | 0.0099821
4409.81 | 2021-11-11 | 11 | 0.018011 | 0.014051 | 0.022701 | 0.032872 | 0.040147 | 0.038223 | 0.050297 | 0.048747 | 0.046483 | 0.042405 | 0.048521 | 0.057215 | 0.054537 | 0.048307 | 0.046179 | 0.039767 | 0.033889 | 0.022729 | 0.023081 | 0.018699 | 0.024706 | 0.022723 | 0.023536 | 0.025197
4409.81 | 2021-11-15 | 11 | 0.0030443 | 0.006726 | 0.008414 | 0.0065828 | 0.0054906 | 0.0090915 | 0.0156 | 0.0091447 | 0.013169 | 0.029479 | 0.098592 | 0.17975 | 0.29391 | 0.28791 | 0.20727 | 0.23537 | 0.26181 | 0.32643 | 0.29928 | 0.30459 | 0.32511 | 0.35967 | 0.38454 | 0.33778
4409.81 | 2021-11-29 | 11 | 0.02405 | 0.017654 | 0.014595 | 0.01688 | 0.017339 | 0.01432 | 0.023257 | 0.0063833 | 0.0050139 | 0.0035678 | 0.0037842 | 0.0031296 | 0.0038722 | 0.0045139 | 0.0042533 | 0.0033531 | 0.0057808 | 0.0069457 | 0.0095196 | 0.01665 | 0.036888 | 0.029831 | 0.029797 | 0.024741
4409.81 | 2021-11-30 | 11 | 0.012568 | 0.010651 | 0.0085157 | 0.009241 | 0.0071342 | 0.0048674 | 0.010633 | 0.0053639 | 0.0090997 | 0.023211 | 0.050104 | 0.058688 | 0.065858 | 0.066834 | 0.048476 | 0.027456 | 0.019038 | 0.023841 | 0.029721 | 0.03456 | 0.031214 | 0.027854 | 0.023373 | 0.017067
4409.81 | 2021-12-14 | 12 | 0.30908 | 0.32087 | 0.36312 | 0.35431 | 0.4253 | 0.26712 | 0.27843 | 0.23272 | 0.22289 | 0.37169 | 0.34965 | 0.54169 | 0.63421 | 0.56087 | 0.45442 | 0.48592 | 0.52518 | 0.59649 | 0.60613 | 0.41963 | 0.37268 | 0.40825 | 0.30735 | 0.24328
4409.81 | 2021-12-15 | 12 | 0.23452 | 0.19372 | 0.16839 | 0.1693 | 0.17778 | 0.16391 | 0.20369 | 0.14292 | 0.11783 | 0.14791 | 0.17152 | 0.066387 | 0.019915 | 0.0087214 | 0.0075662 | 0.023178 | 0.028464 | 0.032572 | 0.038507 | 0.044421 | 0.051719 | 0.044556 | 0.071377 | 0.097733
4409.81 | 2021-12-13 | 12 | 0.14304 | 0.14907 | 0.15437 | 0.1768 | 0.21586 | 0.23823 | 0.26795 | 0.21875 | 0.20205 | 0.23369 | 0.27633 | 0.30365 | 0.2976 | 0.30209 | 0.30478 | 0.28005 | 0.32121 | 0.2927 | 0.28931 | 0.2702 | 0.27232 | 0.28073 | 0.29904 | 0.28684
4409.81 | 2021-12-16 | 12 | 0.24579 | 0.23096 | 0.16291 | 0.24649 | 0.22981 | 0.20634 | 0.23208 | 0.20748 | 0.27339 | 0.3137 | 0.25521 | 0.34076 | 0.36576 | 0.35196 | 0.37687 | 0.36078 | 0.3115 | 0.20938 | 0.19122 | 0.24901 | 0.32896 | 0.15524 | 0.07163 | 0.042645
4409.81 | 2021-12-20 | 12 | 0.014069 | 0.015358 | 0.013553 | 0.01443 | 0.015916 | 0.022044 | 0.023183 | 0.032662 | 0.026158 | 0.036754 | 0.033165 | 0.030788 | 0.036888 | 0.030858 | 0.032071 | 0.027423 | 0.039504 | 0.043718 | 0.051036 | 0.033137 | 0.028974 | 0.016613 | 0.017064 | 0.016177
4665.81 | 2022-01-03 | 1 | 0.010217 | 0.014098 | 0.010826 | 0.0046004 | 0.0052816 | 0.0079116 | 0.018284 | 0.010737 | 0.010265 | 0.0077575 | 0.0079302 | 0.015281 | 0.040059 | 0.059351 | 0.088952 | 0.16191 | 0.24717 | 0.3206 | 0.3515 | 0.31322 | 0.34273 | 0.39075 | 0.40333 | 0.36572
4665.81 | 2022-01-04 | 1 | 0.39084 | 0.37824 | 0.30652 | 0.29394 | 0.28915 | 0.27542 | 0.2738 | 0.31457 | 0.4015 | 0.545 | 0.5638 | 0.49609 | 0.4459 | 0.42928 | 0.4007 | 0.41783 | 0.36494 | 0.35622 | 0.46572 | 0.46275 | 0.52077 | 0.45482 | 0.32297 | 0.23555
4665.81 | 2022-01-31 | 1 | 0.12063 | 0.1733 | 0.23127 | 0.23338 | 0.26437 | 0.3215 | 0.29435 | 0.23168 | 0.20018 | 0.10791 | 0.078372 | 0.085409 | 0.095521 | 0.15023 | 0.13827 | 0.15314 | 0.29854 | 0.40542 | 0.46863 | 0.52262 | 0.41422 | 0.48868 | 0.46057 | 0.38898
4665.81 | 2022-01-10 | 1 | 0.10243 | 0.10325 | 0.10156 | 0.081319 | 0.067715 | 0.066454 | 0.070547 | 0.069187 | 0.067294 | 0.072193 | 0.079795 | 0.089549 | 0.12353 | 0.14056 | 0.10782 | 0.090445 | 0.088771 | 0.069755 | 0.06507 | 0.085106 | 0.07799 | 0.084358 | 0.098986 | 0.092935
4665.81 | 2022-01-05 | 1 | 0.22502 | 0.35344 | 0.37503 | 0.31542 | 0.39317 | 0.36874 | 0.289 | 0.31191 | 0.30801 | 0.30954 | 0.28611 | 0.2278 | 0.15318 | 0.09569 | 0.083931 | 0.1032 | 0.11312 | 0.23095 | 0.14317 | 0.04924 | 0.031629 | 0.032046 | 0.024255 | 0.014108
4665.81 | 2022-02-23 | 2 | 0.29882 | 0.28992 | 0.29448 | 0.25067 | 0.24667 | 0.28172 | 0.3455 | 0.50431 | 0.58223 | 0.62779 | 0.64344 | 0.54284 | 0.56319 | 0.68242 | 0.69645 | 0.68365 | 0.6623 | 0.60788 | 0.60781 | 0.51479 | 0.40962 | 0.23059 | 0.15416 | 0.14353
4665.81 | 2022-02-22 | 2 | 0.42658 | 0.44931 | 0.44459 | 0.42834 | 0.3604 | 0.35517 | 0.37147 | 0.38117 | 0.43321 | 0.48505 | 0.50718 | 0.5272 | 0.51664 | 0.5562 | 0.53694 | 0.56321 | 0.55498 | 0.65994 | 0.65777 | 0.49169 | 0.43894 | 0.45002 | 0.40513 | 0.31343
4665.81 | 2022-02-24 | 2 | 0.1237 | 0.060969 | 0.045938 | 0.034745 | 0.027261 | 0.018898 | 0.026646 | 0.013679 | 0.010461 | 0.015858 | 0.015923 | 0.011806 | 0.025413 | 0.067619 | 0.11544 | 0.18745 | 0.22471 | 0.21207 | 0.23579 | 0.22394 | 0.1965 | 0.14994 | 0.094442 | 0.039672
4665.81 | 2022-02-01 | 2 | 0.37407 | 0.50249 | 0.54497 | 0.61247 | 0.65386 | 0.67871 | 0.6102 | 0.35582 | 0.28204 | 0.23215 | 0.24089 | 0.16983 | 0.1429 | 0.13863 | 0.15315 | 0.14099 | 0.13888 | 0.15318 | 0.089366 | 0.092637 | 0.083558 | 0.075323 | 0.31756 | 0.17396
4665.81 | 2022-02-10 | 2 | 0.11235 | 0.15236 | 0.16029 | 0.17627 | 0.15228 | 0.11508 | 0.11094 | 0.1392 | 0.17805 | 0.20318 | 0.24446 | 0.2463 | 0.23771 | 0.21007 | 0.20042 | 0.11526 | 0.089806 | 0.049338 | 0.030156 | 0.042211 | 0.035226 | 0.025358 | 0.022387 | 0.022668
4665.81 | 2022-03-23 | 3 | 0.043732 | 0.056155 | 0.07051 | 0.085456 | 0.10033 | 0.1154 | 0.13254 | 0.12521 | 0.1144 | 0.046835 | 0.042486 | 0.050849 | 0.049427 | 0.026088 | 0.01631 | 0.0080588 | 0.010471 | 0.04614 | 0.061968 | 0.071296 | 0.13833 | 0.16984 | 0.18702 | 0.21317
4665.81 | 2022-03-24 | 3 | 0.23313 | 0.25457 | 0.25282 | 0.19624 | 0.20857 | 0.19143 | 0.12731 | 0.073617 | 0.050594 | 0.024824 | 0.0079884 | 0.0054375 | 0.0077158 | 0.0083235 | 0.0091786 | 0.007823 | 0.015844 | 0.039737 | 0.071253 | 0.11413 | 0.15248 | 0.14717 | 0.14922 | 0.14182
4665.81 | 2022-03-22 | 3 | 0.075061 | 0.052863 | 0.074837 | 0.11423 | 0.15914 | 0.15045 | 0.091948 | 0.086537 | 0.074633 | 0.082561 | 0.10706 | 0.1071 | 0.1004 | 0.12757 | 0.1254 | 0.066122 | 0.034432 | 0.026161 | 0.022049 | 0.019003 | 0.018077 | 0.028268 | 0.033948 | 0.034104
4665.81 | 2022-03-25 | 3 | 0.12252 | 0.10589 | 0.073577 | 0.058716 | 0.055776 | 0.047981 | 0.014243 | 0.0074668 | 0.0065899 | 0.0070412 | 0.01282 | 0.019093 | 0.032596 | 0.056529 | 0.062891 | 0.073155 | 0.082223 | 0.065804 | 0.055796 | 0.048287 | 0.055613 | 0.063589 | 0.069438 | 0.07125
4665.81 | 2022-03-01 | 3 | 0.14917 | 0.085979 | 0.076599 | 0.072716 | 0.07992 | 0.074041 | 0.046041 | 0.039675 | 0.044927 | 0.032527 | 0.037202 | 0.043078 | 0.040838 | 0.032044 | 0.019242 | 0.017431 | 0.099065 | 0.10804 | 0.1207 | 0.16142 | 0.14347 | 0.12662 | 0.06351 | 0.043668
4665.81 | 2022-04-08 | 4 | 0.043712 | 0.05031 | 0.058932 | 0.052849 | 0.058307 | 0.053717 | 0.048697 | 0.050662 | 0.053368 | 0.050936 | 0.04744 | 0.043302 | 0.034431 | 0.022843 | 0.013167 | 0.035666 | 0.12697 | 0.24465 | 0.27614 | 0.34985 | 0.41996 | 0.39708 | 0.41985 | 0.46044
4665.81 | 2022-04-07 | 4 | 0.098194 | 0.11007 | 0.12279 | 0.12321 | 0.11941 | 0.11744 | 0.1152 | 0.096277 | 0.092808 | 0.089458 | 0.12811 | 0.14476 | 0.12195 | 0.11996 | 0.1164 | 0.10315 | 0.10026 | 0.08645 | 0.060183 | 0.048554 | 0.048695 | 0.047032 | 0.045489 | 0.045955
4665.81 | 2022-04-06 | 4 | 0.50458 | 0.39582 | 0.24322 | 0.13915 | 0.082855 | 0.066578 | 0.069498 | 0.060321 | 0.05051 | 0.067014 | 0.081549 | 0.097868 | 0.086887 | 0.07569 | 0.081455 | 0.081387 | 0.06785 | 0.068929 | 0.080394 | 0.074961 | 0.08674 | 0.089973 | 0.082625 | 0.086563
4665.81 | 2022-04-25 | 4 | 0.13195 | 0.12746 | 0.11309 | 0.078812 | 0.043302 | 0.037982 | 0.037573 | 0.037611 | 0.03535 | 0.052449 | 0.068583 | 0.069578 | 0.08229 | 0.041222 | 0.018815 | 0.011908 | 0.0055738 | 0.0072309 | 0.010225 | 0.043684 | 0.093235 | 0.135 | 0.1762 | 0.1925
4665.81 | 2022-04-26 | 4 | 0.20352 | 0.20396 | 0.22944 | 0.26905 | 0.28165 | 0.22017 | 0.18004 | 0.13563 | 0.14608 | 0.205 | 0.16439 | 0.13793 | 0.19069 | 0.24343 | 0.28964 | 0.33902 | 0.3792 | 0.52317 | 0.6272 | 0.61478 | 0.63057 | 0.59496 | 0.55742 | 0.71433
4665.81 | 2022-05-25 | 5 | 0.35055 | 0.33397 | 0.32419 | 0.28118 | 0.19836 | 0.10648 | 0.044128 | 0.01001 | 0.0015266 | 0.010872 | 0.066088 | 0.068464 | 0.042493 | 0.024265 | 0.043492 | 0.047081 | 0.14003 | 0.23488 | 0.23452 | 0.21237 | 0.26737 | 0.26893 | 0.28427 | 0.287
4665.81 | 2022-05-24 | 5 | 0.51049 | 0.44091 | 0.36241 | 0.34645 | 0.26342 | 0.16112 | 0.050708 | 0.012846 | 0.016035 | 0.048277 | 0.056364 | 0.051871 | 0.022242 | 0.022869 | 0.01815 | 0.048939 | 0.12601 | 0.20644 | 0.32035 | 0.33949 | 0.29489 | 0.33698 | 0.32873 | 0.31185
4665.81 | 2022-05-18 | 5 | 0.73478 | 0.72148 | 0.69483 | 0.65068 | 0.61615 | 0.56169 | 0.50455 | 0.44067 | 0.29146 | 0.13511 | 0.093095 | 0.0891 | 0.096718 | 0.11176 | 0.23323 | 0.35677 | 0.45729 | 0.53134 | 0.58285 | 0.62834 | 0.63893 | 0.64417 | 0.62805 | 0.60751
4665.81 | 2022-05-26 | 5 | 0.29511 | 0.27365 | 0.27968 | 0.29751 | 0.26435 | 0.17274 | 0.097023 | 0.040785 | 0.024521 | 0.045045 | 0.089437 | 0.11562 | 0.17086 | 0.208 | 0.24755 | 0.30022 | 0.36124 | 0.41212 | 0.40955 | 0.35463 | 0.33121 | 0.31422 | 0.33399 | 0.37414
4665.81 | 2022-05-14 | 5 | 0.61288 | 0.58831 | 0.56625 | 0.52445 | 0.46222 | 0.4253 | 0.37209 | 0.2199 | 0.088952 | 0.031291 | 0.0076314 | 0.029316 | 0.053106 | 0.042406 | 0.029085 | 0.016652 | 0.026717 | 0.085245 | 0.19581 | 0.31606 | 0.34552 | 0.34222 | 0.31402 | 0.29881
4665.81 | 2022-06-27 | 6 | 0.32394 | 0.33218 | 0.33002 | 0.2849 | 0.19863 | 0.13446 | 0.083294 | 0.07298 | 0.030624 | 0.019523 | 0.01481 | 0.010329 | 0.015861 | 0.023554 | 0.026906 | 0.03551 | 0.064934 | 0.19301 | 0.28993 | 0.34303 | 0.40298 | 0.44227 | 0.43003 | 0.39607
4665.81 | 2022-06-28 | 6 | 0.42773 | 0.49615 | 0.48957 | 0.43465 | 0.3735 | 0.32888 | 0.22913 | 0.16232 | 0.07282 | 0.032827 | 0.014537 | 0.021586 | 0.054244 | 0.072259 | 0.1287 | 0.23465 | 0.35898 | 0.45365 | 0.50626 | 0.57269 | 0.59506 | 0.62402 | 0.60633 | 0.59351
4665.81 | 2022-06-23 | 6 | 0.011533 | 0.0080545 | 0.01458 | 0.021965 | 0.015208 | 0.01653 | 0.010039 | 0.0094171 | 0.0050318 | 0.010485 | 0.018017 | 0.024764 | 0.045728 | 0.068873 | 0.092542 | 0.14607 | 0.20027 | 0.23352 | 0.26254 | 0.2834 | 0.29984 | 0.28011 | 0.21855 | 0.2385
4665.81 | 2022-06-24 | 6 | 0.30426 | 0.33399 | 0.35538 | 0.32296 | 0.23994 | 0.18758 | 0.12489 | 0.083708 | 0.048078 | 0.022286 | 0.0076816 | 0.0071687 | 0.012328 | 0.015812 | 0.043267 | 0.08497 | 0.13854 | 0.21785 | 0.29422 | 0.29893 | 0.28959 | 0.30977 | 0.33621 | 0.34434
4665.81 | 2022-06-21 | 6 | 0.17438 | 0.094204 | 0.055226 | 0.037474 | 0.028353 | 0.033296 | 0.034236 | 0.037637 | 0.069711 | 0.1475 | 0.18925 | 0.2183 | 0.19402 | 0.17924 | 0.20504 | 0.17181 | 0.16354 | 0.15946 | 0.1479 | 0.1241 | 0.13558 | 0.16187 | 0.13123 | 0.10646
4732.41 | 2022-07-18 | 7 | 0.44299 | 0.41443 | 0.37157 | 0.31881 | 0.24092 | 0.18734 | 0.14505 | 0.12587 | 0.069559 | 0.017811 | 0.020406 | 0.012908 | 0.024929 | 0.060974 | 0.11014 | 0.19796 | 0.29018 | 0.35705 | 0.39194 | 0.385 | 0.36005 | 0.34233 | 0.36924 | 0.3369
4732.41 | 2022-07-19 | 7 | 0.30104 | 0.3062 | 0.33443 | 0.31468 | 0.34296 | 0.37214 | 0.35869 | 0.25927 | 0.14939 | 0.058969 | 0.029091 | 0.04218 | 0.076841 | 0.11741 | 0.22549 | 0.30005 | 0.3492 | 0.40886 | 0.45684 | 0.47205 | 0.47636 | 0.52489 | 0.56658 | 0.57035
4732.41 | 2022-07-20 | 7 | 0.56772 | 0.54502 | 0.5211 | 0.49854 | 0.41009 | 0.3827 | 0.29436 | 0.20127 | 0.12544 | 0.064459 | 0.098451 | 0.17981 | 0.26732 | 0.36335 | 0.47522 | 0.53436 | 0.59888 | 0.61628 | 0.60676 | 0.58528 | 0.62334 | 0.63302 | 0.60832 | 0.64525
4732.41 | 2022-07-11 | 7 | 0.22825 | 0.19811 | 0.19733 | 0.17567 | 0.14524 | 0.13023 | 0.10191 | 0.073947 | 0.056691 | 0.056063 | 0.056378 | 0.055281 | 0.048457 | 0.052352 | 0.070141 | 0.10711 | 0.19783 | 0.25449 | 0.24476 | 0.26165 | 0.31963 | 0.33065 | 0.34554 | 0.37407
4732.41 | 2022-07-21 | 7 | 0.69091 | 0.67922 | 0.63848 | 0.61236 | 0.59538 | 0.57299 | 0.54429 | 0.5236 | 0.4995 | 0.43168 | 0.35816 | 0.34867 | 0.39362 | 0.49793 | 0.61309 | 0.6912 | 0.72252 | 0.7338 | 0.75236 | 0.76286 | 0.75137 | 0.7454 | 0.73076 | 0.73663
4732.41 | 2022-08-16 | 8 | 0.3103 | 0.25731 | 0.21065 | 0.17556 | 0.13694 | 0.10907 | 0.067382 | 0.034667 | 0.01533 | -0.00041576 | 0.0093982 | 0.022616 | 0.034797 | 0.035602 | 0.024918 | 0.018812 | 0.055368 | 0.09872 | 0.14066 | 0.1129 | 0.13304 | 0.14485 | 0.14904 | 0.18007
4732.41 | 2022-08-31 | 8 | 0.23205 | 0.21957 | 0.19934 | 0.15677 | 0.12105 | 0.071801 | 0.042161 | 0.039345 | 0.032769 | 0.02482 | 0.017183 | 0.023641 | 0.033296 | 0.063553 | 0.10296 | 0.16872 | 0.23473 | 0.29615 | 0.37728 | 0.39168 | 0.3948 | 0.41012 | 0.37865 | 0.37441
4732.41 | 2022-08-15 | 8 | 0.43361 | 0.3878 | 0.33642 | 0.24034 | 0.19178 | 0.14577 | 0.14977 | 0.11043 | 0.064388 | 0.01324 | 0.0037239 | 0.011453 | 0.021649 | 0.019679 | 0.020557 | 0.037989 | 0.11783 | 0.21557 | 0.30282 | 0.40974 | 0.47723 | 0.45175 | 0.403 | 0.3406
4732.41 | 2022-08-17 | 8 | 0.22065 | 0.20354 | 0.16605 | 0.14526 | 0.11165 | 0.085717 | 0.056959 | 0.038806 | 0.022375 | 0.010346 | 0.0037364 | 0.0083013 | 0.018898 | 0.048175 | 0.084336 | 0.18163 | 0.25029 | 0.343 | 0.41247 | 0.46618 | 0.51357 | 0.54349 | 0.53993 | 0.54845
4732.41 | 2022-08-23 | 8 | 0.57341 | 0.55052 | 0.51748 | 0.50759 | 0.47629 | 0.38975 | 0.33721 | 0.21266 | 0.091424 | 0.046119 | 0.020902 | 0.017063 | 0.028894 | 0.049624 | 0.070184 | 0.1042 | 0.15242 | 0.16779 | 0.23634 | 0.34716 | 0.38551 | 0.3777 | 0.30977 | 0.22229
4732.41 | 2022-09-06 | 9 | 0.017027 | 0.018031 | 0.017676 | 0.012257 | 0.0083977 | 0.0049105 | 0.0036357 | 0.0025607 | -0.00014948 | 0.0013442 | 0.010637 | 0.020139 | 0.036397 | 0.056204 | 0.066363 | 0.067252 | 0.053241 | 0.03744 | 0.059562 | 0.076678 | 0.19337 | 0.28142 | 0.35966 | 0.33738
4732.41 | 2022-09-07 | 9 | 0.28689 | 0.21281 | 0.22717 | 0.17553 | 0.16191 | 0.19273 | 0.18634 | 0.1632 | 0.05075 | 0.043424 | 0.026228 | 0.018997 | 0.027384 | 0.033828 | 0.038703 | 0.04237 | 0.061533 | 0.10915 | 0.22825 | 0.24919 | 0.16939 | 0.096016 | 0.070514 | 0.10198
4732.41 | 2022-09-05 | 9 | 0.28453 | 0.093559 | 0.23368 | 0.28658 | 0.17161 | 0.10577 | 0.048608 | 0.015318 | 0.018141 | 0.036671 | 0.045445 | 0.063924 | 0.095364 | 0.10709 | 0.12296 | 0.15902 | 0.17458 | 0.15323 | 0.1407 | 0.068662 | 0.032089 | 0.016207 | 0.021532 | 0.019879
4732.41 | 2022-09-08 | 9 | 0.15997 | 0.17606 | 0.12264 | 0.10027 | 0.098679 | 0.073145 | 0.059073 | 0.037718 | 0.026116 | 0.033831 | 0.02967 | 0.029408 | 0.02087 | 0.058199 | 0.044715 | 0.030496 | 0.037245 | 0.049792 | 0.10908 | 0.15872 | 0.21914 | 0.27805 | 0.31619 | 0.34047
4732.41 | 2022-09-01 | 9 | 0.3824 | 0.37928 | 0.33589 | 0.26599 | 0.19369 | 0.14953 | 0.087819 | 0.061605 | 0.029375 | 0.019117 | 0.012429 | 0.019122 | 0.040888 | 0.094776 | 0.19736 | 0.2168 | 0.31207 | 0.35987 | 0.39827 | 0.43333 | 0.46348 | 0.4632 | 0.43762 | 0.39627
4732.41 | 2022-09-02 | 9 | 0.36843 | 0.35076 | 0.35931 | 0.34103 | 0.33659 | 0.28424 | 0.17667 | 0.10463 | 0.078319 | 0.051591 | 0.04652 | 0.065605 | 0.079132 | 0.11348 | 0.17304 | 0.27673 | 0.41763 | 0.53171 | 0.56908 | 0.56609 | 0.53966 | 0.4813 | 0.45608 | 0.35977
4732.41 | 2022-09-04 | 9 | 0.016238 | 0.023706 | 0.031371 | 0.026414 | 0.0094575 | 0.011828 | 0.016629 | 0.014285 | 0.016408 | 0.023708 | 0.029754 | 0.049753 | 0.05675 | 0.05492 | 0.056746 | 0.056377 | 0.048665 | 0.043951 | 0.26765 | 0.3799 | 0.40715 | 0.4064 | 0.39113 | 0.35757
4732.41 | 2022-09-03 | 9 | 0.34125 | 0.30727 | 0.32624 | 0.3382 | 0.29494 | 0.19678 | 0.14341 | 0.0782 | 0.085846 | 0.064282 | 0.031233 | 0.015333 | 0.018617 | 0.026797 | 0.036931 | 0.059761 | 0.1125 | 0.20189 | 0.18484 | 0.2509 | 0.20522 | 0.093474 | 0.044323 | 0.013986
4732.41 | 2022-09-09 | 9 | 0.30376 | 0.19394 | 0.15766 | 0.13988 | 0.12144 | 0.099416 | 0.099054 | 0.10603 | 0.13009 | 0.18403 | 0.20036 | 0.28258 | 0.34851 | 0.355 | 0.34241 | 0.44444 | 0.49037 | 0.36095 | 0.18093 | 0.081914 | 0.059832 | 0.066929 | 0.081189 | 0.09371
4732.41 | 2022-10-05 | 10 | 0.20429 | 0.20113 | 0.22131 | 0.20473 | 0.19086 | 0.15132 | 0.10622 | 0.072869 | 0.04349 | 0.021314 | 0.0096056 | 0.0050798 | 0.0094408 | 0.012884 | 0.040963 | 0.093123 | 0.1231 | 0.21589 | 0.27496 | 0.2611 | 0.21977 | 0.22286 | 0.25377 | 0.29101
4732.41 | 2022-10-19 | 10 | 0.059211 | 0.058067 | 0.062306 | 0.069199 | 0.072943 | 0.076383 | 0.0722 | 0.071448 | 0.06745 | 0.09444 | 0.12061 | 0.13047 | 0.15137 | 0.13234 | 0.11575 | 0.1291 | 0.10059 | 0.068642 | 0.037448 | 0.033929 | 0.031456 | 0.02751 | 0.023775 | 0.018383
4732.41 | 2022-10-07 | 10 | 0.27836 | 0.31513 | 0.3314 | 0.37002 | 0.33977 | 0.23803 | 0.1764 | 0.13351 | 0.044937 | 0.010549 | 0.0034622 | 0.039626 | 0.068044 | 0.049129 | 0.034465 | 0.037011 | 0.027986 | 0.027243 | 0.073408 | 0.10428 | 0.082141 | 0.070984 | 0.050627 | 0.03746
4732.41 | 2022-10-06 | 10 | 0.31271 | 0.31398 | 0.29623 | 0.26866 | 0.217 | 0.15662 | 0.11737 | 0.080453 | 0.043395 | 0.015462 | 0.0052893 | 0.0064607 | 0.010019 | 0.020598 | 0.018191 | 0.024092 | 0.077782 | 0.20111 | 0.36353 | 0.31622 | 0.27914 | 0.27281 | 0.24277 | 0.22492
4732.41 | 2022-10-04 | 10 | 0.21466 | 0.22872 | 0.1431 | 0.090662 | 0.056713 | 0.019388 | 0.011171 | 0.0050138 | 0.00083832 | -0.00046462 | 0.00033135 | 0.0028308 | 0.0069455 | 0.014885 | 0.010383 | 0.031395 | 0.10114 | 0.21803 | 0.27904 | 0.2956 | 0.27031 | 0.22183 | 0.20275 | 0.20381
4732.41 | 2022-11-30 | 11 | 0.01654 | 0.014243 | 0.014415 | 0.01068 | 0.013877 | 0.012793 | 0.010403 | 0.0067362 | 0.0099315 | 0.017066 | 0.024396 | 0.021671 | 0.015019 | 0.014364 | 0.03032 | 0.036067 | 0.036773 | 0.026221 | 0.027734 | 0.058323 | 0.10826 | 0.12007 | 0.16821 | 0.26131
4732.41 | 2022-11-29 | 11 | 0.60467 | 0.55177 | 0.5949 | 0.69274 | 0.68673 | 0.6292 | 0.44605 | 0.31939 | 0.13471 | 0.046498 | 0.036397 | 0.04826 | 0.034972 | 0.033982 | 0.028535 | 0.026962 | 0.01859 | 0.02025 | 0.023319 | 0.030697 | 0.034326 | 0.029047 | 0.021531 | 0.015898
4732.41 | 2022-11-08 | 11 | 0.22741 | 0.17585 | 0.15812 | 0.16064 | 0.16169 | 0.17782 | 0.17337 | 0.17832 | 0.25126 | 0.46729 | 0.54673 | 0.56326 | 0.59776 | 0.60094 | 0.50513 | 0.61838 | 0.52437 | 0.45875 | 0.41082 | 0.38148 | 0.33198 | 0.25892 | 0.24652 | 0.23282
4732.41 | 2022-11-28 | 11 | 0.24146 | 0.27467 | 0.40412 | 0.41673 | 0.43665 | 0.54689 | 0.54241 | 0.47417 | 0.46599 | 0.60134 | 0.66994 | 0.73693 | 0.70319 | 0.66501 | 0.68287 | 0.65107 | 0.64274 | 0.64156 | 0.63595 | 0.61853 | 0.62484 | 0.61426 | 0.61699 | 0.63694
4732.41 | 2022-11-21 | 11 | 0.027684 | 0.023216 | 0.023546 | 0.028504 | 0.025031 | 0.032482 | 0.03539 | 0.02697 | 0.026163 | 0.029262 | 0.027155 | 0.018988 | 0.019844 | 0.019236 | 0.019015 | 0.023695 | 0.021983 | 0.016824 | 0.013996 | 0.025314 | 0.036236 | 0.034536 | 0.02459 | 0.028636
4732.41 | 2022-12-12 | 12 | 0.31459 | 0.26534 | 0.22538 | 0.20997 | 0.20206 | 0.18537 | 0.17728 | 0.16725 | 0.1554 | 0.14862 | 0.13774 | 0.13806 | 0.22117 | 0.36224 | 0.39895 | 0.43022 | 0.38359 | 0.37788 | 0.35924 | 0.36861 | 0.38106 | 0.3908 | 0.39987 | 0.42189
4732.41 | 2022-12-14 | 12 | 0.031458 | 0.028445 | 0.032671 | 0.027896 | 0.015198 | 0.0077204 | 0.011796 | 0.021631 | 0.020896 | 0.016157 | 0.01674 | 0.014648 | 0.014006 | 0.012319 | 0.0032797 | 0.0029143 | 0.0018113 | 0.0013067 | 0.0017034 | 0.0030483 | 0.01083 | 0.016828 | 0.010979 | 0.01221
4732.41 | 2022-12-13 | 12 | 0.48069 | 0.43516 | 0.41851 | 0.37562 | 0.39209 | 0.30289 | 0.24798 | 0.16206 | 0.088802 | 0.047223 | 0.019154 | 0.0072441 | 0.0025905 | 0.00067046 | 0.0024972 | 0.0051537 | 0.001096 | 0.00052509 | 0.002084 | 0.0050037 | 0.0075984 | 0.018061 | 0.030441 | 0.037102
4732.41 | 2022-12-19 | 12 | 0.019667 | 0.014126 | 0.01426 | 0.014782 | 0.012664 | 0.011929 | 0.0074314 | 0.0049561 | 0.0055551 | 0.0077551 | 0.012514 | 0.0088651 | 0.0090595 | 0.0067118 | 0.012846 | 0.013223 | 0.0090913 | 0.010289 | 0.015303 | 0.019738 | 0.018723 | 0.0095416 | 0.010081 | 0.0071831
4732.41 | 2022-12-15 | 12 | 0.0068377 | 0.0064514 | 0.014398 | 0.015239 | 0.01162 | 0.014068 | 0.018193 | 0.023792 | 0.031477 | 0.043225 | 0.045829 | 0.050152 | 0.058121 | 0.034738 | 0.027956 | 0.036932 | 0.043217 | 0.041166 | 0.034862 | 0.031944 | 0.027378 | 0.05379 | 0.069498 | 0.054186

## Solar Fixed (North)
Average Solar Generation on Worst Days (2017-2022) - SOLAR FIXED (NORTH)
|  | Hour Ending | [27 empty] | Exceedance Profile
|  | 1 | 2 | 3 | 4 | 5 | 6 | 7 | 8 | 9 | 10 | 11 | 12 | 13 | 14 | 15 | 16 | 17 | 18 | 19 | 20 | 21 | 22 | 23 | 24 |  |  |  |  | 1 | 2 | 3 | 4 | 5 | 6 | 7 | 8 | 9 | 10 | 11 | 12 | 13 | 14 | 15 | 16 | 17 | 18 | 19 | 20 | 21 | 22 | 23 | 24
1 | Jan | 9.056e-12% | 0% | 2.775e-09% | 2.173e-11% | 0% | 9.056e-12% | 3.3e-05% | 3.676% | 24.99% | 44.56% | 51.57% | 51.95% | 50.15% | 45.79% | 41.15% | 29.03% | 8.051% | 0.08906% | 0.001612% | 0% | 0% | 5.263e-10% | 0% | 0% |  |  | 1 | Jan | 0% | 0% | 0% | 0% | 0% | 0% | 0% | 3.081% | 21.6% | 42.28% | 53.25% | 55.82% | 58.22% | 51.23% | 48.14% | 32.83% | 7.704% | 0.006736% | 0% | 0% | 0% | 0% | 0% | 0%
2 | Feb | 0% | 0% | 0% | 0% | 0.00281% | 0.02152% | 0.1428% | 11.26% | 38.74% | 54.79% | 64.46% | 65.46% | 64.98% | 62.26% | 56.55% | 45.48% | 22.59% | 2.155% | 4.348e-07% | 0% | 0% | 0% | 0% | 0% |  |  | 2 | Feb | 0% | 0% | 0% | 0% | 0% | 0% | 0.01572% | 11.47% | 44.61% | 61.46% | 67.41% | 69.02% | 70.77% | 66.69% | 62.09% | 50.42% | 25.54% | 1.835% | 0% | 0% | 0% | 0% | 0% | 0%
3 | Mar | 0.001895% | 0.0009179% | 7.714e-05% | 5.723e-08% | 0% | 0% | 0.7301% | 13.86% | 42.35% | 61.47% | 69.63% | 73.56% | 73.85% | 71.68% | 66.72% | 60% | 43.75% | 20.71% | 4.558% | 0.04298% | 0.00953% | 0.007714% | 0.006398% | 0.00529% |  |  | 3 | Mar | 0% | 0% | 0% | 0% | 0% | 0% | 0.0002183% | 6.349% | 34.35% | 55.99% | 67.08% | 68.62% | 68.08% | 65.67% | 61.48% | 54.79% | 42.25% | 14.95% | 3.223% | 0.01058% | 0% | 0% | 0% | 0%
4 | Apr | 0.005415% | 0.00498% | 0.001559% | 0.0001195% | 1.626e-07% | 8.128e-08% | 2.05% | 26.23% | 58.65% | 75.24% | 84.6% | 88.13% | 88.78% | 88.42% | 88% | 84.51% | 73.17% | 53.71% | 22.33% | 1.558% | 0.005534% | 0.005422% | 0.005422% | 0.005421% |  |  | 4 | Apr | 0% | 0% | 0% | 0% | 0% | 0% | 0.5884% | 17.8% | 50.18% | 67.9% | 75.77% | 78.73% | 81.3% | 79.9% | 79.56% | 76.01% | 67.27% | 51.25% | 19.72% | 0.84% | 0% | 0% | 0% | 0%
5 | May | 0.01354% | 0.01204% | 0.006037% | 0.0006639% | 1.092e-05% | 0.01347% | 7.322% | 37.45% | 63.71% | 77.41% | 84.87% | 88.18% | 89.11% | 89.08% | 88.21% | 82.97% | 72.86% | 58.86% | 31.11% | 5.13% | 0.0227% | 0.01355% | 0.01355% | 0.01355% |  |  | 5 | May | 0% | 0% | 0% | 0% | 0% | 0.0006566% | 5.662% | 32.69% | 57.26% | 72.09% | 79.37% | 82.47% | 82.26% | 82.25% | 82.21% | 79.12% | 70.52% | 57.15% | 29.97% | 4.027% | 0.0009241% | 0% | 0% | 0%
6 | Jun | 1.626e-07% | 1.639e-07% | 1.636e-07% | 1.641e-07% | 8.412e-08% | 0.03966% | 8.974% | 36.88% | 60.93% | 75.45% | 83.57% | 86.91% | 88.76% | 88.71% | 86.96% | 82.26% | 72.99% | 58.58% | 35.93% | 9.743% | 0.1302% | 0% | 1.865e-10% | 2.536e-11% |  |  | 6 | Jun | 0% | 0% | 0% | 0% | 0% | 0.03185% | 8.654% | 36.47% | 59.72% | 73.42% | 81.52% | 85.58% | 86.94% | 87.62% | 85.77% | 82.41% | 73.66% | 59.86% | 36.43% | 9.043% | 0.09775% | 0% | 0% | 0%
7 | Jul | 0.0003995% | 0.0003995% | 0.0003995% | 0.0003995% | 0.0003995% | 0.001707% | 4.767% | 30.47% | 57.73% | 73.57% | 82.11% | 87.08% | 88.07% | 87.4% | 84.83% | 81.08% | 72.72% | 59.22% | 35.66% | 8.248% | 0.06553% | 0.000799% | 0.000799% | 0.000799% |  |  | 7 | Jul | 0% | 0% | 0% | 0% | 0% | 5.028e-06% | 4.292% | 30.95% | 58.68% | 74.95% | 83.57% | 87.97% | 89.46% | 88.66% | 86.73% | 82.45% | 74.38% | 60.36% | 36.28% | 7.927% | 0.04372% | 0% | 0% | 0%
8 | Aug | 0% | 0% | 0% | 0% | 0% | 2.93e-07% | 1.188% | 19.45% | 48.51% | 65.94% | 75.21% | 80.44% | 81.89% | 80.68% | 78.21% | 73.92% | 63.97% | 48.34% | 21.23% | 2.157% | 0.0005981% | 0% | 0% | 0% |  |  | 8 | Aug | 0% | 0% | 0% | 0% | 0% | 0% | 0.8305% | 19.23% | 50.94% | 70.25% | 80.74% | 85.33% | 86.25% | 86.17% | 84.54% | 80.3% | 70.57% | 51.92% | 21.06% | 1.408% | 0% | 0% | 0% | 0%
9 | Sep | 8.001e-10% | 1.04e-09% | 1.649e-09% | 2.251e-09% | 2.478e-09% | 1.538e-09% | 0.2089% | 13.92% | 45.79% | 65.52% | 75.42% | 80.42% | 82.1% | 80.87% | 79.43% | 74.09% | 62.14% | 41.99% | 11.62% | 0.1769% | 2.136e-06% | 0% | 0% | 0% |  |  | 9 | Sep | 0% | 0% | 0% | 0% | 0% | 0% | 0.02512% | 10.76% | 42.82% | 64.69% | 75.63% | 79.73% | 81.4% | 80.48% | 78.84% | 74.56% | 61.79% | 34.78% | 5.321% | 0.0007061% | 0% | 0% | 0% | 0%
10 | Oct | 0% | 0% | 0% | 0% | 0% | 0% | 0.001157% | 5.506% | 34.55% | 57.96% | 68.63% | 73.25% | 75% | 74.47% | 71.72% | 64.47% | 47.96% | 18.97% | 1.033% | 8.591e-05% | 0% | 0% | 0% | 0% |  |  | 10 | Oct | 0% | 0% | 0% | 0% | 0% | 0% | 0% | 3.425% | 30.67% | 55.92% | 66.52% | 69.89% | 70.9% | 70.31% | 68.31% | 61.72% | 44.83% | 13.66% | 0.1168% | 0% | 0% | 0% | 0% | 0%
11 | Nov | 6.951e-09% | 1.712e-08% | 2.088e-08% | 1.888e-08% | 1.444e-08% | 1.454e-08% | 0.4693% | 15.37% | 45.05% | 59.48% | 64.47% | 65.09% | 65.21% | 62.38% | 54.66% | 33.14% | 6.659% | 0.508% | 0.0007749% | 0.0001481% | 8.129e-08% | 1.626e-07% | 8.146e-08% | 1.653e-07% |  |  | 11 | Nov | 0% | 0% | 0% | 0% | 0% | 0% | 0.1079% | 12.16% | 41.23% | 57.88% | 64.51% | 65.75% | 65.39% | 61.67% | 54.06% | 30.92% | 4.1% | 0% | 0% | 0% | 0% | 0% | 0% | 0%
12 | Dec | 0% | 0% | 0% | 0% | 0% | 0% | 0.000765% | 4.85% | 25.44% | 40.46% | 47.56% | 49.93% | 50.32% | 47.71% | 40.09% | 22.27% | 2.837% | 0% | 3.622e-12% | 0% | 0% | 0% | 0% | 0% |  |  | 12 | Dec | 0% | 0% | 0% | 0% | 0% | 0% | 0% | 3.9% | 22.52% | 39.24% | 48.4% | 51.7% | 49.43% | 44.67% | 41.08% | 21.18% | 2.59% | 0% | 0% | 0% | 0% | 0% | 0% | 0%
Solver Setup
|  | Hour Ending 1: Avg Worst Day vs Exceedance |  |  |  |  | Avg. Worst Day vs. Exceedance (Combined Summer and Non-Summer)
|  | 1 | 2 | 3 | 4 | 5 | 6 | 7 | 8 | 9 | 10 | 11 | 12 | 13 | 14 | 15 | 16 | 17 | 18 | 19 | 20 | 21 | 22 | 23 | 24 |  |  |  |  | 1 | 2 | 3 | 4 | 5 | 6 | 7 | 8 | 9 | 10 | 11 | 12 | 13 | 14 | 15 | 16 | 17 | 18 | 19 | 20 | 21 | 22 | 23 | 24
1 | Jan | -9.056e-12% | 0% | -2.775e-09% | -2.173e-11% | 0% | -9.056e-12% | -3.3e-05% | -0.5953% | -3.388% | -2.281% | 1.679% | 3.863% | 8.063% | 5.433% | 6.989% | 3.805% | -0.347% | -0.08233% | -0.001612% | 0% | 0% | -5.263e-10% | 0% | 0% | Positive Coefficient: | 2 | 1 | Jan | 8.2004e-27 | 0 | 7.6986e-22 | 4.7234e-26 | 0 | 8.2004e-27 | 1.0888e-13 | 3.5433e-05 | 0.0011476 | 0.00052017 | 0.00056374 | 0.002984 | 0.013002 | 0.0059045 | 0.0097698 | 0.0028954 | 2.4079e-05 | 1.3555e-06 | 5.196e-10 | 0 | 0 | 2.7696e-23 | 0 | 0
2 | Feb | 0% | 0% | 0% | 0% | -0.00281% | -0.02152% | -0.1271% | 0.2064% | 5.87% | 6.671% | 2.946% | 3.555% | 5.796% | 4.436% | 5.532% | 4.942% | 2.954% | -0.3192% | -4.348e-07% | 0% | 0% | 0% | 0% | 0% | Negative Coefficient: | 1 | 2 | Feb | 0 | 0 | 0 | 0 | 7.8954e-10 | 4.6313e-08 | 1.6153e-06 | 8.5197e-06 | 0.0068902 | 0.0089017 | 0.0017362 | 0.0025271 | 0.0067191 | 0.0039351 | 0.006121 | 0.0048847 | 0.0034898 | 2.0372e-05 | 3.7806e-17 | 0 | 0 | 0 | 0 | 0
3 | Mar | -0.001895% | -0.0009179% | -7.714e-05% | -5.723e-08% | 0% | 0% | -0.7299% | -7.512% | -8.004% | -5.486% | -2.556% | -4.942% | -5.77% | -6.007% | -5.238% | -5.205% | -1.504% | -5.763% | -1.336% | -0.0324% | -0.00953% | -0.007714% | -0.006398% | -0.00529% |  |  | 3 | Mar | 3.5919e-10 | 8.4257e-11 | 5.9505e-13 | 3.2754e-19 | 0 | 0 | 5.3279e-05 | 0.0056429 | 0.006406 | 0.0030098 | 0.00065314 | 0.0024425 | 0.0033295 | 0.0036081 | 0.0027436 | 0.0027096 | 0.00022619 | 0.0066435 | 0.00035679 | 2.0993e-07 | 1.8165e-08 | 1.19e-08 | 4.0934e-09 | 2.7982e-09
4 | Apr | -0.005415% | -0.00498% | -0.001559% | -0.0001195% | -1.626e-07% | -8.128e-08% | -1.462% | -8.428% | -8.473% | -7.333% | -8.826% | -9.407% | -7.482% | -8.527% | -8.438% | -8.504% | -5.901% | -2.455% | -2.614% | -0.718% | -0.005534% | -0.005422% | -0.005422% | -0.005421% | Non-Summer | 58.8% | 4 | Apr | 2.9326e-09 | 2.4804e-09 | 2.432e-10 | 1.4277e-12 | 2.6424e-18 | 6.606e-19 | 0.00021361 | 0.0071035 | 0.007179 | 0.0053773 | 0.00779 | 0.0088488 | 0.0055979 | 0.0072708 | 0.0071202 | 0.0072312 | 0.0034825 | 0.0012055 | 0.0013661 | 0.00010311 | 6.1245e-09 | 5.8791e-09 | 2.9396e-09 | 2.9386e-09
5 | May | -0.01354% | -0.01204% | -0.006037% | -0.0006639% | -1.092e-05% | -0.01281% | -1.66% | -4.761% | -6.451% | -5.313% | -5.5% | -5.715% | -6.843% | -6.83% | -5.998% | -3.859% | -2.334% | -1.718% | -1.145% | -1.102% | -0.02178% | -0.01355% | -0.01355% | -0.01355% | Summer | 68.16% | 5 | May | 1.8329e-08 | 1.4505e-08 | 3.645e-09 | 4.4076e-11 | 1.1929e-14 | 1.6418e-08 | 0.00027562 | 0.0022664 | 0.0041616 | 0.0028232 | 0.0030246 | 0.0032663 | 0.0046829 | 0.0046643 | 0.0035975 | 0.0014893 | 0.0005447 | 0.00059063 | 0.00026231 | 0.0002429 | 9.4845e-08 | 3.6721e-08 | 1.8369e-08 | 1.8366e-08
6 | Jun | -1.626e-07% | -1.639e-07% | -1.636e-07% | -1.641e-07% | -8.412e-08% | -0.007813% | -0.32% | -0.4142% | -1.215% | -2.032% | -2.046% | -1.338% | -1.821% | -1.098% | -1.194% | 0.1476% | 0.6743% | 1.287% | 0.4983% | -0.7% | -0.03248% | 0% | -1.865e-10% | -2.536e-11% | Objective | 0.34853 | 6 | Jun | 2.6452e-18 | 2.6876e-18 | 2.6779e-18 | 2.6928e-18 | 7.0769e-19 | 6.1049e-09 | 1.0237e-05 | 1.7158e-05 | 0.00014755 | 0.00041297 | 0.00041857 | 0.00017914 | 0.00033167 | 0.00012048 | 0.00014257 | 4.3548e-06 | 0.0001819 | 0.0006625 | 9.9327e-05 | 9.7994e-05 | 2.1093e-07 | 0 | 3.4799e-24 | 6.4291e-26
7 | Jul | -0.0003995% | -0.0003995% | -0.0003995% | -0.0003995% | -0.0003995% | -0.001702% | -0.4751% | 0.4822% | 0.9446% | 1.373% | 1.466% | 0.8878% | 1.382% | 1.265% | 1.899% | 1.372% | 1.657% | 1.142% | 0.6218% | -0.3213% | -0.02182% | -0.000799% | -0.000799% | -0.000799% |  |  | 7 | Jul | 1.5961e-11 | 1.5961e-11 | 1.5961e-11 | 1.5961e-11 | 1.5961e-11 | 2.8958e-10 | 2.2572e-05 | 4.6512e-05 | 0.00017846 | 0.00037713 | 0.00043011 | 0.00015764 | 0.00038177 | 0.00032011 | 0.00072157 | 0.0003767 | 0.0010982 | 0.00052122 | 0.00015465 | 2.0642e-05 | 9.5179e-08 | 6.3844e-11 | 6.3844e-11 | 6.3844e-11
8 | Aug | 0% | 0% | 0% | 0% | 0% | -2.93e-07% | -0.3576% | -0.2249% | 2.426% | 4.308% | 5.531% | 4.89% | 4.36% | 5.491% | 6.335% | 6.375% | 6.601% | 3.581% | -0.1749% | -0.7487% | -0.0005981% | 0% | 0% | 0% |  |  | 8 | Aug | 0 | 0 | 0 | 0 | 0 | 8.5862e-18 | 1.2788e-05 | 5.0574e-06 | 0.0011775 | 0.0037125 | 0.0061182 | 0.0047824 | 0.0038017 | 0.0060312 | 0.0080274 | 0.0081286 | 0.017431 | 0.0051281 | 9.1756e-06 | 0.00016815 | 1.0731e-10 | 0 | 0 | 0
9 | Sep | -8.001e-10% | -1.04e-09% | -1.649e-09% | -2.251e-09% | -2.478e-09% | -1.538e-09% | -0.1838% | -3.163% | -2.973% | -0.8315% | 0.212% | -0.6928% | -0.6984% | -0.3905% | -0.5883% | 0.4668% | -0.3452% | -7.203% | -6.298% | -0.1762% | -2.136e-06% | 0% | 0% | 0% | All Hours > 10% | 0 | 9 | Sep | 6.402e-23 | 1.0823e-22 | 2.7206e-22 | 5.0667e-22 | 6.1401e-22 | 2.3655e-22 | 3.378e-06 | 0.0010007 | 0.00088416 | 6.9132e-05 | 8.9875e-06 | 4.7993e-05 | 4.8774e-05 | 1.5247e-05 | 3.4614e-05 | 4.3573e-05 | 2.3838e-05 | 0.015565 | 0.011898 | 9.3102e-06 | 1.3693e-15 | 0 | 0 | 0
10 | Oct | 0% | 0% | 0% | 0% | 0% | 0% | -0.001157% | -2.081% | -3.882% | -2.041% | -2.113% | -3.364% | -4.101% | -4.16% | -3.413% | -2.752% | -3.135% | -5.307% | -0.9162% | -8.591e-05% | 0% | 0% | 0% | 0% | LOLE Hours > 2% | 0 | 10 | Oct | 0 | 0 | 0 | 0 | 0 | 0 | 1.3394e-10 | 0.00043299 | 0.0015073 | 0.00041638 | 0.00044649 | 0.0011315 | 0.0016821 | 0.0017303 | 0.0011649 | 0.00075743 | 0.0019661 | 0.005632 | 0.00016789 | 1.476e-12 | 0 | 0 | 0 | 0
11 | Nov | -6.951e-09% | -1.712e-08% | -2.088e-08% | -1.888e-08% | -1.444e-08% | -1.454e-08% | -0.3614% | -3.208% | -3.819% | -1.601% | 0.0392% | 0.6634% | 0.1801% | -0.7065% | -0.6014% | -2.222% | -2.56% | -0.508% | -0.0007749% | -0.0001481% | -8.129e-08% | -1.626e-07% | -8.146e-08% | -1.653e-07% |  |  | 11 | Nov | 4.8318e-21 | 2.9293e-20 | 4.3614e-20 | 3.5628e-20 | 2.0857e-20 | 2.1135e-20 | 1.3063e-05 | 0.0010293 | 0.0014581 | 0.00025644 | 3.0733e-07 | 8.8031e-05 | 6.4893e-06 | 4.991e-05 | 3.6165e-05 | 0.00049386 | 0.0013104 | 5.1617e-05 | 1.2009e-10 | 4.3857e-12 | 1.3215e-18 | 2.6428e-18 | 6.636e-19 | 2.7322e-18
12 | Dec | 0% | 0% | 0% | 0% | 0% | 0% | -0.000765% | -0.9501% | -2.915% | -1.219% | 0.8355% | 1.772% | -0.89% | -3.038% | 0.9938% | -1.095% | -0.2468% | 0% | -3.622e-12% | 0% | 0% | 0% | 0% | 0% | Maximum | 8.063% | 12 | Dec | 0 | 0 | 0 | 0 | 0 | 0 | 5.852e-11 | 9.0271e-05 | 0.00084964 | 0.0001487 | 0.00013961 | 0.00062801 | 7.9218e-05 | 0.00092301 | 0.00019752 | 0.00011991 | 1.218e-05 | 0 | 2.6241e-27 | 0 | 0 | 0 | 0 | 0
Coefficients
|  | 1 | 2 | 3 | 4 | 5 | 6 | 7 | 8 | 9 | 10 | 11 | 12 | 13 | 14 | 15 | 16 | 17 | 18 | 19 | 20 | 21 | 22 | 23 | 24
1 | Jan | 1 | 1 | 1 | 1 | 1 | 1 | 1 | 1 | 1 | 1 | 1 | 1 | 1 | 1 | 1 | 1 | 2 | 2 | 2 | 2 | 2 | 1 | 1 | 1
2 | Feb | 1 | 1 | 1 | 1 | 1 | 1 | 1 | 1 | 1 | 1 | 1 | 1 | 1 | 1 | 1 | 1 | 2 | 2 | 2 | 2 | 2 | 1 | 1 | 1
3 | Mar | 1 | 1 | 1 | 1 | 1 | 1 | 1 | 1 | 1 | 1 | 1 | 1 | 1 | 1 | 1 | 1 | 1 | 2 | 2 | 2 | 2 | 2 | 1 | 1
4 | Apr | 1 | 1 | 1 | 1 | 1 | 1 | 1 | 1 | 1 | 1 | 1 | 1 | 1 | 1 | 1 | 1 | 1 | 2 | 2 | 2 | 2 | 2 | 1 | 1
5 | May | 1 | 1 | 1 | 1 | 1 | 1 | 1 | 1 | 1 | 1 | 1 | 1 | 1 | 1 | 1 | 1 | 1 | 2 | 2 | 2 | 2 | 2 | 1 | 1
6 | Jun | 1 | 1 | 1 | 1 | 1 | 1 | 1 | 1 | 1 | 1 | 1 | 1 | 1 | 1 | 1 | 1 | 2 | 2 | 2 | 2 | 2 | 1 | 1 | 1
7 | Jul | 1 | 1 | 1 | 1 | 1 | 1 | 1 | 1 | 1 | 1 | 1 | 1 | 1 | 1 | 1 | 1 | 2 | 2 | 2 | 2 | 2 | 1 | 1 | 1
8 | Aug | 1 | 1 | 1 | 1 | 1 | 1 | 1 | 1 | 1 | 1 | 1 | 1 | 1 | 1 | 1 | 1 | 2 | 2 | 3 | 3 | 3 | 3 | 3 | 1
9 | Sep | 1 | 1 | 1 | 1 | 1 | 1 | 1 | 1 | 1 | 1 | 1 | 1 | 1 | 1 | 1 | 1 | 2 | 3 | 3 | 3 | 3 | 3 | 3 | 1
10 | Oct | 1 | 1 | 1 | 1 | 1 | 1 | 1 | 1 | 1 | 1 | 1 | 1 | 1 | 1 | 1 | 1 | 2 | 2 | 2 | 2 | 2 | 1 | 1 | 1
11 | Nov | 1 | 1 | 1 | 1 | 1 | 1 | 1 | 1 | 1 | 1 | 1 | 1 | 1 | 1 | 1 | 1 | 2 | 2 | 2 | 2 | 2 | 1 | 1 | 1
12 | Dec | 1 | 1 | 1 | 1 | 1 | 1 | 1 | 1 | 1 | 1 | 1 | 1 | 1 | 1 | 1 | 1 | 2 | 2 | 2 | 2 | 2 | 1 | 1 | 1

## Solar Tracking (North)
Average Solar Generation on Worst Days (2017-2022) - SOLAR TRACKING (NORTH)
|  | Hour Ending | [27 empty] | Exceedance Profile
|  | 1 | 2 | 3 | 4 | 5 | 6 | 7 | 8 | 9 | 10 | 11 | 12 | 13 | 14 | 15 | 16 | 17 | 18 | 19 | 20 | 21 | 22 | 23 | 24 |  |  |  |  | 1 | 2 | 3 | 4 | 5 | 6 | 7 | 8 | 9 | 10 | 11 | 12 | 13 | 14 | 15 | 16 | 17 | 18 | 19 | 20 | 21 | 22 | 23 | 24
1 | Jan | 8.852e-05% | 8.914e-05% | 0.0003249% | 0.004087% | 0.01125% | 0.01606% | 0.01569% | 3.75% | 26.75% | 42.65% | 45.53% | 45.42% | 43.92% | 41.73% | 38.71% | 29.35% | 7.869% | 0.06617% | 1.54e-05% | 7.171e-05% | 7.25e-05% | 7.237e-05% | 7.264e-05% | 7.314e-05% |  |  | 1 | Jan | 0% | 0% | 0% | 0% | 0% | 0% | 1.252e-05% | 2.346% | 18.9% | 33.48% | 40.83% | 44.14% | 45.59% | 42.53% | 39.69% | 27.24% | 6.032% | 0.00372% | 0% | 0% | 0% | 0% | 0% | 0%
2 | Feb | 7.345e-05% | 7.315e-05% | 7.288e-05% | 7.234e-05% | 7.181e-05% | 7.139e-05% | 0.106% | 12.37% | 43.4% | 57.64% | 61.45% | 60.71% | 60.51% | 58.74% | 57.83% | 51.48% | 26.97% | 2.327% | 0.0002699% | 5.108e-05% | 7.95e-05% | 8.025e-05% | 8.051e-05% | 8.048e-05% |  |  | 2 | Feb | 0% | 0% | 0% | 0% | 0% | 0% | 0.02311% | 12.68% | 51.66% | 66.26% | 66.02% | 63.02% | 62.23% | 62.08% | 63.44% | 55.08% | 28.76% | 1.533% | 0% | 0% | 0% | 0% | 0% | 0%
3 | Mar | 7.443e-05% | 7.453e-05% | 7.434e-05% | 7.43e-05% | 7.384e-05% | 7.242e-05% | 0.8705% | 17.72% | 52.86% | 69.81% | 71.56% | 72.18% | 72.68% | 71.59% | 67.72% | 63.97% | 49.7% | 24.4% | 5.649% | 0.04254% | 6.146e-05% | 6.486e-05% | 6.511e-05% | 6.54e-05% |  |  | 3 | Mar | 0% | 0% | 0% | 0% | 0% | 0% | 0.001134% | 7.795% | 43.98% | 66.02% | 69.6% | 67.06% | 67.62% | 64.74% | 61.56% | 57.94% | 48.52% | 14.7% | 3.045% | 0.004148% | 0% | 0% | 0% | 0%
4 | Apr | 7.319e-05% | 7.342e-05% | 7.389e-05% | 7.419e-05% | 7.422e-05% | 9.849e-05% | 3.459% | 38.77% | 73.83% | 82.51% | 83.47% | 84.2% | 84.56% | 84.52% | 84.02% | 83.71% | 79.84% | 66.47% | 31.08% | 2.197% | 5.977e-07% | 3.296e-05% | 7.212e-05% | 7.304e-05% |  |  | 4 | Apr | 0% | 0% | 0% | 0% | 0% | 0% | 0.7839% | 25.71% | 61.41% | 72.25% | 71.83% | 70.75% | 73.12% | 72.71% | 71.33% | 72.28% | 68.05% | 60.47% | 26% | 1.036% | 0% | 0% | 0% | 0%
5 | May | 3.919e-05% | 3.931e-05% | 3.664e-05% | 3.452e-05% | 3.459e-05% | 0.02724% | 12.67% | 56.41% | 81.17% | 86.07% | 87.02% | 87.56% | 88.16% | 88.24% | 87.63% | 87.03% | 82.85% | 74.92% | 46.1% | 7.954% | 0.0141% | 5.563e-06% | 2.616e-05% | 2.593e-05% |  |  | 5 | May | 0% | 0% | 0% | 0% | 0% | 0.004957% | 9.34% | 49.88% | 70.19% | 75.09% | 76.34% | 75.74% | 77.34% | 77.47% | 77.65% | 78.69% | 76.48% | 71.75% | 43.71% | 5.802% | 0.0003928% | 0% | 0% | 0%
6 | Jun | 1.483e-05% | 1.495e-05% | 1.516e-05% | 1.523e-05% | 1.524e-05% | 0.07275% | 15.71% | 57.32% | 80.26% | 87.33% | 89.47% | 89.46% | 89.39% | 89.2% | 88.49% | 88.35% | 84.91% | 76.77% | 54.91% | 16.1% | 0.2082% | 2.58e-12% | 7.865e-06% | 1.343e-05% |  |  | 6 | Jun | 0% | 0% | 0% | 0% | 0% | 0.05564% | 15.53% | 56.42% | 76.09% | 82.71% | 83.82% | 84.54% | 85.09% | 84.6% | 84.01% | 84.26% | 81.05% | 75.93% | 54.78% | 14.83% | 0.1289% | 0% | 0% | 0%
7 | Jul | 4.187e-05% | 4.229e-05% | 4.244e-05% | 4.258e-05% | 4.283e-05% | 0.005185% | 8.11% | 47.14% | 75.51% | 84.35% | 86.28% | 86.5% | 86.23% | 85.55% | 84.28% | 83.8% | 80.97% | 74.58% | 50.99% | 12.8% | 0.09584% | 6.264e-09% | 3.693e-05% | 4.258e-05% |  |  | 7 | Jul | 0% | 0% | 0% | 0% | 0% | 0.0005845% | 6.978% | 46.22% | 76.33% | 84.29% | 85.57% | 85.81% | 85.18% | 85.16% | 83.81% | 83.75% | 80.72% | 74.66% | 51.79% | 11.96% | 0.06282% | 0% | 0% | 0%
8 | Aug | 0.003148% | 0.002585% | 0.001113% | 4.987e-05% | 8.964e-05% | 0.0008734% | 1.71% | 27.78% | 61.33% | 73.73% | 77.3% | 78.84% | 78.8% | 78.15% | 76.76% | 74.93% | 70.21% | 58.14% | 28.32% | 2.89% | 0.003246% | 0.002471% | 0.002565% | 0.002071% |  |  | 8 | Aug | 0% | 0% | 0% | 0% | 0% | 0% | 1.025% | 27.32% | 63.78% | 77.67% | 80.76% | 81.79% | 81.68% | 80.92% | 80.8% | 80.5% | 76.99% | 62.7% | 27.57% | 1.608% | 0% | 0% | 0% | 0%
9 | Sep | 3.404e-05% | 3.424e-05% | 3.44e-05% | 3.467e-05% | 0.0002626% | 0.002512% | 0.2804% | 19.38% | 57.82% | 72.77% | 75.9% | 77.18% | 76.62% | 76.09% | 75.78% | 75.22% | 69.15% | 51.57% | 14.93% | 0.2307% | 2.75e-06% | 3.284e-05% | 3.368e-05% | 3.372e-05% |  |  | 9 | Sep | 0% | 0% | 0% | 0% | 0% | 0% | 0.03755% | 13.21% | 50.93% | 68.1% | 72.15% | 73% | 72.14% | 71.69% | 71.89% | 72.92% | 65.64% | 40.7% | 5.219% | 4.462e-05% | 0% | 0% | 0% | 0%
10 | Oct | 3.833e-05% | 3.849e-05% | 3.855e-05% | 3.846e-05% | 4.886e-05% | 0.001073% | 0.008334% | 6.198% | 40.07% | 62.88% | 67.4% | 66.43% | 65.54% | 66.28% | 67.19% | 66.47% | 54.36% | 21.14% | 1.022% | 1.375e-07% | 2.483e-05% | 3.808e-05% | 3.808e-05% | 3.823e-05% |  |  | 10 | Oct | 0% | 0% | 0% | 0% | 0% | 0% | 7.195e-08% | 3.446% | 32.56% | 56.92% | 62.77% | 61.93% | 59.65% | 60.35% | 62.19% | 60.71% | 47.59% | 13.44% | 0.08963% | 0% | 0% | 0% | 0% | 0%
11 | Nov | 2.569e-05% | 2.559e-05% | 2.573e-05% | 2.555e-05% | 0.0001923% | 0.002879% | 0.3984% | 15.36% | 45.27% | 54.75% | 53.53% | 52.34% | 53.11% | 54.68% | 52.36% | 33.54% | 6.295% | 0.4134% | 7.857e-05% | 3.122e-05% | 3.119e-05% | 3.112e-05% | 3.119e-05% | 3.134e-05% |  |  | 11 | Nov | 0% | 0% | 0% | 0% | 0% | 0% | 0.1039% | 10.73% | 37.23% | 50.81% | 52.77% | 50.53% | 51.97% | 53.2% | 50.25% | 30.67% | 3.665% | 0% | 0% | 0% | 0% | 0% | 0% | 0%
12 | Dec | 0.0001139% | 0.000114% | 0.0001142% | 0.0001142% | 0.0001455% | 0.001105% | 0.004155% | 4.652% | 27.35% | 40.1% | 42.71% | 42.85% | 42.67% | 42.51% | 40.52% | 24.6% | 2.605% | 3.021e-06% | 5.404e-05% | 0.0001105% | 0.0001105% | 0.0001105% | 0.0001109% | 0.0001118% |  |  | 12 | Dec | 0% | 0% | 0% | 0% | 0% | 0% | 0.0003711% | 2.52% | 18.73% | 30.66% | 36.72% | 40.2% | 39.61% | 38.16% | 32.08% | 17.09% | 2.007% | 0% | 0% | 0% | 0% | 0% | 0% | 0%
Solver Setup
|  | Hour Ending 1: Avg Worst Day vs Exceedance |  |  |  |  | Avg. Worst Day vs. Exceedance (Combined Summer and Non-Summer)
|  | 1 | 2 | 3 | 4 | 5 | 6 | 7 | 8 | 9 | 10 | 11 | 12 | 13 | 14 | 15 | 16 | 17 | 18 | 19 | 20 | 21 | 22 | 23 | 24 |  |  |  |  | 1 | 2 | 3 | 4 | 5 | 6 | 7 | 8 | 9 | 10 | 11 | 12 | 13 | 14 | 15 | 16 | 17 | 18 | 19 | 20 | 21 | 22 | 23 | 24
1 | Jan | -8.852e-05% | -8.914e-05% | -0.0003249% | -0.004087% | -0.01125% | -0.01606% | -0.01568% | -1.404% | -7.85% | -9.167% | -4.699% | -1.284% | 1.665% | 0.7967% | 0.9816% | -2.116% | -1.837% | -0.06245% | -1.54e-05% | -7.171e-05% | -7.25e-05% | -7.237e-05% | -7.264e-05% | -7.314e-05% | Positive Coefficient: | 2 | 1 | Jan | 7.8355e-13 | 7.9451e-13 | 1.0555e-11 | 1.6702e-09 | 1.2653e-08 | 2.5792e-08 | 2.4581e-08 | 0.00019716 | 0.0061623 | 0.0084036 | 0.0022083 | 0.00016492 | 0.00055476 | 0.00012693 | 0.00019272 | 0.00044781 | 0.0006748 | 7.7988e-07 | 4.7423e-14 | 1.0284e-12 | 1.0513e-12 | 5.2371e-13 | 5.2772e-13 | 5.3499e-13
2 | Feb | -7.345e-05% | -7.315e-05% | -7.288e-05% | -7.234e-05% | -7.181e-05% | -7.139e-05% | -0.08286% | 0.3147% | 8.264% | 8.619% | 4.574% | 2.315% | 1.721% | 3.337% | 5.609% | 3.597% | 1.789% | -0.7947% | -0.0002699% | -5.108e-05% | -7.95e-05% | -8.025e-05% | -8.051e-05% | -8.048e-05% | Negative Coefficient: | 1 | 2 | Feb | 5.3953e-13 | 5.3511e-13 | 5.3118e-13 | 5.2327e-13 | 5.1563e-13 | 5.0963e-13 | 6.865e-07 | 1.9809e-05 | 0.013657 | 0.014856 | 0.004184 | 0.0010721 | 0.00059208 | 0.0022271 | 0.0062912 | 0.002587 | 0.0012802 | 0.0001263 | 1.4565e-11 | 5.2174e-13 | 1.2642e-12 | 6.4397e-13 | 6.4814e-13 | 6.4768e-13
3 | Mar | -7.443e-05% | -7.453e-05% | -7.434e-05% | -7.43e-05% | -7.384e-05% | -7.242e-05% | -0.8693% | -9.928% | -8.874% | -3.785% | -1.957% | -5.113% | -5.069% | -6.85% | -6.163% | -6.029% | -1.184% | -9.696% | -2.604% | -0.03839% | -6.146e-05% | -6.486e-05% | -6.511e-05% | -6.54e-05% |  |  | 3 | Mar | 5.5404e-13 | 5.5554e-13 | 5.5258e-13 | 5.5209e-13 | 5.4521e-13 | 5.2451e-13 | 7.5576e-05 | 0.009856 | 0.0078756 | 0.0014325 | 0.00038287 | 0.0026139 | 0.002569 | 0.0046927 | 0.0037982 | 0.0036347 | 0.00014023 | 0.018804 | 0.0013563 | 2.9479e-07 | 7.554e-13 | 8.4126e-13 | 4.24e-13 | 4.2773e-13
4 | Apr | -7.319e-05% | -7.342e-05% | -7.389e-05% | -7.419e-05% | -7.422e-05% | -9.849e-05% | -2.675% | -13.05% | -12.42% | -10.26% | -11.64% | -13.44% | -11.44% | -11.81% | -12.69% | -11.43% | -11.79% | -5.991% | -5.074% | -1.161% | -5.977e-07% | -3.296e-05% | -7.212e-05% | -7.304e-05% | Non-Summer | 61.65% | 4 | Apr | 5.3568e-13 | 5.3903e-13 | 5.4592e-13 | 5.504e-13 | 5.5087e-13 | 9.7006e-13 | 0.00071566 | 0.017039 | 0.01542 | 0.010535 | 0.013555 | 0.018071 | 0.013083 | 0.013956 | 0.016105 | 0.013063 | 0.013896 | 0.0071794 | 0.0051492 | 0.00026952 | 7.145e-17 | 2.1725e-13 | 5.2012e-13 | 5.3344e-13
5 | May | -3.919e-05% | -3.931e-05% | -3.664e-05% | -3.452e-05% | -3.459e-05% | -0.02228% | -3.334% | -6.528% | -10.98% | -10.98% | -10.67% | -11.82% | -10.82% | -10.77% | -9.981% | -8.334% | -6.362% | -3.169% | -2.395% | -2.152% | -0.0137% | -5.563e-06% | -2.616e-05% | -2.593e-05% | Summer | 72.04% | 5 | May | 1.5355e-13 | 1.5451e-13 | 1.3424e-13 | 1.1919e-13 | 1.1964e-13 | 4.9649e-08 | 0.0011118 | 0.004261 | 0.012057 | 0.01206 | 0.011394 | 0.01398 | 0.011705 | 0.011597 | 0.0099628 | 0.0069458 | 0.004047 | 0.002008 | 0.0011474 | 0.00092633 | 3.7555e-08 | 6.1893e-15 | 6.8439e-14 | 6.7245e-14
6 | Jun | -1.483e-05% | -1.495e-05% | -1.516e-05% | -1.523e-05% | -1.524e-05% | -0.01711% | -0.1758% | -0.9036% | -4.177% | -4.62% | -5.643% | -4.913% | -4.305% | -4.605% | -4.486% | -4.096% | -3.861% | -0.8407% | -0.1324% | -1.271% | -0.07927% | -2.58e-12% | -7.865e-06% | -1.343e-05% | Objective | 0.63931 | 6 | Jun | 2.1987e-14 | 2.2363e-14 | 2.2995e-14 | 2.3192e-14 | 2.3229e-14 | 2.9278e-08 | 3.0923e-06 | 8.1647e-05 | 0.0017443 | 0.0021347 | 0.0031849 | 0.0024135 | 0.0018529 | 0.0021205 | 0.0020121 | 0.0016774 | 0.0029818 | 0.00014135 | 3.5052e-06 | 0.00032294 | 1.2567e-06 | 6.6572e-28 | 6.1858e-15 | 1.8031e-14
7 | Jul | -4.187e-05% | -4.229e-05% | -4.244e-05% | -4.258e-05% | -4.283e-05% | -0.0046% | -1.132% | -0.9249% | 0.828% | -0.05358% | -0.7083% | -0.6836% | -1.058% | -0.3896% | -0.4662% | -0.05967% | -0.245% | 0.08666% | 0.7965% | -0.8454% | -0.03302% | -6.264e-09% | -3.693e-05% | -4.258e-05% |  |  | 7 | Jul | 1.753e-13 | 1.7888e-13 | 1.8011e-13 | 1.8132e-13 | 1.8343e-13 | 2.1164e-09 | 0.00012806 | 8.5537e-05 | 0.00013713 | 2.871e-07 | 5.0165e-05 | 4.6729e-05 | 0.00011191 | 1.5177e-05 | 2.1735e-05 | 3.5602e-07 | 1.2007e-05 | 3.004e-06 | 0.00025379 | 0.00014296 | 2.1806e-07 | 3.9239e-21 | 1.3641e-13 | 1.8128e-13
8 | Aug | -0.003148% | -0.002585% | -0.001113% | -4.987e-05% | -8.964e-05% | -0.0008734% | -0.6844% | -0.4661% | 2.455% | 3.943% | 3.469% | 2.949% | 2.884% | 2.778% | 4.036% | 5.572% | 6.784% | 4.557% | -0.7513% | -1.281% | -0.003246% | -0.002471% | -0.002565% | -0.002071% |  |  | 8 | Aug | 9.9113e-10 | 6.6817e-10 | 1.2383e-10 | 2.4874e-13 | 8.035e-13 | 7.6274e-11 | 4.684e-05 | 2.1728e-05 | 0.0012053 | 0.0031101 | 0.0024073 | 0.0017398 | 0.001663 | 0.0015435 | 0.0032575 | 0.006209 | 0.018407 | 0.0083082 | 0.00016935 | 0.00049249 | 3.1609e-09 | 1.8314e-09 | 1.9737e-09 | 4.2896e-10
9 | Sep | -3.404e-05% | -3.424e-05% | -3.44e-05% | -3.467e-05% | -0.0002626% | -0.002512% | -0.2428% | -6.164% | -6.891% | -4.664% | -3.756% | -4.183% | -4.474% | -4.403% | -3.885% | -2.293% | -3.51% | -10.87% | -9.708% | -0.2307% | -2.75e-06% | -3.284e-05% | -3.368e-05% | -3.372e-05% | All Hours > 10% | 0 | 9 | Sep | 1.1584e-13 | 1.1726e-13 | 1.1833e-13 | 1.2023e-13 | 6.8969e-12 | 6.3126e-10 | 5.8972e-06 | 0.0037996 | 0.004748 | 0.0021757 | 0.0014109 | 0.0017494 | 0.0020021 | 0.0019383 | 0.0015095 | 0.00052594 | 0.0024634 | 0.035463 | 0.028273 | 1.5962e-05 | 2.2689e-15 | 3.236e-13 | 3.4026e-13 | 1.1372e-13
10 | Oct | -3.833e-05% | -3.849e-05% | -3.855e-05% | -3.846e-05% | -4.886e-05% | -0.001073% | -0.008334% | -2.753% | -7.509% | -5.962% | -4.626% | -4.508% | -5.889% | -5.924% | -4.996% | -5.754% | -6.773% | -7.698% | -0.932% | -1.375e-07% | -2.483e-05% | -3.808e-05% | -3.808e-05% | -3.823e-05% | LOLE Hours > 2% | 0 | 10 | Oct | 1.4693e-13 | 1.4816e-13 | 1.486e-13 | 1.479e-13 | 2.3876e-13 | 1.1512e-10 | 6.9448e-09 | 0.00075778 | 0.0056378 | 0.0035542 | 0.0021403 | 0.002032 | 0.0034681 | 0.0035091 | 0.0024958 | 0.0033109 | 0.0091745 | 0.011851 | 0.00017373 | 3.7839e-18 | 1.2334e-13 | 1.4504e-13 | 1.4501e-13 | 1.4614e-13
11 | Nov | -2.569e-05% | -2.559e-05% | -2.573e-05% | -2.555e-05% | -0.0001923% | -0.002879% | -0.2945% | -4.635% | -8.04% | -3.944% | -0.7674% | -1.819% | -1.133% | -1.479% | -2.109% | -2.871% | -2.63% | -0.4134% | -7.857e-05% | -3.122e-05% | -3.119e-05% | -3.112e-05% | -3.119e-05% | -3.134e-05% |  |  | 11 | Nov | 6.6008e-14 | 6.5476e-14 | 6.6225e-14 | 6.5268e-14 | 3.6984e-12 | 8.2876e-10 | 8.6728e-06 | 0.0021479 | 0.0064641 | 0.0015555 | 5.8895e-05 | 0.00033102 | 0.00012848 | 0.00021887 | 0.00044467 | 0.00082447 | 0.0013838 | 3.4188e-05 | 1.2347e-12 | 1.9497e-13 | 1.9457e-13 | 9.6818e-14 | 9.7294e-14 | 9.8195e-14
12 | Dec | -0.0001139% | -0.000114% | -0.0001142% | -0.0001142% | -0.0001455% | -0.001105% | -0.003784% | -2.132% | -8.623% | -9.442% | -5.985% | -2.652% | -3.056% | -4.351% | -8.443% | -7.509% | -0.5985% | -3.021e-06% | -5.404e-05% | -0.0001105% | -0.0001105% | -0.0001105% | -0.0001109% | -0.0001118% | Maximum | 8.619% | 12 | Dec | 1.2968e-12 | 1.2999e-12 | 1.305e-12 | 1.305e-12 | 2.1179e-12 | 1.2221e-10 | 1.4319e-09 | 0.00045446 | 0.0074352 | 0.0089145 | 0.0035818 | 0.0007033 | 0.00093419 | 0.0018935 | 0.0071278 | 0.0056392 | 7.1648e-05 | 1.8259e-15 | 5.8401e-13 | 2.4413e-12 | 2.4424e-12 | 1.2212e-12 | 1.2294e-12 | 1.2495e-12
Coefficients
|  | 1 | 2 | 3 | 4 | 5 | 6 | 7 | 8 | 9 | 10 | 11 | 12 | 13 | 14 | 15 | 16 | 17 | 18 | 19 | 20 | 21 | 22 | 23 | 24
1 | Jan | 1 | 1 | 1 | 1 | 1 | 1 | 1 | 1 | 1 | 1 | 1 | 1 | 1 | 1 | 1 | 1 | 2 | 2 | 2 | 2 | 2 | 1 | 1 | 1
2 | Feb | 1 | 1 | 1 | 1 | 1 | 1 | 1 | 1 | 1 | 1 | 1 | 1 | 1 | 1 | 1 | 1 | 2 | 2 | 2 | 2 | 2 | 1 | 1 | 1
3 | Mar | 1 | 1 | 1 | 1 | 1 | 1 | 1 | 1 | 1 | 1 | 1 | 1 | 1 | 1 | 1 | 1 | 1 | 2 | 2 | 2 | 2 | 2 | 1 | 1
4 | Apr | 1 | 1 | 1 | 1 | 1 | 1 | 1 | 1 | 1 | 1 | 1 | 1 | 1 | 1 | 1 | 1 | 1 | 2 | 2 | 2 | 2 | 2 | 1 | 1
5 | May | 1 | 1 | 1 | 1 | 1 | 1 | 1 | 1 | 1 | 1 | 1 | 1 | 1 | 1 | 1 | 1 | 1 | 2 | 2 | 2 | 2 | 2 | 1 | 1
6 | Jun | 1 | 1 | 1 | 1 | 1 | 1 | 1 | 1 | 1 | 1 | 1 | 1 | 1 | 1 | 1 | 1 | 2 | 2 | 2 | 2 | 2 | 1 | 1 | 1
7 | Jul | 1 | 1 | 1 | 1 | 1 | 1 | 1 | 1 | 1 | 1 | 1 | 1 | 1 | 1 | 1 | 1 | 2 | 2 | 2 | 2 | 2 | 1 | 1 | 1
8 | Aug | 1 | 1 | 1 | 1 | 1 | 1 | 1 | 1 | 1 | 1 | 1 | 1 | 1 | 1 | 1 | 1 | 2 | 2 | 3 | 3 | 3 | 3 | 3 | 1
9 | Sep | 1 | 1 | 1 | 1 | 1 | 1 | 1 | 1 | 1 | 1 | 1 | 1 | 1 | 1 | 1 | 1 | 2 | 3 | 3 | 3 | 3 | 3 | 3 | 1
10 | Oct | 1 | 1 | 1 | 1 | 1 | 1 | 1 | 1 | 1 | 1 | 1 | 1 | 1 | 1 | 1 | 1 | 2 | 2 | 2 | 2 | 2 | 1 | 1 | 1
11 | Nov | 1 | 1 | 1 | 1 | 1 | 1 | 1 | 1 | 1 | 1 | 1 | 1 | 1 | 1 | 1 | 1 | 2 | 2 | 2 | 2 | 2 | 1 | 1 | 1
12 | Dec | 1 | 1 | 1 | 1 | 1 | 1 | 1 | 1 | 1 | 1 | 1 | 1 | 1 | 1 | 1 | 1 | 2 | 2 | 2 | 2 | 2 | 1 | 1 | 1

## Solar Fixed (South)
Average Solar Generation on Worst Days (2017-2022) - SOLAR FIXED (SOUTH)
|  | Hour Ending | [27 empty] | Exceedance Profile
|  | 1 | 2 | 3 | 4 | 5 | 6 | 7 | 8 | 9 | 10 | 11 | 12 | 13 | 14 | 15 | 16 | 17 | 18 | 19 | 20 | 21 | 22 | 23 | 24 |  |  |  |  | 1 | 2 | 3 | 4 | 5 | 6 | 7 | 8 | 9 | 10 | 11 | 12 | 13 | 14 | 15 | 16 | 17 | 18 | 19 | 20 | 21 | 22 | 23 | 24
1 | Jan | 0.0003583% | 0.0002508% | 0.0001933% | 0.0002002% | 0.0002926% | 0.000577% | 0.2983% | 13.61% | 43.14% | 59.74% | 64.71% | 65.94% | 62.9% | 61.78% | 52.93% | 32.56% | 6.109% | 0.01705% | 0.001263% | 0.001252% | 0.001187% | 0.001179% | 0.0009937% | 0.000695% |  |  | 1 | Jan | 2.708e-05% | -3.373e-05% | -6.867e-05% | -8.7e-05% | -9.668e-05% | -3.402e-05% | 0.1616% | 13.24% | 44.43% | 60.27% | 65.13% | 67.26% | 65.51% | 63.08% | 52.68% | 30.74% | 4.464% | 0.001764% | 0.0004516% | 0.0004661% | 0.0004514% | 0.0003618% | 0.0002355% | 0.0001169%
2 | Feb | 0.001052% | 6.873e-05% | 7.824e-06% | 3.57e-05% | 4.009e-05% | 0.002434% | 1.502% | 22.46% | 50.56% | 64.1% | 70.45% | 72.35% | 71.38% | 67.49% | 60.22% | 44.24% | 16.78% | 0.6467% | 0.004565% | 0.004379% | 0.004388% | 0.00455% | 0.004167% | 0.003689% |  |  | 2 | Feb | 1.057e-05% | -5.226e-05% | -0.0001102% | -0.0001164% | -0.0001226% | -3.271e-05% | 1.103% | 24.64% | 58.46% | 69.63% | 74.5% | 74.77% | 73.44% | 70.72% | 65.07% | 49.96% | 19.37% | 0.4774% | 0.0004525% | 0.0004502% | 0.0004543% | 0.0003746% | 0.0002467% | 0.0001253%
3 | Mar | 4.726e-05% | -5.86e-05% | -9.309e-05% | -0.0001357% | -0.0001354% | 0.0028% | 3.706% | 27.76% | 57.77% | 71.33% | 77.18% | 78.43% | 77.26% | 75.32% | 71.5% | 61.89% | 39.79% | 15.27% | 2.192% | 0.01051% | 0.0005729% | 0.0004901% | 0.0003697% | 0.0001807% |  |  | 3 | Mar | -1.825e-05% | -8.622e-05% | -0.0001289% | -0.0001417% | -0.0001529% | -8.883e-05% | 0.2155% | 14.14% | 49.32% | 68.37% | 75.05% | 76.32% | 75.38% | 73.57% | 69.19% | 61.17% | 38.59% | 17.94% | 2.704% | 0.0007539% | 0.0004086% | 0.0003536% | 0.0002187% | 9.604e-05%
4 | Apr | 0.0005267% | 0.0005409% | 0.001181% | 0.002134% | 0.002949% | 0.009502% | 5.473% | 35.25% | 65.81% | 80.35% | 89.01% | 92.5% | 92.56% | 92.65% | 91.05% | 83.56% | 72.03% | 48.07% | 13.99% | 0.3975% | 0.003864% | 0.001156% | 0.0008806% | 0.0006656% |  |  | 4 | Apr | -1.193e-05% | -6.424e-05% | -0.0001054% | -0.0001389% | -0.0001484% | -3.995e-05% | 2.74% | 27.63% | 59.49% | 74.68% | 81.49% | 84.86% | 84.99% | 83.25% | 81.11% | 74.4% | 63.3% | 43.42% | 10.84% | 0.1428% | 0.0006695% | 0.0003854% | 0.0002483% | 0.0001079%
5 | May | 0.0002334% | 0.0003106% | 0.0007753% | 0.001426% | 0.003135% | 0.3273% | 12.96% | 44.5% | 67.79% | 80.74% | 89.34% | 93.37% | 94.05% | 93.55% | 91.53% | 84.98% | 73.9% | 53.73% | 20.74% | 1.553% | 0.01214% | 0.0009314% | 0.0006642% | 0.0004115% |  |  | 5 | May | 2.696e-05% | -5.141e-05% | -9.808e-05% | -0.0001251% | -0.0001441% | 0.1437% | 11.44% | 42.02% | 63.74% | 75.75% | 84.2% | 87.53% | 88.01% | 87.04% | 85.28% | 79.43% | 69.45% | 50.42% | 18.94% | 1.236% | 0.001152% | 0.0004291% | 0.0002931% | 0.0001351%
6 | Jun | 0.000696% | 0.0004885% | 0.0003051% | 0.0001929% | 0.000488% | 0.3867% | 13.54% | 42.93% | 65.39% | 78.82% | 87.17% | 91.65% | 92.62% | 91.09% | 88.09% | 81.25% | 69.52% | 52.72% | 25.1% | 3.563% | 0.02515% | 0.001857% | 0.001397% | 0.001017% |  |  | 6 | Jun | 0.0002248% | 0.0001138% | 1.214e-05% | -5.424e-05% | -9.332e-05% | 0.3705% | 14.06% | 42.88% | 65.1% | 77.77% | 86.08% | 89.98% | 90.68% | 90.57% | 87.46% | 80.97% | 70.98% | 54.25% | 25.88% | 3.268% | 0.004722% | 0.000826% | 0.0006389% | 0.0004313%
7 | Jul | 0.07796% | 0.02145% | 0.01366% | 0.0003309% | 0.0002446% | 0.03632% | 7.08% | 31.42% | 56.12% | 71.33% | 80.39% | 84.92% | 85.35% | 85.17% | 81.99% | 75.77% | 65.53% | 49.07% | 22.7% | 2.973% | 0.2151% | 0.1697% | 0.112% | 0.02877% |  |  | 7 | Jul | 0.0005502% | 0.0003952% | 0.0002513% | 0.0001477% | 7.962e-05% | 0.01641% | 6.743% | 29.48% | 54.45% | 70.05% | 80.45% | 85.74% | 87.46% | 86.75% | 82.85% | 77.5% | 67.09% | 50.46% | 22.95% | 2.617% | 0.003218% | 0.001486% | 0.001144% | 0.0007653%
8 | Aug | 0.003413% | 0.001946% | 0.0009983% | 0.0004215% | 0.0002905% | 0.007268% | 3.291% | 25.6% | 52.99% | 69.59% | 80.84% | 87.02% | 88.53% | 87% | 82.43% | 73.19% | 62.37% | 42.36% | 13.31% | 0.6033% | 0.01331% | 0.005991% | 0.005021% | 0.003316% |  |  | 8 | Aug | 0.0006904% | 0.0004985% | 0.0003637% | 0.0002623% | 0.0001537% | 0.0002956% | 2.996% | 26.53% | 56.63% | 72.82% | 82.76% | 87.89% | 89.55% | 88.09% | 84.41% | 76.83% | 65.02% | 43.37% | 12.39% | 0.3359% | 0.002872% | 0.001802% | 0.001233% | 0.0009148%
9 | Sep | 0.001266% | 0.0009325% | 0.0007514% | 0.0006055% | 0.0004822% | 0.006352% | 1.55% | 22.74% | 53.33% | 70.62% | 80.32% | 85.55% | 86.79% | 85.46% | 80.65% | 72.44% | 58.13% | 32.37% | 5.651% | 0.04424% | 0.004979% | 0.002986% | 0.001985% | 0.001556% |  |  | 9 | Sep | 0.0003921% | 0.0002153% | 0.000131% | 6.729e-05% | 1.123e-05% | 8.74e-06% | 0.8299% | 20.39% | 52.89% | 71.27% | 81.25% | 85.76% | 86.79% | 86.01% | 82.01% | 72.21% | 58.15% | 25.74% | 2.299% | 0.009507% | 0.001399% | 0.001068% | 0.0008344% | 0.0005682%
10 | Oct | 0.0006077% | 0.0003578% | 0.0002442% | 0.0001507% | 0.0001077% | 0.0002369% | 0.2422% | 14.45% | 47.96% | 67.95% | 76.68% | 81.1% | 82.16% | 81.19% | 77.47% | 68.69% | 46.68% | 13.78% | 0.3025% | 0.004549% | 0.002035% | 0.001691% | 0.001015% | 0.0006911% |  |  | 10 | Oct | 0.0001026% | 1.964e-05% | -4.368e-05% | -7.204e-05% | -9.608e-05% | -4.858e-05% | 0.09357% | 10.87% | 45.85% | 65.61% | 74.66% | 79.35% | 80.45% | 79.29% | 75.4% | 67.1% | 42.46% | 8.517% | 0.03886% | 0.0008233% | 0.0006342% | 0.0005794% | 0.0004086% | 0.0002196%
11 | Nov | -1.36e-05% | -6.829e-05% | -0.0001262% | -0.0001376% | -7.86e-05% | 0.05999% | 3.977% | 29.7% | 57.51% | 68.68% | 72.65% | 73.46% | 71.9% | 67.17% | 55.05% | 28.02% | 4.326% | 0.2739% | 0.001258% | 0.0006182% | 0.000585% | 0.000518% | 0.0003579% | 0.0001586% |  |  | 11 | Nov | -5.853e-06% | -6.331e-05% | -0.0001135% | -0.0001326% | -0.0001269% | 0.0006539% | 2.469% | 26.99% | 53.99% | 67.14% | 71.67% | 73.36% | 71.09% | 67.31% | 55.41% | 25.31% | 1.705% | 0.0004896% | 0.0004067% | 0.0004172% | 0.0003967% | 0.0003224% | 0.0002059% | 7.811e-05%
12 | Dec | 0.000162% | 4.577e-05% | 2.42e-05% | 1.792e-07% | 0.002298% | 0.01402% | 0.5884% | 16.43% | 44.87% | 57.88% | 60.62% | 61.97% | 59.86% | 55.8% | 44.25% | 19.82% | 1.249% | 0.003477% | 0.002828% | 0.002743% | 0.002296% | 0.002445% | 0.002256% | 0.001197% |  |  | 12 | Dec | 0.0001083% | 1.913e-05% | -2.865e-05% | -5.918e-05% | -2.855e-05% | 2.099e-07% | 0.3023% | 14.24% | 39.98% | 53.52% | 58.99% | 62.1% | 60.21% | 55.3% | 45.08% | 20.17% | 1.243% | 0.000549% | 0.0005687% | 0.0006016% | 0.0005845% | 0.0005128% | 0.0003667% | 0.0002347%
Solver Setup
|  | Hour Ending 1: Avg Worst Day vs Exceedance |  |  |  |  | Avg. Worst Day vs. Exceedance (Combined Summer and Non-Summer)
|  | 1 | 2 | 3 | 4 | 5 | 6 | 7 | 8 | 9 | 10 | 11 | 12 | 13 | 14 | 15 | 16 | 17 | 18 | 19 | 20 | 21 | 22 | 23 | 24 |  |  |  |  | 1 | 2 | 3 | 4 | 5 | 6 | 7 | 8 | 9 | 10 | 11 | 12 | 13 | 14 | 15 | 16 | 17 | 18 | 19 | 20 | 21 | 22 | 23 | 24
1 | Jan | -0.0003312% | -0.0002846% | -0.000262% | -0.0002872% | -0.0003892% | -0.000611% | -0.1367% | -0.3755% | 1.285% | 0.5322% | 0.42% | 1.317% | 2.613% | 1.303% | -0.2438% | -1.818% | -1.645% | -0.01528% | -0.0008114% | -0.0007854% | -0.0007357% | -0.0008176% | -0.0007582% | -0.000578% | Positive Coefficient: | 2 | 1 | Jan | 1.0969e-11 | 8.0972e-12 | 6.8621e-12 | 8.25e-12 | 1.5152e-11 | 3.7336e-11 | 1.868e-06 | 1.4102e-05 | 0.00033034 | 5.6652e-05 | 3.5287e-05 | 0.00034713 | 0.0013657 | 0.00033937 | 5.9444e-06 | 0.00033044 | 0.0005412 | 4.6714e-08 | 1.3169e-10 | 1.2337e-10 | 1.0826e-10 | 6.6855e-11 | 5.7483e-11 | 3.3413e-11
2 | Feb | -0.001042% | -0.000121% | -0.000118% | -0.000152% | -0.0001627% | -0.002467% | -0.3991% | 2.189% | 7.899% | 5.533% | 4.053% | 2.425% | 2.062% | 3.235% | 4.842% | 5.722% | 2.595% | -0.1693% | -0.004113% | -0.003928% | -0.003934% | -0.004175% | -0.00392% | -0.003564% | Negative Coefficient: | 1 | 2 | Feb | 1.0853e-10 | 1.464e-12 | 1.3936e-12 | 2.3118e-12 | 2.6455e-12 | 6.0867e-10 | 1.5926e-05 | 0.0009584 | 0.012479 | 0.0061218 | 0.0032847 | 0.0011758 | 0.00085022 | 0.0020934 | 0.0046892 | 0.0065493 | 0.0026933 | 5.7318e-06 | 3.3829e-09 | 3.0865e-09 | 3.095e-09 | 1.743e-09 | 1.5369e-09 | 1.2701e-09
3 | Mar | -6.551e-05% | -2.762e-05% | -3.577e-05% | -6.053e-06% | -1.745e-05% | -0.002889% | -3.491% | -13.62% | -8.449% | -2.965% | -2.132% | -2.109% | -1.882% | -1.758% | -2.311% | -0.7118% | -1.2% | 2.675% | 0.5116% | -0.009754% | -0.0001643% | -0.0001364% | -0.0001509% | -8.471e-05% |  |  | 3 | Mar | 4.2918e-13 | 7.6304e-14 | 1.2793e-13 | 3.664e-15 | 3.0437e-14 | 8.347e-10 | 0.0012184 | 0.018554 | 0.0071393 | 0.00087932 | 0.00045445 | 0.00044489 | 0.00035414 | 0.00030918 | 0.00053391 | 5.0673e-05 | 0.00014402 | 0.002862 | 0.00010471 | 1.903e-08 | 5.3994e-12 | 3.7234e-12 | 2.2784e-12 | 7.1754e-13
4 | Apr | -0.0005386% | -0.0006051% | -0.001286% | -0.002273% | -0.003098% | -0.009542% | -2.733% | -7.619% | -6.319% | -5.665% | -7.512% | -7.636% | -7.573% | -9.398% | -9.941% | -9.165% | -8.737% | -4.654% | -3.148% | -0.2548% | -0.003194% | -0.0007706% | -0.0006323% | -0.0005577% | Non-Summer | 61.75% | 4 | Apr | 2.9008e-11 | 3.6617e-11 | 1.6536e-10 | 5.1659e-10 | 9.596e-10 | 9.1051e-09 | 0.00074671 | 0.0058051 | 0.0039934 | 0.0032093 | 0.0056437 | 0.0058312 | 0.0057356 | 0.0088316 | 0.0098815 | 0.0083989 | 0.0076331 | 0.0043313 | 0.0019821 | 1.2984e-05 | 2.0406e-09 | 1.1876e-10 | 3.9983e-11 | 3.1108e-11
5 | May | -0.0002064% | -0.000362% | -0.0008733% | -0.001551% | -0.003279% | -0.1836% | -1.525% | -2.481% | -4.058% | -4.989% | -5.144% | -5.833% | -6.041% | -6.503% | -6.252% | -5.554% | -4.447% | -3.31% | -1.799% | -0.3171% | -0.01099% | -0.0005023% | -0.0003711% | -0.0002764% | Summer | 66.06% | 5 | May | 4.2602e-12 | 1.3106e-11 | 7.6273e-11 | 2.4048e-10 | 1.0752e-09 | 3.3709e-06 | 0.00023251 | 0.00061554 | 0.0016465 | 0.0024894 | 0.0026465 | 0.0034019 | 0.0036492 | 0.0042287 | 0.0039085 | 0.0030844 | 0.0019779 | 0.0021914 | 0.00064714 | 2.0112e-05 | 2.4167e-08 | 5.0469e-11 | 1.3774e-11 | 7.6375e-12
6 | Jun | -0.0004711% | -0.0003747% | -0.0002929% | -0.0002472% | -0.0005813% | -0.0162% | 0.5186% | -0.0483% | -0.2839% | -1.05% | -1.091% | -1.671% | -1.942% | -0.5262% | -0.6265% | -0.2785% | 1.46% | 1.53% | 0.7807% | -0.295% | -0.02043% | -0.001031% | -0.0007581% | -0.0005854% | Objective | 0.24263 | 6 | Jun | 2.2198e-11 | 1.4039e-11 | 8.5807e-12 | 6.1096e-12 | 3.3793e-11 | 2.6235e-08 | 5.3798e-05 | 2.333e-07 | 8.0604e-06 | 0.00011025 | 0.0001191 | 0.00027913 | 0.00037727 | 2.7686e-05 | 3.9254e-05 | 7.7549e-06 | 0.00085259 | 0.00093604 | 0.00024381 | 1.7407e-05 | 8.3469e-08 | 1.0632e-10 | 5.7467e-11 | 3.4264e-11
7 | Jul | -0.07741% | -0.02105% | -0.0134% | -0.0001833% | -0.000165% | -0.01991% | -0.3368% | -1.934% | -1.676% | -1.275% | 0.0603% | 0.8173% | 2.11% | 1.585% | 0.8628% | 1.734% | 1.569% | 1.392% | 0.2561% | -0.3553% | -0.2119% | -0.1682% | -0.1109% | -0.02801% |  |  | 7 | Jul | 5.9918e-07 | 4.4316e-08 | 1.7968e-08 | 3.359e-12 | 2.7213e-12 | 3.9644e-08 | 1.1341e-05 | 0.00037386 | 0.00028075 | 0.00016268 | 7.2714e-07 | 0.00013359 | 0.00089016 | 0.00050239 | 0.00014888 | 0.00060159 | 0.00098436 | 0.00077506 | 2.624e-05 | 2.5253e-05 | 8.9816e-06 | 2.8282e-06 | 1.23e-06 | 7.8435e-08
8 | Aug | -0.002723% | -0.001447% | -0.0006346% | -0.0001593% | -0.0001367% | -0.006972% | -0.2945% | 0.9317% | 3.638% | 3.225% | 1.912% | 0.8691% | 1.016% | 1.087% | 1.981% | 3.638% | 2.643% | 1.01% | -0.9177% | -0.2674% | -0.01044% | -0.004189% | -0.003788% | -0.002401% |  |  | 8 | Aug | 7.4141e-10 | 2.0945e-10 | 4.0276e-11 | 2.5364e-12 | 1.87e-12 | 4.861e-09 | 8.6751e-06 | 0.00017361 | 0.002647 | 0.0020801 | 0.00073153 | 0.00015107 | 0.00020639 | 0.00023624 | 0.00078516 | 0.0026474 | 0.0027944 | 0.00040813 | 0.00025267 | 2.1449e-05 | 3.2696e-08 | 5.2637e-09 | 4.3039e-09 | 5.7666e-10
9 | Sep | -0.0008735% | -0.0007173% | -0.0006204% | -0.0005382% | -0.000471% | -0.006343% | -0.7203% | -2.343% | -0.442% | 0.6485% | 0.932% | 0.2096% | 0.001583% | 0.5455% | 1.367% | -0.2302% | 0.02074% | -6.631% | -3.352% | -0.03474% | -0.00358% | -0.001918% | -0.00115% | -0.0009882% | All Hours > 10% | 0 | 9 | Sep | 7.6309e-11 | 5.1445e-11 | 3.8492e-11 | 2.8966e-11 | 2.2185e-11 | 4.0237e-09 | 5.1884e-05 | 0.00054901 | 1.9538e-05 | 8.4123e-05 | 0.00017372 | 8.7843e-06 | 5.0137e-10 | 5.9513e-05 | 0.00037395 | 5.2985e-06 | 1.721e-07 | 0.013191 | 0.003371 | 3.6198e-07 | 3.8455e-09 | 1.1036e-09 | 3.9701e-10 | 9.7656e-11
10 | Oct | -0.0005051% | -0.0003382% | -0.0002879% | -0.0002227% | -0.0002038% | -0.0002855% | -0.1486% | -3.577% | -2.114% | -2.346% | -2.027% | -1.753% | -1.71% | -1.901% | -2.072% | -1.591% | -4.224% | -5.266% | -0.2636% | -0.003726% | -0.001401% | -0.001112% | -0.0006065% | -0.0004716% | LOLE Hours > 2% | 0 | 10 | Oct | 2.5512e-11 | 1.1435e-11 | 8.2887e-12 | 4.9616e-12 | 4.1545e-12 | 8.15e-12 | 2.2082e-06 | 0.0012795 | 0.0004467 | 0.00055051 | 0.00041069 | 0.00030727 | 0.00029226 | 0.00036135 | 0.00042925 | 0.00025306 | 0.0035684 | 0.0055463 | 1.3899e-05 | 2.7761e-09 | 3.9239e-10 | 1.2355e-10 | 3.6781e-11 | 2.2237e-11
11 | Nov | 7.749e-06% | 4.985e-06% | 1.265e-05% | 4.932e-06% | -4.83e-05% | -0.05934% | -1.508% | -2.714% | -3.518% | -1.541% | -0.9784% | -0.09883% | -0.8034% | 0.1463% | 0.3617% | -2.719% | -2.621% | -0.2734% | -0.0008514% | -0.000201% | -0.0001883% | -0.0001957% | -0.0001521% | -8.051e-05% |  |  | 11 | Nov | 1.2009e-14 | 4.97e-15 | 3.2027e-14 | 4.8647e-15 | 2.3327e-13 | 3.5209e-07 | 0.00022743 | 0.0007368 | 0.0012373 | 0.0002375 | 9.5733e-05 | 9.768e-07 | 6.4551e-05 | 4.2822e-06 | 2.6161e-05 | 0.00073927 | 0.0013738 | 1.4949e-05 | 1.4499e-10 | 8.0796e-12 | 7.0942e-12 | 3.8287e-12 | 2.3123e-12 | 6.4811e-13
12 | Dec | -5.376e-05% | -2.664e-05% | -5.285e-05% | -5.936e-05% | -0.002326% | -0.01402% | -0.2861% | -2.183% | -4.886% | -4.36% | -1.639% | 0.1313% | 0.3489% | -0.5036% | 0.8296% | 0.3504% | -0.00684% | -0.002928% | -0.002259% | -0.002142% | -0.001712% | -0.001932% | -0.00189% | -0.0009621% | Maximum | 7.899% | 12 | Dec | 2.8905e-13 | 7.0968e-14 | 2.7933e-13 | 3.5238e-13 | 5.411e-10 | 1.9651e-08 | 8.1845e-06 | 0.00047656 | 0.0023869 | 0.0019008 | 0.00026864 | 3.4497e-06 | 2.4352e-05 | 2.5358e-05 | 0.00013765 | 2.4549e-05 | 9.3562e-09 | 1.7146e-09 | 1.0211e-09 | 9.1752e-10 | 5.8594e-10 | 3.7319e-10 | 3.5708e-10 | 9.2559e-11
Coefficients
|  | 1 | 2 | 3 | 4 | 5 | 6 | 7 | 8 | 9 | 10 | 11 | 12 | 13 | 14 | 15 | 16 | 17 | 18 | 19 | 20 | 21 | 22 | 23 | 24
1 | Jan | 1 | 1 | 1 | 1 | 1 | 1 | 1 | 1 | 1 | 1 | 1 | 1 | 1 | 1 | 1 | 1 | 2 | 2 | 2 | 2 | 2 | 1 | 1 | 1
2 | Feb | 1 | 1 | 1 | 1 | 1 | 1 | 1 | 1 | 1 | 1 | 1 | 1 | 1 | 1 | 1 | 1 | 2 | 2 | 2 | 2 | 2 | 1 | 1 | 1
3 | Mar | 1 | 1 | 1 | 1 | 1 | 1 | 1 | 1 | 1 | 1 | 1 | 1 | 1 | 1 | 1 | 1 | 1 | 2 | 2 | 2 | 2 | 2 | 1 | 1
4 | Apr | 1 | 1 | 1 | 1 | 1 | 1 | 1 | 1 | 1 | 1 | 1 | 1 | 1 | 1 | 1 | 1 | 1 | 2 | 2 | 2 | 2 | 2 | 1 | 1
5 | May | 1 | 1 | 1 | 1 | 1 | 1 | 1 | 1 | 1 | 1 | 1 | 1 | 1 | 1 | 1 | 1 | 1 | 2 | 2 | 2 | 2 | 2 | 1 | 1
6 | Jun | 1 | 1 | 1 | 1 | 1 | 1 | 1 | 1 | 1 | 1 | 1 | 1 | 1 | 1 | 1 | 1 | 2 | 2 | 2 | 2 | 2 | 1 | 1 | 1
7 | Jul | 1 | 1 | 1 | 1 | 1 | 1 | 1 | 1 | 1 | 1 | 1 | 1 | 1 | 1 | 1 | 1 | 2 | 2 | 2 | 2 | 2 | 1 | 1 | 1
8 | Aug | 1 | 1 | 1 | 1 | 1 | 1 | 1 | 1 | 1 | 1 | 1 | 1 | 1 | 1 | 1 | 1 | 2 | 2 | 3 | 3 | 3 | 3 | 3 | 1
9 | Sep | 1 | 1 | 1 | 1 | 1 | 1 | 1 | 1 | 1 | 1 | 1 | 1 | 1 | 1 | 1 | 1 | 2 | 3 | 3 | 3 | 3 | 3 | 3 | 1
10 | Oct | 1 | 1 | 1 | 1 | 1 | 1 | 1 | 1 | 1 | 1 | 1 | 1 | 1 | 1 | 1 | 1 | 2 | 2 | 2 | 2 | 2 | 1 | 1 | 1
11 | Nov | 1 | 1 | 1 | 1 | 1 | 1 | 1 | 1 | 1 | 1 | 1 | 1 | 1 | 1 | 1 | 1 | 2 | 2 | 2 | 2 | 2 | 1 | 1 | 1
12 | Dec | 1 | 1 | 1 | 1 | 1 | 1 | 1 | 1 | 1 | 1 | 1 | 1 | 1 | 1 | 1 | 1 | 2 | 2 | 2 | 2 | 2 | 1 | 1 | 1

## Solar Tracking (South)
Average Solar Generation on Worst Days (2017-2022) - SOLAR TRACKING (SOUTH)
|  | Hour Ending | [27 empty] | Exceedance Profile
|  | 1 | 2 | 3 | 4 | 5 | 6 | 7 | 8 | 9 | 10 | 11 | 12 | 13 | 14 | 15 | 16 | 17 | 18 | 19 | 20 | 21 | 22 | 23 | 24 |  |  |  |  | 1 | 2 | 3 | 4 | 5 | 6 | 7 | 8 | 9 | 10 | 11 | 12 | 13 | 14 | 15 | 16 | 17 | 18 | 19 | 20 | 21 | 22 | 23 | 24
1 | Jan | 5.03e-08% | 0% | 7.745e-12% | 0% | 2.13e-10% | 5.484e-06% | 0.0948% | 12.57% | 43.53% | 56.31% | 58.13% | 56.19% | 54.29% | 53.83% | 51.57% | 36.46% | 8.121% | 0.04083% | 4.592e-05% | 0.0001636% | 0.0001589% | 3.324e-05% | 6.292e-06% | 1.983e-05% |  |  | 1 | Jan | 0% | 0% | 0% | 0% | 0% | 0% | 0.0498% | 11.98% | 46.92% | 61.09% | 60.48% | 59.41% | 58.77% | 58.91% | 53.36% | 38.5% | 6.496% | 0.002317% | 0% | 0% | 0% | 0% | 0% | 0%
2 | Feb | 3.558e-05% | 3.086e-05% | 1.563e-05% | 2.273e-07% | 0% | 3.8e-05% | 1.083% | 24.21% | 56.39% | 65.64% | 66.82% | 66.73% | 66.78% | 64.37% | 59.61% | 50.91% | 23% | 1.349% | 0.001749% | 5.034e-05% | 0.0001578% | 2.135e-05% | 9.045e-05% | 4.004e-10% |  |  | 2 | Feb | 0% | 0% | 0% | 0% | 0% | 0% | 0.6886% | 26.16% | 63.64% | 70.33% | 68.79% | 68.19% | 67.81% | 65.39% | 63.79% | 57.98% | 24.63% | 0.9869% | 0% | 0% | 0% | 0% | 0% | 0%
3 | Mar | 0% | 4.598e-11% | 3.187e-05% | 0% | 0% | 0.002981% | 3.677% | 31.11% | 64.27% | 73.18% | 74.43% | 74.22% | 74.29% | 72.05% | 69.78% | 64.93% | 48.21% | 21.29% | 3.714% | 0.003967% | 5.146e-05% | 0.0001689% | 4.032e-05% | 6.283e-05% |  |  | 3 | Mar | 0% | 0% | 0% | 0% | 0% | 0% | 0.1486% | 17.11% | 59.44% | 72.97% | 73.23% | 71.74% | 70.99% | 70.67% | 67.12% | 61.89% | 46.18% | 17.37% | 2.806% | 5.921e-05% | 0% | 0% | 0% | 0%
4 | Apr | 1.072e-05% | 3.959e-05% | 0% | 1.133e-07% | 7.019e-08% | 0.000813% | 6.7% | 45.36% | 76.55% | 84.63% | 87.65% | 89.76% | 90.18% | 89.51% | 88.06% | 86.24% | 80.3% | 63.51% | 23.02% | 0.7253% | 0.005053% | 0.008854% | 0.01292% | 0.01542% |  |  | 4 | Apr | 0% | 0% | 0% | 0% | 0% | 0% | 3.063% | 36.53% | 71.58% | 76.56% | 79.73% | 79.5% | 80.01% | 79.16% | 78.24% | 75.4% | 71.1% | 57.64% | 18.23% | 0.2947% | 0% | 0% | 0% | 0%
5 | May | 4.507e-06% | 9.059e-07% | 7.032e-06% | 2.58e-05% | 0.0002536% | 0.1724% | 17.42% | 58.8% | 80.07% | 86.52% | 89.35% | 91.24% | 91.59% | 91% | 89.91% | 87.61% | 83.08% | 70.27% | 34.99% | 3.433% | 0.0005158% | 0.0001044% | 2.962e-05% | 5.591e-07% |  |  | 5 | May | 0% | 0% | 0% | 0% | 0% | 0.05787% | 14.83% | 54.76% | 75.22% | 81.46% | 84.13% | 84.85% | 85.13% | 84.76% | 83.33% | 81.32% | 77.54% | 68.01% | 32.83% | 2.602% | 0% | 0% | 0% | 0%
6 | Jun | 0.02641% | 0.004331% | 0.006683% | 0.007707% | 0.01043% | 0.305% | 18.82% | 58.41% | 78.81% | 85.64% | 87.27% | 88.95% | 89.32% | 87.91% | 86.79% | 84.8% | 79.32% | 68.59% | 41.35% | 7.73% | 0.009622% | 0.0006558% | 0.007904% | 0.02313% |  |  | 6 | Jun | 0% | 0% | 0% | 0% | 0% | 0.2394% | 18.21% | 55.64% | 74.3% | 80.74% | 84.44% | 86.06% | 85.5% | 85.52% | 84.19% | 81.95% | 78.55% | 70.95% | 42.44% | 6.89% | 0.003373% | 0% | 0% | 0%
7 | Jul | 0.00588% | 0.009228% | 0.01974% | 0.02304% | 0.02414% | 0.04936% | 10.03% | 45.77% | 70.19% | 79.15% | 83.37% | 83.97% | 83.23% | 82.98% | 82.34% | 79.84% | 76.16% | 66.61% | 39.42% | 6.537% | 0.007233% | 0.003666% | 0.004233% | 0.004889% |  |  | 7 | Jul | 0% | 0% | 0% | 0% | 0% | 0.004819% | 8.078% | 42.76% | 68.55% | 78.82% | 83.02% | 84.65% | 83.87% | 82.89% | 82.17% | 80.19% | 76.08% | 65.8% | 37.73% | 5.643% | 0.001363% | 0% | 0% | 0%
8 | Aug | 0.03693% | 0.03823% | 0.01713% | 0.006592% | 0.006491% | 0.009363% | 3.622% | 32.73% | 62.15% | 75.56% | 81.2% | 82.62% | 82.32% | 81.09% | 77.26% | 71.54% | 65.44% | 51.65% | 21.78% | 1.412% | 0.04706% | 0.04329% | 0.03977% | 0.03683% |  |  | 8 | Aug | 0% | 0% | 0% | 0% | 0% | 0% | 3.096% | 34.25% | 67.29% | 78.83% | 83.05% | 85.15% | 85.45% | 83.54% | 79.42% | 77.58% | 71.3% | 56.79% | 20.3% | 0.5569% | 0% | 0% | 0% | 0%
9 | Sep | 0.03194% | 0.01771% | 0.003948% | 0.0002702% | 0.0006663% | 0.003355% | 1.513% | 27.74% | 62.32% | 75.73% | 80.44% | 81.66% | 81.56% | 81.12% | 78.22% | 74.79% | 66.83% | 45.01% | 9.805% | 0.06209% | 0.03455% | 0.03287% | 0.03151% | 0.02914% |  |  | 9 | Sep | 0% | 0% | 0% | 0% | 0% | 0% | 0.4935% | 22.84% | 58.48% | 72.04% | 77.18% | 78.59% | 79.9% | 78.43% | 76.21% | 71.28% | 64.61% | 34.3% | 3.045% | 1.153e-05% | 0% | 0% | 0% | 0%
10 | Oct | 0.000186% | 0.0001029% | 7.561e-05% | 4.224e-05% | 0.0001044% | 0.0007625% | 0.1351% | 16.09% | 55.61% | 72.91% | 75.97% | 76.1% | 75.39% | 75.62% | 75.38% | 72.72% | 57.49% | 19.97% | 0.5011% | 0.0006762% | 0.0006513% | 0.0002627% | 0.0002463% | 7.194e-05% |  |  | 10 | Oct | 0% | 0% | 0% | 0% | 0% | 0% | 0.00401% | 9.995% | 49.34% | 65.94% | 69.37% | 70.37% | 70.2% | 69.52% | 70.56% | 66% | 49.77% | 10.84% | 0.006742% | 0% | 0% | 0% | 0% | 0%
11 | Nov | -0.0006534% | -0.0006955% | -0.0006928% | -0.0006891% | -0.0006662% | 0.0006883% | 3.017% | 32.25% | 61.47% | 67.48% | 66.05% | 64.43% | 64.46% | 64.9% | 59.57% | 35.44% | 5.639% | 0.3446% | -0.0004484% | -0.0003443% | -0.0002802% | -0.0005056% | -0.0006506% | -0.0006648% |  |  | 11 | Nov | 0% | 0% | 0% | 0% | 0% | 0% | 1.572% | 27.96% | 58.45% | 65.64% | 64.37% | 62.56% | 63.57% | 63.2% | 58.14% | 34.15% | 3.17% | 5.415e-07% | 0% | 0% | 0% | 0% | 0% | 0%
12 | Dec | -0.0008738% | -0.0009244% | -0.0009149% | -0.0009203% | -0.0008842% | -0.0003732% | 0.2661% | 14.98% | 42.73% | 51.62% | 52.01% | 50.95% | 50.57% | 49.31% | 44.07% | 24.52% | 2.013% | -0.001419% | -0.0008818% | -0.0007883% | -0.0007295% | -0.000789% | -0.0008783% | -0.0009247% |  |  | 12 | Dec | 0% | 0% | 0% | 0% | 0% | 0% | 0.1078% | 13.23% | 41.67% | 52.23% | 51.48% | 49.52% | 51.55% | 50.73% | 46.74% | 25.54% | 2.101% | 0% | 0% | 0% | 0% | 0% | 0% | 0%
Solver Setup
|  | Hour Ending 1: Avg Worst Day vs Exceedance |  |  |  |  | Avg. Worst Day vs. Exceedance (Combined Summer and Non-Summer)
|  | 1 | 2 | 3 | 4 | 5 | 6 | 7 | 8 | 9 | 10 | 11 | 12 | 13 | 14 | 15 | 16 | 17 | 18 | 19 | 20 | 21 | 22 | 23 | 24 |  |  |  |  | 1 | 2 | 3 | 4 | 5 | 6 | 7 | 8 | 9 | 10 | 11 | 12 | 13 | 14 | 15 | 16 | 17 | 18 | 19 | 20 | 21 | 22 | 23 | 24
1 | Jan | -5.03e-08% | 0% | -7.745e-12% | 0% | -2.13e-10% | -5.484e-06% | -0.045% | -0.5927% | 3.385% | 4.777% | 2.35% | 3.218% | 4.477% | 5.084% | 1.79% | 2.049% | -1.625% | -0.03851% | -4.592e-05% | -0.0001636% | -0.0001589% | -3.324e-05% | -6.292e-06% | -1.983e-05% | Positive Coefficient: | 2 | 1 | Jan | 2.5302e-19 | 0 | 5.9993e-27 | 0 | 4.5363e-24 | 3.0072e-15 | 2.0251e-07 | 3.5125e-05 | 0.0022923 | 0.0045649 | 0.0011043 | 0.0020706 | 0.0040088 | 0.0051693 | 0.00064097 | 0.00083956 | 0.00052802 | 2.9658e-07 | 4.2172e-13 | 5.3514e-12 | 5.0469e-12 | 1.1051e-13 | 3.9587e-15 | 3.9314e-14
2 | Feb | -3.558e-05% | -3.086e-05% | -1.563e-05% | -2.273e-07% | 0% | -3.8e-05% | -0.3944% | 1.943% | 7.259% | 4.689% | 1.966% | 1.451% | 1.025% | 1.015% | 4.18% | 7.07% | 1.632% | -0.3623% | -0.001749% | -5.034e-05% | -0.0001578% | -2.135e-05% | -9.045e-05% | -4.004e-10% | Negative Coefficient: | 1 | 2 | Feb | 1.2661e-13 | 9.5203e-14 | 2.4418e-14 | 5.168e-18 | 0 | 1.4436e-13 | 1.5554e-05 | 0.00075493 | 0.010538 | 0.0043975 | 0.00077331 | 0.00042119 | 0.00021008 | 0.00020617 | 0.0034951 | 0.0099962 | 0.0010659 | 2.6246e-05 | 6.1195e-10 | 5.0677e-13 | 4.9788e-12 | 4.5579e-14 | 8.182e-13 | 1.6029e-23
3 | Mar | 0% | -4.598e-11% | -3.187e-05% | 0% | 0% | -0.002981% | -3.529% | -14% | -4.83% | -0.2114% | -1.203% | -2.484% | -3.3% | -1.381% | -2.662% | -3.039% | -2.03% | -3.917% | -0.9085% | -0.003907% | -5.146e-05% | -0.0001689% | -4.032e-05% | -6.283e-05% |  |  | 3 | Mar | 0 | 2.1144e-25 | 1.0159e-13 | 0 | 0 | 8.8845e-10 | 0.0012453 | 0.019601 | 0.0023326 | 4.4704e-06 | 0.00014472 | 0.00061679 | 0.0010893 | 0.00019077 | 0.00070865 | 0.0009235 | 0.00041222 | 0.003069 | 0.00016509 | 3.0535e-09 | 5.2962e-13 | 5.7085e-12 | 1.6253e-13 | 3.9482e-13
4 | Apr | -1.072e-05% | -3.959e-05% | 0% | -1.133e-07% | -7.019e-08% | -0.000813% | -3.637% | -8.825% | -4.979% | -8.072% | -7.916% | -10.26% | -10.17% | -10.35% | -9.817% | -10.84% | -9.2% | -5.87% | -4.791% | -0.4306% | -0.005053% | -0.008854% | -0.01292% | -0.01542% | Non-Summer | 60.54% | 4 | Apr | 1.1498e-14 | 1.5672e-13 | 0 | 1.2836e-18 | 4.926e-19 | 6.6093e-11 | 0.001323 | 0.0077883 | 0.0024789 | 0.0065154 | 0.0062658 | 0.010525 | 0.01034 | 0.010709 | 0.0096374 | 0.011742 | 0.0084633 | 0.0068904 | 0.0045907 | 3.7078e-05 | 5.1075e-09 | 1.568e-08 | 1.6693e-08 | 2.3764e-08
5 | May | -4.507e-06% | -9.059e-07% | -7.032e-06% | -2.58e-05% | -0.0002536% | -0.1145% | -2.592% | -4.037% | -4.851% | -5.053% | -5.214% | -6.398% | -6.464% | -6.239% | -6.581% | -6.297% | -5.544% | -2.262% | -2.155% | -0.8311% | -0.0005158% | -0.0001044% | -2.962e-05% | -5.591e-07% | Summer | 76.59% | 5 | May | 2.0311e-15 | 8.2063e-17 | 4.9455e-15 | 6.6548e-14 | 6.4303e-12 | 1.312e-06 | 0.00067165 | 0.0016296 | 0.0023536 | 0.0025529 | 0.0027183 | 0.0040932 | 0.0041778 | 0.0038922 | 0.0043312 | 0.0039656 | 0.0030739 | 0.0010233 | 0.00092893 | 0.00013813 | 5.3204e-11 | 2.178e-12 | 8.7714e-14 | 3.1255e-17
6 | Jun | -0.02641% | -0.004331% | -0.006683% | -0.007707% | -0.01043% | -0.06554% | -0.6055% | -2.774% | -4.512% | -4.901% | -2.828% | -2.893% | -3.821% | -2.395% | -2.597% | -2.852% | -0.7726% | 2.356% | 1.09% | -0.8406% | -0.006249% | -0.0006558% | -0.007904% | -0.02313% | Objective | 0.40903 | 6 | Jun | 6.9772e-08 | 1.8756e-09 | 4.4667e-09 | 5.9401e-09 | 1.0889e-08 | 4.2956e-07 | 3.6665e-05 | 0.00076966 | 0.0020358 | 0.0024016 | 0.00079957 | 0.00083677 | 0.00146 | 0.00057345 | 0.0006744 | 0.00081315 | 0.00011938 | 0.0022201 | 0.00047504 | 0.00014132 | 7.8091e-09 | 4.3005e-11 | 6.2476e-09 | 5.3497e-08
7 | Jul | -0.00588% | -0.009228% | -0.01974% | -0.02304% | -0.02414% | -0.04454% | -1.951% | -3.001% | -1.643% | -0.3328% | -0.3476% | 0.6765% | 0.6382% | -0.09567% | -0.1739% | 0.349% | -0.07551% | -0.8151% | -1.689% | -0.8938% | -0.005869% | -0.003666% | -0.004233% | -0.004889% |  |  | 7 | Jul | 3.4578e-09 | 8.5159e-09 | 3.8963e-08 | 5.3089e-08 | 5.8251e-08 | 1.9836e-07 | 0.00038052 | 0.00090045 | 0.00026987 | 1.1079e-05 | 1.2079e-05 | 9.1532e-05 | 8.1453e-05 | 9.1519e-07 | 3.0234e-06 | 2.4355e-05 | 1.1404e-06 | 0.00013286 | 0.00057024 | 0.00015977 | 6.8899e-09 | 1.344e-09 | 1.7921e-09 | 2.3899e-09
8 | Aug | -0.03693% | -0.03823% | -0.01713% | -0.006592% | -0.006491% | -0.009363% | -0.526% | 1.526% | 5.141% | 3.271% | 1.856% | 2.527% | 3.136% | 2.446% | 2.161% | 6.039% | 5.86% | 5.147% | -1.483% | -0.8551% | -0.04706% | -0.04329% | -0.03977% | -0.03683% |  |  | 8 | Aug | 1.3635e-07 | 1.4618e-07 | 2.936e-08 | 4.3454e-09 | 4.2135e-09 | 8.7662e-09 | 2.767e-05 | 0.00046544 | 0.0052859 | 0.0021404 | 0.00068889 | 0.0012769 | 0.0019675 | 0.0011961 | 0.00093394 | 0.007293 | 0.013735 | 0.010598 | 0.00065974 | 0.00021936 | 6.6439e-07 | 5.6213e-07 | 4.745e-07 | 1.3562e-07
9 | Sep | -0.03194% | -0.01771% | -0.003948% | -0.0002702% | -0.0006663% | -0.003355% | -1.02% | -4.9% | -3.838% | -3.696% | -3.257% | -3.07% | -1.658% | -2.691% | -2.011% | -3.518% | -2.22% | -10.72% | -6.76% | -0.06208% | -0.03455% | -0.03287% | -0.03151% | -0.02914% | All Hours > 10% | 0 | 9 | Sep | 1.0203e-07 | 3.1362e-08 | 1.559e-09 | 7.3026e-12 | 4.4395e-11 | 1.1259e-09 | 0.00010396 | 0.0024011 | 0.0014729 | 0.0013658 | 0.0010605 | 0.00094235 | 0.00027481 | 0.00072428 | 0.00040449 | 0.0012376 | 0.00098524 | 0.034451 | 0.01371 | 1.1561e-06 | 3.5811e-07 | 3.2413e-07 | 2.9794e-07 | 8.492e-08
10 | Oct | -0.000186% | -0.0001029% | -7.561e-05% | -4.224e-05% | -0.0001044% | -0.0007625% | -0.1311% | -6.096% | -6.27% | -6.966% | -6.6% | -5.735% | -5.183% | -6.106% | -4.813% | -6.718% | -7.719% | -9.127% | -0.4944% | -0.0006762% | -0.0006513% | -0.0002627% | -0.0002463% | -7.194e-05% | LOLE Hours > 2% | 0 | 10 | Oct | 3.4587e-12 | 1.0587e-12 | 5.7166e-13 | 1.784e-13 | 1.0891e-12 | 5.8134e-11 | 1.7191e-06 | 0.0037158 | 0.0039308 | 0.0048521 | 0.0043561 | 0.0032885 | 0.0026866 | 0.0037285 | 0.0023161 | 0.0045135 | 0.011915 | 0.016661 | 4.8886e-05 | 9.1438e-11 | 8.4846e-11 | 6.9007e-12 | 6.0668e-12 | 5.1747e-13
11 | Nov | 0.0006534% | 0.0006955% | 0.0006928% | 0.0006891% | 0.0006662% | -0.0006883% | -1.446% | -4.292% | -3.022% | -1.841% | -1.676% | -1.878% | -0.8906% | -1.693% | -1.435% | -1.292% | -2.469% | -0.3446% | 0.0004484% | 0.0003443% | 0.0002802% | 0.0005056% | 0.0006506% | 0.0006648% |  |  | 11 | Nov | 8.5399e-11 | 9.6753e-11 | 9.5992e-11 | 9.4974e-11 | 8.8752e-11 | 4.737e-11 | 0.00020899 | 0.0018417 | 0.0009132 | 0.00033884 | 0.00028078 | 0.00035253 | 7.9315e-05 | 0.00028651 | 0.00020579 | 0.00016698 | 0.0012196 | 2.3744e-05 | 8.0411e-11 | 4.7407e-11 | 3.1412e-11 | 5.1133e-11 | 8.4648e-11 | 8.8396e-11
12 | Dec | 0.0008738% | 0.0009244% | 0.0009149% | 0.0009203% | 0.0008842% | 0.0003732% | -0.1583% | -1.749% | -1.062% | 0.6046% | -0.5301% | -1.426% | 0.9738% | 1.425% | 2.67% | 1.018% | 0.0885% | 0.001419% | 0.0008818% | 0.0007883% | 0.0007295% | 0.000789% | 0.0008783% | 0.0009247% | Maximum | 7.259% | 12 | Dec | 1.527e-10 | 1.7091e-10 | 1.674e-10 | 1.6939e-10 | 1.5638e-10 | 2.7858e-11 | 2.507e-06 | 0.00030604 | 0.00011282 | 7.3099e-05 | 2.8103e-05 | 0.00020323 | 0.00018967 | 0.00040629 | 0.0014256 | 0.00020739 | 3.1332e-06 | 8.0557e-10 | 3.1103e-10 | 2.4859e-10 | 2.129e-10 | 1.2449e-10 | 1.5427e-10 | 1.7102e-10
Coefficients
|  | 1 | 2 | 3 | 4 | 5 | 6 | 7 | 8 | 9 | 10 | 11 | 12 | 13 | 14 | 15 | 16 | 17 | 18 | 19 | 20 | 21 | 22 | 23 | 24
1 | Jan | 1 | 1 | 1 | 1 | 1 | 1 | 1 | 1 | 1 | 1 | 1 | 1 | 1 | 1 | 1 | 1 | 2 | 2 | 2 | 2 | 2 | 1 | 1 | 1
2 | Feb | 1 | 1 | 1 | 1 | 1 | 1 | 1 | 1 | 1 | 1 | 1 | 1 | 1 | 1 | 1 | 1 | 2 | 2 | 2 | 2 | 2 | 1 | 1 | 1
3 | Mar | 1 | 1 | 1 | 1 | 1 | 1 | 1 | 1 | 1 | 1 | 1 | 1 | 1 | 1 | 1 | 1 | 1 | 2 | 2 | 2 | 2 | 2 | 1 | 1
4 | Apr | 1 | 1 | 1 | 1 | 1 | 1 | 1 | 1 | 1 | 1 | 1 | 1 | 1 | 1 | 1 | 1 | 1 | 2 | 2 | 2 | 2 | 2 | 1 | 1
5 | May | 1 | 1 | 1 | 1 | 1 | 1 | 1 | 1 | 1 | 1 | 1 | 1 | 1 | 1 | 1 | 1 | 1 | 2 | 2 | 2 | 2 | 2 | 1 | 1
6 | Jun | 1 | 1 | 1 | 1 | 1 | 1 | 1 | 1 | 1 | 1 | 1 | 1 | 1 | 1 | 1 | 1 | 2 | 2 | 2 | 2 | 2 | 1 | 1 | 1
7 | Jul | 1 | 1 | 1 | 1 | 1 | 1 | 1 | 1 | 1 | 1 | 1 | 1 | 1 | 1 | 1 | 1 | 2 | 2 | 2 | 2 | 2 | 1 | 1 | 1
8 | Aug | 1 | 1 | 1 | 1 | 1 | 1 | 1 | 1 | 1 | 1 | 1 | 1 | 1 | 1 | 1 | 1 | 2 | 2 | 3 | 3 | 3 | 3 | 3 | 1
9 | Sep | 1 | 1 | 1 | 1 | 1 | 1 | 1 | 1 | 1 | 1 | 1 | 1 | 1 | 1 | 1 | 1 | 2 | 3 | 3 | 3 | 3 | 3 | 3 | 1
10 | Oct | 1 | 1 | 1 | 1 | 1 | 1 | 1 | 1 | 1 | 1 | 1 | 1 | 1 | 1 | 1 | 1 | 2 | 2 | 2 | 2 | 2 | 1 | 1 | 1
11 | Nov | 1 | 1 | 1 | 1 | 1 | 1 | 1 | 1 | 1 | 1 | 1 | 1 | 1 | 1 | 1 | 1 | 2 | 2 | 2 | 2 | 2 | 1 | 1 | 1
12 | Dec | 1 | 1 | 1 | 1 | 1 | 1 | 1 | 1 | 1 | 1 | 1 | 1 | 1 | 1 | 1 | 1 | 2 | 2 | 2 | 2 | 2 | 1 | 1 | 1

## Solar Thermal (South)
Average Solar Generation on Worst Days (2017-2022) - SOLAR THERMAL (SOUTH)
|  | Hour Ending | [27 empty] | Exceedance Profile
|  | 1 | 2 | 3 | 4 | 5 | 6 | 7 | 8 | 9 | 10 | 11 | 12 | 13 | 14 | 15 | 16 | 17 | 18 | 19 | 20 | 21 | 22 | 23 | 24 |  |  |  |  | 1 | 2 | 3 | 4 | 5 | 6 | 7 | 8 | 9 | 10 | 11 | 12 | 13 | 14 | 15 | 16 | 17 | 18 | 19 | 20 | 21 | 22 | 23 | 24
1 | Jan | 0% | 0% | 0% | 0% | 0% | 0% | 0% | 0.483% | 10.3% | 27.23% | 31.92% | 31.4% | 31.54% | 30.81% | 30.38% | 24.49% | 9.107% | 0.8165% | 0.01424% | 0% | 0% | 0% | 0% | 0% |  |  | 1 | Jan | 0% | 0% | 0% | 0% | 0% | 0% | 0% | 0% | 2.176% | 16.72% | 23.28% | 28.91% | 26.6% | 22.7% | 23.7% | 19.11% | 5.677% | 0% | 0% | 0% | 0% | 0% | 0% | 0%
2 | Feb | 0% | 0% | 0% | 0% | 0% | 0% | 0% | 0.9294% | 12.18% | 26.59% | 29.86% | 29.1% | 28.53% | 26.92% | 27.7% | 25.74% | 15.7% | 3.485% | 0% | 0% | 0% | 0% | 0% | 0% |  |  | 2 | Feb | 0% | 0% | 0% | 0% | 0% | 0% | 0% | 0.1078% | 13.87% | 35.39% | 38.67% | 36.38% | 32.97% | 32.78% | 34.97% | 33.44% | 18.74% | 4.075% | 0% | 0% | 0% | 0% | 0% | 0%
3 | Mar | 0% | 0% | 0% | 0% | 0% | 0% | 0.03691% | 5.403% | 31.76% | 53.34% | 56.04% | 55.47% | 54.06% | 55.38% | 55.79% | 53.91% | 43.92% | 23.6% | 6.888% | 0.3704% | 0% | 0% | 0% | 0% |  |  | 3 | Mar | 0% | 0% | 0% | 0% | 0% | 0% | 0% | 0% | 14.57% | 44.12% | 49.79% | 49.05% | 49.8% | 53.82% | 52.28% | 49.06% | 40.34% | 16.51% | 0.737% | 0% | 0% | 0% | 0% | 0%
4 | Apr | 0% | 0% | 0% | 0% | 0% | 0% | 0.4731% | 16.69% | 60.81% | 78.3% | 81.57% | 82.29% | 81.26% | 79.53% | 78.49% | 75.69% | 71.58% | 64.27% | 34.89% | 5.337% | 0% | 0% | 0% | 0% |  |  | 4 | Apr | 0% | 0% | 0% | 0% | 0% | 0% | 0% | 3.077% | 38.82% | 61.51% | 69.17% | 69.45% | 69.94% | 68.12% | 62.73% | 56.37% | 51.72% | 44.85% | 20.35% | 2.259% | 0% | 0% | 0% | 0%
5 | May | 0% | 0% | 0% | 0% | 0% | 0% | 3.876% | 34.22% | 76.68% | 88.63% | 90.73% | 90.35% | 88.68% | 86.52% | 85.11% | 82.92% | 79.2% | 70.84% | 46.56% | 11.34% | 0.138% | 0% | 0% | 0% |  |  | 5 | May | 0% | 0% | 0% | 0% | 0% | 0% | 1.091% | 25% | 67.17% | 81.62% | 83.9% | 83.77% | 82.41% | 80.74% | 78.73% | 72.75% | 65.77% | 55.5% | 36.27% | 8.098% | 0% | 0% | 0% | 0%
6 | Jun | 0% | 0% | 0% | 0% | 0% | 0.001097% | 5.364% | 34.87% | 70.08% | 82.29% | 86.51% | 85.65% | 83.65% | 79.53% | 76.88% | 74.48% | 70.57% | 62.59% | 46.58% | 16.31% | 0.8075% | 0.06354% | 0% | 0% |  |  | 6 | Jun | 0% | 0% | 0% | 0% | 0% | 0% | 2.81% | 31.93% | 68.83% | 77.6% | 79.97% | 79.06% | 78.55% | 76.98% | 73.14% | 69.9% | 66.78% | 59.16% | 41.24% | 14.42% | 0.2628% | 0% | 0% | 0%
7 | Jul | 0% | 0% | 0% | 0% | 0% | 0% | 1.077% | 13.51% | 43.29% | 61.22% | 67.17% | 68.7% | 66.54% | 63.14% | 61.62% | 61.33% | 58.24% | 52.64% | 36.88% | 12.27% | 0.2343% | 0% | 0% | 0% |  |  | 7 | Jul | 0% | 0% | 0% | 0% | 0% | 0% | 0% | 5.56% | 31% | 50.19% | 56.99% | 58.88% | 59.87% | 57.1% | 55.62% | 52.22% | 50.36% | 41.05% | 30.2% | 9.629% | 0% | 0% | 0% | 0%
8 | Aug | 0% | 0% | 0% | 0% | 0% | 0% | 0.08498% | 7.156% | 37.78% | 57.02% | 64.71% | 70.58% | 72.13% | 71.26% | 68.04% | 62.84% | 55.55% | 47.2% | 27.17% | 5.078% | 0.04119% | 0% | 0% | 0% |  |  | 8 | Aug | 0% | 0% | 0% | 0% | 0% | 0% | 0% | 2.833% | 35.03% | 58.43% | 69.91% | 72.64% | 71.71% | 61.66% | 58.32% | 54.81% | 51.7% | 43.4% | 26.23% | 4.138% | 0% | 0% | 0% | 0%
9 | Sep | 0% | 0% | 0% | 0% | 0% | 0% | 0.0009714% | 5.408% | 39.18% | 66.42% | 73.47% | 73.89% | 71.5% | 69.62% | 67.2% | 63.46% | 58.85% | 45.72% | 17.23% | 1.52% | 0.02002% | 0% | 0% | 0% |  |  | 9 | Sep | 0% | 0% | 0% | 0% | 0% | 0% | 0% | 0.8386% | 28.37% | 58.09% | 68.88% | 69.36% | 68.45% | 65.35% | 61.07% | 58.05% | 54.08% | 40.14% | 9.777% | 0.03524% | 0% | 0% | 0% | 0%
10 | Oct | 0% | 0% | 0% | 0% | 0% | 0% | 0% | 1.859% | 26.34% | 60.57% | 69.43% | 70.13% | 70.35% | 70.85% | 71.24% | 69.38% | 61.48% | 31.45% | 4.806% | 0% | 0% | 0% | 0% | 0% |  |  | 10 | Oct | 0% | 0% | 0% | 0% | 0% | 0% | 0% | 0% | 14.15% | 53.71% | 66.96% | 66.21% | 65.64% | 64.26% | 65.37% | 62.15% | 50.09% | 21.49% | 1.553% | 0% | 0% | 0% | 0% | 0%
11 | Nov | 0% | 0% | 0% | 0% | 0% | 0% | 0.0407% | 6.913% | 35.4% | 56.89% | 60.14% | 56.98% | 55.87% | 57.12% | 53.13% | 37.58% | 10.22% | 0.9103% | 0.07693% | 0% | 0% | 0% | 0% | 0% |  |  | 11 | Nov | 0% | 0% | 0% | 0% | 0% | 0% | 0% | 0.3638% | 18.77% | 47.34% | 53.31% | 52.24% | 50.91% | 50.51% | 46.62% | 31.97% | 8.386% | 0% | 0% | 0% | 0% | 0% | 0% | 0%
12 | Dec | 0% | 0% | 0% | 0% | 0% | 0% | 0% | 0.3717% | 6.697% | 20.56% | 27.82% | 29.15% | 27.99% | 27.05% | 26.11% | 19.21% | 4.038% | 0% | 0% | 0% | 0% | 0% | 0% | 0% |  |  | 12 | Dec | 0% | 0% | 0% | 0% | 0% | 0% | 0% | 0% | 1.295% | 10.81% | 17.03% | 18.07% | 17.89% | 18.53% | 18.3% | 13.12% | 2.985% | 0% | 0% | 0% | 0% | 0% | 0% | 0%
Solver Setup
|  | Hour Ending 1: Avg Worst Day vs Exceedance |  |  |  |  | Avg. Worst Day vs. Exceedance (Combined Summer and Non-Summer)
|  | 1 | 2 | 3 | 4 | 5 | 6 | 7 | 8 | 9 | 10 | 11 | 12 | 13 | 14 | 15 | 16 | 17 | 18 | 19 | 20 | 21 | 22 | 23 | 24 |  |  |  |  | 1 | 2 | 3 | 4 | 5 | 6 | 7 | 8 | 9 | 10 | 11 | 12 | 13 | 14 | 15 | 16 | 17 | 18 | 19 | 20 | 21 | 22 | 23 | 24
1 | Jan | 0% | 0% | 0% | 0% | 0% | 0% | 0% | -0.483% | -8.119% | -10.5% | -8.639% | -2.49% | -4.946% | -8.107% | -6.675% | -5.38% | -3.43% | -0.8165% | -0.01424% | 0% | 0% | 0% | 0% | 0% | Positive Coefficient: | 2 | 1 | Jan | 0 | 0 | 0 | 0 | 0 | 0 | 0 | 2.3324e-05 | 0.0065922 | 0.011029 | 0.0074634 | 0.00062008 | 0.0024464 | 0.0065717 | 0.0044559 | 0.0028947 | 0.0023524 | 0.00013334 | 4.0579e-08 | 0 | 0 | 0 | 0 | 0
2 | Feb | 0% | 0% | 0% | 0% | 0% | 0% | 0% | -0.8216% | 1.687% | 8.8% | 8.806% | 7.281% | 4.438% | 5.855% | 7.275% | 7.7% | 3.042% | 0.5905% | 0% | 0% | 0% | 0% | 0% | 0% | Negative Coefficient: | 1 | 2 | Feb | 0 | 0 | 0 | 0 | 0 | 0 | 0 | 6.7508e-05 | 0.00056895 | 0.015488 | 0.01551 | 0.010604 | 0.0039398 | 0.0068554 | 0.010584 | 0.011857 | 0.0037018 | 0.00013946 | 0 | 0 | 0 | 0 | 0 | 0
3 | Mar | 0% | 0% | 0% | 0% | 0% | 0% | -0.03691% | -5.403% | -17.19% | -9.224% | -6.245% | -6.419% | -4.259% | -1.56% | -3.517% | -4.852% | -3.583% | -7.096% | -6.151% | -0.3704% | 0% | 0% | 0% | 0% |  |  | 3 | Mar | 0 | 0 | 0 | 0 | 0 | 0 | 1.3622e-07 | 0.0029193 | 0.029558 | 0.0085081 | 0.0038998 | 0.0041209 | 0.0018141 | 0.00024348 | 0.0012367 | 0.0023543 | 0.0012841 | 0.010069 | 0.007568 | 2.7436e-05 | 0 | 0 | 0 | 0
4 | Apr | 0% | 0% | 0% | 0% | 0% | 0% | -0.4731% | -13.61% | -21.99% | -16.79% | -12.4% | -12.83% | -11.33% | -11.41% | -15.76% | -19.33% | -19.86% | -19.43% | -14.53% | -3.078% | 0% | 0% | 0% | 0% | Non-Summer | 63.14% | 4 | Apr | 0 | 0 | 0 | 0 | 0 | 0 | 2.2387e-05 | 0.018524 | 0.048339 | 0.028207 | 0.015383 | 0.016473 | 0.01283 | 0.013017 | 0.024823 | 0.037356 | 0.039433 | 0.075485 | 0.04224 | 0.0018954 | 0 | 0 | 0 | 0
5 | May | 0% | 0% | 0% | 0% | 0% | 0% | -2.784% | -9.221% | -9.511% | -7.004% | -6.822% | -6.582% | -6.268% | -5.787% | -6.387% | -10.17% | -13.44% | -15.34% | -10.29% | -3.243% | -0.138% | 0% | 0% | 0% | Summer | 73.25% | 5 | May | 0 | 0 | 0 | 0 | 0 | 0 | 0.00077519 | 0.0085032 | 0.0090459 | 0.0049054 | 0.004654 | 0.0043324 | 0.003929 | 0.0033485 | 0.0040794 | 0.010352 | 0.018058 | 0.04709 | 0.021179 | 0.0021037 | 3.8089e-06 | 0 | 0 | 0
6 | Jun | 0% | 0% | 0% | 0% | 0% | -0.001097% | -2.553% | -2.945% | -1.257% | -4.689% | -6.534% | -6.594% | -5.104% | -2.55% | -3.734% | -4.577% | -3.786% | -3.424% | -5.342% | -1.891% | -0.5447% | -0.06354% | 0% | 0% | Objective | 1.1866 | 6 | Jun | 0 | 0 | 0 | 0 | 0 | 1.2033e-10 | 0.00065202 | 0.00086705 | 0.00015798 | 0.0021988 | 0.0042688 | 0.0043484 | 0.0026047 | 0.00065002 | 0.0013943 | 0.0020953 | 0.002866 | 0.0023445 | 0.0057066 | 0.00071497 | 5.9337e-05 | 4.0368e-07 | 0 | 0
7 | Jul | 0% | 0% | 0% | 0% | 0% | 0% | -1.077% | -7.955% | -12.3% | -11.03% | -10.18% | -9.822% | -6.673% | -6.044% | -5.993% | -9.11% | -7.884% | -11.59% | -6.675% | -2.646% | -0.2343% | 0% | 0% | 0% |  |  | 7 | Jul | 0 | 0 | 0 | 0 | 0 | 0 | 0.00011592 | 0.0063277 | 0.015122 | 0.012173 | 0.01036 | 0.0096477 | 0.0044531 | 0.0036525 | 0.0035911 | 0.0082994 | 0.012432 | 0.026857 | 0.0089119 | 0.0014004 | 1.0979e-05 | 0 | 0 | 0
8 | Aug | 0% | 0% | 0% | 0% | 0% | 0% | -0.08498% | -4.323% | -2.749% | 1.408% | 5.205% | 2.065% | -0.4263% | -9.606% | -9.711% | -8.03% | -3.846% | -3.806% | -0.9398% | -0.9403% | -0.04119% | 0% | 0% | 0% |  |  | 8 | Aug | 0 | 0 | 0 | 0 | 0 | 0 | 7.2208e-07 | 0.0018689 | 0.00075557 | 0.00039663 | 0.0054186 | 0.00085275 | 1.8172e-05 | 0.0092269 | 0.0094308 | 0.0064479 | 0.0029589 | 0.002897 | 0.00026498 | 0.00026526 | 5.0886e-07 | 0 | 0 | 0
9 | Sep | 0% | 0% | 0% | 0% | 0% | 0% | -0.0009714% | -4.569% | -10.81% | -8.325% | -4.592% | -4.533% | -3.052% | -4.274% | -6.135% | -5.404% | -4.771% | -5.575% | -7.452% | -1.485% | -0.02002% | 0% | 0% | 0% | All Hours > 10% | 0 | 9 | Sep | 0 | 0 | 0 | 0 | 0 | 0 | 9.4356e-11 | 0.0020878 | 0.011685 | 0.0069306 | 0.0021086 | 0.0020551 | 0.00093166 | 0.0018266 | 0.0037633 | 0.0029208 | 0.0045523 | 0.009325 | 0.016659 | 0.00066117 | 1.2024e-07 | 0 | 0 | 0
10 | Oct | 0% | 0% | 0% | 0% | 0% | 0% | 0% | -1.859% | -12.19% | -6.856% | -2.468% | -3.927% | -4.717% | -6.59% | -5.863% | -7.232% | -11.4% | -9.963% | -3.252% | 0% | 0% | 0% | 0% | 0% | LOLE Hours > 2% | 0 | 10 | Oct | 0 | 0 | 0 | 0 | 0 | 0 | 0 | 0.00034554 | 0.014858 | 0.0047008 | 0.00060934 | 0.0015418 | 0.0022247 | 0.0043432 | 0.0034379 | 0.0052299 | 0.025989 | 0.019854 | 0.0021154 | 0 | 0 | 0 | 0 | 0
11 | Nov | 0% | 0% | 0% | 0% | 0% | 0% | -0.0407% | -6.549% | -16.63% | -9.55% | -6.83% | -4.733% | -4.966% | -6.606% | -6.507% | -5.614% | -1.836% | -0.9103% | -0.07693% | 0% | 0% | 0% | 0% | 0% |  |  | 11 | Nov | 0 | 0 | 0 | 0 | 0 | 0 | 1.6565e-07 | 0.004289 | 0.027652 | 0.0091198 | 0.0046645 | 0.0022402 | 0.0024657 | 0.0043641 | 0.0042344 | 0.0031515 | 0.00067398 | 0.00016574 | 1.1836e-06 | 0 | 0 | 0 | 0 | 0
12 | Dec | 0% | 0% | 0% | 0% | 0% | 0% | 0% | -0.3717% | -5.402% | -9.753% | -10.78% | -11.08% | -10.1% | -8.524% | -7.817% | -6.092% | -1.053% | 0% | 0% | 0% | 0% | 0% | 0% | 0% | Maximum | 8.806% | 12 | Dec | 0 | 0 | 0 | 0 | 0 | 0 | 0 | 1.3813e-05 | 0.0029178 | 0.0095112 | 0.01163 | 0.012274 | 0.010193 | 0.0072664 | 0.0061103 | 0.0037115 | 0.00022171 | 0 | 0 | 0 | 0 | 0 | 0 | 0
Coefficients
|  | 1 | 2 | 3 | 4 | 5 | 6 | 7 | 8 | 9 | 10 | 11 | 12 | 13 | 14 | 15 | 16 | 17 | 18 | 19 | 20 | 21 | 22 | 23 | 24
1 | Jan | 1 | 1 | 1 | 1 | 1 | 1 | 1 | 1 | 1 | 1 | 1 | 1 | 1 | 1 | 1 | 1 | 2 | 2 | 2 | 2 | 2 | 1 | 1 | 1
2 | Feb | 1 | 1 | 1 | 1 | 1 | 1 | 1 | 1 | 1 | 1 | 1 | 1 | 1 | 1 | 1 | 1 | 2 | 2 | 2 | 2 | 2 | 1 | 1 | 1
3 | Mar | 1 | 1 | 1 | 1 | 1 | 1 | 1 | 1 | 1 | 1 | 1 | 1 | 1 | 1 | 1 | 1 | 1 | 2 | 2 | 2 | 2 | 2 | 1 | 1
4 | Apr | 1 | 1 | 1 | 1 | 1 | 1 | 1 | 1 | 1 | 1 | 1 | 1 | 1 | 1 | 1 | 1 | 1 | 2 | 2 | 2 | 2 | 2 | 1 | 1
5 | May | 1 | 1 | 1 | 1 | 1 | 1 | 1 | 1 | 1 | 1 | 1 | 1 | 1 | 1 | 1 | 1 | 1 | 2 | 2 | 2 | 2 | 2 | 1 | 1
6 | Jun | 1 | 1 | 1 | 1 | 1 | 1 | 1 | 1 | 1 | 1 | 1 | 1 | 1 | 1 | 1 | 1 | 2 | 2 | 2 | 2 | 2 | 1 | 1 | 1
7 | Jul | 1 | 1 | 1 | 1 | 1 | 1 | 1 | 1 | 1 | 1 | 1 | 1 | 1 | 1 | 1 | 1 | 2 | 2 | 2 | 2 | 2 | 1 | 1 | 1
8 | Aug | 1 | 1 | 1 | 1 | 1 | 1 | 1 | 1 | 1 | 1 | 1 | 1 | 1 | 1 | 1 | 1 | 2 | 2 | 3 | 3 | 3 | 3 | 3 | 1
9 | Sep | 1 | 1 | 1 | 1 | 1 | 1 | 1 | 1 | 1 | 1 | 1 | 1 | 1 | 1 | 1 | 1 | 2 | 3 | 3 | 3 | 3 | 3 | 3 | 1
10 | Oct | 1 | 1 | 1 | 1 | 1 | 1 | 1 | 1 | 1 | 1 | 1 | 1 | 1 | 1 | 1 | 1 | 2 | 2 | 2 | 2 | 2 | 1 | 1 | 1
11 | Nov | 1 | 1 | 1 | 1 | 1 | 1 | 1 | 1 | 1 | 1 | 1 | 1 | 1 | 1 | 1 | 1 | 2 | 2 | 2 | 2 | 2 | 1 | 1 | 1
12 | Dec | 1 | 1 | 1 | 1 | 1 | 1 | 1 | 1 | 1 | 1 | 1 | 1 | 1 | 1 | 1 | 1 | 2 | 2 | 2 | 2 | 2 | 1 | 1 | 1

## Wind (North)
Average Solar Generation on Worst Days (2017-2022) - WIND (NORTH)
|  | Hour Ending | [27 empty] | Exceedance Profile
|  | 1 | 2 | 3 | 4 | 5 | 6 | 7 | 8 | 9 | 10 | 11 | 12 | 13 | 14 | 15 | 16 | 17 | 18 | 19 | 20 | 21 | 22 | 23 | 24 |  |  |  |  | 1 | 2 | 3 | 4 | 5 | 6 | 7 | 8 | 9 | 10 | 11 | 12 | 13 | 14 | 15 | 16 | 17 | 18 | 19 | 20 | 21 | 22 | 23 | 24
1 | Jan | 14.47% | 14.29% | 14.82% | 15.53% | 15.63% | 15.7% | 15.52% | 15.12% | 15.03% | 13.27% | 12.44% | 13.04% | 14.16% | 15.69% | 17.69% | 18.37% | 17.58% | 17.9% | 19.45% | 20.39% | 19.33% | 17.37% | 16.57% | 15.82% |  |  | 1 | Jan | 5.309% | 5.064% | 4.388% | 4.14% | 4.551% | 4.689% | 4.631% | 4.884% | 4.47% | 3.828% | 4.001% | 4.24% | 3.648% | 3.35% | 2.999% | 2.613% | 2.713% | 3.57% | 4.238% | 4.658% | 4.331% | 4.622% | 5.048% | 5.08%
2 | Feb | 26.33% | 29.64% | 30.66% | 31.1% | 29.65% | 27.28% | 27.55% | 30.05% | 33.83% | 35.98% | 34.8% | 33.06% | 29.95% | 27.58% | 27.92% | 26.14% | 22.4% | 20.85% | 22.59% | 23.35% | 23.14% | 24.22% | 25.02% | 25.02% |  |  | 2 | Feb | 12.08% | 12.8% | 12.09% | 10.21% | 9.35% | 9.541% | 9.542% | 10.17% | 8.145% | 7.655% | 8.094% | 7.225% | 6.74% | 6.537% | 6.029% | 6.292% | 6.034% | 6.898% | 7.329% | 7.634% | 8.437% | 10.55% | 11.3% | 12.27%
3 | Mar | 25.37% | 23.08% | 22.42% | 23.58% | 25.24% | 22.71% | 21.02% | 21.34% | 19.62% | 18.3% | 17.08% | 14.32% | 14.27% | 17.28% | 18.94% | 17.59% | 19.62% | 21.71% | 23.59% | 27.03% | 29.71% | 30.05% | 30.79% | 29.1% |  |  | 3 | Mar | 13.9% | 13.18% | 11.91% | 11.24% | 10.02% | 7.901% | 7.606% | 7.039% | 6.995% | 5.813% | 4.907% | 4.971% | 4.847% | 5.215% | 5.38% | 5.436% | 6.307% | 7.132% | 9.86% | 13.32% | 16% | 15.21% | 14.99% | 14.01%
4 | Apr | 33.34% | 33.08% | 31.9% | 30.72% | 28.35% | 25.61% | 24.3% | 22.45% | 19.73% | 18.08% | 15.94% | 13.88% | 12.78% | 13.68% | 15.03% | 17.64% | 21.86% | 26.57% | 29.82% | 35.02% | 39.15% | 41.79% | 43.9% | 46.19% |  |  | 4 | Apr | 37.72% | 34.36% | 33.83% | 28.03% | 24.83% | 21.77% | 20.21% | 15.94% | 11.59% | 12.23% | 10.8% | 8.57% | 8.793% | 10.16% | 11.96% | 15.91% | 21.31% | 27.24% | 29.08% | 30.56% | 34.2% | 34.88% | 37.16% | 38.68%
5 | May | 46.33% | 45.19% | 44.63% | 40.48% | 35.85% | 33.92% | 30.66% | 26.1% | 25.02% | 25.03% | 22.7% | 20.83% | 19.55% | 19.64% | 22.89% | 28.58% | 33.17% | 37.34% | 38.56% | 41.45% | 46.08% | 48% | 49.94% | 50.76% |  |  | 5 | May | 48.66% | 46.14% | 45.89% | 45.13% | 38.58% | 33.09% | 30.38% | 25.1% | 25.35% | 22.13% | 17.99% | 14.21% | 16.03% | 18.64% | 20.98% | 28.13% | 37.57% | 43.56% | 48.08% | 46.69% | 48% | 50.38% | 48.27% | 46.19%
6 | Jun | 50.81% | 50.49% | 49.6% | 47.28% | 44.53% | 40.74% | 37.77% | 33.34% | 29.03% | 24.82% | 21.71% | 18.12% | 16.39% | 16.7% | 19.21% | 25.68% | 33.48% | 38.65% | 42.35% | 45.73% | 49.7% | 52.02% | 53.14% | 54.95% |  |  | 6 | Jun | 37.02% | 39.56% | 35.21% | 32.38% | 29.13% | 26.56% | 22.48% | 15.72% | 12.53% | 8.754% | 7.509% | 5.336% | 4.317% | 5.729% | 6.344% | 9.658% | 16.42% | 24.62% | 30.72% | 32.07% | 35.1% | 35.66% | 35.79% | 37.22%
7 | Jul | 60.31% | 60.34% | 58.17% | 56.17% | 52.48% | 49.76% | 47.54% | 43.16% | 36.1% | 29.02% | 23.67% | 21.25% | 21.01% | 24.06% | 29.61% | 36.59% | 43.39% | 47.37% | 49.04% | 51.11% | 55.53% | 59.02% | 61.63% | 65.24% |  |  | 7 | Jul | 59.66% | 58.19% | 53.89% | 48.09% | 45.39% | 42.49% | 36.21% | 30.19% | 21.48% | 17.43% | 11.09% | 7.908% | 7.172% | 11.04% | 13.05% | 19.07% | 31.22% | 39.38% | 41.68% | 43.6% | 49.98% | 51.79% | 56.87% | 59.83%
8 | Aug | 52.28% | 50.38% | 47.51% | 45.14% | 43.66% | 40.06% | 34.43% | 30.68% | 24.07% | 20.08% | 15.74% | 14.04% | 13.45% | 14.72% | 19.36% | 23.83% | 27.29% | 31.04% | 34.44% | 39.44% | 45.96% | 49.58% | 52.3% | 53.24% |  |  | 8 | Aug | 48.75% | 46.61% | 43.8% | 38.84% | 33.65% | 29.05% | 25.14% | 21.42% | 13.67% | 10.17% | 7.44% | 4.963% | 3.085% | 4.331% | 5.356% | 8.293% | 13.65% | 21.51% | 29.1% | 37.85% | 46.13% | 48.67% | 49.32% | 50.23%
9 | Sep | 42.93% | 42.5% | 41.51% | 38.53% | 34.98% | 31.91% | 29.61% | 26.45% | 21.8% | 18.41% | 15.45% | 13.3% | 12.15% | 12.42% | 14.2% | 16.99% | 20.39% | 24.77% | 29.22% | 35.05% | 39.44% | 42.38% | 45.15% | 46.13% |  |  | 9 | Sep | 18.4% | 18.1% | 17.06% | 15.91% | 12.22% | 9.837% | 9.484% | 7.415% | 5.523% | 3.361% | 2.603% | 1.297% | 0.8913% | 1.373% | 2.112% | 2.939% | 5.11% | 6.606% | 7.418% | 11.21% | 14.84% | 16.49% | 17.15% | 17.47%
10 | Oct | 19.88% | 20.6% | 21.6% | 18.79% | 16.77% | 16.24% | 15.91% | 15.01% | 13.7% | 12.86% | 12.65% | 11.55% | 10.71% | 10.26% | 9.094% | 8.441% | 7.742% | 7.595% | 9.675% | 11.81% | 13.87% | 15.75% | 18.04% | 19.84% |  |  | 10 | Oct | 7.662% | 7.044% | 5.181% | 4.172% | 3.427% | 2.853% | 3.275% | 2.734% | 2.509% | 1.696% | 1.033% | 0.8288% | 0.658% | 0.6943% | 0.9319% | 0.9904% | 0.8805% | 0.9939% | 1.797% | 2.44% | 3.546% | 4.283% | 5.515% | 6.31%
11 | Nov | 11.45% | 10.51% | 9.584% | 7.339% | 6.349% | 6.385% | 6.421% | 6.445% | 6.576% | 6.563% | 6.599% | 6.918% | 7.766% | 7.686% | 8.379% | 7.769% | 8.161% | 9.008% | 9.647% | 9.855% | 11.76% | 13.7% | 14.87% | 15.89% |  |  | 11 | Nov | 5.768% | 5.076% | 4.611% | 5.473% | 5.021% | 4.99% | 4.729% | 5.19% | 4.297% | 3.341% | 2.966% | 2.621% | 2.635% | 2.357% | 2.562% | 2.879% | 2.694% | 2.83% | 3.419% | 3.538% | 4.723% | 5.132% | 5.883% | 5.849%
12 | Dec | 18% | 17.15% | 17.46% | 15.64% | 16.52% | 16.56% | 17.74% | 17.68% | 17.59% | 17.44% | 16.41% | 15.27% | 15.12% | 13.96% | 13.75% | 13.53% | 13.08% | 13.21% | 13.76% | 14.28% | 15.13% | 15.13% | 15.02% | 15.13% |  |  | 12 | Dec | 5.465% | 5.455% | 5.254% | 4.663% | 5.077% | 5.229% | 4.561% | 5.196% | 4.881% | 3.999% | 3.789% | 3.205% | 3.267% | 3.172% | 3.403% | 3.604% | 3.337% | 3.419% | 4.283% | 5.149% | 5.914% | 5.67% | 5.221% | 5.998%
Solver Setup
|  | Hour Ending 1: Avg Worst Day vs Exceedance |  |  |  |  | Avg. Worst Day vs. Exceedance (Combined Summer and Non-Summer)
|  | 1 | 2 | 3 | 4 | 5 | 6 | 7 | 8 | 9 | 10 | 11 | 12 | 13 | 14 | 15 | 16 | 17 | 18 | 19 | 20 | 21 | 22 | 23 | 24 |  |  |  |  | 1 | 2 | 3 | 4 | 5 | 6 | 7 | 8 | 9 | 10 | 11 | 12 | 13 | 14 | 15 | 16 | 17 | 18 | 19 | 20 | 21 | 22 | 23 | 24
1 | Jan | -9.161% | -9.229% | -10.43% | -11.39% | -11.08% | -11.01% | -10.89% | -10.23% | -10.56% | -9.442% | -8.437% | -8.799% | -10.51% | -12.34% | -14.69% | -15.76% | -14.87% | -14.33% | -15.22% | -15.73% | -15% | -12.75% | -11.52% | -10.74% | Positive Coefficient: | 2 | 1 | Jan | 0.0083927 | 0.0085168 | 0.010884 | 0.012982 | 0.012269 | 0.012133 | 0.011865 | 0.01047 | 0.011153 | 0.0089157 | 0.007119 | 0.0077421 | 0.011056 | 0.015239 | 0.021593 | 0.024828 | 0.044196 | 0.041061 | 0.0463 | 0.049477 | 0.044986 | 0.016246 | 0.013277 | 0.011534
2 | Feb | -14.26% | -16.84% | -18.57% | -20.89% | -20.3% | -17.74% | -18.01% | -19.88% | -25.69% | -28.33% | -26.71% | -25.83% | -23.21% | -21.04% | -21.89% | -19.85% | -16.37% | -13.95% | -15.26% | -15.71% | -14.7% | -13.67% | -13.72% | -12.75% | Negative Coefficient: | 1 | 2 | Feb | 0.020322 | 0.028359 | 0.034469 | 0.043643 | 0.041196 | 0.031464 | 0.032442 | 0.039533 | 0.065988 | 0.080231 | 0.071343 | 0.06672 | 0.053853 | 0.044277 | 0.047917 | 0.039385 | 0.053584 | 0.038948 | 0.046568 | 0.04937 | 0.043227 | 0.018689 | 0.018827 | 0.016246
3 | Mar | -11.47% | -9.901% | -10.51% | -12.34% | -15.22% | -14.8% | -13.41% | -14.3% | -12.62% | -12.49% | -12.17% | -9.349% | -9.422% | -12.07% | -13.56% | -12.16% | -13.31% | -14.58% | -13.73% | -13.71% | -13.71% | -14.84% | -15.79% | -15.09% |  |  | 3 | Mar | 0.013157 | 0.0098034 | 0.011043 | 0.015224 | 0.023162 | 0.021916 | 0.017988 | 0.020459 | 0.015938 | 0.015596 | 0.01481 | 0.0087411 | 0.0088766 | 0.014561 | 0.018387 | 0.014777 | 0.017715 | 0.042522 | 0.037682 | 0.037566 | 0.037595 | 0.044053 | 0.024945 | 0.02276
4 | Apr | 4.38% | 1.282% | 1.933% | -2.693% | -3.513% | -3.844% | -4.091% | -6.502% | -8.14% | -5.855% | -5.138% | -5.311% | -3.985% | -3.52% | -3.067% | -1.727% | -0.5507% | 0.6645% | -0.7414% | -4.454% | -4.943% | -6.917% | -6.745% | -7.509% | Non-Summer | 57.24% | 4 | Apr | 0.0038374 | 0.00032852 | 0.0007476 | 0.00072501 | 0.0012342 | 0.0014775 | 0.0016736 | 0.004227 | 0.0066266 | 0.003428 | 0.0026397 | 0.0028212 | 0.0015882 | 0.0012388 | 0.00094088 | 0.00029837 | 3.0328e-05 | 0.00017664 | 0.00010995 | 0.0039668 | 0.0048872 | 0.009569 | 0.0045497 | 0.0056389
5 | May | 2.331% | 0.9537% | 1.253% | 4.652% | 2.73% | -0.8302% | -0.2769% | -0.9992% | 0.3326% | -2.907% | -4.712% | -6.615% | -3.519% | -0.9992% | -1.908% | -0.4505% | 4.392% | 6.224% | 9.526% | 5.238% | 1.916% | 2.377% | -1.665% | -4.571% | Summer | 80.76% | 5 | May | 0.0010868 | 0.00018189 | 0.00031413 | 0.0043276 | 0.0014901 | 6.8925e-05 | 7.6674e-06 | 9.9844e-05 | 2.212e-05 | 0.00084522 | 0.0022203 | 0.0043755 | 0.0012382 | 9.9836e-05 | 0.00036387 | 2.0293e-05 | 0.0038584 | 0.015494 | 0.036295 | 0.010975 | 0.0014684 | 0.0022609 | 0.00027726 | 0.0020897
6 | Jun | -13.8% | -10.93% | -14.39% | -14.9% | -15.4% | -14.18% | -15.3% | -17.62% | -16.5% | -16.07% | -14.2% | -12.78% | -12.08% | -10.97% | -12.87% | -16.02% | -17.07% | -14.03% | -11.63% | -13.66% | -14.6% | -16.36% | -17.36% | -17.73% | Objective | 5.7691 | 6 | Jun | 0.019033 | 0.011943 | 0.020716 | 0.022209 | 0.023707 | 0.020111 | 0.023403 | 0.031053 | 0.027219 | 0.025812 | 0.020162 | 0.016339 | 0.014586 | 0.012038 | 0.016559 | 0.025677 | 0.058252 | 0.039396 | 0.027043 | 0.037301 | 0.042603 | 0.026758 | 0.030132 | 0.031446
7 | Jul | -0.6542% | -2.155% | -4.28% | -8.081% | -7.088% | -7.275% | -11.33% | -12.97% | -14.62% | -11.58% | -12.58% | -13.34% | -13.84% | -13.02% | -16.56% | -17.52% | -12.17% | -7.982% | -7.365% | -7.505% | -5.552% | -7.226% | -4.761% | -5.41% |  |  | 7 | Jul | 4.2793e-05 | 0.00046431 | 0.0018318 | 0.0065296 | 0.0050241 | 0.0052924 | 0.012842 | 0.016832 | 0.021373 | 0.013417 | 0.015824 | 0.0178 | 0.019144 | 0.016955 | 0.027433 | 0.030685 | 0.029614 | 0.012743 | 0.01085 | 0.011265 | 0.0061654 | 0.0052221 | 0.0022669 | 0.0029264
8 | Aug | -3.533% | -3.776% | -3.706% | -6.302% | -10.01% | -11.01% | -9.292% | -9.262% | -10.4% | -9.907% | -8.296% | -9.082% | -10.37% | -10.39% | -14.01% | -15.54% | -13.64% | -9.534% | -5.341% | -1.588% | 0.1667% | -0.9065% | -2.982% | -3.009% |  |  | 8 | Aug | 0.001248 | 0.0014255 | 0.0013736 | 0.003972 | 0.010015 | 0.012118 | 0.0086349 | 0.0085793 | 0.010809 | 0.0098154 | 0.006882 | 0.0082475 | 0.010746 | 0.010798 | 0.019624 | 0.024142 | 0.037214 | 0.018179 | 0.0085578 | 0.00075662 | 1.6676e-05 | 0.0002465 | 0.0026679 | 0.00090556
9 | Sep | -24.53% | -24.4% | -24.45% | -22.63% | -22.75% | -22.07% | -20.13% | -19.03% | -16.28% | -15.05% | -12.85% | -12% | -11.26% | -11.04% | -12.08% | -14.05% | -15.28% | -18.17% | -21.8% | -23.84% | -24.6% | -25.9% | -28% | -28.66% | All Hours > 10% | 0 | 9 | Sep | 0.060188 | 0.059534 | 0.059767 | 0.051203 | 0.051775 | 0.048707 | 0.04052 | 0.036225 | 0.026491 | 0.022654 | 0.0165 | 0.014405 | 0.012677 | 0.012198 | 0.014602 | 0.019734 | 0.046723 | 0.098997 | 0.14257 | 0.17047 | 0.18158 | 0.20117 | 0.23517 | 0.082143
10 | Oct | -12.22% | -13.56% | -16.42% | -14.62% | -13.34% | -13.39% | -12.64% | -12.27% | -11.19% | -11.16% | -11.62% | -10.72% | -10.06% | -9.569% | -8.162% | -7.451% | -6.861% | -6.601% | -7.878% | -9.369% | -10.33% | -11.46% | -12.52% | -13.53% | LOLE Hours > 2% | 0 | 10 | Oct | 0.014926 | 0.018382 | 0.026972 | 0.021372 | 0.017806 | 0.017923 | 0.015965 | 0.01506 | 0.012513 | 0.012453 | 0.0135 | 0.011491 | 0.010114 | 0.009157 | 0.0066622 | 0.0055512 | 0.009416 | 0.0087159 | 0.012412 | 0.017554 | 0.021324 | 0.013138 | 0.015675 | 0.018319
11 | Nov | -5.677% | -5.437% | -4.973% | -1.866% | -1.327% | -1.396% | -1.691% | -1.255% | -2.279% | -3.222% | -3.633% | -4.297% | -5.131% | -5.329% | -5.817% | -4.889% | -5.468% | -6.178% | -6.228% | -6.317% | -7.04% | -8.565% | -8.992% | -10.04% |  |  | 11 | Nov | 0.0032227 | 0.002956 | 0.0024731 | 0.00034823 | 0.00017622 | 0.00019478 | 0.0002861 | 0.00015756 | 0.0005194 | 0.0010382 | 0.0013195 | 0.0018462 | 0.0026331 | 0.0028393 | 0.0033839 | 0.0023907 | 0.0059791 | 0.0076335 | 0.0077588 | 0.0079809 | 0.0099131 | 0.0073353 | 0.0080853 | 0.010088
12 | Dec | -12.54% | -11.69% | -12.2% | -10.97% | -11.44% | -11.33% | -13.18% | -12.48% | -12.71% | -13.44% | -12.63% | -12.06% | -11.85% | -10.79% | -10.34% | -9.925% | -9.741% | -9.793% | -9.474% | -9.128% | -9.22% | -9.462% | -9.795% | -9.131% | Maximum | 9.526% | 12 | Dec | 0.015719 | 0.013672 | 0.014894 | 0.012043 | 0.013087 | 0.012845 | 0.01736 | 0.015586 | 0.016162 | 0.01806 | 0.01594 | 0.014549 | 0.014041 | 0.011632 | 0.0107 | 0.0098506 | 0.018976 | 0.01918 | 0.017953 | 0.016663 | 0.017001 | 0.0089535 | 0.0095943 | 0.0083368
Coefficients
|  | 1 | 2 | 3 | 4 | 5 | 6 | 7 | 8 | 9 | 10 | 11 | 12 | 13 | 14 | 15 | 16 | 17 | 18 | 19 | 20 | 21 | 22 | 23 | 24
1 | Jan | 1 | 1 | 1 | 1 | 1 | 1 | 1 | 1 | 1 | 1 | 1 | 1 | 1 | 1 | 1 | 1 | 2 | 2 | 2 | 2 | 2 | 1 | 1 | 1
2 | Feb | 1 | 1 | 1 | 1 | 1 | 1 | 1 | 1 | 1 | 1 | 1 | 1 | 1 | 1 | 1 | 1 | 2 | 2 | 2 | 2 | 2 | 1 | 1 | 1
3 | Mar | 1 | 1 | 1 | 1 | 1 | 1 | 1 | 1 | 1 | 1 | 1 | 1 | 1 | 1 | 1 | 1 | 1 | 2 | 2 | 2 | 2 | 2 | 1 | 1
4 | Apr | 1 | 1 | 1 | 1 | 1 | 1 | 1 | 1 | 1 | 1 | 1 | 1 | 1 | 1 | 1 | 1 | 1 | 2 | 2 | 2 | 2 | 2 | 1 | 1
5 | May | 1 | 1 | 1 | 1 | 1 | 1 | 1 | 1 | 1 | 1 | 1 | 1 | 1 | 1 | 1 | 1 | 1 | 2 | 2 | 2 | 2 | 2 | 1 | 1
6 | Jun | 1 | 1 | 1 | 1 | 1 | 1 | 1 | 1 | 1 | 1 | 1 | 1 | 1 | 1 | 1 | 1 | 2 | 2 | 2 | 2 | 2 | 1 | 1 | 1
7 | Jul | 1 | 1 | 1 | 1 | 1 | 1 | 1 | 1 | 1 | 1 | 1 | 1 | 1 | 1 | 1 | 1 | 2 | 2 | 2 | 2 | 2 | 1 | 1 | 1
8 | Aug | 1 | 1 | 1 | 1 | 1 | 1 | 1 | 1 | 1 | 1 | 1 | 1 | 1 | 1 | 1 | 1 | 2 | 2 | 3 | 3 | 3 | 3 | 3 | 1
9 | Sep | 1 | 1 | 1 | 1 | 1 | 1 | 1 | 1 | 1 | 1 | 1 | 1 | 1 | 1 | 1 | 1 | 2 | 3 | 3 | 3 | 3 | 3 | 3 | 1
10 | Oct | 1 | 1 | 1 | 1 | 1 | 1 | 1 | 1 | 1 | 1 | 1 | 1 | 1 | 1 | 1 | 1 | 2 | 2 | 2 | 2 | 2 | 1 | 1 | 1
11 | Nov | 1 | 1 | 1 | 1 | 1 | 1 | 1 | 1 | 1 | 1 | 1 | 1 | 1 | 1 | 1 | 1 | 2 | 2 | 2 | 2 | 2 | 1 | 1 | 1
12 | Dec | 1 | 1 | 1 | 1 | 1 | 1 | 1 | 1 | 1 | 1 | 1 | 1 | 1 | 1 | 1 | 1 | 2 | 2 | 2 | 2 | 2 | 1 | 1 | 1

## Wind (South)
Average Generation on Worst Days (2017-2022) - WIND (SOUTH)
|  | Hour Ending | [27 empty] | Exceedance Profile
|  | 1 | 2 | 3 | 4 | 5 | 6 | 7 | 8 | 9 | 10 | 11 | 12 | 13 | 14 | 15 | 16 | 17 | 18 | 19 | 20 | 21 | 22 | 23 | 24 |  |  |  |  | 1 | 2 | 3 | 4 | 5 | 6 | 7 | 8 | 9 | 10 | 11 | 12 | 13 | 14 | 15 | 16 | 17 | 18 | 19 | 20 | 21 | 22 | 23 | 24
1 | Jan | 21.35% | 21.51% | 20.71% | 21.17% | 22.25% | 22.07% | 21.09% | 19.35% | 19% | 19.03% | 18.15% | 18.62% | 19.3% | 20.79% | 21.57% | 23.13% | 24.1% | 23.69% | 22.91% | 21.54% | 20.6% | 21.52% | 22.47% | 23.39% |  |  | 1 | Jan | 5.249% | 5.558% | 5.239% | 4.993% | 5.581% | 5.427% | 5.567% | 5.107% | 4.437% | 5.034% | 4.477% | 4.903% | 5.507% | 5.025% | 5.538% | 5.525% | 4.724% | 4.557% | 5.451% | 5.149% | 5.081% | 5.577% | 4.812% | 5.079%
2 | Feb | 29.03% | 28.37% | 26.79% | 25.54% | 24.73% | 23.53% | 22.25% | 21.18% | 22.69% | 24.74% | 27.25% | 26.9% | 28.08% | 29.14% | 28.69% | 28.67% | 28.86% | 28.89% | 28.16% | 27.23% | 25.51% | 23.95% | 23.55% | 21.85% |  |  | 2 | Feb | 9.694% | 9.243% | 10.6% | 10.33% | 8.728% | 9.251% | 9.108% | 7.47% | 7.807% | 8.624% | 10.74% | 11.12% | 10.03% | 9.282% | 11.85% | 12.14% | 11.91% | 12.45% | 11.76% | 12.79% | 14.69% | 12.69% | 11.16% | 10.98%
3 | Mar | 16.94% | 16.16% | 15.78% | 16.38% | 15.41% | 13.95% | 13.59% | 14.14% | 14.06% | 14.67% | 15.29% | 16.03% | 15.44% | 16.36% | 17.85% | 19.04% | 18.45% | 16.89% | 17.18% | 17.07% | 17.6% | 17.93% | 17.23% | 17.42% |  |  | 3 | Mar | 10.8% | 10.14% | 8.891% | 8.813% | 8.99% | 8.96% | 8.982% | 7.388% | 5.709% | 5.692% | 5.792% | 6.553% | 7.946% | 8.578% | 9.691% | 9.454% | 12.66% | 13.48% | 12.71% | 13.66% | 13.25% | 13.58% | 11.2% | 10.61%
4 | Apr | 36.06% | 35.07% | 32.68% | 29.67% | 26.36% | 23.23% | 19.59% | 15.38% | 12.93% | 12.91% | 13.5% | 14.31% | 15.11% | 16.81% | 19.52% | 22.91% | 26.51% | 31.01% | 33.98% | 35.23% | 36.91% | 37.48% | 38.47% | 39.68% |  |  | 4 | Apr | 36.93% | 38.3% | 34.99% | 32% | 29.93% | 26.75% | 22.07% | 18.2% | 13.29% | 11.84% | 11.75% | 11.71% | 11.4% | 13.31% | 19.95% | 27.57% | 32.77% | 36.79% | 39.48% | 40.35% | 40.35% | 40.71% | 38.81% | 38.79%
5 | May | 50.78% | 48.58% | 45.57% | 41.44% | 36.17% | 31.1% | 25.59% | 19.52% | 14.44% | 11.37% | 10.1% | 9.663% | 9.869% | 10.92% | 15.06% | 21.02% | 27.92% | 34.72% | 38.47% | 39.75% | 43.12% | 43.9% | 44.66% | 45.15% |  |  | 5 | May | 43.19% | 40.94% | 39.13% | 39.11% | 34.45% | 27.69% | 21.21% | 15.95% | 11.83% | 8.821% | 6.631% | 6.387% | 5.476% | 7.59% | 12.63% | 20.39% | 31.8% | 38.07% | 43% | 41.47% | 41.9% | 44.25% | 43.61% | 44.56%
6 | Jun | 37.77% | 35.97% | 32.45% | 30.57% | 26.39% | 21.9% | 17.54% | 13% | 8.599% | 6.896% | 6.352% | 6.601% | 8.286% | 10.96% | 14.8% | 20.16% | 26.43% | 32.15% | 35.94% | 39.1% | 43.16% | 44.54% | 43.46% | 41.48% |  |  | 6 | Jun | 44.44% | 43.37% | 40.34% | 36.84% | 33.63% | 27.14% | 21.23% | 15.6% | 9.581% | 6.939% | 4.976% | 5.797% | 6.272% | 7.372% | 12.11% | 19.36% | 27.94% | 33% | 37.91% | 42.5% | 46.42% | 46.26% | 45.72% | 46.06%
7 | Jul | 45.49% | 44.3% | 41.6% | 37.23% | 33.16% | 28.73% | 23.73% | 17.68% | 12.81% | 9.06% | 7.659% | 8.093% | 10.54% | 14.47% | 19.87% | 28.31% | 36.63% | 42.02% | 45.96% | 47.59% | 50.24% | 51.81% | 51.88% | 51.25% |  |  | 7 | Jul | 41.84% | 39.31% | 37.07% | 32.65% | 27.06% | 23.26% | 17.29% | 11.17% | 5.691% | 3.798% | 3.248% | 3.836% | 5.107% | 7.485% | 12.23% | 18.24% | 26.22% | 33.32% | 38.51% | 42.04% | 45.5% | 46.62% | 45.15% | 43.54%
8 | Aug | 37.66% | 35.35% | 32.85% | 28.96% | 25.4% | 21.33% | 16.46% | 11.96% | 8.569% | 6.268% | 4.65% | 4.395% | 5.425% | 7.989% | 11.15% | 16.97% | 23.24% | 30.27% | 34.74% | 38.28% | 41.53% | 41.85% | 40.33% | 39.79% |  |  | 8 | Aug | 37.46% | 36.32% | 33.33% | 28.49% | 22.95% | 20.01% | 14.72% | 10.62% | 6.516% | 4.462% | 3.495% | 3.883% | 5.256% | 7.403% | 11.37% | 16.59% | 22.76% | 29.18% | 32.88% | 39.86% | 42.27% | 42.13% | 40.76% | 38.87%
9 | Sep | 23.75% | 22.06% | 21.58% | 19.52% | 16.31% | 13.04% | 10.04% | 7.483% | 5.676% | 5.006% | 4.811% | 6.279% | 8.579% | 10.73% | 12.88% | 16.61% | 19.63% | 22.14% | 26.24% | 28.8% | 30.26% | 29.12% | 28.74% | 27.59% |  |  | 9 | Sep | 18.9% | 17.42% | 15.78% | 12.29% | 10.11% | 7.318% | 5.872% | 4.056% | 3.381% | 3.395% | 3.894% | 5.181% | 6.017% | 7.147% | 8.874% | 10.96% | 12.39% | 16.35% | 20.01% | 24.01% | 24.03% | 24% | 22.55% | 20.61%
10 | Oct | 11.47% | 11.5% | 10.75% | 10.06% | 9.041% | 7.436% | 5.922% | 4.958% | 4.194% | 4.272% | 4.863% | 5.863% | 6.762% | 7.064% | 7.375% | 8.256% | 9.49% | 11.63% | 13.35% | 14.17% | 14.31% | 14.69% | 14.99% | 15.43% |  |  | 10 | Oct | 9.849% | 9.13% | 9.257% | 9.112% | 8.35% | 6.866% | 5.54% | 4.588% | 3.064% | 2.75% | 2.942% | 3.672% | 4.333% | 4.342% | 4.41% | 5.091% | 6.494% | 7.758% | 9.361% | 10.78% | 11.9% | 12.11% | 11.19% | 9.632%
11 | Nov | 9.212% | 8.162% | 8.377% | 8.346% | 8.203% | 8.089% | 7.719% | 6.787% | 6.413% | 7.621% | 8.996% | 10.36% | 11.05% | 10.85% | 10.41% | 11.12% | 10.83% | 11.2% | 11.32% | 11.12% | 11.59% | 11.95% | 12.66% | 12.38% |  |  | 11 | Nov | 4.41% | 3.905% | 3.996% | 4.059% | 4.118% | 4.178% | 3.987% | 3.588% | 3.266% | 3.566% | 3.884% | 4.424% | 4.2% | 4.443% | 4.48% | 3.749% | 3.403% | 4.327% | 5.443% | 5.867% | 6.25% | 4.64% | 4.914% | 4.735%
12 | Dec | 13.17% | 12.55% | 12.08% | 11.96% | 12.28% | 11.93% | 12.66% | 11.78% | 12.25% | 14.63% | 15.56% | 18.03% | 19.44% | 19.56% | 19.13% | 18% | 16.43% | 15.73% | 16.41% | 15.47% | 15.9% | 14.3% | 13.95% | 12.73% |  |  | 12 | Dec | 3.725% | 3.619% | 3.549% | 4.074% | 3.988% | 4.053% | 4.018% | 3.744% | 3.507% | 3.496% | 3.473% | 3.793% | 3.767% | 3.483% | 3.318% | 3.481% | 3.853% | 4.061% | 4.592% | 4.3% | 4.87% | 4.379% | 4.135% | 4.101%
Solver Setup
|  | Hour Ending 1: Avg Worst Day vs Exceedance |  |  |  |  | Avg. Worst Day vs. Exceedance (Combined Spring and Non-Spring)
|  | 1 | 2 | 3 | 4 | 5 | 6 | 7 | 8 | 9 | 10 | 11 | 12 | 13 | 14 | 15 | 16 | 17 | 18 | 19 | 20 | 21 | 22 | 23 | 24 |  |  |  |  | 1 | 2 | 3 | 4 | 5 | 6 | 7 | 8 | 9 | 10 | 11 | 12 | 13 | 14 | 15 | 16 | 17 | 18 | 19 | 20 | 21 | 22 | 23 | 24
1 | Jan | -16.1% | -15.95% | -15.48% | -16.18% | -16.67% | -16.65% | -15.52% | -14.25% | -14.56% | -14% | -13.67% | -13.72% | -13.79% | -15.76% | -16.03% | -17.61% | -19.37% | -19.13% | -17.46% | -16.39% | -15.52% | -15.95% | -17.65% | -18.31% | Positive Coefficient: | 2 | 1 | Jan | 0.025922 | 0.025433 | 0.023949 | 0.026171 | 0.027774 | 0.027711 | 0.024098 | 0.020294 | 0.021199 | 0.019602 | 0.018693 | 0.018812 | 0.019013 | 0.02485 | 0.025704 | 0.031008 | 0.075068 | 0.073186 | 0.060975 | 0.053717 | 0.048145 | 0.025424 | 0.03117 | 0.033536
2 | Feb | -19.34% | -19.13% | -16.19% | -15.2% | -16% | -14.27% | -13.14% | -13.71% | -14.88% | -16.12% | -16.51% | -15.78% | -18.06% | -19.86% | -16.84% | -16.53% | -16.95% | -16.45% | -16.4% | -14.43% | -10.83% | -11.27% | -12.38% | -10.86% | Negative Coefficient: | 1 | 2 | Feb | 0.0374 | 0.036588 | 0.026198 | 0.023116 | 0.025601 | 0.020376 | 0.017277 | 0.018793 | 0.022154 | 0.025972 | 0.027255 | 0.024899 | 0.032599 | 0.039435 | 0.028372 | 0.027317 | 0.057488 | 0.054096 | 0.05378 | 0.041672 | 0.023442 | 0.012696 | 0.015337 | 0.011803
3 | Mar | -6.138% | -6.023% | -6.894% | -7.567% | -6.422% | -4.991% | -4.61% | -6.749% | -8.356% | -8.977% | -9.499% | -9.478% | -7.498% | -7.781% | -8.159% | -9.591% | -5.785% | -3.406% | -4.471% | -3.41% | -4.354% | -4.347% | -6.03% | -6.802% |  |  | 3 | Mar | 0.0037676 | 0.003628 | 0.0047532 | 0.0057263 | 0.0041236 | 0.0024911 | 0.0021251 | 0.0045547 | 0.0069827 | 0.0080582 | 0.0090228 | 0.0089825 | 0.0056222 | 0.0060539 | 0.0066573 | 0.0091978 | 0.0033468 | 0.0023199 | 0.0039974 | 0.0023253 | 0.0037919 | 0.00378 | 0.0036365 | 0.0046264
4 | Apr | 0.8677% | 3.237% | 2.31% | 2.33% | 3.569% | 3.521% | 2.477% | 2.826% | 0.3618% | -1.076% | -1.754% | -2.597% | -3.706% | -3.504% | 0.4331% | 4.662% | 6.257% | 5.78% | 5.508% | 5.118% | 3.441% | 3.229% | 0.3313% | -0.8847% | Non-Spring Exceedance | 59.71% | 4 | Apr | 0.00015057 | 0.0020962 | 0.0010669 | 0.0010858 | 0.0025479 | 0.0024801 | 0.0012276 | 0.0015973 | 2.6183e-05 | 0.00011569 | 0.00030775 | 0.00067429 | 0.0013732 | 0.0012281 | 3.7513e-05 | 0.0043463 | 0.0078298 | 0.013364 | 0.012136 | 0.010478 | 0.0047366 | 0.0041717 | 2.1953e-05 | 7.8263e-05
5 | May | -7.585% | -7.642% | -6.432% | -2.329% | -1.727% | -3.413% | -4.373% | -3.566% | -2.618% | -2.547% | -3.466% | -3.276% | -4.393% | -3.325% | -2.43% | -0.6333% | 3.885% | 3.355% | 4.535% | 1.716% | -1.226% | 0.3513% | -1.049% | -0.5885% | Spring (Mar-Jun) Exceedance | 69.11% | 5 | May | 0.0057526 | 0.0058394 | 0.0041376 | 0.00054241 | 0.00029816 | 0.0011646 | 0.0019122 | 0.0012718 | 0.00068536 | 0.00064884 | 0.0012015 | 0.0010733 | 0.0019296 | 0.0011056 | 0.00059072 | 4.0107e-05 | 0.0030194 | 0.0045011 | 0.008225 | 0.0011777 | 0.00030079 | 4.9351e-05 | 0.00011008 | 3.4633e-05
6 | Jun | 6.668% | 7.407% | 7.891% | 6.267% | 7.238% | 5.249% | 3.692% | 2.59% | 0.9814% | 0.04307% | -1.375% | -0.8048% | -2.014% | -3.592% | -2.691% | -0.8024% | 1.508% | 0.8526% | 1.971% | 3.407% | 3.258% | 1.728% | 2.257% | 4.572% | Objective | 2.5362 | 6 | Jun | 0.0088919 | 0.010974 | 0.012453 | 0.0078545 | 0.010479 | 0.0055101 | 0.0027255 | 0.0013421 | 0.00019263 | 3.7092e-07 | 0.00018917 | 6.4762e-05 | 0.00040561 | 0.0012903 | 0.00072439 | 6.4387e-05 | 0.00090984 | 0.0002908 | 0.0015538 | 0.0046434 | 0.0042459 | 0.00059693 | 0.001019 | 0.004181
7 | Jul | -3.655% | -4.992% | -4.528% | -4.577% | -6.104% | -5.47% | -6.442% | -6.507% | -7.123% | -5.262% | -4.41% | -4.256% | -5.438% | -6.98% | -7.638% | -10.07% | -10.42% | -8.7% | -7.442% | -5.548% | -4.731% | -5.194% | -6.722% | -7.716% |  |  | 7 | Jul | 0.0013357 | 0.0024925 | 0.0020504 | 0.0020945 | 0.0037253 | 0.0029923 | 0.0041503 | 0.004234 | 0.0050731 | 0.0027685 | 0.0019451 | 0.0018117 | 0.0029573 | 0.0048726 | 0.0058339 | 0.010134 | 0.021709 | 0.015137 | 0.011078 | 0.0061565 | 0.004477 | 0.0026982 | 0.0045189 | 0.0059541
8 | Aug | -0.2031% | 0.9729% | 0.479% | -0.4709% | -2.442% | -1.321% | -1.74% | -1.343% | -2.053% | -1.806% | -1.155% | -0.5122% | -0.1691% | -0.5864% | 0.2255% | -0.3785% | -0.4838% | -1.085% | -1.863% | 1.583% | 0.7422% | 0.2769% | 0.4246% | -0.9237% |  |  | 8 | Aug | 4.1265e-06 | 0.00018933 | 4.5884e-05 | 2.2174e-05 | 0.0005963 | 0.00017458 | 0.00030282 | 0.00018031 | 0.00042133 | 0.00032607 | 0.00013338 | 2.6239e-05 | 2.8591e-06 | 3.4389e-05 | 1.0172e-05 | 1.4325e-05 | 4.6805e-05 | 0.00023537 | 0.0010409 | 0.0015031 | 0.00033049 | 4.6012e-05 | 0.00010818 | 8.5331e-05
9 | Sep | -4.856% | -4.648% | -5.795% | -7.23% | -6.197% | -5.717% | -4.164% | -3.426% | -2.295% | -1.611% | -0.9169% | -1.098% | -2.562% | -3.58% | -4.003% | -5.652% | -7.238% | -5.795% | -6.235% | -4.787% | -6.226% | -5.127% | -6.187% | -6.977% | All Hours > 10% | 0 | 9 | Sep | 0.0023582 | 0.00216 | 0.0033577 | 0.0052269 | 0.0038401 | 0.0032689 | 0.0017343 | 0.001174 | 0.00052689 | 0.00025967 | 8.407e-05 | 0.0001205 | 0.00065634 | 0.0012813 | 0.0016021 | 0.0031944 | 0.010478 | 0.010076 | 0.011662 | 0.0068747 | 0.011628 | 0.0078864 | 0.011482 | 0.0048685
10 | Oct | -1.62% | -2.374% | -1.491% | -0.9514% | -0.6917% | -0.5699% | -0.3816% | -0.3703% | -1.13% | -1.522% | -1.922% | -2.191% | -2.429% | -2.722% | -2.965% | -3.166% | -2.996% | -3.869% | -3.994% | -3.387% | -2.412% | -2.575% | -3.8% | -5.803% | LOLE Hours > 2% | 0 | 10 | Oct | 0.00026233 | 0.00056337 | 0.00022228 | 9.0519e-05 | 4.7841e-05 | 3.2482e-05 | 1.4559e-05 | 1.3711e-05 | 0.00012773 | 0.00023168 | 0.00036933 | 0.00048009 | 0.00059014 | 0.00074066 | 0.00087914 | 0.0010022 | 0.0017956 | 0.0029939 | 0.0031902 | 0.0022944 | 0.0011632 | 0.00066298 | 0.001444 | 0.0033673
11 | Nov | -4.802% | -4.257% | -4.381% | -4.287% | -4.085% | -3.911% | -3.732% | -3.199% | -3.147% | -4.055% | -5.112% | -5.94% | -6.85% | -6.406% | -5.934% | -7.37% | -7.426% | -6.878% | -5.878% | -5.256% | -5.341% | -7.311% | -7.744% | -7.647% |  |  | 11 | Nov | 0.0023055 | 0.0018121 | 0.0019195 | 0.0018379 | 0.0016688 | 0.0015293 | 0.0013926 | 0.0010231 | 0.00099029 | 0.0016444 | 0.0026129 | 0.0035284 | 0.0046923 | 0.0041034 | 0.0035211 | 0.0054311 | 0.011028 | 0.0094616 | 0.0069109 | 0.0055254 | 0.0057051 | 0.0053458 | 0.0059977 | 0.0058476
12 | Dec | -9.448% | -8.931% | -8.528% | -7.891% | -8.292% | -7.874% | -8.643% | -8.034% | -8.748% | -11.13% | -12.09% | -14.23% | -15.68% | -16.08% | -15.81% | -14.52% | -12.58% | -11.67% | -11.82% | -11.17% | -11.03% | -9.918% | -9.815% | -8.626% | Maximum | 7.891% | 12 | Dec | 0.0089268 | 0.0079768 | 0.0072725 | 0.0062264 | 0.0068761 | 0.0061999 | 0.0074705 | 0.0064544 | 0.007653 | 0.012393 | 0.014605 | 0.020258 | 0.024577 | 0.025862 | 0.025007 | 0.021071 | 0.031658 | 0.027245 | 0.027921 | 0.024958 | 0.024316 | 0.0098366 | 0.0096329 | 0.0074407
Coefficients
|  | 1 | 2 | 3 | 4 | 5 | 6 | 7 | 8 | 9 | 10 | 11 | 12 | 13 | 14 | 15 | 16 | 17 | 18 | 19 | 20 | 21 | 22 | 23 | 24
1 | Jan | 1 | 1 | 1 | 1 | 1 | 1 | 1 | 1 | 1 | 1 | 1 | 1 | 1 | 1 | 1 | 1 | 2 | 2 | 2 | 2 | 2 | 1 | 1 | 1
2 | Feb | 1 | 1 | 1 | 1 | 1 | 1 | 1 | 1 | 1 | 1 | 1 | 1 | 1 | 1 | 1 | 1 | 2 | 2 | 2 | 2 | 2 | 1 | 1 | 1
3 | Mar | 1 | 1 | 1 | 1 | 1 | 1 | 1 | 1 | 1 | 1 | 1 | 1 | 1 | 1 | 1 | 1 | 1 | 2 | 2 | 2 | 2 | 2 | 1 | 1
4 | Apr | 1 | 1 | 1 | 1 | 1 | 1 | 1 | 1 | 1 | 1 | 1 | 1 | 1 | 1 | 1 | 1 | 1 | 2 | 2 | 2 | 2 | 2 | 1 | 1
5 | May | 1 | 1 | 1 | 1 | 1 | 1 | 1 | 1 | 1 | 1 | 1 | 1 | 1 | 1 | 1 | 1 | 1 | 2 | 2 | 2 | 2 | 2 | 1 | 1
6 | Jun | 1 | 1 | 1 | 1 | 1 | 1 | 1 | 1 | 1 | 1 | 1 | 1 | 1 | 1 | 1 | 1 | 2 | 2 | 2 | 2 | 2 | 1 | 1 | 1
7 | Jul | 1 | 1 | 1 | 1 | 1 | 1 | 1 | 1 | 1 | 1 | 1 | 1 | 1 | 1 | 1 | 1 | 2 | 2 | 2 | 2 | 2 | 1 | 1 | 1
8 | Aug | 1 | 1 | 1 | 1 | 1 | 1 | 1 | 1 | 1 | 1 | 1 | 1 | 1 | 1 | 1 | 1 | 2 | 2 | 3 | 3 | 3 | 3 | 3 | 1
9 | Sep | 1 | 1 | 1 | 1 | 1 | 1 | 1 | 1 | 1 | 1 | 1 | 1 | 1 | 1 | 1 | 1 | 2 | 3 | 3 | 3 | 3 | 3 | 3 | 1
10 | Oct | 1 | 1 | 1 | 1 | 1 | 1 | 1 | 1 | 1 | 1 | 1 | 1 | 1 | 1 | 1 | 1 | 2 | 2 | 2 | 2 | 2 | 1 | 1 | 1
11 | Nov | 1 | 1 | 1 | 1 | 1 | 1 | 1 | 1 | 1 | 1 | 1 | 1 | 1 | 1 | 1 | 1 | 2 | 2 | 2 | 2 | 2 | 1 | 1 | 1
12 | Dec | 1 | 1 | 1 | 1 | 1 | 1 | 1 | 1 | 1 | 1 | 1 | 1 | 1 | 1 | 1 | 1 | 2 | 2 | 2 | 2 | 2 | 1 | 1 | 1