## Cover
Integrated Calculation of GHG and Generation Capacity Avoided Costs
2026 ACC
Prepared by:
Energy and Environmental Economics, Inc.
44 Montgomery Street, Suite 1500
San Francisco, CA 94104
Phone: 415-391-5100
2026-09-04
Description of Model:
This model was developed to calculate annual generation capacity avoided costs for 2026 ACC
Contents:
| Results Summary | Summary of generation capacity avoided costs for 2026 ACC
| Calculations - 4-hr | Integrated calculation of GHG and generation capacity avoided costs using solar and 4-hr storage
| Calculations - 8-hr | Integrated calculation of GHG and generation capacity avoided costs using solar and 8-hr storage
| Inputs | Inputs for 2026 ACC
| References | Sources for key input values
Color Scheme:
Cell Color Coding
Input
Calculated Value
Final Outputs

## Result Summary
Results Summary
|  | 2026 | 2027 | 2028 | 2029 | 2030 | 2031 | 2032 | 2033 | 2034 | 2035 | 2036 | 2037 | 2038 | 2039 | 2040 | 2041 | 2042 | 2043 | 2044 | 2045 | 2046 | 2047 | 2048 | 2049 | 2050 | 2051 | 2052 | 2053 | 2054 | 2055
Generation Capacity Avoided Costs (Nominal $/tonne)
| Solar + 4-hr Storage | 299.8466 | 45.2244 | 184.3861 | 47.0514 | 47.9925 | 48.9523 | 49.9314 | 50.93 | 51.9486 | 401.1352 | 54.0473 | 55.1282 | 56.2308 | 57.3554 | 58.5025 | 398.9546 | 462.9946 | 550.0977 | 667.9378 | 827.5817
| Solar + 8-hr Storage | 367.974 | 45.2244 | 540.5441 | 313.0946 | 277.4251 | 48.9523 | 49.9314 | 50.93 | 51.9486 | 52.9875 | 54.0473 | 55.1282 | 56.2308 | 57.3554 | 58.5025 | 132.4677 | 181.9978 | 253.7709 | 354.6301 | 493.8565
| TRC | 299.8466 | 45.2244 | 184.3861 | 47.0514 | 47.9925 | 48.9523 | 49.9314 | 50.93 | 51.9486 | 52.9875 | 54.0473 | 55.1282 | 56.2308 | 57.3554 | 58.5025 | 132.4677 | 181.9978 | 253.7709 | 354.6301 | 493.8565 | 503.7337 | 513.8083 | 524.0845 | 534.5662 | 545.2575 | 556.1627 | 567.2859 | 578.6316 | 590.2043 | 602.0084

## Calculations - 4hr
Integrated Calculations of GHG and Capacity Value - Solar and 4-hr Storage
General Inputs
| Discount Rate | % | 7.54%
| Solar Life | years | 30
| Storage Life | years | 20
| Min Capacity Value | 2024$/kW-yr | 42.6159
| Inflation Rate | % | 2%
| Cost Smoothing | years | 0
| GHG Shadow Price Smoothing | years | 0
| Last year of input | # | 2045
| Cost Test |  | TRC
| Solar | MW | 1
| 4-Hr Storage | MW | 1
|  |  |  | 2026 | 2027 | 2028 | 2029 | 2030 | 2031 | 2032 | 2033 | 2034 | 2035 | 2036 | 2037 | 2038 | 2039 | 2040 | 2041 | 2042 | 2043 | 2044 | 2045 | 2046 | 2047 | 2048 | 2049 | 2050 | 2051 | 2052 | 2053 | 2054 | 2055 | 2056 | 2057 | 2058 | 2059 | 2060 | 2061 | 2062 | 2063 | 2064 | 2065 | 2066 | 2067 | 2068 | 2069 | 2070 | 2071 | 2072 | 2073 | 2074 | 2075 | 2076 | 2077 | 2078 | 2079 | 2080 | 2081 | 2082 | 2083 | 2084 | 2085 | 2086 | 2087 | 2088 | 2089 | 2090 | 2091 | 2092 | 2093 | 2094 | 2095 | 2096 | 2097 | 2098 | 2099 | 2100
| Input Data | All dollar values are in nominal $
Solar Inputs
| Levelized Fixed Cost | $/kW-yr |  | 2026: 122.4447; 2028: 120.0201; 2031: 155.1759; 2036: 149.1326; 2041: 147.1234; 2045: 145.989
| Levelized Fixed Cost (Interp/Extrap) | $/kW-yr |  | 2027: 121.2263; 2029: 130.7507; 2030: 142.4407; 2032: 153.948; 2033: 152.7297; 2034: 151.5211; 2035: 150.3221; 2037: 148.7285; 2038: 148.3256; 2039: 147.9238; 2040: 147.523; 2042: 146.8389; 2043: 146.5551; 2044: 146.2718
| Total Levelized Fixed Cost |  |  | 2026: 122.4447; 2027: 121.2263; 2028: 120.0201; 2029: 130.7507; 2030: 142.4407; 2031: 155.1759; 2032: 153.948; 2033: 152.7297; 2034: 151.5211; 2035: 150.3221; 2036: 149.1326; 2037: 148.7285; 2038: 148.3256; 2039: 147.9238; 2040: 147.523; 2041: 147.1234; 2042: 146.8389; 2043: 146.5551; 2044: 146.2718; 2045: 145.989
| Smoothed Levelized Fixed Cost | $/kW-yr |  | 122.4447 | 121.2263 | 120.0201 | 130.7507 | 142.4407 | 155.1759 | 153.948 | 152.7297 | 151.5211 | 150.3221 | 149.1326 | 148.7285 | 148.3256 | 147.9238 | 147.523 | 147.1234 | 146.8389 | 146.5551 | 146.2718 | 145.989 | 145.7058 | 145.4229 | 145.1399 | 144.8569 | 144.5739 | 144.2909 | 144.0079 | 143.725 | 143.442 | 143.159 | 146.0222 | 148.9426 | 151.9214 | 154.9599 | 158.0591 | 161.2203 | 164.4447 | 167.7336 | 171.0882 | 174.51 | 178.0002 | 181.5602 | 185.1914 | 188.8952 | 192.6731 | 196.5266 | 200.4571 | 204.4663 | 208.5556 | 212.7267 | 216.9812 | 221.3209 | 225.7473 | 230.2622 | 234.8675 | 239.5648 | 244.3561 | 249.2432 | 254.2281 | 259.3127 | 264.4989 | 269.7889 | 275.1847 | 280.6884 | 286.3021 | 292.0282 | 297.8687 | 303.8261 | 309.9026 | 316.1007 | 322.4227 | 328.8712 | 335.4486 | 342.1576 | 349.0007
| Energy Value | $/kW-yr |  | 83.5912 | 63.2221 | 54.3826 | 53.0161 | 28.5061 | 25.1204 | 23.5463 | 22.4453 | 21.9178 | 17.3602 | 18.1192 | 19.5924 | 20.4896 | 20.8348 | 18.3456 | 17.5788 | 15.0189 | 12.3496 | 9.5675 | 6.6693 | 6.8026 | 6.9387 | 7.0775 | 7.219 | 7.3634 | 7.5107 | 7.6609 | 7.8141 | 7.9704 | 8.1298 | 8.2924 | 8.4582 | 8.6274 | 8.7999 | 8.9759 | 9.1555 | 9.3386 | 9.5253 | 9.7159 | 9.9102 | 10.1084 | 10.3105 | 10.5168 | 10.7271 | 10.9416 | 11.1605 | 11.3837 | 11.6113 | 11.8436 | 12.0804 | 12.322 | 12.5685 | 12.8199 | 13.0763 | 13.3378 | 13.6045 | 13.8766 | 14.1542 | 14.4372 | 14.726 | 15.0205 | 15.3209 | 15.6273 | 15.9399 | 16.2587 | 16.5839 | 16.9155 | 17.2538 | 17.5989 | 17.9509 | 18.3099 | 18.6761 | 19.0496 | 19.4306 | 19.8192
| Greenhouse Gas Impact | tonnes/MW-yr |  | 591.5645 | 435.422 | 363.5201 | 344.0089 | 179.6699 | 153.5936 | 139.9085 | 129.3791 | 122.6145 | 94.2419 | 95.4647 | 100.175 | 101.6139 | 100.2215 | 85.6487 | 79.4932 | 66.2509 | 53.0085 | 39.7662 | 26.5238 | 26.5238 | 26.5238 | 26.5238 | 26.5238 | 26.5238 | 26.5238 | 26.5238 | 26.5238 | 26.5238 | 26.5238 | 26.5238 | 26.5238 | 26.5238 | 26.5238 | 26.5238 | 26.5238 | 26.5238 | 26.5238 | 26.5238 | 26.5238 | 26.5238 | 26.5238 | 26.5238 | 26.5238 | 26.5238 | 26.5238 | 26.5238 | 26.5238 | 26.5238 | 26.5238 | 26.5238 | 26.5238 | 26.5238 | 26.5238 | 26.5238 | 26.5238 | 26.5238 | 26.5238 | 26.5238 | 26.5238 | 26.5238 | 26.5238 | 26.5238 | 26.5238 | 26.5238 | 26.5238 | 26.5238 | 26.5238 | 26.5238 | 26.5238 | 26.5238 | 26.5238 | 26.5238 | 26.5238 | 26.5238
| Marginal ELCC | % |  | 4.53% | 4.43% | 4.33% | 5.12% | 5.91% | 6.7% | 6.844% | 6.988% | 7.132% | 7.276% | 7.42% | 7.626% | 7.832% | 8.038% | 8.244% | 8.45% | 7.948% | 7.445% | 6.942% | 6.44% | 6.44% | 6.44% | 6.44% | 6.44% | 6.44% | 6.44% | 6.44% | 6.44% | 6.44% | 6.44% | 6.44% | 6.44% | 6.44% | 6.44% | 6.44% | 6.44% | 6.44% | 6.44% | 6.44% | 6.44% | 6.44% | 6.44% | 6.44% | 6.44% | 6.44% | 6.44% | 6.44% | 6.44% | 6.44% | 6.44% | 6.44% | 6.44% | 6.44% | 6.44% | 6.44% | 6.44% | 6.44% | 6.44% | 6.44% | 6.44% | 6.44% | 6.44% | 6.44% | 6.44% | 6.44% | 6.44% | 6.44% | 6.44% | 6.44% | 6.44% | 6.44% | 6.44% | 6.44% | 6.44% | 6.44%
| Net CONE per Nameplate | $/kW-yr |  | 38.8535 | 58.0042 | 65.6375 | 77.7346 | 113.9347 | 130.0556 | 130.4016 | 130.2844 | 129.6033 | 132.962 | 131.0133 | 129.1361 | 127.836 | 127.089 | 129.1774 | 129.5446 | 131.8201 | 134.2055 | 136.7042 | 139.3197 | 138.9032 | 138.4843 | 138.0624 | 137.6379 | 137.2105 | 136.7803 | 136.3471 | 135.9109 | 135.4716 | 135.0292 | 137.7298 | 140.4844 | 143.294 | 146.1599 | 149.0831 | 152.0648 | 155.1061 | 158.2082 | 161.3724 | 164.5998 | 167.8918 | 171.2497 | 174.6746 | 178.1681 | 181.7315 | 185.3661 | 189.0735 | 192.8549 | 196.712 | 200.6463 | 204.6592 | 208.7524 | 212.9274 | 217.186 | 221.5297 | 225.9603 | 230.4795 | 235.0891 | 239.7909 | 244.5867 | 249.4784 | 254.468 | 259.5573 | 264.7485 | 270.0435 | 275.4443 | 280.9532 | 286.5723 | 292.3037 | 298.1498 | 304.1128 | 310.195 | 316.3989 | 322.7269 | 329.1815
| Net CONE per ELCC | $/kW-yr |  | 857.6931 | 1309.3498 | 1515.8768 | 1518.2548 | 1927.8287 | 1941.1278 | 1905.3425 | 1864.4019 | 1817.2087 | 1827.4045 | 1765.6783 | 1693.3661 | 1632.227 | 1581.102 | 1566.9267 | 1533.0724 | 1658.6355 | 1802.6255 | 1969.092 | 2163.3497 | 2156.882 | 2150.3766 | 2143.8264 | 2137.2348 | 2130.5981 | 2123.9174 | 2117.1904 | 2110.4171 | 2103.5959 | 2096.7264 | 2138.661 | 2181.4342 | 2225.0629 | 2269.5641 | 2314.9554 | 2361.2545 | 2408.4796 | 2456.6492 | 2505.7822 | 2555.8978 | 2607.0158 | 2659.1561 | 2712.3392 | 2766.586 | 2821.9177 | 2878.3561 | 2935.9232 | 2994.6417 | 3054.5345 | 3115.6252 | 3177.9377 | 3241.4964 | 3306.3264 | 3372.4529 | 3439.902 | 3508.7 | 3578.874 | 3650.4515 | 3723.4605 | 3797.9297 | 3873.8883 | 3951.3661 | 4030.3934 | 4111.0013 | 4193.2213 | 4277.0857 | 4362.6274 | 4449.88 | 4538.8776 | 4629.6551 | 4722.2482 | 4816.6932 | 4913.0271 | 5011.2876 | 5111.5133
Storage (4 Hour)
| Levelized Fixed Cost | $/kW-yr |  | 2026: 226.8072; 2028: 231.7487; 2031: 153.5563; 2036: 158.1878; 2041: 215.6092; 2045: 220.2112
| Levelized Fixed Cost (Interp/Extrap) | $/kW-yr |  | 2027: 229.2646; 2029: 202.0385; 2030: 176.1371; 2032: 154.4716; 2033: 155.3924; 2034: 156.3187; 2035: 157.2505; 2037: 168.2952; 2038: 179.0485; 2039: 190.4888; 2040: 202.6602; 2042: 216.7506; 2043: 217.898; 2044: 219.0515
| Total Levelized Fixed Cost |  |  | 2026: 226.8072; 2027: 229.2646; 2028: 231.7487; 2029: 202.0385; 2030: 176.1371; 2031: 153.5563; 2032: 154.4716; 2033: 155.3924; 2034: 156.3187; 2035: 157.2505; 2036: 158.1878; 2037: 168.2952; 2038: 179.0485; 2039: 190.4888; 2040: 202.6602; 2041: 215.6092; 2042: 216.7506; 2043: 217.898; 2044: 219.0515; 2045: 220.2112
| Smoothed Levelized Fixed Cost | $/kW-yr |  | 226.8072 | 229.2646 | 231.7487 | 202.0385 | 176.1371 | 153.5563 | 154.4716 | 155.3924 | 156.3187 | 157.2505 | 158.1878 | 168.2952 | 179.0485 | 190.4888 | 202.6602 | 215.6092 | 216.7506 | 217.898 | 219.0515 | 220.2112 | 221.3667 | 222.525 | 223.6814 | 224.8391 | 225.996 | 227.1534 | 228.3104 | 229.4677 | 230.6248 | 231.782 | 236.4177 | 241.146 | 245.9689 | 250.8883 | 255.9061 | 261.0242 | 266.2447 | 271.5696 | 277.001 | 282.541 | 288.1918 | 293.9557 | 299.8348 | 305.8315 | 311.9481 | 318.1871 | 324.5508 | 331.0418 | 337.6626 | 344.4159 | 351.3042 | 358.3303 | 365.4969 | 372.8068 | 380.263 | 387.8682 | 395.6256 | 403.5381 | 411.6089 | 419.8411 | 428.2379 | 436.8026 | 445.5387 | 454.4495 | 463.5385 | 472.8092 | 482.2654 | 491.9107 | 501.7489 | 511.7839 | 522.0196 | 532.46 | 543.1092 | 553.9714 | 565.0508
| Energy Value | $/kW-yr |  | 58.4273 | 71.8439 | 79.6613 | 82.1923 | 79.3402 | 80.7564 | 80.7069 | 80.3912 | 85.4273 | 74.3107 | 75.1487 | 80.0422 | 82.8601 | 87.2203 | 84.1924 | 87.4974 | 83.2636 | 78.8256 | 74.1767 | 69.3103 | 70.6965 | 72.1104 | 73.5526 | 75.0237 | 76.5241 | 78.0546 | 79.6157 | 81.208 | 82.8322 | 84.4888 | 86.1786 | 87.9022 | 89.6602 | 91.4534 | 93.2825 | 95.1482 | 97.0511 | 98.9921 | 100.972 | 102.9914 | 105.0513 | 107.1523 | 109.2953 | 111.4812 | 113.7109 | 115.9851 | 118.3048 | 120.6709 | 123.0843 | 125.546 | 128.0569 | 130.618 | 133.2304 | 135.895 | 138.6129 | 141.3852 | 144.2129 | 147.0971 | 150.0391 | 153.0398 | 156.1006 | 159.2227 | 162.4071 | 165.6552 | 168.9684 | 172.3477 | 175.7947 | 179.3106 | 182.8968 | 186.5547 | 190.2858 | 194.0915 | 197.9734 | 201.9328 | 205.9715
| Greenhouse Gas Impact | tonnes/MW-yr |  | 437.4666 | 524.0511 | 566.8211 | 569.4962 | 533.6635 | 528.1886 | 512.8249 | 495.6515 | 512.3454 | 432.5235 | 425.1318 | 440.0949 | 442.2704 | 452.1379 | 423.4908 | 427.0133 | 394.6175 | 362.2218 | 329.826 | 297.4303 | 297.4303 | 297.4303 | 297.4303 | 297.4303 | 297.4303 | 297.4303 | 297.4303 | 297.4303 | 297.4303 | 297.4303 | 297.4303 | 297.4303 | 297.4303 | 297.4303 | 297.4303 | 297.4303 | 297.4303 | 297.4303 | 297.4303 | 297.4303 | 297.4303 | 297.4303 | 297.4303 | 297.4303 | 297.4303 | 297.4303 | 297.4303 | 297.4303 | 297.4303 | 297.4303 | 297.4303 | 297.4303 | 297.4303 | 297.4303 | 297.4303 | 297.4303 | 297.4303 | 297.4303 | 297.4303 | 297.4303 | 297.4303 | 297.4303 | 297.4303 | 297.4303 | 297.4303 | 297.4303 | 297.4303 | 297.4303 | 297.4303 | 297.4303 | 297.4303 | 297.4303 | 297.4303 | 297.4303 | 297.4303
| Marginal ELCC | % |  | 35.3% | 35.5% | 35.7% | 27.7% | 19.7% | 11.7% | 11.12% | 10.54% | 9.96% | 9.38% | 8.8% | 9.28% | 9.76% | 10.24% | 10.72% | 11.2% | 10.65% | 10.1% | 9.55% | 9% | 9% | 9% | 9% | 9% | 9% | 9% | 9% | 9% | 9% | 9% | 9% | 9% | 9% | 9% | 9% | 9% | 9% | 9% | 9% | 9% | 9% | 9% | 9% | 9% | 9% | 9% | 9% | 9% | 9% | 9% | 9% | 9% | 9% | 9% | 9% | 9% | 9% | 9% | 9% | 9% | 9% | 9% | 9% | 9% | 9% | 9% | 9% | 9% | 9% | 9% | 9% | 9% | 9% | 9% | 9%
| Net CONE per Nameplate | $/kW-yr |  | 168.3799 | 157.4207 | 152.0874 | 119.8462 | 96.7969 | 72.7999 | 73.7647 | 75.0012 | 70.8914 | 82.9397 | 83.0391 | 88.253 | 96.1884 | 103.2685 | 118.4678 | 128.1118 | 133.4869 | 139.0725 | 144.8749 | 150.9009 | 150.6702 | 150.4146 | 150.1288 | 149.8154 | 149.4718 | 149.0987 | 148.6947 | 148.2596 | 147.7926 | 147.2932 | 150.239 | 153.2438 | 156.3087 | 159.4349 | 162.6236 | 165.876 | 169.1936 | 172.5774 | 176.029 | 179.5496 | 183.1406 | 186.8034 | 190.5394 | 194.3502 | 198.2372 | 202.202 | 206.246 | 210.3709 | 214.5784 | 218.8699 | 223.2473 | 227.7123 | 232.2665 | 236.9118 | 241.6501 | 246.4831 | 251.4127 | 256.441 | 261.5698 | 266.8012 | 272.1372 | 277.58 | 283.1316 | 288.7942 | 294.5701 | 300.4615 | 306.4707 | 312.6001 | 318.8522 | 325.2292 | 331.7338 | 338.3685 | 345.1358 | 352.0385 | 359.0793
| Net CONE per ELCC | $/kW-yr |  | 476.9969 | 443.4387 | 426.0152 | 432.6578 | 491.3547 | 622.2214 | 663.3515 | 711.5864 | 711.7612 | 884.2189 | 943.6263 | 951.0021 | 985.5373 | 1008.4814 | 1105.1098 | 1143.8554 | 1253.3984 | 1376.955 | 1517.0144 | 1676.6765 | 1674.1137 | 1671.273 | 1668.098 | 1664.6159 | 1660.798 | 1656.6526 | 1652.1631 | 1647.3294 | 1642.14 | 1636.5909 | 1669.3228 | 1702.7092 | 1736.7634 | 1771.4987 | 1806.9286 | 1843.0672 | 1879.9286 | 1917.5271 | 1955.8777 | 1994.9952 | 2034.8951 | 2075.593 | 2117.1049 | 2159.447 | 2202.6359 | 2246.6887 | 2291.6224 | 2337.4549 | 2384.204 | 2431.888 | 2480.5258 | 2530.1363 | 2580.7391 | 2632.3538 | 2685.0009 | 2738.7009 | 2793.4749 | 2849.3444 | 2906.3313 | 2964.458 | 3023.7471 | 3084.2221 | 3145.9065 | 3208.8246 | 3273.0011 | 3338.4611 | 3405.2304 | 3473.335 | 3542.8017 | 3613.6577 | 3685.9309 | 3759.6495 | 3834.8425 | 3911.5393 | 3989.7701
Step 1a: Calculate Solar Levelized Fixed Cost by Installation Year, Including Replacement ($/nameplate kW-yr)
This reflects the levelized cost for a new solar resource in a specific year, intended to serve as a proxy for a long-term cost-based PPA assumed to escalate at inflation
This is not the deferral value for a solar resource in a specific year - see Step 2
Solar Levelized Fixed Cost ($/kW-yr)
| 2026 | $/kW-yr |  | 122.4447 | 124.8936 | 127.3914 | 129.9393 | 132.5381 | 135.1888 | 137.8926 | 140.6504 | 143.4635 | 146.3327 | 149.2594 | 152.2446 | 155.2895 | 158.3952 | 161.5631 | 164.7944 | 168.0903 | 171.4521 | 174.8811 | 178.3788 | 181.9463 | 185.5853 | 189.297 | 193.0829 | 196.9446 | 200.8835 | 204.9011 | 208.9992 | 213.1791 | 217.4427 | 146.0222 | 148.9426 | 151.9214 | 154.9599 | 158.0591 | 161.2203 | 164.4447 | 167.7336 | 171.0882 | 174.51 | 178.0002 | 181.5602 | 185.1914 | 188.8952 | 192.6731 | 196.5266 | 200.4571 | 204.4663 | 208.5556 | 212.7267 | 216.9812 | 221.3209 | 225.7473 | 230.2622 | 234.8675 | 239.5648 | 244.3561 | 249.2432 | 254.2281 | 259.3127 | 264.4989 | 269.7889 | 275.1847 | 280.6884 | 286.3021 | 292.0282 | 297.8687 | 303.8261 | 309.9026 | 316.1007 | 322.4227 | 328.8712 | 335.4486 | 342.1576 | 349.0007
| 2027 | $/kW-yr |  | 0 | 121.2263 | 123.6508 | 126.1239 | 128.6463 | 131.2193 | 133.8436 | 136.5205 | 139.2509 | 142.0359 | 144.8767 | 147.7742 | 150.7297 | 153.7443 | 156.8192 | 159.9555 | 163.1547 | 166.4178 | 169.7461 | 173.141 | 176.6039 | 180.1359 | 183.7386 | 187.4134 | 191.1617 | 194.9849 | 198.8846 | 202.8623 | 206.9196 | 211.0579 | 215.2791 | 148.9426 | 151.9214 | 154.9599 | 158.0591 | 161.2203 | 164.4447 | 167.7336 | 171.0882 | 174.51 | 178.0002 | 181.5602 | 185.1914 | 188.8952 | 192.6731 | 196.5266 | 200.4571 | 204.4663 | 208.5556 | 212.7267 | 216.9812 | 221.3209 | 225.7473 | 230.2622 | 234.8675 | 239.5648 | 244.3561 | 249.2432 | 254.2281 | 259.3127 | 264.4989 | 269.7889 | 275.1847 | 280.6884 | 286.3021 | 292.0282 | 297.8687 | 303.8261 | 309.9026 | 316.1007 | 322.4227 | 328.8712 | 335.4486 | 342.1576 | 349.0007
| 2028 | $/kW-yr |  | 0 | 0 | 120.0201 | 122.4205 | 124.8689 | 127.3663 | 129.9136 | 132.5119 | 135.1621 | 137.8653 | 140.6227 | 143.4351 | 146.3038 | 149.2299 | 152.2145 | 155.2588 | 158.3639 | 161.5312 | 164.7618 | 168.0571 | 171.4182 | 174.8466 | 178.3435 | 181.9104 | 185.5486 | 189.2596 | 193.0448 | 196.9057 | 200.8438 | 204.8606 | 208.9579 | 213.137 | 151.9214 | 154.9599 | 158.0591 | 161.2203 | 164.4447 | 167.7336 | 171.0882 | 174.51 | 178.0002 | 181.5602 | 185.1914 | 188.8952 | 192.6731 | 196.5266 | 200.4571 | 204.4663 | 208.5556 | 212.7267 | 216.9812 | 221.3209 | 225.7473 | 230.2622 | 234.8675 | 239.5648 | 244.3561 | 249.2432 | 254.2281 | 259.3127 | 264.4989 | 269.7889 | 275.1847 | 280.6884 | 286.3021 | 292.0282 | 297.8687 | 303.8261 | 309.9026 | 316.1007 | 322.4227 | 328.8712 | 335.4486 | 342.1576 | 349.0007
| 2029 | $/kW-yr |  | 0 | 0 | 0 | 130.7507 | 133.3657 | 136.033 | 138.7537 | 141.5288 | 144.3594 | 147.2465 | 150.1915 | 153.1953 | 156.2592 | 159.3844 | 162.5721 | 165.8235 | 169.14 | 172.5228 | 175.9732 | 179.4927 | 183.0826 | 186.7442 | 190.4791 | 194.2887 | 198.1745 | 202.1379 | 206.1807 | 210.3043 | 214.5104 | 218.8006 | 223.1766 | 227.6402 | 232.193 | 154.9599 | 158.0591 | 161.2203 | 164.4447 | 167.7336 | 171.0882 | 174.51 | 178.0002 | 181.5602 | 185.1914 | 188.8952 | 192.6731 | 196.5266 | 200.4571 | 204.4663 | 208.5556 | 212.7267 | 216.9812 | 221.3209 | 225.7473 | 230.2622 | 234.8675 | 239.5648 | 244.3561 | 249.2432 | 254.2281 | 259.3127 | 264.4989 | 269.7889 | 275.1847 | 280.6884 | 286.3021 | 292.0282 | 297.8687 | 303.8261 | 309.9026 | 316.1007 | 322.4227 | 328.8712 | 335.4486 | 342.1576 | 349.0007
| 2030 | $/kW-yr |  | 0 | 0 | 0 | 0 | 142.4407 | 145.2896 | 148.1954 | 151.1593 | 154.1824 | 157.2661 | 160.4114 | 163.6196 | 166.892 | 170.2299 | 173.6345 | 177.1072 | 180.6493 | 184.2623 | 187.9475 | 191.7065 | 195.5406 | 199.4514 | 203.4405 | 207.5093 | 211.6595 | 215.8926 | 220.2105 | 224.6147 | 229.107 | 233.6891 | 238.3629 | 243.1302 | 247.9928 | 252.9526 | 158.0591 | 161.2203 | 164.4447 | 167.7336 | 171.0882 | 174.51 | 178.0002 | 181.5602 | 185.1914 | 188.8952 | 192.6731 | 196.5266 | 200.4571 | 204.4663 | 208.5556 | 212.7267 | 216.9812 | 221.3209 | 225.7473 | 230.2622 | 234.8675 | 239.5648 | 244.3561 | 249.2432 | 254.2281 | 259.3127 | 264.4989 | 269.7889 | 275.1847 | 280.6884 | 286.3021 | 292.0282 | 297.8687 | 303.8261 | 309.9026 | 316.1007 | 322.4227 | 328.8712 | 335.4486 | 342.1576 | 349.0007
| 2031 | $/kW-yr |  | 0 | 0 | 0 | 0 | 0 | 155.1759 | 158.2795 | 161.4451 | 164.674 | 167.9674 | 171.3268 | 174.7533 | 178.2484 | 181.8134 | 185.4496 | 189.1586 | 192.9418 | 196.8006 | 200.7366 | 204.7514 | 208.8464 | 213.0233 | 217.2838 | 221.6295 | 226.0621 | 230.5833 | 235.195 | 239.8989 | 244.6968 | 249.5908 | 254.5826 | 259.6742 | 264.8677 | 270.1651 | 275.5684 | 161.2203 | 164.4447 | 167.7336 | 171.0882 | 174.51 | 178.0002 | 181.5602 | 185.1914 | 188.8952 | 192.6731 | 196.5266 | 200.4571 | 204.4663 | 208.5556 | 212.7267 | 216.9812 | 221.3209 | 225.7473 | 230.2622 | 234.8675 | 239.5648 | 244.3561 | 249.2432 | 254.2281 | 259.3127 | 264.4989 | 269.7889 | 275.1847 | 280.6884 | 286.3021 | 292.0282 | 297.8687 | 303.8261 | 309.9026 | 316.1007 | 322.4227 | 328.8712 | 335.4486 | 342.1576 | 349.0007
| 2032 | $/kW-yr |  | 0 | 0 | 0 | 0 | 0 | 0 | 153.948 | 157.0269 | 160.1675 | 163.3708 | 166.6383 | 169.971 | 173.3704 | 176.8378 | 180.3746 | 183.9821 | 187.6617 | 191.415 | 195.2433 | 199.1481 | 203.1311 | 207.1937 | 211.3376 | 215.5643 | 219.8756 | 224.2731 | 228.7586 | 233.3338 | 238.0005 | 242.7605 | 247.6157 | 252.568 | 257.6193 | 262.7717 | 268.0272 | 273.3877 | 164.4447 | 167.7336 | 171.0882 | 174.51 | 178.0002 | 181.5602 | 185.1914 | 188.8952 | 192.6731 | 196.5266 | 200.4571 | 204.4663 | 208.5556 | 212.7267 | 216.9812 | 221.3209 | 225.7473 | 230.2622 | 234.8675 | 239.5648 | 244.3561 | 249.2432 | 254.2281 | 259.3127 | 264.4989 | 269.7889 | 275.1847 | 280.6884 | 286.3021 | 292.0282 | 297.8687 | 303.8261 | 309.9026 | 316.1007 | 322.4227 | 328.8712 | 335.4486 | 342.1576 | 349.0007
| 2033 | $/kW-yr |  | 0 | 0 | 0 | 0 | 0 | 0 | 0 | 152.7297 | 155.7843 | 158.9 | 162.078 | 165.3196 | 168.626 | 171.9985 | 175.4385 | 178.9472 | 182.5262 | 186.1767 | 189.9002 | 193.6982 | 197.5722 | 201.5237 | 205.5541 | 209.6652 | 213.8585 | 218.1357 | 222.4984 | 226.9484 | 231.4873 | 236.1171 | 240.8394 | 245.6562 | 250.5693 | 255.5807 | 260.6923 | 265.9062 | 271.2243 | 167.7336 | 171.0882 | 174.51 | 178.0002 | 181.5602 | 185.1914 | 188.8952 | 192.6731 | 196.5266 | 200.4571 | 204.4663 | 208.5556 | 212.7267 | 216.9812 | 221.3209 | 225.7473 | 230.2622 | 234.8675 | 239.5648 | 244.3561 | 249.2432 | 254.2281 | 259.3127 | 264.4989 | 269.7889 | 275.1847 | 280.6884 | 286.3021 | 292.0282 | 297.8687 | 303.8261 | 309.9026 | 316.1007 | 322.4227 | 328.8712 | 335.4486 | 342.1576 | 349.0007
| 2034 | $/kW-yr |  | 0 | 0 | 0 | 0 | 0 | 0 | 0 | 0 | 151.5211 | 154.5516 | 157.6426 | 160.7954 | 164.0114 | 167.2916 | 170.6374 | 174.0502 | 177.5312 | 181.0818 | 184.7034 | 188.3975 | 192.1654 | 196.0088 | 199.9289 | 203.9275 | 208.0061 | 212.1662 | 216.4095 | 220.7377 | 225.1524 | 229.6555 | 234.2486 | 238.9336 | 243.7122 | 248.5865 | 253.5582 | 258.6294 | 263.802 | 269.078 | 171.0882 | 174.51 | 178.0002 | 181.5602 | 185.1914 | 188.8952 | 192.6731 | 196.5266 | 200.4571 | 204.4663 | 208.5556 | 212.7267 | 216.9812 | 221.3209 | 225.7473 | 230.2622 | 234.8675 | 239.5648 | 244.3561 | 249.2432 | 254.2281 | 259.3127 | 264.4989 | 269.7889 | 275.1847 | 280.6884 | 286.3021 | 292.0282 | 297.8687 | 303.8261 | 309.9026 | 316.1007 | 322.4227 | 328.8712 | 335.4486 | 342.1576 | 349.0007
| 2035 | $/kW-yr |  | 0 | 0 | 0 | 0 | 0 | 0 | 0 | 0 | 0 | 150.3221 | 153.3285 | 156.3951 | 159.523 | 162.7135 | 165.9677 | 169.2871 | 172.6728 | 176.1263 | 179.6488 | 183.2418 | 186.9066 | 190.6448 | 194.4577 | 198.3468 | 202.3138 | 206.36 | 210.4872 | 214.697 | 218.9909 | 223.3707 | 227.8382 | 232.3949 | 237.0428 | 241.7837 | 246.6193 | 251.5517 | 256.5828 | 261.7144 | 266.9487 | 174.51 | 178.0002 | 181.5602 | 185.1914 | 188.8952 | 192.6731 | 196.5266 | 200.4571 | 204.4663 | 208.5556 | 212.7267 | 216.9812 | 221.3209 | 225.7473 | 230.2622 | 234.8675 | 239.5648 | 244.3561 | 249.2432 | 254.2281 | 259.3127 | 264.4989 | 269.7889 | 275.1847 | 280.6884 | 286.3021 | 292.0282 | 297.8687 | 303.8261 | 309.9026 | 316.1007 | 322.4227 | 328.8712 | 335.4486 | 342.1576 | 349.0007
| 2036 | $/kW-yr |  | 0 | 0 | 0 | 0 | 0 | 0 | 0 | 0 | 0 | 0 | 149.1326 | 152.1152 | 155.1575 | 158.2607 | 161.4259 | 164.6544 | 167.9475 | 171.3064 | 174.7326 | 178.2272 | 181.7917 | 185.4276 | 189.1361 | 192.9189 | 196.7772 | 200.7128 | 204.727 | 208.8216 | 212.998 | 217.258 | 221.6031 | 226.0352 | 230.5559 | 235.167 | 239.8704 | 244.6678 | 249.5611 | 254.5523 | 259.6434 | 264.8363 | 178.0002 | 181.5602 | 185.1914 | 188.8952 | 192.6731 | 196.5266 | 200.4571 | 204.4663 | 208.5556 | 212.7267 | 216.9812 | 221.3209 | 225.7473 | 230.2622 | 234.8675 | 239.5648 | 244.3561 | 249.2432 | 254.2281 | 259.3127 | 264.4989 | 269.7889 | 275.1847 | 280.6884 | 286.3021 | 292.0282 | 297.8687 | 303.8261 | 309.9026 | 316.1007 | 322.4227 | 328.8712 | 335.4486 | 342.1576 | 349.0007
| 2037 | $/kW-yr |  | 0 | 0 | 0 | 0 | 0 | 0 | 0 | 0 | 0 | 0 | 0 | 148.7285 | 151.7031 | 154.7372 | 157.8319 | 160.9885 | 164.2083 | 167.4925 | 170.8423 | 174.2592 | 177.7444 | 181.2993 | 184.9252 | 188.6237 | 192.3962 | 196.2441 | 200.169 | 204.1724 | 208.2559 | 212.421 | 216.6694 | 221.0028 | 225.4228 | 229.9313 | 234.5299 | 239.2205 | 244.0049 | 248.885 | 253.8627 | 258.94 | 264.1188 | 181.5602 | 185.1914 | 188.8952 | 192.6731 | 196.5266 | 200.4571 | 204.4663 | 208.5556 | 212.7267 | 216.9812 | 221.3209 | 225.7473 | 230.2622 | 234.8675 | 239.5648 | 244.3561 | 249.2432 | 254.2281 | 259.3127 | 264.4989 | 269.7889 | 275.1847 | 280.6884 | 286.3021 | 292.0282 | 297.8687 | 303.8261 | 309.9026 | 316.1007 | 322.4227 | 328.8712 | 335.4486 | 342.1576 | 349.0007
| 2038 | $/kW-yr |  | 0 | 0 | 0 | 0 | 0 | 0 | 0 | 0 | 0 | 0 | 0 | 0 | 148.3256 | 151.2921 | 154.318 | 157.4043 | 160.5524 | 163.7635 | 167.0387 | 170.3795 | 173.7871 | 177.2628 | 180.8081 | 184.4242 | 188.1127 | 191.875 | 195.7125 | 199.6267 | 203.6193 | 207.6917 | 211.8455 | 216.0824 | 220.404 | 224.8121 | 229.3084 | 233.8945 | 238.5724 | 243.3439 | 248.2108 | 253.175 | 258.2385 | 263.4032 | 185.1914 | 188.8952 | 192.6731 | 196.5266 | 200.4571 | 204.4663 | 208.5556 | 212.7267 | 216.9812 | 221.3209 | 225.7473 | 230.2622 | 234.8675 | 239.5648 | 244.3561 | 249.2432 | 254.2281 | 259.3127 | 264.4989 | 269.7889 | 275.1847 | 280.6884 | 286.3021 | 292.0282 | 297.8687 | 303.8261 | 309.9026 | 316.1007 | 322.4227 | 328.8712 | 335.4486 | 342.1576 | 349.0007
| 2039 | $/kW-yr |  | 0 | 0 | 0 | 0 | 0 | 0 | 0 | 0 | 0 | 0 | 0 | 0 | 0 | 147.9238 | 150.8822 | 153.8999 | 156.9779 | 160.1174 | 163.3198 | 166.5862 | 169.9179 | 173.3163 | 176.7826 | 180.3183 | 183.9246 | 187.6031 | 191.3552 | 195.1823 | 199.0859 | 203.0676 | 207.129 | 211.2716 | 215.497 | 219.8069 | 224.2031 | 228.6871 | 233.2609 | 237.9261 | 242.6846 | 247.5383 | 252.4891 | 257.5389 | 262.6896 | 188.8952 | 192.6731 | 196.5266 | 200.4571 | 204.4663 | 208.5556 | 212.7267 | 216.9812 | 221.3209 | 225.7473 | 230.2622 | 234.8675 | 239.5648 | 244.3561 | 249.2432 | 254.2281 | 259.3127 | 264.4989 | 269.7889 | 275.1847 | 280.6884 | 286.3021 | 292.0282 | 297.8687 | 303.8261 | 309.9026 | 316.1007 | 322.4227 | 328.8712 | 335.4486 | 342.1576 | 349.0007
| 2040 | $/kW-yr |  | 0 | 0 | 0 | 0 | 0 | 0 | 0 | 0 | 0 | 0 | 0 | 0 | 0 | 0 | 147.523 | 150.4735 | 153.483 | 156.5526 | 159.6837 | 162.8773 | 166.1349 | 169.4576 | 172.8467 | 176.3037 | 179.8297 | 183.4263 | 187.0949 | 190.8368 | 194.6535 | 198.5466 | 202.5175 | 206.5679 | 210.6992 | 214.9132 | 219.2115 | 223.5957 | 228.0676 | 232.629 | 237.2815 | 242.0272 | 246.8677 | 251.8051 | 256.8412 | 261.978 | 192.6731 | 196.5266 | 200.4571 | 204.4663 | 208.5556 | 212.7267 | 216.9812 | 221.3209 | 225.7473 | 230.2622 | 234.8675 | 239.5648 | 244.3561 | 249.2432 | 254.2281 | 259.3127 | 264.4989 | 269.7889 | 275.1847 | 280.6884 | 286.3021 | 292.0282 | 297.8687 | 303.8261 | 309.9026 | 316.1007 | 322.4227 | 328.8712 | 335.4486 | 342.1576 | 349.0007
| 2041 | $/kW-yr |  | 0 | 0 | 0 | 0 | 0 | 0 | 0 | 0 | 0 | 0 | 0 | 0 | 0 | 0 | 0 | 147.1234 | 150.0658 | 153.0671 | 156.1285 | 159.2511 | 162.4361 | 165.6848 | 168.9985 | 172.3785 | 175.826 | 179.3426 | 182.9294 | 186.588 | 190.3198 | 194.1262 | 198.0087 | 201.9689 | 206.0082 | 210.1284 | 214.331 | 218.6176 | 222.9899 | 227.4497 | 231.9987 | 236.6387 | 241.3715 | 246.1989 | 251.1229 | 256.1453 | 261.2682 | 196.5266 | 200.4571 | 204.4663 | 208.5556 | 212.7267 | 216.9812 | 221.3209 | 225.7473 | 230.2622 | 234.8675 | 239.5648 | 244.3561 | 249.2432 | 254.2281 | 259.3127 | 264.4989 | 269.7889 | 275.1847 | 280.6884 | 286.3021 | 292.0282 | 297.8687 | 303.8261 | 309.9026 | 316.1007 | 322.4227 | 328.8712 | 335.4486 | 342.1576 | 349.0007
| 2042 | $/kW-yr |  | 0 | 0 | 0 | 0 | 0 | 0 | 0 | 0 | 0 | 0 | 0 | 0 | 0 | 0 | 0 | 0 | 146.8389 | 149.7757 | 152.7712 | 155.8267 | 158.9432 | 162.1221 | 165.3645 | 168.6718 | 172.0452 | 175.4861 | 178.9959 | 182.5758 | 186.2273 | 189.9518 | 193.7509 | 197.6259 | 201.5784 | 205.61 | 209.7222 | 213.9166 | 218.1949 | 222.5588 | 227.01 | 231.5502 | 236.1812 | 240.9049 | 245.723 | 250.6374 | 255.6502 | 260.7632 | 200.4571 | 204.4663 | 208.5556 | 212.7267 | 216.9812 | 221.3209 | 225.7473 | 230.2622 | 234.8675 | 239.5648 | 244.3561 | 249.2432 | 254.2281 | 259.3127 | 264.4989 | 269.7889 | 275.1847 | 280.6884 | 286.3021 | 292.0282 | 297.8687 | 303.8261 | 309.9026 | 316.1007 | 322.4227 | 328.8712 | 335.4486 | 342.1576 | 349.0007
| 2043 | $/kW-yr |  | 0 | 0 | 0 | 0 | 0 | 0 | 0 | 0 | 0 | 0 | 0 | 0 | 0 | 0 | 0 | 0 | 0 | 146.5551 | 149.4862 | 152.4759 | 155.5254 | 158.6359 | 161.8086 | 165.0448 | 168.3457 | 171.7126 | 175.1469 | 178.6498 | 182.2228 | 185.8673 | 189.5846 | 193.3763 | 197.2438 | 201.1887 | 205.2125 | 209.3167 | 213.5031 | 217.7731 | 222.1286 | 226.5712 | 231.1026 | 235.7246 | 240.4391 | 245.2479 | 250.1529 | 255.1559 | 260.2591 | 204.4663 | 208.5556 | 212.7267 | 216.9812 | 221.3209 | 225.7473 | 230.2622 | 234.8675 | 239.5648 | 244.3561 | 249.2432 | 254.2281 | 259.3127 | 264.4989 | 269.7889 | 275.1847 | 280.6884 | 286.3021 | 292.0282 | 297.8687 | 303.8261 | 309.9026 | 316.1007 | 322.4227 | 328.8712 | 335.4486 | 342.1576 | 349.0007
| 2044 | $/kW-yr |  | 0 | 0 | 0 | 0 | 0 | 0 | 0 | 0 | 0 | 0 | 0 | 0 | 0 | 0 | 0 | 0 | 0 | 0 | 146.2718 | 149.1972 | 152.1811 | 155.2248 | 158.3293 | 161.4958 | 164.7258 | 168.0203 | 171.3807 | 174.8083 | 178.3045 | 181.8705 | 185.508 | 189.2181 | 193.0025 | 196.8625 | 200.7998 | 204.8158 | 208.9121 | 213.0903 | 217.3521 | 221.6992 | 226.1332 | 230.6558 | 235.2689 | 239.9743 | 244.7738 | 249.6693 | 254.6627 | 259.7559 | 208.5556 | 212.7267 | 216.9812 | 221.3209 | 225.7473 | 230.2622 | 234.8675 | 239.5648 | 244.3561 | 249.2432 | 254.2281 | 259.3127 | 264.4989 | 269.7889 | 275.1847 | 280.6884 | 286.3021 | 292.0282 | 297.8687 | 303.8261 | 309.9026 | 316.1007 | 322.4227 | 328.8712 | 335.4486 | 342.1576 | 349.0007
| 2045 | $/kW-yr |  | 0 | 0 | 0 | 0 | 0 | 0 | 0 | 0 | 0 | 0 | 0 | 0 | 0 | 0 | 0 | 0 | 0 | 0 | 0 | 145.989 | 148.9088 | 151.8869 | 154.9247 | 158.0232 | 161.1836 | 164.4073 | 167.6955 | 171.0494 | 174.4703 | 177.9598 | 181.5189 | 185.1493 | 188.8523 | 192.6294 | 196.4819 | 200.4116 | 204.4198 | 208.5082 | 212.6784 | 216.9319 | 221.2706 | 225.696 | 230.2099 | 234.8141 | 239.5104 | 244.3006 | 249.1866 | 254.1704 | 259.2538 | 212.7267 | 216.9812 | 221.3209 | 225.7473 | 230.2622 | 234.8675 | 239.5648 | 244.3561 | 249.2432 | 254.2281 | 259.3127 | 264.4989 | 269.7889 | 275.1847 | 280.6884 | 286.3021 | 292.0282 | 297.8687 | 303.8261 | 309.9026 | 316.1007 | 322.4227 | 328.8712 | 335.4486 | 342.1576 | 349.0007
| 2046 | $/kW-yr |  | 0 | 0 | 0 | 0 | 0 | 0 | 0 | 0 | 0 | 0 | 0 | 0 | 0 | 0 | 0 | 0 | 0 | 0 | 0 | 0 | 145.7058 | 148.62 | 151.5924 | 154.6242 | 157.7167 | 160.871 | 164.0884 | 167.3702 | 170.7176 | 174.132 | 177.6146 | 181.1669 | 184.7902 | 188.486 | 192.2558 | 196.1009 | 200.0229 | 204.0234 | 208.1038 | 212.2659 | 216.5112 | 220.8414 | 225.2583 | 229.7634 | 234.3587 | 239.0459 | 243.8268 | 248.7033 | 253.6774 | 258.7509 | 216.9812 | 221.3209 | 225.7473 | 230.2622 | 234.8675 | 239.5648 | 244.3561 | 249.2432 | 254.2281 | 259.3127 | 264.4989 | 269.7889 | 275.1847 | 280.6884 | 286.3021 | 292.0282 | 297.8687 | 303.8261 | 309.9026 | 316.1007 | 322.4227 | 328.8712 | 335.4486 | 342.1576 | 349.0007
| 2047 | $/kW-yr |  | 0 | 0 | 0 | 0 | 0 | 0 | 0 | 0 | 0 | 0 | 0 | 0 | 0 | 0 | 0 | 0 | 0 | 0 | 0 | 0 | 0 | 145.4229 | 148.3314 | 151.298 | 154.324 | 157.4105 | 160.5587 | 163.7699 | 167.0453 | 170.3862 | 173.7939 | 177.2698 | 180.8152 | 184.4315 | 188.1201 | 191.8825 | 195.7201 | 199.6345 | 203.6272 | 207.6998 | 211.8538 | 216.0909 | 220.4127 | 224.8209 | 229.3173 | 233.9037 | 238.5818 | 243.3534 | 248.2205 | 253.1849 | 258.2486 | 221.3209 | 225.7473 | 230.2622 | 234.8675 | 239.5648 | 244.3561 | 249.2432 | 254.2281 | 259.3127 | 264.4989 | 269.7889 | 275.1847 | 280.6884 | 286.3021 | 292.0282 | 297.8687 | 303.8261 | 309.9026 | 316.1007 | 322.4227 | 328.8712 | 335.4486 | 342.1576 | 349.0007
| 2048 | $/kW-yr |  | 0 | 0 | 0 | 0 | 0 | 0 | 0 | 0 | 0 | 0 | 0 | 0 | 0 | 0 | 0 | 0 | 0 | 0 | 0 | 0 | 0 | 0 | 145.1399 | 148.0427 | 151.0035 | 154.0236 | 157.1041 | 160.2462 | 163.4511 | 166.7201 | 170.0545 | 173.4556 | 176.9247 | 180.4632 | 184.0725 | 187.7539 | 191.509 | 195.3392 | 199.246 | 203.2309 | 207.2955 | 211.4414 | 215.6702 | 219.9836 | 224.3833 | 228.871 | 233.4484 | 238.1174 | 242.8797 | 247.7373 | 252.6921 | 257.7459 | 225.7473 | 230.2622 | 234.8675 | 239.5648 | 244.3561 | 249.2432 | 254.2281 | 259.3127 | 264.4989 | 269.7889 | 275.1847 | 280.6884 | 286.3021 | 292.0282 | 297.8687 | 303.8261 | 309.9026 | 316.1007 | 322.4227 | 328.8712 | 335.4486 | 342.1576 | 349.0007
| 2049 | $/kW-yr |  | 0 | 0 | 0 | 0 | 0 | 0 | 0 | 0 | 0 | 0 | 0 | 0 | 0 | 0 | 0 | 0 | 0 | 0 | 0 | 0 | 0 | 0 | 0 | 144.8569 | 147.7541 | 150.7092 | 153.7233 | 156.7978 | 159.9338 | 163.1324 | 166.3951 | 169.723 | 173.1175 | 176.5798 | 180.1114 | 183.7136 | 187.3879 | 191.1357 | 194.9584 | 198.8575 | 202.8347 | 206.8914 | 211.0292 | 215.2498 | 219.5548 | 223.9459 | 228.4248 | 232.9933 | 237.6532 | 242.4062 | 247.2544 | 252.1994 | 257.2434 | 230.2622 | 234.8675 | 239.5648 | 244.3561 | 249.2432 | 254.2281 | 259.3127 | 264.4989 | 269.7889 | 275.1847 | 280.6884 | 286.3021 | 292.0282 | 297.8687 | 303.8261 | 309.9026 | 316.1007 | 322.4227 | 328.8712 | 335.4486 | 342.1576 | 349.0007
| 2050 | $/kW-yr |  | 0 | 0 | 0 | 0 | 0 | 0 | 0 | 0 | 0 | 0 | 0 | 0 | 0 | 0 | 0 | 0 | 0 | 0 | 0 | 0 | 0 | 0 | 0 | 0 | 144.5739 | 147.4654 | 150.4147 | 153.423 | 156.4915 | 159.6213 | 162.8137 | 166.07 | 169.3914 | 172.7792 | 176.2348 | 179.7595 | 183.3547 | 187.0218 | 190.7622 | 194.5775 | 198.469 | 202.4384 | 206.4872 | 210.6169 | 214.8292 | 219.1258 | 223.5083 | 227.9785 | 232.5381 | 237.1888 | 241.9326 | 246.7713 | 251.7067 | 256.7408 | 234.8675 | 239.5648 | 244.3561 | 249.2432 | 254.2281 | 259.3127 | 264.4989 | 269.7889 | 275.1847 | 280.6884 | 286.3021 | 292.0282 | 297.8687 | 303.8261 | 309.9026 | 316.1007 | 322.4227 | 328.8712 | 335.4486 | 342.1576 | 349.0007
| 2051 | $/kW-yr |  | 0 | 0 | 0 | 0 | 0 | 0 | 0 | 0 | 0 | 0 | 0 | 0 | 0 | 0 | 0 | 0 | 0 | 0 | 0 | 0 | 0 | 0 | 0 | 0 | 0 | 144.2909 | 147.1768 | 150.1203 | 153.1227 | 156.1852 | 159.3089 | 162.495 | 165.7449 | 169.0598 | 172.441 | 175.8899 | 179.4077 | 182.9958 | 186.6557 | 190.3888 | 194.1966 | 198.0806 | 202.0422 | 206.083 | 210.2047 | 214.4088 | 218.6969 | 223.0709 | 227.5323 | 232.0829 | 236.7246 | 241.4591 | 246.2883 | 251.214 | 256.2383 | 239.5648 | 244.3561 | 249.2432 | 254.2281 | 259.3127 | 264.4989 | 269.7889 | 275.1847 | 280.6884 | 286.3021 | 292.0282 | 297.8687 | 303.8261 | 309.9026 | 316.1007 | 322.4227 | 328.8712 | 335.4486 | 342.1576 | 349.0007
| 2052 | $/kW-yr |  | 0 | 0 | 0 | 0 | 0 | 0 | 0 | 0 | 0 | 0 | 0 | 0 | 0 | 0 | 0 | 0 | 0 | 0 | 0 | 0 | 0 | 0 | 0 | 0 | 0 | 0 | 144.0079 | 146.8881 | 149.8259 | 152.8224 | 155.8788 | 158.9964 | 162.1763 | 165.4199 | 168.7283 | 172.1028 | 175.5449 | 179.0558 | 182.6369 | 186.2896 | 190.0154 | 193.8157 | 197.692 | 201.6459 | 205.6788 | 209.7924 | 213.9882 | 218.268 | 222.6334 | 227.086 | 231.6277 | 236.2603 | 240.9855 | 245.8052 | 250.7213 | 255.7357 | 244.3561 | 249.2432 | 254.2281 | 259.3127 | 264.4989 | 269.7889 | 275.1847 | 280.6884 | 286.3021 | 292.0282 | 297.8687 | 303.8261 | 309.9026 | 316.1007 | 322.4227 | 328.8712 | 335.4486 | 342.1576 | 349.0007
| 2053 | $/kW-yr |  | 0 | 0 | 0 | 0 | 0 | 0 | 0 | 0 | 0 | 0 | 0 | 0 | 0 | 0 | 0 | 0 | 0 | 0 | 0 | 0 | 0 | 0 | 0 | 0 | 0 | 0 | 0 | 143.725 | 146.5995 | 149.5314 | 152.5221 | 155.5725 | 158.684 | 161.8576 | 165.0948 | 168.3967 | 171.7646 | 175.1999 | 178.7039 | 182.278 | 185.9236 | 189.642 | 193.4349 | 197.3036 | 201.2496 | 205.2746 | 209.3801 | 213.5677 | 217.8391 | 222.1959 | 226.6398 | 231.1726 | 235.796 | 240.512 | 245.3222 | 250.2286 | 255.2332 | 249.2432 | 254.2281 | 259.3127 | 264.4989 | 269.7889 | 275.1847 | 280.6884 | 286.3021 | 292.0282 | 297.8687 | 303.8261 | 309.9026 | 316.1007 | 322.4227 | 328.8712 | 335.4486 | 342.1576 | 349.0007
Step 1b: Calculate Storage Levelized Fixed Cost by Installation Year, Including Replacement ($/nameplate kW-yr)
This reflects the levelized cost for a new storage in a specific year, intended to serve as a proxy for a long-term cost-based PPA assumed to escalate at inflation
This is not the deferral value for a solar resource in a specific year - see Step 2
Storage Levelized Fixed Cost ($/kW-yr)
| 2026 | $/kW-yr |  | 226.8072 | 231.3433 | 235.9702 | 240.6896 | 245.5034 | 250.4135 | 255.4217 | 260.5302 | 265.7408 | 271.0556 | 276.4767 | 282.0062 | 287.6464 | 293.3993 | 299.2673 | 305.2526 | 311.3577 | 317.5848 | 323.9365 | 330.4153 | 221.3667 | 225.7941 | 230.3099 | 234.9161 | 239.6145 | 244.4067 | 249.2949 | 254.2808 | 259.3664 | 264.5537 | 269.8448 | 275.2417 | 280.7465 | 286.3615 | 292.0887 | 297.9305 | 303.8891 | 309.9668 | 316.1662 | 322.4895 | 288.1918 | 293.9557 | 299.8348 | 305.8315 | 311.9481 | 318.1871 | 324.5508 | 331.0418 | 337.6626 | 344.4159 | 351.3042 | 358.3303 | 365.4969 | 372.8068 | 380.263 | 387.8682 | 395.6256 | 403.5381 | 411.6089 | 419.8411 | 428.2379 | 436.8026 | 445.5387 | 454.4495 | 463.5385 | 472.8092 | 482.2654 | 491.9107 | 501.7489 | 511.7839 | 522.0196 | 532.46 | 543.1092 | 553.9714 | 565.0508
| 2027 | $/kW-yr |  | 0 | 229.2646 | 233.8499 | 238.5269 | 243.2975 | 248.1634 | 253.1267 | 258.1892 | 263.353 | 268.6201 | 273.9925 | 279.4723 | 285.0618 | 290.763 | 296.5783 | 302.5098 | 308.56 | 314.7312 | 321.0259 | 327.4464 | 333.9953 | 222.525 | 226.9755 | 231.515 | 236.1453 | 240.8682 | 245.6856 | 250.5993 | 255.6113 | 260.7235 | 265.938 | 271.2567 | 276.6818 | 282.2155 | 287.8598 | 293.617 | 299.4893 | 305.4791 | 311.5887 | 317.8205 | 324.1769 | 293.9557 | 299.8348 | 305.8315 | 311.9481 | 318.1871 | 324.5508 | 331.0418 | 337.6626 | 344.4159 | 351.3042 | 358.3303 | 365.4969 | 372.8068 | 380.263 | 387.8682 | 395.6256 | 403.5381 | 411.6089 | 419.8411 | 428.2379 | 436.8026 | 445.5387 | 454.4495 | 463.5385 | 472.8092 | 482.2654 | 491.9107 | 501.7489 | 511.7839 | 522.0196 | 532.46 | 543.1092 | 553.9714 | 565.0508
| 2028 | $/kW-yr |  | 0 | 0 | 231.7487 | 236.3837 | 241.1114 | 245.9336 | 250.8523 | 255.8693 | 260.9867 | 266.2064 | 271.5306 | 276.9612 | 282.5004 | 288.1504 | 293.9134 | 299.7917 | 305.7875 | 311.9033 | 318.1413 | 324.5042 | 330.9942 | 337.6141 | 223.6814 | 228.1551 | 232.7182 | 237.3725 | 242.12 | 246.9624 | 251.9016 | 256.9397 | 262.0785 | 267.32 | 272.6664 | 278.1198 | 283.6822 | 289.3558 | 295.1429 | 301.0458 | 307.0667 | 313.208 | 319.4722 | 325.8616 | 299.8348 | 305.8315 | 311.9481 | 318.1871 | 324.5508 | 331.0418 | 337.6626 | 344.4159 | 351.3042 | 358.3303 | 365.4969 | 372.8068 | 380.263 | 387.8682 | 395.6256 | 403.5381 | 411.6089 | 419.8411 | 428.2379 | 436.8026 | 445.5387 | 454.4495 | 463.5385 | 472.8092 | 482.2654 | 491.9107 | 501.7489 | 511.7839 | 522.0196 | 532.46 | 543.1092 | 553.9714 | 565.0508
| 2029 | $/kW-yr |  | 0 | 0 | 0 | 202.0385 | 206.0793 | 210.2008 | 214.4049 | 218.693 | 223.0668 | 227.5282 | 232.0787 | 236.7203 | 241.4547 | 246.2838 | 251.2095 | 256.2337 | 261.3583 | 266.5855 | 271.9172 | 277.3556 | 282.9027 | 288.5607 | 294.3319 | 224.8391 | 229.3359 | 233.9226 | 238.6011 | 243.3731 | 248.2405 | 253.2054 | 258.2695 | 263.4349 | 268.7035 | 274.0776 | 279.5592 | 285.1504 | 290.8534 | 296.6704 | 302.6038 | 308.6559 | 314.829 | 321.1256 | 327.5481 | 305.8315 | 311.9481 | 318.1871 | 324.5508 | 331.0418 | 337.6626 | 344.4159 | 351.3042 | 358.3303 | 365.4969 | 372.8068 | 380.263 | 387.8682 | 395.6256 | 403.5381 | 411.6089 | 419.8411 | 428.2379 | 436.8026 | 445.5387 | 454.4495 | 463.5385 | 472.8092 | 482.2654 | 491.9107 | 501.7489 | 511.7839 | 522.0196 | 532.46 | 543.1092 | 553.9714 | 565.0508
| 2030 | $/kW-yr |  | 0 | 0 | 0 | 0 | 176.1371 | 179.6599 | 183.2531 | 186.9181 | 190.6565 | 194.4696 | 198.359 | 202.3262 | 206.3727 | 210.5002 | 214.7102 | 219.0044 | 223.3845 | 227.8521 | 232.4092 | 237.0574 | 241.7985 | 246.6345 | 251.5672 | 256.5985 | 225.996 | 230.5159 | 235.1262 | 239.8287 | 244.6253 | 249.5178 | 254.5082 | 259.5983 | 264.7903 | 270.0861 | 275.4878 | 280.9976 | 286.6175 | 292.3499 | 298.1969 | 304.1608 | 310.244 | 316.4489 | 322.7779 | 329.2335 | 311.9481 | 318.1871 | 324.5508 | 331.0418 | 337.6626 | 344.4159 | 351.3042 | 358.3303 | 365.4969 | 372.8068 | 380.263 | 387.8682 | 395.6256 | 403.5381 | 411.6089 | 419.8411 | 428.2379 | 436.8026 | 445.5387 | 454.4495 | 463.5385 | 472.8092 | 482.2654 | 491.9107 | 501.7489 | 511.7839 | 522.0196 | 532.46 | 543.1092 | 553.9714 | 565.0508
| 2031 | $/kW-yr |  | 0 | 0 | 0 | 0 | 0 | 153.5563 | 156.6274 | 159.76 | 162.9552 | 166.2143 | 169.5386 | 172.9293 | 176.3879 | 179.9157 | 183.514 | 187.1843 | 190.928 | 194.7465 | 198.6414 | 202.6143 | 206.6666 | 210.7999 | 215.0159 | 219.3162 | 223.7025 | 227.1534 | 231.6964 | 236.3304 | 241.057 | 245.8781 | 250.7957 | 255.8116 | 260.9278 | 266.1464 | 271.4693 | 276.8987 | 282.4367 | 288.0854 | 293.8471 | 299.724 | 305.7185 | 311.8329 | 318.0696 | 324.4309 | 330.9196 | 318.1871 | 324.5508 | 331.0418 | 337.6626 | 344.4159 | 351.3042 | 358.3303 | 365.4969 | 372.8068 | 380.263 | 387.8682 | 395.6256 | 403.5381 | 411.6089 | 419.8411 | 428.2379 | 436.8026 | 445.5387 | 454.4495 | 463.5385 | 472.8092 | 482.2654 | 491.9107 | 501.7489 | 511.7839 | 522.0196 | 532.46 | 543.1092 | 553.9714 | 565.0508
| 2032 | $/kW-yr |  | 0 | 0 | 0 | 0 | 0 | 0 | 154.4716 | 157.5611 | 160.7123 | 163.9265 | 167.2051 | 170.5492 | 173.9601 | 177.4393 | 180.9881 | 184.6079 | 188.3 | 192.066 | 195.9074 | 199.8255 | 203.822 | 207.8985 | 212.0564 | 216.2976 | 220.6235 | 225.036 | 228.3104 | 232.8766 | 237.5341 | 242.2848 | 247.1305 | 252.0731 | 257.1146 | 262.2569 | 267.502 | 272.8521 | 278.3091 | 283.8753 | 289.5528 | 295.3439 | 301.2507 | 307.2757 | 313.4213 | 319.6897 | 326.0835 | 332.6052 | 324.5508 | 331.0418 | 337.6626 | 344.4159 | 351.3042 | 358.3303 | 365.4969 | 372.8068 | 380.263 | 387.8682 | 395.6256 | 403.5381 | 411.6089 | 419.8411 | 428.2379 | 436.8026 | 445.5387 | 454.4495 | 463.5385 | 472.8092 | 482.2654 | 491.9107 | 501.7489 | 511.7839 | 522.0196 | 532.46 | 543.1092 | 553.9714 | 565.0508
| 2033 | $/kW-yr |  | 0 | 0 | 0 | 0 | 0 | 0 | 0 | 155.3924 | 158.5002 | 161.6703 | 164.9037 | 168.2017 | 171.5658 | 174.9971 | 178.497 | 182.067 | 185.7083 | 189.4225 | 193.2109 | 197.0751 | 201.0166 | 205.037 | 209.1377 | 213.3205 | 217.5869 | 221.9386 | 226.3774 | 229.4677 | 234.057 | 238.7382 | 243.5129 | 248.3832 | 253.3509 | 258.4179 | 263.5862 | 268.858 | 274.2351 | 279.7198 | 285.3142 | 291.0205 | 296.8409 | 302.7777 | 308.8333 | 315.01 | 321.3102 | 327.7364 | 334.2911 | 331.0418 | 337.6626 | 344.4159 | 351.3042 | 358.3303 | 365.4969 | 372.8068 | 380.263 | 387.8682 | 395.6256 | 403.5381 | 411.6089 | 419.8411 | 428.2379 | 436.8026 | 445.5387 | 454.4495 | 463.5385 | 472.8092 | 482.2654 | 491.9107 | 501.7489 | 511.7839 | 522.0196 | 532.46 | 543.1092 | 553.9714 | 565.0508
| 2034 | $/kW-yr |  | 0 | 0 | 0 | 0 | 0 | 0 | 0 | 0 | 156.3187 | 159.445 | 162.6339 | 165.8866 | 169.2044 | 172.5884 | 176.0402 | 179.561 | 183.1522 | 186.8153 | 190.5516 | 194.3626 | 198.2499 | 202.2149 | 206.2592 | 210.3843 | 214.592 | 218.8839 | 223.2616 | 227.7268 | 230.6248 | 235.2373 | 239.942 | 244.7409 | 249.6357 | 254.6284 | 259.721 | 264.9154 | 270.2137 | 275.618 | 281.1303 | 286.753 | 292.488 | 298.3378 | 304.3045 | 310.3906 | 316.5984 | 322.9304 | 329.389 | 335.9768 | 337.6626 | 344.4159 | 351.3042 | 358.3303 | 365.4969 | 372.8068 | 380.263 | 387.8682 | 395.6256 | 403.5381 | 411.6089 | 419.8411 | 428.2379 | 436.8026 | 445.5387 | 454.4495 | 463.5385 | 472.8092 | 482.2654 | 491.9107 | 501.7489 | 511.7839 | 522.0196 | 532.46 | 543.1092 | 553.9714 | 565.0508
| 2035 | $/kW-yr |  | 0 | 0 | 0 | 0 | 0 | 0 | 0 | 0 | 0 | 157.2505 | 160.3955 | 163.6034 | 166.8754 | 170.213 | 173.6172 | 177.0896 | 180.6313 | 184.244 | 187.9289 | 191.6874 | 195.5212 | 199.4316 | 203.4202 | 207.4886 | 211.6384 | 215.8712 | 220.1886 | 224.5924 | 229.0842 | 231.782 | 236.4177 | 241.146 | 245.9689 | 250.8883 | 255.9061 | 261.0242 | 266.2447 | 271.5696 | 277.001 | 282.541 | 288.1918 | 293.9557 | 299.8348 | 305.8315 | 311.9481 | 318.1871 | 324.5508 | 331.0418 | 337.6626 | 344.4159 | 351.3042 | 358.3303 | 365.4969 | 372.8068 | 380.263 | 387.8682 | 395.6256 | 403.5381 | 411.6089 | 419.8411 | 428.2379 | 436.8026 | 445.5387 | 454.4495 | 463.5385 | 472.8092 | 482.2654 | 491.9107 | 501.7489 | 511.7839 | 522.0196 | 532.46 | 543.1092 | 553.9714 | 565.0508
| 2036 | $/kW-yr |  | 0 | 0 | 0 | 0 | 0 | 0 | 0 | 0 | 0 | 0 | 158.1878 | 161.3516 | 164.5786 | 167.8702 | 171.2276 | 174.6521 | 178.1452 | 181.7081 | 185.3422 | 189.0491 | 192.83 | 196.6866 | 200.6204 | 204.6328 | 208.7254 | 212.9 | 217.1579 | 221.5011 | 225.9311 | 230.4498 | 236.4177 | 241.146 | 245.9689 | 250.8883 | 255.9061 | 261.0242 | 266.2447 | 271.5696 | 277.001 | 282.541 | 288.1918 | 293.9557 | 299.8348 | 305.8315 | 311.9481 | 318.1871 | 324.5508 | 331.0418 | 337.6626 | 344.4159 | 351.3042 | 358.3303 | 365.4969 | 372.8068 | 380.263 | 387.8682 | 395.6256 | 403.5381 | 411.6089 | 419.8411 | 428.2379 | 436.8026 | 445.5387 | 454.4495 | 463.5385 | 472.8092 | 482.2654 | 491.9107 | 501.7489 | 511.7839 | 522.0196 | 532.46 | 543.1092 | 553.9714 | 565.0508
| 2037 | $/kW-yr |  | 0 | 0 | 0 | 0 | 0 | 0 | 0 | 0 | 0 | 0 | 0 | 168.2952 | 171.6611 | 175.0944 | 178.5963 | 182.1682 | 185.8115 | 189.5278 | 193.3183 | 197.1847 | 201.1284 | 205.151 | 209.254 | 213.4391 | 217.7078 | 222.062 | 226.5032 | 231.0333 | 235.654 | 240.367 | 245.1744 | 241.146 | 245.9689 | 250.8883 | 255.9061 | 261.0242 | 266.2447 | 271.5696 | 277.001 | 282.541 | 288.1918 | 293.9557 | 299.8348 | 305.8315 | 311.9481 | 318.1871 | 324.5508 | 331.0418 | 337.6626 | 344.4159 | 351.3042 | 358.3303 | 365.4969 | 372.8068 | 380.263 | 387.8682 | 395.6256 | 403.5381 | 411.6089 | 419.8411 | 428.2379 | 436.8026 | 445.5387 | 454.4495 | 463.5385 | 472.8092 | 482.2654 | 491.9107 | 501.7489 | 511.7839 | 522.0196 | 532.46 | 543.1092 | 553.9714 | 565.0508
| 2038 | $/kW-yr |  | 0 | 0 | 0 | 0 | 0 | 0 | 0 | 0 | 0 | 0 | 0 | 0 | 179.0485 | 182.6295 | 186.2821 | 190.0077 | 193.8079 | 197.684 | 201.6377 | 205.6704 | 209.7839 | 213.9795 | 218.2591 | 222.6243 | 227.0768 | 231.6183 | 236.2507 | 240.9757 | 245.7952 | 250.7111 | 255.7253 | 260.8399 | 245.9689 | 250.8883 | 255.9061 | 261.0242 | 266.2447 | 271.5696 | 277.001 | 282.541 | 288.1918 | 293.9557 | 299.8348 | 305.8315 | 311.9481 | 318.1871 | 324.5508 | 331.0418 | 337.6626 | 344.4159 | 351.3042 | 358.3303 | 365.4969 | 372.8068 | 380.263 | 387.8682 | 395.6256 | 403.5381 | 411.6089 | 419.8411 | 428.2379 | 436.8026 | 445.5387 | 454.4495 | 463.5385 | 472.8092 | 482.2654 | 491.9107 | 501.7489 | 511.7839 | 522.0196 | 532.46 | 543.1092 | 553.9714 | 565.0508
| 2039 | $/kW-yr |  | 0 | 0 | 0 | 0 | 0 | 0 | 0 | 0 | 0 | 0 | 0 | 0 | 0 | 190.4888 | 194.2986 | 198.1846 | 202.1483 | 206.1912 | 210.3151 | 214.5214 | 218.8118 | 223.188 | 227.6518 | 232.2048 | 236.8489 | 241.5859 | 246.4176 | 251.346 | 256.3729 | 261.5004 | 266.7304 | 272.065 | 277.5063 | 250.8883 | 255.9061 | 261.0242 | 266.2447 | 271.5696 | 277.001 | 282.541 | 288.1918 | 293.9557 | 299.8348 | 305.8315 | 311.9481 | 318.1871 | 324.5508 | 331.0418 | 337.6626 | 344.4159 | 351.3042 | 358.3303 | 365.4969 | 372.8068 | 380.263 | 387.8682 | 395.6256 | 403.5381 | 411.6089 | 419.8411 | 428.2379 | 436.8026 | 445.5387 | 454.4495 | 463.5385 | 472.8092 | 482.2654 | 491.9107 | 501.7489 | 511.7839 | 522.0196 | 532.46 | 543.1092 | 553.9714 | 565.0508
| 2040 | $/kW-yr |  | 0 | 0 | 0 | 0 | 0 | 0 | 0 | 0 | 0 | 0 | 0 | 0 | 0 | 0 | 202.6602 | 206.7134 | 210.8476 | 215.0646 | 219.3659 | 223.7532 | 228.2283 | 232.7928 | 237.4487 | 242.1977 | 247.0416 | 251.9824 | 257.0221 | 262.1625 | 267.4058 | 272.7539 | 278.209 | 283.7732 | 289.4486 | 295.2376 | 255.9061 | 261.0242 | 266.2447 | 271.5696 | 277.001 | 282.541 | 288.1918 | 293.9557 | 299.8348 | 305.8315 | 311.9481 | 318.1871 | 324.5508 | 331.0418 | 337.6626 | 344.4159 | 351.3042 | 358.3303 | 365.4969 | 372.8068 | 380.263 | 387.8682 | 395.6256 | 403.5381 | 411.6089 | 419.8411 | 428.2379 | 436.8026 | 445.5387 | 454.4495 | 463.5385 | 472.8092 | 482.2654 | 491.9107 | 501.7489 | 511.7839 | 522.0196 | 532.46 | 543.1092 | 553.9714 | 565.0508
| 2041 | $/kW-yr |  | 0 | 0 | 0 | 0 | 0 | 0 | 0 | 0 | 0 | 0 | 0 | 0 | 0 | 0 | 0 | 215.6092 | 219.9214 | 224.3198 | 228.8062 | 233.3823 | 238.0499 | 242.8109 | 247.6672 | 252.6205 | 257.6729 | 262.8264 | 268.0829 | 273.4446 | 278.9135 | 284.4917 | 290.1816 | 295.9852 | 301.9049 | 307.943 | 314.1019 | 261.0242 | 266.2447 | 271.5696 | 277.001 | 282.541 | 288.1918 | 293.9557 | 299.8348 | 305.8315 | 311.9481 | 318.1871 | 324.5508 | 331.0418 | 337.6626 | 344.4159 | 351.3042 | 358.3303 | 365.4969 | 372.8068 | 380.263 | 387.8682 | 395.6256 | 403.5381 | 411.6089 | 419.8411 | 428.2379 | 436.8026 | 445.5387 | 454.4495 | 463.5385 | 472.8092 | 482.2654 | 491.9107 | 501.7489 | 511.7839 | 522.0196 | 532.46 | 543.1092 | 553.9714 | 565.0508
| 2042 | $/kW-yr |  | 0 | 0 | 0 | 0 | 0 | 0 | 0 | 0 | 0 | 0 | 0 | 0 | 0 | 0 | 0 | 0 | 216.7506 | 221.0856 | 225.5073 | 230.0174 | 234.6178 | 239.3101 | 244.0964 | 248.9783 | 253.9578 | 259.037 | 264.2177 | 269.5021 | 274.8921 | 280.39 | 285.9978 | 291.7177 | 297.5521 | 303.5031 | 309.5732 | 315.7647 | 266.2447 | 271.5696 | 277.001 | 282.541 | 288.1918 | 293.9557 | 299.8348 | 305.8315 | 311.9481 | 318.1871 | 324.5508 | 331.0418 | 337.6626 | 344.4159 | 351.3042 | 358.3303 | 365.4969 | 372.8068 | 380.263 | 387.8682 | 395.6256 | 403.5381 | 411.6089 | 419.8411 | 428.2379 | 436.8026 | 445.5387 | 454.4495 | 463.5385 | 472.8092 | 482.2654 | 491.9107 | 501.7489 | 511.7839 | 522.0196 | 532.46 | 543.1092 | 553.9714 | 565.0508
| 2043 | $/kW-yr |  | 0 | 0 | 0 | 0 | 0 | 0 | 0 | 0 | 0 | 0 | 0 | 0 | 0 | 0 | 0 | 0 | 0 | 217.898 | 222.256 | 226.7011 | 231.2351 | 235.8598 | 240.577 | 245.3886 | 250.2963 | 255.3023 | 260.4083 | 265.6165 | 270.9288 | 276.3474 | 281.8743 | 287.5118 | 293.262 | 299.1273 | 305.1098 | 311.212 | 317.4363 | 271.5696 | 277.001 | 282.541 | 288.1918 | 293.9557 | 299.8348 | 305.8315 | 311.9481 | 318.1871 | 324.5508 | 331.0418 | 337.6626 | 344.4159 | 351.3042 | 358.3303 | 365.4969 | 372.8068 | 380.263 | 387.8682 | 395.6256 | 403.5381 | 411.6089 | 419.8411 | 428.2379 | 436.8026 | 445.5387 | 454.4495 | 463.5385 | 472.8092 | 482.2654 | 491.9107 | 501.7489 | 511.7839 | 522.0196 | 532.46 | 543.1092 | 553.9714 | 565.0508
| 2044 | $/kW-yr |  | 0 | 0 | 0 | 0 | 0 | 0 | 0 | 0 | 0 | 0 | 0 | 0 | 0 | 0 | 0 | 0 | 0 | 0 | 219.0515 | 223.4326 | 227.9012 | 232.4592 | 237.1084 | 241.8506 | 246.6876 | 251.6214 | 256.6538 | 261.7869 | 267.0226 | 272.3631 | 277.8103 | 283.3665 | 289.0339 | 294.8145 | 300.7108 | 306.725 | 312.8595 | 319.1167 | 277.001 | 282.541 | 288.1918 | 293.9557 | 299.8348 | 305.8315 | 311.9481 | 318.1871 | 324.5508 | 331.0418 | 337.6626 | 344.4159 | 351.3042 | 358.3303 | 365.4969 | 372.8068 | 380.263 | 387.8682 | 395.6256 | 403.5381 | 411.6089 | 419.8411 | 428.2379 | 436.8026 | 445.5387 | 454.4495 | 463.5385 | 472.8092 | 482.2654 | 491.9107 | 501.7489 | 511.7839 | 522.0196 | 532.46 | 543.1092 | 553.9714 | 565.0508
| 2045 | $/kW-yr |  | 0 | 0 | 0 | 0 | 0 | 0 | 0 | 0 | 0 | 0 | 0 | 0 | 0 | 0 | 0 | 0 | 0 | 0 | 0 | 220.2112 | 224.6154 | 229.1077 | 233.6898 | 238.3636 | 243.1309 | 247.9935 | 252.9534 | 258.0125 | 263.1727 | 268.4362 | 273.8049 | 279.281 | 284.8666 | 290.564 | 296.3752 | 302.3027 | 308.3488 | 314.5158 | 320.8061 | 282.541 | 288.1918 | 293.9557 | 299.8348 | 305.8315 | 311.9481 | 318.1871 | 324.5508 | 331.0418 | 337.6626 | 344.4159 | 351.3042 | 358.3303 | 365.4969 | 372.8068 | 380.263 | 387.8682 | 395.6256 | 403.5381 | 411.6089 | 419.8411 | 428.2379 | 436.8026 | 445.5387 | 454.4495 | 463.5385 | 472.8092 | 482.2654 | 491.9107 | 501.7489 | 511.7839 | 522.0196 | 532.46 | 543.1092 | 553.9714 | 565.0508
| 2046 | $/kW-yr |  | 0 | 0 | 0 | 0 | 0 | 0 | 0 | 0 | 0 | 0 | 0 | 0 | 0 | 0 | 0 | 0 | 0 | 0 | 0 | 0 | 221.3667 | 225.7941 | 230.3099 | 234.9161 | 239.6145 | 244.4067 | 249.2949 | 254.2808 | 259.3664 | 264.5537 | 269.8448 | 275.2417 | 280.7465 | 286.3615 | 292.0887 | 297.9305 | 303.8891 | 309.9668 | 316.1662 | 322.4895 | 288.1918 | 293.9557 | 299.8348 | 305.8315 | 311.9481 | 318.1871 | 324.5508 | 331.0418 | 337.6626 | 344.4159 | 351.3042 | 358.3303 | 365.4969 | 372.8068 | 380.263 | 387.8682 | 395.6256 | 403.5381 | 411.6089 | 419.8411 | 428.2379 | 436.8026 | 445.5387 | 454.4495 | 463.5385 | 472.8092 | 482.2654 | 491.9107 | 501.7489 | 511.7839 | 522.0196 | 532.46 | 543.1092 | 553.9714 | 565.0508
| 2047 | $/kW-yr |  | 0 | 0 | 0 | 0 | 0 | 0 | 0 | 0 | 0 | 0 | 0 | 0 | 0 | 0 | 0 | 0 | 0 | 0 | 0 | 0 | 0 | 222.525 | 226.9755 | 231.515 | 236.1453 | 240.8682 | 245.6856 | 250.5993 | 255.6113 | 260.7235 | 265.938 | 271.2567 | 276.6818 | 282.2155 | 287.8598 | 293.617 | 299.4893 | 305.4791 | 311.5887 | 317.8205 | 324.1769 | 293.9557 | 299.8348 | 305.8315 | 311.9481 | 318.1871 | 324.5508 | 331.0418 | 337.6626 | 344.4159 | 351.3042 | 358.3303 | 365.4969 | 372.8068 | 380.263 | 387.8682 | 395.6256 | 403.5381 | 411.6089 | 419.8411 | 428.2379 | 436.8026 | 445.5387 | 454.4495 | 463.5385 | 472.8092 | 482.2654 | 491.9107 | 501.7489 | 511.7839 | 522.0196 | 532.46 | 543.1092 | 553.9714 | 565.0508
| 2048 | $/kW-yr |  | 0 | 0 | 0 | 0 | 0 | 0 | 0 | 0 | 0 | 0 | 0 | 0 | 0 | 0 | 0 | 0 | 0 | 0 | 0 | 0 | 0 | 0 | 223.6814 | 228.1551 | 232.7182 | 237.3725 | 242.12 | 246.9624 | 251.9016 | 256.9397 | 262.0785 | 267.32 | 272.6664 | 278.1198 | 283.6822 | 289.3558 | 295.1429 | 301.0458 | 307.0667 | 313.208 | 319.4722 | 325.8616 | 299.8348 | 305.8315 | 311.9481 | 318.1871 | 324.5508 | 331.0418 | 337.6626 | 344.4159 | 351.3042 | 358.3303 | 365.4969 | 372.8068 | 380.263 | 387.8682 | 395.6256 | 403.5381 | 411.6089 | 419.8411 | 428.2379 | 436.8026 | 445.5387 | 454.4495 | 463.5385 | 472.8092 | 482.2654 | 491.9107 | 501.7489 | 511.7839 | 522.0196 | 532.46 | 543.1092 | 553.9714 | 565.0508
| 2049 | $/kW-yr |  | 0 | 0 | 0 | 0 | 0 | 0 | 0 | 0 | 0 | 0 | 0 | 0 | 0 | 0 | 0 | 0 | 0 | 0 | 0 | 0 | 0 | 0 | 0 | 224.8391 | 229.3359 | 233.9226 | 238.6011 | 243.3731 | 248.2405 | 253.2054 | 258.2695 | 263.4349 | 268.7035 | 274.0776 | 279.5592 | 285.1504 | 290.8534 | 296.6704 | 302.6038 | 308.6559 | 314.829 | 321.1256 | 327.5481 | 305.8315 | 311.9481 | 318.1871 | 324.5508 | 331.0418 | 337.6626 | 344.4159 | 351.3042 | 358.3303 | 365.4969 | 372.8068 | 380.263 | 387.8682 | 395.6256 | 403.5381 | 411.6089 | 419.8411 | 428.2379 | 436.8026 | 445.5387 | 454.4495 | 463.5385 | 472.8092 | 482.2654 | 491.9107 | 501.7489 | 511.7839 | 522.0196 | 532.46 | 543.1092 | 553.9714 | 565.0508
| 2050 | $/kW-yr |  | 0 | 0 | 0 | 0 | 0 | 0 | 0 | 0 | 0 | 0 | 0 | 0 | 0 | 0 | 0 | 0 | 0 | 0 | 0 | 0 | 0 | 0 | 0 | 0 | 225.996 | 230.5159 | 235.1262 | 239.8287 | 244.6253 | 249.5178 | 254.5082 | 259.5983 | 264.7903 | 270.0861 | 275.4878 | 280.9976 | 286.6175 | 292.3499 | 298.1969 | 304.1608 | 310.244 | 316.4489 | 322.7779 | 329.2335 | 311.9481 | 318.1871 | 324.5508 | 331.0418 | 337.6626 | 344.4159 | 351.3042 | 358.3303 | 365.4969 | 372.8068 | 380.263 | 387.8682 | 395.6256 | 403.5381 | 411.6089 | 419.8411 | 428.2379 | 436.8026 | 445.5387 | 454.4495 | 463.5385 | 472.8092 | 482.2654 | 491.9107 | 501.7489 | 511.7839 | 522.0196 | 532.46 | 543.1092 | 553.9714 | 565.0508
| 2051 | $/kW-yr |  | 0 | 0 | 0 | 0 | 0 | 0 | 0 | 0 | 0 | 0 | 0 | 0 | 0 | 0 | 0 | 0 | 0 | 0 | 0 | 0 | 0 | 0 | 0 | 0 | 0 | 227.1534 | 231.6964 | 236.3304 | 241.057 | 245.8781 | 250.7957 | 255.8116 | 260.9278 | 266.1464 | 271.4693 | 276.8987 | 282.4367 | 288.0854 | 293.8471 | 299.724 | 305.7185 | 311.8329 | 318.0696 | 324.4309 | 330.9196 | 318.1871 | 324.5508 | 331.0418 | 337.6626 | 344.4159 | 351.3042 | 358.3303 | 365.4969 | 372.8068 | 380.263 | 387.8682 | 395.6256 | 403.5381 | 411.6089 | 419.8411 | 428.2379 | 436.8026 | 445.5387 | 454.4495 | 463.5385 | 472.8092 | 482.2654 | 491.9107 | 501.7489 | 511.7839 | 522.0196 | 532.46 | 543.1092 | 553.9714 | 565.0508
| 2052 | $/kW-yr |  | 0 | 0 | 0 | 0 | 0 | 0 | 0 | 0 | 0 | 0 | 0 | 0 | 0 | 0 | 0 | 0 | 0 | 0 | 0 | 0 | 0 | 0 | 0 | 0 | 0 | 0 | 228.3104 | 232.8766 | 237.5341 | 242.2848 | 247.1305 | 252.0731 | 257.1146 | 262.2569 | 267.502 | 272.8521 | 278.3091 | 283.8753 | 289.5528 | 295.3439 | 301.2507 | 307.2757 | 313.4213 | 319.6897 | 326.0835 | 332.6052 | 324.5508 | 331.0418 | 337.6626 | 344.4159 | 351.3042 | 358.3303 | 365.4969 | 372.8068 | 380.263 | 387.8682 | 395.6256 | 403.5381 | 411.6089 | 419.8411 | 428.2379 | 436.8026 | 445.5387 | 454.4495 | 463.5385 | 472.8092 | 482.2654 | 491.9107 | 501.7489 | 511.7839 | 522.0196 | 532.46 | 543.1092 | 553.9714 | 565.0508
| 2053 | $/kW-yr |  | 0 | 0 | 0 | 0 | 0 | 0 | 0 | 0 | 0 | 0 | 0 | 0 | 0 | 0 | 0 | 0 | 0 | 0 | 0 | 0 | 0 | 0 | 0 | 0 | 0 | 0 | 0 | 229.4677 | 234.057 | 238.7382 | 243.5129 | 248.3832 | 253.3509 | 258.4179 | 263.5862 | 268.858 | 274.2351 | 279.7198 | 285.3142 | 291.0205 | 296.8409 | 302.7777 | 308.8333 | 315.01 | 321.3102 | 327.7364 | 334.2911 | 331.0418 | 337.6626 | 344.4159 | 351.3042 | 358.3303 | 365.4969 | 372.8068 | 380.263 | 387.8682 | 395.6256 | 403.5381 | 411.6089 | 419.8411 | 428.2379 | 436.8026 | 445.5387 | 454.4495 | 463.5385 | 472.8092 | 482.2654 | 491.9107 | 501.7489 | 511.7839 | 522.0196 | 532.46 | 543.1092 | 553.9714 | 565.0508
Step 1c: Calculate Hybrid Levelized Fixed Cost by Installation Year, Including Replacement ($/nameplate kW-yr)
This reflects the levelized cost for a new hybrid resource in a specific year, intended to serve as a proxy for a long-term cost-based PPA assumed to escalate at inflation
This is not the deferral value for a solar resource in a specific year - see Step 2
Hybrid Levelized Fixed Cost ($/kW-yr)
| 2026 | $/kW-yr |  | 349.2519 | 356.2369 | 363.3617 | 370.6289 | 378.0415 | 385.6023 | 393.3143 | 401.1806 | 409.2042 | 417.3883 | 425.7361 | 434.2508 | 442.9358 | 451.7945 | 460.8304 | 470.047 | 479.448 | 489.0369 | 498.8177 | 508.794 | 403.3131 | 411.3793 | 419.6069 | 427.9991 | 436.559 | 445.2902 | 454.196 | 463.2799 | 472.5455 | 481.9964 | 415.8669 | 424.1843 | 432.668 | 441.3213 | 450.1478 | 459.1507 | 468.3337 | 477.7004 | 487.2544 | 496.9995 | 466.192 | 475.5158 | 485.0262 | 494.7267 | 504.6212 | 514.7136 | 525.0079 | 535.5081 | 546.2182 | 557.1426 | 568.2855 | 579.6512 | 591.2442 | 603.0691 | 615.1305 | 627.4331 | 639.9817 | 652.7814 | 665.837 | 679.1537 | 692.7368 | 706.5915 | 720.7234 | 735.1378 | 749.8406 | 764.8374 | 780.1341 | 795.7368 | 811.6516 | 827.8846 | 844.4423 | 861.3311 | 878.5578 | 896.1289 | 914.0515
| 2027 | $/kW-yr |  | 0 | 350.491 | 357.5008 | 364.6508 | 371.9438 | 379.3827 | 386.9703 | 394.7098 | 402.6039 | 410.656 | 418.8691 | 427.2465 | 435.7915 | 444.5073 | 453.3974 | 462.4654 | 471.7147 | 481.149 | 490.772 | 500.5874 | 510.5992 | 402.6609 | 410.7141 | 418.9284 | 427.307 | 435.8531 | 444.5702 | 453.4616 | 462.5308 | 471.7814 | 481.2171 | 420.1993 | 428.6033 | 437.1754 | 445.9189 | 454.8372 | 463.934 | 473.2127 | 482.6769 | 492.3305 | 502.1771 | 475.5158 | 485.0262 | 494.7267 | 504.6212 | 514.7136 | 525.0079 | 535.5081 | 546.2182 | 557.1426 | 568.2855 | 579.6512 | 591.2442 | 603.0691 | 615.1305 | 627.4331 | 639.9817 | 652.7814 | 665.837 | 679.1537 | 692.7368 | 706.5915 | 720.7234 | 735.1378 | 749.8406 | 764.8374 | 780.1341 | 795.7368 | 811.6516 | 827.8846 | 844.4423 | 861.3311 | 878.5578 | 896.1289 | 914.0515
| 2028 | $/kW-yr |  | 0 | 0 | 351.7688 | 358.8042 | 365.9803 | 373.2999 | 380.7659 | 388.3812 | 396.1488 | 404.0718 | 412.1532 | 420.3963 | 428.8042 | 437.3803 | 446.1279 | 455.0505 | 464.1515 | 473.4345 | 482.9032 | 492.5612 | 502.4125 | 512.4607 | 402.025 | 410.0655 | 418.2668 | 426.6321 | 435.1648 | 443.868 | 452.7454 | 461.8003 | 471.0363 | 480.457 | 424.5879 | 433.0796 | 441.7412 | 450.5761 | 459.5876 | 468.7793 | 478.1549 | 487.718 | 497.4724 | 507.4218 | 485.0262 | 494.7267 | 504.6212 | 514.7136 | 525.0079 | 535.5081 | 546.2182 | 557.1426 | 568.2855 | 579.6512 | 591.2442 | 603.0691 | 615.1305 | 627.4331 | 639.9817 | 652.7814 | 665.837 | 679.1537 | 692.7368 | 706.5915 | 720.7234 | 735.1378 | 749.8406 | 764.8374 | 780.1341 | 795.7368 | 811.6516 | 827.8846 | 844.4423 | 861.3311 | 878.5578 | 896.1289 | 914.0515
| 2029 | $/kW-yr |  | 0 | 0 | 0 | 332.7892 | 339.445 | 346.2339 | 353.1586 | 360.2217 | 367.4262 | 374.7747 | 382.2702 | 389.9156 | 397.7139 | 405.6682 | 413.7815 | 422.0572 | 430.4983 | 439.1083 | 447.8905 | 456.8483 | 465.9852 | 475.3049 | 484.811 | 419.1278 | 427.5103 | 436.0606 | 444.7818 | 453.6774 | 462.7509 | 472.006 | 481.4461 | 491.075 | 500.8965 | 429.0375 | 437.6182 | 446.3706 | 455.298 | 464.404 | 473.6921 | 483.1659 | 492.8292 | 502.6858 | 512.7395 | 494.7267 | 504.6212 | 514.7136 | 525.0079 | 535.5081 | 546.2182 | 557.1426 | 568.2855 | 579.6512 | 591.2442 | 603.0691 | 615.1305 | 627.4331 | 639.9817 | 652.7814 | 665.837 | 679.1537 | 692.7368 | 706.5915 | 720.7234 | 735.1378 | 749.8406 | 764.8374 | 780.1341 | 795.7368 | 811.6516 | 827.8846 | 844.4423 | 861.3311 | 878.5578 | 896.1289 | 914.0515
| 2030 | $/kW-yr |  | 0 | 0 | 0 | 0 | 318.5779 | 324.9494 | 331.4484 | 338.0774 | 344.8389 | 351.7357 | 358.7704 | 365.9458 | 373.2647 | 380.73 | 388.3446 | 396.1115 | 404.0338 | 412.1144 | 420.3567 | 428.7639 | 437.3391 | 446.0859 | 455.0076 | 464.1078 | 437.6554 | 446.4085 | 455.3367 | 464.4434 | 473.7323 | 483.207 | 492.8711 | 502.7285 | 512.7831 | 523.0387 | 433.5469 | 442.2178 | 451.0622 | 460.0834 | 469.2851 | 478.6708 | 488.2442 | 498.0091 | 507.9693 | 518.1287 | 504.6212 | 514.7136 | 525.0079 | 535.5081 | 546.2182 | 557.1426 | 568.2855 | 579.6512 | 591.2442 | 603.0691 | 615.1305 | 627.4331 | 639.9817 | 652.7814 | 665.837 | 679.1537 | 692.7368 | 706.5915 | 720.7234 | 735.1378 | 749.8406 | 764.8374 | 780.1341 | 795.7368 | 811.6516 | 827.8846 | 844.4423 | 861.3311 | 878.5578 | 896.1289 | 914.0515
| 2031 | $/kW-yr |  | 0 | 0 | 0 | 0 | 0 | 308.7322 | 314.9069 | 321.205 | 327.6291 | 334.1817 | 340.8653 | 347.6827 | 354.6363 | 361.729 | 368.9636 | 376.3429 | 383.8697 | 391.5471 | 399.3781 | 407.3656 | 415.513 | 423.8232 | 432.2997 | 440.9457 | 449.7646 | 457.7367 | 466.8914 | 476.2292 | 485.7538 | 495.4689 | 505.3783 | 515.4858 | 525.7955 | 536.3115 | 547.0377 | 438.1189 | 446.8813 | 455.8189 | 464.9353 | 474.234 | 483.7187 | 493.3931 | 503.2609 | 513.3262 | 523.5927 | 514.7136 | 525.0079 | 535.5081 | 546.2182 | 557.1426 | 568.2855 | 579.6512 | 591.2442 | 603.0691 | 615.1305 | 627.4331 | 639.9817 | 652.7814 | 665.837 | 679.1537 | 692.7368 | 706.5915 | 720.7234 | 735.1378 | 749.8406 | 764.8374 | 780.1341 | 795.7368 | 811.6516 | 827.8846 | 844.4423 | 861.3311 | 878.5578 | 896.1289 | 914.0515
| 2032 | $/kW-yr |  | 0 | 0 | 0 | 0 | 0 | 0 | 308.4196 | 314.588 | 320.8798 | 327.2974 | 333.8433 | 340.5202 | 347.3306 | 354.2772 | 361.3627 | 368.59 | 375.9618 | 383.481 | 391.1506 | 398.9737 | 406.9531 | 415.0922 | 423.394 | 431.8619 | 440.4991 | 449.3091 | 457.069 | 466.2104 | 475.5346 | 485.0453 | 494.7462 | 504.6411 | 514.7339 | 525.0286 | 535.5292 | 546.2398 | 442.7538 | 451.6088 | 460.641 | 469.8538 | 479.2509 | 488.8359 | 498.6127 | 508.5849 | 518.7566 | 529.1317 | 525.0079 | 535.5081 | 546.2182 | 557.1426 | 568.2855 | 579.6512 | 591.2442 | 603.0691 | 615.1305 | 627.4331 | 639.9817 | 652.7814 | 665.837 | 679.1537 | 692.7368 | 706.5915 | 720.7234 | 735.1378 | 749.8406 | 764.8374 | 780.1341 | 795.7368 | 811.6516 | 827.8846 | 844.4423 | 861.3311 | 878.5578 | 896.1289 | 914.0515
| 2033 | $/kW-yr |  | 0 | 0 | 0 | 0 | 0 | 0 | 0 | 308.1221 | 314.2846 | 320.5703 | 326.9817 | 333.5213 | 340.1917 | 346.9956 | 353.9355 | 361.0142 | 368.2345 | 375.5992 | 383.1112 | 390.7734 | 398.5888 | 406.5606 | 414.6918 | 422.9857 | 431.4454 | 440.0743 | 448.8758 | 456.416 | 465.5444 | 474.8553 | 484.3524 | 494.0394 | 503.9202 | 513.9986 | 524.2786 | 534.7641 | 545.4594 | 447.4534 | 456.4024 | 465.5305 | 474.8411 | 484.3379 | 494.0247 | 503.9052 | 513.9833 | 524.2629 | 534.7482 | 535.5081 | 546.2182 | 557.1426 | 568.2855 | 579.6512 | 591.2442 | 603.0691 | 615.1305 | 627.4331 | 639.9817 | 652.7814 | 665.837 | 679.1537 | 692.7368 | 706.5915 | 720.7234 | 735.1378 | 749.8406 | 764.8374 | 780.1341 | 795.7368 | 811.6516 | 827.8846 | 844.4423 | 861.3311 | 878.5578 | 896.1289 | 914.0515
| 2034 | $/kW-yr |  | 0 | 0 | 0 | 0 | 0 | 0 | 0 | 0 | 307.8398 | 313.9966 | 320.2765 | 326.6821 | 333.2157 | 339.88 | 346.6776 | 353.6112 | 360.6834 | 367.8971 | 375.255 | 382.7601 | 390.4153 | 398.2236 | 406.1881 | 414.3119 | 422.5981 | 431.0501 | 439.6711 | 448.4645 | 455.7772 | 464.8928 | 474.1906 | 483.6745 | 493.348 | 503.2149 | 513.2792 | 523.5448 | 534.0157 | 544.696 | 452.2186 | 461.2629 | 470.4882 | 479.898 | 489.4959 | 499.2858 | 509.2716 | 519.457 | 529.8461 | 540.4431 | 546.2182 | 557.1426 | 568.2855 | 579.6512 | 591.2442 | 603.0691 | 615.1305 | 627.4331 | 639.9817 | 652.7814 | 665.837 | 679.1537 | 692.7368 | 706.5915 | 720.7234 | 735.1378 | 749.8406 | 764.8374 | 780.1341 | 795.7368 | 811.6516 | 827.8846 | 844.4423 | 861.3311 | 878.5578 | 896.1289 | 914.0515
| 2035 | $/kW-yr |  | 0 | 0 | 0 | 0 | 0 | 0 | 0 | 0 | 0 | 307.5726 | 313.724 | 319.9985 | 326.3985 | 332.9264 | 339.585 | 346.3767 | 353.3042 | 360.3703 | 367.5777 | 374.9292 | 382.4278 | 390.0764 | 397.8779 | 405.8355 | 413.9522 | 422.2312 | 430.6758 | 439.2894 | 448.0751 | 455.1528 | 464.2558 | 473.5409 | 483.0118 | 492.672 | 502.5254 | 512.5759 | 522.8275 | 533.284 | 543.9497 | 457.051 | 466.192 | 475.5158 | 485.0262 | 494.7267 | 504.6212 | 514.7136 | 525.0079 | 535.5081 | 546.2182 | 557.1426 | 568.2855 | 579.6512 | 591.2442 | 603.0691 | 615.1305 | 627.4331 | 639.9817 | 652.7814 | 665.837 | 679.1537 | 692.7368 | 706.5915 | 720.7234 | 735.1378 | 749.8406 | 764.8374 | 780.1341 | 795.7368 | 811.6516 | 827.8846 | 844.4423 | 861.3311 | 878.5578 | 896.1289 | 914.0515
| 2036 | $/kW-yr |  | 0 | 0 | 0 | 0 | 0 | 0 | 0 | 0 | 0 | 0 | 307.3204 | 313.4668 | 319.7361 | 326.1308 | 332.6534 | 339.3065 | 346.0926 | 353.0145 | 360.0748 | 367.2763 | 374.6218 | 382.1142 | 389.7565 | 397.5516 | 405.5027 | 413.6127 | 421.885 | 430.3227 | 438.9291 | 447.7077 | 458.0208 | 467.1812 | 476.5248 | 486.0553 | 495.7764 | 505.692 | 515.8058 | 526.1219 | 536.6444 | 547.3772 | 466.192 | 475.5158 | 485.0262 | 494.7267 | 504.6212 | 514.7136 | 525.0079 | 535.5081 | 546.2182 | 557.1426 | 568.2855 | 579.6512 | 591.2442 | 603.0691 | 615.1305 | 627.4331 | 639.9817 | 652.7814 | 665.837 | 679.1537 | 692.7368 | 706.5915 | 720.7234 | 735.1378 | 749.8406 | 764.8374 | 780.1341 | 795.7368 | 811.6516 | 827.8846 | 844.4423 | 861.3311 | 878.5578 | 896.1289 | 914.0515
| 2037 | $/kW-yr |  | 0 | 0 | 0 | 0 | 0 | 0 | 0 | 0 | 0 | 0 | 0 | 317.0238 | 323.3642 | 329.8315 | 336.4282 | 343.1567 | 350.0199 | 357.0203 | 364.1607 | 371.4439 | 378.8728 | 386.4502 | 394.1792 | 402.0628 | 410.1041 | 418.3061 | 426.6723 | 435.2057 | 443.9098 | 452.788 | 461.8438 | 462.1488 | 471.3918 | 480.8196 | 490.436 | 500.2447 | 510.2496 | 520.4546 | 530.8637 | 541.481 | 552.3106 | 475.5158 | 485.0262 | 494.7267 | 504.6212 | 514.7136 | 525.0079 | 535.5081 | 546.2182 | 557.1426 | 568.2855 | 579.6512 | 591.2442 | 603.0691 | 615.1305 | 627.4331 | 639.9817 | 652.7814 | 665.837 | 679.1537 | 692.7368 | 706.5915 | 720.7234 | 735.1378 | 749.8406 | 764.8374 | 780.1341 | 795.7368 | 811.6516 | 827.8846 | 844.4423 | 861.3311 | 878.5578 | 896.1289 | 914.0515
| 2038 | $/kW-yr |  | 0 | 0 | 0 | 0 | 0 | 0 | 0 | 0 | 0 | 0 | 0 | 0 | 327.3741 | 333.9216 | 340.6 | 347.412 | 354.3603 | 361.4475 | 368.6764 | 376.0499 | 383.5709 | 391.2424 | 399.0672 | 407.0486 | 415.1895 | 423.4933 | 431.9632 | 440.6024 | 449.4145 | 458.4028 | 467.5708 | 476.9223 | 466.373 | 475.7004 | 485.2145 | 494.9187 | 504.8171 | 514.9135 | 525.2117 | 535.716 | 546.4303 | 557.3589 | 485.0262 | 494.7267 | 504.6212 | 514.7136 | 525.0079 | 535.5081 | 546.2182 | 557.1426 | 568.2855 | 579.6512 | 591.2442 | 603.0691 | 615.1305 | 627.4331 | 639.9817 | 652.7814 | 665.837 | 679.1537 | 692.7368 | 706.5915 | 720.7234 | 735.1378 | 749.8406 | 764.8374 | 780.1341 | 795.7368 | 811.6516 | 827.8846 | 844.4423 | 861.3311 | 878.5578 | 896.1289 | 914.0515
| 2039 | $/kW-yr |  | 0 | 0 | 0 | 0 | 0 | 0 | 0 | 0 | 0 | 0 | 0 | 0 | 0 | 338.4126 | 345.1809 | 352.0845 | 359.1262 | 366.3087 | 373.6349 | 381.1076 | 388.7297 | 396.5043 | 404.4344 | 412.5231 | 420.7735 | 429.189 | 437.7728 | 446.5283 | 455.4588 | 464.568 | 473.8594 | 483.3365 | 493.0033 | 470.6953 | 480.1092 | 489.7114 | 499.5056 | 509.4957 | 519.6856 | 530.0793 | 540.6809 | 551.4945 | 562.5244 | 494.7267 | 504.6212 | 514.7136 | 525.0079 | 535.5081 | 546.2182 | 557.1426 | 568.2855 | 579.6512 | 591.2442 | 603.0691 | 615.1305 | 627.4331 | 639.9817 | 652.7814 | 665.837 | 679.1537 | 692.7368 | 706.5915 | 720.7234 | 735.1378 | 749.8406 | 764.8374 | 780.1341 | 795.7368 | 811.6516 | 827.8846 | 844.4423 | 861.3311 | 878.5578 | 896.1289 | 914.0515
| 2040 | $/kW-yr |  | 0 | 0 | 0 | 0 | 0 | 0 | 0 | 0 | 0 | 0 | 0 | 0 | 0 | 0 | 350.1832 | 357.1869 | 364.3306 | 371.6172 | 379.0495 | 386.6305 | 394.3631 | 402.2504 | 410.2954 | 418.5013 | 426.8714 | 435.4088 | 444.117 | 452.9993 | 462.0593 | 471.3005 | 480.7265 | 490.341 | 500.1478 | 510.1508 | 475.1175 | 484.6199 | 494.3123 | 504.1985 | 514.2825 | 524.5682 | 535.0595 | 545.7607 | 556.6759 | 567.8094 | 504.6212 | 514.7136 | 525.0079 | 535.5081 | 546.2182 | 557.1426 | 568.2855 | 579.6512 | 591.2442 | 603.0691 | 615.1305 | 627.4331 | 639.9817 | 652.7814 | 665.837 | 679.1537 | 692.7368 | 706.5915 | 720.7234 | 735.1378 | 749.8406 | 764.8374 | 780.1341 | 795.7368 | 811.6516 | 827.8846 | 844.4423 | 861.3311 | 878.5578 | 896.1289 | 914.0515
| 2041 | $/kW-yr |  | 0 | 0 | 0 | 0 | 0 | 0 | 0 | 0 | 0 | 0 | 0 | 0 | 0 | 0 | 0 | 362.7325 | 369.9872 | 377.3869 | 384.9347 | 392.6334 | 400.486 | 408.4958 | 416.6657 | 424.999 | 433.499 | 442.1689 | 451.0123 | 460.0326 | 469.2332 | 478.6179 | 488.1902 | 497.954 | 507.9131 | 518.0714 | 528.4328 | 479.6418 | 489.2346 | 499.0193 | 508.9997 | 519.1797 | 529.5633 | 540.1546 | 550.9577 | 561.9768 | 573.2163 | 514.7136 | 525.0079 | 535.5081 | 546.2182 | 557.1426 | 568.2855 | 579.6512 | 591.2442 | 603.0691 | 615.1305 | 627.4331 | 639.9817 | 652.7814 | 665.837 | 679.1537 | 692.7368 | 706.5915 | 720.7234 | 735.1378 | 749.8406 | 764.8374 | 780.1341 | 795.7368 | 811.6516 | 827.8846 | 844.4423 | 861.3311 | 878.5578 | 896.1289 | 914.0515
| 2042 | $/kW-yr |  | 0 | 0 | 0 | 0 | 0 | 0 | 0 | 0 | 0 | 0 | 0 | 0 | 0 | 0 | 0 | 0 | 363.5895 | 370.8613 | 378.2785 | 385.8441 | 393.561 | 401.4322 | 409.4609 | 417.6501 | 426.0031 | 434.5231 | 443.2136 | 452.0779 | 461.1194 | 470.3418 | 479.7487 | 489.3436 | 499.1305 | 509.1131 | 519.2954 | 529.6813 | 484.4396 | 494.1284 | 504.011 | 514.0912 | 524.373 | 534.8605 | 545.5577 | 556.4689 | 567.5983 | 578.9502 | 525.0079 | 535.5081 | 546.2182 | 557.1426 | 568.2855 | 579.6512 | 591.2442 | 603.0691 | 615.1305 | 627.4331 | 639.9817 | 652.7814 | 665.837 | 679.1537 | 692.7368 | 706.5915 | 720.7234 | 735.1378 | 749.8406 | 764.8374 | 780.1341 | 795.7368 | 811.6516 | 827.8846 | 844.4423 | 861.3311 | 878.5578 | 896.1289 | 914.0515
| 2043 | $/kW-yr |  | 0 | 0 | 0 | 0 | 0 | 0 | 0 | 0 | 0 | 0 | 0 | 0 | 0 | 0 | 0 | 0 | 0 | 364.4531 | 371.7422 | 379.177 | 386.7605 | 394.4958 | 402.3857 | 410.4334 | 418.642 | 427.0149 | 435.5552 | 444.2663 | 453.1516 | 462.2146 | 471.4589 | 480.8881 | 490.5059 | 500.316 | 510.3223 | 520.5288 | 530.9393 | 489.3427 | 499.1296 | 509.1122 | 519.2944 | 529.6803 | 540.2739 | 551.0794 | 562.101 | 573.343 | 584.8098 | 535.5081 | 546.2182 | 557.1426 | 568.2855 | 579.6512 | 591.2442 | 603.0691 | 615.1305 | 627.4331 | 639.9817 | 652.7814 | 665.837 | 679.1537 | 692.7368 | 706.5915 | 720.7234 | 735.1378 | 749.8406 | 764.8374 | 780.1341 | 795.7368 | 811.6516 | 827.8846 | 844.4423 | 861.3311 | 878.5578 | 896.1289 | 914.0515
| 2044 | $/kW-yr |  | 0 | 0 | 0 | 0 | 0 | 0 | 0 | 0 | 0 | 0 | 0 | 0 | 0 | 0 | 0 | 0 | 0 | 0 | 365.3233 | 372.6298 | 380.0824 | 387.684 | 395.4377 | 403.3464 | 411.4134 | 419.6416 | 428.0345 | 436.5952 | 445.3271 | 454.2336 | 463.3183 | 472.5846 | 482.0363 | 491.6771 | 501.5106 | 511.5408 | 521.7716 | 532.2071 | 494.3531 | 504.2402 | 514.325 | 524.6115 | 535.1037 | 545.8058 | 556.7219 | 567.8563 | 579.2135 | 590.7977 | 546.2182 | 557.1426 | 568.2855 | 579.6512 | 591.2442 | 603.0691 | 615.1305 | 627.4331 | 639.9817 | 652.7814 | 665.837 | 679.1537 | 692.7368 | 706.5915 | 720.7234 | 735.1378 | 749.8406 | 764.8374 | 780.1341 | 795.7368 | 811.6516 | 827.8846 | 844.4423 | 861.3311 | 878.5578 | 896.1289 | 914.0515
| 2045 | $/kW-yr |  | 0 | 0 | 0 | 0 | 0 | 0 | 0 | 0 | 0 | 0 | 0 | 0 | 0 | 0 | 0 | 0 | 0 | 0 | 0 | 366.2001 | 373.5241 | 380.9946 | 388.6145 | 396.3868 | 404.3146 | 412.4008 | 420.6489 | 429.0618 | 437.6431 | 446.3959 | 455.3239 | 464.4303 | 473.7189 | 483.1933 | 492.8572 | 502.7143 | 512.7686 | 523.024 | 533.4845 | 499.4729 | 509.4624 | 519.6517 | 530.0447 | 540.6456 | 551.4585 | 562.4877 | 573.7374 | 585.2122 | 596.9164 | 557.1426 | 568.2855 | 579.6512 | 591.2442 | 603.0691 | 615.1305 | 627.4331 | 639.9817 | 652.7814 | 665.837 | 679.1537 | 692.7368 | 706.5915 | 720.7234 | 735.1378 | 749.8406 | 764.8374 | 780.1341 | 795.7368 | 811.6516 | 827.8846 | 844.4423 | 861.3311 | 878.5578 | 896.1289 | 914.0515
| 2046 | $/kW-yr |  | 0 | 0 | 0 | 0 | 0 | 0 | 0 | 0 | 0 | 0 | 0 | 0 | 0 | 0 | 0 | 0 | 0 | 0 | 0 | 0 | 367.0726 | 374.414 | 381.9023 | 389.5403 | 397.3311 | 405.2778 | 413.3833 | 421.651 | 430.084 | 438.6857 | 447.4594 | 456.4086 | 465.5368 | 474.8475 | 484.3444 | 494.0313 | 503.912 | 513.9902 | 524.27 | 534.7554 | 504.703 | 514.7971 | 525.093 | 535.5949 | 546.3068 | 557.2329 | 568.3776 | 579.7451 | 591.34 | 603.1668 | 568.2855 | 579.6512 | 591.2442 | 603.0691 | 615.1305 | 627.4331 | 639.9817 | 652.7814 | 665.837 | 679.1537 | 692.7368 | 706.5915 | 720.7234 | 735.1378 | 749.8406 | 764.8374 | 780.1341 | 795.7368 | 811.6516 | 827.8846 | 844.4423 | 861.3311 | 878.5578 | 896.1289 | 914.0515
| 2047 | $/kW-yr |  | 0 | 0 | 0 | 0 | 0 | 0 | 0 | 0 | 0 | 0 | 0 | 0 | 0 | 0 | 0 | 0 | 0 | 0 | 0 | 0 | 0 | 367.9479 | 375.3069 | 382.813 | 390.4693 | 398.2787 | 406.2443 | 414.3691 | 422.6565 | 431.1096 | 439.7318 | 448.5265 | 457.497 | 466.6469 | 475.9799 | 485.4995 | 495.2095 | 505.1137 | 515.2159 | 525.5203 | 536.0307 | 510.0465 | 520.2474 | 530.6524 | 541.2654 | 552.0907 | 563.1326 | 574.3952 | 585.8831 | 597.6008 | 609.5528 | 579.6512 | 591.2442 | 603.0691 | 615.1305 | 627.4331 | 639.9817 | 652.7814 | 665.837 | 679.1537 | 692.7368 | 706.5915 | 720.7234 | 735.1378 | 749.8406 | 764.8374 | 780.1341 | 795.7368 | 811.6516 | 827.8846 | 844.4423 | 861.3311 | 878.5578 | 896.1289 | 914.0515
| 2048 | $/kW-yr |  | 0 | 0 | 0 | 0 | 0 | 0 | 0 | 0 | 0 | 0 | 0 | 0 | 0 | 0 | 0 | 0 | 0 | 0 | 0 | 0 | 0 | 0 | 368.8213 | 376.1978 | 383.7217 | 391.3962 | 399.2241 | 407.2086 | 415.3527 | 423.6598 | 432.133 | 440.7756 | 449.5911 | 458.583 | 467.7546 | 477.1097 | 486.6519 | 496.385 | 506.3127 | 516.4389 | 526.7677 | 537.303 | 515.505 | 525.8151 | 536.3314 | 547.058 | 557.9992 | 569.1592 | 580.5424 | 592.1532 | 603.9963 | 616.0762 | 591.2442 | 603.0691 | 615.1305 | 627.4331 | 639.9817 | 652.7814 | 665.837 | 679.1537 | 692.7368 | 706.5915 | 720.7234 | 735.1378 | 749.8406 | 764.8374 | 780.1341 | 795.7368 | 811.6516 | 827.8846 | 844.4423 | 861.3311 | 878.5578 | 896.1289 | 914.0515
| 2049 | $/kW-yr |  | 0 | 0 | 0 | 0 | 0 | 0 | 0 | 0 | 0 | 0 | 0 | 0 | 0 | 0 | 0 | 0 | 0 | 0 | 0 | 0 | 0 | 0 | 0 | 369.6961 | 377.09 | 384.6318 | 392.3244 | 400.1709 | 408.1743 | 416.3378 | 424.6646 | 433.1578 | 441.821 | 450.6574 | 459.6706 | 468.864 | 478.2413 | 487.8061 | 497.5622 | 507.5135 | 517.6637 | 528.017 | 538.5773 | 521.0813 | 531.5029 | 542.1329 | 552.9756 | 564.0351 | 575.3158 | 586.8221 | 598.5586 | 610.5297 | 622.7403 | 603.0691 | 615.1305 | 627.4331 | 639.9817 | 652.7814 | 665.837 | 679.1537 | 692.7368 | 706.5915 | 720.7234 | 735.1378 | 749.8406 | 764.8374 | 780.1341 | 795.7368 | 811.6516 | 827.8846 | 844.4423 | 861.3311 | 878.5578 | 896.1289 | 914.0515
| 2050 | $/kW-yr |  | 0 | 0 | 0 | 0 | 0 | 0 | 0 | 0 | 0 | 0 | 0 | 0 | 0 | 0 | 0 | 0 | 0 | 0 | 0 | 0 | 0 | 0 | 0 | 0 | 370.5699 | 377.9813 | 385.5409 | 393.2517 | 401.1168 | 409.1391 | 417.3219 | 425.6683 | 434.1817 | 442.8653 | 451.7226 | 460.7571 | 469.9722 | 479.3717 | 488.9591 | 498.7383 | 508.713 | 518.8873 | 529.2651 | 539.8504 | 526.7773 | 537.3129 | 548.0591 | 559.0203 | 570.2007 | 581.6047 | 593.2368 | 605.1016 | 617.2036 | 629.5477 | 615.1305 | 627.4331 | 639.9817 | 652.7814 | 665.837 | 679.1537 | 692.7368 | 706.5915 | 720.7234 | 735.1378 | 749.8406 | 764.8374 | 780.1341 | 795.7368 | 811.6516 | 827.8846 | 844.4423 | 861.3311 | 878.5578 | 896.1289 | 914.0515
| 2051 | $/kW-yr |  | 0 | 0 | 0 | 0 | 0 | 0 | 0 | 0 | 0 | 0 | 0 | 0 | 0 | 0 | 0 | 0 | 0 | 0 | 0 | 0 | 0 | 0 | 0 | 0 | 0 | 371.4443 | 378.8732 | 386.4507 | 394.1797 | 402.0633 | 410.1045 | 418.3066 | 426.6728 | 435.2062 | 443.9103 | 452.7885 | 461.8443 | 471.0812 | 480.5028 | 490.1129 | 499.9151 | 509.9134 | 520.1117 | 530.5139 | 541.1242 | 532.5958 | 543.2477 | 554.1127 | 565.1949 | 576.4988 | 588.0288 | 599.7894 | 611.7852 | 624.0209 | 636.5013 | 627.4331 | 639.9817 | 652.7814 | 665.837 | 679.1537 | 692.7368 | 706.5915 | 720.7234 | 735.1378 | 749.8406 | 764.8374 | 780.1341 | 795.7368 | 811.6516 | 827.8846 | 844.4423 | 861.3311 | 878.5578 | 896.1289 | 914.0515
| 2052 | $/kW-yr |  | 0 | 0 | 0 | 0 | 0 | 0 | 0 | 0 | 0 | 0 | 0 | 0 | 0 | 0 | 0 | 0 | 0 | 0 | 0 | 0 | 0 | 0 | 0 | 0 | 0 | 0 | 372.3183 | 379.7647 | 387.36 | 395.1072 | 403.0094 | 411.0695 | 419.2909 | 427.6768 | 436.2303 | 444.9549 | 453.854 | 462.9311 | 472.1897 | 481.6335 | 491.2662 | 501.0915 | 511.1133 | 521.3356 | 531.7623 | 542.3975 | 538.539 | 549.3098 | 560.296 | 571.5019 | 582.932 | 594.5906 | 606.4824 | 618.6121 | 630.9843 | 643.604 | 639.9817 | 652.7814 | 665.837 | 679.1537 | 692.7368 | 706.5915 | 720.7234 | 735.1378 | 749.8406 | 764.8374 | 780.1341 | 795.7368 | 811.6516 | 827.8846 | 844.4423 | 861.3311 | 878.5578 | 896.1289 | 914.0515
| 2053 | $/kW-yr |  | 0 | 0 | 0 | 0 | 0 | 0 | 0 | 0 | 0 | 0 | 0 | 0 | 0 | 0 | 0 | 0 | 0 | 0 | 0 | 0 | 0 | 0 | 0 | 0 | 0 | 0 | 0 | 373.1926 | 380.6565 | 388.2696 | 396.035 | 403.9557 | 412.0348 | 420.2755 | 428.681 | 437.2547 | 445.9998 | 454.9197 | 464.0181 | 473.2985 | 482.7645 | 492.4198 | 502.2682 | 512.3135 | 522.5598 | 533.011 | 543.6712 | 544.6095 | 555.5017 | 566.6118 | 577.944 | 589.5029 | 601.2929 | 613.3188 | 625.5852 | 638.0969 | 650.8588 | 652.7814 | 665.837 | 679.1537 | 692.7368 | 706.5915 | 720.7234 | 735.1378 | 749.8406 | 764.8374 | 780.1341 | 795.7368 | 811.6516 | 827.8846 | 844.4423 | 861.3311 | 878.5578 | 896.1289 | 914.0515
Step 2: Calculate Hybrid Real Economic Carrying Charge ($/nameplate kW-yr)
This is the value of a one-year deferral of a hybrid investment in each year - otherwise known as the real economic carrying charge
This is calculated as the NPV difference between the costs of a resource installed in one year vs. the NPV of costs if that resource is installed in the successive vintage
Note that this calculation accounts for the full lifecycle cost of the resource + its successive replacements at the end of its useful life
RECC ($/kW-yr)
| 2026 | $/kW-yr |  | 397.5898 | 0 | 0 | 0 | 0 | 0 | 0 | 0 | 0 | 0 | 0 | 0 | 0 | 0 | 0 | 0 | 0 | 0 | 0 | 0 | 0 | 0 | 0 | 0 | 0 | 0 | 0 | 0 | 0 | 0 | 0 | 0 | 0 | 0 | 0 | 0 | 0 | 0 | 0 | 0 | 0 | 0 | 0 | 0 | 0 | 0 | 0 | 0 | 0 | 0 | 0 | 0 | 0 | 0 | 0 | 0 | 0 | 0 | 0 | 0 | 0 | 0 | 0 | 0 | 0 | 0 | 0 | 0 | 0 | 0 | 0 | 0 | 0 | 0 | 0
| 2027 | $/kW-yr |  | 0 | 398.8564 | 0 | 0 | 0 | 0 | 0 | 0 | 0 | 0 | 0 | 0 | 0 | 0 | 0 | 0 | 0 | 0 | 0 | 0 | 0 | 0 | 0 | 0 | 0 | 0 | 0 | 0 | 0 | 0 | 0 | 0 | 0 | 0 | 0 | 0 | 0 | 0 | 0 | 0 | 0 | 0 | 0 | 0 | 0 | 0 | 0 | 0 | 0 | 0 | 0 | 0 | 0 | 0 | 0 | 0 | 0 | 0 | 0 | 0 | 0 | 0 | 0 | 0 | 0 | 0 | 0 | 0 | 0 | 0 | 0 | 0 | 0 | 0 | 0
| 2028 | $/kW-yr |  | 0 | 0 | 608.6166 | 0 | 0 | 0 | 0 | 0 | 0 | 0 | 0 | 0 | 0 | 0 | 0 | 0 | 0 | 0 | 0 | 0 | 0 | 0 | 0 | 0 | 0 | 0 | 0 | 0 | 0 | 0 | 0 | 0 | 0 | 0 | 0 | 0 | 0 | 0 | 0 | 0 | 0 | 0 | 0 | 0 | 0 | 0 | 0 | 0 | 0 | 0 | 0 | 0 | 0 | 0 | 0 | 0 | 0 | 0 | 0 | 0 | 0 | 0 | 0 | 0 | 0 | 0 | 0 | 0 | 0 | 0 | 0 | 0 | 0 | 0 | 0
| 2029 | $/kW-yr |  | 0 | 0 | 0 | 536.096 | 0 | 0 | 0 | 0 | 0 | 0 | 0 | 0 | 0 | 0 | 0 | 0 | 0 | 0 | 0 | 0 | 0 | 0 | 0 | 0 | 0 | 0 | 0 | 0 | 0 | 0 | 0 | 0 | 0 | 0 | 0 | 0 | 0 | 0 | 0 | 0 | 0 | 0 | 0 | 0 | 0 | 0 | 0 | 0 | 0 | 0 | 0 | 0 | 0 | 0 | 0 | 0 | 0 | 0 | 0 | 0 | 0 | 0 | 0 | 0 | 0 | 0 | 0 | 0 | 0 | 0 | 0 | 0 | 0 | 0 | 0
| 2030 | $/kW-yr |  | 0 | 0 | 0 | 0 | 472.5295 | 0 | 0 | 0 | 0 | 0 | 0 | 0 | 0 | 0 | 0 | 0 | 0 | 0 | 0 | 0 | 0 | 0 | 0 | 0 | 0 | 0 | 0 | 0 | 0 | 0 | 0 | 0 | 0 | 0 | 0 | 0 | 0 | 0 | 0 | 0 | 0 | 0 | 0 | 0 | 0 | 0 | 0 | 0 | 0 | 0 | 0 | 0 | 0 | 0 | 0 | 0 | 0 | 0 | 0 | 0 | 0 | 0 | 0 | 0 | 0 | 0 | 0 | 0 | 0 | 0 | 0 | 0 | 0 | 0 | 0
| 2031 | $/kW-yr |  | 0 | 0 | 0 | 0 | 0 | 390.8117 | 0 | 0 | 0 | 0 | 0 | 0 | 0 | 0 | 0 | 0 | 0 | 0 | 0 | 0 | 0 | 0 | 0 | 0 | 0 | 0 | 0 | 0 | 0 | 0 | 0 | 0 | 0 | 0 | 0 | 0 | 0 | 0 | 0 | 0 | 0 | 0 | 0 | 0 | 0 | 0 | 0 | 0 | 0 | 0 | 0 | 0 | 0 | 0 | 0 | 0 | 0 | 0 | 0 | 0 | 0 | 0 | 0 | 0 | 0 | 0 | 0 | 0 | 0 | 0 | 0 | 0 | 0 | 0 | 0
| 2032 | $/kW-yr |  | 0 | 0 | 0 | 0 | 0 | 0 | 391.043 | 0 | 0 | 0 | 0 | 0 | 0 | 0 | 0 | 0 | 0 | 0 | 0 | 0 | 0 | 0 | 0 | 0 | 0 | 0 | 0 | 0 | 0 | 0 | 0 | 0 | 0 | 0 | 0 | 0 | 0 | 0 | 0 | 0 | 0 | 0 | 0 | 0 | 0 | 0 | 0 | 0 | 0 | 0 | 0 | 0 | 0 | 0 | 0 | 0 | 0 | 0 | 0 | 0 | 0 | 0 | 0 | 0 | 0 | 0 | 0 | 0 | 0 | 0 | 0 | 0 | 0 | 0 | 0
| 2033 | $/kW-yr |  | 0 | 0 | 0 | 0 | 0 | 0 | 0 | 391.3057 | 0 | 0 | 0 | 0 | 0 | 0 | 0 | 0 | 0 | 0 | 0 | 0 | 0 | 0 | 0 | 0 | 0 | 0 | 0 | 0 | 0 | 0 | 0 | 0 | 0 | 0 | 0 | 0 | 0 | 0 | 0 | 0 | 0 | 0 | 0 | 0 | 0 | 0 | 0 | 0 | 0 | 0 | 0 | 0 | 0 | 0 | 0 | 0 | 0 | 0 | 0 | 0 | 0 | 0 | 0 | 0 | 0 | 0 | 0 | 0 | 0 | 0 | 0 | 0 | 0 | 0 | 0
| 2034 | $/kW-yr |  | 0 | 0 | 0 | 0 | 0 | 0 | 0 | 0 | 391.5983 | 0 | 0 | 0 | 0 | 0 | 0 | 0 | 0 | 0 | 0 | 0 | 0 | 0 | 0 | 0 | 0 | 0 | 0 | 0 | 0 | 0 | 0 | 0 | 0 | 0 | 0 | 0 | 0 | 0 | 0 | 0 | 0 | 0 | 0 | 0 | 0 | 0 | 0 | 0 | 0 | 0 | 0 | 0 | 0 | 0 | 0 | 0 | 0 | 0 | 0 | 0 | 0 | 0 | 0 | 0 | 0 | 0 | 0 | 0 | 0 | 0 | 0 | 0 | 0 | 0 | 0
| 2035 | $/kW-yr |  | 0 | 0 | 0 | 0 | 0 | 0 | 0 | 0 | 0 | 382.3447 | 0 | 0 | 0 | 0 | 0 | 0 | 0 | 0 | 0 | 0 | 0 | 0 | 0 | 0 | 0 | 0 | 0 | 0 | 0 | 0 | 0 | 0 | 0 | 0 | 0 | 0 | 0 | 0 | 0 | 0 | 0 | 0 | 0 | 0 | 0 | 0 | 0 | 0 | 0 | 0 | 0 | 0 | 0 | 0 | 0 | 0 | 0 | 0 | 0 | 0 | 0 | 0 | 0 | 0 | 0 | 0 | 0 | 0 | 0 | 0 | 0 | 0 | 0 | 0 | 0
| 2036 | $/kW-yr |  | 0 | 0 | 0 | 0 | 0 | 0 | 0 | 0 | 0 | 0 | 264.0372 | 0 | 0 | 0 | 0 | 0 | 0 | 0 | 0 | 0 | 0 | 0 | 0 | 0 | 0 | 0 | 0 | 0 | 0 | 0 | 0 | 0 | 0 | 0 | 0 | 0 | 0 | 0 | 0 | 0 | 0 | 0 | 0 | 0 | 0 | 0 | 0 | 0 | 0 | 0 | 0 | 0 | 0 | 0 | 0 | 0 | 0 | 0 | 0 | 0 | 0 | 0 | 0 | 0 | 0 | 0 | 0 | 0 | 0 | 0 | 0 | 0 | 0 | 0 | 0
| 2037 | $/kW-yr |  | 0 | 0 | 0 | 0 | 0 | 0 | 0 | 0 | 0 | 0 | 0 | 266.4612 | 0 | 0 | 0 | 0 | 0 | 0 | 0 | 0 | 0 | 0 | 0 | 0 | 0 | 0 | 0 | 0 | 0 | 0 | 0 | 0 | 0 | 0 | 0 | 0 | 0 | 0 | 0 | 0 | 0 | 0 | 0 | 0 | 0 | 0 | 0 | 0 | 0 | 0 | 0 | 0 | 0 | 0 | 0 | 0 | 0 | 0 | 0 | 0 | 0 | 0 | 0 | 0 | 0 | 0 | 0 | 0 | 0 | 0 | 0 | 0 | 0 | 0 | 0
| 2038 | $/kW-yr |  | 0 | 0 | 0 | 0 | 0 | 0 | 0 | 0 | 0 | 0 | 0 | 0 | 269.0042 | 0 | 0 | 0 | 0 | 0 | 0 | 0 | 0 | 0 | 0 | 0 | 0 | 0 | 0 | 0 | 0 | 0 | 0 | 0 | 0 | 0 | 0 | 0 | 0 | 0 | 0 | 0 | 0 | 0 | 0 | 0 | 0 | 0 | 0 | 0 | 0 | 0 | 0 | 0 | 0 | 0 | 0 | 0 | 0 | 0 | 0 | 0 | 0 | 0 | 0 | 0 | 0 | 0 | 0 | 0 | 0 | 0 | 0 | 0 | 0 | 0 | 0
| 2039 | $/kW-yr |  | 0 | 0 | 0 | 0 | 0 | 0 | 0 | 0 | 0 | 0 | 0 | 0 | 0 | 271.6723 | 0 | 0 | 0 | 0 | 0 | 0 | 0 | 0 | 0 | 0 | 0 | 0 | 0 | 0 | 0 | 0 | 0 | 0 | 0 | 0 | 0 | 0 | 0 | 0 | 0 | 0 | 0 | 0 | 0 | 0 | 0 | 0 | 0 | 0 | 0 | 0 | 0 | 0 | 0 | 0 | 0 | 0 | 0 | 0 | 0 | 0 | 0 | 0 | 0 | 0 | 0 | 0 | 0 | 0 | 0 | 0 | 0 | 0 | 0 | 0 | 0
| 2040 | $/kW-yr |  | 0 | 0 | 0 | 0 | 0 | 0 | 0 | 0 | 0 | 0 | 0 | 0 | 0 | 0 | 274.4721 | 0 | 0 | 0 | 0 | 0 | 0 | 0 | 0 | 0 | 0 | 0 | 0 | 0 | 0 | 0 | 0 | 0 | 0 | 0 | 0 | 0 | 0 | 0 | 0 | 0 | 0 | 0 | 0 | 0 | 0 | 0 | 0 | 0 | 0 | 0 | 0 | 0 | 0 | 0 | 0 | 0 | 0 | 0 | 0 | 0 | 0 | 0 | 0 | 0 | 0 | 0 | 0 | 0 | 0 | 0 | 0 | 0 | 0 | 0 | 0
| 2041 | $/kW-yr |  | 0 | 0 | 0 | 0 | 0 | 0 | 0 | 0 | 0 | 0 | 0 | 0 | 0 | 0 | 0 | 424.6503 | 0 | 0 | 0 | 0 | 0 | 0 | 0 | 0 | 0 | 0 | 0 | 0 | 0 | 0 | 0 | 0 | 0 | 0 | 0 | 0 | 0 | 0 | 0 | 0 | 0 | 0 | 0 | 0 | 0 | 0 | 0 | 0 | 0 | 0 | 0 | 0 | 0 | 0 | 0 | 0 | 0 | 0 | 0 | 0 | 0 | 0 | 0 | 0 | 0 | 0 | 0 | 0 | 0 | 0 | 0 | 0 | 0 | 0 | 0
| 2042 | $/kW-yr |  | 0 | 0 | 0 | 0 | 0 | 0 | 0 | 0 | 0 | 0 | 0 | 0 | 0 | 0 | 0 | 0 | 426.9412 | 0 | 0 | 0 | 0 | 0 | 0 | 0 | 0 | 0 | 0 | 0 | 0 | 0 | 0 | 0 | 0 | 0 | 0 | 0 | 0 | 0 | 0 | 0 | 0 | 0 | 0 | 0 | 0 | 0 | 0 | 0 | 0 | 0 | 0 | 0 | 0 | 0 | 0 | 0 | 0 | 0 | 0 | 0 | 0 | 0 | 0 | 0 | 0 | 0 | 0 | 0 | 0 | 0 | 0 | 0 | 0 | 0 | 0
| 2043 | $/kW-yr |  | 0 | 0 | 0 | 0 | 0 | 0 | 0 | 0 | 0 | 0 | 0 | 0 | 0 | 0 | 0 | 0 | 0 | 429.271 | 0 | 0 | 0 | 0 | 0 | 0 | 0 | 0 | 0 | 0 | 0 | 0 | 0 | 0 | 0 | 0 | 0 | 0 | 0 | 0 | 0 | 0 | 0 | 0 | 0 | 0 | 0 | 0 | 0 | 0 | 0 | 0 | 0 | 0 | 0 | 0 | 0 | 0 | 0 | 0 | 0 | 0 | 0 | 0 | 0 | 0 | 0 | 0 | 0 | 0 | 0 | 0 | 0 | 0 | 0 | 0 | 0
| 2044 | $/kW-yr |  | 0 | 0 | 0 | 0 | 0 | 0 | 0 | 0 | 0 | 0 | 0 | 0 | 0 | 0 | 0 | 0 | 0 | 0 | 431.6404 | 0 | 0 | 0 | 0 | 0 | 0 | 0 | 0 | 0 | 0 | 0 | 0 | 0 | 0 | 0 | 0 | 0 | 0 | 0 | 0 | 0 | 0 | 0 | 0 | 0 | 0 | 0 | 0 | 0 | 0 | 0 | 0 | 0 | 0 | 0 | 0 | 0 | 0 | 0 | 0 | 0 | 0 | 0 | 0 | 0 | 0 | 0 | 0 | 0 | 0 | 0 | 0 | 0 | 0 | 0 | 0
| 2045 | $/kW-yr |  | 0 | 0 | 0 | 0 | 0 | 0 | 0 | 0 | 0 | 0 | 0 | 0 | 0 | 0 | 0 | 0 | 0 | 0 | 0 | 434.1834 | 0 | 0 | 0 | 0 | 0 | 0 | 0 | 0 | 0 | 0 | 0 | 0 | 0 | 0 | 0 | 0 | 0 | 0 | 0 | 0 | 0 | 0 | 0 | 0 | 0 | 0 | 0 | 0 | 0 | 0 | 0 | 0 | 0 | 0 | 0 | 0 | 0 | 0 | 0 | 0 | 0 | 0 | 0 | 0 | 0 | 0 | 0 | 0 | 0 | 0 | 0 | 0 | 0 | 0 | 0
| 2046 | $/kW-yr |  | 0 | 0 | 0 | 0 | 0 | 0 | 0 | 0 | 0 | 0 | 0 | 0 | 0 | 0 | 0 | 0 | 0 | 0 | 0 | 0 | 436.669 | 0 | 0 | 0 | 0 | 0 | 0 | 0 | 0 | 0 | 0 | 0 | 0 | 0 | 0 | 0 | 0 | 0 | 0 | 0 | 0 | 0 | 0 | 0 | 0 | 0 | 0 | 0 | 0 | 0 | 0 | 0 | 0 | 0 | 0 | 0 | 0 | 0 | 0 | 0 | 0 | 0 | 0 | 0 | 0 | 0 | 0 | 0 | 0 | 0 | 0 | 0 | 0 | 0 | 0
| 2047 | $/kW-yr |  | 0 | 0 | 0 | 0 | 0 | 0 | 0 | 0 | 0 | 0 | 0 | 0 | 0 | 0 | 0 | 0 | 0 | 0 | 0 | 0 | 0 | 439.2525 | 0 | 0 | 0 | 0 | 0 | 0 | 0 | 0 | 0 | 0 | 0 | 0 | 0 | 0 | 0 | 0 | 0 | 0 | 0 | 0 | 0 | 0 | 0 | 0 | 0 | 0 | 0 | 0 | 0 | 0 | 0 | 0 | 0 | 0 | 0 | 0 | 0 | 0 | 0 | 0 | 0 | 0 | 0 | 0 | 0 | 0 | 0 | 0 | 0 | 0 | 0 | 0 | 0
| 2048 | $/kW-yr |  | 0 | 0 | 0 | 0 | 0 | 0 | 0 | 0 | 0 | 0 | 0 | 0 | 0 | 0 | 0 | 0 | 0 | 0 | 0 | 0 | 0 | 0 | 441.8315 | 0 | 0 | 0 | 0 | 0 | 0 | 0 | 0 | 0 | 0 | 0 | 0 | 0 | 0 | 0 | 0 | 0 | 0 | 0 | 0 | 0 | 0 | 0 | 0 | 0 | 0 | 0 | 0 | 0 | 0 | 0 | 0 | 0 | 0 | 0 | 0 | 0 | 0 | 0 | 0 | 0 | 0 | 0 | 0 | 0 | 0 | 0 | 0 | 0 | 0 | 0 | 0
| 2049 | $/kW-yr |  | 0 | 0 | 0 | 0 | 0 | 0 | 0 | 0 | 0 | 0 | 0 | 0 | 0 | 0 | 0 | 0 | 0 | 0 | 0 | 0 | 0 | 0 | 0 | 444.4754 | 0 | 0 | 0 | 0 | 0 | 0 | 0 | 0 | 0 | 0 | 0 | 0 | 0 | 0 | 0 | 0 | 0 | 0 | 0 | 0 | 0 | 0 | 0 | 0 | 0 | 0 | 0 | 0 | 0 | 0 | 0 | 0 | 0 | 0 | 0 | 0 | 0 | 0 | 0 | 0 | 0 | 0 | 0 | 0 | 0 | 0 | 0 | 0 | 0 | 0 | 0
| 2050 | $/kW-yr |  | 0 | 0 | 0 | 0 | 0 | 0 | 0 | 0 | 0 | 0 | 0 | 0 | 0 | 0 | 0 | 0 | 0 | 0 | 0 | 0 | 0 | 0 | 0 | 0 | 447.1393 | 0 | 0 | 0 | 0 | 0 | 0 | 0 | 0 | 0 | 0 | 0 | 0 | 0 | 0 | 0 | 0 | 0 | 0 | 0 | 0 | 0 | 0 | 0 | 0 | 0 | 0 | 0 | 0 | 0 | 0 | 0 | 0 | 0 | 0 | 0 | 0 | 0 | 0 | 0 | 0 | 0 | 0 | 0 | 0 | 0 | 0 | 0 | 0 | 0 | 0
| 2051 | $/kW-yr |  | 0 | 0 | 0 | 0 | 0 | 0 | 0 | 0 | 0 | 0 | 0 | 0 | 0 | 0 | 0 | 0 | 0 | 0 | 0 | 0 | 0 | 0 | 0 | 0 | 0 | 449.8543 | 0 | 0 | 0 | 0 | 0 | 0 | 0 | 0 | 0 | 0 | 0 | 0 | 0 | 0 | 0 | 0 | 0 | 0 | 0 | 0 | 0 | 0 | 0 | 0 | 0 | 0 | 0 | 0 | 0 | 0 | 0 | 0 | 0 | 0 | 0 | 0 | 0 | 0 | 0 | 0 | 0 | 0 | 0 | 0 | 0 | 0 | 0 | 0 | 0
| 2052 | $/kW-yr |  | 0 | 0 | 0 | 0 | 0 | 0 | 0 | 0 | 0 | 0 | 0 | 0 | 0 | 0 | 0 | 0 | 0 | 0 | 0 | 0 | 0 | 0 | 0 | 0 | 0 | 0 | 452.601 | 0 | 0 | 0 | 0 | 0 | 0 | 0 | 0 | 0 | 0 | 0 | 0 | 0 | 0 | 0 | 0 | 0 | 0 | 0 | 0 | 0 | 0 | 0 | 0 | 0 | 0 | 0 | 0 | 0 | 0 | 0 | 0 | 0 | 0 | 0 | 0 | 0 | 0 | 0 | 0 | 0 | 0 | 0 | 0 | 0 | 0 | 0 | 0
| 2053 | $/kW-yr |  | 0 | 0 | 0 | 0 | 0 | 0 | 0 | 0 | 0 | 0 | 0 | 0 | 0 | 0 | 0 | 0 | 0 | 0 | 0 | 0 | 0 | 0 | 0 | 0 | 0 | 0 | 0 | 0 | 0 | 0 | 0 | 0 | 0 | 0 | 0 | 0 | 0 | 0 | 0 | 0 | 0 | 0 | 0 | 0 | 0 | 0 | 0 | 0 | 0 | 0 | 0 | 0 | 0 | 0 | 0 | 0 | 0 | 0 | 0 | 0 | 0 | 0 | 0 | 0 | 0 | 0 | 0 | 0 | 0 | 0 | 0 | 0 | 0 | 0 | 0
| Real Economic Carrying Charge | $/kW-yr |  | 397.5898 | 398.8564 | 608.6166 | 536.096 | 472.5295 | 390.8117 | 391.043 | 391.3057 | 391.5983 | 382.3447 | 264.0372 | 266.4612 | 269.0042 | 271.6723 | 274.4721 | 424.6503 | 426.9412 | 429.271 | 431.6404 | 434.1834 | 436.669 | 439.2525 | 441.8315 | 444.4754 | 447.1393 | 449.8543 | 452.601 | 461.653 | 470.8861 | 480.3038 | 489.9099 | 499.7081 | 509.7022 | 519.8963 | 530.2942 | 540.9001 | 551.7181 | 562.7525 | 574.0075 | 585.4877 | 597.1974 | 609.1414 | 621.3242 | 633.7507 | 646.4257 | 659.3542 | 672.5413 | 685.9921 | 699.712 | 713.7062 | 727.9803 | 742.5399 | 757.3907 | 772.5385 | 787.9893 | 803.7491 | 819.8241 | 836.2206 | 852.945 | 870.0039 | 887.4039 | 905.152 | 923.2551 | 941.7202 | 960.5546 | 979.7657 | 999.361 | 1019.3482 | 1039.7352 | 1060.5299 | 1081.7405 | 1103.3753 | 1125.4428 | 1147.9516 | 1170.9107
Step 3: Set GHG Cost
The GHG Values are equal to the sum of RESOLVE GHG shadow prices and Cap-and-Trade prices
| Cap-and-Invest Prices | $/tonne |  | 28.1988 | 30.2422 | 32.424 | 34.7706 | 37.3205 | 40.0593 | 43.0025 | 46.1462 | 49.5121 | 53.1236 | 57.011 | 61.1896 | 65.6814 | 70.5043 | 75.698 | 81.3324 | 87.3983 | 93.9168 | 100.9032 | 108.4222 | 110.5906 | 112.8024 | 115.0585 | 117.3596 | 119.7068 | 122.101 | 124.543 | 127.0339 | 129.5745 | 132.166 | 134.8093 | 137.5055 | 140.2556 | 143.0608 | 145.922 | 148.8404 | 151.8172 | 154.8536 | 157.9506 | 161.1096 | 164.3318 | 167.6185 | 170.9708 | 174.3903 | 177.8781 | 181.4356 | 185.0643 | 188.7656 | 192.5409 | 196.3918 | 200.3196 | 204.326 | 208.4125 | 212.5808 | 216.8324 | 221.169 | 225.5924 | 230.1042 | 234.7063 | 239.4005 | 244.1885 | 249.0722 | 254.0537 | 259.1347 | 264.3174 | 269.6038 | 274.9959 | 280.4958 | 286.1057 | 291.8278 | 297.6644 | 303.6177 | 309.69 | 315.8838 | 322.2015
| RESOLVE GHG Shadow Prices | $/tonne |  | 2026: 104.1028; 2028: 398.3459; 2031: 508.2919; 2036: 343.898; 2041: 394.8305; 2045: 602.8677
| RESOLVE GHG Shadow Prices (Interpolated) | $/tonne |  | 2026: 0; 2027: 251.2243; 2029: 432.0605; 2030: 468.6287; 2032: 470.0851; 2033: 434.7502; 2034: 402.0713; 2035: 371.8488; 2037: 353.5296; 2038: 363.4311; 2039: 373.6098; 2040: 384.0736; 2042: 438.8979; 2043: 487.8837; 2044: 542.3369
| RESOLVE GHG Shadow Prices (Full years) | $/tonne |  | 104.1028 | 251.2243 | 398.3459 | 432.0605 | 468.6287 | 508.2919 | 470.0851 | 434.7502 | 402.0713 | 371.8488 | 343.898 | 353.5296 | 363.4311 | 373.6098 | 384.0736 | 394.8305 | 438.8979 | 487.8837 | 542.3369 | 602.8677 | 614.925 | 627.2235 | 639.768 | 652.5633 | 665.6146 | 678.9269 | 692.5054 | 706.3555 | 720.4827 | 734.8923 | 749.5902 | 764.582 | 779.8736 | 795.4711 | 811.3805 | 827.6081 | 844.1603 | 861.0435 | 878.2643 | 895.8296 | 913.7462 | 932.0211 | 950.6616 | 969.6748 | 989.0683 | 1008.8497 | 1029.0266 | 1049.6072 | 1070.5993 | 1092.0113 | 1113.8515 | 1136.1286 | 1158.8511 | 1182.0282 | 1205.6687 | 1229.7821 | 1254.3777 | 1279.4653 | 1305.0546 | 1331.1557 | 1357.7788 | 1384.9344 | 1412.6331 | 1440.8857 | 1469.7034 | 1499.0975 | 1529.0795 | 1559.6611 | 1590.8543 | 1622.6714 | 1655.1248 | 1688.2273 | 1721.9918 | 1756.4317 | 1791.5603
| RESOLVE GHG Shadow Prices (Smoothed) | $/tonne |  | 104.1028 | 251.2243 | 398.3459 | 432.0605 | 468.6287 | 508.2919 | 470.0851 | 434.7502 | 402.0713 | 371.8488 | 343.898 | 353.5296 | 363.4311 | 373.6098 | 384.0736 | 394.8305 | 438.8979 | 487.8837 | 542.3369 | 602.8677 | 614.925 | 627.2235 | 639.768 | 652.5633 | 665.6146 | 678.9269 | 692.5054 | 706.3555 | 720.4827 | 734.8923 | 749.5902 | 764.582 | 779.8736 | 795.4711 | 811.3805 | 827.6081 | 844.1603 | 861.0435 | 878.2643 | 895.8296 | 913.7462 | 932.0211 | 950.6616 | 969.6748 | 989.0683 | 1008.8497 | 1029.0266 | 1049.6072 | 1070.5993 | 1092.0113 | 1113.8515 | 1136.1286 | 1158.8511 | 1182.0282 | 1205.6687 | 1229.7821 | 1254.3777 | 1279.4653 | 1305.0546 | 1331.1557 | 1357.7788 | 1384.9344 | 1412.6331 | 1440.8857 | 1469.7034 | 1499.0975 | 1529.0795 | 1559.6611 | 1590.8543 | 1622.6714 | 1655.1248 | 1688.2273 | 1721.9918 | 1756.4317 | 1791.5603
| SCT Base GHG Adder | $/tonne |  | 104.1028 | 251.2243 | 398.3459 | 432.0605 | 468.6287 | 508.2919 | 470.0851 | 434.7502 | 402.0713 | 371.8488 | 343.898 | 353.5296 | 363.4311 | 373.6098 | 384.0736 | 394.8305 | 438.8979 | 487.8837 | 542.3369 | 602.8677 | 614.925 | 627.2235 | 639.768 | 652.5633 | 665.6146 | 678.9269 | 692.5054 | 706.3555 | 720.4827 | 734.8923 | 749.5902 | 764.582 | 779.8736 | 795.4711 | 811.3805 | 827.6081 | 844.1603 | 861.0435 | 878.2643 | 895.8296 | 913.7462 | 932.0211 | 950.6616 | 969.6748 | 989.0683 | 1008.8497 | 1029.0266 | 1049.6072 | 1070.5993 | 1092.0113 | 1113.8515 | 1136.1286 | 1158.8511 | 1182.0282 | 1205.6687 | 1229.7821 | 1254.3777 | 1279.4653 | 1305.0546 | 1331.1557 | 1357.7788 | 1384.9344 | 1412.6331 | 1440.8857 | 1469.7034 | 1499.0975 | 1529.0795 | 1559.6611 | 1590.8543 | 1622.6714 | 1655.1248 | 1688.2273 | 1721.9918 | 1756.4317 | 1791.5603
| SCT High GHG Adder | $/tonne |  | 166.1769 | 251.2243 | 398.3459 | 432.0605 | 468.6287 | 508.2919 | 470.0851 | 434.7502 | 402.0713 | 371.8488 | 343.898 | 353.5296 | 363.4311 | 373.6098 | 384.0736 | 394.8305 | 438.8979 | 487.8837 | 542.3369 | 602.8677 | 614.925 | 627.2235 | 639.768 | 652.5633 | 665.6146 | 678.9269 | 692.5054 | 706.3555 | 720.4827 | 734.8923 | 749.5902 | 764.582 | 779.8736 | 795.4711 | 811.3805 | 827.6081 | 844.1603 | 861.0435 | 878.2643 | 895.8296 | 913.7462 | 932.0211 | 950.6616 | 969.6748 | 989.0683 | 1008.8497 | 1029.0266 | 1049.6072 | 1070.5993 | 1092.0113 | 1113.8515 | 1136.1286 | 1158.8511 | 1182.0282 | 1205.6687 | 1229.7821 | 1254.3777 | 1279.4653 | 1305.0546 | 1331.1557 | 1357.7788 | 1384.9344 | 1412.6331 | 1440.8857 | 1469.7034 | 1499.0975 | 1529.0795 | 1559.6611 | 1590.8543 | 1622.6714 | 1655.1248 | 1688.2273 | 1721.9918 | 1756.4317 | 1791.5603
| Total GHG Value | $/tonne |  | 132.3015 | 281.4665 | 430.7699 | 466.8312 | 505.9492 | 548.3512 | 513.0877 | 480.8964 | 451.5833 | 424.9724 | 400.909 | 414.7193 | 429.1125 | 444.1141 | 459.7716 | 476.1629 | 526.2962 | 581.8005 | 643.2401 | 711.2898 | 725.5156 | 740.0259 | 754.8265 | 769.923 | 785.3214 | 801.0279 | 817.0484 | 833.3894 | 850.0572 | 867.0583 | 884.3995 | 902.0875 | 920.1292 | 938.5318 | 957.3025 | 976.4485 | 995.9775 | 1015.897 | 1036.215 | 1056.9393 | 1078.078 | 1099.6396 | 1121.6324 | 1144.065 | 1166.9464 | 1190.2853 | 1214.091 | 1238.3728 | 1263.1403 | 1288.4031 | 1314.1711 | 1340.4545 | 1367.2636 | 1394.6089 | 1422.5011 | 1450.9511 | 1479.9701 | 1509.5695 | 1539.7609 | 1570.5561 | 1601.9673 | 1634.0066 | 1666.6867 | 1700.0205 | 1734.0209 | 1768.7013 | 1804.0753 | 1840.1568 | 1876.96 | 1914.4992 | 1952.7892 | 1991.8449 | 2031.6818 | 2072.3155 | 2113.7618
Step 4: Calculate Capacity Cost
|  |  |  | 2026 | 2027 | 2028 | 2029 | 2030 | 2031 | 2032 | 2033 | 2034 | 2035 | 2036 | 2037 | 2038 | 2039 | 2040 | 2041 | 2042 | 2043 | 2044 | 2045
| RECC |  |  | 397.5898 | 398.8564 | 608.6166 | 536.096 | 472.5295 | 390.8117 | 391.043 | 391.3057 | 391.5983 | 382.3447 | 264.0372 | 266.4612 | 269.0042 | 271.6723 | 274.4721 | 424.6503 | 426.9412 | 429.271 | 431.6404 | 434.1834 | 436.669 | 439.2525 | 441.8315 | 444.4754 | 447.1393 | 449.8543 | 452.601 | 461.653 | 470.8861 | 480.3038 | 489.9099 | 499.7081 | 509.7022 | 519.8963 | 530.2942 | 540.9001 | 551.7181 | 562.7525 | 574.0075 | 585.4877 | 597.1974 | 609.1414 | 621.3242 | 633.7507 | 646.4257 | 659.3542 | 672.5413 | 685.9921 | 699.712 | 713.7062 | 727.9803 | 742.5399 | 757.3907 | 772.5385 | 787.9893 | 803.7491 | 819.8241 | 836.2206 | 852.945 | 870.0039 | 887.4039 | 905.152 | 923.2551 | 941.7202 | 960.5546 | 979.7657 | 999.361 | 1019.3482 | 1039.7352 | 1060.5299 | 1081.7405 | 1103.3753 | 1125.4428 | 1147.9516 | 1170.9107
| Energy |  |  | 142.0185 | 135.066 | 134.0439 | 135.2083 | 107.8463 | 105.8768 | 104.2533 | 102.8365 | 107.3451 | 91.6709 | 93.2679 | 99.6347 | 103.3496 | 108.0551 | 102.538 | 105.0761 | 98.2825 | 91.1752 | 83.7442 | 75.9795 | 77.4991 | 79.0491 | 80.6301 | 82.2427 | 83.8875 | 85.5653 | 87.2766 | 89.0221 | 90.8026 | 92.6186 | 94.471 | 96.3604 | 98.2876 | 100.2534 | 102.2585 | 104.3036 | 106.3897 | 108.5175 | 110.6878 | 112.9016 | 115.1596 | 117.4628 | 119.8121 | 122.2083 | 124.6525 | 127.1455 | 129.6884 | 132.2822 | 134.9279 | 137.6264 | 140.3789 | 143.1865 | 146.0503 | 148.9713 | 151.9507 | 154.9897 | 158.0895 | 161.2513 | 164.4763 | 167.7658 | 171.1212 | 174.5436 | 178.0344 | 181.5951 | 185.227 | 188.9316 | 192.7102 | 196.5644 | 200.4957 | 204.5056 | 208.5957 | 212.7676 | 217.023 | 221.3635 | 225.7907
| GHG |  |  | 136.1424 | 270.0596 | 400.763 | 426.4527 | 360.9105 | 373.8561 | 334.9095 | 300.575 | 286.7373 | 223.8607 | 208.7118 | 224.0603 | 233.3876 | 245.3106 | 234.0879 | 241.1796 | 242.5533 | 241.5812 | 237.7365 | 230.4253 | 235.0338 | 239.7344 | 244.5291 | 249.4197 | 254.4081 | 259.4963 | 264.6862 | 269.9799 | 275.3795 | 280.8871 | 286.5048 | 292.2349 | 298.0796 | 304.0412 | 310.1221 | 316.3245 | 322.651 | 329.104 | 335.6861 | 342.3998 | 349.2478 | 356.2328 | 363.3574 | 370.6246 | 378.0371 | 385.5978 | 393.3097 | 401.1759 | 409.1995 | 417.3835 | 425.7311 | 434.2457 | 442.9307 | 451.7893 | 460.8251 | 470.0416 | 479.4424 | 489.0312 | 498.8119 | 508.7881 | 518.9639 | 529.3431 | 539.93 | 550.7286 | 561.7432 | 572.978 | 584.4376 | 596.1263 | 608.0489 | 620.2099 | 632.6141 | 645.2663 | 658.1717 | 671.3351 | 684.7618
| Residual |  |  | 119.4289 | -6.2692 | 73.8098 | -25.565 | 3.7727 | -88.9212 | -48.1198 | -12.1057 | -2.4841 | 66.8131 | -37.9426 | -57.2338 | -67.733 | -81.6934 | -62.1538 | 78.3946 | 86.1054 | 96.5146 | 110.1596 | 127.7786 | 124.1362 | 120.4689 | 116.6723 | 112.813 | 108.8436 | 104.7928 | 100.6382 | 102.651 | 104.704 | 106.7981 | 108.934 | 111.1127 | 113.335 | 115.6017 | 117.9137 | 120.272 | 122.6774 | 125.131 | 127.6336 | 130.1863 | 132.79 | 135.4458 | 138.1547 | 140.9178 | 143.7362 | 146.6109 | 149.5431 | 152.534 | 155.5846 | 158.6963 | 161.8703 | 165.1077 | 168.4098 | 171.778 | 175.2136 | 178.7178 | 182.2922 | 185.938 | 189.6568 | 193.4499 | 197.3189 | 201.2653 | 205.2906 | 209.3964 | 213.5844 | 217.856 | 222.2132 | 226.6574 | 231.1906 | 235.8144 | 240.5307 | 245.3413 | 250.2481 | 255.2531 | 260.3581
| ELCC |  |  | 39.83% | 39.93% | 40.03% | 32.82% | 25.61% | 18.4% | 17.96% | 17.53% | 17.09% | 16.66% | 16.22% | 16.91% | 17.59% | 18.28% | 18.96% | 19.65% | 18.6% | 17.54% | 16.49% | 15.44% | 15.44% | 15.44% | 15.44% | 15.44% | 15.44% | 15.44% | 15.44% | 15.44% | 15.44% | 15.44% | 15.44% | 15.44% | 15.44% | 15.44% | 15.44% | 15.44% | 15.44% | 15.44% | 15.44% | 15.44% | 15.44% | 15.44% | 15.44% | 15.44% | 15.44% | 15.44% | 15.44% | 15.44% | 15.44% | 15.44% | 15.44% | 15.44% | 15.44% | 15.44% | 15.44% | 15.44% | 15.44% | 15.44% | 15.44% | 15.44% | 15.44% | 15.44% | 15.44% | 15.44% | 15.44% | 15.44% | 15.44% | 15.44% | 15.44% | 15.44% | 15.44% | 15.44% | 15.44% | 15.44% | 15.44%
| Capacity Cost (without Floor) |  |  | 299.8466 | -15.7006 | 184.3861 | -77.8947 | 14.7315 | -483.2676 | -267.8678 | -69.0652 | -14.5336 | 401.1352 | -233.9247 | -338.5413 | -385.0215 | -446.9494 | -327.746 | 398.9546 | 462.9946 | 550.0977 | 667.9378 | 827.5817 | 803.9906 | 780.2393 | 755.6495 | 730.6543 | 704.9458 | 678.7096 | 651.8019 | 664.8379 | 678.1347 | 691.6974 | 705.5313 | 719.642 | 734.0348 | 748.7155 | 763.6898 | 778.9636 | 794.5429 | 810.4337 | 826.6424 | 843.1753 | 860.0388 | 877.2395 | 894.7843 | 912.68 | 930.9336 | 949.5523 | 968.5433 | 987.9142 | 1007.6725 | 1027.8259 | 1048.3825 | 1069.3501 | 1090.7371 | 1112.5519 | 1134.8029 | 1157.499 | 1180.6489 | 1204.2619 | 1228.3471 | 1252.9141 | 1277.9724 | 1303.5318 | 1329.6025 | 1356.1945 | 1383.3184 | 1410.9848 | 1439.2045 | 1467.9886 | 1497.3483 | 1527.2953 | 1557.8412 | 1588.998 | 1620.778 | 1653.1935 | 1686.2574
| Capacity Cost Floor |  |  | 44.3376 | 45.2244 | 46.1289 | 47.0514 | 47.9925 | 48.9523 | 49.9314 | 50.93 | 51.9486 | 52.9875 | 54.0473 | 55.1282 | 56.2308 | 57.3554 | 58.5025 | 59.6726 | 60.866 | 62.0834 | 63.325 | 64.5915 | 65.8834 | 67.201 | 68.545 | 69.9159 | 71.3143 | 72.7406 | 74.1954 | 75.6793 | 77.1929 | 78.7367 | 80.3114 | 81.9177 | 83.556 | 85.2271 | 86.9317 | 88.6703 | 90.4437 | 92.2526 | 94.0977 | 95.9796 | 97.8992 | 99.8572 | 101.8543 | 103.8914 | 105.9692 | 108.0886 | 110.2504 | 112.4554 | 114.7045 | 116.9986 | 119.3386 | 121.7254 | 124.1599 | 126.6431 | 129.1759 | 131.7594 | 134.3946 | 137.0825 | 139.8242 | 142.6207 | 145.4731 | 148.3825 | 151.3502 | 154.3772 | 157.4647 | 160.614 | 163.8263 | 167.1028 | 170.4449 | 173.8538 | 177.3309 | 180.8775 | 184.495 | 188.1849 | 191.9486
| Capacity Cost (with Floor) |  |  | 299.8466 | 45.2244 | 184.3861 | 47.0514 | 47.9925 | 48.9523 | 49.9314 | 50.93 | 51.9486 | 401.1352 | 54.0473 | 55.1282 | 56.2308 | 57.3554 | 58.5025 | 398.9546 | 462.9946 | 550.0977 | 667.9378 | 827.5817 | 803.9906 | 780.2393 | 755.6495 | 730.6543 | 704.9458 | 678.7096 | 651.8019 | 664.8379 | 678.1347 | 691.6974 | 705.5313 | 719.642 | 734.0348 | 748.7155 | 763.6898 | 778.9636 | 794.5429 | 810.4337 | 826.6424 | 843.1753 | 860.0388 | 877.2395 | 894.7843 | 912.68 | 930.9336 | 949.5523 | 968.5433 | 987.9142 | 1007.6725 | 1027.8259 | 1048.3825 | 1069.3501 | 1090.7371 | 1112.5519 | 1134.8029 | 1157.499 | 1180.6489 | 1204.2619 | 1228.3471 | 1252.9141 | 1277.9724 | 1303.5318 | 1329.6025 | 1356.1945 | 1383.3184 | 1410.9848 | 1439.2045 | 1467.9886 | 1497.3483 | 1527.2953 | 1557.8412 | 1588.998 | 1620.778 | 1653.1935 | 1686.2574
Annual Costs vs. Resource Values
| RECC |  |  | 397.5898 | 398.8564 | 608.6166 | 536.096 | 472.5295 | 390.8117 | 391.043 | 391.3057 | 391.5983 | 382.3447 | 264.0372 | 266.4612 | 269.0042 | 271.6723 | 274.4721 | 424.6503 | 426.9412 | 429.271 | 431.6404 | 434.1834 | 436.669 | 439.2525 | 441.8315 | 444.4754 | 447.1393 | 449.8543 | 452.601 | 461.653 | 470.8861 | 480.3038 | 489.9099 | 499.7081 | 509.7022 | 519.8963 | 530.2942 | 540.9001 | 551.7181 | 562.7525 | 574.0075 | 585.4877 | 597.1974 | 609.1414 | 621.3242 | 633.7507 | 646.4257 | 659.3542 | 672.5413 | 685.9921 | 699.712 | 713.7062 | 727.9803 | 742.5399 | 757.3907 | 772.5385 | 787.9893 | 803.7491 | 819.8241 | 836.2206 | 852.945 | 870.0039 | 887.4039 | 905.152 | 923.2551 | 941.7202 | 960.5546 | 979.7657 | 999.361 | 1019.3482 | 1039.7352 | 1060.5299 | 1081.7405 | 1103.3753 | 1125.4428 | 1147.9516 | 1170.9107
| Energy |  |  | 142.0185 | 135.066 | 134.0439 | 135.2083 | 107.8463 | 105.8768 | 104.2533 | 102.8365 | 107.3451 | 91.6709 | 93.2679 | 99.6347 | 103.3496 | 108.0551 | 102.538 | 105.0761 | 98.2825 | 91.1752 | 83.7442 | 75.9795 | 77.4991 | 79.0491 | 80.6301 | 82.2427 | 83.8875 | 85.5653 | 87.2766 | 89.0221 | 90.8026 | 92.6186 | 94.471 | 96.3604 | 98.2876 | 100.2534 | 102.2585 | 104.3036 | 106.3897 | 108.5175 | 110.6878 | 112.9016 | 115.1596 | 117.4628 | 119.8121 | 122.2083 | 124.6525 | 127.1455 | 129.6884 | 132.2822 | 134.9279 | 137.6264 | 140.3789 | 143.1865 | 146.0503 | 148.9713 | 151.9507 | 154.9897 | 158.0895 | 161.2513 | 164.4763 | 167.7658 | 171.1212 | 174.5436 | 178.0344 | 181.5951 | 185.227 | 188.9316 | 192.7102 | 196.5644 | 200.4957 | 204.5056 | 208.5957 | 212.7676 | 217.023 | 221.3635 | 225.7907
| GHG |  |  | 136.1424 | 270.0596 | 400.763 | 426.4527 | 360.9105 | 373.8561 | 334.9095 | 300.575 | 286.7373 | 223.8607 | 208.7118 | 224.0603 | 233.3876 | 245.3106 | 234.0879 | 241.1796 | 242.5533 | 241.5812 | 237.7365 | 230.4253 | 235.0338 | 239.7344 | 244.5291 | 249.4197 | 254.4081 | 259.4963 | 264.6862 | 269.9799 | 275.3795 | 280.8871 | 286.5048 | 292.2349 | 298.0796 | 304.0412 | 310.1221 | 316.3245 | 322.651 | 329.104 | 335.6861 | 342.3998 | 349.2478 | 356.2328 | 363.3574 | 370.6246 | 378.0371 | 385.5978 | 393.3097 | 401.1759 | 409.1995 | 417.3835 | 425.7311 | 434.2457 | 442.9307 | 451.7893 | 460.8251 | 470.0416 | 479.4424 | 489.0312 | 498.8119 | 508.7881 | 518.9639 | 529.3431 | 539.93 | 550.7286 | 561.7432 | 572.978 | 584.4376 | 596.1263 | 608.0489 | 620.2099 | 632.6141 | 645.2663 | 658.1717 | 671.3351 | 684.7618
| Capacity |  |  | 119.4289 | 18.0581 | 73.8098 | 15.4423 | 12.2909 | 9.0072 | 8.9697 | 8.927 | 8.8791 | 66.8131 | 8.7665 | 9.32 | 9.8921 | 10.4834 | 11.0944 | 78.3946 | 86.1054 | 96.5146 | 110.1596 | 127.7786 | 124.1362 | 120.4689 | 116.6723 | 112.813 | 108.8436 | 104.7928 | 100.6382 | 102.651 | 104.704 | 106.7981 | 108.934 | 111.1127 | 113.335 | 115.6017 | 117.9137 | 120.272 | 122.6774 | 125.131 | 127.6336 | 130.1863 | 132.79 | 135.4458 | 138.1547 | 140.9178 | 143.7362 | 146.6109 | 149.5431 | 152.534 | 155.5846 | 158.6963 | 161.8703 | 165.1077 | 168.4098 | 171.778 | 175.2136 | 178.7178 | 182.2922 | 185.938 | 189.6568 | 193.4499 | 197.3189 | 201.2653 | 205.2906 | 209.3964 | 213.5844 | 217.856 | 222.2132 | 226.6574 | 231.1906 | 235.8144 | 240.5307 | 245.3413 | 250.2481 | 255.2531 | 260.3581
| Net Cost |  |  | 0 | -24.3273 | 0 | -41.0073 | -8.5181 | -97.9285 | -57.0894 | -21.0327 | -11.3631 | 0 | -46.7091 | -66.5538 | -77.6251 | -92.1768 | -73.2482 | 0 | 0 | 0 | 0 | 0 | 0 | 0 | 0 | 0 | 0 | 0 | 0 | 0 | 0 | 0 | 0 | 0 | 0 | 0 | 0 | 0 | 0 | 0 | 0 | 0 | 0 | 0 | 0 | 0 | 0 | 0 | 0 | 0 | 0 | 0 | 0 | 0 | 0 | 0 | 0 | 0 | 0 | 0 | 0 | 0 | 0 | 0 | 0 | 0 | 0 | 0 | 0 | 0 | 0 | 0 | 0 | 0 | 0 | 0 | 0
| Lifecycle NPV Costs vs Values |  | NPV lifetime | 2026: 25
| NPV RECC |  |  | 4552.9367 | 4571.7221 | 4591.1036 | 4403.6569 | 4276.0972 | 4204.0161 | 4209.7785 | 4217.3359 | 4226.824 | 4238.3912 | 4261.7733 | 4406.9491 | 4562.4045 | 4728.8309 | 4906.9663 | 5097.5983 | 5154.3282 | 5214.9851 | 5279.8649 | 5349.2861 | 5423.4579 | 5502.8369 | 5587.7601 | 5678.6927 | 5776.0666
| Energy |  |  | 1219.4865 | 1183.3183 | 1151.6536 | 1118.907 | 1082.8161 | 1071.661 | 1061.9353 | 1053.4068 | 1045.9651 | 1033.773 | 1036.6616 | 1038.5033 | 1034.4559 | 1026.7341 | 1014.0772 | 1006.3428 | 995.8538 | 991.7418 | 994.8087 | 1005.9272 | 1026.0457 | 1046.5667 | 1067.498 | 1088.848 | 1110.6249
| GHG |  |  | 3121.0882 | 3262.4339 | 3281.363 | 3171.876 | 3029.3213 | 2942.4548 | 2837.0056 | 2763.4832 | 2719.7012 | 2687.4242 | 2716.578 | 2764.0866 | 2800.8566 | 2832.1202 | 2854.8873 | 2891.6846 | 2925.2771 | 2961.1637 | 3001.8856 | 3050.7034 | 3111.7174 | 3173.9518 | 3237.4308 | 3302.1794 | 3368.223
| Capacity |  |  | 522.1975 | 459.167 | 492.0799 | 472.0497 | 509.2103 | 552.6644 | 603.0256 | 657.5756 | 716.6423 | 780.5789 | 791.7778 | 862.2509 | 937.8749 | 1019.0275 | 1106.1142 | 1199.571 | 1233.1973 | 1262.0796 | 1283.1705 | 1292.6556 | 1285.6947 | 1282.3185 | 1282.8313 | 1287.6653 | 1297.2187
| Net Cost |  |  | -309.8355 | -333.1971 | -333.9928 | -359.1759 | -345.2504 | -362.7642 | -292.1881 | -257.1297 | -255.4845 | -263.3849 | -283.2441 | -257.8917 | -210.783 | -149.0509 | -68.1125 | 0 | 0 | 0 | 0 | 0 | 0 | 0 | 0 | 0 | 0

## Calculations - 8hr
Integrated Calculations of GHG and Capacity Value - Solar and 4-hr Storage
General Inputs
| Discount Rate | % | 7.54%
| Solar Life | years | 30
| Storage Life | years | 20
| Min Capacity Value | 2024$/kW-yr | 42.6159
| Inflation Rate | % | 2%
| Cost Smoothing | years | 0
| GHG Shadow Price Smoothing | years | 0
| Last year of input | # | 2045
| Cost Test |  | TRC
| Solar | MW | 1
| 4-Hr Storage | MW | 1
|  |  |  | 2026 | 2027 | 2028 | 2029 | 2030 | 2031 | 2032 | 2033 | 2034 | 2035 | 2036 | 2037 | 2038 | 2039 | 2040 | 2041 | 2042 | 2043 | 2044 | 2045 | 2046 | 2047 | 2048 | 2049 | 2050 | 2051 | 2052 | 2053 | 2054 | 2055 | 2056 | 2057 | 2058 | 2059 | 2060 | 2061 | 2062 | 2063 | 2064 | 2065 | 2066 | 2067 | 2068 | 2069 | 2070 | 2071 | 2072 | 2073 | 2074 | 2075 | 2076 | 2077 | 2078 | 2079 | 2080 | 2081 | 2082 | 2083 | 2084 | 2085 | 2086 | 2087 | 2088 | 2089 | 2090 | 2091 | 2092 | 2093 | 2094 | 2095 | 2096 | 2097 | 2098 | 2099 | 2100
| Input Data | All dollar values are in nominal $
Solar Inputs
| Levelized Fixed Cost | $/kW-yr |  | 2026: 122.4447; 2028: 120.0201; 2031: 155.1759; 2036: 149.1326; 2041: 147.1234; 2045: 145.989
| Levelized Fixed Cost (Interp/Extrap) | $/kW-yr |  | 2027: 121.2263; 2029: 130.7507; 2030: 142.4407; 2032: 153.948; 2033: 152.7297; 2034: 151.5211; 2035: 150.3221; 2037: 148.7285; 2038: 148.3256; 2039: 147.9238; 2040: 147.523; 2042: 146.8389; 2043: 146.5551; 2044: 146.2718
| Total Levelized Fixed Cost |  |  | 2026: 122.4447; 2027: 121.2263; 2028: 120.0201; 2029: 130.7507; 2030: 142.4407; 2031: 155.1759; 2032: 153.948; 2033: 152.7297; 2034: 151.5211; 2035: 150.3221; 2036: 149.1326; 2037: 148.7285; 2038: 148.3256; 2039: 147.9238; 2040: 147.523; 2041: 147.1234; 2042: 146.8389; 2043: 146.5551; 2044: 146.2718; 2045: 145.989
| Smoothed Levelized Fixed Cost | $/kW-yr |  | 122.4447 | 121.2263 | 120.0201 | 130.7507 | 142.4407 | 155.1759 | 153.948 | 152.7297 | 151.5211 | 150.3221 | 149.1326 | 148.7285 | 148.3256 | 147.9238 | 147.523 | 147.1234 | 146.8389 | 146.5551 | 146.2718 | 145.989 | 145.7058 | 145.4229 | 145.1399 | 144.8569 | 144.5739 | 144.2909 | 144.0079 | 143.725 | 143.442 | 143.159 | 146.0222 | 148.9426 | 151.9214 | 154.9599 | 158.0591 | 161.2203 | 164.4447 | 167.7336 | 171.0882 | 174.51 | 178.0002 | 181.5602 | 185.1914 | 188.8952 | 192.6731 | 196.5266 | 200.4571 | 204.4663 | 208.5556 | 212.7267 | 216.9812 | 221.3209 | 225.7473 | 230.2622 | 234.8675 | 239.5648 | 244.3561 | 249.2432 | 254.2281 | 259.3127 | 264.4989 | 269.7889 | 275.1847 | 280.6884 | 286.3021 | 292.0282 | 297.8687 | 303.8261 | 309.9026 | 316.1007 | 322.4227 | 328.8712 | 335.4486 | 342.1576 | 349.0007
| Energy Value | $/kW-yr |  | 83.5912 | 63.2221 | 54.3826 | 53.0161 | 28.5061 | 25.1204 | 23.5463 | 22.4453 | 21.9178 | 17.3602 | 18.1192 | 19.5924 | 20.4896 | 20.8348 | 18.3456 | 17.5788 | 15.0189 | 12.3496 | 9.5675 | 6.6693 | 6.8026 | 6.9387 | 7.0775 | 7.219 | 7.3634 | 7.5107 | 7.6609 | 7.8141 | 7.9704 | 8.1298 | 8.2924 | 8.4582 | 8.6274 | 8.7999 | 8.9759 | 9.1555 | 9.3386 | 9.5253 | 9.7159 | 9.9102 | 10.1084 | 10.3105 | 10.5168 | 10.7271 | 10.9416 | 11.1605 | 11.3837 | 11.6113 | 11.8436 | 12.0804 | 12.322 | 12.5685 | 12.8199 | 13.0763 | 13.3378 | 13.6045 | 13.8766 | 14.1542 | 14.4372 | 14.726 | 15.0205 | 15.3209 | 15.6273 | 15.9399 | 16.2587 | 16.5839 | 16.9155 | 17.2538 | 17.5989 | 17.9509 | 18.3099 | 18.6761 | 19.0496 | 19.4306 | 19.8192
| Greenhouse Gas Impact | tonnes/MW-yr |  | 591.5645 | 435.422 | 363.5201 | 344.0089 | 179.6699 | 153.5936 | 139.9085 | 129.3791 | 122.6145 | 94.2419 | 95.4647 | 100.175 | 101.6139 | 100.2215 | 85.6487 | 79.4932 | 66.2509 | 53.0085 | 39.7662 | 26.5238 | 26.5238 | 26.5238 | 26.5238 | 26.5238 | 26.5238 | 26.5238 | 26.5238 | 26.5238 | 26.5238 | 26.5238 | 26.5238 | 26.5238 | 26.5238 | 26.5238 | 26.5238 | 26.5238 | 26.5238 | 26.5238 | 26.5238 | 26.5238 | 26.5238 | 26.5238 | 26.5238 | 26.5238 | 26.5238 | 26.5238 | 26.5238 | 26.5238 | 26.5238 | 26.5238 | 26.5238 | 26.5238 | 26.5238 | 26.5238 | 26.5238 | 26.5238 | 26.5238 | 26.5238 | 26.5238 | 26.5238 | 26.5238 | 26.5238 | 26.5238 | 26.5238 | 26.5238 | 26.5238 | 26.5238 | 26.5238 | 26.5238 | 26.5238 | 26.5238 | 26.5238 | 26.5238 | 26.5238 | 26.5238
| Marginal ELCC | % |  | 4.53% | 4.43% | 4.33% | 5.12% | 5.91% | 6.7% | 6.844% | 6.988% | 7.132% | 7.276% | 7.42% | 7.626% | 7.832% | 8.038% | 8.244% | 8.45% | 7.948% | 7.445% | 6.942% | 6.44% | 6.44% | 6.44% | 6.44% | 6.44% | 6.44% | 6.44% | 6.44% | 6.44% | 6.44% | 6.44% | 6.44% | 6.44% | 6.44% | 6.44% | 6.44% | 6.44% | 6.44% | 6.44% | 6.44% | 6.44% | 6.44% | 6.44% | 6.44% | 6.44% | 6.44% | 6.44% | 6.44% | 6.44% | 6.44% | 6.44% | 6.44% | 6.44% | 6.44% | 6.44% | 6.44% | 6.44% | 6.44% | 6.44% | 6.44% | 6.44% | 6.44% | 6.44% | 6.44% | 6.44% | 6.44% | 6.44% | 6.44% | 6.44% | 6.44% | 6.44% | 6.44% | 6.44% | 6.44% | 6.44% | 6.44%
| Net CONE per Nameplate | $/kW-yr |  | 38.8535 | 58.0042 | 65.6375 | 77.7346 | 113.9347 | 130.0556 | 130.4016 | 130.2844 | 129.6033 | 132.962 | 131.0133 | 129.1361 | 127.836 | 127.089 | 129.1774 | 129.5446 | 131.8201 | 134.2055 | 136.7042 | 139.3197 | 138.9032 | 138.4843 | 138.0624 | 137.6379 | 137.2105 | 136.7803 | 136.3471 | 135.9109 | 135.4716 | 135.0292 | 137.7298 | 140.4844 | 143.294 | 146.1599 | 149.0831 | 152.0648 | 155.1061 | 158.2082 | 161.3724 | 164.5998 | 167.8918 | 171.2497 | 174.6746 | 178.1681 | 181.7315 | 185.3661 | 189.0735 | 192.8549 | 196.712 | 200.6463 | 204.6592 | 208.7524 | 212.9274 | 217.186 | 221.5297 | 225.9603 | 230.4795 | 235.0891 | 239.7909 | 244.5867 | 249.4784 | 254.468 | 259.5573 | 264.7485 | 270.0435 | 275.4443 | 280.9532 | 286.5723 | 292.3037 | 298.1498 | 304.1128 | 310.195 | 316.3989 | 322.7269 | 329.1815
| Net CONE per ELCC | $/kW-yr |  | 857.6931 | 1309.3498 | 1515.8768 | 1518.2548 | 1927.8287 | 1941.1278 | 1905.3425 | 1864.4019 | 1817.2087 | 1827.4045 | 1765.6783 | 1693.3661 | 1632.227 | 1581.102 | 1566.9267 | 1533.0724 | 1658.6355 | 1802.6255 | 1969.092 | 2163.3497 | 2156.882 | 2150.3766 | 2143.8264 | 2137.2348 | 2130.5981 | 2123.9174 | 2117.1904 | 2110.4171 | 2103.5959 | 2096.7264 | 2138.661 | 2181.4342 | 2225.0629 | 2269.5641 | 2314.9554 | 2361.2545 | 2408.4796 | 2456.6492 | 2505.7822 | 2555.8978 | 2607.0158 | 2659.1561 | 2712.3392 | 2766.586 | 2821.9177 | 2878.3561 | 2935.9232 | 2994.6417 | 3054.5345 | 3115.6252 | 3177.9377 | 3241.4964 | 3306.3264 | 3372.4529 | 3439.902 | 3508.7 | 3578.874 | 3650.4515 | 3723.4605 | 3797.9297 | 3873.8883 | 3951.3661 | 4030.3934 | 4111.0013 | 4193.2213 | 4277.0857 | 4362.6274 | 4449.88 | 4538.8776 | 4629.6551 | 4722.2482 | 4816.6932 | 4913.0271 | 5011.2876 | 5111.5133
Storage (8 Hour)
| Levelized Fixed Cost | $/kW-yr |  | 2026: 391.9811; 2028: 399.1577; 2031: 256.4556; 2036: 262.3992; 2041: 363.2646; 2045: 369.2163
| Levelized Fixed Cost (Interp/Extrap) | $/kW-yr |  | 2027: 395.5531; 2029: 344.4295; 2030: 297.2051; 2032: 257.6334; 2033: 258.8167; 2034: 260.0054; 2035: 261.1996; 2037: 280.0365; 2038: 298.8593; 2039: 318.9473; 2040: 340.3855; 2042: 364.7435; 2043: 366.2284; 2044: 367.7193
| Total Levelized Fixed Cost |  |  | 2026: 391.9811; 2027: 395.5531; 2028: 399.1577; 2029: 344.4295; 2030: 297.2051; 2031: 256.4556; 2032: 257.6334; 2033: 258.8167; 2034: 260.0054; 2035: 261.1996; 2036: 262.3992; 2037: 280.0365; 2038: 298.8593; 2039: 318.9473; 2040: 340.3855; 2041: 363.2646; 2042: 364.7435; 2043: 366.2284; 2044: 367.7193; 2045: 369.2163
| Smoothed Levelized Fixed Cost | $/kW-yr |  | 391.9811 | 395.5531 | 399.1577 | 344.4295 | 297.2051 | 256.4556 | 257.6334 | 258.8167 | 260.0054 | 261.1996 | 262.3992 | 280.0365 | 298.8593 | 318.9473 | 340.3855 | 363.2646 | 364.7435 | 366.2284 | 367.7193 | 369.2163 | 370.7093 | 372.2049 | 373.6988 | 375.1938 | 376.6881 | 378.1829 | 379.6773 | 381.172 | 382.6665 | 384.1611 | 391.8443 | 399.6812 | 407.6748 | 415.8283 | 424.1449 | 432.6278 | 441.2804 | 450.106 | 459.1081 | 468.2903 | 477.6561 | 487.2092 | 496.9534 | 506.8924 | 517.0303 | 527.3709 | 537.9183 | 548.6767 | 559.6502 | 570.8432 | 582.2601 | 593.9053 | 605.7834 | 617.899 | 630.257 | 642.8622 | 655.7194 | 668.8338 | 682.2105 | 695.8547 | 709.7718 | 723.9672 | 738.4466 | 753.2155 | 768.2798 | 783.6454 | 799.3183 | 815.3047 | 831.6108 | 848.243 | 865.2078 | 882.512 | 900.1622 | 918.1655 | 936.5288
| Energy Value | $/kW-yr |  | 92.396 | 118.6734 | 135.2898 | 138.2786 | 138.7379 | 140.8361 | 139.6806 | 138.3864 | 146.8873 | 127.8222 | 128.2321 | 136.8616 | 141.8904 | 148.9382 | 145.2351 | 151.4238 | 143.5773 | 135.3563 | 126.749 | 117.7433 | 120.0982 | 122.5001 | 124.9501 | 127.4491 | 129.9981 | 132.5981 | 135.25 | 137.955 | 140.7141 | 143.5284 | 146.399 | 149.327 | 152.3135 | 155.3598 | 158.467 | 161.6363 | 164.869 | 168.1664 | 171.5297 | 174.9603 | 178.4595 | 182.0287 | 185.6693 | 189.3827 | 193.1703 | 197.0338 | 200.9744 | 204.9939 | 209.0938 | 213.2757 | 217.5412 | 221.892 | 226.3299 | 230.8564 | 235.4736 | 240.183 | 244.9867 | 249.8864 | 254.8842 | 259.9819 | 265.1815 | 270.4851 | 275.8948 | 281.4127 | 287.041 | 292.7818 | 298.6374 | 304.6102 | 310.7024 | 316.9164 | 323.2548 | 329.7199 | 336.3143 | 343.0405 | 349.9013
| Greenhouse Gas Impact | tonnes/MW-yr |  | 693.0638 | 867.0229 | 964.1659 | 959.606 | 934.0708 | 921.5726 | 887.5546 | 853.253 | 881.0935 | 744.0694 | 725.7077 | 752.7397 | 757.6899 | 772.3369 | 730.4904 | 739.3492 | 680.7972 | 622.2452 | 563.6932 | 505.1412 | 505.1412 | 505.1412 | 505.1412 | 505.1412 | 505.1412 | 505.1412 | 505.1412 | 505.1412 | 505.1412 | 505.1412 | 505.1412 | 505.1412 | 505.1412 | 505.1412 | 505.1412 | 505.1412 | 505.1412 | 505.1412 | 505.1412 | 505.1412 | 505.1412 | 505.1412 | 505.1412 | 505.1412 | 505.1412 | 505.1412 | 505.1412 | 505.1412 | 505.1412 | 505.1412 | 505.1412 | 505.1412 | 505.1412 | 505.1412 | 505.1412 | 505.1412 | 505.1412 | 505.1412 | 505.1412 | 505.1412 | 505.1412 | 505.1412 | 505.1412 | 505.1412 | 505.1412 | 505.1412 | 505.1412 | 505.1412 | 505.1412 | 505.1412 | 505.1412 | 505.1412 | 505.1412 | 505.1412 | 505.1412
| Marginal ELCC | % |  | 56.8% | 56.9% | 57% | 44.47% | 31.93% | 19.4% | 18.62% | 17.84% | 17.06% | 16.28% | 15.5% | 15.7% | 15.9% | 16.1% | 16.3% | 16.5% | 16% | 15.5% | 15% | 14.5% | 14.5% | 14.5% | 14.5% | 14.5% | 14.5% | 14.5% | 14.5% | 14.5% | 14.5% | 14.5% | 14.5% | 14.5% | 14.5% | 14.5% | 14.5% | 14.5% | 14.5% | 14.5% | 14.5% | 14.5% | 14.5% | 14.5% | 14.5% | 14.5% | 14.5% | 14.5% | 14.5% | 14.5% | 14.5% | 14.5% | 14.5% | 14.5% | 14.5% | 14.5% | 14.5% | 14.5% | 14.5% | 14.5% | 14.5% | 14.5% | 14.5% | 14.5% | 14.5% | 14.5% | 14.5% | 14.5% | 14.5% | 14.5% | 14.5% | 14.5% | 14.5% | 14.5% | 14.5% | 14.5% | 14.5%
| Net CONE per Nameplate | $/kW-yr |  | 299.5851 | 276.8797 | 263.8679 | 206.1509 | 158.4672 | 115.6194 | 117.9528 | 120.4303 | 113.1181 | 133.3774 | 134.1671 | 143.1749 | 156.9689 | 170.009 | 195.1504 | 211.8408 | 221.1662 | 230.8721 | 240.9703 | 251.473 | 250.6111 | 249.7048 | 248.7487 | 247.7447 | 246.69 | 245.5848 | 244.4273 | 243.217 | 241.9524 | 240.6327 | 245.4454 | 250.3543 | 255.3613 | 260.4686 | 265.6779 | 270.9915 | 276.4113 | 281.9396 | 287.5783 | 293.3299 | 299.1965 | 305.1804 | 311.2841 | 317.5097 | 323.8599 | 330.3371 | 336.9439 | 343.6827 | 350.5564 | 357.5675 | 364.7189 | 372.0133 | 379.4535 | 387.0426 | 394.7834 | 402.6791 | 410.7327 | 418.9474 | 427.3263 | 435.8728 | 444.5903 | 453.4821 | 462.5517 | 471.8028 | 481.2388 | 490.8636 | 500.6809 | 510.6945 | 520.9084 | 531.3265 | 541.9531 | 552.7921 | 563.848 | 575.1249 | 586.6274
| Net CONE per ELCC | $/kW-yr |  | 527.4385 | 486.6076 | 462.9261 | 463.6077 | 496.244 | 595.9764 | 633.4739 | 675.0578 | 663.0602 | 819.2713 | 865.5943 | 911.9422 | 987.226 | 1055.9567 | 1197.2417 | 1283.8837 | 1382.289 | 1489.4976 | 1606.4688 | 1734.2968 | 1728.3526 | 1722.1021 | 1715.508 | 1708.5842 | 1701.3103 | 1693.6884 | 1685.7054 | 1677.3583 | 1668.637 | 1659.5358 | 1692.7266 | 1726.5811 | 1761.1127 | 1796.335 | 1832.2617 | 1868.9069 | 1906.285 | 1944.4107 | 1983.299 | 2022.9649 | 2063.4242 | 2104.6927 | 2146.7866 | 2189.7223 | 2233.5168 | 2278.1871 | 2323.7508 | 2370.2258 | 2417.6304 | 2465.983 | 2515.3026 | 2565.6087 | 2616.9209 | 2669.2593 | 2722.6445 | 2777.0974 | 2832.6393 | 2889.2921 | 2947.0779 | 3006.0195 | 3066.1399 | 3127.4627 | 3190.0119 | 3253.8122 | 3318.8884 | 3385.2662 | 3452.9715 | 3522.0309 | 3592.4715 | 3664.321 | 3737.6074 | 3812.3595 | 3888.6067 | 3966.3789 | 4045.7064
Step 1a: Calculate Solar Levelized Fixed Cost by Installation Year, Including Replacement ($/nameplate kW-yr)
This reflects the levelized cost for a new solar resource in a specific year, intended to serve as a proxy for a long-term cost-based PPA assumed to escalate at inflation
This is not the deferral value for a solar resource in a specific year - see Step 2
Solar Levelized Fixed Cost ($/kW-yr)
| 2026 | $/kW-yr |  | 122.4447 | 124.8936 | 127.3914 | 129.9393 | 132.5381 | 135.1888 | 137.8926 | 140.6504 | 143.4635 | 146.3327 | 149.2594 | 152.2446 | 155.2895 | 158.3952 | 161.5631 | 164.7944 | 168.0903 | 171.4521 | 174.8811 | 178.3788 | 181.9463 | 185.5853 | 189.297 | 193.0829 | 196.9446 | 200.8835 | 204.9011 | 208.9992 | 213.1791 | 217.4427 | 146.0222 | 148.9426 | 151.9214 | 154.9599 | 158.0591 | 161.2203 | 164.4447 | 167.7336 | 171.0882 | 174.51 | 178.0002 | 181.5602 | 185.1914 | 188.8952 | 192.6731 | 196.5266 | 200.4571 | 204.4663 | 208.5556 | 212.7267 | 216.9812 | 221.3209 | 225.7473 | 230.2622 | 234.8675 | 239.5648 | 244.3561 | 249.2432 | 254.2281 | 259.3127 | 264.4989 | 269.7889 | 275.1847 | 280.6884 | 286.3021 | 292.0282 | 297.8687 | 303.8261 | 309.9026 | 316.1007 | 322.4227 | 328.8712 | 335.4486 | 342.1576 | 349.0007
| 2027 | $/kW-yr |  | 0 | 121.2263 | 123.6508 | 126.1239 | 128.6463 | 131.2193 | 133.8436 | 136.5205 | 139.2509 | 142.0359 | 144.8767 | 147.7742 | 150.7297 | 153.7443 | 156.8192 | 159.9555 | 163.1547 | 166.4178 | 169.7461 | 173.141 | 176.6039 | 180.1359 | 183.7386 | 187.4134 | 191.1617 | 194.9849 | 198.8846 | 202.8623 | 206.9196 | 211.0579 | 215.2791 | 148.9426 | 151.9214 | 154.9599 | 158.0591 | 161.2203 | 164.4447 | 167.7336 | 171.0882 | 174.51 | 178.0002 | 181.5602 | 185.1914 | 188.8952 | 192.6731 | 196.5266 | 200.4571 | 204.4663 | 208.5556 | 212.7267 | 216.9812 | 221.3209 | 225.7473 | 230.2622 | 234.8675 | 239.5648 | 244.3561 | 249.2432 | 254.2281 | 259.3127 | 264.4989 | 269.7889 | 275.1847 | 280.6884 | 286.3021 | 292.0282 | 297.8687 | 303.8261 | 309.9026 | 316.1007 | 322.4227 | 328.8712 | 335.4486 | 342.1576 | 349.0007
| 2028 | $/kW-yr |  | 0 | 0 | 120.0201 | 122.4205 | 124.8689 | 127.3663 | 129.9136 | 132.5119 | 135.1621 | 137.8653 | 140.6227 | 143.4351 | 146.3038 | 149.2299 | 152.2145 | 155.2588 | 158.3639 | 161.5312 | 164.7618 | 168.0571 | 171.4182 | 174.8466 | 178.3435 | 181.9104 | 185.5486 | 189.2596 | 193.0448 | 196.9057 | 200.8438 | 204.8606 | 208.9579 | 213.137 | 151.9214 | 154.9599 | 158.0591 | 161.2203 | 164.4447 | 167.7336 | 171.0882 | 174.51 | 178.0002 | 181.5602 | 185.1914 | 188.8952 | 192.6731 | 196.5266 | 200.4571 | 204.4663 | 208.5556 | 212.7267 | 216.9812 | 221.3209 | 225.7473 | 230.2622 | 234.8675 | 239.5648 | 244.3561 | 249.2432 | 254.2281 | 259.3127 | 264.4989 | 269.7889 | 275.1847 | 280.6884 | 286.3021 | 292.0282 | 297.8687 | 303.8261 | 309.9026 | 316.1007 | 322.4227 | 328.8712 | 335.4486 | 342.1576 | 349.0007
| 2029 | $/kW-yr |  | 0 | 0 | 0 | 130.7507 | 133.3657 | 136.033 | 138.7537 | 141.5288 | 144.3594 | 147.2465 | 150.1915 | 153.1953 | 156.2592 | 159.3844 | 162.5721 | 165.8235 | 169.14 | 172.5228 | 175.9732 | 179.4927 | 183.0826 | 186.7442 | 190.4791 | 194.2887 | 198.1745 | 202.1379 | 206.1807 | 210.3043 | 214.5104 | 218.8006 | 223.1766 | 227.6402 | 232.193 | 154.9599 | 158.0591 | 161.2203 | 164.4447 | 167.7336 | 171.0882 | 174.51 | 178.0002 | 181.5602 | 185.1914 | 188.8952 | 192.6731 | 196.5266 | 200.4571 | 204.4663 | 208.5556 | 212.7267 | 216.9812 | 221.3209 | 225.7473 | 230.2622 | 234.8675 | 239.5648 | 244.3561 | 249.2432 | 254.2281 | 259.3127 | 264.4989 | 269.7889 | 275.1847 | 280.6884 | 286.3021 | 292.0282 | 297.8687 | 303.8261 | 309.9026 | 316.1007 | 322.4227 | 328.8712 | 335.4486 | 342.1576 | 349.0007
| 2030 | $/kW-yr |  | 0 | 0 | 0 | 0 | 142.4407 | 145.2896 | 148.1954 | 151.1593 | 154.1824 | 157.2661 | 160.4114 | 163.6196 | 166.892 | 170.2299 | 173.6345 | 177.1072 | 180.6493 | 184.2623 | 187.9475 | 191.7065 | 195.5406 | 199.4514 | 203.4405 | 207.5093 | 211.6595 | 215.8926 | 220.2105 | 224.6147 | 229.107 | 233.6891 | 238.3629 | 243.1302 | 247.9928 | 252.9526 | 158.0591 | 161.2203 | 164.4447 | 167.7336 | 171.0882 | 174.51 | 178.0002 | 181.5602 | 185.1914 | 188.8952 | 192.6731 | 196.5266 | 200.4571 | 204.4663 | 208.5556 | 212.7267 | 216.9812 | 221.3209 | 225.7473 | 230.2622 | 234.8675 | 239.5648 | 244.3561 | 249.2432 | 254.2281 | 259.3127 | 264.4989 | 269.7889 | 275.1847 | 280.6884 | 286.3021 | 292.0282 | 297.8687 | 303.8261 | 309.9026 | 316.1007 | 322.4227 | 328.8712 | 335.4486 | 342.1576 | 349.0007
| 2031 | $/kW-yr |  | 0 | 0 | 0 | 0 | 0 | 155.1759 | 158.2795 | 161.4451 | 164.674 | 167.9674 | 171.3268 | 174.7533 | 178.2484 | 181.8134 | 185.4496 | 189.1586 | 192.9418 | 196.8006 | 200.7366 | 204.7514 | 208.8464 | 213.0233 | 217.2838 | 221.6295 | 226.0621 | 230.5833 | 235.195 | 239.8989 | 244.6968 | 249.5908 | 254.5826 | 259.6742 | 264.8677 | 270.1651 | 275.5684 | 161.2203 | 164.4447 | 167.7336 | 171.0882 | 174.51 | 178.0002 | 181.5602 | 185.1914 | 188.8952 | 192.6731 | 196.5266 | 200.4571 | 204.4663 | 208.5556 | 212.7267 | 216.9812 | 221.3209 | 225.7473 | 230.2622 | 234.8675 | 239.5648 | 244.3561 | 249.2432 | 254.2281 | 259.3127 | 264.4989 | 269.7889 | 275.1847 | 280.6884 | 286.3021 | 292.0282 | 297.8687 | 303.8261 | 309.9026 | 316.1007 | 322.4227 | 328.8712 | 335.4486 | 342.1576 | 349.0007
| 2032 | $/kW-yr |  | 0 | 0 | 0 | 0 | 0 | 0 | 153.948 | 157.0269 | 160.1675 | 163.3708 | 166.6383 | 169.971 | 173.3704 | 176.8378 | 180.3746 | 183.9821 | 187.6617 | 191.415 | 195.2433 | 199.1481 | 203.1311 | 207.1937 | 211.3376 | 215.5643 | 219.8756 | 224.2731 | 228.7586 | 233.3338 | 238.0005 | 242.7605 | 247.6157 | 252.568 | 257.6193 | 262.7717 | 268.0272 | 273.3877 | 164.4447 | 167.7336 | 171.0882 | 174.51 | 178.0002 | 181.5602 | 185.1914 | 188.8952 | 192.6731 | 196.5266 | 200.4571 | 204.4663 | 208.5556 | 212.7267 | 216.9812 | 221.3209 | 225.7473 | 230.2622 | 234.8675 | 239.5648 | 244.3561 | 249.2432 | 254.2281 | 259.3127 | 264.4989 | 269.7889 | 275.1847 | 280.6884 | 286.3021 | 292.0282 | 297.8687 | 303.8261 | 309.9026 | 316.1007 | 322.4227 | 328.8712 | 335.4486 | 342.1576 | 349.0007
| 2033 | $/kW-yr |  | 0 | 0 | 0 | 0 | 0 | 0 | 0 | 152.7297 | 155.7843 | 158.9 | 162.078 | 165.3196 | 168.626 | 171.9985 | 175.4385 | 178.9472 | 182.5262 | 186.1767 | 189.9002 | 193.6982 | 197.5722 | 201.5237 | 205.5541 | 209.6652 | 213.8585 | 218.1357 | 222.4984 | 226.9484 | 231.4873 | 236.1171 | 240.8394 | 245.6562 | 250.5693 | 255.5807 | 260.6923 | 265.9062 | 271.2243 | 167.7336 | 171.0882 | 174.51 | 178.0002 | 181.5602 | 185.1914 | 188.8952 | 192.6731 | 196.5266 | 200.4571 | 204.4663 | 208.5556 | 212.7267 | 216.9812 | 221.3209 | 225.7473 | 230.2622 | 234.8675 | 239.5648 | 244.3561 | 249.2432 | 254.2281 | 259.3127 | 264.4989 | 269.7889 | 275.1847 | 280.6884 | 286.3021 | 292.0282 | 297.8687 | 303.8261 | 309.9026 | 316.1007 | 322.4227 | 328.8712 | 335.4486 | 342.1576 | 349.0007
| 2034 | $/kW-yr |  | 0 | 0 | 0 | 0 | 0 | 0 | 0 | 0 | 151.5211 | 154.5516 | 157.6426 | 160.7954 | 164.0114 | 167.2916 | 170.6374 | 174.0502 | 177.5312 | 181.0818 | 184.7034 | 188.3975 | 192.1654 | 196.0088 | 199.9289 | 203.9275 | 208.0061 | 212.1662 | 216.4095 | 220.7377 | 225.1524 | 229.6555 | 234.2486 | 238.9336 | 243.7122 | 248.5865 | 253.5582 | 258.6294 | 263.802 | 269.078 | 171.0882 | 174.51 | 178.0002 | 181.5602 | 185.1914 | 188.8952 | 192.6731 | 196.5266 | 200.4571 | 204.4663 | 208.5556 | 212.7267 | 216.9812 | 221.3209 | 225.7473 | 230.2622 | 234.8675 | 239.5648 | 244.3561 | 249.2432 | 254.2281 | 259.3127 | 264.4989 | 269.7889 | 275.1847 | 280.6884 | 286.3021 | 292.0282 | 297.8687 | 303.8261 | 309.9026 | 316.1007 | 322.4227 | 328.8712 | 335.4486 | 342.1576 | 349.0007
| 2035 | $/kW-yr |  | 0 | 0 | 0 | 0 | 0 | 0 | 0 | 0 | 0 | 150.3221 | 153.3285 | 156.3951 | 159.523 | 162.7135 | 165.9677 | 169.2871 | 172.6728 | 176.1263 | 179.6488 | 183.2418 | 186.9066 | 190.6448 | 194.4577 | 198.3468 | 202.3138 | 206.36 | 210.4872 | 214.697 | 218.9909 | 223.3707 | 227.8382 | 232.3949 | 237.0428 | 241.7837 | 246.6193 | 251.5517 | 256.5828 | 261.7144 | 266.9487 | 174.51 | 178.0002 | 181.5602 | 185.1914 | 188.8952 | 192.6731 | 196.5266 | 200.4571 | 204.4663 | 208.5556 | 212.7267 | 216.9812 | 221.3209 | 225.7473 | 230.2622 | 234.8675 | 239.5648 | 244.3561 | 249.2432 | 254.2281 | 259.3127 | 264.4989 | 269.7889 | 275.1847 | 280.6884 | 286.3021 | 292.0282 | 297.8687 | 303.8261 | 309.9026 | 316.1007 | 322.4227 | 328.8712 | 335.4486 | 342.1576 | 349.0007
| 2036 | $/kW-yr |  | 0 | 0 | 0 | 0 | 0 | 0 | 0 | 0 | 0 | 0 | 149.1326 | 152.1152 | 155.1575 | 158.2607 | 161.4259 | 164.6544 | 167.9475 | 171.3064 | 174.7326 | 178.2272 | 181.7917 | 185.4276 | 189.1361 | 192.9189 | 196.7772 | 200.7128 | 204.727 | 208.8216 | 212.998 | 217.258 | 221.6031 | 226.0352 | 230.5559 | 235.167 | 239.8704 | 244.6678 | 249.5611 | 254.5523 | 259.6434 | 264.8363 | 178.0002 | 181.5602 | 185.1914 | 188.8952 | 192.6731 | 196.5266 | 200.4571 | 204.4663 | 208.5556 | 212.7267 | 216.9812 | 221.3209 | 225.7473 | 230.2622 | 234.8675 | 239.5648 | 244.3561 | 249.2432 | 254.2281 | 259.3127 | 264.4989 | 269.7889 | 275.1847 | 280.6884 | 286.3021 | 292.0282 | 297.8687 | 303.8261 | 309.9026 | 316.1007 | 322.4227 | 328.8712 | 335.4486 | 342.1576 | 349.0007
| 2037 | $/kW-yr |  | 0 | 0 | 0 | 0 | 0 | 0 | 0 | 0 | 0 | 0 | 0 | 148.7285 | 151.7031 | 154.7372 | 157.8319 | 160.9885 | 164.2083 | 167.4925 | 170.8423 | 174.2592 | 177.7444 | 181.2993 | 184.9252 | 188.6237 | 192.3962 | 196.2441 | 200.169 | 204.1724 | 208.2559 | 212.421 | 216.6694 | 221.0028 | 225.4228 | 229.9313 | 234.5299 | 239.2205 | 244.0049 | 248.885 | 253.8627 | 258.94 | 264.1188 | 181.5602 | 185.1914 | 188.8952 | 192.6731 | 196.5266 | 200.4571 | 204.4663 | 208.5556 | 212.7267 | 216.9812 | 221.3209 | 225.7473 | 230.2622 | 234.8675 | 239.5648 | 244.3561 | 249.2432 | 254.2281 | 259.3127 | 264.4989 | 269.7889 | 275.1847 | 280.6884 | 286.3021 | 292.0282 | 297.8687 | 303.8261 | 309.9026 | 316.1007 | 322.4227 | 328.8712 | 335.4486 | 342.1576 | 349.0007
| 2038 | $/kW-yr |  | 0 | 0 | 0 | 0 | 0 | 0 | 0 | 0 | 0 | 0 | 0 | 0 | 148.3256 | 151.2921 | 154.318 | 157.4043 | 160.5524 | 163.7635 | 167.0387 | 170.3795 | 173.7871 | 177.2628 | 180.8081 | 184.4242 | 188.1127 | 191.875 | 195.7125 | 199.6267 | 203.6193 | 207.6917 | 211.8455 | 216.0824 | 220.404 | 224.8121 | 229.3084 | 233.8945 | 238.5724 | 243.3439 | 248.2108 | 253.175 | 258.2385 | 263.4032 | 185.1914 | 188.8952 | 192.6731 | 196.5266 | 200.4571 | 204.4663 | 208.5556 | 212.7267 | 216.9812 | 221.3209 | 225.7473 | 230.2622 | 234.8675 | 239.5648 | 244.3561 | 249.2432 | 254.2281 | 259.3127 | 264.4989 | 269.7889 | 275.1847 | 280.6884 | 286.3021 | 292.0282 | 297.8687 | 303.8261 | 309.9026 | 316.1007 | 322.4227 | 328.8712 | 335.4486 | 342.1576 | 349.0007
| 2039 | $/kW-yr |  | 0 | 0 | 0 | 0 | 0 | 0 | 0 | 0 | 0 | 0 | 0 | 0 | 0 | 147.9238 | 150.8822 | 153.8999 | 156.9779 | 160.1174 | 163.3198 | 166.5862 | 169.9179 | 173.3163 | 176.7826 | 180.3183 | 183.9246 | 187.6031 | 191.3552 | 195.1823 | 199.0859 | 203.0676 | 207.129 | 211.2716 | 215.497 | 219.8069 | 224.2031 | 228.6871 | 233.2609 | 237.9261 | 242.6846 | 247.5383 | 252.4891 | 257.5389 | 262.6896 | 188.8952 | 192.6731 | 196.5266 | 200.4571 | 204.4663 | 208.5556 | 212.7267 | 216.9812 | 221.3209 | 225.7473 | 230.2622 | 234.8675 | 239.5648 | 244.3561 | 249.2432 | 254.2281 | 259.3127 | 264.4989 | 269.7889 | 275.1847 | 280.6884 | 286.3021 | 292.0282 | 297.8687 | 303.8261 | 309.9026 | 316.1007 | 322.4227 | 328.8712 | 335.4486 | 342.1576 | 349.0007
| 2040 | $/kW-yr |  | 0 | 0 | 0 | 0 | 0 | 0 | 0 | 0 | 0 | 0 | 0 | 0 | 0 | 0 | 147.523 | 150.4735 | 153.483 | 156.5526 | 159.6837 | 162.8773 | 166.1349 | 169.4576 | 172.8467 | 176.3037 | 179.8297 | 183.4263 | 187.0949 | 190.8368 | 194.6535 | 198.5466 | 202.5175 | 206.5679 | 210.6992 | 214.9132 | 219.2115 | 223.5957 | 228.0676 | 232.629 | 237.2815 | 242.0272 | 246.8677 | 251.8051 | 256.8412 | 261.978 | 192.6731 | 196.5266 | 200.4571 | 204.4663 | 208.5556 | 212.7267 | 216.9812 | 221.3209 | 225.7473 | 230.2622 | 234.8675 | 239.5648 | 244.3561 | 249.2432 | 254.2281 | 259.3127 | 264.4989 | 269.7889 | 275.1847 | 280.6884 | 286.3021 | 292.0282 | 297.8687 | 303.8261 | 309.9026 | 316.1007 | 322.4227 | 328.8712 | 335.4486 | 342.1576 | 349.0007
| 2041 | $/kW-yr |  | 0 | 0 | 0 | 0 | 0 | 0 | 0 | 0 | 0 | 0 | 0 | 0 | 0 | 0 | 0 | 147.1234 | 150.0658 | 153.0671 | 156.1285 | 159.2511 | 162.4361 | 165.6848 | 168.9985 | 172.3785 | 175.826 | 179.3426 | 182.9294 | 186.588 | 190.3198 | 194.1262 | 198.0087 | 201.9689 | 206.0082 | 210.1284 | 214.331 | 218.6176 | 222.9899 | 227.4497 | 231.9987 | 236.6387 | 241.3715 | 246.1989 | 251.1229 | 256.1453 | 261.2682 | 196.5266 | 200.4571 | 204.4663 | 208.5556 | 212.7267 | 216.9812 | 221.3209 | 225.7473 | 230.2622 | 234.8675 | 239.5648 | 244.3561 | 249.2432 | 254.2281 | 259.3127 | 264.4989 | 269.7889 | 275.1847 | 280.6884 | 286.3021 | 292.0282 | 297.8687 | 303.8261 | 309.9026 | 316.1007 | 322.4227 | 328.8712 | 335.4486 | 342.1576 | 349.0007
| 2042 | $/kW-yr |  | 0 | 0 | 0 | 0 | 0 | 0 | 0 | 0 | 0 | 0 | 0 | 0 | 0 | 0 | 0 | 0 | 146.8389 | 149.7757 | 152.7712 | 155.8267 | 158.9432 | 162.1221 | 165.3645 | 168.6718 | 172.0452 | 175.4861 | 178.9959 | 182.5758 | 186.2273 | 189.9518 | 193.7509 | 197.6259 | 201.5784 | 205.61 | 209.7222 | 213.9166 | 218.1949 | 222.5588 | 227.01 | 231.5502 | 236.1812 | 240.9049 | 245.723 | 250.6374 | 255.6502 | 260.7632 | 200.4571 | 204.4663 | 208.5556 | 212.7267 | 216.9812 | 221.3209 | 225.7473 | 230.2622 | 234.8675 | 239.5648 | 244.3561 | 249.2432 | 254.2281 | 259.3127 | 264.4989 | 269.7889 | 275.1847 | 280.6884 | 286.3021 | 292.0282 | 297.8687 | 303.8261 | 309.9026 | 316.1007 | 322.4227 | 328.8712 | 335.4486 | 342.1576 | 349.0007
| 2043 | $/kW-yr |  | 0 | 0 | 0 | 0 | 0 | 0 | 0 | 0 | 0 | 0 | 0 | 0 | 0 | 0 | 0 | 0 | 0 | 146.5551 | 149.4862 | 152.4759 | 155.5254 | 158.6359 | 161.8086 | 165.0448 | 168.3457 | 171.7126 | 175.1469 | 178.6498 | 182.2228 | 185.8673 | 189.5846 | 193.3763 | 197.2438 | 201.1887 | 205.2125 | 209.3167 | 213.5031 | 217.7731 | 222.1286 | 226.5712 | 231.1026 | 235.7246 | 240.4391 | 245.2479 | 250.1529 | 255.1559 | 260.2591 | 204.4663 | 208.5556 | 212.7267 | 216.9812 | 221.3209 | 225.7473 | 230.2622 | 234.8675 | 239.5648 | 244.3561 | 249.2432 | 254.2281 | 259.3127 | 264.4989 | 269.7889 | 275.1847 | 280.6884 | 286.3021 | 292.0282 | 297.8687 | 303.8261 | 309.9026 | 316.1007 | 322.4227 | 328.8712 | 335.4486 | 342.1576 | 349.0007
| 2044 | $/kW-yr |  | 0 | 0 | 0 | 0 | 0 | 0 | 0 | 0 | 0 | 0 | 0 | 0 | 0 | 0 | 0 | 0 | 0 | 0 | 146.2718 | 149.1972 | 152.1811 | 155.2248 | 158.3293 | 161.4958 | 164.7258 | 168.0203 | 171.3807 | 174.8083 | 178.3045 | 181.8705 | 185.508 | 189.2181 | 193.0025 | 196.8625 | 200.7998 | 204.8158 | 208.9121 | 213.0903 | 217.3521 | 221.6992 | 226.1332 | 230.6558 | 235.2689 | 239.9743 | 244.7738 | 249.6693 | 254.6627 | 259.7559 | 208.5556 | 212.7267 | 216.9812 | 221.3209 | 225.7473 | 230.2622 | 234.8675 | 239.5648 | 244.3561 | 249.2432 | 254.2281 | 259.3127 | 264.4989 | 269.7889 | 275.1847 | 280.6884 | 286.3021 | 292.0282 | 297.8687 | 303.8261 | 309.9026 | 316.1007 | 322.4227 | 328.8712 | 335.4486 | 342.1576 | 349.0007
| 2045 | $/kW-yr |  | 0 | 0 | 0 | 0 | 0 | 0 | 0 | 0 | 0 | 0 | 0 | 0 | 0 | 0 | 0 | 0 | 0 | 0 | 0 | 145.989 | 148.9088 | 151.8869 | 154.9247 | 158.0232 | 161.1836 | 164.4073 | 167.6955 | 171.0494 | 174.4703 | 177.9598 | 181.5189 | 185.1493 | 188.8523 | 192.6294 | 196.4819 | 200.4116 | 204.4198 | 208.5082 | 212.6784 | 216.9319 | 221.2706 | 225.696 | 230.2099 | 234.8141 | 239.5104 | 244.3006 | 249.1866 | 254.1704 | 259.2538 | 212.7267 | 216.9812 | 221.3209 | 225.7473 | 230.2622 | 234.8675 | 239.5648 | 244.3561 | 249.2432 | 254.2281 | 259.3127 | 264.4989 | 269.7889 | 275.1847 | 280.6884 | 286.3021 | 292.0282 | 297.8687 | 303.8261 | 309.9026 | 316.1007 | 322.4227 | 328.8712 | 335.4486 | 342.1576 | 349.0007
| 2046 | $/kW-yr |  | 0 | 0 | 0 | 0 | 0 | 0 | 0 | 0 | 0 | 0 | 0 | 0 | 0 | 0 | 0 | 0 | 0 | 0 | 0 | 0 | 145.7058 | 148.62 | 151.5924 | 154.6242 | 157.7167 | 160.871 | 164.0884 | 167.3702 | 170.7176 | 174.132 | 177.6146 | 181.1669 | 184.7902 | 188.486 | 192.2558 | 196.1009 | 200.0229 | 204.0234 | 208.1038 | 212.2659 | 216.5112 | 220.8414 | 225.2583 | 229.7634 | 234.3587 | 239.0459 | 243.8268 | 248.7033 | 253.6774 | 258.7509 | 216.9812 | 221.3209 | 225.7473 | 230.2622 | 234.8675 | 239.5648 | 244.3561 | 249.2432 | 254.2281 | 259.3127 | 264.4989 | 269.7889 | 275.1847 | 280.6884 | 286.3021 | 292.0282 | 297.8687 | 303.8261 | 309.9026 | 316.1007 | 322.4227 | 328.8712 | 335.4486 | 342.1576 | 349.0007
| 2047 | $/kW-yr |  | 0 | 0 | 0 | 0 | 0 | 0 | 0 | 0 | 0 | 0 | 0 | 0 | 0 | 0 | 0 | 0 | 0 | 0 | 0 | 0 | 0 | 145.4229 | 148.3314 | 151.298 | 154.324 | 157.4105 | 160.5587 | 163.7699 | 167.0453 | 170.3862 | 173.7939 | 177.2698 | 180.8152 | 184.4315 | 188.1201 | 191.8825 | 195.7201 | 199.6345 | 203.6272 | 207.6998 | 211.8538 | 216.0909 | 220.4127 | 224.8209 | 229.3173 | 233.9037 | 238.5818 | 243.3534 | 248.2205 | 253.1849 | 258.2486 | 221.3209 | 225.7473 | 230.2622 | 234.8675 | 239.5648 | 244.3561 | 249.2432 | 254.2281 | 259.3127 | 264.4989 | 269.7889 | 275.1847 | 280.6884 | 286.3021 | 292.0282 | 297.8687 | 303.8261 | 309.9026 | 316.1007 | 322.4227 | 328.8712 | 335.4486 | 342.1576 | 349.0007
| 2048 | $/kW-yr |  | 0 | 0 | 0 | 0 | 0 | 0 | 0 | 0 | 0 | 0 | 0 | 0 | 0 | 0 | 0 | 0 | 0 | 0 | 0 | 0 | 0 | 0 | 145.1399 | 148.0427 | 151.0035 | 154.0236 | 157.1041 | 160.2462 | 163.4511 | 166.7201 | 170.0545 | 173.4556 | 176.9247 | 180.4632 | 184.0725 | 187.7539 | 191.509 | 195.3392 | 199.246 | 203.2309 | 207.2955 | 211.4414 | 215.6702 | 219.9836 | 224.3833 | 228.871 | 233.4484 | 238.1174 | 242.8797 | 247.7373 | 252.6921 | 257.7459 | 225.7473 | 230.2622 | 234.8675 | 239.5648 | 244.3561 | 249.2432 | 254.2281 | 259.3127 | 264.4989 | 269.7889 | 275.1847 | 280.6884 | 286.3021 | 292.0282 | 297.8687 | 303.8261 | 309.9026 | 316.1007 | 322.4227 | 328.8712 | 335.4486 | 342.1576 | 349.0007
| 2049 | $/kW-yr |  | 0 | 0 | 0 | 0 | 0 | 0 | 0 | 0 | 0 | 0 | 0 | 0 | 0 | 0 | 0 | 0 | 0 | 0 | 0 | 0 | 0 | 0 | 0 | 144.8569 | 147.7541 | 150.7092 | 153.7233 | 156.7978 | 159.9338 | 163.1324 | 166.3951 | 169.723 | 173.1175 | 176.5798 | 180.1114 | 183.7136 | 187.3879 | 191.1357 | 194.9584 | 198.8575 | 202.8347 | 206.8914 | 211.0292 | 215.2498 | 219.5548 | 223.9459 | 228.4248 | 232.9933 | 237.6532 | 242.4062 | 247.2544 | 252.1994 | 257.2434 | 230.2622 | 234.8675 | 239.5648 | 244.3561 | 249.2432 | 254.2281 | 259.3127 | 264.4989 | 269.7889 | 275.1847 | 280.6884 | 286.3021 | 292.0282 | 297.8687 | 303.8261 | 309.9026 | 316.1007 | 322.4227 | 328.8712 | 335.4486 | 342.1576 | 349.0007
| 2050 | $/kW-yr |  | 0 | 0 | 0 | 0 | 0 | 0 | 0 | 0 | 0 | 0 | 0 | 0 | 0 | 0 | 0 | 0 | 0 | 0 | 0 | 0 | 0 | 0 | 0 | 0 | 144.5739 | 147.4654 | 150.4147 | 153.423 | 156.4915 | 159.6213 | 162.8137 | 166.07 | 169.3914 | 172.7792 | 176.2348 | 179.7595 | 183.3547 | 187.0218 | 190.7622 | 194.5775 | 198.469 | 202.4384 | 206.4872 | 210.6169 | 214.8292 | 219.1258 | 223.5083 | 227.9785 | 232.5381 | 237.1888 | 241.9326 | 246.7713 | 251.7067 | 256.7408 | 234.8675 | 239.5648 | 244.3561 | 249.2432 | 254.2281 | 259.3127 | 264.4989 | 269.7889 | 275.1847 | 280.6884 | 286.3021 | 292.0282 | 297.8687 | 303.8261 | 309.9026 | 316.1007 | 322.4227 | 328.8712 | 335.4486 | 342.1576 | 349.0007
| 2051 | $/kW-yr |  | 0 | 0 | 0 | 0 | 0 | 0 | 0 | 0 | 0 | 0 | 0 | 0 | 0 | 0 | 0 | 0 | 0 | 0 | 0 | 0 | 0 | 0 | 0 | 0 | 0 | 144.2909 | 147.1768 | 150.1203 | 153.1227 | 156.1852 | 159.3089 | 162.495 | 165.7449 | 169.0598 | 172.441 | 175.8899 | 179.4077 | 182.9958 | 186.6557 | 190.3888 | 194.1966 | 198.0806 | 202.0422 | 206.083 | 210.2047 | 214.4088 | 218.6969 | 223.0709 | 227.5323 | 232.0829 | 236.7246 | 241.4591 | 246.2883 | 251.214 | 256.2383 | 239.5648 | 244.3561 | 249.2432 | 254.2281 | 259.3127 | 264.4989 | 269.7889 | 275.1847 | 280.6884 | 286.3021 | 292.0282 | 297.8687 | 303.8261 | 309.9026 | 316.1007 | 322.4227 | 328.8712 | 335.4486 | 342.1576 | 349.0007
| 2052 | $/kW-yr |  | 0 | 0 | 0 | 0 | 0 | 0 | 0 | 0 | 0 | 0 | 0 | 0 | 0 | 0 | 0 | 0 | 0 | 0 | 0 | 0 | 0 | 0 | 0 | 0 | 0 | 0 | 144.0079 | 146.8881 | 149.8259 | 152.8224 | 155.8788 | 158.9964 | 162.1763 | 165.4199 | 168.7283 | 172.1028 | 175.5449 | 179.0558 | 182.6369 | 186.2896 | 190.0154 | 193.8157 | 197.692 | 201.6459 | 205.6788 | 209.7924 | 213.9882 | 218.268 | 222.6334 | 227.086 | 231.6277 | 236.2603 | 240.9855 | 245.8052 | 250.7213 | 255.7357 | 244.3561 | 249.2432 | 254.2281 | 259.3127 | 264.4989 | 269.7889 | 275.1847 | 280.6884 | 286.3021 | 292.0282 | 297.8687 | 303.8261 | 309.9026 | 316.1007 | 322.4227 | 328.8712 | 335.4486 | 342.1576 | 349.0007
| 2053 | $/kW-yr |  | 0 | 0 | 0 | 0 | 0 | 0 | 0 | 0 | 0 | 0 | 0 | 0 | 0 | 0 | 0 | 0 | 0 | 0 | 0 | 0 | 0 | 0 | 0 | 0 | 0 | 0 | 0 | 143.725 | 146.5995 | 149.5314 | 152.5221 | 155.5725 | 158.684 | 161.8576 | 165.0948 | 168.3967 | 171.7646 | 175.1999 | 178.7039 | 182.278 | 185.9236 | 189.642 | 193.4349 | 197.3036 | 201.2496 | 205.2746 | 209.3801 | 213.5677 | 217.8391 | 222.1959 | 226.6398 | 231.1726 | 235.796 | 240.512 | 245.3222 | 250.2286 | 255.2332 | 249.2432 | 254.2281 | 259.3127 | 264.4989 | 269.7889 | 275.1847 | 280.6884 | 286.3021 | 292.0282 | 297.8687 | 303.8261 | 309.9026 | 316.1007 | 322.4227 | 328.8712 | 335.4486 | 342.1576 | 349.0007
Step 1b: Calculate Storage Levelized Fixed Cost by Installation Year, Including Replacement ($/nameplate kW-yr)
This reflects the levelized cost for a new storage in a specific year, intended to serve as a proxy for a long-term cost-based PPA assumed to escalate at inflation
This is not the deferral value for a solar resource in a specific year - see Step 2
Storage Levelized Fixed Cost ($/kW-yr)
| 2026 | $/kW-yr |  | 391.9811 | 399.8207 | 407.8171 | 415.9735 | 424.293 | 432.7788 | 441.4344 | 450.2631 | 459.2683 | 468.4537 | 477.8228 | 487.3792 | 497.1268 | 507.0694 | 517.2107 | 527.555 | 538.1061 | 548.8682 | 559.8455 | 571.0425 | 370.7093 | 378.1235 | 385.6859 | 393.3997 | 401.2676 | 409.293 | 417.4789 | 425.8284 | 434.345 | 443.0319 | 451.8925 | 460.9304 | 470.149 | 479.552 | 489.143 | 498.9259 | 508.9044 | 519.0825 | 529.4641 | 540.0534 | 477.6561 | 487.2092 | 496.9534 | 506.8924 | 517.0303 | 527.3709 | 537.9183 | 548.6767 | 559.6502 | 570.8432 | 582.2601 | 593.9053 | 605.7834 | 617.899 | 630.257 | 642.8622 | 655.7194 | 668.8338 | 682.2105 | 695.8547 | 709.7718 | 723.9672 | 738.4466 | 753.2155 | 768.2798 | 783.6454 | 799.3183 | 815.3047 | 831.6108 | 848.243 | 865.2078 | 882.512 | 900.1622 | 918.1655 | 936.5288
| 2027 | $/kW-yr |  | 0 | 395.5531 | 403.4642 | 411.5335 | 419.7641 | 428.1594 | 436.7226 | 445.4571 | 454.3662 | 463.4535 | 472.7226 | 482.177 | 491.8206 | 501.657 | 511.6901 | 521.9239 | 532.3624 | 543.0097 | 553.8699 | 564.9473 | 576.2462 | 372.2049 | 379.649 | 387.242 | 394.9869 | 402.8866 | 410.9443 | 419.1632 | 427.5465 | 436.0974 | 444.8193 | 453.7157 | 462.79 | 472.0458 | 481.4868 | 491.1165 | 500.9388 | 510.9576 | 521.1768 | 531.6003 | 542.2323 | 487.2092 | 496.9534 | 506.8924 | 517.0303 | 527.3709 | 537.9183 | 548.6767 | 559.6502 | 570.8432 | 582.2601 | 593.9053 | 605.7834 | 617.899 | 630.257 | 642.8622 | 655.7194 | 668.8338 | 682.2105 | 695.8547 | 709.7718 | 723.9672 | 738.4466 | 753.2155 | 768.2798 | 783.6454 | 799.3183 | 815.3047 | 831.6108 | 848.243 | 865.2078 | 882.512 | 900.1622 | 918.1655 | 936.5288
| 2028 | $/kW-yr |  | 0 | 0 | 399.1577 | 407.1408 | 415.2837 | 423.5893 | 432.0611 | 440.7023 | 449.5164 | 458.5067 | 467.6768 | 477.0304 | 486.571 | 496.3024 | 506.2285 | 516.353 | 526.6801 | 537.2137 | 547.958 | 558.9171 | 570.0955 | 581.4974 | 373.6988 | 381.1728 | 388.7962 | 396.5721 | 404.5036 | 412.5937 | 420.8455 | 429.2624 | 437.8477 | 446.6046 | 455.5367 | 464.6475 | 473.9404 | 483.4192 | 493.0876 | 502.9494 | 513.0084 | 523.2685 | 533.7339 | 544.4086 | 496.9534 | 506.8924 | 517.0303 | 527.3709 | 537.9183 | 548.6767 | 559.6502 | 570.8432 | 582.2601 | 593.9053 | 605.7834 | 617.899 | 630.257 | 642.8622 | 655.7194 | 668.8338 | 682.2105 | 695.8547 | 709.7718 | 723.9672 | 738.4466 | 753.2155 | 768.2798 | 783.6454 | 799.3183 | 815.3047 | 831.6108 | 848.243 | 865.2078 | 882.512 | 900.1622 | 918.1655 | 936.5288
| 2029 | $/kW-yr |  | 0 | 0 | 0 | 344.4295 | 351.3181 | 358.3445 | 365.5114 | 372.8216 | 380.278 | 387.8836 | 395.6413 | 403.5541 | 411.6252 | 419.8577 | 428.2548 | 436.8199 | 445.5563 | 454.4674 | 463.5568 | 472.8279 | 482.2845 | 491.9302 | 501.7688 | 375.1938 | 382.6977 | 390.3517 | 398.1587 | 406.1219 | 414.2443 | 422.5292 | 430.9798 | 439.5994 | 448.3914 | 457.3592 | 466.5064 | 475.8365 | 485.3532 | 495.0603 | 504.9615 | 515.0607 | 525.362 | 535.8692 | 546.5866 | 506.8924 | 517.0303 | 527.3709 | 537.9183 | 548.6767 | 559.6502 | 570.8432 | 582.2601 | 593.9053 | 605.7834 | 617.899 | 630.257 | 642.8622 | 655.7194 | 668.8338 | 682.2105 | 695.8547 | 709.7718 | 723.9672 | 738.4466 | 753.2155 | 768.2798 | 783.6454 | 799.3183 | 815.3047 | 831.6108 | 848.243 | 865.2078 | 882.512 | 900.1622 | 918.1655 | 936.5288
| 2030 | $/kW-yr |  | 0 | 0 | 0 | 0 | 297.2051 | 303.1492 | 309.2122 | 315.3964 | 321.7043 | 328.1384 | 334.7012 | 341.3952 | 348.2231 | 355.1876 | 362.2913 | 369.5372 | 376.9279 | 384.4665 | 392.1558 | 399.9989 | 407.9989 | 416.1589 | 424.4821 | 432.9717 | 376.6881 | 384.2219 | 391.9063 | 399.7444 | 407.7393 | 415.8941 | 424.212 | 432.6962 | 441.3501 | 450.1771 | 459.1807 | 468.3643 | 477.7316 | 487.2862 | 497.0319 | 506.9726 | 517.112 | 527.4543 | 538.0034 | 548.7634 | 517.0303 | 527.3709 | 537.9183 | 548.6767 | 559.6502 | 570.8432 | 582.2601 | 593.9053 | 605.7834 | 617.899 | 630.257 | 642.8622 | 655.7194 | 668.8338 | 682.2105 | 695.8547 | 709.7718 | 723.9672 | 738.4466 | 753.2155 | 768.2798 | 783.6454 | 799.3183 | 815.3047 | 831.6108 | 848.243 | 865.2078 | 882.512 | 900.1622 | 918.1655 | 936.5288
| 2031 | $/kW-yr |  | 0 | 0 | 0 | 0 | 0 | 256.4556 | 261.5847 | 266.8164 | 272.1527 | 277.5957 | 283.1477 | 288.8106 | 294.5868 | 300.4786 | 306.4881 | 312.6179 | 318.8703 | 325.2477 | 331.7526 | 338.3877 | 345.1554 | 352.0585 | 359.0997 | 366.2817 | 373.6073 | 378.1829 | 385.7465 | 393.4615 | 401.3307 | 409.3573 | 417.5445 | 425.8954 | 434.4133 | 443.1015 | 451.9636 | 461.0028 | 470.2229 | 479.6273 | 489.2199 | 499.0043 | 508.9844 | 519.1641 | 529.5473 | 540.1383 | 550.941 | 527.3709 | 537.9183 | 548.6767 | 559.6502 | 570.8432 | 582.2601 | 593.9053 | 605.7834 | 617.899 | 630.257 | 642.8622 | 655.7194 | 668.8338 | 682.2105 | 695.8547 | 709.7718 | 723.9672 | 738.4466 | 753.2155 | 768.2798 | 783.6454 | 799.3183 | 815.3047 | 831.6108 | 848.243 | 865.2078 | 882.512 | 900.1622 | 918.1655 | 936.5288
| 2032 | $/kW-yr |  | 0 | 0 | 0 | 0 | 0 | 0 | 257.6334 | 262.7861 | 268.0418 | 273.4027 | 278.8707 | 284.4481 | 290.1371 | 295.9398 | 301.8586 | 307.8958 | 314.0537 | 320.3348 | 326.7415 | 333.2763 | 339.9418 | 346.7407 | 353.6755 | 360.749 | 367.964 | 375.3233 | 379.6773 | 387.2709 | 395.0163 | 402.9166 | 410.9749 | 419.1944 | 427.5783 | 436.1299 | 444.8525 | 453.7495 | 462.8245 | 472.081 | 481.5226 | 491.1531 | 500.9762 | 510.9957 | 521.2156 | 531.6399 | 542.2727 | 553.1182 | 537.9183 | 548.6767 | 559.6502 | 570.8432 | 582.2601 | 593.9053 | 605.7834 | 617.899 | 630.257 | 642.8622 | 655.7194 | 668.8338 | 682.2105 | 695.8547 | 709.7718 | 723.9672 | 738.4466 | 753.2155 | 768.2798 | 783.6454 | 799.3183 | 815.3047 | 831.6108 | 848.243 | 865.2078 | 882.512 | 900.1622 | 918.1655 | 936.5288
| 2033 | $/kW-yr |  | 0 | 0 | 0 | 0 | 0 | 0 | 0 | 258.8167 | 263.993 | 269.2729 | 274.6584 | 280.1515 | 285.7545 | 291.4696 | 297.299 | 303.245 | 309.3099 | 315.4961 | 321.806 | 328.2422 | 334.807 | 341.5031 | 348.3332 | 355.2999 | 362.4059 | 369.654 | 377.0471 | 381.172 | 388.7954 | 396.5713 | 404.5028 | 412.5928 | 420.8447 | 429.2616 | 437.8468 | 446.6037 | 455.5358 | 464.6465 | 473.9395 | 483.4182 | 493.0866 | 502.9483 | 513.0073 | 523.2675 | 533.7328 | 544.4075 | 555.2956 | 548.6767 | 559.6502 | 570.8432 | 582.2601 | 593.9053 | 605.7834 | 617.899 | 630.257 | 642.8622 | 655.7194 | 668.8338 | 682.2105 | 695.8547 | 709.7718 | 723.9672 | 738.4466 | 753.2155 | 768.2798 | 783.6454 | 799.3183 | 815.3047 | 831.6108 | 848.243 | 865.2078 | 882.512 | 900.1622 | 918.1655 | 936.5288
| 2034 | $/kW-yr |  | 0 | 0 | 0 | 0 | 0 | 0 | 0 | 0 | 260.0054 | 265.2055 | 270.5096 | 275.9198 | 281.4382 | 287.067 | 292.8083 | 298.6645 | 304.6378 | 310.7305 | 316.9451 | 323.284 | 329.7497 | 336.3447 | 343.0716 | 349.933 | 356.9317 | 364.0703 | 371.3517 | 378.7788 | 382.6665 | 390.3198 | 398.1262 | 406.0887 | 414.2105 | 422.4947 | 430.9446 | 439.5635 | 448.3548 | 457.3219 | 466.4683 | 475.7977 | 485.3136 | 495.0199 | 504.9203 | 515.0187 | 525.3191 | 535.8255 | 546.542 | 557.4728 | 559.6502 | 570.8432 | 582.2601 | 593.9053 | 605.7834 | 617.899 | 630.257 | 642.8622 | 655.7194 | 668.8338 | 682.2105 | 695.8547 | 709.7718 | 723.9672 | 738.4466 | 753.2155 | 768.2798 | 783.6454 | 799.3183 | 815.3047 | 831.6108 | 848.243 | 865.2078 | 882.512 | 900.1622 | 918.1655 | 936.5288
| 2035 | $/kW-yr |  | 0 | 0 | 0 | 0 | 0 | 0 | 0 | 0 | 0 | 261.1996 | 266.4236 | 271.752 | 277.1871 | 282.7308 | 288.3854 | 294.1531 | 300.0362 | 306.0369 | 312.1577 | 318.4008 | 324.7688 | 331.2642 | 337.8895 | 344.6473 | 351.5402 | 358.571 | 365.7425 | 373.0573 | 380.5185 | 384.1611 | 391.8443 | 399.6812 | 407.6748 | 415.8283 | 424.1449 | 432.6278 | 441.2804 | 450.106 | 459.1081 | 468.2903 | 477.6561 | 487.2092 | 496.9534 | 506.8924 | 517.0303 | 527.3709 | 537.9183 | 548.6767 | 559.6502 | 570.8432 | 582.2601 | 593.9053 | 605.7834 | 617.899 | 630.257 | 642.8622 | 655.7194 | 668.8338 | 682.2105 | 695.8547 | 709.7718 | 723.9672 | 738.4466 | 753.2155 | 768.2798 | 783.6454 | 799.3183 | 815.3047 | 831.6108 | 848.243 | 865.2078 | 882.512 | 900.1622 | 918.1655 | 936.5288
| 2036 | $/kW-yr |  | 0 | 0 | 0 | 0 | 0 | 0 | 0 | 0 | 0 | 0 | 262.3992 | 267.6472 | 273.0002 | 278.4602 | 284.0294 | 289.7099 | 295.5041 | 301.4142 | 307.4425 | 313.5914 | 319.8632 | 326.2605 | 332.7857 | 339.4414 | 346.2302 | 353.1548 | 360.2179 | 367.4223 | 374.7707 | 382.2661 | 391.8443 | 399.6812 | 407.6748 | 415.8283 | 424.1449 | 432.6278 | 441.2804 | 450.106 | 459.1081 | 468.2903 | 477.6561 | 487.2092 | 496.9534 | 506.8924 | 517.0303 | 527.3709 | 537.9183 | 548.6767 | 559.6502 | 570.8432 | 582.2601 | 593.9053 | 605.7834 | 617.899 | 630.257 | 642.8622 | 655.7194 | 668.8338 | 682.2105 | 695.8547 | 709.7718 | 723.9672 | 738.4466 | 753.2155 | 768.2798 | 783.6454 | 799.3183 | 815.3047 | 831.6108 | 848.243 | 865.2078 | 882.512 | 900.1622 | 918.1655 | 936.5288
| 2037 | $/kW-yr |  | 0 | 0 | 0 | 0 | 0 | 0 | 0 | 0 | 0 | 0 | 0 | 280.0365 | 285.6372 | 291.35 | 297.177 | 303.1205 | 309.1829 | 315.3666 | 321.6739 | 328.1074 | 334.6696 | 341.3629 | 348.1902 | 355.154 | 362.2571 | 369.5022 | 376.8923 | 384.4301 | 392.1187 | 399.9611 | 407.9603 | 399.6812 | 407.6748 | 415.8283 | 424.1449 | 432.6278 | 441.2804 | 450.106 | 459.1081 | 468.2903 | 477.6561 | 487.2092 | 496.9534 | 506.8924 | 517.0303 | 527.3709 | 537.9183 | 548.6767 | 559.6502 | 570.8432 | 582.2601 | 593.9053 | 605.7834 | 617.899 | 630.257 | 642.8622 | 655.7194 | 668.8338 | 682.2105 | 695.8547 | 709.7718 | 723.9672 | 738.4466 | 753.2155 | 768.2798 | 783.6454 | 799.3183 | 815.3047 | 831.6108 | 848.243 | 865.2078 | 882.512 | 900.1622 | 918.1655 | 936.5288
| 2038 | $/kW-yr |  | 0 | 0 | 0 | 0 | 0 | 0 | 0 | 0 | 0 | 0 | 0 | 0 | 298.8593 | 304.8365 | 310.9332 | 317.1519 | 323.4949 | 329.9648 | 336.5641 | 343.2954 | 350.1613 | 357.1645 | 364.3078 | 371.594 | 379.0259 | 386.6064 | 394.3385 | 402.2253 | 410.2698 | 418.4752 | 426.8447 | 435.3816 | 407.6748 | 415.8283 | 424.1449 | 432.6278 | 441.2804 | 450.106 | 459.1081 | 468.2903 | 477.6561 | 487.2092 | 496.9534 | 506.8924 | 517.0303 | 527.3709 | 537.9183 | 548.6767 | 559.6502 | 570.8432 | 582.2601 | 593.9053 | 605.7834 | 617.899 | 630.257 | 642.8622 | 655.7194 | 668.8338 | 682.2105 | 695.8547 | 709.7718 | 723.9672 | 738.4466 | 753.2155 | 768.2798 | 783.6454 | 799.3183 | 815.3047 | 831.6108 | 848.243 | 865.2078 | 882.512 | 900.1622 | 918.1655 | 936.5288
| 2039 | $/kW-yr |  | 0 | 0 | 0 | 0 | 0 | 0 | 0 | 0 | 0 | 0 | 0 | 0 | 0 | 318.9473 | 325.3262 | 331.8327 | 338.4694 | 345.2388 | 352.1436 | 359.1864 | 366.3702 | 373.6976 | 381.1715 | 388.7949 | 396.5708 | 404.5023 | 412.5923 | 420.8442 | 429.261 | 437.8463 | 446.6032 | 455.5352 | 464.6459 | 415.8283 | 424.1449 | 432.6278 | 441.2804 | 450.106 | 459.1081 | 468.2903 | 477.6561 | 487.2092 | 496.9534 | 506.8924 | 517.0303 | 527.3709 | 537.9183 | 548.6767 | 559.6502 | 570.8432 | 582.2601 | 593.9053 | 605.7834 | 617.899 | 630.257 | 642.8622 | 655.7194 | 668.8338 | 682.2105 | 695.8547 | 709.7718 | 723.9672 | 738.4466 | 753.2155 | 768.2798 | 783.6454 | 799.3183 | 815.3047 | 831.6108 | 848.243 | 865.2078 | 882.512 | 900.1622 | 918.1655 | 936.5288
| 2040 | $/kW-yr |  | 0 | 0 | 0 | 0 | 0 | 0 | 0 | 0 | 0 | 0 | 0 | 0 | 0 | 0 | 340.3855 | 347.1932 | 354.137 | 361.2198 | 368.4442 | 375.8131 | 383.3293 | 390.9959 | 398.8158 | 406.7921 | 414.928 | 423.2265 | 431.6911 | 440.3249 | 449.1314 | 458.114 | 467.2763 | 476.6218 | 486.1543 | 495.8773 | 424.1449 | 432.6278 | 441.2804 | 450.106 | 459.1081 | 468.2903 | 477.6561 | 487.2092 | 496.9534 | 506.8924 | 517.0303 | 527.3709 | 537.9183 | 548.6767 | 559.6502 | 570.8432 | 582.2601 | 593.9053 | 605.7834 | 617.899 | 630.257 | 642.8622 | 655.7194 | 668.8338 | 682.2105 | 695.8547 | 709.7718 | 723.9672 | 738.4466 | 753.2155 | 768.2798 | 783.6454 | 799.3183 | 815.3047 | 831.6108 | 848.243 | 865.2078 | 882.512 | 900.1622 | 918.1655 | 936.5288
| 2041 | $/kW-yr |  | 0 | 0 | 0 | 0 | 0 | 0 | 0 | 0 | 0 | 0 | 0 | 0 | 0 | 0 | 0 | 363.2646 | 370.5299 | 377.9405 | 385.4993 | 393.2093 | 401.0735 | 409.095 | 417.2769 | 425.6224 | 434.1349 | 442.8176 | 451.6739 | 460.7074 | 469.9215 | 479.32 | 488.9064 | 498.6845 | 508.6582 | 518.8313 | 529.208 | 432.6278 | 441.2804 | 450.106 | 459.1081 | 468.2903 | 477.6561 | 487.2092 | 496.9534 | 506.8924 | 517.0303 | 527.3709 | 537.9183 | 548.6767 | 559.6502 | 570.8432 | 582.2601 | 593.9053 | 605.7834 | 617.899 | 630.257 | 642.8622 | 655.7194 | 668.8338 | 682.2105 | 695.8547 | 709.7718 | 723.9672 | 738.4466 | 753.2155 | 768.2798 | 783.6454 | 799.3183 | 815.3047 | 831.6108 | 848.243 | 865.2078 | 882.512 | 900.1622 | 918.1655 | 936.5288
| 2042 | $/kW-yr |  | 0 | 0 | 0 | 0 | 0 | 0 | 0 | 0 | 0 | 0 | 0 | 0 | 0 | 0 | 0 | 0 | 364.7435 | 372.0384 | 379.4791 | 387.0687 | 394.8101 | 402.7063 | 410.7604 | 418.9756 | 427.3551 | 435.9022 | 444.6203 | 453.5127 | 462.5829 | 471.8346 | 481.2713 | 490.8967 | 500.7147 | 510.729 | 520.9435 | 531.3624 | 441.2804 | 450.106 | 459.1081 | 468.2903 | 477.6561 | 487.2092 | 496.9534 | 506.8924 | 517.0303 | 527.3709 | 537.9183 | 548.6767 | 559.6502 | 570.8432 | 582.2601 | 593.9053 | 605.7834 | 617.899 | 630.257 | 642.8622 | 655.7194 | 668.8338 | 682.2105 | 695.8547 | 709.7718 | 723.9672 | 738.4466 | 753.2155 | 768.2798 | 783.6454 | 799.3183 | 815.3047 | 831.6108 | 848.243 | 865.2078 | 882.512 | 900.1622 | 918.1655 | 936.5288
| 2043 | $/kW-yr |  | 0 | 0 | 0 | 0 | 0 | 0 | 0 | 0 | 0 | 0 | 0 | 0 | 0 | 0 | 0 | 0 | 0 | 366.2284 | 373.553 | 381.024 | 388.6445 | 396.4174 | 404.3457 | 412.4326 | 420.6813 | 429.0949 | 437.6768 | 446.4304 | 455.359 | 464.4661 | 473.7555 | 483.2306 | 492.8952 | 502.7531 | 512.8082 | 523.0643 | 533.5256 | 450.106 | 459.1081 | 468.2903 | 477.6561 | 487.2092 | 496.9534 | 506.8924 | 517.0303 | 527.3709 | 537.9183 | 548.6767 | 559.6502 | 570.8432 | 582.2601 | 593.9053 | 605.7834 | 617.899 | 630.257 | 642.8622 | 655.7194 | 668.8338 | 682.2105 | 695.8547 | 709.7718 | 723.9672 | 738.4466 | 753.2155 | 768.2798 | 783.6454 | 799.3183 | 815.3047 | 831.6108 | 848.243 | 865.2078 | 882.512 | 900.1622 | 918.1655 | 936.5288
| 2044 | $/kW-yr |  | 0 | 0 | 0 | 0 | 0 | 0 | 0 | 0 | 0 | 0 | 0 | 0 | 0 | 0 | 0 | 0 | 0 | 0 | 367.7193 | 375.0737 | 382.5752 | 390.2267 | 398.0312 | 405.9918 | 414.1117 | 422.3939 | 430.8418 | 439.4586 | 448.2478 | 457.2128 | 466.357 | 475.6841 | 485.1978 | 494.9018 | 504.7998 | 514.8958 | 525.1937 | 535.6976 | 459.1081 | 468.2903 | 477.6561 | 487.2092 | 496.9534 | 506.8924 | 517.0303 | 527.3709 | 537.9183 | 548.6767 | 559.6502 | 570.8432 | 582.2601 | 593.9053 | 605.7834 | 617.899 | 630.257 | 642.8622 | 655.7194 | 668.8338 | 682.2105 | 695.8547 | 709.7718 | 723.9672 | 738.4466 | 753.2155 | 768.2798 | 783.6454 | 799.3183 | 815.3047 | 831.6108 | 848.243 | 865.2078 | 882.512 | 900.1622 | 918.1655 | 936.5288
| 2045 | $/kW-yr |  | 0 | 0 | 0 | 0 | 0 | 0 | 0 | 0 | 0 | 0 | 0 | 0 | 0 | 0 | 0 | 0 | 0 | 0 | 0 | 369.2163 | 376.6006 | 384.1327 | 391.8153 | 399.6516 | 407.6447 | 415.7975 | 424.1135 | 432.5958 | 441.2477 | 450.0726 | 459.0741 | 468.2556 | 477.6207 | 487.1731 | 496.9166 | 506.8549 | 516.992 | 527.3318 | 537.8785 | 468.2903 | 477.6561 | 487.2092 | 496.9534 | 506.8924 | 517.0303 | 527.3709 | 537.9183 | 548.6767 | 559.6502 | 570.8432 | 582.2601 | 593.9053 | 605.7834 | 617.899 | 630.257 | 642.8622 | 655.7194 | 668.8338 | 682.2105 | 695.8547 | 709.7718 | 723.9672 | 738.4466 | 753.2155 | 768.2798 | 783.6454 | 799.3183 | 815.3047 | 831.6108 | 848.243 | 865.2078 | 882.512 | 900.1622 | 918.1655 | 936.5288
| 2046 | $/kW-yr |  | 0 | 0 | 0 | 0 | 0 | 0 | 0 | 0 | 0 | 0 | 0 | 0 | 0 | 0 | 0 | 0 | 0 | 0 | 0 | 0 | 370.7093 | 378.1235 | 385.6859 | 393.3997 | 401.2676 | 409.293 | 417.4789 | 425.8284 | 434.345 | 443.0319 | 451.8925 | 460.9304 | 470.149 | 479.552 | 489.143 | 498.9259 | 508.9044 | 519.0825 | 529.4641 | 540.0534 | 477.6561 | 487.2092 | 496.9534 | 506.8924 | 517.0303 | 527.3709 | 537.9183 | 548.6767 | 559.6502 | 570.8432 | 582.2601 | 593.9053 | 605.7834 | 617.899 | 630.257 | 642.8622 | 655.7194 | 668.8338 | 682.2105 | 695.8547 | 709.7718 | 723.9672 | 738.4466 | 753.2155 | 768.2798 | 783.6454 | 799.3183 | 815.3047 | 831.6108 | 848.243 | 865.2078 | 882.512 | 900.1622 | 918.1655 | 936.5288
| 2047 | $/kW-yr |  | 0 | 0 | 0 | 0 | 0 | 0 | 0 | 0 | 0 | 0 | 0 | 0 | 0 | 0 | 0 | 0 | 0 | 0 | 0 | 0 | 0 | 372.2049 | 379.649 | 387.242 | 394.9869 | 402.8866 | 410.9443 | 419.1632 | 427.5465 | 436.0974 | 444.8193 | 453.7157 | 462.79 | 472.0458 | 481.4868 | 491.1165 | 500.9388 | 510.9576 | 521.1768 | 531.6003 | 542.2323 | 487.2092 | 496.9534 | 506.8924 | 517.0303 | 527.3709 | 537.9183 | 548.6767 | 559.6502 | 570.8432 | 582.2601 | 593.9053 | 605.7834 | 617.899 | 630.257 | 642.8622 | 655.7194 | 668.8338 | 682.2105 | 695.8547 | 709.7718 | 723.9672 | 738.4466 | 753.2155 | 768.2798 | 783.6454 | 799.3183 | 815.3047 | 831.6108 | 848.243 | 865.2078 | 882.512 | 900.1622 | 918.1655 | 936.5288
| 2048 | $/kW-yr |  | 0 | 0 | 0 | 0 | 0 | 0 | 0 | 0 | 0 | 0 | 0 | 0 | 0 | 0 | 0 | 0 | 0 | 0 | 0 | 0 | 0 | 0 | 373.6988 | 381.1728 | 388.7962 | 396.5721 | 404.5036 | 412.5937 | 420.8455 | 429.2624 | 437.8477 | 446.6046 | 455.5367 | 464.6475 | 473.9404 | 483.4192 | 493.0876 | 502.9494 | 513.0084 | 523.2685 | 533.7339 | 544.4086 | 496.9534 | 506.8924 | 517.0303 | 527.3709 | 537.9183 | 548.6767 | 559.6502 | 570.8432 | 582.2601 | 593.9053 | 605.7834 | 617.899 | 630.257 | 642.8622 | 655.7194 | 668.8338 | 682.2105 | 695.8547 | 709.7718 | 723.9672 | 738.4466 | 753.2155 | 768.2798 | 783.6454 | 799.3183 | 815.3047 | 831.6108 | 848.243 | 865.2078 | 882.512 | 900.1622 | 918.1655 | 936.5288
| 2049 | $/kW-yr |  | 0 | 0 | 0 | 0 | 0 | 0 | 0 | 0 | 0 | 0 | 0 | 0 | 0 | 0 | 0 | 0 | 0 | 0 | 0 | 0 | 0 | 0 | 0 | 375.1938 | 382.6977 | 390.3517 | 398.1587 | 406.1219 | 414.2443 | 422.5292 | 430.9798 | 439.5994 | 448.3914 | 457.3592 | 466.5064 | 475.8365 | 485.3532 | 495.0603 | 504.9615 | 515.0607 | 525.362 | 535.8692 | 546.5866 | 506.8924 | 517.0303 | 527.3709 | 537.9183 | 548.6767 | 559.6502 | 570.8432 | 582.2601 | 593.9053 | 605.7834 | 617.899 | 630.257 | 642.8622 | 655.7194 | 668.8338 | 682.2105 | 695.8547 | 709.7718 | 723.9672 | 738.4466 | 753.2155 | 768.2798 | 783.6454 | 799.3183 | 815.3047 | 831.6108 | 848.243 | 865.2078 | 882.512 | 900.1622 | 918.1655 | 936.5288
| 2050 | $/kW-yr |  | 0 | 0 | 0 | 0 | 0 | 0 | 0 | 0 | 0 | 0 | 0 | 0 | 0 | 0 | 0 | 0 | 0 | 0 | 0 | 0 | 0 | 0 | 0 | 0 | 376.6881 | 384.2219 | 391.9063 | 399.7444 | 407.7393 | 415.8941 | 424.212 | 432.6962 | 441.3501 | 450.1771 | 459.1807 | 468.3643 | 477.7316 | 487.2862 | 497.0319 | 506.9726 | 517.112 | 527.4543 | 538.0034 | 548.7634 | 517.0303 | 527.3709 | 537.9183 | 548.6767 | 559.6502 | 570.8432 | 582.2601 | 593.9053 | 605.7834 | 617.899 | 630.257 | 642.8622 | 655.7194 | 668.8338 | 682.2105 | 695.8547 | 709.7718 | 723.9672 | 738.4466 | 753.2155 | 768.2798 | 783.6454 | 799.3183 | 815.3047 | 831.6108 | 848.243 | 865.2078 | 882.512 | 900.1622 | 918.1655 | 936.5288
| 2051 | $/kW-yr |  | 0 | 0 | 0 | 0 | 0 | 0 | 0 | 0 | 0 | 0 | 0 | 0 | 0 | 0 | 0 | 0 | 0 | 0 | 0 | 0 | 0 | 0 | 0 | 0 | 0 | 378.1829 | 385.7465 | 393.4615 | 401.3307 | 409.3573 | 417.5445 | 425.8954 | 434.4133 | 443.1015 | 451.9636 | 461.0028 | 470.2229 | 479.6273 | 489.2199 | 499.0043 | 508.9844 | 519.1641 | 529.5473 | 540.1383 | 550.941 | 527.3709 | 537.9183 | 548.6767 | 559.6502 | 570.8432 | 582.2601 | 593.9053 | 605.7834 | 617.899 | 630.257 | 642.8622 | 655.7194 | 668.8338 | 682.2105 | 695.8547 | 709.7718 | 723.9672 | 738.4466 | 753.2155 | 768.2798 | 783.6454 | 799.3183 | 815.3047 | 831.6108 | 848.243 | 865.2078 | 882.512 | 900.1622 | 918.1655 | 936.5288
| 2052 | $/kW-yr |  | 0 | 0 | 0 | 0 | 0 | 0 | 0 | 0 | 0 | 0 | 0 | 0 | 0 | 0 | 0 | 0 | 0 | 0 | 0 | 0 | 0 | 0 | 0 | 0 | 0 | 0 | 379.6773 | 387.2709 | 395.0163 | 402.9166 | 410.9749 | 419.1944 | 427.5783 | 436.1299 | 444.8525 | 453.7495 | 462.8245 | 472.081 | 481.5226 | 491.1531 | 500.9762 | 510.9957 | 521.2156 | 531.6399 | 542.2727 | 553.1182 | 537.9183 | 548.6767 | 559.6502 | 570.8432 | 582.2601 | 593.9053 | 605.7834 | 617.899 | 630.257 | 642.8622 | 655.7194 | 668.8338 | 682.2105 | 695.8547 | 709.7718 | 723.9672 | 738.4466 | 753.2155 | 768.2798 | 783.6454 | 799.3183 | 815.3047 | 831.6108 | 848.243 | 865.2078 | 882.512 | 900.1622 | 918.1655 | 936.5288
| 2053 | $/kW-yr |  | 0 | 0 | 0 | 0 | 0 | 0 | 0 | 0 | 0 | 0 | 0 | 0 | 0 | 0 | 0 | 0 | 0 | 0 | 0 | 0 | 0 | 0 | 0 | 0 | 0 | 0 | 0 | 381.172 | 388.7954 | 396.5713 | 404.5028 | 412.5928 | 420.8447 | 429.2616 | 437.8468 | 446.6037 | 455.5358 | 464.6465 | 473.9395 | 483.4182 | 493.0866 | 502.9483 | 513.0073 | 523.2675 | 533.7328 | 544.4075 | 555.2956 | 548.6767 | 559.6502 | 570.8432 | 582.2601 | 593.9053 | 605.7834 | 617.899 | 630.257 | 642.8622 | 655.7194 | 668.8338 | 682.2105 | 695.8547 | 709.7718 | 723.9672 | 738.4466 | 753.2155 | 768.2798 | 783.6454 | 799.3183 | 815.3047 | 831.6108 | 848.243 | 865.2078 | 882.512 | 900.1622 | 918.1655 | 936.5288
Step 1c: Calculate Hybrid Levelized Fixed Cost by Installation Year, Including Replacement ($/nameplate kW-yr)
This reflects the levelized cost for a new hybrid resource in a specific year, intended to serve as a proxy for a long-term cost-based PPA assumed to escalate at inflation
This is not the deferral value for a solar resource in a specific year - see Step 2
Hybrid Levelized Fixed Cost ($/kW-yr)
| 2026 | $/kW-yr |  | 514.4258 | 524.7143 | 535.2086 | 545.9128 | 556.831 | 567.9676 | 579.327 | 590.9135 | 602.7318 | 614.7864 | 627.0822 | 639.6238 | 652.4163 | 665.4646 | 678.7739 | 692.3494 | 706.1964 | 720.3203 | 734.7267 | 749.4212 | 552.6556 | 563.7087 | 574.9829 | 586.4826 | 598.2122 | 610.1765 | 622.38 | 634.8276 | 647.5241 | 660.4746 | 597.9147 | 609.873 | 622.0704 | 634.5119 | 647.2021 | 660.1461 | 673.3491 | 686.816 | 700.5524 | 714.5634 | 655.6562 | 668.7694 | 682.1448 | 695.7877 | 709.7034 | 723.8975 | 738.3754 | 753.1429 | 768.2058 | 783.5699 | 799.2413 | 815.2261 | 831.5307 | 848.1613 | 865.1245 | 882.427 | 900.0755 | 918.077 | 936.4386 | 955.1673 | 974.2707 | 993.7561 | 1013.6312 | 1033.9039 | 1054.5819 | 1075.6736 | 1097.187 | 1119.1308 | 1141.5134 | 1164.3437 | 1187.6305 | 1211.3831 | 1235.6108 | 1260.323 | 1285.5295
| 2027 | $/kW-yr |  | 0 | 516.7794 | 527.115 | 537.6573 | 548.4105 | 559.3787 | 570.5663 | 581.9776 | 593.6171 | 605.4895 | 617.5993 | 629.9512 | 642.5503 | 655.4013 | 668.5093 | 681.8795 | 695.5171 | 709.4274 | 723.616 | 738.0883 | 752.8501 | 552.3409 | 563.3877 | 574.6554 | 586.1485 | 597.8715 | 609.8289 | 622.0255 | 634.466 | 647.1553 | 660.0985 | 602.6583 | 614.7115 | 627.0057 | 639.5458 | 652.3368 | 665.3835 | 678.6912 | 692.265 | 706.1103 | 720.2325 | 668.7694 | 682.1448 | 695.7877 | 709.7034 | 723.8975 | 738.3754 | 753.1429 | 768.2058 | 783.5699 | 799.2413 | 815.2261 | 831.5307 | 848.1613 | 865.1245 | 882.427 | 900.0755 | 918.077 | 936.4386 | 955.1673 | 974.2707 | 993.7561 | 1013.6312 | 1033.9039 | 1054.5819 | 1075.6736 | 1097.187 | 1119.1308 | 1141.5134 | 1164.3437 | 1187.6305 | 1211.3831 | 1235.6108 | 1260.323 | 1285.5295
| 2028 | $/kW-yr |  | 0 | 0 | 519.1778 | 529.5613 | 540.1525 | 550.9556 | 561.9747 | 573.2142 | 584.6785 | 596.3721 | 608.2995 | 620.4655 | 632.8748 | 645.5323 | 658.4429 | 671.6118 | 685.044 | 698.7449 | 712.7198 | 726.9742 | 741.5137 | 756.344 | 552.0423 | 563.0832 | 574.3448 | 585.8317 | 597.5483 | 609.4993 | 621.6893 | 634.1231 | 646.8055 | 659.7417 | 607.4582 | 619.6073 | 631.9995 | 644.6395 | 657.5323 | 670.6829 | 684.0966 | 697.7785 | 711.7341 | 725.9688 | 682.1448 | 695.7877 | 709.7034 | 723.8975 | 738.3754 | 753.1429 | 768.2058 | 783.5699 | 799.2413 | 815.2261 | 831.5307 | 848.1613 | 865.1245 | 882.427 | 900.0755 | 918.077 | 936.4386 | 955.1673 | 974.2707 | 993.7561 | 1013.6312 | 1033.9039 | 1054.5819 | 1075.6736 | 1097.187 | 1119.1308 | 1141.5134 | 1164.3437 | 1187.6305 | 1211.3831 | 1235.6108 | 1260.323 | 1285.5295
| 2029 | $/kW-yr |  | 0 | 0 | 0 | 475.1802 | 484.6838 | 494.3775 | 504.2651 | 514.3504 | 524.6374 | 535.1301 | 545.8327 | 556.7494 | 567.8844 | 579.2421 | 590.8269 | 602.6434 | 614.6963 | 626.9902 | 639.53 | 652.3206 | 665.367 | 678.6744 | 692.2479 | 569.4825 | 580.8722 | 592.4896 | 604.3394 | 616.4262 | 628.7547 | 641.3298 | 654.1564 | 667.2395 | 680.5843 | 612.3191 | 624.5655 | 637.0568 | 649.7979 | 662.7939 | 676.0497 | 689.5707 | 703.3621 | 717.4294 | 731.778 | 695.7877 | 709.7034 | 723.8975 | 738.3754 | 753.1429 | 768.2058 | 783.5699 | 799.2413 | 815.2261 | 831.5307 | 848.1613 | 865.1245 | 882.427 | 900.0755 | 918.077 | 936.4386 | 955.1673 | 974.2707 | 993.7561 | 1013.6312 | 1033.9039 | 1054.5819 | 1075.6736 | 1097.187 | 1119.1308 | 1141.5134 | 1164.3437 | 1187.6305 | 1211.3831 | 1235.6108 | 1260.323 | 1285.5295
| 2030 | $/kW-yr |  | 0 | 0 | 0 | 0 | 439.6458 | 448.4388 | 457.4075 | 466.5557 | 475.8868 | 485.4045 | 495.1126 | 505.0149 | 515.1152 | 525.4175 | 535.9258 | 546.6443 | 557.5772 | 568.7288 | 580.1033 | 591.7054 | 603.5395 | 615.6103 | 627.9225 | 640.481 | 588.3475 | 600.1145 | 612.1168 | 624.3591 | 636.8463 | 649.5832 | 662.5749 | 675.8264 | 689.3429 | 703.1298 | 617.2398 | 629.5846 | 642.1762 | 655.0198 | 668.1202 | 681.4826 | 695.1122 | 709.0145 | 723.1948 | 737.6586 | 709.7034 | 723.8975 | 738.3754 | 753.1429 | 768.2058 | 783.5699 | 799.2413 | 815.2261 | 831.5307 | 848.1613 | 865.1245 | 882.427 | 900.0755 | 918.077 | 936.4386 | 955.1673 | 974.2707 | 993.7561 | 1013.6312 | 1033.9039 | 1054.5819 | 1075.6736 | 1097.187 | 1119.1308 | 1141.5134 | 1164.3437 | 1187.6305 | 1211.3831 | 1235.6108 | 1260.323 | 1285.5295
| 2031 | $/kW-yr |  | 0 | 0 | 0 | 0 | 0 | 411.6315 | 419.8641 | 428.2614 | 436.8267 | 445.5632 | 454.4744 | 463.5639 | 472.8352 | 482.2919 | 491.9378 | 501.7765 | 511.812 | 522.0483 | 532.4892 | 543.139 | 554.0018 | 565.0819 | 576.3835 | 587.9112 | 599.6694 | 608.7662 | 620.9415 | 633.3603 | 646.0275 | 658.9481 | 672.127 | 685.5696 | 699.281 | 713.2666 | 727.5319 | 622.2231 | 634.6675 | 647.3609 | 660.3081 | 673.5143 | 686.9846 | 700.7242 | 714.7387 | 729.0335 | 743.6142 | 723.8975 | 738.3754 | 753.1429 | 768.2058 | 783.5699 | 799.2413 | 815.2261 | 831.5307 | 848.1613 | 865.1245 | 882.427 | 900.0755 | 918.077 | 936.4386 | 955.1673 | 974.2707 | 993.7561 | 1013.6312 | 1033.9039 | 1054.5819 | 1075.6736 | 1097.187 | 1119.1308 | 1141.5134 | 1164.3437 | 1187.6305 | 1211.3831 | 1235.6108 | 1260.323 | 1285.5295
| 2032 | $/kW-yr |  | 0 | 0 | 0 | 0 | 0 | 0 | 411.5814 | 419.813 | 428.2093 | 436.7735 | 445.509 | 454.4191 | 463.5075 | 472.7777 | 482.2332 | 491.8779 | 501.7154 | 511.7498 | 521.9847 | 532.4244 | 543.0729 | 553.9344 | 565.0131 | 576.3133 | 587.8396 | 599.5964 | 608.4359 | 620.6046 | 633.0167 | 645.6771 | 658.5906 | 671.7624 | 685.1977 | 698.9016 | 712.8797 | 727.1373 | 627.2692 | 639.8146 | 652.6109 | 665.6631 | 678.9763 | 692.5559 | 706.407 | 720.5351 | 734.9458 | 749.6447 | 738.3754 | 753.1429 | 768.2058 | 783.5699 | 799.2413 | 815.2261 | 831.5307 | 848.1613 | 865.1245 | 882.427 | 900.0755 | 918.077 | 936.4386 | 955.1673 | 974.2707 | 993.7561 | 1013.6312 | 1033.9039 | 1054.5819 | 1075.6736 | 1097.187 | 1119.1308 | 1141.5134 | 1164.3437 | 1187.6305 | 1211.3831 | 1235.6108 | 1260.323 | 1285.5295
| 2033 | $/kW-yr |  | 0 | 0 | 0 | 0 | 0 | 0 | 0 | 411.5464 | 419.7774 | 428.1729 | 436.7364 | 445.4711 | 454.3805 | 463.4681 | 472.7375 | 482.1923 | 491.8361 | 501.6728 | 511.7063 | 521.9404 | 532.3792 | 543.0268 | 553.8873 | 564.9651 | 576.2644 | 587.7897 | 599.5455 | 608.1203 | 620.2828 | 632.6884 | 645.3422 | 658.249 | 671.414 | 684.8423 | 698.5391 | 712.5099 | 726.7601 | 632.3801 | 645.0277 | 657.9282 | 671.0868 | 684.5085 | 698.1987 | 712.1627 | 726.4059 | 740.934 | 755.7527 | 753.1429 | 768.2058 | 783.5699 | 799.2413 | 815.2261 | 831.5307 | 848.1613 | 865.1245 | 882.427 | 900.0755 | 918.077 | 936.4386 | 955.1673 | 974.2707 | 993.7561 | 1013.6312 | 1033.9039 | 1054.5819 | 1075.6736 | 1097.187 | 1119.1308 | 1141.5134 | 1164.3437 | 1187.6305 | 1211.3831 | 1235.6108 | 1260.323 | 1285.5295
| 2034 | $/kW-yr |  | 0 | 0 | 0 | 0 | 0 | 0 | 0 | 0 | 411.5265 | 419.7571 | 428.1522 | 436.7153 | 445.4496 | 454.3586 | 463.4457 | 472.7146 | 482.1689 | 491.8123 | 501.6486 | 511.6815 | 521.9152 | 532.3535 | 543.0005 | 553.8606 | 564.9378 | 576.2365 | 587.7612 | 599.5165 | 607.8189 | 619.9753 | 632.3748 | 645.0223 | 657.9228 | 671.0812 | 684.5028 | 698.1929 | 712.1568 | 726.3999 | 637.5565 | 650.3077 | 663.3138 | 676.5801 | 690.1117 | 703.9139 | 717.9922 | 732.3521 | 746.9991 | 761.9391 | 768.2058 | 783.5699 | 799.2413 | 815.2261 | 831.5307 | 848.1613 | 865.1245 | 882.427 | 900.0755 | 918.077 | 936.4386 | 955.1673 | 974.2707 | 993.7561 | 1013.6312 | 1033.9039 | 1054.5819 | 1075.6736 | 1097.187 | 1119.1308 | 1141.5134 | 1164.3437 | 1187.6305 | 1211.3831 | 1235.6108 | 1260.323 | 1285.5295
| 2035 | $/kW-yr |  | 0 | 0 | 0 | 0 | 0 | 0 | 0 | 0 | 0 | 411.5217 | 419.7521 | 428.1472 | 436.7101 | 445.4443 | 454.3532 | 463.4402 | 472.7091 | 482.1632 | 491.8065 | 501.6426 | 511.6755 | 521.909 | 532.3472 | 542.9941 | 553.854 | 564.9311 | 576.2297 | 587.7543 | 599.5094 | 607.5318 | 619.6825 | 632.0761 | 644.7177 | 657.612 | 670.7643 | 684.1795 | 697.8631 | 711.8204 | 726.0568 | 642.8002 | 655.6562 | 668.7694 | 682.1448 | 695.7877 | 709.7034 | 723.8975 | 738.3754 | 753.1429 | 768.2058 | 783.5699 | 799.2413 | 815.2261 | 831.5307 | 848.1613 | 865.1245 | 882.427 | 900.0755 | 918.077 | 936.4386 | 955.1673 | 974.2707 | 993.7561 | 1013.6312 | 1033.9039 | 1054.5819 | 1075.6736 | 1097.187 | 1119.1308 | 1141.5134 | 1164.3437 | 1187.6305 | 1211.3831 | 1235.6108 | 1260.323 | 1285.5295
| 2036 | $/kW-yr |  | 0 | 0 | 0 | 0 | 0 | 0 | 0 | 0 | 0 | 0 | 411.5318 | 419.7624 | 428.1577 | 436.7208 | 445.4552 | 454.3643 | 463.4516 | 472.7207 | 482.1751 | 491.8186 | 501.6549 | 511.688 | 521.9218 | 532.3602 | 543.0074 | 553.8676 | 564.9449 | 576.2438 | 587.7687 | 599.5241 | 613.4475 | 625.7164 | 638.2307 | 650.9954 | 664.0153 | 677.2956 | 690.8415 | 704.6583 | 718.7515 | 733.1265 | 655.6562 | 668.7694 | 682.1448 | 695.7877 | 709.7034 | 723.8975 | 738.3754 | 753.1429 | 768.2058 | 783.5699 | 799.2413 | 815.2261 | 831.5307 | 848.1613 | 865.1245 | 882.427 | 900.0755 | 918.077 | 936.4386 | 955.1673 | 974.2707 | 993.7561 | 1013.6312 | 1033.9039 | 1054.5819 | 1075.6736 | 1097.187 | 1119.1308 | 1141.5134 | 1164.3437 | 1187.6305 | 1211.3831 | 1235.6108 | 1260.323 | 1285.5295
| 2037 | $/kW-yr |  | 0 | 0 | 0 | 0 | 0 | 0 | 0 | 0 | 0 | 0 | 0 | 428.765 | 437.3403 | 446.0872 | 455.0089 | 464.1091 | 473.3913 | 482.8591 | 492.5163 | 502.3666 | 512.4139 | 522.6622 | 533.1154 | 543.7778 | 554.6533 | 565.7464 | 577.0613 | 588.6025 | 600.3746 | 612.3821 | 624.6297 | 620.684 | 633.0977 | 645.7596 | 658.6748 | 671.8483 | 685.2853 | 698.991 | 712.9708 | 727.2302 | 741.7748 | 668.7694 | 682.1448 | 695.7877 | 709.7034 | 723.8975 | 738.3754 | 753.1429 | 768.2058 | 783.5699 | 799.2413 | 815.2261 | 831.5307 | 848.1613 | 865.1245 | 882.427 | 900.0755 | 918.077 | 936.4386 | 955.1673 | 974.2707 | 993.7561 | 1013.6312 | 1033.9039 | 1054.5819 | 1075.6736 | 1097.187 | 1119.1308 | 1141.5134 | 1164.3437 | 1187.6305 | 1211.3831 | 1235.6108 | 1260.323 | 1285.5295
| 2038 | $/kW-yr |  | 0 | 0 | 0 | 0 | 0 | 0 | 0 | 0 | 0 | 0 | 0 | 0 | 447.1849 | 456.1286 | 465.2512 | 474.5562 | 484.0473 | 493.7283 | 503.6028 | 513.6749 | 523.9484 | 534.4274 | 545.1159 | 556.0182 | 567.1386 | 578.4814 | 590.051 | 601.852 | 613.889 | 626.1668 | 638.6902 | 651.464 | 628.0789 | 640.6405 | 653.4533 | 666.5223 | 679.8528 | 693.4498 | 707.3188 | 721.4652 | 735.8945 | 750.6124 | 682.1448 | 695.7877 | 709.7034 | 723.8975 | 738.3754 | 753.1429 | 768.2058 | 783.5699 | 799.2413 | 815.2261 | 831.5307 | 848.1613 | 865.1245 | 882.427 | 900.0755 | 918.077 | 936.4386 | 955.1673 | 974.2707 | 993.7561 | 1013.6312 | 1033.9039 | 1054.5819 | 1075.6736 | 1097.187 | 1119.1308 | 1141.5134 | 1164.3437 | 1187.6305 | 1211.3831 | 1235.6108 | 1260.323 | 1285.5295
| 2039 | $/kW-yr |  | 0 | 0 | 0 | 0 | 0 | 0 | 0 | 0 | 0 | 0 | 0 | 0 | 0 | 466.871 | 476.2085 | 485.7326 | 495.4473 | 505.3562 | 515.4634 | 525.7726 | 536.2881 | 547.0138 | 557.9541 | 569.1132 | 580.4955 | 592.1054 | 603.9475 | 616.0264 | 628.347 | 640.9139 | 653.7322 | 666.8068 | 680.143 | 635.6353 | 648.348 | 661.315 | 674.5413 | 688.0321 | 701.7927 | 715.8286 | 730.1451 | 744.748 | 759.643 | 695.7877 | 709.7034 | 723.8975 | 738.3754 | 753.1429 | 768.2058 | 783.5699 | 799.2413 | 815.2261 | 831.5307 | 848.1613 | 865.1245 | 882.427 | 900.0755 | 918.077 | 936.4386 | 955.1673 | 974.2707 | 993.7561 | 1013.6312 | 1033.9039 | 1054.5819 | 1075.6736 | 1097.187 | 1119.1308 | 1141.5134 | 1164.3437 | 1187.6305 | 1211.3831 | 1235.6108 | 1260.323 | 1285.5295
| 2040 | $/kW-yr |  | 0 | 0 | 0 | 0 | 0 | 0 | 0 | 0 | 0 | 0 | 0 | 0 | 0 | 0 | 487.9085 | 497.6667 | 507.62 | 517.7724 | 528.1278 | 538.6904 | 549.4642 | 560.4535 | 571.6626 | 583.0958 | 594.7577 | 606.6529 | 618.7859 | 631.1617 | 643.7849 | 656.6606 | 669.7938 | 683.1897 | 696.8535 | 710.7905 | 643.3564 | 656.2235 | 669.348 | 682.7349 | 696.3896 | 710.3174 | 724.5238 | 739.0142 | 753.7945 | 768.8704 | 709.7034 | 723.8975 | 738.3754 | 753.1429 | 768.2058 | 783.5699 | 799.2413 | 815.2261 | 831.5307 | 848.1613 | 865.1245 | 882.427 | 900.0755 | 918.077 | 936.4386 | 955.1673 | 974.2707 | 993.7561 | 1013.6312 | 1033.9039 | 1054.5819 | 1075.6736 | 1097.187 | 1119.1308 | 1141.5134 | 1164.3437 | 1187.6305 | 1211.3831 | 1235.6108 | 1260.323 | 1285.5295
| 2041 | $/kW-yr |  | 0 | 0 | 0 | 0 | 0 | 0 | 0 | 0 | 0 | 0 | 0 | 0 | 0 | 0 | 0 | 510.388 | 520.5958 | 531.0077 | 541.6278 | 552.4604 | 563.5096 | 574.7798 | 586.2754 | 598.0009 | 609.9609 | 622.1601 | 634.6033 | 647.2954 | 660.2413 | 673.4461 | 686.915 | 700.6533 | 714.6664 | 728.9597 | 743.5389 | 651.2454 | 664.2703 | 677.5557 | 691.1068 | 704.929 | 719.0275 | 733.4081 | 748.0762 | 763.0378 | 778.2985 | 723.8975 | 738.3754 | 753.1429 | 768.2058 | 783.5699 | 799.2413 | 815.2261 | 831.5307 | 848.1613 | 865.1245 | 882.427 | 900.0755 | 918.077 | 936.4386 | 955.1673 | 974.2707 | 993.7561 | 1013.6312 | 1033.9039 | 1054.5819 | 1075.6736 | 1097.187 | 1119.1308 | 1141.5134 | 1164.3437 | 1187.6305 | 1211.3831 | 1235.6108 | 1260.323 | 1285.5295
| 2042 | $/kW-yr |  | 0 | 0 | 0 | 0 | 0 | 0 | 0 | 0 | 0 | 0 | 0 | 0 | 0 | 0 | 0 | 0 | 511.5824 | 521.8141 | 532.2504 | 542.8954 | 553.7533 | 564.8284 | 576.1249 | 587.6474 | 599.4004 | 611.3884 | 623.6161 | 636.0885 | 648.8102 | 661.7864 | 675.0222 | 688.5226 | 702.2931 | 716.3389 | 730.6657 | 745.279 | 659.4753 | 672.6648 | 686.1181 | 699.8405 | 713.8373 | 728.114 | 742.6763 | 757.5298 | 772.6804 | 788.134 | 738.3754 | 753.1429 | 768.2058 | 783.5699 | 799.2413 | 815.2261 | 831.5307 | 848.1613 | 865.1245 | 882.427 | 900.0755 | 918.077 | 936.4386 | 955.1673 | 974.2707 | 993.7561 | 1013.6312 | 1033.9039 | 1054.5819 | 1075.6736 | 1097.187 | 1119.1308 | 1141.5134 | 1164.3437 | 1187.6305 | 1211.3831 | 1235.6108 | 1260.323 | 1285.5295
| 2043 | $/kW-yr |  | 0 | 0 | 0 | 0 | 0 | 0 | 0 | 0 | 0 | 0 | 0 | 0 | 0 | 0 | 0 | 0 | 0 | 512.7835 | 523.0391 | 533.4999 | 544.1699 | 555.0533 | 566.1544 | 577.4775 | 589.027 | 600.8076 | 612.8237 | 625.0802 | 637.5818 | 650.3334 | 663.3401 | 676.6069 | 690.139 | 703.9418 | 718.0206 | 732.3811 | 747.0287 | 667.8791 | 681.2367 | 694.8614 | 708.7586 | 722.9338 | 737.3925 | 752.1403 | 767.1832 | 782.5268 | 798.1774 | 753.1429 | 768.2058 | 783.5699 | 799.2413 | 815.2261 | 831.5307 | 848.1613 | 865.1245 | 882.427 | 900.0755 | 918.077 | 936.4386 | 955.1673 | 974.2707 | 993.7561 | 1013.6312 | 1033.9039 | 1054.5819 | 1075.6736 | 1097.187 | 1119.1308 | 1141.5134 | 1164.3437 | 1187.6305 | 1211.3831 | 1235.6108 | 1260.323 | 1285.5295
| 2044 | $/kW-yr |  | 0 | 0 | 0 | 0 | 0 | 0 | 0 | 0 | 0 | 0 | 0 | 0 | 0 | 0 | 0 | 0 | 0 | 0 | 513.9911 | 524.2709 | 534.7563 | 545.4514 | 556.3605 | 567.4877 | 578.8374 | 590.4142 | 602.2225 | 614.2669 | 626.5523 | 639.0833 | 651.865 | 664.9023 | 678.2003 | 691.7643 | 705.5996 | 719.7116 | 734.1058 | 748.7879 | 676.4602 | 689.9894 | 703.7892 | 717.865 | 732.2223 | 746.8667 | 761.8041 | 777.0402 | 792.581 | 808.4326 | 768.2058 | 783.5699 | 799.2413 | 815.2261 | 831.5307 | 848.1613 | 865.1245 | 882.427 | 900.0755 | 918.077 | 936.4386 | 955.1673 | 974.2707 | 993.7561 | 1013.6312 | 1033.9039 | 1054.5819 | 1075.6736 | 1097.187 | 1119.1308 | 1141.5134 | 1164.3437 | 1187.6305 | 1211.3831 | 1235.6108 | 1260.323 | 1285.5295
| 2045 | $/kW-yr |  | 0 | 0 | 0 | 0 | 0 | 0 | 0 | 0 | 0 | 0 | 0 | 0 | 0 | 0 | 0 | 0 | 0 | 0 | 0 | 515.2053 | 525.5094 | 536.0196 | 546.74 | 557.6748 | 568.8283 | 580.2049 | 591.8089 | 603.6451 | 615.718 | 628.0324 | 640.593 | 653.4049 | 666.473 | 679.8025 | 693.3985 | 707.2665 | 721.4118 | 735.84 | 750.5568 | 685.2222 | 698.9266 | 712.9052 | 727.1633 | 741.7065 | 756.5407 | 771.6715 | 787.1049 | 802.847 | 818.904 | 783.5699 | 799.2413 | 815.2261 | 831.5307 | 848.1613 | 865.1245 | 882.427 | 900.0755 | 918.077 | 936.4386 | 955.1673 | 974.2707 | 993.7561 | 1013.6312 | 1033.9039 | 1054.5819 | 1075.6736 | 1097.187 | 1119.1308 | 1141.5134 | 1164.3437 | 1187.6305 | 1211.3831 | 1235.6108 | 1260.323 | 1285.5295
| 2046 | $/kW-yr |  | 0 | 0 | 0 | 0 | 0 | 0 | 0 | 0 | 0 | 0 | 0 | 0 | 0 | 0 | 0 | 0 | 0 | 0 | 0 | 0 | 516.4151 | 526.7434 | 537.2783 | 548.0239 | 558.9843 | 570.164 | 581.5673 | 593.1986 | 605.0626 | 617.1639 | 629.5072 | 642.0973 | 654.9392 | 668.038 | 681.3988 | 695.0268 | 708.9273 | 723.1058 | 737.568 | 752.3193 | 694.1673 | 708.0506 | 722.2116 | 736.6559 | 751.389 | 766.4168 | 781.7451 | 797.38 | 813.3276 | 829.5942 | 799.2413 | 815.2261 | 831.5307 | 848.1613 | 865.1245 | 882.427 | 900.0755 | 918.077 | 936.4386 | 955.1673 | 974.2707 | 993.7561 | 1013.6312 | 1033.9039 | 1054.5819 | 1075.6736 | 1097.187 | 1119.1308 | 1141.5134 | 1164.3437 | 1187.6305 | 1211.3831 | 1235.6108 | 1260.323 | 1285.5295
| 2047 | $/kW-yr |  | 0 | 0 | 0 | 0 | 0 | 0 | 0 | 0 | 0 | 0 | 0 | 0 | 0 | 0 | 0 | 0 | 0 | 0 | 0 | 0 | 0 | 517.6279 | 527.9804 | 538.54 | 549.3108 | 560.2971 | 571.503 | 582.9331 | 594.5917 | 606.4836 | 618.6132 | 630.9855 | 643.6052 | 656.4773 | 669.6069 | 682.999 | 696.659 | 710.5922 | 724.804 | 739.3001 | 754.0861 | 703.3 | 717.366 | 731.7134 | 746.3476 | 761.2746 | 776.5001 | 792.0301 | 807.8707 | 824.0281 | 840.5086 | 815.2261 | 831.5307 | 848.1613 | 865.1245 | 882.427 | 900.0755 | 918.077 | 936.4386 | 955.1673 | 974.2707 | 993.7561 | 1013.6312 | 1033.9039 | 1054.5819 | 1075.6736 | 1097.187 | 1119.1308 | 1141.5134 | 1164.3437 | 1187.6305 | 1211.3831 | 1235.6108 | 1260.323 | 1285.5295
| 2048 | $/kW-yr |  | 0 | 0 | 0 | 0 | 0 | 0 | 0 | 0 | 0 | 0 | 0 | 0 | 0 | 0 | 0 | 0 | 0 | 0 | 0 | 0 | 0 | 0 | 518.8387 | 529.2155 | 539.7998 | 550.5958 | 561.6077 | 572.8398 | 584.2966 | 595.9826 | 607.9022 | 620.0602 | 632.4615 | 645.1107 | 658.0129 | 671.1732 | 684.5966 | 698.2885 | 712.2543 | 726.4994 | 741.0294 | 755.85 | 712.6236 | 726.8761 | 741.4136 | 756.2419 | 771.3667 | 786.794 | 802.5299 | 818.5805 | 834.9521 | 851.6512 | 831.5307 | 848.1613 | 865.1245 | 882.427 | 900.0755 | 918.077 | 936.4386 | 955.1673 | 974.2707 | 993.7561 | 1013.6312 | 1033.9039 | 1054.5819 | 1075.6736 | 1097.187 | 1119.1308 | 1141.5134 | 1164.3437 | 1187.6305 | 1211.3831 | 1235.6108 | 1260.323 | 1285.5295
| 2049 | $/kW-yr |  | 0 | 0 | 0 | 0 | 0 | 0 | 0 | 0 | 0 | 0 | 0 | 0 | 0 | 0 | 0 | 0 | 0 | 0 | 0 | 0 | 0 | 0 | 0 | 520.0508 | 530.4518 | 541.0608 | 551.8821 | 562.9197 | 574.1781 | 585.6616 | 597.3749 | 609.3224 | 621.5088 | 633.939 | 646.6178 | 659.5501 | 672.7411 | 686.196 | 699.9199 | 713.9183 | 728.1966 | 742.7606 | 757.6158 | 722.1422 | 736.5851 | 751.3168 | 766.3431 | 781.67 | 797.3034 | 813.2494 | 829.5144 | 846.1047 | 863.0268 | 848.1613 | 865.1245 | 882.427 | 900.0755 | 918.077 | 936.4386 | 955.1673 | 974.2707 | 993.7561 | 1013.6312 | 1033.9039 | 1054.5819 | 1075.6736 | 1097.187 | 1119.1308 | 1141.5134 | 1164.3437 | 1187.6305 | 1211.3831 | 1235.6108 | 1260.323 | 1285.5295
| 2050 | $/kW-yr |  | 0 | 0 | 0 | 0 | 0 | 0 | 0 | 0 | 0 | 0 | 0 | 0 | 0 | 0 | 0 | 0 | 0 | 0 | 0 | 0 | 0 | 0 | 0 | 0 | 521.262 | 531.6873 | 542.321 | 553.1674 | 564.2308 | 575.5154 | 587.0257 | 598.7662 | 610.7415 | 622.9564 | 635.4155 | 648.1238 | 661.0863 | 674.308 | 687.7942 | 701.55 | 715.581 | 729.8927 | 744.4905 | 759.3803 | 731.8595 | 746.4967 | 761.4266 | 776.6552 | 792.1883 | 808.032 | 824.1927 | 840.6765 | 857.4901 | 874.6399 | 865.1245 | 882.427 | 900.0755 | 918.077 | 936.4386 | 955.1673 | 974.2707 | 993.7561 | 1013.6312 | 1033.9039 | 1054.5819 | 1075.6736 | 1097.187 | 1119.1308 | 1141.5134 | 1164.3437 | 1187.6305 | 1211.3831 | 1235.6108 | 1260.323 | 1285.5295
| 2051 | $/kW-yr |  | 0 | 0 | 0 | 0 | 0 | 0 | 0 | 0 | 0 | 0 | 0 | 0 | 0 | 0 | 0 | 0 | 0 | 0 | 0 | 0 | 0 | 0 | 0 | 0 | 0 | 522.4738 | 532.9233 | 543.5818 | 554.4534 | 565.5425 | 576.8533 | 588.3904 | 600.1582 | 612.1614 | 624.4046 | 636.8927 | 649.6305 | 662.6231 | 675.8756 | 689.3931 | 703.181 | 717.2446 | 731.5895 | 746.2213 | 761.1457 | 741.7796 | 756.6152 | 771.7475 | 787.1825 | 802.9261 | 818.9847 | 835.3644 | 852.0716 | 869.1131 | 886.4953 | 882.427 | 900.0755 | 918.077 | 936.4386 | 955.1673 | 974.2707 | 993.7561 | 1013.6312 | 1033.9039 | 1054.5819 | 1075.6736 | 1097.187 | 1119.1308 | 1141.5134 | 1164.3437 | 1187.6305 | 1211.3831 | 1235.6108 | 1260.323 | 1285.5295
| 2052 | $/kW-yr |  | 0 | 0 | 0 | 0 | 0 | 0 | 0 | 0 | 0 | 0 | 0 | 0 | 0 | 0 | 0 | 0 | 0 | 0 | 0 | 0 | 0 | 0 | 0 | 0 | 0 | 0 | 523.6853 | 534.159 | 544.8421 | 555.739 | 566.8538 | 578.1908 | 589.7547 | 601.5498 | 613.5807 | 625.8524 | 638.3694 | 651.1368 | 664.1595 | 677.4427 | 690.9916 | 704.8114 | 718.9076 | 733.2858 | 747.9515 | 762.9105 | 751.9065 | 766.9447 | 782.2836 | 797.9292 | 813.8878 | 830.1656 | 846.7689 | 863.7043 | 880.9783 | 898.5979 | 900.0755 | 918.077 | 936.4386 | 955.1673 | 974.2707 | 993.7561 | 1013.6312 | 1033.9039 | 1054.5819 | 1075.6736 | 1097.187 | 1119.1308 | 1141.5134 | 1164.3437 | 1187.6305 | 1211.3831 | 1235.6108 | 1260.323 | 1285.5295
| 2053 | $/kW-yr |  | 0 | 0 | 0 | 0 | 0 | 0 | 0 | 0 | 0 | 0 | 0 | 0 | 0 | 0 | 0 | 0 | 0 | 0 | 0 | 0 | 0 | 0 | 0 | 0 | 0 | 0 | 0 | 524.8969 | 535.3949 | 546.1028 | 557.0248 | 568.1653 | 579.5286 | 591.1192 | 602.9416 | 615.0004 | 627.3004 | 639.8464 | 652.6434 | 665.6962 | 679.0102 | 692.5904 | 706.4422 | 720.571 | 734.9824 | 749.6821 | 764.6757 | 762.2444 | 777.4893 | 793.0391 | 808.8999 | 825.0778 | 841.5794 | 858.411 | 875.5792 | 893.0908 | 910.9526 | 918.077 | 936.4386 | 955.1673 | 974.2707 | 993.7561 | 1013.6312 | 1033.9039 | 1054.5819 | 1075.6736 | 1097.187 | 1119.1308 | 1141.5134 | 1164.3437 | 1187.6305 | 1211.3831 | 1235.6108 | 1260.323 | 1285.5295
Step 2: Calculate Hybrid Real Economic Carrying Charge ($/nameplate kW-yr)
This is the value of a one-year deferral of a hybrid investment in each year - otherwise known as the real economic carrying charge
This is calculated as the NPV difference between the costs of a resource installed in one year vs. the NPV of costs if that resource is installed in the successive vintage
Note that this calculation accounts for the full lifecycle cost of the resource + its successive replacements at the end of its useful life
RECC ($/kW-yr)
| 2026 | $/kW-yr |  | 571.6239 | 0 | 0 | 0 | 0 | 0 | 0 | 0 | 0 | 0 | 0 | 0 | 0 | 0 | 0 | 0 | 0 | 0 | 0 | 0 | 0 | 0 | 0 | 0 | 0 | 0 | 0 | 0 | 0 | 0 | 0 | 0 | 0 | 0 | 0 | 0 | 0 | 0 | 0 | 0 | 0 | 0 | 0 | 0 | 0 | 0 | 0 | 0 | 0 | 0 | 0 | 0 | 0 | 0 | 0 | 0 | 0 | 0 | 0 | 0 | 0 | 0 | 0 | 0 | 0 | 0 | 0 | 0 | 0 | 0 | 0 | 0 | 0 | 0 | 0
| 2027 | $/kW-yr |  | 0 | 574.0879 | 0 | 0 | 0 | 0 | 0 | 0 | 0 | 0 | 0 | 0 | 0 | 0 | 0 | 0 | 0 | 0 | 0 | 0 | 0 | 0 | 0 | 0 | 0 | 0 | 0 | 0 | 0 | 0 | 0 | 0 | 0 | 0 | 0 | 0 | 0 | 0 | 0 | 0 | 0 | 0 | 0 | 0 | 0 | 0 | 0 | 0 | 0 | 0 | 0 | 0 | 0 | 0 | 0 | 0 | 0 | 0 | 0 | 0 | 0 | 0 | 0 | 0 | 0 | 0 | 0 | 0 | 0 | 0 | 0 | 0 | 0 | 0 | 0
| 2028 | $/kW-yr |  | 0 | 0 | 1093.1152 | 0 | 0 | 0 | 0 | 0 | 0 | 0 | 0 | 0 | 0 | 0 | 0 | 0 | 0 | 0 | 0 | 0 | 0 | 0 | 0 | 0 | 0 | 0 | 0 | 0 | 0 | 0 | 0 | 0 | 0 | 0 | 0 | 0 | 0 | 0 | 0 | 0 | 0 | 0 | 0 | 0 | 0 | 0 | 0 | 0 | 0 | 0 | 0 | 0 | 0 | 0 | 0 | 0 | 0 | 0 | 0 | 0 | 0 | 0 | 0 | 0 | 0 | 0 | 0 | 0 | 0 | 0 | 0 | 0 | 0 | 0 | 0
| 2029 | $/kW-yr |  | 0 | 0 | 0 | 955.116 | 0 | 0 | 0 | 0 | 0 | 0 | 0 | 0 | 0 | 0 | 0 | 0 | 0 | 0 | 0 | 0 | 0 | 0 | 0 | 0 | 0 | 0 | 0 | 0 | 0 | 0 | 0 | 0 | 0 | 0 | 0 | 0 | 0 | 0 | 0 | 0 | 0 | 0 | 0 | 0 | 0 | 0 | 0 | 0 | 0 | 0 | 0 | 0 | 0 | 0 | 0 | 0 | 0 | 0 | 0 | 0 | 0 | 0 | 0 | 0 | 0 | 0 | 0 | 0 | 0 | 0 | 0 | 0 | 0 | 0 | 0
| 2030 | $/kW-yr |  | 0 | 0 | 0 | 0 | 835.727 | 0 | 0 | 0 | 0 | 0 | 0 | 0 | 0 | 0 | 0 | 0 | 0 | 0 | 0 | 0 | 0 | 0 | 0 | 0 | 0 | 0 | 0 | 0 | 0 | 0 | 0 | 0 | 0 | 0 | 0 | 0 | 0 | 0 | 0 | 0 | 0 | 0 | 0 | 0 | 0 | 0 | 0 | 0 | 0 | 0 | 0 | 0 | 0 | 0 | 0 | 0 | 0 | 0 | 0 | 0 | 0 | 0 | 0 | 0 | 0 | 0 | 0 | 0 | 0 | 0 | 0 | 0 | 0 | 0 | 0
| 2031 | $/kW-yr |  | 0 | 0 | 0 | 0 | 0 | 520.9847 | 0 | 0 | 0 | 0 | 0 | 0 | 0 | 0 | 0 | 0 | 0 | 0 | 0 | 0 | 0 | 0 | 0 | 0 | 0 | 0 | 0 | 0 | 0 | 0 | 0 | 0 | 0 | 0 | 0 | 0 | 0 | 0 | 0 | 0 | 0 | 0 | 0 | 0 | 0 | 0 | 0 | 0 | 0 | 0 | 0 | 0 | 0 | 0 | 0 | 0 | 0 | 0 | 0 | 0 | 0 | 0 | 0 | 0 | 0 | 0 | 0 | 0 | 0 | 0 | 0 | 0 | 0 | 0 | 0
| 2032 | $/kW-yr |  | 0 | 0 | 0 | 0 | 0 | 0 | 521.7483 | 0 | 0 | 0 | 0 | 0 | 0 | 0 | 0 | 0 | 0 | 0 | 0 | 0 | 0 | 0 | 0 | 0 | 0 | 0 | 0 | 0 | 0 | 0 | 0 | 0 | 0 | 0 | 0 | 0 | 0 | 0 | 0 | 0 | 0 | 0 | 0 | 0 | 0 | 0 | 0 | 0 | 0 | 0 | 0 | 0 | 0 | 0 | 0 | 0 | 0 | 0 | 0 | 0 | 0 | 0 | 0 | 0 | 0 | 0 | 0 | 0 | 0 | 0 | 0 | 0 | 0 | 0 | 0
| 2033 | $/kW-yr |  | 0 | 0 | 0 | 0 | 0 | 0 | 0 | 522.548 | 0 | 0 | 0 | 0 | 0 | 0 | 0 | 0 | 0 | 0 | 0 | 0 | 0 | 0 | 0 | 0 | 0 | 0 | 0 | 0 | 0 | 0 | 0 | 0 | 0 | 0 | 0 | 0 | 0 | 0 | 0 | 0 | 0 | 0 | 0 | 0 | 0 | 0 | 0 | 0 | 0 | 0 | 0 | 0 | 0 | 0 | 0 | 0 | 0 | 0 | 0 | 0 | 0 | 0 | 0 | 0 | 0 | 0 | 0 | 0 | 0 | 0 | 0 | 0 | 0 | 0 | 0
| 2034 | $/kW-yr |  | 0 | 0 | 0 | 0 | 0 | 0 | 0 | 0 | 523.3821 | 0 | 0 | 0 | 0 | 0 | 0 | 0 | 0 | 0 | 0 | 0 | 0 | 0 | 0 | 0 | 0 | 0 | 0 | 0 | 0 | 0 | 0 | 0 | 0 | 0 | 0 | 0 | 0 | 0 | 0 | 0 | 0 | 0 | 0 | 0 | 0 | 0 | 0 | 0 | 0 | 0 | 0 | 0 | 0 | 0 | 0 | 0 | 0 | 0 | 0 | 0 | 0 | 0 | 0 | 0 | 0 | 0 | 0 | 0 | 0 | 0 | 0 | 0 | 0 | 0 | 0
| 2035 | $/kW-yr |  | 0 | 0 | 0 | 0 | 0 | 0 | 0 | 0 | 0 | 507.2129 | 0 | 0 | 0 | 0 | 0 | 0 | 0 | 0 | 0 | 0 | 0 | 0 | 0 | 0 | 0 | 0 | 0 | 0 | 0 | 0 | 0 | 0 | 0 | 0 | 0 | 0 | 0 | 0 | 0 | 0 | 0 | 0 | 0 | 0 | 0 | 0 | 0 | 0 | 0 | 0 | 0 | 0 | 0 | 0 | 0 | 0 | 0 | 0 | 0 | 0 | 0 | 0 | 0 | 0 | 0 | 0 | 0 | 0 | 0 | 0 | 0 | 0 | 0 | 0 | 0
| 2036 | $/kW-yr |  | 0 | 0 | 0 | 0 | 0 | 0 | 0 | 0 | 0 | 0 | 304.2167 | 0 | 0 | 0 | 0 | 0 | 0 | 0 | 0 | 0 | 0 | 0 | 0 | 0 | 0 | 0 | 0 | 0 | 0 | 0 | 0 | 0 | 0 | 0 | 0 | 0 | 0 | 0 | 0 | 0 | 0 | 0 | 0 | 0 | 0 | 0 | 0 | 0 | 0 | 0 | 0 | 0 | 0 | 0 | 0 | 0 | 0 | 0 | 0 | 0 | 0 | 0 | 0 | 0 | 0 | 0 | 0 | 0 | 0 | 0 | 0 | 0 | 0 | 0 | 0
| 2037 | $/kW-yr |  | 0 | 0 | 0 | 0 | 0 | 0 | 0 | 0 | 0 | 0 | 0 | 307.6978 | 0 | 0 | 0 | 0 | 0 | 0 | 0 | 0 | 0 | 0 | 0 | 0 | 0 | 0 | 0 | 0 | 0 | 0 | 0 | 0 | 0 | 0 | 0 | 0 | 0 | 0 | 0 | 0 | 0 | 0 | 0 | 0 | 0 | 0 | 0 | 0 | 0 | 0 | 0 | 0 | 0 | 0 | 0 | 0 | 0 | 0 | 0 | 0 | 0 | 0 | 0 | 0 | 0 | 0 | 0 | 0 | 0 | 0 | 0 | 0 | 0 | 0 | 0
| 2038 | $/kW-yr |  | 0 | 0 | 0 | 0 | 0 | 0 | 0 | 0 | 0 | 0 | 0 | 0 | 311.3392 | 0 | 0 | 0 | 0 | 0 | 0 | 0 | 0 | 0 | 0 | 0 | 0 | 0 | 0 | 0 | 0 | 0 | 0 | 0 | 0 | 0 | 0 | 0 | 0 | 0 | 0 | 0 | 0 | 0 | 0 | 0 | 0 | 0 | 0 | 0 | 0 | 0 | 0 | 0 | 0 | 0 | 0 | 0 | 0 | 0 | 0 | 0 | 0 | 0 | 0 | 0 | 0 | 0 | 0 | 0 | 0 | 0 | 0 | 0 | 0 | 0 | 0
| 2039 | $/kW-yr |  | 0 | 0 | 0 | 0 | 0 | 0 | 0 | 0 | 0 | 0 | 0 | 0 | 0 | 315.1494 | 0 | 0 | 0 | 0 | 0 | 0 | 0 | 0 | 0 | 0 | 0 | 0 | 0 | 0 | 0 | 0 | 0 | 0 | 0 | 0 | 0 | 0 | 0 | 0 | 0 | 0 | 0 | 0 | 0 | 0 | 0 | 0 | 0 | 0 | 0 | 0 | 0 | 0 | 0 | 0 | 0 | 0 | 0 | 0 | 0 | 0 | 0 | 0 | 0 | 0 | 0 | 0 | 0 | 0 | 0 | 0 | 0 | 0 | 0 | 0 | 0
| 2040 | $/kW-yr |  | 0 | 0 | 0 | 0 | 0 | 0 | 0 | 0 | 0 | 0 | 0 | 0 | 0 | 0 | 319.1375 | 0 | 0 | 0 | 0 | 0 | 0 | 0 | 0 | 0 | 0 | 0 | 0 | 0 | 0 | 0 | 0 | 0 | 0 | 0 | 0 | 0 | 0 | 0 | 0 | 0 | 0 | 0 | 0 | 0 | 0 | 0 | 0 | 0 | 0 | 0 | 0 | 0 | 0 | 0 | 0 | 0 | 0 | 0 | 0 | 0 | 0 | 0 | 0 | 0 | 0 | 0 | 0 | 0 | 0 | 0 | 0 | 0 | 0 | 0 | 0
| 2041 | $/kW-yr |  | 0 | 0 | 0 | 0 | 0 | 0 | 0 | 0 | 0 | 0 | 0 | 0 | 0 | 0 | 0 | 591.9557 | 0 | 0 | 0 | 0 | 0 | 0 | 0 | 0 | 0 | 0 | 0 | 0 | 0 | 0 | 0 | 0 | 0 | 0 | 0 | 0 | 0 | 0 | 0 | 0 | 0 | 0 | 0 | 0 | 0 | 0 | 0 | 0 | 0 | 0 | 0 | 0 | 0 | 0 | 0 | 0 | 0 | 0 | 0 | 0 | 0 | 0 | 0 | 0 | 0 | 0 | 0 | 0 | 0 | 0 | 0 | 0 | 0 | 0 | 0
| 2042 | $/kW-yr |  | 0 | 0 | 0 | 0 | 0 | 0 | 0 | 0 | 0 | 0 | 0 | 0 | 0 | 0 | 0 | 0 | 595.3486 | 0 | 0 | 0 | 0 | 0 | 0 | 0 | 0 | 0 | 0 | 0 | 0 | 0 | 0 | 0 | 0 | 0 | 0 | 0 | 0 | 0 | 0 | 0 | 0 | 0 | 0 | 0 | 0 | 0 | 0 | 0 | 0 | 0 | 0 | 0 | 0 | 0 | 0 | 0 | 0 | 0 | 0 | 0 | 0 | 0 | 0 | 0 | 0 | 0 | 0 | 0 | 0 | 0 | 0 | 0 | 0 | 0 | 0
| 2043 | $/kW-yr |  | 0 | 0 | 0 | 0 | 0 | 0 | 0 | 0 | 0 | 0 | 0 | 0 | 0 | 0 | 0 | 0 | 0 | 598.7965 | 0 | 0 | 0 | 0 | 0 | 0 | 0 | 0 | 0 | 0 | 0 | 0 | 0 | 0 | 0 | 0 | 0 | 0 | 0 | 0 | 0 | 0 | 0 | 0 | 0 | 0 | 0 | 0 | 0 | 0 | 0 | 0 | 0 | 0 | 0 | 0 | 0 | 0 | 0 | 0 | 0 | 0 | 0 | 0 | 0 | 0 | 0 | 0 | 0 | 0 | 0 | 0 | 0 | 0 | 0 | 0 | 0
| 2044 | $/kW-yr |  | 0 | 0 | 0 | 0 | 0 | 0 | 0 | 0 | 0 | 0 | 0 | 0 | 0 | 0 | 0 | 0 | 0 | 0 | 602.3005 | 0 | 0 | 0 | 0 | 0 | 0 | 0 | 0 | 0 | 0 | 0 | 0 | 0 | 0 | 0 | 0 | 0 | 0 | 0 | 0 | 0 | 0 | 0 | 0 | 0 | 0 | 0 | 0 | 0 | 0 | 0 | 0 | 0 | 0 | 0 | 0 | 0 | 0 | 0 | 0 | 0 | 0 | 0 | 0 | 0 | 0 | 0 | 0 | 0 | 0 | 0 | 0 | 0 | 0 | 0 | 0
| 2045 | $/kW-yr |  | 0 | 0 | 0 | 0 | 0 | 0 | 0 | 0 | 0 | 0 | 0 | 0 | 0 | 0 | 0 | 0 | 0 | 0 | 0 | 605.994 | 0 | 0 | 0 | 0 | 0 | 0 | 0 | 0 | 0 | 0 | 0 | 0 | 0 | 0 | 0 | 0 | 0 | 0 | 0 | 0 | 0 | 0 | 0 | 0 | 0 | 0 | 0 | 0 | 0 | 0 | 0 | 0 | 0 | 0 | 0 | 0 | 0 | 0 | 0 | 0 | 0 | 0 | 0 | 0 | 0 | 0 | 0 | 0 | 0 | 0 | 0 | 0 | 0 | 0 | 0
| 2046 | $/kW-yr |  | 0 | 0 | 0 | 0 | 0 | 0 | 0 | 0 | 0 | 0 | 0 | 0 | 0 | 0 | 0 | 0 | 0 | 0 | 0 | 0 | 609.6477 | 0 | 0 | 0 | 0 | 0 | 0 | 0 | 0 | 0 | 0 | 0 | 0 | 0 | 0 | 0 | 0 | 0 | 0 | 0 | 0 | 0 | 0 | 0 | 0 | 0 | 0 | 0 | 0 | 0 | 0 | 0 | 0 | 0 | 0 | 0 | 0 | 0 | 0 | 0 | 0 | 0 | 0 | 0 | 0 | 0 | 0 | 0 | 0 | 0 | 0 | 0 | 0 | 0 | 0
| 2047 | $/kW-yr |  | 0 | 0 | 0 | 0 | 0 | 0 | 0 | 0 | 0 | 0 | 0 | 0 | 0 | 0 | 0 | 0 | 0 | 0 | 0 | 0 | 0 | 613.4162 | 0 | 0 | 0 | 0 | 0 | 0 | 0 | 0 | 0 | 0 | 0 | 0 | 0 | 0 | 0 | 0 | 0 | 0 | 0 | 0 | 0 | 0 | 0 | 0 | 0 | 0 | 0 | 0 | 0 | 0 | 0 | 0 | 0 | 0 | 0 | 0 | 0 | 0 | 0 | 0 | 0 | 0 | 0 | 0 | 0 | 0 | 0 | 0 | 0 | 0 | 0 | 0 | 0
| 2048 | $/kW-yr |  | 0 | 0 | 0 | 0 | 0 | 0 | 0 | 0 | 0 | 0 | 0 | 0 | 0 | 0 | 0 | 0 | 0 | 0 | 0 | 0 | 0 | 0 | 617.1982 | 0 | 0 | 0 | 0 | 0 | 0 | 0 | 0 | 0 | 0 | 0 | 0 | 0 | 0 | 0 | 0 | 0 | 0 | 0 | 0 | 0 | 0 | 0 | 0 | 0 | 0 | 0 | 0 | 0 | 0 | 0 | 0 | 0 | 0 | 0 | 0 | 0 | 0 | 0 | 0 | 0 | 0 | 0 | 0 | 0 | 0 | 0 | 0 | 0 | 0 | 0 | 0
| 2049 | $/kW-yr |  | 0 | 0 | 0 | 0 | 0 | 0 | 0 | 0 | 0 | 0 | 0 | 0 | 0 | 0 | 0 | 0 | 0 | 0 | 0 | 0 | 0 | 0 | 0 | 621.063 | 0 | 0 | 0 | 0 | 0 | 0 | 0 | 0 | 0 | 0 | 0 | 0 | 0 | 0 | 0 | 0 | 0 | 0 | 0 | 0 | 0 | 0 | 0 | 0 | 0 | 0 | 0 | 0 | 0 | 0 | 0 | 0 | 0 | 0 | 0 | 0 | 0 | 0 | 0 | 0 | 0 | 0 | 0 | 0 | 0 | 0 | 0 | 0 | 0 | 0 | 0
| 2050 | $/kW-yr |  | 0 | 0 | 0 | 0 | 0 | 0 | 0 | 0 | 0 | 0 | 0 | 0 | 0 | 0 | 0 | 0 | 0 | 0 | 0 | 0 | 0 | 0 | 0 | 0 | 624.9663 | 0 | 0 | 0 | 0 | 0 | 0 | 0 | 0 | 0 | 0 | 0 | 0 | 0 | 0 | 0 | 0 | 0 | 0 | 0 | 0 | 0 | 0 | 0 | 0 | 0 | 0 | 0 | 0 | 0 | 0 | 0 | 0 | 0 | 0 | 0 | 0 | 0 | 0 | 0 | 0 | 0 | 0 | 0 | 0 | 0 | 0 | 0 | 0 | 0 | 0
| 2051 | $/kW-yr |  | 0 | 0 | 0 | 0 | 0 | 0 | 0 | 0 | 0 | 0 | 0 | 0 | 0 | 0 | 0 | 0 | 0 | 0 | 0 | 0 | 0 | 0 | 0 | 0 | 0 | 628.9395 | 0 | 0 | 0 | 0 | 0 | 0 | 0 | 0 | 0 | 0 | 0 | 0 | 0 | 0 | 0 | 0 | 0 | 0 | 0 | 0 | 0 | 0 | 0 | 0 | 0 | 0 | 0 | 0 | 0 | 0 | 0 | 0 | 0 | 0 | 0 | 0 | 0 | 0 | 0 | 0 | 0 | 0 | 0 | 0 | 0 | 0 | 0 | 0 | 0
| 2052 | $/kW-yr |  | 0 | 0 | 0 | 0 | 0 | 0 | 0 | 0 | 0 | 0 | 0 | 0 | 0 | 0 | 0 | 0 | 0 | 0 | 0 | 0 | 0 | 0 | 0 | 0 | 0 | 0 | 632.9635 | 0 | 0 | 0 | 0 | 0 | 0 | 0 | 0 | 0 | 0 | 0 | 0 | 0 | 0 | 0 | 0 | 0 | 0 | 0 | 0 | 0 | 0 | 0 | 0 | 0 | 0 | 0 | 0 | 0 | 0 | 0 | 0 | 0 | 0 | 0 | 0 | 0 | 0 | 0 | 0 | 0 | 0 | 0 | 0 | 0 | 0 | 0 | 0
| 2053 | $/kW-yr |  | 0 | 0 | 0 | 0 | 0 | 0 | 0 | 0 | 0 | 0 | 0 | 0 | 0 | 0 | 0 | 0 | 0 | 0 | 0 | 0 | 0 | 0 | 0 | 0 | 0 | 0 | 0 | 0 | 0 | 0 | 0 | 0 | 0 | 0 | 0 | 0 | 0 | 0 | 0 | 0 | 0 | 0 | 0 | 0 | 0 | 0 | 0 | 0 | 0 | 0 | 0 | 0 | 0 | 0 | 0 | 0 | 0 | 0 | 0 | 0 | 0 | 0 | 0 | 0 | 0 | 0 | 0 | 0 | 0 | 0 | 0 | 0 | 0 | 0 | 0
| Real Economic Carrying Charge | $/kW-yr |  | 571.6239 | 574.0879 | 1093.1152 | 955.116 | 835.727 | 520.9847 | 521.7483 | 522.548 | 523.3821 | 507.2129 | 304.2167 | 307.6978 | 311.3392 | 315.1494 | 319.1375 | 591.9557 | 595.3486 | 598.7965 | 602.3005 | 605.994 | 609.6477 | 613.4162 | 617.1982 | 621.063 | 624.9663 | 628.9395 | 632.9635 | 645.6228 | 658.5352 | 671.7059 | 685.1401 | 698.8429 | 712.8197 | 727.0761 | 741.6176 | 756.45 | 771.579 | 787.0106 | 802.7508 | 818.8058 | 835.1819 | 851.8855 | 868.9233 | 886.3017 | 904.0278 | 922.1083 | 940.5505 | 959.3615 | 978.5487 | 998.1197 | 1018.0821 | 1038.4437 | 1059.2126 | 1080.3969 | 1102.0048 | 1124.0449 | 1146.5258 | 1169.4563 | 1192.8454 | 1216.7023 | 1241.0364 | 1265.8571 | 1291.1743 | 1316.9977 | 1343.3377 | 1370.2044 | 1397.6085 | 1425.5607 | 1454.0719 | 1483.1534 | 1512.8164 | 1543.0728 | 1573.9342 | 1605.4129 | 1637.5211
Step 3: Set GHG Cost
The GHG Values are equal to the sum of RESOLVE GHG shadow prices and Cap-and-Trade prices
| Cap-and-Invest Prices | $/tonne |  | 28.1988 | 30.2422 | 32.424 | 34.7706 | 37.3205 | 40.0593 | 43.0025 | 46.1462 | 49.5121 | 53.1236 | 57.011 | 61.1896 | 65.6814 | 70.5043 | 75.698 | 81.3324 | 87.3983 | 93.9168 | 100.9032 | 108.4222 | 110.5906 | 112.8024 | 115.0585 | 117.3596 | 119.7068 | 122.101 | 124.543 | 127.0339 | 129.5745 | 132.166 | 134.8093 | 137.5055 | 140.2556 | 143.0608 | 145.922 | 148.8404 | 151.8172 | 154.8536 | 157.9506 | 161.1096 | 164.3318 | 167.6185 | 170.9708 | 174.3903 | 177.8781 | 181.4356 | 185.0643 | 188.7656 | 192.5409 | 196.3918 | 200.3196 | 204.326 | 208.4125 | 212.5808 | 216.8324 | 221.169 | 225.5924 | 230.1042 | 234.7063 | 239.4005 | 244.1885 | 249.0722 | 254.0537 | 259.1347 | 264.3174 | 269.6038 | 274.9959 | 280.4958 | 286.1057 | 291.8278 | 297.6644 | 303.6177 | 309.69 | 315.8838 | 322.2015
| RESOLVE GHG Shadow Prices | $/tonne |  | 2026: 104.1028; 2028: 398.3459; 2031: 508.2919; 2036: 343.898; 2041: 394.8305; 2045: 602.8677
| RESOLVE GHG Shadow Prices (Interpolated) | $/tonne |  | 2026: 0; 2027: 251.2243; 2029: 432.0605; 2030: 468.6287; 2032: 470.0851; 2033: 434.7502; 2034: 402.0713; 2035: 371.8488; 2037: 353.5296; 2038: 363.4311; 2039: 373.6098; 2040: 384.0736; 2042: 438.8979; 2043: 487.8837; 2044: 542.3369
| RESOLVE GHG Shadow Prices (Full years) | $/tonne |  | 104.1028 | 251.2243 | 398.3459 | 432.0605 | 468.6287 | 508.2919 | 470.0851 | 434.7502 | 402.0713 | 371.8488 | 343.898 | 353.5296 | 363.4311 | 373.6098 | 384.0736 | 394.8305 | 438.8979 | 487.8837 | 542.3369 | 602.8677 | 614.925 | 627.2235 | 639.768 | 652.5633 | 665.6146 | 678.9269 | 692.5054 | 706.3555 | 720.4827 | 734.8923 | 749.5902 | 764.582 | 779.8736 | 795.4711 | 811.3805 | 827.6081 | 844.1603 | 861.0435 | 878.2643 | 895.8296 | 913.7462 | 932.0211 | 950.6616 | 969.6748 | 989.0683 | 1008.8497 | 1029.0266 | 1049.6072 | 1070.5993 | 1092.0113 | 1113.8515 | 1136.1286 | 1158.8511 | 1182.0282 | 1205.6687 | 1229.7821 | 1254.3777 | 1279.4653 | 1305.0546 | 1331.1557 | 1357.7788 | 1384.9344 | 1412.6331 | 1440.8857 | 1469.7034 | 1499.0975 | 1529.0795 | 1559.6611 | 1590.8543 | 1622.6714 | 1655.1248 | 1688.2273 | 1721.9918 | 1756.4317 | 1791.5603
| RESOLVE GHG Shadow Prices (Smoothed) | $/tonne |  | 104.1028 | 251.2243 | 398.3459 | 432.0605 | 468.6287 | 508.2919 | 470.0851 | 434.7502 | 402.0713 | 371.8488 | 343.898 | 353.5296 | 363.4311 | 373.6098 | 384.0736 | 394.8305 | 438.8979 | 487.8837 | 542.3369 | 602.8677 | 614.925 | 627.2235 | 639.768 | 652.5633 | 665.6146 | 678.9269 | 692.5054 | 706.3555 | 720.4827 | 734.8923 | 749.5902 | 764.582 | 779.8736 | 795.4711 | 811.3805 | 827.6081 | 844.1603 | 861.0435 | 878.2643 | 895.8296 | 913.7462 | 932.0211 | 950.6616 | 969.6748 | 989.0683 | 1008.8497 | 1029.0266 | 1049.6072 | 1070.5993 | 1092.0113 | 1113.8515 | 1136.1286 | 1158.8511 | 1182.0282 | 1205.6687 | 1229.7821 | 1254.3777 | 1279.4653 | 1305.0546 | 1331.1557 | 1357.7788 | 1384.9344 | 1412.6331 | 1440.8857 | 1469.7034 | 1499.0975 | 1529.0795 | 1559.6611 | 1590.8543 | 1622.6714 | 1655.1248 | 1688.2273 | 1721.9918 | 1756.4317 | 1791.5603
| SCT Base GHG Adder | $/tonne |  | 104.1028 | 251.2243 | 398.3459 | 432.0605 | 468.6287 | 508.2919 | 470.0851 | 434.7502 | 402.0713 | 371.8488 | 343.898 | 353.5296 | 363.4311 | 373.6098 | 384.0736 | 394.8305 | 438.8979 | 487.8837 | 542.3369 | 602.8677 | 614.925 | 627.2235 | 639.768 | 652.5633 | 665.6146 | 678.9269 | 692.5054 | 706.3555 | 720.4827 | 734.8923 | 749.5902 | 764.582 | 779.8736 | 795.4711 | 811.3805 | 827.6081 | 844.1603 | 861.0435 | 878.2643 | 895.8296 | 913.7462 | 932.0211 | 950.6616 | 969.6748 | 989.0683 | 1008.8497 | 1029.0266 | 1049.6072 | 1070.5993 | 1092.0113 | 1113.8515 | 1136.1286 | 1158.8511 | 1182.0282 | 1205.6687 | 1229.7821 | 1254.3777 | 1279.4653 | 1305.0546 | 1331.1557 | 1357.7788 | 1384.9344 | 1412.6331 | 1440.8857 | 1469.7034 | 1499.0975 | 1529.0795 | 1559.6611 | 1590.8543 | 1622.6714 | 1655.1248 | 1688.2273 | 1721.9918 | 1756.4317 | 1791.5603
| SCT High GHG Adder | $/tonne |  | 194.3756 | 251.2243 | 398.3459 | 432.0605 | 468.6287 | 508.2919 | 470.0851 | 434.7502 | 402.0713 | 371.8488 | 343.898 | 353.5296 | 363.4311 | 373.6098 | 384.0736 | 394.8305 | 438.8979 | 487.8837 | 542.3369 | 602.8677 | 614.925 | 627.2235 | 639.768 | 652.5633 | 665.6146 | 678.9269 | 692.5054 | 706.3555 | 720.4827 | 734.8923 | 749.5902 | 764.582 | 779.8736 | 795.4711 | 811.3805 | 827.6081 | 844.1603 | 861.0435 | 878.2643 | 895.8296 | 913.7462 | 932.0211 | 950.6616 | 969.6748 | 989.0683 | 1008.8497 | 1029.0266 | 1049.6072 | 1070.5993 | 1092.0113 | 1113.8515 | 1136.1286 | 1158.8511 | 1182.0282 | 1205.6687 | 1229.7821 | 1254.3777 | 1279.4653 | 1305.0546 | 1331.1557 | 1357.7788 | 1384.9344 | 1412.6331 | 1440.8857 | 1469.7034 | 1499.0975 | 1529.0795 | 1559.6611 | 1590.8543 | 1622.6714 | 1655.1248 | 1688.2273 | 1721.9918 | 1756.4317 | 1791.5603
| Total GHG Value | $/tonne |  | 132.3015 | 281.4665 | 430.7699 | 466.8312 | 505.9492 | 548.3512 | 513.0877 | 480.8964 | 451.5833 | 424.9724 | 400.909 | 414.7193 | 429.1125 | 444.1141 | 459.7716 | 476.1629 | 526.2962 | 581.8005 | 643.2401 | 711.2898 | 725.5156 | 740.0259 | 754.8265 | 769.923 | 785.3214 | 801.0279 | 817.0484 | 833.3894 | 850.0572 | 867.0583 | 884.3995 | 902.0875 | 920.1292 | 938.5318 | 957.3025 | 976.4485 | 995.9775 | 1015.897 | 1036.215 | 1056.9393 | 1078.078 | 1099.6396 | 1121.6324 | 1144.065 | 1166.9464 | 1190.2853 | 1214.091 | 1238.3728 | 1263.1403 | 1288.4031 | 1314.1711 | 1340.4545 | 1367.2636 | 1394.6089 | 1422.5011 | 1450.9511 | 1479.9701 | 1509.5695 | 1539.7609 | 1570.5561 | 1601.9673 | 1634.0066 | 1666.6867 | 1700.0205 | 1734.0209 | 1768.7013 | 1804.0753 | 1840.1568 | 1876.96 | 1914.4992 | 1952.7892 | 1991.8449 | 2031.6818 | 2072.3155 | 2113.7618
Step 4: Calculate Capacity Cost
|  |  |  | 2026 | 2027 | 2028 | 2029 | 2030 | 2031 | 2032 | 2033 | 2034 | 2035 | 2036 | 2037 | 2038 | 2039 | 2040 | 2041 | 2042 | 2043 | 2044 | 2045
| RECC |  |  | 571.6239 | 574.0879 | 1093.1152 | 955.116 | 835.727 | 520.9847 | 521.7483 | 522.548 | 523.3821 | 507.2129 | 304.2167 | 307.6978 | 311.3392 | 315.1494 | 319.1375 | 591.9557 | 595.3486 | 598.7965 | 602.3005 | 605.994 | 609.6477 | 613.4162 | 617.1982 | 621.063 | 624.9663 | 628.9395 | 632.9635 | 645.6228 | 658.5352 | 671.7059 | 685.1401 | 698.8429 | 712.8197 | 727.0761 | 741.6176 | 756.45 | 771.579 | 787.0106 | 802.7508 | 818.8058 | 835.1819 | 851.8855 | 868.9233 | 886.3017 | 904.0278 | 922.1083 | 940.5505 | 959.3615 | 978.5487 | 998.1197 | 1018.0821 | 1038.4437 | 1059.2126 | 1080.3969 | 1102.0048 | 1124.0449 | 1146.5258 | 1169.4563 | 1192.8454 | 1216.7023 | 1241.0364 | 1265.8571 | 1291.1743 | 1316.9977 | 1343.3377 | 1370.2044 | 1397.6085 | 1425.5607 | 1454.0719 | 1483.1534 | 1512.8164 | 1543.0728 | 1573.9342 | 1605.4129 | 1637.5211
| Energy |  |  | 175.9872 | 181.8955 | 189.6724 | 191.2947 | 167.2439 | 165.9565 | 163.2269 | 160.8317 | 168.8052 | 145.1824 | 146.3513 | 156.454 | 162.38 | 169.773 | 163.5806 | 169.0026 | 158.5962 | 147.7059 | 136.3165 | 124.4126 | 126.9008 | 129.4388 | 132.0276 | 134.6681 | 137.3615 | 140.1087 | 142.9109 | 145.7691 | 148.6845 | 151.6582 | 154.6914 | 157.7852 | 160.9409 | 164.1597 | 167.4429 | 170.7918 | 174.2076 | 177.6918 | 181.2456 | 184.8705 | 188.5679 | 192.3393 | 196.1861 | 200.1098 | 204.112 | 208.1942 | 212.3581 | 216.6053 | 220.9374 | 225.3561 | 229.8632 | 234.4605 | 239.1497 | 243.9327 | 248.8114 | 253.7876 | 258.8633 | 264.0406 | 269.3214 | 274.7078 | 280.202 | 285.806 | 291.5222 | 297.3526 | 303.2997 | 309.3657 | 315.553 | 321.864 | 328.3013 | 334.8673 | 341.5647 | 348.396 | 355.3639 | 362.4712 | 369.7206
| GHG |  |  | 169.9583 | 366.5947 | 571.9271 | 608.5681 | 563.4962 | 589.5687 | 527.1787 | 472.5442 | 453.2578 | 356.2592 | 329.2154 | 353.7202 | 368.738 | 387.5155 | 375.2376 | 389.9024 | 393.1685 | 392.8629 | 388.1692 | 378.1679 | 385.7312 | 393.4459 | 401.3148 | 409.3411 | 417.5279 | 425.8785 | 434.396 | 443.084 | 451.9456 | 460.9845 | 470.2042 | 479.6083 | 489.2005 | 498.9845 | 508.9642 | 519.1435 | 529.5263 | 540.1169 | 550.9192 | 561.9376 | 573.1763 | 584.6399 | 596.3327 | 608.2593 | 620.4245 | 632.833 | 645.4897 | 658.3994 | 671.5674 | 684.9988 | 698.6988 | 712.6727 | 726.9262 | 741.4647 | 756.294 | 771.4199 | 786.8483 | 802.5853 | 818.637 | 835.0097 | 851.7099 | 868.7441 | 886.119 | 903.8413 | 921.9182 | 940.3565 | 959.1637 | 978.3469 | 997.9139 | 1017.8722 | 1038.2296 | 1058.9942 | 1080.1741 | 1101.7776 | 1123.8131
| Residual |  |  | 225.6784 | 25.5977 | 331.5157 | 155.2532 | 104.9869 | -234.5405 | -168.6573 | -110.828 | -98.6809 | 5.7713 | -171.3501 | -202.4763 | -219.7787 | -242.1391 | -219.6807 | 33.0507 | 43.5839 | 58.2277 | 77.8147 | 103.4136 | 97.0156 | 90.5315 | 83.8558 | 77.0538 | 70.0769 | 62.9523 | 55.6566 | 56.7697 | 57.9051 | 59.0632 | 60.2445 | 61.4493 | 62.6783 | 63.9319 | 65.2105 | 66.5147 | 67.845 | 69.2019 | 70.586 | 71.9977 | 73.4377 | 74.9064 | 76.4045 | 77.9326 | 79.4913 | 81.0811 | 82.7027 | 84.3568 | 86.0439 | 87.7648 | 89.5201 | 91.3105 | 93.1367 | 94.9994 | 96.8994 | 98.8374 | 100.8142 | 102.8304 | 104.8871 | 106.9848 | 109.1245 | 111.307 | 113.5331 | 115.8038 | 118.1199 | 120.4823 | 122.8919 | 125.3497 | 127.8567 | 130.4139 | 133.0221 | 135.6826 | 138.3962 | 141.1642 | 143.9874
| ELCC |  |  | 61.33% | 61.33% | 61.33% | 49.59% | 37.84% | 26.1% | 25.46% | 24.83% | 24.19% | 23.56% | 22.92% | 23.33% | 23.73% | 24.14% | 24.54% | 24.95% | 23.95% | 22.95% | 21.94% | 20.94% | 20.94% | 20.94% | 20.94% | 20.94% | 20.94% | 20.94% | 20.94% | 20.94% | 20.94% | 20.94% | 20.94% | 20.94% | 20.94% | 20.94% | 20.94% | 20.94% | 20.94% | 20.94% | 20.94% | 20.94% | 20.94% | 20.94% | 20.94% | 20.94% | 20.94% | 20.94% | 20.94% | 20.94% | 20.94% | 20.94% | 20.94% | 20.94% | 20.94% | 20.94% | 20.94% | 20.94% | 20.94% | 20.94% | 20.94% | 20.94% | 20.94% | 20.94% | 20.94% | 20.94% | 20.94% | 20.94% | 20.94% | 20.94% | 20.94% | 20.94% | 20.94% | 20.94% | 20.94% | 20.94% | 20.94%
| Capacity Cost (without Floor) |  |  | 367.974 | 41.7376 | 540.5441 | 313.0946 | 277.4251 | -898.6227 | -662.3363 | -446.3829 | -407.907 | 24.5005 | -747.6006 | -868.0286 | -926.0858 | -1003.1446 | -895.0484 | 132.4677 | 181.9978 | 253.7709 | 354.6301 | 493.8565 | 463.3028 | 432.3376 | 400.4574 | 367.974 | 334.6555 | 300.6316 | 265.7907 | 271.1065 | 276.5286 | 282.0592 | 287.7004 | 293.4544 | 299.3234 | 305.3099 | 311.4161 | 317.6444 | 323.9973 | 330.4773 | 337.0868 | 343.8286 | 350.7051 | 357.7192 | 364.8736 | 372.1711 | 379.6145 | 387.2068 | 394.9509 | 402.8499 | 410.9069 | 419.1251 | 427.5076 | 436.0577 | 444.7789 | 453.6745 | 462.748 | 472.0029 | 481.443 | 491.0718 | 500.8933 | 510.9111 | 521.1294 | 531.5519 | 542.183 | 553.0266 | 564.0872 | 575.3689 | 586.8763 | 598.6138 | 610.5861 | 622.7978 | 635.2538 | 647.9589 | 660.918 | 674.1364 | 687.6191
| Capacity Cost Floor |  |  | 44.3376 | 45.2244 | 46.1289 | 47.0514 | 47.9925 | 48.9523 | 49.9314 | 50.93 | 51.9486 | 52.9875 | 54.0473 | 55.1282 | 56.2308 | 57.3554 | 58.5025 | 59.6726 | 60.866 | 62.0834 | 63.325 | 64.5915 | 65.8834 | 67.201 | 68.545 | 69.9159 | 71.3143 | 72.7406 | 74.1954 | 75.6793 | 77.1929 | 78.7367 | 80.3114 | 81.9177 | 83.556 | 85.2271 | 86.9317 | 88.6703 | 90.4437 | 92.2526 | 94.0977 | 95.9796 | 97.8992 | 99.8572 | 101.8543 | 103.8914 | 105.9692 | 108.0886 | 110.2504 | 112.4554 | 114.7045 | 116.9986 | 119.3386 | 121.7254 | 124.1599 | 126.6431 | 129.1759 | 131.7594 | 134.3946 | 137.0825 | 139.8242 | 142.6207 | 145.4731 | 148.3825 | 151.3502 | 154.3772 | 157.4647 | 160.614 | 163.8263 | 167.1028 | 170.4449 | 173.8538 | 177.3309 | 180.8775 | 184.495 | 188.1849 | 191.9486
| Capacity Cost (with Floor) |  |  | 367.974 | 45.2244 | 540.5441 | 313.0946 | 277.4251 | 48.9523 | 49.9314 | 50.93 | 51.9486 | 52.9875 | 54.0473 | 55.1282 | 56.2308 | 57.3554 | 58.5025 | 132.4677 | 181.9978 | 253.7709 | 354.6301 | 493.8565 | 463.3028 | 432.3376 | 400.4574 | 367.974 | 334.6555 | 300.6316 | 265.7907 | 271.1065 | 276.5286 | 282.0592 | 287.7004 | 293.4544 | 299.3234 | 305.3099 | 311.4161 | 317.6444 | 323.9973 | 330.4773 | 337.0868 | 343.8286 | 350.7051 | 357.7192 | 364.8736 | 372.1711 | 379.6145 | 387.2068 | 394.9509 | 402.8499 | 410.9069 | 419.1251 | 427.5076 | 436.0577 | 444.7789 | 453.6745 | 462.748 | 472.0029 | 481.443 | 491.0718 | 500.8933 | 510.9111 | 521.1294 | 531.5519 | 542.183 | 553.0266 | 564.0872 | 575.3689 | 586.8763 | 598.6138 | 610.5861 | 622.7978 | 635.2538 | 647.9589 | 660.918 | 674.1364 | 687.6191
Annual Costs vs. Resource Values
| RECC |  |  | 571.6239 | 574.0879 | 1093.1152 | 955.116 | 835.727 | 520.9847 | 521.7483 | 522.548 | 523.3821 | 507.2129 | 304.2167 | 307.6978 | 311.3392 | 315.1494 | 319.1375 | 591.9557 | 595.3486 | 598.7965 | 602.3005 | 605.994 | 609.6477 | 613.4162 | 617.1982 | 621.063 | 624.9663 | 628.9395 | 632.9635 | 645.6228 | 658.5352 | 671.7059 | 685.1401 | 698.8429 | 712.8197 | 727.0761 | 741.6176 | 756.45 | 771.579 | 787.0106 | 802.7508 | 818.8058 | 835.1819 | 851.8855 | 868.9233 | 886.3017 | 904.0278 | 922.1083 | 940.5505 | 959.3615 | 978.5487 | 998.1197 | 1018.0821 | 1038.4437 | 1059.2126 | 1080.3969 | 1102.0048 | 1124.0449 | 1146.5258 | 1169.4563 | 1192.8454 | 1216.7023 | 1241.0364 | 1265.8571 | 1291.1743 | 1316.9977 | 1343.3377 | 1370.2044 | 1397.6085 | 1425.5607 | 1454.0719 | 1483.1534 | 1512.8164 | 1543.0728 | 1573.9342 | 1605.4129 | 1637.5211
| Energy |  |  | 175.9872 | 181.8955 | 189.6724 | 191.2947 | 167.2439 | 165.9565 | 163.2269 | 160.8317 | 168.8052 | 145.1824 | 146.3513 | 156.454 | 162.38 | 169.773 | 163.5806 | 169.0026 | 158.5962 | 147.7059 | 136.3165 | 124.4126 | 126.9008 | 129.4388 | 132.0276 | 134.6681 | 137.3615 | 140.1087 | 142.9109 | 145.7691 | 148.6845 | 151.6582 | 154.6914 | 157.7852 | 160.9409 | 164.1597 | 167.4429 | 170.7918 | 174.2076 | 177.6918 | 181.2456 | 184.8705 | 188.5679 | 192.3393 | 196.1861 | 200.1098 | 204.112 | 208.1942 | 212.3581 | 216.6053 | 220.9374 | 225.3561 | 229.8632 | 234.4605 | 239.1497 | 243.9327 | 248.8114 | 253.7876 | 258.8633 | 264.0406 | 269.3214 | 274.7078 | 280.202 | 285.806 | 291.5222 | 297.3526 | 303.2997 | 309.3657 | 315.553 | 321.864 | 328.3013 | 334.8673 | 341.5647 | 348.396 | 355.3639 | 362.4712 | 369.7206
| GHG |  |  | 169.9583 | 366.5947 | 571.9271 | 608.5681 | 563.4962 | 589.5687 | 527.1787 | 472.5442 | 453.2578 | 356.2592 | 329.2154 | 353.7202 | 368.738 | 387.5155 | 375.2376 | 389.9024 | 393.1685 | 392.8629 | 388.1692 | 378.1679 | 385.7312 | 393.4459 | 401.3148 | 409.3411 | 417.5279 | 425.8785 | 434.396 | 443.084 | 451.9456 | 460.9845 | 470.2042 | 479.6083 | 489.2005 | 498.9845 | 508.9642 | 519.1435 | 529.5263 | 540.1169 | 550.9192 | 561.9376 | 573.1763 | 584.6399 | 596.3327 | 608.2593 | 620.4245 | 632.833 | 645.4897 | 658.3994 | 671.5674 | 684.9988 | 698.6988 | 712.6727 | 726.9262 | 741.4647 | 756.294 | 771.4199 | 786.8483 | 802.5853 | 818.637 | 835.0097 | 851.7099 | 868.7441 | 886.119 | 903.8413 | 921.9182 | 940.3565 | 959.1637 | 978.3469 | 997.9139 | 1017.8722 | 1038.2296 | 1058.9942 | 1080.1741 | 1101.7776 | 1123.8131
| Capacity |  |  | 225.6784 | 27.7361 | 331.5157 | 155.2532 | 104.9869 | 12.7766 | 12.7145 | 12.6449 | 12.5674 | 12.4817 | 12.3876 | 12.8592 | 13.3447 | 13.8445 | 14.3589 | 33.0507 | 43.5839 | 58.2277 | 77.8147 | 103.4136 | 97.0156 | 90.5315 | 83.8558 | 77.0538 | 70.0769 | 62.9523 | 55.6566 | 56.7697 | 57.9051 | 59.0632 | 60.2445 | 61.4493 | 62.6783 | 63.9319 | 65.2105 | 66.5147 | 67.845 | 69.2019 | 70.586 | 71.9977 | 73.4377 | 74.9064 | 76.4045 | 77.9326 | 79.4913 | 81.0811 | 82.7027 | 84.3568 | 86.0439 | 87.7648 | 89.5201 | 91.3105 | 93.1367 | 94.9994 | 96.8994 | 98.8374 | 100.8142 | 102.8304 | 104.8871 | 106.9848 | 109.1245 | 111.307 | 113.5331 | 115.8038 | 118.1199 | 120.4823 | 122.8919 | 125.3497 | 127.8567 | 130.4139 | 133.0221 | 135.6826 | 138.3962 | 141.1642 | 143.9874
| Net Cost |  |  | 0 | -2.1384 | 0 | 0 | 0 | -247.3171 | -181.3718 | -123.4728 | -111.2483 | -6.7104 | -183.7377 | -215.3356 | -233.1234 | -255.9835 | -234.0395 | 0 | 0 | 0 | 0 | 0 | 0 | 0 | 0 | 0 | 0 | 0 | 0 | 0 | 0 | 0 | 0 | 0 | 0 | 0 | 0 | 0 | 0 | 0 | 0 | 0 | 0 | 0 | 0 | 0 | 0 | 0 | 0 | 0 | 0 | 0 | 0 | 0 | 0 | 0 | 0 | 0 | 0 | 0 | 0 | 0 | 0 | 0 | 0 | 0 | 0 | 0 | 0 | 0 | 0 | 0 | 0 | 0 | 0 | 0 | 0
| Lifecycle NPV Costs vs Values |  | NPV lifetime | 2026: 25
| NPV RECC |  |  | 6664.6565 | 6697.7258 | 6731.4783 | 6250.8051 | 5873.9862 | 5590.2837 | 5602.1149 | 5616.3008 | 5633.0274 | 5652.4971 | 5691.9665 | 5939.8177 | 6205.3337 | 6489.7351 | 6794.3274 | 7120.5062 | 7201.1213 | 7287.1354 | 7378.955 | 7477.0172 | 7581.6596 | 7693.4758 | 7812.9505 | 7940.7076 | 8077.35
| Energy |  |  | 1823.1678 | 1807.4097 | 1785.0103 | 1753.6095 | 1718.6924 | 1705.6764 | 1693.4592 | 1683.553 | 1675.8078 | 1660.0282 | 1667.2149 | 1674.3185 | 1672.4101 | 1664.9978 | 1650.211 | 1641.0905 | 1626.4611 | 1621.7477 | 1628.1942 | 1647.1536 | 1680.0967 | 1713.6986 | 1747.9726 | 1782.932 | 1818.5907
| GHG |  |  | 4763.3611 | 5021.7489 | 5104.3665 | 4989.2925 | 4830.3406 | 4705.9441 | 4547.5934 | 4441.2209 | 4383.0208 | 4341.3083 | 4395.0707 | 4481.5842 | 4551.8029 | 4614.0188 | 4663.9033 | 4731.617 | 4791.5973 | 4854.6964 | 4924.7584 | 5006.7344 | 5106.8691 | 5209.0065 | 5313.1866 | 5419.4503 | 5527.8393
| Capacity |  |  | 913.3936 | 766.8124 | 805.936 | 544.4107 | 439.6134 | 377.3688 | 402.8332 | 430.4754 | 460.4712 | 493.0097 | 528.2951 | 566.547 | 607.4276 | 651.1255 | 697.8434 | 747.7988 | 783.0629 | 810.6912 | 826.0024 | 823.1293 | 794.6939 | 770.7707 | 751.7913 | 738.3253 | 730.92
| Net Cost |  |  | -835.2661 | -898.2451 | -963.8344 | -1036.5075 | -1114.6602 | -1198.7056 | -1041.7709 | -938.9486 | -886.2725 | -841.8492 | -898.6142 | -782.632 | -626.3069 | -440.407 | -217.6302 | 0 | 0 | 0 | 0 | 0 | 0 | 0 | 0 | 0 | 0

## Inputs
Inputs
2026ACC inputs
| Inflation | 2%
| Dollar value | 2024
|  | Generic Solar |  |  |  |  | Generic 4-Hour Storage |  |  |  |  | Generic 8-Hour Storage
| Year | Fixed Costs by Vintage | Energy Revenues | Marginal GHG Impact | ELCC | / | Fixed Costs by Vintage | Energy Revenues | Marginal GHG Impact | ELCC | / | Fixed Costs by Vintage | Energy Revenues | Marginal GHG Impact | ELCC
|  | 2024$/kW-yr | 2024$/kW-yr | tonnes/MW-yr | % |  | 2024$/kW-yr | 2024$/kW-yr | tonnes/MW-yr | % |  | 2024$/kW-yr | 2024$/kW-yr | tonnes/MW-yr | %
| 2026 | 117.69 | 80.3452 | 591.5645 | 4.53% |  | 218 | 56.1585 | 437.4666 | 35.3% |  | 376.76 | 88.8082 | 693.0638 | 56.8%
| 2027 | 115.31 | 59.5756 | 435.422 | 4.43% |  | 217.73 | 67.7001 | 524.0511 | 35.5% |  | 375.69 | 111.8286 | 867.0229 | 56.9%
| 2028 | 110.88 | 50.2411 | 363.5201 | 4.33% |  | 214.1 | 73.5947 | 566.8211 | 35.7% |  | 368.76 | 124.9869 | 964.1659 | 57%
| 2029 | 106.58 | 48.0183 | 344.0089 | 5.12% |  | 210.54 | 74.4441 | 569.4962 | 27.7% |  | 361.97 | 125.2432 | 959.606 | 44.47%
| 2030 | 139.03 | 25.3126 | 179.6699 | 5.91% |  | 135.54 | 70.4519 | 533.6635 | 19.7% |  | 226.66 | 123.1952 | 934.0708 | 31.93%
| 2031 | 135.09 | 21.8688 | 153.5936 | 6.7% |  | 133.68 | 70.3033 | 528.1886 | 11.7% |  | 223.26 | 122.6063 | 921.5726 | 19.4%
| 2032 | 131.26 | 20.0966 | 139.9085 | 6.844% |  | 131.84 | 68.8826 | 512.8249 | 11.12% |  | 219.9 | 119.216 | 887.5546 | 18.62%
| 2033 | 127.52 | 18.7813 | 129.3791 | 6.988% |  | 130.03 | 67.2678 | 495.6515 | 10.54% |  | 216.59 | 115.7955 | 853.253 | 17.84%
| 2034 | 123.88 | 17.9802 | 122.6145 | 7.132% |  | 128.24 | 70.0801 | 512.3454 | 9.96% |  | 213.32 | 120.4988 | 881.0935 | 17.06%
| 2035 | 120.33 | 13.9621 | 94.2419 | 7.276% |  | 126.47 | 59.7654 | 432.5235 | 9.38% |  | 210.09 | 102.8027 | 744.0694 | 16.28%
| 2036 | 117.59 | 14.2869 | 95.4647 | 7.42% |  | 124.73 | 59.2542 | 425.1318 | 8.8% |  | 206.9 | 101.1101 | 725.7077 | 15.5%
| 2037 | 114.93 | 15.1456 | 100.175 | 7.626% |  | 131.34 | 61.8753 | 440.0949 | 9.28% |  | 218.75 | 105.7985 | 752.7397 | 15.7%
| 2038 | 112.35 | 15.5285 | 101.6139 | 7.832% |  | 138.5 | 62.7976 | 442.2704 | 9.76% |  | 231.6 | 107.5352 | 757.6899 | 15.9%
| 2039 | 109.85 | 15.4806 | 100.2215 | 8.038% |  | 158.52 | 64.806 | 452.1379 | 10.24% |  | 267.68 | 110.6633 | 772.3369 | 16.1%
| 2040 | 107.43 | 13.3638 | 85.6487 | 8.244% |  | 156.23 | 61.3296 | 423.4908 | 10.72% |  | 263.52 | 105.7959 | 730.4904 | 16.3%
| 2041 | 105.07 | 12.5541 | 79.4932 | 8.45% |  | 153.98 | 62.4873 | 427.0133 | 11.2% |  | 259.43 | 108.1412 | 739.3492 | 16.5%
| 2042 | 102.78 | 10.5156 | 66.2509 | 7.948% |  | 151.77 | 58.2978 | 394.6175 | 10.65% |  | 255.39 | 100.527 | 680.7972 | 16%
| 2043 | 100.57 | 8.4772 | 53.0085 | 7.445% |  | 149.58 | 54.1083 | 362.2218 | 10.1% |  | 251.41 | 92.9127 | 622.2452 | 15.5%
| 2044 | 98.41 | 6.4387 | 39.7662 | 6.942% |  | 147.42 | 49.9188 | 329.826 | 9.55% |  | 247.48 | 85.2984 | 563.6932 | 15%
| 2045 | 96.32 | 4.4002 | 26.5238 | 6.44% |  | 145.29 | 45.7292 | 297.4303 | 9% |  | 243.6 | 77.6842 | 505.1412 | 14.5%

## References
References
| Tab | First Cell | Name | Source | Links
| Calculations | G191 | Cap-and-invest prices | 26-27 TPP RESOLVE RV "GHG Emissions" CARB Floor Carbon Price | https://www.cpuc.ca.gov/industries-and-topics/electrical-energy/electric-power-procurement/long-term-procurement-planning/2024-27-irp-cycle-events-and-materials/assumptions-for-the-2026-2027-tpp
| Calculations | G192 | RESOLVE GHG shadow prices | 26-27 TPP RESOLVE RV "GHG Emissions" Emission Constraint shadow price | https://www.cpuc.ca.gov/industries-and-topics/electrical-energy/electric-power-procurement/long-term-procurement-planning/2024-27-irp-cycle-events-and-materials/assumptions-for-the-2026-2027-tpp
| Calculations | G196 | SCT GHG adder | Interagency Working Group on Social Cost of GHG, US Government | https://bidenwhitehouse.archives.gov/wp-content/uploads/2021/02/TechnicalSupportDocument_SocialCostofCarbonMethaneNitrousOxide.pdf
| Inputs | E11 | Resource levelized fixed costs | 26-27 TPP Pro Forma | https://www.cpuc.ca.gov/industries-and-topics/electrical-energy/electric-power-procurement/long-term-procurement-planning/2024-27-irp-cycle-events-and-materials/assumptions-for-the-2026-2027-tpp
| Inputs | F11 | Resource energy revenues | Calculated using 2026 ACC SERVM prices
| Inputs | G11 | Resource GHG impact | Calculated using 2026 ACC SERVM prices
| Inputs | H11 | Resource ELCC | 26-27 TPP RESOLVE RV "Reliability" | https://www.cpuc.ca.gov/industries-and-topics/electrical-energy/electric-power-procurement/long-term-procurement-planning/2024-27-irp-cycle-events-and-materials/assumptions-for-the-2026-2027-tpp
Dropdown
TRC
SCT - Base
SCT - High