SDG&E | GWh | Commercial | Com - Nusing Home | BldgEnv | No | BldgEnv - Attic Batt Insulation | 0.0040873 | 0.0040243 | 0.0039624 | 0.0039014 | 0.0038413 | 0.0037821 | 0.0037239 | 0.0036665 | 0.0036101 | 0.0035545 | 0.0034997 | 0.0034458
SDG&E | GWh | Commercial | Com - Nusing Home | BldgEnv | No | BldgEnv - Wall Spray On Insulation | 0.3602 | 0.35465 | 0.34919 | 0.34381 | 0.33852 | 0.3333 | 0.32817 | 0.32312 | 0.31814 | 0.31324 | 0.30842 | 0.30367
SDG&E | GWh | Commercial | Com - Nusing Home | BldgEnv | No | BldgEnv - Window Film | 5.9777 | 5.8856 | 5.795 | 5.7057 | 5.6179 | 5.5313 | 5.4462 | 5.3623 | 5.2797 | 5.1984 | 5.1183 | 5.0395
SDG&E | GWh | Commercial | Com - Nusing Home | FoodServ | No | FoodServ - Electric Steamer | 0.12739 | 0.12949 | 0.13155 | 0.13365 | 0.1357 | 0.13757 | 0.13912 | 0.14056 | 0.14197 | 0.14336 | 0.14481 | 0.14629
SDG&E | GWh | Commercial | Com - Nusing Home | FoodServ | No | FoodServ - Oven (Electric) | 0.11732 | 0.11926 | 0.12115 | 0.12309 | 0.12497 | 0.1267 | 0.12813 | 0.12945 | 0.13075 | 0.13203 | 0.13337 | 0.13473
SDG&E | GWh | Commercial | Com - Nusing Home | HVAC | Yes | HVAC - Advanced Package Rooftop AC (> EER 12) - Emerging | 0 | 5.6143 | 5.5954 | 5.578 | 5.5606 | 5.5411 | 5.5169 | 5.4916 | 5.4666 | 5.4422 | 5.4194 | 5.3977
SDG&E | GWh | Commercial | Com - Nusing Home | HVAC | Yes | HVAC - Energy Recovery Ventilation - Emerging | 1.7286 | 1.7572 | 1.7851 | 1.8136 | 1.8414 | 1.8669 | 1.8879 | 1.9074 | 1.9265 | 1.9455 | 1.9652 | 1.9852
SDG&E | GWh | Commercial | Com - Nusing Home | HVAC | No | HVAC - Chiller (Centrifugal) | 3.2293 | 3.2077 | 3.1863 | 3.1658 | 3.1454 | 3.1244 | 3.1017 | 3.0787 | 3.0559 | 3.0337 | 3.0122 | 2.9915
SDG&E | GWh | Commercial | Com - Nusing Home | HVAC | No | HVAC - Chiller (Reciprocating) | 2.3989 | 2.4161 | 2.4329 | 2.4503 | 2.4673 | 2.4821 | 2.4927 | 2.502 | 2.511 | 2.5201 | 2.53 | 2.5404
SDG&E | GWh | Commercial | Com - Nusing Home | HVAC | No | HVAC - Demand Controlled Ventilation | 2.8499 | 2.897 | 2.943 | 2.99 | 3.0359 | 3.0778 | 3.1125 | 3.1446 | 3.1761 | 3.2074 | 3.2398 | 3.2729
SDG&E | GWh | Commercial | Com - Nusing Home | HVAC | No | HVAC - EER Rated Package Rooftop AC (EER 11) | 1.5468 | 0 | 0 | 0 | 0 | 0 | 0 | 0 | 0 | 0 | 0 | 0
SDG&E | GWh | Commercial | Com - Nusing Home | HVAC | No | HVAC - EER Rated Package Rooftop HP (EER 11) | 0.010204 | 0 | 0 | 0 | 0 | 0 | 0 | 0 | 0 | 0 | 0 | 0
SDG&E | GWh | Commercial | Com - Nusing Home | HVAC | No | HVAC - Repair Duct System | 1.1535 | 1.1357 | 1.1182 | 1.101 | 1.084 | 1.0673 | 1.0509 | 1.0347 | 1.0188 | 1.0031 | 0.98764 | 0.97243
SDG&E | GWh | Commercial | Com - Nusing Home | HVAC | No | HVAC - SEER Rated Package Rooftop AC (Recharge) | 1.5191 | 1.4957 | 1.4727 | 1.45 | 1.4277 | 1.4057 | 1.384 | 1.3627 | 1.3417 | 1.3211 | 1.3007 | 1.2807
SDG&E | GWh | Commercial | Com - Nusing Home | HVAC | No | HVAC - SEER Rated Package Rooftop AC (SEER 14) | 11.4472 | 11.6435 | 0 | 0 | 0 | 0 | 0 | 0 | 0 | 0 | 0 | 0
SDG&E | GWh | Commercial | Com - Nusing Home | HVAC | No | HVAC - SEER Rated Package Rooftop HP (SEER 15) | 4.5443 | 4.6127 | 2.1726 | 2.2042 | 2.2351 | 2.2633 | 2.2864 | 2.3077 | 2.3285 | 2.3492 | 2.3708 | 2.3928
SDG&E | GWh | Commercial | Com - Nusing Home | HVAC | No | HVAC - SEER Rated Split System AC (SEER 14) | 6.7024 | 6.8149 | 6.9248 | 0 | 0 | 0 | 0 | 0 | 0 | 0 | 0 | 0
SDG&E | GWh | Commercial | Com - Nusing Home | HVAC | No | HVAC - SEER Rated Split System HP (SEER 15) | 2.2884 | 2.3435 | 1.1131 | 1.1385 | 1.1633 | 1.1863 | 1.2058 | 1.2242 | 1.2422 | 1.26 | 1.2783 | 1.2969
SDG&E | GWh | Commercial | Com - Nusing Home | HVAC | No | HVAC - Thermostat | 2.8141 | 2.8606 | 2.906 | 2.9524 | 2.9977 | 3.0391 | 3.0733 | 3.1051 | 3.1362 | 3.167 | 3.1991 | 3.2317
SDG&E | GWh | Commercial | Com - Nusing Home | Lighting | Yes | Lighting - LED Fixture (Replacing T8) - Emerging | 19.0551 | 19.7133 | 20.3751 | 21.1474 | 21.8318 | 22.4989 | 23.027 | 23.5431 | 24.0597 | 24.5804 | 25.1158 | 25.5603
SDG&E | GWh | Commercial | Com - Nusing Home | Lighting | Yes | Lighting - LED Lamp (Basic High - Indoor) - Emerging | 0.52508 | 0.54298 | 0.55975 | 0.57447 | 0.58918 | 0.077587 | 0.079081 | 0.080359 | 0.081628 | 0.082732 | 0.083872 | 0.085034
SDG&E | GWh | Commercial | Com - Nusing Home | Lighting | Yes | Lighting - LED Lamp (Basic Low - Indoor) - Emerging | 3.8033 | 3.9384 | 4.0647 | 4.1749 | 4.2851 | 0.66889 | 0.68218 | 0.69351 | 0.70478 | 0.71609 | 0.72617 | 0.73643
SDG&E | GWh | Commercial | Com - Nusing Home | Lighting | Yes | Lighting - LED Plug-In Indoor Fixture - Emerging | 4.077 | 4.2024 | 4.3142 | 4.4008 | 4.5007 | 0.26048 | 0.2645 | 0.26918 | 0.27257 | 0.27639 | 0.2799 | 0.28392
SDG&E | GWh | Commercial | Com - Nusing Home | Lighting | No | Lighting - Cold Cathode Lamp | 0.049797 | 0.05062 | 0.051424 | 0.052244 | 0.053046 | 0 | 0 | 0 | 0 | 0 | 0 | 0
SDG&E | GWh | Commercial | Com - Nusing Home | Lighting | No | Lighting - Compact Fluorescent Fixture (Indoor) | 7.8587 | 7.9821 | 8.1024 | 8.2254 | 8.3456 | 0 | 0 | 0 | 0 | 0 | 0 | 0
SDG&E | GWh | Commercial | Com - Nusing Home | Lighting | No | Lighting - Exit Fixture (LED) | 0.70872 | 0.69781 | 0.68706 | 0.67648 | 0.66606 | 0.6558 | 0.6457 | 0.63576 | 0.62597 | 0.61633 | 0.60684 | 0.59749
SDG&E | GWh | Commercial | Com - Nusing Home | Lighting | No | Lighting - Halogen Lamp (A-Line) | 0.12222 | 0.12424 | 0.12621 | 0.12822 | 0.13019 | 0 | 0 | 0 | 0 | 0 | 0 | 0
SDG&E | GWh | Commercial | Com - Nusing Home | Lighting | No | Lighting - High Bay HID to T5 | 0.40983 | 0.41624 | 0.42249 | 0.42887 | 0.43511 | 0.4408 | 0.44548 | 0.44981 | 0.45405 | 0.45826 | 0.46264 | 0.4671
SDG&E | GWh | Commercial | Com - Nusing Home | Lighting | No | Lighting - Induction Fixture (Indoor) | 1.3886 | 1.4116 | 1.434 | 1.4568 | 1.4792 | 1.4996 | 1.5165 | 1.5322 | 1.5475 | 1.5628 | 1.5786 | 1.5947
SDG&E | GWh | Commercial | Com - Nusing Home | Lighting | No | Lighting - Induction Fixture (Outdoor) | 0.4825 | 0.49048 | 0.49826 | 0.50621 | 0.51398 | 0.52108 | 0.52695 | 0.5324 | 0.53772 | 0.54302 | 0.54851 | 0.55411
SDG&E | GWh | Commercial | Com - Nusing Home | Lighting | No | Lighting - Linear Fluorescent Delamping | 0.13359 | 0.13153 | 0.097127 | 0.063754 | 0.031386 | 0 | 0 | 0 | 0 | 0 | 0 | 0
SDG&E | GWh | Commercial | Com - Nusing Home | Lighting | No | Lighting - Low Bay HID to T5 | 0.058198 | 0.059107 | 0.059995 | 0.060902 | 0.061788 | 0.062596 | 0.06326 | 0.063875 | 0.064477 | 0.065074 | 0.065696 | 0.06633
SDG&E | GWh | Commercial | Com - Nusing Home | Lighting | No | Lighting - Occupancy Sensor | 1.8766 | 1.9073 | 1.9373 | 1.9679 | 1.9978 | 2.0251 | 2.0476 | 2.0685 | 2.089 | 2.1093 | 2.1305 | 2.152
SDG&E | GWh | Commercial | Com - Nusing Home | Lighting | No | Lighting - Plug-In Fixture (Exterior) | 0.44601 | 0.45339 | 0.46058 | 0.46793 | 0.47511 | 0.48167 | 0.4871 | 0.49214 | 0.49706 | 0.50195 | 0.50703 | 0.5122
SDG&E | GWh | Commercial | Com - Nusing Home | Lighting | No | Lighting - Plug-In Fixture (Linear Fluorescent) | 3.7329 | 3.7913 | 3.8482 | 3.9064 | 3.9632 | 0 | 0 | 0 | 0 | 0 | 0 | 0
SDG&E | GWh | Commercial | Com - Nusing Home | Lighting | No | Lighting - Plug-In Fixture (MH Directional) | 0.26006 | 0.26413 | 0.26809 | 0.27214 | 0.2761 | 0.27971 | 0.28268 | 0.28543 | 0.28812 | 0.29079 | 0.29357 | 0.2964
SDG&E | GWh | Commercial | Com - Nusing Home | Lighting | No | Lighting - Plug-In Fixture (PSMH with Electronic Ballast) | 2.0083 | 2.0397 | 2.0703 | 2.1016 | 2.1322 | 2.16 | 2.183 | 2.2042 | 2.225 | 2.2456 | 2.2671 | 2.2889
SDG&E | GWh | Commercial | Com - Nusing Home | ProcHeat | No | ProcHeat - Boiler Draft Fan | 0.85946 | 0.87367 | 0.88754 | 0.9017 | 0.91554 | 0.92818 | 0.93864 | 0.94834 | 0.95783 | 0.96726 | 0.97705 | 0.98702
SDG&E | GWh | Commercial | Com - Nusing Home | SHW | No | SHW - EF Rated Instantaneous Water Heater (Electric) | 0.069725 | 0.070891 | 0.072028 | 0.07319 | 0.074324 | 0.075361 | 0.07622 | 0.077017 | 0.077797 | 0.078571 | 0.079375 | 0.080193
SDG&E | GWh | Commercial | Com - Nusing Home | Service | No | HVAC - Comprehensive Rooftop Unit Quality Maintenance | 7.8381 | 7.7174 | 7.5986 | 7.4815 | 7.3663 | 7.2529 | 7.1412 | 7.0312 | 6.9229 | 6.8163 | 6.7113 | 6.608
SDG&E | GWh | Commercial | Com - Nusing Home | Service | No | Service - HVAC Fault Detection & Diagnositics | 2.4163 | 2.4562 | 2.4952 | 2.535 | 2.574 | 2.6095 | 2.6389 | 2.6662 | 2.6928 | 2.7194 | 2.7469 | 2.7749
SDG&E | GWh | Commercial | Com - Nusing Home | Service | No | Service - Retro-Commissioning (Electric) | 8.1319 | 8.0066 | 7.8833 | 7.7619 | 7.6424 | 7.5247 | 7.4088 | 7.2947 | 7.1824 | 7.0718 | 6.9629 | 6.8557
SDG&E | GWh | Commercial | Com - Nusing Home | WholeBlg | No | HVAC - Energy Management System | 1.417 | 1.4404 | 1.4633 | 1.4866 | 1.5094 | 1.5303 | 1.5475 | 1.5635 | 1.5791 | 1.5947 | 1.6108 | 1.6273
SDG&E | GWh | Commercial | Com - Nusing Home | WholeBlg | No | WholeBlg - Com RET Level 1 | 12.3546 | 12.1644 | 11.977 | 11.7926 | 11.611 | 11.4322 | 11.2561 | 11.0828 | 10.9121 | 10.7441 | 10.5786 | 10.4157
SDG&E | GWh | Commercial | Com - Nusing Home | WholeBlg | No | WholeBlg - Com RET Level 2 | 76.1519 | 74.9792 | 73.8245 | 72.6876 | 71.5682 | 70.466 | 69.3809 | 68.3124 | 67.2604 | 66.2246 | 65.2047 | 64.2006
SDG&E | GWh | Commercial | Com - Office (Large) | AppPlug | No | AppPlug - Computer Monitor | 0.21658 | 0.22016 | 0.22366 | 0.22723 | 0.23071 | 0.2339 | 0.23653 | 0.23898 | 0.24137 | 0.24375 | 0.24621 | 0.24872
SDG&E | GWh | Commercial | Com - Office (Large) | AppPlug | No | AppPlug - Desktop Computer (Com - Power Management) | 8.6511 | 8.7941 | 8.9337 | 9.0763 | 9.2156 | 9.3428 | 9.448 | 9.5457 | 9.6412 | 9.7361 | 9.8347 | 9.935
SDG&E | GWh | Commercial | Com - Office (Large) | AppPlug | No | AppPlug - Occupancy Sensor Plug Strip | 3.7074 | 3.7687 | 3.8285 | 3.8896 | 3.9493 | 4.0038 | 4.0489 | 4.0908 | 4.1317 | 4.1724 | 4.2146 | 4.2576
SDG&E | GWh | Commercial | Com - Office (Large) | AppPlug | No | AppPlug - Vending Machine Controls | 8.1098 | 8.2439 | 8.3748 | 8.5084 | 8.639 | 8.7583 | 8.8569 | 8.9485 | 9.038 | 9.127 | 9.2194 | 9.3134
SDG&E | GWh | Commercial | Com - Office (Large) | BldgEnv | No | BldgEnv - Attic Batt Insulation | 0.2594 | 0.2554 | 0.25147 | 0.2476 | 0.24378 | 0.24003 | 0.23633 | 0.23269 | 0.22911 | 0.22558 | 0.22211 | 0.21869
SDG&E | GWh | Commercial | Com - Office (Large) | BldgEnv | No | BldgEnv - Wall Spray On Insulation | 2.286 | 2.2508 | 2.2161 | 2.182 | 2.1484 | 2.1153 | 2.0827 | 2.0506 | 2.0191 | 1.988 | 1.9573 | 1.9272
SDG&E | GWh | Commercial | Com - Office (Large) | BldgEnv | No | BldgEnv - Window Film | 32.9094 | 32.4026 | 31.9036 | 31.4122 | 30.9285 | 30.4522 | 29.9832 | 29.5215 | 29.0669 | 28.6192 | 28.1785 | 27.7445
SDG&E | GWh | Commercial | Com - Office (Large) | FoodServ | No | FoodServ - Electric Steamer | 0.47556 | 0.48342 | 0.4911 | 0.49893 | 0.50659 | 0.51358 | 0.51937 | 0.52474 | 0.52999 | 0.53521 | 0.54062 | 0.54614
SDG&E | GWh | Commercial | Com - Office (Large) | FoodServ | No | FoodServ - Oven (Electric) | 0.46535 | 0.47305 | 0.48056 | 0.48822 | 0.49572 | 0.50256 | 0.50822 | 0.51348 | 0.51861 | 0.52372 | 0.52902 | 0.53441
SDG&E | GWh | Commercial | Com - Office (Large) | HVAC | Yes | HVAC - Advanced Package Rooftop AC (> EER 12) - Emerging | 0 | 25.3068 | 25.3017 | 25.3037 | 25.3043 | 25.2909 | 25.2498 | 25.201 | 25.152 | 25.105 | 25.0658 | 25.0318
SDG&E | GWh | Commercial | Com - Office (Large) | HVAC | Yes | HVAC - Energy Recovery Ventilation - Emerging | 3.177 | 3.2295 | 3.2808 | 3.3331 | 3.3843 | 3.431 | 3.4697 | 3.5055 | 3.5406 | 3.5755 | 3.6116 | 3.6485
SDG&E | GWh | Commercial | Com - Office (Large) | HVAC | No | HVAC - Chiller (Centrifugal) | 15.6682 | 15.5761 | 15.4848 | 15.3976 | 15.3112 | 15.2208 | 15.121 | 15.0194 | 14.9191 | 14.8208 | 14.7268 | 14.636
SDG&E | GWh | Commercial | Com - Office (Large) | HVAC | No | HVAC - Chiller (Reciprocating) | 13.3653 | 13.4838 | 13.5992 | 13.7186 | 13.8351 | 13.938 | 14.0159 | 14.0856 | 14.1535 | 14.2213 | 14.2941 | 14.3696
SDG&E | GWh | Commercial | Com - Office (Large) | HVAC | No | HVAC - Demand Controlled Ventilation | 5.2377 | 5.3243 | 5.4088 | 5.4951 | 5.5795 | 5.6565 | 5.7202 | 5.7794 | 5.8372 | 5.8947 | 5.9543 | 6.015
SDG&E | GWh | Commercial | Com - Office (Large) | HVAC | No | HVAC - EER Rated Package Rooftop AC (EER 11) | 6.6986 | 0 | 0 | 0 | 0 | 0 | 0 | 0 | 0 | 0 | 0 | 0
SDG&E | GWh | Commercial | Com - Office (Large) | HVAC | No | HVAC - EER Rated Package Rooftop HP (EER 11) | 0.056001 | 0 | 0 | 0 | 0 | 0 | 0 | 0 | 0 | 0 | 0 | 0
SDG&E | GWh | Commercial | Com - Office (Large) | HVAC | No | HVAC - Repair Duct System | 7.2566 | 7.1448 | 7.0348 | 6.9265 | 6.8198 | 6.7148 | 6.6114 | 6.5095 | 6.4093 | 6.3106 | 6.2134 | 6.1177
SDG&E | GWh | Commercial | Com - Office (Large) | HVAC | No | HVAC - SEER Rated Package Rooftop AC (Recharge) | 9.5777 | 9.4302 | 9.285 | 9.142 | 9.0012 | 8.8626 | 8.7261 | 8.5917 | 8.4594 | 8.3292 | 8.2009 | 8.0746
SDG&E | GWh | Commercial | Com - Office (Large) | HVAC | No | HVAC - SEER Rated Package Rooftop AC (SEER 14) | 26.3988 | 26.8173 | 0 | 0 | 0 | 0 | 0 | 0 | 0 | 0 | 0 | 0
SDG&E | GWh | Commercial | Com - Office (Large) | HVAC | No | HVAC - SEER Rated Package Rooftop HP (SEER 15) | 13.5327 | 13.8344 | 6.56 | 6.6991 | 6.8352 | 6.9607 | 7.0671 | 7.1667 | 7.2643 | 7.361 | 7.4607 | 7.5616
SDG&E | GWh | Commercial | Com - Office (Large) | HVAC | No | HVAC - SEER Rated Split System AC (SEER 14) | 13.3365 | 13.5329 | 13.7246 | 0 | 0 | 0 | 0 | 0 | 0 | 0 | 0 | 0
SDG&E | GWh | Commercial | Com - Office (Large) | HVAC | No | HVAC - SEER Rated Split System HP (SEER 15) | 7.1085 | 7.2501 | 3.4303 | 3.4956 | 3.5595 | 3.6182 | 3.6675 | 3.7136 | 3.7587 | 3.8035 | 3.8498 | 3.8966
SDG&E | GWh | Commercial | Com - Office (Large) | HVAC | No | HVAC - Thermostat | 17.7687 | 18.0625 | 18.3493 | 18.642 | 18.9281 | 19.1894 | 19.4056 | 19.6063 | 19.8024 | 19.9974 | 20.1998 | 20.4058
SDG&E | GWh | Commercial | Com - Office (Large) | Lighting | Yes | Lighting - LED Fixture (Replacing T8) - Emerging | 102.5464 | 106.1919 | 109.8586 | 114.1248 | 117.9194 | 121.6184 | 124.5607 | 127.4365 | 130.3155 | 133.218 | 136.2025 | 138.6953
SDG&E | GWh | Commercial | Com - Office (Large) | Lighting | Yes | Lighting - LED Lamp (Basic High - Indoor) - Emerging | 5.6731 | 5.8711 | 6.057 | 6.2208 | 6.3844 | 0.84128 | 0.85797 | 0.87229 | 0.88653 | 0.89896 | 0.9118 | 0.92488
SDG&E | GWh | Commercial | Com - Office (Large) | Lighting | Yes | Lighting - LED Lamp (Basic Low - Indoor) - Emerging | 7.6603 | 7.9385 | 8.1993 | 8.4277 | 8.6562 | 1.3521 | 1.3797 | 1.4034 | 1.4269 | 1.4505 | 1.4717 | 1.4932
SDG&E | GWh | Commercial | Com - Office (Large) | Lighting | Yes | Lighting - LED Plug-In Indoor Fixture - Emerging | 27.9433 | 28.8256 | 29.6152 | 30.2319 | 30.9403 | 1.7919 | 1.8206 | 1.8538 | 1.8781 | 1.9054 | 1.9306 | 1.9592
SDG&E | GWh | Commercial | Com - Office (Large) | Lighting | No | Lighting - Cold Cathode Lamp | 0.26593 | 0.27033 | 0.27462 | 0.279 | 0.28329 | 0 | 0 | 0 | 0 | 0 | 0 | 0
SDG&E | GWh | Commercial | Com - Office (Large) | Lighting | No | Lighting - Compact Fluorescent Fixture (Indoor) | 47.2248 | 48.0036 | 48.7639 | 49.5399 | 50.2984 | 0 | 0 | 0 | 0 | 0 | 0 | 0
SDG&E | GWh | Commercial | Com - Office (Large) | Lighting | No | Lighting - Exit Fixture (LED) | 4.996 | 4.9191 | 4.8433 | 4.7687 | 4.6953 | 4.623 | 4.5518 | 4.4817 | 4.4127 | 4.3447 | 4.2778 | 4.2119
SDG&E | GWh | Commercial | Com - Office (Large) | Lighting | No | Lighting - Halogen Lamp (A-Line) | 0.77564 | 0.78846 | 0.80098 | 0.81376 | 0.82625 | 0 | 0 | 0 | 0 | 0 | 0 | 0
SDG&E | GWh | Commercial | Com - Office (Large) | Lighting | No | Lighting - High Bay HID to T5 | 1.482 | 1.5066 | 1.5306 | 1.5552 | 1.5791 | 1.601 | 1.6192 | 1.636 | 1.6525 | 1.6688 | 1.6858 | 1.703
SDG&E | GWh | Commercial | Com - Office (Large) | Lighting | No | Lighting - Induction Fixture (Indoor) | 8.1572 | 8.2921 | 8.4237 | 8.5581 | 8.6894 | 8.8094 | 8.9087 | 9.0008 | 9.0908 | 9.1803 | 9.2732 | 9.3678
SDG&E | GWh | Commercial | Com - Office (Large) | Lighting | No | Lighting - Induction Fixture (Outdoor) | 3.0621 | 3.1128 | 3.1622 | 3.2127 | 3.262 | 3.307 | 3.3442 | 3.3788 | 3.4126 | 3.4462 | 3.4811 | 3.5166
SDG&E | GWh | Commercial | Com - Office (Large) | Lighting | No | Lighting - Linear Fluorescent Delamping | 0.26297 | 0.25892 | 0.1912 | 0.1255 | 0.061784 | 0 | 0 | 0 | 0 | 0 | 0 | 0
SDG&E | GWh | Commercial | Com - Office (Large) | Lighting | No | Lighting - Low Bay HID to T5 | 0.44176 | 0.4491 | 0.45626 | 0.46357 | 0.47072 | 0.47725 | 0.48265 | 0.48767 | 0.49258 | 0.49745 | 0.50251 | 0.50766
SDG&E | GWh | Commercial | Com - Office (Large) | Lighting | No | Lighting - Occupancy Sensor | 13.8637 | 14.0923 | 14.3154 | 14.5431 | 14.7657 | 14.969 | 15.1371 | 15.2931 | 15.4456 | 15.5972 | 15.7546 | 15.9148
SDG&E | GWh | Commercial | Com - Office (Large) | Lighting | No | Lighting - Plug-In Fixture (Exterior) | 2.8306 | 2.8774 | 2.9231 | 2.9697 | 3.0153 | 3.0569 | 3.0914 | 3.1233 | 3.1546 | 3.1856 | 3.2179 | 3.2507
SDG&E | GWh | Commercial | Com - Office (Large) | Lighting | No | Lighting - Plug-In Fixture (Linear Fluorescent) | 26.0133 | 26.4455 | 26.8674 | 27.298 | 27.7189 | 0 | 0 | 0 | 0 | 0 | 0 | 0
SDG&E | GWh | Commercial | Com - Office (Large) | Lighting | No | Lighting - Plug-In Fixture (MH Directional) | 1.1088 | 1.1272 | 1.1452 | 1.1635 | 1.1815 | 1.1979 | 1.2114 | 1.224 | 1.2363 | 1.2486 | 1.2613 | 1.2742
SDG&E | GWh | Commercial | Com - Office (Large) | Lighting | No | Lighting - Plug-In Fixture (PSMH with Electronic Ballast) | 8.5623 | 8.7046 | 8.8435 | 8.9852 | 9.1237 | 9.2503 | 9.355 | 9.4522 | 9.5473 | 9.6418 | 9.7399 | 9.8396
SDG&E | GWh | Commercial | Com - Office (Large) | ProcHeat | No | ProcHeat - Boiler Draft Fan | 2.8437 | 2.8907 | 2.9366 | 2.9835 | 3.0293 | 3.0711 | 3.1057 | 3.1378 | 3.1692 | 3.2004 | 3.2328 | 3.2657
SDG&E | GWh | Commercial | Com - Office (Large) | SHW | No | SHW - EF Rated Instantaneous Water Heater (Electric) | 0.068669 | 0.069806 | 0.070915 | 0.072047 | 0.073154 | 0.074165 | 0.075002 | 0.075778 | 0.076537 | 0.077291 | 0.078074 | 0.078871
SDG&E | GWh | Commercial | Com - Office (Large) | Service | No | HVAC - Comprehensive Rooftop Unit Quality Maintenance | 49.7442 | 48.9781 | 48.2239 | 47.4812 | 46.75 | 46.0301 | 45.3212 | 44.6233 | 43.9361 | 43.2595 | 42.5933 | 41.9373
SDG&E | GWh | Commercial | Com - Office (Large) | Service | No | Service - HVAC Fault Detection & Diagnositics | 15.3349 | 15.5884 | 15.8359 | 16.0886 | 16.3355 | 16.561 | 16.7476 | 16.9207 | 17.09 | 17.2583 | 17.433 | 17.6107
SDG&E | GWh | Commercial | Com - Office (Large) | Service | No | Service - Retro-Commissioning (Electric) | 51.6086 | 50.8138 | 50.0313 | 49.2608 | 48.5022 | 47.7552 | 47.0198 | 46.2957 | 45.5828 | 44.8808 | 44.1896 | 43.5091
SDG&E | GWh | Commercial | Com - Office (Large) | WholeBlg | No | HVAC - Energy Management System | 8.9927 | 9.1414 | 9.2865 | 9.4347 | 9.5795 | 9.7117 | 9.8212 | 9.9227 | 10.022 | 10.1206 | 10.2231 | 10.3273
SDG&E | GWh | Commercial | Com - Office (Large) | WholeBlg | No | WholeBlg - Com RET Level 1 | 52.9197 | 52.1047 | 51.3023 | 50.5123 | 49.7344 | 48.9685 | 48.2143 | 47.4718 | 46.7408 | 46.021 | 45.3123 | 44.6144
SDG&E | GWh | Commercial | Com - Office (Large) | WholeBlg | No | WholeBlg - Com RET Level 2 | 341.6382 | 336.377 | 331.1968 | 326.0964 | 321.0745 | 316.1299 | 311.2615 | 306.4681 | 301.7485 | 297.1016 | 292.5262 | 288.0213
SDG&E | GWh | Commercial | Com - Office (Small) | AppPlug | No | AppPlug - Computer Monitor | 0.10191 | 0.1036 | 0.10524 | 0.10692 | 0.10856 | 0.11006 | 0.1113 | 0.11245 | 0.11358 | 0.1147 | 0.11586 | 0.11704
SDG&E | GWh | Commercial | Com - Office (Small) | AppPlug | No | AppPlug - Desktop Computer (Com - Power Management) | 4.0708 | 4.1381 | 4.2038 | 4.2709 | 4.3365 | 4.3963 | 4.4459 | 4.4918 | 4.5368 | 4.5814 | 4.6278 | 4.675
SDG&E | GWh | Commercial | Com - Office (Small) | AppPlug | No | AppPlug - Occupancy Sensor Plug Strip | 1.7445 | 1.7734 | 1.8015 | 1.8303 | 1.8584 | 1.884 | 1.9053 | 1.925 | 1.9442 | 1.9634 | 1.9832 | 2.0035
SDG&E | GWh | Commercial | Com - Office (Small) | AppPlug | No | AppPlug - Vending Machine Controls | 4.2287 | 4.2986 | 4.3669 | 4.4365 | 4.5046 | 4.5668 | 4.6183 | 4.666 | 4.7127 | 4.7591 | 4.8073 | 4.8563
SDG&E | GWh | Commercial | Com - Office (Small) | BldgEnv | No | BldgEnv - Attic Batt Insulation | 0.088495 | 0.087132 | 0.08579 | 0.084469 | 0.083168 | 0.081888 | 0.080627 | 0.079385 | 0.078162 | 0.076959 | 0.075774 | 0.074607
SDG&E | GWh | Commercial | Com - Office (Small) | BldgEnv | No | BldgEnv - Wall Spray On Insulation | 1.0757 | 1.0591 | 1.0428 | 1.0267 | 1.0109 | 0.99537 | 0.98004 | 0.96495 | 0.95009 | 0.93545 | 0.92105 | 0.90686
SDG&E | GWh | Commercial | Com - Office (Small) | BldgEnv | No | BldgEnv - Window Film | 18.327 | 18.0448 | 17.7669 | 17.4933 | 17.2239 | 16.9586 | 16.6975 | 16.4403 | 16.1872 | 15.9379 | 15.6924 | 15.4508
SDG&E | GWh | Commercial | Com - Office (Small) | HVAC | Yes | HVAC - Advanced Package Rooftop AC (> EER 12) - Emerging | 0 | 11.898 | 11.906 | 11.9174 | 11.9278 | 11.9313 | 11.9207 | 11.9062 | 11.8915 | 11.8775 | 11.8674 | 11.8596
SDG&E | GWh | Commercial | Com - Office (Small) | HVAC | Yes | HVAC - Energy Recovery Ventilation - Emerging | 0.0021445 | 0.0021799 | 0.0022145 | 0.0022499 | 0.0022844 | 0.0023159 | 0.002342 | 0.0023662 | 0.0023899 | 0.0024134 | 0.0024379 | 0.0024627
SDG&E | GWh | Commercial | Com - Office (Small) | HVAC | No | HVAC - Chiller (Centrifugal) | 9.1949 | 9.129 | 9.0638 | 9.001 | 8.9388 | 8.8749 | 8.8065 | 8.7375 | 8.6694 | 8.6026 | 8.5382 | 8.4757
SDG&E | GWh | Commercial | Com - Office (Small) | HVAC | No | HVAC - Chiller (Reciprocating) | 7.7711 | 7.8204 | 7.8681 | 7.9183 | 7.967 | 8.0089 | 8.0379 | 8.0629 | 8.087 | 8.1113 | 8.1383 | 8.167
SDG&E | GWh | Commercial | Com - Office (Small) | HVAC | No | HVAC - Demand Controlled Ventilation | 0.0035355 | 0.0035939 | 0.003651 | 0.0037092 | 0.0037662 | 0.0038181 | 0.0038612 | 0.0039011 | 0.0039401 | 0.0039789 | 0.0040192 | 0.0040602
SDG&E | GWh | Commercial | Com - Office (Small) | HVAC | No | HVAC - Direct Evaporative Cooler | 6.6202 | 6.7297 | 6.8366 | 6.9456 | 7.0522 | 7.1496 | 7.2301 | 7.3049 | 7.378 | 7.4506 | 7.526 | 7.6028
SDG&E | GWh | Commercial | Com - Office (Small) | HVAC | No | HVAC - EER Rated Package Rooftop AC (EER 11) | 3.5063 | 0 | 0 | 0 | 0 | 0 | 0 | 0 | 0 | 0 | 0 | 0
SDG&E | GWh | Commercial | Com - Office (Small) | HVAC | No | HVAC - Repair Duct System | 3.7157 | 3.6585 | 3.6022 | 3.5467 | 3.4921 | 3.4383 | 3.3854 | 3.3332 | 3.2819 | 3.2314 | 3.1816 | 3.1326
SDG&E | GWh | Commercial | Com - Office (Small) | HVAC | No | HVAC - SEER Rated Package Rooftop AC (Recharge) | 4.6971 | 4.6248 | 4.5536 | 4.4834 | 4.4144 | 4.3464 | 4.2795 | 4.2136 | 4.1487 | 4.0848 | 4.0219 | 3.96
SDG&E | GWh | Commercial | Com - Office (Small) | HVAC | No | HVAC - SEER Rated Package Rooftop AC (SEER 14) | 14.671 | 14.9127 | 0 | 0 | 0 | 0 | 0 | 0 | 0 | 0 | 0 | 0
SDG&E | GWh | Commercial | Com - Office (Small) | HVAC | No | HVAC - SEER Rated Package Rooftop HP (SEER 15) | 6.729 | 6.8778 | 3.2607 | 3.3293 | 3.3964 | 3.4582 | 3.5106 | 3.5597 | 3.6078 | 3.6554 | 3.7045 | 3.7542
SDG&E | GWh | Commercial | Com - Office (Small) | HVAC | No | HVAC - SEER Rated Split System AC (SEER 14) | 6.5679 | 6.6748 | 6.7792 | 0 | 0 | 0 | 0 | 0 | 0 | 0 | 0 | 0
SDG&E | GWh | Commercial | Com - Office (Small) | HVAC | No | HVAC - SEER Rated Split System HP (SEER 15) | 3.6046 | 3.6776 | 1.7406 | 1.7742 | 1.8072 | 1.8375 | 1.863 | 1.8868 | 1.9101 | 1.9332 | 1.9571 | 1.9813
SDG&E | GWh | Commercial | Com - Office (Small) | HVAC | No | HVAC - Thermostat | 10.1523 | 10.3201 | 10.484 | 10.6512 | 10.8147 | 10.964 | 11.0875 | 11.2022 | 11.3143 | 11.4256 | 11.5413 | 11.659
SDG&E | GWh | Commercial | Com - Office (Small) | Lighting | Yes | Lighting - LED Fixture (Replacing T8) - Emerging | 47.0793 | 48.6933 | 50.316 | 52.2108 | 53.8887 | 55.5238 | 56.8167 | 58.0801 | 59.3445 | 60.6191 | 61.9296 | 63.0158
SDG&E | GWh | Commercial | Com - Office (Small) | Lighting | Yes | Lighting - LED Lamp (Basic High - Indoor) - Emerging | 2.6436 | 2.7326 | 2.8159 | 2.8888 | 2.9617 | 0.38989 | 0.39728 | 0.40358 | 0.40985 | 0.41528 | 0.42089 | 0.42661
SDG&E | GWh | Commercial | Com - Office (Small) | Lighting | Yes | Lighting - LED Lamp (Basic Low - Indoor) - Emerging | 3.5696 | 3.6948 | 3.8118 | 3.9137 | 4.0156 | 0.6266 | 0.63886 | 0.64929 | 0.65966 | 0.67007 | 0.67932 | 0.68875
SDG&E | GWh | Commercial | Com - Office (Small) | Lighting | Yes | Lighting - LED Plug-In Indoor Fixture - Emerging | 4.6465 | 4.7874 | 4.9129 | 5.0095 | 5.1214 | 0.29631 | 0.30079 | 0.30602 | 0.30979 | 0.31405 | 0.31796 | 0.32244
SDG&E | GWh | Commercial | Com - Office (Small) | Lighting | No | Lighting - Cold Cathode Lamp | 0.12723 | 0.12933 | 0.13138 | 0.13348 | 0.13553 | 0 | 0 | 0 | 0 | 0 | 0 | 0
SDG&E | GWh | Commercial | Com - Office (Small) | Lighting | No | Lighting - Compact Fluorescent Fixture (Indoor) | 22.0061 | 22.3423 | 22.6703 | 23.0056 | 23.3332 | 0 | 0 | 0 | 0 | 0 | 0 | 0
SDG&E | GWh | Commercial | Com - Office (Small) | Lighting | No | Lighting - Exit Fixture (LED) | 2.3152 | 2.2796 | 2.2445 | 2.2099 | 2.1759 | 2.1424 | 2.1094 | 2.0769 | 2.0449 | 2.0134 | 1.9824 | 1.9519
SDG&E | GWh | Commercial | Com - Office (Small) | Lighting | No | Lighting - Halogen Lamp (A-Line) | 0.36498 | 0.37102 | 0.37691 | 0.38292 | 0.3888 | 0 | 0 | 0 | 0 | 0 | 0 | 0
SDG&E | GWh | Commercial | Com - Office (Small) | Lighting | No | Lighting - High Bay HID to T5 | 0.68038 | 0.69083 | 0.70104 | 0.71147 | 0.72166 | 0.73094 | 0.73856 | 0.74562 | 0.75251 | 0.75937 | 0.7665 | 0.77378
SDG&E | GWh | Commercial | Com - Office (Small) | Lighting | No | Lighting - Induction Fixture (Indoor) | 4.1469 | 4.2154 | 4.2824 | 4.3507 | 4.4175 | 4.4785 | 4.5289 | 4.5757 | 4.6215 | 4.667 | 4.7143 | 4.7623
SDG&E | GWh | Commercial | Com - Office (Small) | Lighting | No | Lighting - Induction Fixture (Outdoor) | 1.4409 | 1.4647 | 1.488 | 1.5117 | 1.5349 | 1.5561 | 1.5737 | 1.5899 | 1.6058 | 1.6217 | 1.6381 | 1.6548
SDG&E | GWh | Commercial | Com - Office (Small) | Lighting | No | Lighting - Linear Fluorescent Delamping | 0.11998 | 0.11814 | 0.087238 | 0.057263 | 0.02819 | 0 | 0 | 0 | 0 | 0 | 0 | 0
SDG&E | GWh | Commercial | Com - Office (Small) | Lighting | No | Lighting - Low Bay HID to T5 | 0.20281 | 0.20593 | 0.20897 | 0.21208 | 0.21512 | 0.21788 | 0.22016 | 0.22226 | 0.22431 | 0.22636 | 0.22849 | 0.23065
SDG&E | GWh | Commercial | Com - Office (Small) | Lighting | No | Lighting - Occupancy Sensor | 9.9886 | 10.1512 | 10.31 | 10.472 | 10.6304 | 10.775 | 10.8944 | 11.0052 | 11.1135 | 11.2211 | 11.3329 | 11.4467
SDG&E | GWh | Commercial | Com - Office (Small) | Lighting | No | Lighting - Plug-In Fixture (Exterior) | 1.332 | 1.354 | 1.3755 | 1.3974 | 1.4189 | 1.4385 | 1.4547 | 1.4697 | 1.4844 | 1.499 | 1.5142 | 1.5296
SDG&E | GWh | Commercial | Com - Office (Small) | Lighting | No | Lighting - Plug-In Fixture (Linear Fluorescent) | 6.4251 | 6.5239 | 6.6202 | 6.7187 | 6.815 | 0 | 0 | 0 | 0 | 0 | 0 | 0
SDG&E | GWh | Commercial | Com - Office (Small) | Lighting | No | Lighting - Plug-In Fixture (MH Directional) | 0.5077 | 0.51551 | 0.52312 | 0.5309 | 0.53851 | 0.54543 | 0.55112 | 0.55639 | 0.56153 | 0.56665 | 0.57197 | 0.5774
SDG&E | GWh | Commercial | Com - Office (Small) | Lighting | No | Lighting - Plug-In Fixture (PSMH with Electronic Ballast) | 3.9207 | 3.9809 | 4.0397 | 4.0998 | 4.1585 | 4.212 | 4.256 | 4.2966 | 4.3363 | 4.3758 | 4.417 | 4.4589
SDG&E | GWh | Commercial | Com - Office (Small) | ProcHeat | No | ProcHeat - Boiler Draft Fan | 3.2537 | 3.3075 | 3.36 | 3.4136 | 3.466 | 3.5138 | 3.5534 | 3.5901 | 3.6261 | 3.6618 | 3.6988 | 3.7365
SDG&E | GWh | Commercial | Com - Office (Small) | SHW | No | SHW - EF Rated Instantaneous Water Heater (Electric) | 0.18824 | 0.19134 | 0.19436 | 0.19744 | 0.20045 | 0.20321 | 0.20548 | 0.20759 | 0.20966 | 0.21171 | 0.21384 | 0.21601
SDG&E | GWh | Commercial | Com - Office (Small) | Service | No | HVAC - Comprehensive Rooftop Unit Quality Maintenance | 23.4076 | 23.0471 | 22.6922 | 22.3427 | 21.9986 | 21.6599 | 21.3263 | 20.9979 | 20.6745 | 20.3561 | 20.0426 | 19.734
SDG&E | GWh | Commercial | Com - Office (Small) | Service | No | Service - HVAC Fault Detection & Diagnositics | 7.216 | 7.3353 | 7.4517 | 7.5706 | 7.6868 | 7.7929 | 7.8807 | 7.9622 | 8.0419 | 8.121 | 8.2032 | 8.2869
SDG&E | GWh | Commercial | Com - Office (Small) | Service | No | Service - Retro-Commissioning (Electric) | 24.2849 | 23.9109 | 23.5427 | 23.1801 | 22.8231 | 22.4717 | 22.1256 | 21.7849 | 21.4494 | 21.1191 | 20.7938 | 20.4736
SDG&E | GWh | Commercial | Com - Office (Small) | WholeBlg | No | HVAC - Energy Management System | 4.2316 | 4.3016 | 4.3699 | 4.4396 | 4.5077 | 4.5699 | 4.6214 | 4.6692 | 4.7159 | 4.7624 | 4.8106 | 4.8596
SDG&E | GWh | Commercial | Com - Office (Small) | WholeBlg | No | WholeBlg - Com RET Level 1 | 25.6641 | 25.2689 | 24.8797 | 24.4966 | 24.1193 | 23.7479 | 23.3822 | 23.0221 | 22.6676 | 22.3185 | 21.9748 | 21.6364
SDG&E | GWh | Commercial | Com - Office (Small) | WholeBlg | No | WholeBlg - Com RET Level 2 | 167.4908 | 164.9115 | 162.3718 | 159.8713 | 157.4093 | 154.9852 | 152.5984 | 150.2484 | 147.9346 | 145.6564 | 143.4133 | 141.2047
SDG&E | GWh | Commercial | Com - Restaurant (Fast Food) | AppPlug | No | AppPlug - Computer Monitor | 0.014642 | 0.014884 | 0.01512 | 0.015361 | 0.015597 | 0.015812 | 0.015991 | 0.016156 | 0.016318 | 0.016478 | 0.016645 | 0.016815
SDG&E | GWh | Commercial | Com - Restaurant (Fast Food) | AppPlug | No | AppPlug - Desktop Computer (Com - Power Management) | 0.53793 | 0.54683 | 0.55551 | 0.56437 | 0.57303 | 0.58095 | 0.58749 | 0.59356 | 0.5995 | 0.60541 | 0.61153 | 0.61777
SDG&E | GWh | Commercial | Com - Restaurant (Fast Food) | AppPlug | No | AppPlug - Occupancy Sensor Plug Strip | 0.25063 | 0.25478 | 0.25882 | 0.26295 | 0.26699 | 0.27067 | 0.27372 | 0.27655 | 0.27932 | 0.28207 | 0.28493 | 0.28783
SDG&E | GWh | Commercial | Com - Restaurant (Fast Food) | AppPlug | No | AppPlug - Vending Machine Controls | 0.74089 | 0.75314 | 0.76509 | 0.7773 | 0.78923 | 0.80013 | 0.80914 | 0.81751 | 0.82569 | 0.83381 | 0.84225 | 0.85084
SDG&E | GWh | Commercial | Com - Restaurant (Fast Food) | BldgEnv | No | BldgEnv - Wall Spray On Insulation | 0.15454 | 0.15216 | 0.14982 | 0.14751 | 0.14524 | 0.143 | 0.1408 | 0.13863 | 0.1365 | 0.13439 | 0.13232 | 0.13029
SDG&E | GWh | Commercial | Com - Restaurant (Fast Food) | BldgEnv | No | BldgEnv - Window Film | 2.6122 | 2.572 | 2.5324 | 2.4934 | 2.455 | 2.4172 | 2.38 | 2.3433 | 2.3072 | 2.2717 | 2.2367 | 2.2023
SDG&E | GWh | Commercial | Com - Restaurant (Fast Food) | ComRefrig | No | ComRefrig - Strip Curtain for Walk In Refrigerator | 6.0031 | 5.9106 | 5.8196 | 5.73 | 5.6417 | 5.5549 | 5.4693 | 5.3851 | 5.3022 | 5.2205 | 5.1401 | 5.0609
SDG&E | GWh | Commercial | Com - Restaurant (Fast Food) | FoodServ | No | FoodServ - Electric Griddle | 0.0046085 | 0.0046847 | 0.0047591 | 0.004835 | 0.0049092 | 0.004977 | 0.0050331 | 0.0050851 | 0.005136 | 0.0051866 | 0.0052391 | 0.0052925
SDG&E | GWh | Commercial | Com - Restaurant (Fast Food) | FoodServ | No | FoodServ - Electric Steamer | 1.5432 | 1.5687 | 1.5936 | 1.619 | 1.6439 | 1.6666 | 1.6854 | 1.7028 | 1.7198 | 1.7367 | 1.7543 | 1.7722
SDG&E | GWh | Commercial | Com - Restaurant (Fast Food) | FoodServ | No | FoodServ - Fryer (Electric) | 0.13335 | 0.13555 | 0.1377 | 0.1399 | 0.14205 | 0.14401 | 0.14563 | 0.14714 | 0.14861 | 0.15007 | 0.15159 | 0.15314
SDG&E | GWh | Commercial | Com - Restaurant (Fast Food) | FoodServ | No | FoodServ - Grill to Order Cabinet | 1.8332 | 1.8635 | 1.8931 | 1.9233 | 1.9528 | 1.9797 | 2.002 | 2.0227 | 2.043 | 2.0631 | 2.084 | 2.1052
SDG&E | GWh | Commercial | Com - Restaurant (Fast Food) | FoodServ | No | FoodServ - Oven (Electric) | 0.35235 | 0.35817 | 0.36386 | 0.36966 | 0.37534 | 0.38052 | 0.38481 | 0.38879 | 0.39268 | 0.39654 | 0.40055 | 0.40464
SDG&E | GWh | Commercial | Com - Restaurant (Fast Food) | HVAC | Yes | HVAC - Advanced Package Rooftop AC (> EER 12) - Emerging | 0 | 4.2964 | 4.2741 | 4.253 | 4.232 | 4.2098 | 4.1847 | 4.1591 | 4.1337 | 4.1089 | 4.0853 | 4.0625
SDG&E | GWh | Commercial | Com - Restaurant (Fast Food) | HVAC | No | HVAC - Direct Evaporative Cooler | 2.1919 | 2.2281 | 2.2635 | 2.2996 | 2.3349 | 2.3672 | 2.3938 | 2.4186 | 2.4428 | 2.4668 | 2.4918 | 2.5172
SDG&E | GWh | Commercial | Com - Restaurant (Fast Food) | HVAC | No | HVAC - EER Rated Package Rooftop HP (EER 11) | 0.22003 | 0 | 0 | 0 | 0 | 0 | 0 | 0 | 0 | 0 | 0 | 0
SDG&E | GWh | Commercial | Com - Restaurant (Fast Food) | HVAC | No | HVAC - Repair Duct System | 1.1063 | 1.0893 | 1.0725 | 1.056 | 1.0397 | 1.0237 | 1.0079 | 0.99243 | 0.97714 | 0.96209 | 0.94728 | 0.93269
SDG&E | GWh | Commercial | Com - Restaurant (Fast Food) | HVAC | No | HVAC - SEER Rated Package Rooftop AC (Recharge) | 1.2984 | 1.2784 | 1.2587 | 1.2393 | 1.2202 | 1.2014 | 1.1829 | 1.1647 | 1.1468 | 1.1291 | 1.1117 | 1.0946
SDG&E | GWh | Commercial | Com - Restaurant (Fast Food) | HVAC | No | HVAC - SEER Rated Package Rooftop AC (SEER 14) | 6.8517 | 6.9719 | 0 | 0 | 0 | 0 | 0 | 0 | 0 | 0 | 0 | 0
SDG&E | GWh | Commercial | Com - Restaurant (Fast Food) | HVAC | No | HVAC - SEER Rated Package Rooftop HP (SEER 15) | 3.3226 | 3.3888 | 1.6033 | 1.6339 | 1.6637 | 1.6911 | 1.7142 | 1.7357 | 1.7568 | 1.7777 | 1.7993 | 1.8212
SDG&E | GWh | Commercial | Com - Restaurant (Fast Food) | HVAC | No | HVAC - SEER Rated Split System AC (SEER 14) | 3.4876 | 3.5492 | 3.6094 | 0 | 0 | 0 | 0 | 0 | 0 | 0 | 0 | 0
SDG&E | GWh | Commercial | Com - Restaurant (Fast Food) | HVAC | No | HVAC - SEER Rated Split System HP (SEER 15) | 1.4444 | 1.4811 | 0.70428 | 0.72116 | 0.73768 | 0.75296 | 0.76603 | 0.7783 | 0.79032 | 0.80224 | 0.81448 | 0.82686
SDG&E | GWh | Commercial | Com - Restaurant (Fast Food) | HVAC | No | HVAC - Thermostat | 1.6641 | 1.6916 | 1.7185 | 1.7459 | 1.7727 | 1.7972 | 1.8174 | 1.8362 | 1.8546 | 1.8729 | 1.8918 | 1.9111
SDG&E | GWh | Commercial | Com - Restaurant (Fast Food) | Lighting | Yes | Lighting - LED Fixture (Replacing T8) - Emerging | 8.5053 | 8.8001 | 9.0966 | 9.4423 | 9.7489 | 10.0477 | 10.2844 | 10.5157 | 10.7473 | 10.9807 | 11.2207 | 11.42
SDG&E | GWh | Commercial | Com - Restaurant (Fast Food) | Lighting | Yes | Lighting - LED Lamp (Basic High - Indoor) - Emerging | 6.872 | 7.1054 | 7.3238 | 7.5155 | 7.7069 | 1.0148 | 1.0342 | 1.0508 | 1.0673 | 1.0817 | 1.0965 | 1.1116
SDG&E | GWh | Commercial | Com - Restaurant (Fast Food) | Lighting | Yes | Lighting - LED Lamp (Basic Low - Indoor) - Emerging | 27.0674 | 28.0246 | 28.9196 | 29.7 | 30.4805 | 4.7573 | 4.8513 | 4.9314 | 5.0111 | 5.0911 | 5.1623 | 5.2348
SDG&E | GWh | Commercial | Com - Restaurant (Fast Food) | Lighting | Yes | Lighting - LED Plug-In Indoor Fixture - Emerging | 1.4393 | 1.4834 | 1.5226 | 1.553 | 1.5881 | 0.0919 | 0.09331 | 0.094951 | 0.096138 | 0.097477 | 0.098708 | 0.10012
SDG&E | GWh | Commercial | Com - Restaurant (Fast Food) | Lighting | No | Lighting - Cold Cathode Lamp | 0.027752 | 0.028211 | 0.028659 | 0.029116 | 0.029563 | 0 | 0 | 0 | 0 | 0 | 0 | 0
SDG&E | GWh | Commercial | Com - Restaurant (Fast Food) | Lighting | No | Lighting - Compact Fluorescent Fixture (Indoor) | 4.6744 | 4.7471 | 4.8181 | 4.8906 | 4.9614 | 0 | 0 | 0 | 0 | 0 | 0 | 0
SDG&E | GWh | Commercial | Com - Restaurant (Fast Food) | Lighting | No | Lighting - Exit Fixture (LED) | 0.32066 | 0.31572 | 0.31086 | 0.30608 | 0.30136 | 0.29672 | 0.29215 | 0.28765 | 0.28322 | 0.27886 | 0.27457 | 0.27034
SDG&E | GWh | Commercial | Com - Restaurant (Fast Food) | Lighting | No | Lighting - Halogen Lamp (A-Line) | 0.052436 | 0.053303 | 0.05415 | 0.055014 | 0.055858 | 0 | 0 | 0 | 0 | 0 | 0 | 0
SDG&E | GWh | Commercial | Com - Restaurant (Fast Food) | Lighting | No | Lighting - High Bay HID to T5 | 0.20788 | 0.21116 | 0.21435 | 0.21761 | 0.2208 | 0.22371 | 0.2261 | 0.22832 | 0.23048 | 0.23264 | 0.23488 | 0.23716
SDG&E | GWh | Commercial | Com - Restaurant (Fast Food) | Lighting | No | Lighting - Induction Fixture (Indoor) | 0.56131 | 0.57059 | 0.57965 | 0.58889 | 0.59793 | 0.60619 | 0.61302 | 0.61935 | 0.62555 | 0.63171 | 0.6381 | 0.64461
SDG&E | GWh | Commercial | Com - Restaurant (Fast Food) | Lighting | No | Lighting - Induction Fixture (Outdoor) | 0.20701 | 0.21044 | 0.21378 | 0.21719 | 0.22052 | 0.22357 | 0.22608 | 0.22842 | 0.23071 | 0.23298 | 0.23534 | 0.23774
SDG&E | GWh | Commercial | Com - Restaurant (Fast Food) | Lighting | No | Lighting - Linear Fluorescent Delamping | 0.080204 | 0.078969 | 0.058314 | 0.038278 | 0.018844 | 0 | 0 | 0 | 0 | 0 | 0 | 0
SDG&E | GWh | Commercial | Com - Restaurant (Fast Food) | Lighting | No | Lighting - Low Bay HID to T5 | 0.0028248 | 0.0028693 | 0.0029127 | 0.002957 | 0.0030003 | 0.0030398 | 0.0030723 | 0.0031025 | 0.0031319 | 0.0031612 | 0.0031916 | 0.0032226
SDG&E | GWh | Commercial | Com - Restaurant (Fast Food) | Lighting | No | Lighting - Occupancy Sensor | 0.97504 | 0.99098 | 1.0065 | 1.0224 | 1.038 | 1.0521 | 1.0638 | 1.0747 | 1.0853 | 1.0959 | 1.1069 | 1.118
SDG&E | GWh | Commercial | Com - Restaurant (Fast Food) | Lighting | No | Lighting - Plug-In Fixture (Exterior) | 0.19136 | 0.19452 | 0.19761 | 0.20076 | 0.20385 | 0.20666 | 0.20899 | 0.21115 | 0.21326 | 0.21536 | 0.21754 | 0.21976
SDG&E | GWh | Commercial | Com - Restaurant (Fast Food) | Lighting | No | Lighting - Plug-In Fixture (Linear Fluorescent) | 1.6537 | 1.6797 | 1.7051 | 1.731 | 1.7564 | 0 | 0 | 0 | 0 | 0 | 0 | 0
SDG&E | GWh | Commercial | Com - Restaurant (Fast Food) | Lighting | No | Lighting - Plug-In Fixture (MH Directional) | 0.13162 | 0.13369 | 0.13571 | 0.13778 | 0.1398 | 0.14164 | 0.14315 | 0.14456 | 0.14593 | 0.14729 | 0.14871 | 0.15015
SDG&E | GWh | Commercial | Com - Restaurant (Fast Food) | Lighting | No | Lighting - Plug-In Fixture (PSMH with Electronic Ballast) | 1.0164 | 1.0324 | 1.048 | 1.064 | 1.0796 | 1.0938 | 1.1055 | 1.1163 | 1.1269 | 1.1374 | 1.1484 | 1.1595
SDG&E | GWh | Commercial | Com - Restaurant (Fast Food) | SHW | No | SHW - EF Rated Instantaneous Water Heater (Electric) | 0.14255 | 0.14487 | 0.14714 | 0.14946 | 0.15172 | 0.15379 | 0.1555 | 0.15708 | 0.15863 | 0.16017 | 0.16177 | 0.1634
SDG&E | GWh | Commercial | Com - Restaurant (Fast Food) | Service | No | HVAC - Comprehensive Rooftop Unit Quality Maintenance | 3.3629 | 3.3111 | 3.2601 | 3.2099 | 3.1605 | 3.1118 | 3.0639 | 3.0167 | 2.9703 | 2.9245 | 2.8795 | 2.8351
SDG&E | GWh | Commercial | Com - Restaurant (Fast Food) | Service | No | Service - HVAC Fault Detection & Diagnositics | 1.0367 | 1.0538 | 1.0706 | 1.0877 | 1.1043 | 1.1196 | 1.1322 | 1.1439 | 1.1554 | 1.1667 | 1.1785 | 1.1906
SDG&E | GWh | Commercial | Com - Restaurant (Fast Food) | Service | No | Service - Retro-Commissioning (Electric) | 3.4889 | 3.4352 | 3.3823 | 3.3302 | 3.2789 | 3.2284 | 3.1787 | 3.1298 | 3.0816 | 3.0341 | 2.9874 | 2.9414
SDG&E | GWh | Commercial | Com - Restaurant (Fast Food) | WholeBlg | No | HVAC - Energy Management System | 0.60794 | 0.618 | 0.62781 | 0.63782 | 0.64761 | 0.65655 | 0.66395 | 0.67081 | 0.67753 | 0.6842 | 0.69112 | 0.69817
SDG&E | GWh | Commercial | Com - Restaurant (Fast Food) | WholeBlg | No | WholeBlg - Com RET Level 1 | 11.2025 | 11.03 | 10.8601 | 10.6929 | 10.5282 | 10.3661 | 10.2064 | 10.0492 | 9.8945 | 9.7421 | 9.5921 | 9.4444
SDG&E | GWh | Commercial | Com - Restaurant (Fast Food) | WholeBlg | No | WholeBlg - Com RET Level 2 | 65.9866 | 64.9704 | 63.9699 | 62.9847 | 62.0148 | 61.0597 | 60.1194 | 59.1936 | 58.282 | 57.3845 | 56.5007 | 55.6306
SDG&E | GWh | Commercial | Com - Restaurant (Sit Down) | AppPlug | No | AppPlug - Computer Monitor | 0.014642 | 0.014884 | 0.01512 | 0.015361 | 0.015597 | 0.015812 | 0.015991 | 0.016156 | 0.016318 | 0.016478 | 0.016645 | 0.016815
SDG&E | GWh | Commercial | Com - Restaurant (Sit Down) | AppPlug | No | AppPlug - Desktop Computer (Com - Power Management) | 0.53793 | 0.54683 | 0.55551 | 0.56437 | 0.57303 | 0.58095 | 0.58749 | 0.59356 | 0.5995 | 0.60541 | 0.61153 | 0.61777
SDG&E | GWh | Commercial | Com - Restaurant (Sit Down) | AppPlug | No | AppPlug - Occupancy Sensor Plug Strip | 0.25063 | 0.25478 | 0.25882 | 0.26295 | 0.26699 | 0.27067 | 0.27372 | 0.27655 | 0.27932 | 0.28207 | 0.28493 | 0.28783
SDG&E | GWh | Commercial | Com - Restaurant (Sit Down) | AppPlug | No | AppPlug - Vending Machine Controls | 0.74089 | 0.75314 | 0.76509 | 0.7773 | 0.78923 | 0.80013 | 0.80914 | 0.81751 | 0.82569 | 0.83381 | 0.84225 | 0.85084
SDG&E | GWh | Commercial | Com - Restaurant (Sit Down) | BldgEnv | No | BldgEnv - Wall Spray On Insulation | 0.15454 | 0.15216 | 0.14982 | 0.14751 | 0.14524 | 0.143 | 0.1408 | 0.13863 | 0.1365 | 0.13439 | 0.13232 | 0.13029
SDG&E | GWh | Commercial | Com - Restaurant (Sit Down) | BldgEnv | No | BldgEnv - Window Film | 3.5457 | 3.4911 | 3.4373 | 3.3844 | 3.3323 | 3.2809 | 3.2304 | 3.1807 | 3.1317 | 3.0835 | 3.036 | 2.9892
SDG&E | GWh | Commercial | Com - Restaurant (Sit Down) | ComRefrig | No | ComRefrig - Refrigerated Case Night Cover (Low Temp) | 1.1699 | 1.1519 | 1.1342 | 1.1167 | 1.0995 | 1.0826 | 1.0659 | 1.0495 | 1.0333 | 1.0174 | 1.0018 | 0.98634
SDG&E | GWh | Commercial | Com - Restaurant (Sit Down) | ComRefrig | No | ComRefrig - Strip Curtain for Walk In Refrigerator | 6.0031 | 5.9106 | 5.8196 | 5.73 | 5.6417 | 5.5549 | 5.4693 | 5.3851 | 5.3022 | 5.2205 | 5.1401 | 5.0609
SDG&E | GWh | Commercial | Com - Restaurant (Sit Down) | FoodServ | No | FoodServ - Electric Griddle | 0.0046085 | 0.0046847 | 0.0047591 | 0.004835 | 0.0049092 | 0.004977 | 0.0050331 | 0.0050851 | 0.005136 | 0.0051866 | 0.0052391 | 0.0052925
SDG&E | GWh | Commercial | Com - Restaurant (Sit Down) | FoodServ | No | FoodServ - Electric Steamer | 1.5432 | 1.5687 | 1.5936 | 1.619 | 1.6439 | 1.6666 | 1.6854 | 1.7028 | 1.7198 | 1.7367 | 1.7543 | 1.7722
SDG&E | GWh | Commercial | Com - Restaurant (Sit Down) | FoodServ | No | FoodServ - Fryer (Electric) | 0.13335 | 0.13555 | 0.1377 | 0.1399 | 0.14205 | 0.14401 | 0.14563 | 0.14714 | 0.14861 | 0.15007 | 0.15159 | 0.15314
SDG&E | GWh | Commercial | Com - Restaurant (Sit Down) | FoodServ | No | FoodServ - Oven (Electric) | 0.35235 | 0.35817 | 0.36386 | 0.36966 | 0.37534 | 0.38052 | 0.38481 | 0.38879 | 0.39268 | 0.39654 | 0.40055 | 0.40464
SDG&E | GWh | Commercial | Com - Restaurant (Sit Down) | HVAC | Yes | HVAC - Advanced Package Rooftop AC (> EER 12) - Emerging | 0 | 2.9707 | 2.9603 | 2.9507 | 2.9412 | 2.9305 | 2.9174 | 2.9037 | 2.8902 | 2.877 | 2.8646 | 2.8529
SDG&E | GWh | Commercial | Com - Restaurant (Sit Down) | HVAC | No | HVAC - Direct Evaporative Cooler | 0.93496 | 0.95042 | 0.96551 | 0.98092 | 0.99597 | 1.0097 | 1.0211 | 1.0317 | 1.042 | 1.0522 | 1.0629 | 1.0737
SDG&E | GWh | Commercial | Com - Restaurant (Sit Down) | HVAC | No | HVAC - EER Rated Package Rooftop AC (EER 11) | 0.65484 | 0 | 0 | 0 | 0 | 0 | 0 | 0 | 0 | 0 | 0 | 0
SDG&E | GWh | Commercial | Com - Restaurant (Sit Down) | HVAC | No | HVAC - EER Rated Package Rooftop HP (EER 11) | 0.0058533 | 0 | 0 | 0 | 0 | 0 | 0 | 0 | 0 | 0 | 0 | 0
SDG&E | GWh | Commercial | Com - Restaurant (Sit Down) | HVAC | No | HVAC - Repair Duct System | 0.72389 | 0.71274 | 0.70177 | 0.69096 | 0.68032 | 0.66984 | 0.65953 | 0.64937 | 0.63937 | 0.62952 | 0.61983 | 0.61028
SDG&E | GWh | Commercial | Com - Restaurant (Sit Down) | HVAC | No | HVAC - SEER Rated Package Rooftop AC (Recharge) | 0.88248 | 0.86889 | 0.85551 | 0.84233 | 0.82936 | 0.81659 | 0.80401 | 0.79163 | 0.77944 | 0.76744 | 0.75562 | 0.74398
SDG&E | GWh | Commercial | Com - Restaurant (Sit Down) | HVAC | No | HVAC - SEER Rated Package Rooftop AC (SEER 14) | 3.2662 | 3.3196 | 0 | 0 | 0 | 0 | 0 | 0 | 0 | 0 | 0 | 0
SDG&E | GWh | Commercial | Com - Restaurant (Sit Down) | HVAC | No | HVAC - SEER Rated Package Rooftop HP (SEER 15) | 1.7494 | 1.7806 | 0.84081 | 0.8552 | 0.86927 | 0.88216 | 0.8929 | 0.90289 | 0.91266 | 0.92236 | 0.93241 | 0.94263
SDG&E | GWh | Commercial | Com - Restaurant (Sit Down) | HVAC | No | HVAC - SEER Rated Split System AC (SEER 14) | 1.6015 | 1.6292 | 1.6562 | 0 | 0 | 0 | 0 | 0 | 0 | 0 | 0 | 0
SDG&E | GWh | Commercial | Com - Restaurant (Sit Down) | HVAC | No | HVAC - SEER Rated Split System HP (SEER 15) | 0.76379 | 0.7813 | 0.37069 | 0.37876 | 0.38665 | 0.39394 | 0.40013 | 0.40593 | 0.4116 | 0.41724 | 0.42304 | 0.4289
SDG&E | GWh | Commercial | Com - Restaurant (Sit Down) | HVAC | No | HVAC - Thermostat | 1.0984 | 1.1165 | 1.1343 | 1.1523 | 1.17 | 1.1862 | 1.1996 | 1.212 | 1.2241 | 1.2361 | 1.2486 | 1.2614
SDG&E | GWh | Commercial | Com - Restaurant (Sit Down) | Lighting | Yes | Lighting - LED Fixture (Replacing T8) - Emerging | 8.5169 | 8.8135 | 9.1117 | 9.4594 | 9.7679 | 10.0686 | 10.3069 | 10.5399 | 10.773 | 11.0081 | 11.2498 | 11.4507
SDG&E | GWh | Commercial | Com - Restaurant (Sit Down) | Lighting | Yes | Lighting - LED Lamp (Basic High - Indoor) - Emerging | 7.003 | 7.2403 | 7.4624 | 7.6571 | 7.8517 | 1.0338 | 1.0535 | 1.0704 | 1.0872 | 1.1017 | 1.1167 | 1.1321
SDG&E | GWh | Commercial | Com - Restaurant (Sit Down) | Lighting | Yes | Lighting - LED Lamp (Basic Low - Indoor) - Emerging | 27.5834 | 28.5567 | 29.4667 | 30.2599 | 31.0531 | 4.8464 | 4.9419 | 5.0233 | 5.1042 | 5.1854 | 5.2577 | 5.3313
SDG&E | GWh | Commercial | Com - Restaurant (Sit Down) | Lighting | Yes | Lighting - LED Plug-In Indoor Fixture - Emerging | 1.461 | 1.5056 | 1.5454 | 1.5761 | 1.6116 | 0.093255 | 0.094679 | 0.096339 | 0.097539 | 0.098892 | 0.10014 | 0.10156
SDG&E | GWh | Commercial | Com - Restaurant (Sit Down) | Lighting | No | Lighting - Cold Cathode Lamp | 0.027755 | 0.028214 | 0.028662 | 0.029119 | 0.029566 | 0 | 0 | 0 | 0 | 0 | 0 | 0
SDG&E | GWh | Commercial | Com - Restaurant (Sit Down) | Lighting | No | Lighting - Compact Fluorescent Fixture (Indoor) | 4.7635 | 4.8373 | 4.9092 | 4.9828 | 5.0546 | 0 | 0 | 0 | 0 | 0 | 0 | 0
SDG&E | GWh | Commercial | Com - Restaurant (Sit Down) | Lighting | No | Lighting - Exit Fixture (LED) | 0.32478 | 0.31978 | 0.31486 | 0.31001 | 0.30523 | 0.30053 | 0.29591 | 0.29135 | 0.28686 | 0.28244 | 0.27809 | 0.27381
SDG&E | GWh | Commercial | Com - Restaurant (Sit Down) | Lighting | No | Lighting - Halogen Lamp (A-Line) | 0.052436 | 0.053303 | 0.05415 | 0.055014 | 0.055858 | 0 | 0 | 0 | 0 | 0 | 0 | 0
SDG&E | GWh | Commercial | Com - Restaurant (Sit Down) | Lighting | No | Lighting - High Bay HID to T5 | 0.20817 | 0.21148 | 0.21471 | 0.21801 | 0.22123 | 0.22417 | 0.2266 | 0.22884 | 0.23104 | 0.23322 | 0.23549 | 0.2378
SDG&E | GWh | Commercial | Com - Restaurant (Sit Down) | Lighting | No | Lighting - Induction Fixture (Indoor) | 0.57115 | 0.5806 | 0.58981 | 0.59922 | 0.60842 | 0.61682 | 0.62377 | 0.63022 | 0.63652 | 0.64279 | 0.6493 | 0.65592
SDG&E | GWh | Commercial | Com - Restaurant (Sit Down) | Lighting | No | Lighting - Induction Fixture (Outdoor) | 0.20701 | 0.21044 | 0.21378 | 0.21719 | 0.22052 | 0.22357 | 0.22608 | 0.22842 | 0.23071 | 0.23298 | 0.23534 | 0.23774
SDG&E | GWh | Commercial | Com - Restaurant (Sit Down) | Lighting | No | Lighting - Linear Fluorescent Delamping | 0.08089 | 0.079645 | 0.058814 | 0.038605 | 0.019005 | 0 | 0 | 0 | 0 | 0 | 0 | 0
SDG&E | GWh | Commercial | Com - Restaurant (Sit Down) | Lighting | No | Lighting - Low Bay HID to T5 | 0.0028287 | 0.0028736 | 0.0029175 | 0.0029624 | 0.0030062 | 0.0030461 | 0.0030791 | 0.0031096 | 0.0031394 | 0.0031691 | 0.0031999 | 0.0032313
SDG&E | GWh | Commercial | Com - Restaurant (Sit Down) | Lighting | No | Lighting - Occupancy Sensor | 1.089 | 1.1071 | 1.1247 | 1.1427 | 1.1602 | 1.1763 | 1.1896 | 1.2019 | 1.2139 | 1.2259 | 1.2383 | 1.251
SDG&E | GWh | Commercial | Com - Restaurant (Sit Down) | Lighting | No | Lighting - Plug-In Fixture (Exterior) | 0.19136 | 0.19452 | 0.19761 | 0.20076 | 0.20385 | 0.20666 | 0.20899 | 0.21115 | 0.21326 | 0.21536 | 0.21754 | 0.21976
SDG&E | GWh | Commercial | Com - Restaurant (Sit Down) | Lighting | No | Lighting - Plug-In Fixture (Linear Fluorescent) | 1.6593 | 1.6857 | 1.7115 | 1.7378 | 1.7635 | 0 | 0 | 0 | 0 | 0 | 0 | 0
SDG&E | GWh | Commercial | Com - Restaurant (Sit Down) | Lighting | No | Lighting - Plug-In Fixture (MH Directional) | 0.13153 | 0.13362 | 0.13566 | 0.13774 | 0.13978 | 0.14164 | 0.14317 | 0.14459 | 0.14597 | 0.14735 | 0.14879 | 0.15025
SDG&E | GWh | Commercial | Com - Restaurant (Sit Down) | Lighting | No | Lighting - Plug-In Fixture (PSMH with Electronic Ballast) | 1.0157 | 1.0318 | 1.0476 | 1.0637 | 1.0794 | 1.0938 | 1.1056 | 1.1166 | 1.1273 | 1.1379 | 1.149 | 1.1603
SDG&E | GWh | Commercial | Com - Restaurant (Sit Down) | SHW | No | SHW - EF Rated Instantaneous Water Heater (Electric) | 0.053645 | 0.054507 | 0.055348 | 0.056208 | 0.057047 | 0.057813 | 0.058446 | 0.059031 | 0.059604 | 0.060174 | 0.060765 | 0.061368
SDG&E | GWh | Commercial | Com - Restaurant (Sit Down) | Service | No | HVAC - Comprehensive Rooftop Unit Quality Maintenance | 3.3629 | 3.3111 | 3.2601 | 3.2099 | 3.1605 | 3.1118 | 3.0639 | 3.0167 | 2.9703 | 2.9245 | 2.8795 | 2.8351
SDG&E | GWh | Commercial | Com - Restaurant (Sit Down) | Service | No | Service - HVAC Fault Detection & Diagnositics | 1.0367 | 1.0538 | 1.0706 | 1.0877 | 1.1043 | 1.1196 | 1.1322 | 1.1439 | 1.1554 | 1.1667 | 1.1785 | 1.1906
SDG&E | GWh | Commercial | Com - Restaurant (Sit Down) | Service | No | Service - Retro-Commissioning (Electric) | 3.4889 | 3.4352 | 3.3823 | 3.3302 | 3.2789 | 3.2284 | 3.1787 | 3.1298 | 3.0816 | 3.0341 | 2.9874 | 2.9414
SDG&E | GWh | Commercial | Com - Restaurant (Sit Down) | WholeBlg | No | HVAC - Energy Management System | 0.60794 | 0.618 | 0.62781 | 0.63782 | 0.64761 | 0.65655 | 0.66395 | 0.67081 | 0.67753 | 0.6842 | 0.69112 | 0.69817
SDG&E | GWh | Commercial | Com - Restaurant (Sit Down) | WholeBlg | No | WholeBlg - Com RET Level 1 | 9.0792 | 8.9394 | 8.8018 | 8.6662 | 8.5327 | 8.4013 | 8.272 | 8.1446 | 8.0191 | 7.8956 | 7.7741 | 7.6543
SDG&E | GWh | Commercial | Com - Restaurant (Sit Down) | WholeBlg | No | WholeBlg - Com RET Level 2 | 53.8324 | 53.0033 | 52.1871 | 51.3834 | 50.5921 | 49.813 | 49.0459 | 48.2906 | 47.5469 | 46.8147 | 46.0937 | 45.3839
SDG&E | GWh | Commercial | Com - Retail (Large Multi Level) | AppPlug | No | AppPlug - Computer Monitor | 0.066532 | 0.067632 | 0.068706 | 0.069802 | 0.070873 | 0.071852 | 0.072661 | 0.073413 | 0.074147 | 0.074877 | 0.075635 | 0.076406
SDG&E | GWh | Commercial | Com - Retail (Large Multi Level) | AppPlug | No | AppPlug - Desktop Computer (Com - Power Management) | 2.4444 | 2.4848 | 2.5242 | 2.5645 | 2.6039 | 2.6398 | 2.6696 | 2.6972 | 2.7241 | 2.751 | 2.7788 | 2.8071
SDG&E | GWh | Commercial | Com - Retail (Large Multi Level) | AppPlug | No | AppPlug - Occupancy Sensor Plug Strip | 1.1389 | 1.1577 | 1.1761 | 1.1949 | 1.2132 | 1.2299 | 1.2438 | 1.2567 | 1.2692 | 1.2817 | 1.2947 | 1.3079
SDG&E | GWh | Commercial | Com - Retail (Large Multi Level) | AppPlug | No | AppPlug - Vending Machine Controls | 2.7943 | 2.8405 | 2.8856 | 2.9316 | 2.9766 | 3.0177 | 3.0517 | 3.0832 | 3.1141 | 3.1447 | 3.1766 | 3.209
SDG&E | GWh | Commercial | Com - Retail (Large Multi Level) | BldgEnv | No | BldgEnv - Wall Spray On Insulation | 0.70223 | 0.69142 | 0.68077 | 0.67029 | 0.65996 | 0.6498 | 0.63979 | 0.62994 | 0.62024 | 0.61069 | 0.60128 | 0.59202
SDG&E | GWh | Commercial | Com - Retail (Large Multi Level) | BldgEnv | No | BldgEnv - Window Film | 6.8589 | 6.7533 | 6.6493 | 6.5469 | 6.446 | 6.3468 | 6.249 | 6.1528 | 6.058 | 5.9647 | 5.8729 | 5.7824
SDG&E | GWh | Commercial | Com - Retail (Large Multi Level) | FoodServ | No | FoodServ - Electric Steamer | 0.10226 | 0.10395 | 0.1056 | 0.10729 | 0.10893 | 0.11044 | 0.11168 | 0.11284 | 0.11397 | 0.11509 | 0.11625 | 0.11744
SDG&E | GWh | Commercial | Com - Retail (Large Multi Level) | FoodServ | No | FoodServ - Oven (Electric) | 1.0293 | 1.0463 | 1.0629 | 1.0798 | 1.0964 | 1.1116 | 1.1241 | 1.1357 | 1.1471 | 1.1584 | 1.1701 | 1.182
SDG&E | GWh | Commercial | Com - Retail (Large Multi Level) | HVAC | Yes | HVAC - Advanced Package Rooftop AC (> EER 12) - Emerging | 0 | 5.5827 | 5.591 | 5.6008 | 5.6101 | 5.6159 | 5.6147 | 5.6115 | 5.6081 | 5.6051 | 5.6039 | 5.6038
SDG&E | GWh | Commercial | Com - Retail (Large Multi Level) | HVAC | No | HVAC - Chiller (Centrifugal) | 3.9808 | 3.9588 | 3.9369 | 3.916 | 3.8954 | 3.8736 | 3.8493 | 3.8246 | 3.8001 | 3.7762 | 3.7533 | 3.7312
SDG&E | GWh | Commercial | Com - Retail (Large Multi Level) | HVAC | No | HVAC - Chiller (Reciprocating) | 3.3672 | 3.3992 | 3.4304 | 3.4626 | 3.4941 | 3.522 | 3.5434 | 3.5627 | 3.5815 | 3.6002 | 3.6202 | 3.6409
SDG&E | GWh | Commercial | Com - Retail (Large Multi Level) | HVAC | No | HVAC - EER Rated Package Rooftop AC (EER 11) | 1.914 | 0 | 0 | 0 | 0 | 0 | 0 | 0 | 0 | 0 | 0 | 0
SDG&E | GWh | Commercial | Com - Retail (Large Multi Level) | HVAC | No | HVAC - Repair Duct System | 1.5196 | 1.4962 | 1.4732 | 1.4505 | 1.4282 | 1.4062 | 1.3845 | 1.3632 | 1.3422 | 1.3215 | 1.3012 | 1.2812
SDG&E | GWh | Commercial | Com - Retail (Large Multi Level) | HVAC | No | HVAC - SEER Rated Package Rooftop AC (Recharge) | 1.9922 | 1.9615 | 1.9313 | 1.9015 | 1.8723 | 1.8434 | 1.815 | 1.7871 | 1.7596 | 1.7325 | 1.7058 | 1.6795
SDG&E | GWh | Commercial | Com - Retail (Large Multi Level) | HVAC | No | HVAC - SEER Rated Package Rooftop AC (SEER 14) | 6.1806 | 6.2825 | 0 | 0 | 0 | 0 | 0 | 0 | 0 | 0 | 0 | 0
SDG&E | GWh | Commercial | Com - Retail (Large Multi Level) | HVAC | No | HVAC - SEER Rated Package Rooftop HP (SEER 15) | 3.0239 | 3.0865 | 1.4614 | 1.4903 | 1.5186 | 1.5445 | 1.5665 | 1.587 | 1.607 | 1.6269 | 1.6475 | 1.6683
SDG&E | GWh | Commercial | Com - Retail (Large Multi Level) | HVAC | No | HVAC - SEER Rated Split System AC (SEER 14) | 3.3536 | 3.4104 | 3.4659 | 0 | 0 | 0 | 0 | 0 | 0 | 0 | 0 | 0
SDG&E | GWh | Commercial | Com - Retail (Large Multi Level) | HVAC | No | HVAC - SEER Rated Split System HP (SEER 15) | 1.7973 | 1.8308 | 0.86516 | 0.88062 | 0.89573 | 0.90959 | 0.92118 | 0.93197 | 0.94254 | 0.95303 | 0.96388 | 0.9749
SDG&E | GWh | Commercial | Com - Retail (Large Multi Level) | HVAC | No | HVAC - Thermostat | 2.4472 | 2.4876 | 2.5271 | 2.5674 | 2.6068 | 2.6428 | 2.6726 | 2.7002 | 2.7272 | 2.7541 | 2.782 | 2.8103
SDG&E | GWh | Commercial | Com - Retail (Large Multi Level) | Lighting | Yes | Lighting - LED Fixture (Replacing T8) - Emerging | 37.3205 | 38.6276 | 39.942 | 41.4736 | 42.8334 | 44.1588 | 45.2106 | 46.2384 | 47.2673 | 48.3045 | 49.371 | 50.259
SDG&E | GWh | Commercial | Com - Retail (Large Multi Level) | Lighting | Yes | Lighting - LED Lamp (Basic High - Indoor) - Emerging | 4.0922 | 4.2323 | 4.3636 | 4.4789 | 4.5942 | 0.60506 | 0.61677 | 0.6268 | 0.63676 | 0.64543 | 0.65438 | 0.6635
SDG&E | GWh | Commercial | Com - Retail (Large Multi Level) | Lighting | Yes | Lighting - LED Lamp (Basic Low - Indoor) - Emerging | 13.3596 | 13.8359 | 14.2816 | 14.6709 | 15.0601 | 2.3511 | 2.398 | 2.4381 | 2.4779 | 2.518 | 2.5536 | 2.5899
SDG&E | GWh | Commercial | Com - Retail (Large Multi Level) | Lighting | Yes | Lighting - LED Plug-In Indoor Fixture - Emerging | 5.8238 | 6.0037 | 6.1643 | 6.2888 | 6.4324 | 0.37232 | 0.37811 | 0.38483 | 0.38972 | 0.39521 | 0.40027 | 0.40605
SDG&E | GWh | Commercial | Com - Retail (Large Multi Level) | Lighting | No | Lighting - Cold Cathode Lamp | 0.092546 | 0.094076 | 0.09557 | 0.097095 | 0.098585 | 0 | 0 | 0 | 0 | 0 | 0 | 0
SDG&E | GWh | Commercial | Com - Retail (Large Multi Level) | Lighting | No | Lighting - Compact Fluorescent Fixture (Indoor) | 16.6731 | 16.9372 | 17.1949 | 17.4582 | 17.7155 | 0 | 0 | 0 | 0 | 0 | 0 | 0
SDG&E | GWh | Commercial | Com - Retail (Large Multi Level) | Lighting | No | Lighting - Exit Fixture (LED) | 1.5201 | 1.4967 | 1.4736 | 1.451 | 1.4286 | 1.4066 | 1.3849 | 1.3636 | 1.3426 | 1.3219 | 1.3016 | 1.2815
SDG&E | GWh | Commercial | Com - Retail (Large Multi Level) | Lighting | No | Lighting - Halogen Lamp (A-Line) | 0.23827 | 0.24221 | 0.24606 | 0.24998 | 0.25382 | 0 | 0 | 0 | 0 | 0 | 0 | 0
SDG&E | GWh | Commercial | Com - Retail (Large Multi Level) | Lighting | No | Lighting - High Bay HID to T5 | 3.5754 | 3.6329 | 3.6891 | 3.7465 | 3.8025 | 3.8537 | 3.8959 | 3.935 | 3.9733 | 4.0113 | 4.0508 | 4.091
SDG&E | GWh | Commercial | Com - Retail (Large Multi Level) | Lighting | No | Lighting - Induction Fixture (Indoor) | 2.6177 | 2.661 | 2.7032 | 2.7464 | 2.7885 | 2.827 | 2.8588 | 2.8884 | 2.9173 | 2.946 | 2.9758 | 3.0062
SDG&E | GWh | Commercial | Com - Retail (Large Multi Level) | Lighting | No | Lighting - Induction Fixture (Outdoor) | 0.94067 | 0.95622 | 0.97141 | 0.9869 | 1.002 | 1.0159 | 1.0273 | 1.0379 | 1.0483 | 1.0587 | 1.0694 | 1.0803
SDG&E | GWh | Commercial | Com - Retail (Large Multi Level) | Lighting | No | Lighting - Linear Fluorescent Delamping | 0.095496 | 0.094026 | 0.069433 | 0.045576 | 0.022437 | 0 | 0 | 0 | 0 | 0 | 0 | 0
SDG&E | GWh | Commercial | Com - Retail (Large Multi Level) | Lighting | No | Lighting - Low Bay HID to T5 | 0.83029 | 0.84366 | 0.8567 | 0.87002 | 0.88304 | 0.89492 | 0.90472 | 0.91381 | 0.92269 | 0.93152 | 0.9407 | 0.95004
SDG&E | GWh | Commercial | Com - Retail (Large Multi Level) | Lighting | No | Lighting - Occupancy Sensor | 0.21474 | 0.21885 | 0.22286 | 0.22695 | 0.23095 | 0.23462 | 0.2377 | 0.24056 | 0.24337 | 0.24616 | 0.24904 | 0.25196
SDG&E | GWh | Commercial | Com - Retail (Large Multi Level) | Lighting | No | Lighting - Plug-In Fixture (Exterior) | 0.86954 | 0.88391 | 0.89795 | 0.91227 | 0.92627 | 0.93906 | 0.94964 | 0.95946 | 0.96906 | 0.9786 | 0.98851 | 0.99859
SDG&E | GWh | Commercial | Com - Retail (Large Multi Level) | Lighting | No | Lighting - Plug-In Fixture (Linear Fluorescent) | 8.8117 | 8.9535 | 9.092 | 9.2334 | 9.3715 | 0 | 0 | 0 | 0 | 0 | 0 | 0
SDG&E | GWh | Commercial | Com - Retail (Large Multi Level) | Lighting | No | Lighting - Plug-In Fixture (MH Directional) | 0.42575 | 0.43261 | 0.4393 | 0.44613 | 0.4528 | 0.45889 | 0.46392 | 0.46858 | 0.47313 | 0.47766 | 0.48237 | 0.48716
SDG&E | GWh | Commercial | Com - Retail (Large Multi Level) | Lighting | No | Lighting - Plug-In Fixture (PSMH with Electronic Ballast) | 3.2878 | 3.3407 | 3.3924 | 3.4451 | 3.4967 | 3.5437 | 3.5826 | 3.6185 | 3.6537 | 3.6887 | 3.725 | 3.762
SDG&E | GWh | Commercial | Com - Retail (Large Multi Level) | ProcHeat | No | ProcHeat - Boiler Draft Fan | 0.70717 | 0.71886 | 0.73028 | 0.74193 | 0.75331 | 0.76371 | 0.77232 | 0.7803 | 0.78811 | 0.79587 | 0.80392 | 0.81212
SDG&E | GWh | Commercial | Com - Retail (Large Multi Level) | SHW | No | SHW - EF Rated Instantaneous Water Heater (Electric) | 0.020786 | 0.021127 | 0.021459 | 0.021799 | 0.022131 | 0.022434 | 0.022684 | 0.022916 | 0.023143 | 0.023369 | 0.023604 | 0.023842
SDG&E | GWh | Commercial | Com - Retail (Large Multi Level) | Service | No | HVAC - Comprehensive Rooftop Unit Quality Maintenance | 15.2811 | 15.0457 | 14.814 | 14.5859 | 14.3613 | 14.1401 | 13.9223 | 13.7079 | 13.4968 | 13.289 | 13.0843 | 12.8828
SDG&E | GWh | Commercial | Com - Retail (Large Multi Level) | Service | No | Service - HVAC Fault Detection & Diagnositics | 4.7108 | 4.7886 | 4.8647 | 4.9423 | 5.0181 | 5.0874 | 5.1447 | 5.1979 | 5.2499 | 5.3016 | 5.3553 | 5.4099
SDG&E | GWh | Commercial | Com - Retail (Large Multi Level) | Service | No | Service - Retro-Commissioning (Electric) | 15.8538 | 15.6096 | 15.3692 | 15.1326 | 14.8995 | 14.6701 | 14.4441 | 14.2217 | 14.0027 | 13.787 | 13.5747 | 13.3657
SDG&E | GWh | Commercial | Com - Retail (Large Multi Level) | WholeBlg | No | HVAC - Energy Management System | 2.7625 | 2.8082 | 2.8528 | 2.8983 | 2.9428 | 2.9834 | 3.017 | 3.0482 | 3.0787 | 3.109 | 3.1405 | 3.1725
SDG&E | GWh | Commercial | Com - Retail (Large Multi Level) | WholeBlg | No | WholeBlg - Com RET Level 1 | 12.7158 | 12.52 | 12.3272 | 12.1373 | 11.9504 | 11.7664 | 11.5852 | 11.4068 | 11.2311 | 11.0581 | 10.8878 | 10.7202
SDG&E | GWh | Commercial | Com - Retail (Large Multi Level) | WholeBlg | No | WholeBlg - Com RET Level 2 | 90.8521 | 89.453 | 88.0754 | 86.719 | 85.3836 | 84.0687 | 82.774 | 81.4993 | 80.2442 | 79.0084 | 77.7917 | 76.5937
SDG&E | GWh | Commercial | Com - Retail (Large Single Level) | AppPlug | No | AppPlug - Computer Monitor | 0.066532 | 0.067632 | 0.068706 | 0.069802 | 0.070873 | 0.071852 | 0.072661 | 0.073413 | 0.074147 | 0.074877 | 0.075635 | 0.076406
SDG&E | GWh | Commercial | Com - Retail (Large Single Level) | AppPlug | No | AppPlug - Desktop Computer (Com - Power Management) | 2.4444 | 2.4848 | 2.5242 | 2.5645 | 2.6039 | 2.6398 | 2.6696 | 2.6972 | 2.7241 | 2.751 | 2.7788 | 2.8071
SDG&E | GWh | Commercial | Com - Retail (Large Single Level) | AppPlug | No | AppPlug - Occupancy Sensor Plug Strip | 1.1389 | 1.1577 | 1.1761 | 1.1949 | 1.2132 | 1.2299 | 1.2438 | 1.2567 | 1.2692 | 1.2817 | 1.2947 | 1.3079
SDG&E | GWh | Commercial | Com - Retail (Large Single Level) | AppPlug | No | AppPlug - Vending Machine Controls | 2.7943 | 2.8405 | 2.8856 | 2.9316 | 2.9766 | 3.0177 | 3.0517 | 3.0832 | 3.1141 | 3.1447 | 3.1766 | 3.209
SDG&E | GWh | Commercial | Com - Retail (Large Single Level) | BldgEnv | No | BldgEnv - Attic Batt Insulation | 0.023906 | 0.023537 | 0.023175 | 0.022818 | 0.022467 | 0.022121 | 0.02178 | 0.021445 | 0.021114 | 0.020789 | 0.020469 | 0.020154
SDG&E | GWh | Commercial | Com - Retail (Large Single Level) | BldgEnv | No | BldgEnv - Wall Spray On Insulation | 0.70223 | 0.69142 | 0.68077 | 0.67029 | 0.65996 | 0.6498 | 0.63979 | 0.62994 | 0.62024 | 0.61069 | 0.60128 | 0.59202
SDG&E | GWh | Commercial | Com - Retail (Large Single Level) | BldgEnv | No | BldgEnv - Window Film | 6.8589 | 6.7533 | 6.6493 | 6.5469 | 6.446 | 6.3468 | 6.249 | 6.1528 | 6.058 | 5.9647 | 5.8729 | 5.7824
SDG&E | GWh | Commercial | Com - Retail (Large Single Level) | FoodServ | No | FoodServ - Electric Steamer | 0.10226 | 0.10395 | 0.1056 | 0.10729 | 0.10893 | 0.11044 | 0.11168 | 0.11284 | 0.11397 | 0.11509 | 0.11625 | 0.11744
SDG&E | GWh | Commercial | Com - Retail (Large Single Level) | FoodServ | No | FoodServ - Oven (Electric) | 1.0293 | 1.0463 | 1.0629 | 1.0798 | 1.0964 | 1.1116 | 1.1241 | 1.1357 | 1.1471 | 1.1584 | 1.1701 | 1.182
SDG&E | GWh | Commercial | Com - Retail (Large Single Level) | HVAC | Yes | HVAC - Advanced Package Rooftop AC (> EER 12) - Emerging | 0 | 6.734 | 6.706 | 6.6798 | 6.6538 | 6.6254 | 6.592 | 6.5574 | 6.5231 | 6.4897 | 6.4581 | 6.428
SDG&E | GWh | Commercial | Com - Retail (Large Single Level) | HVAC | No | HVAC - Direct Evaporative Cooler | 2.6479 | 2.6917 | 2.7345 | 2.7781 | 2.8207 | 2.8597 | 2.8919 | 2.9218 | 2.951 | 2.9801 | 3.0102 | 3.0409
SDG&E | GWh | Commercial | Com - Retail (Large Single Level) | HVAC | No | HVAC - EER Rated Package Rooftop HP (EER 11) | 0.38342 | 0 | 0 | 0 | 0 | 0 | 0 | 0 | 0 | 0 | 0 | 0
SDG&E | GWh | Commercial | Com - Retail (Large Single Level) | HVAC | No | HVAC - Repair Duct System | 2.595 | 2.555 | 2.5157 | 2.477 | 2.4388 | 2.4013 | 2.3643 | 2.3279 | 2.292 | 2.2567 | 2.222 | 2.1877
SDG&E | GWh | Commercial | Com - Retail (Large Single Level) | HVAC | No | HVAC - SEER Rated Package Rooftop AC (Recharge) | 2.5587 | 2.5193 | 2.4805 | 2.4423 | 2.4047 | 2.3677 | 2.3312 | 2.2953 | 2.26 | 2.2252 | 2.1909 | 2.1572
SDG&E | GWh | Commercial | Com - Retail (Large Single Level) | HVAC | No | HVAC - SEER Rated Package Rooftop AC (SEER 14) | 8.7014 | 8.8367 | 0 | 0 | 0 | 0 | 0 | 0 | 0 | 0 | 0 | 0
SDG&E | GWh | Commercial | Com - Retail (Large Single Level) | HVAC | No | HVAC - SEER Rated Package Rooftop HP (SEER 15) | 3.9553 | 4.0281 | 1.9033 | 1.9369 | 1.9698 | 2 | 2.0252 | 2.0487 | 2.0717 | 2.0945 | 2.1181 | 2.1421
SDG&E | GWh | Commercial | Com - Retail (Large Single Level) | HVAC | No | HVAC - SEER Rated Split System AC (SEER 14) | 4.366 | 4.4398 | 4.5119 | 0 | 0 | 0 | 0 | 0 | 0 | 0 | 0 | 0
SDG&E | GWh | Commercial | Com - Retail (Large Single Level) | HVAC | No | HVAC - SEER Rated Split System HP (SEER 15) | 2.0262 | 2.068 | 0.97908 | 0.99836 | 1.0172 | 1.0346 | 1.0492 | 1.0629 | 1.0762 | 1.0895 | 1.1032 | 1.1171
SDG&E | GWh | Commercial | Com - Retail (Large Single Level) | HVAC | No | HVAC - Thermostat | 2.9668 | 3.0159 | 3.0638 | 3.1127 | 3.1604 | 3.2041 | 3.2402 | 3.2737 | 3.3064 | 3.339 | 3.3728 | 3.4072
SDG&E | GWh | Commercial | Com - Retail (Large Single Level) | Lighting | Yes | Lighting - LED Fixture (Replacing T8) - Emerging | 46.7161 | 48.3508 | 49.9946 | 51.9102 | 53.6107 | 55.2682 | 56.5833 | 57.8685 | 59.1549 | 60.4518 | 61.7853 | 62.8954
SDG&E | GWh | Commercial | Com - Retail (Large Single Level) | Lighting | Yes | Lighting - LED Lamp (Basic High - Indoor) - Emerging | 4.756 | 4.9194 | 5.0726 | 5.2072 | 5.3417 | 0.70357 | 0.71725 | 0.72896 | 0.74061 | 0.75074 | 0.76121 | 0.77187
SDG&E | GWh | Commercial | Com - Retail (Large Single Level) | Lighting | Yes | Lighting - LED Lamp (Basic Low - Indoor) - Emerging | 15.5268 | 16.0822 | 16.602 | 17.0563 | 17.5105 | 2.7339 | 2.7887 | 2.8355 | 2.8821 | 2.9288 | 2.9705 | 3.0129
SDG&E | GWh | Commercial | Com - Retail (Large Single Level) | Lighting | Yes | Lighting - LED Plug-In Indoor Fixture - Emerging | 5.7738 | 5.9528 | 6.1127 | 6.2368 | 6.3798 | 0.36931 | 0.37508 | 0.38177 | 0.38664 | 0.39212 | 0.39717 | 0.40293
SDG&E | GWh | Commercial | Com - Retail (Large Single Level) | Lighting | No | Lighting - Cold Cathode Lamp | 0.12336 | 0.1254 | 0.12739 | 0.12942 | 0.13141 | 0 | 0 | 0 | 0 | 0 | 0 | 0
SDG&E | GWh | Commercial | Com - Retail (Large Single Level) | Lighting | No | Lighting - Compact Fluorescent Fixture (Indoor) | 19.3778 | 19.6869 | 19.9886 | 20.2968 | 20.5979 | 0 | 0 | 0 | 0 | 0 | 0 | 0
SDG&E | GWh | Commercial | Com - Retail (Large Single Level) | Lighting | No | Lighting - Exit Fixture (LED) | 1.4753 | 1.4526 | 1.4302 | 1.4082 | 1.3865 | 1.3652 | 1.3442 | 1.3235 | 1.3031 | 1.283 | 1.2632 | 1.2438
SDG&E | GWh | Commercial | Com - Retail (Large Single Level) | Lighting | No | Lighting - Halogen Lamp (A-Line) | 0.23827 | 0.24221 | 0.24606 | 0.24998 | 0.25382 | 0 | 0 | 0 | 0 | 0 | 0 | 0
SDG&E | GWh | Commercial | Com - Retail (Large Single Level) | Lighting | No | Lighting - High Bay HID to T5 | 4.4755 | 4.5474 | 4.6176 | 4.6892 | 4.7593 | 4.8232 | 4.8759 | 4.9248 | 4.9725 | 5.02 | 5.0694 | 5.1196
SDG&E | GWh | Commercial | Com - Retail (Large Single Level) | Lighting | No | Lighting - Induction Fixture (Indoor) | 2.5953 | 2.6382 | 2.6801 | 2.7229 | 2.7647 | 2.8028 | 2.8344 | 2.8637 | 2.8924 | 2.9208 | 2.9504 | 2.9805
SDG&E | GWh | Commercial | Com - Retail (Large Single Level) | Lighting | No | Lighting - Induction Fixture (Outdoor) | 0.94067 | 0.95622 | 0.97141 | 0.9869 | 1.002 | 1.0159 | 1.0273 | 1.0379 | 1.0483 | 1.0587 | 1.0694 | 1.0803
SDG&E | GWh | Commercial | Com - Retail (Large Single Level) | Lighting | No | Lighting - Linear Fluorescent Delamping | 0.1202 | 0.11835 | 0.087394 | 0.057366 | 0.028241 | 0 | 0 | 0 | 0 | 0 | 0 | 0
SDG&E | GWh | Commercial | Com - Retail (Large Single Level) | Lighting | No | Lighting - Low Bay HID to T5 | 1.0393 | 1.056 | 1.0723 | 1.089 | 1.1052 | 1.1201 | 1.1323 | 1.1437 | 1.1547 | 1.1658 | 1.1772 | 1.1889
SDG&E | GWh | Commercial | Com - Retail (Large Single Level) | Lighting | No | Lighting - Occupancy Sensor | 0.18649 | 0.1904 | 0.19423 | 0.19812 | 0.20193 | 0.20543 | 0.20839 | 0.21116 | 0.21386 | 0.21655 | 0.21932 | 0.22213
SDG&E | GWh | Commercial | Com - Retail (Large Single Level) | Lighting | No | Lighting - Plug-In Fixture (Exterior) | 0.86954 | 0.88391 | 0.89795 | 0.91227 | 0.92627 | 0.93906 | 0.94964 | 0.95946 | 0.96906 | 0.9786 | 0.98851 | 0.99859
SDG&E | GWh | Commercial | Com - Retail (Large Single Level) | Lighting | No | Lighting - Plug-In Fixture (Linear Fluorescent) | 8.7309 | 8.8712 | 9.0081 | 9.1479 | 9.2845 | 0 | 0 | 0 | 0 | 0 | 0 | 0
SDG&E | GWh | Commercial | Com - Retail (Large Single Level) | Lighting | No | Lighting - Plug-In Fixture (MH Directional) | 0.42911 | 0.436 | 0.44273 | 0.4496 | 0.45632 | 0.46244 | 0.4675 | 0.47218 | 0.47676 | 0.48132 | 0.48605 | 0.49087
SDG&E | GWh | Commercial | Com - Retail (Large Single Level) | Lighting | No | Lighting - Plug-In Fixture (PSMH with Electronic Ballast) | 3.3137 | 3.3669 | 3.4189 | 3.472 | 3.5238 | 3.5711 | 3.6102 | 3.6464 | 3.6817 | 3.7169 | 3.7534 | 3.7906
SDG&E | GWh | Commercial | Com - Retail (Large Single Level) | SHW | No | SHW - EF Rated Instantaneous Water Heater (Electric) | 0.019231 | 0.019549 | 0.01986 | 0.020177 | 0.020487 | 0.02077 | 0.021004 | 0.021221 | 0.021433 | 0.021645 | 0.021864 | 0.022087
SDG&E | GWh | Commercial | Com - Retail (Large Single Level) | Service | No | HVAC - Comprehensive Rooftop Unit Quality Maintenance | 15.2811 | 15.0457 | 14.814 | 14.5859 | 14.3613 | 14.1401 | 13.9223 | 13.7079 | 13.4968 | 13.289 | 13.0843 | 12.8828
SDG&E | GWh | Commercial | Com - Retail (Large Single Level) | Service | No | Service - HVAC Fault Detection & Diagnositics | 4.7108 | 4.7886 | 4.8647 | 4.9423 | 5.0181 | 5.0874 | 5.1447 | 5.1979 | 5.2499 | 5.3016 | 5.3553 | 5.4099
SDG&E | GWh | Commercial | Com - Retail (Large Single Level) | Service | No | Service - Retro-Commissioning (Electric) | 15.8538 | 15.6096 | 15.3692 | 15.1326 | 14.8995 | 14.6701 | 14.4441 | 14.2217 | 14.0027 | 13.787 | 13.5747 | 13.3657
SDG&E | GWh | Commercial | Com - Retail (Large Single Level) | WholeBlg | No | HVAC - Energy Management System | 2.7625 | 2.8082 | 2.8528 | 2.8983 | 2.9428 | 2.9834 | 3.017 | 3.0482 | 3.0787 | 3.109 | 3.1405 | 3.1725
SDG&E | GWh | Commercial | Com - Retail (Large Single Level) | WholeBlg | No | WholeBlg - Com RET Level 1 | 13.3057 | 13.1008 | 12.8991 | 12.7004 | 12.5048 | 12.3123 | 12.1227 | 11.936 | 11.7522 | 11.5712 | 11.393 | 11.2175
SDG&E | GWh | Commercial | Com - Retail (Large Single Level) | WholeBlg | No | WholeBlg - Com RET Level 2 | 102.2274 | 100.6531 | 99.1031 | 97.5769 | 96.0742 | 94.5947 | 93.1379 | 91.7036 | 90.2913 | 88.9009 | 87.5318 | 86.1838
SDG&E | GWh | Commercial | Com - Retail (Small) | AppPlug | No | AppPlug - Computer Monitor | 0.066532 | 0.067632 | 0.068706 | 0.069802 | 0.070873 | 0.071852 | 0.072661 | 0.073413 | 0.074147 | 0.074877 | 0.075635 | 0.076406
SDG&E | GWh | Commercial | Com - Retail (Small) | AppPlug | No | AppPlug - Desktop Computer (Com - Power Management) | 2.4444 | 2.4848 | 2.5242 | 2.5645 | 2.6039 | 2.6398 | 2.6696 | 2.6972 | 2.7241 | 2.751 | 2.7788 | 2.8071
SDG&E | GWh | Commercial | Com - Retail (Small) | AppPlug | No | AppPlug - Occupancy Sensor Plug Strip | 1.1389 | 1.1577 | 1.1761 | 1.1949 | 1.2132 | 1.2299 | 1.2438 | 1.2567 | 1.2692 | 1.2817 | 1.2947 | 1.3079
SDG&E | GWh | Commercial | Com - Retail (Small) | AppPlug | No | AppPlug - Vending Machine Controls | 2.7943 | 2.8405 | 2.8856 | 2.9316 | 2.9766 | 3.0177 | 3.0517 | 3.0832 | 3.1141 | 3.1447 | 3.1766 | 3.209
SDG&E | GWh | Commercial | Com - Retail (Small) | BldgEnv | No | BldgEnv - Wall Spray On Insulation | 0.70223 | 0.69142 | 0.68077 | 0.67029 | 0.65996 | 0.6498 | 0.63979 | 0.62994 | 0.62024 | 0.61069 | 0.60128 | 0.59202
SDG&E | GWh | Commercial | Com - Retail (Small) | BldgEnv | No | BldgEnv - Window Film | 7.329 | 7.2161 | 7.105 | 6.9956 | 6.8878 | 6.7818 | 6.6773 | 6.5745 | 6.4732 | 6.3736 | 6.2754 | 6.1788
SDG&E | GWh | Commercial | Com - Retail (Small) | FoodServ | No | FoodServ - Electric Steamer | 0.10226 | 0.10395 | 0.1056 | 0.10729 | 0.10893 | 0.11044 | 0.11168 | 0.11284 | 0.11397 | 0.11509 | 0.11625 | 0.11744
SDG&E | GWh | Commercial | Com - Retail (Small) | HVAC | Yes | HVAC - Advanced Package Rooftop AC (> EER 12) - Emerging | 0 | 7.162 | 7.1319 | 7.1038 | 7.0758 | 7.0453 | 7.0095 | 6.9725 | 6.9358 | 6.9 | 6.8662 | 6.8339
SDG&E | GWh | Commercial | Com - Retail (Small) | HVAC | No | HVAC - Direct Evaporative Cooler | 1.8535 | 1.8842 | 1.9141 | 1.9446 | 1.9745 | 2.0017 | 2.0243 | 2.0452 | 2.0657 | 2.086 | 2.1071 | 2.1286
SDG&E | GWh | Commercial | Com - Retail (Small) | HVAC | No | HVAC - EER Rated Package Rooftop HP (EER 11) | 0.42138 | 0 | 0 | 0 | 0 | 0 | 0 | 0 | 0 | 0 | 0 | 0
SDG&E | GWh | Commercial | Com - Retail (Small) | HVAC | No | HVAC - Repair Duct System | 2.0278 | 1.9966 | 1.9658 | 1.9355 | 1.9057 | 1.8764 | 1.8475 | 1.819 | 1.791 | 1.7634 | 1.7363 | 1.7095
SDG&E | GWh | Commercial | Com - Retail (Small) | HVAC | No | HVAC - SEER Rated Package Rooftop AC (Recharge) | 2.6115 | 2.5713 | 2.5317 | 2.4927 | 2.4543 | 2.4165 | 2.3793 | 2.3427 | 2.3066 | 2.2711 | 2.2361 | 2.2017
SDG&E | GWh | Commercial | Com - Retail (Small) | HVAC | No | HVAC - SEER Rated Package Rooftop AC (SEER 14) | 7.9618 | 8.0911 | 0 | 0 | 0 | 0 | 0 | 0 | 0 | 0 | 0 | 0
SDG&E | GWh | Commercial | Com - Retail (Small) | HVAC | No | HVAC - SEER Rated Package Rooftop HP (SEER 15) | 3.9799 | 4.0648 | 1.9258 | 1.9649 | 2.0032 | 2.0385 | 2.0683 | 2.0962 | 2.1235 | 2.1506 | 2.1786 | 2.2069
SDG&E | GWh | Commercial | Com - Retail (Small) | HVAC | No | HVAC - SEER Rated Split System AC (SEER 14) | 3.9135 | 3.98 | 4.0449 | 0 | 0 | 0 | 0 | 0 | 0 | 0 | 0 | 0
SDG&E | GWh | Commercial | Com - Retail (Small) | HVAC | No | HVAC - SEER Rated Split System HP (SEER 15) | 2.2565 | 2.3006 | 1.0881 | 1.1085 | 1.1284 | 1.1467 | 1.1621 | 1.1764 | 1.1904 | 1.2043 | 1.2187 | 1.2333
SDG&E | GWh | Commercial | Com - Retail (Small) | HVAC | No | HVAC - Thermostat | 3.2245 | 3.2778 | 3.3298 | 3.383 | 3.4349 | 3.4823 | 3.5215 | 3.558 | 3.5936 | 3.6289 | 3.6657 | 3.703
SDG&E | GWh | Commercial | Com - Retail (Small) | Lighting | Yes | Lighting - LED Fixture (Replacing T8) - Emerging | 36.787 | 38.077 | 39.3743 | 40.8857 | 42.2279 | 43.5361 | 44.5744 | 45.5891 | 46.6048 | 47.6288 | 48.6817 | 49.5586
SDG&E | GWh | Commercial | Com - Retail (Small) | Lighting | Yes | Lighting - LED Lamp (Basic High - Indoor) - Emerging | 4.3258 | 4.4742 | 4.6133 | 4.7354 | 4.8575 | 0.63977 | 0.65219 | 0.66281 | 0.67337 | 0.68256 | 0.69206 | 0.70173
SDG&E | GWh | Commercial | Com - Retail (Small) | Lighting | Yes | Lighting - LED Lamp (Basic Low - Indoor) - Emerging | 14.1224 | 14.6268 | 15.0988 | 15.5111 | 15.9234 | 2.486 | 2.5357 | 2.5782 | 2.6204 | 2.6628 | 2.7006 | 2.7391
SDG&E | GWh | Commercial | Com - Retail (Small) | Lighting | Yes | Lighting - LED Plug-In Indoor Fixture - Emerging | 2.533 | 2.6114 | 2.6814 | 2.7357 | 2.7984 | 0.16198 | 0.16451 | 0.16744 | 0.16957 | 0.17197 | 0.17418 | 0.1767
SDG&E | GWh | Commercial | Com - Retail (Small) | Lighting | No | Lighting - Cold Cathode Lamp | 0.10392 | 0.10564 | 0.10731 | 0.10902 | 0.1107 | 0 | 0 | 0 | 0 | 0 | 0 | 0
SDG&E | GWh | Commercial | Com - Retail (Small) | Lighting | No | Lighting - Compact Fluorescent Fixture (Indoor) | 17.6251 | 17.9053 | 18.1787 | 18.4581 | 18.731 | 0 | 0 | 0 | 0 | 0 | 0 | 0
SDG&E | GWh | Commercial | Com - Retail (Small) | Lighting | No | Lighting - Exit Fixture (LED) | 1.4694 | 1.4467 | 1.4245 | 1.4025 | 1.3809 | 1.3597 | 1.3387 | 1.3181 | 1.2978 | 1.2778 | 1.2581 | 1.2388
SDG&E | GWh | Commercial | Com - Retail (Small) | Lighting | No | Lighting - Halogen Lamp (A-Line) | 0.23827 | 0.24221 | 0.24606 | 0.24998 | 0.25382 | 0 | 0 | 0 | 0 | 0 | 0 | 0
SDG&E | GWh | Commercial | Com - Retail (Small) | Lighting | No | Lighting - High Bay HID to T5 | 3.5242 | 3.5811 | 3.6367 | 3.6934 | 3.7488 | 3.7993 | 3.8411 | 3.8797 | 3.9176 | 3.9552 | 3.9942 | 4.034
SDG&E | GWh | Commercial | Com - Retail (Small) | Lighting | No | Lighting - Induction Fixture (Indoor) | 2.6401 | 2.6837 | 2.7263 | 2.7698 | 2.8123 | 2.8512 | 2.8833 | 2.9131 | 2.9422 | 2.9712 | 3.0013 | 3.0319
SDG&E | GWh | Commercial | Com - Retail (Small) | Lighting | No | Lighting - Induction Fixture (Outdoor) | 0.94067 | 0.95622 | 0.97141 | 0.9869 | 1.002 | 1.0159 | 1.0273 | 1.0379 | 1.0483 | 1.0587 | 1.0694 | 1.0803
SDG&E | GWh | Commercial | Com - Retail (Small) | Lighting | No | Lighting - Linear Fluorescent Delamping | 0.09405 | 0.092602 | 0.068382 | 0.044886 | 0.022097 | 0 | 0 | 0 | 0 | 0 | 0 | 0
SDG&E | GWh | Commercial | Com - Retail (Small) | Lighting | No | Lighting - Low Bay HID to T5 | 0.81842 | 0.83163 | 0.84452 | 0.85769 | 0.87056 | 0.8823 | 0.89199 | 0.90098 | 0.90976 | 0.91849 | 0.92757 | 0.9368
SDG&E | GWh | Commercial | Com - Retail (Small) | Lighting | No | Lighting - Occupancy Sensor | 0.28869 | 0.29583 | 0.30281 | 0.30989 | 0.31682 | 0.32322 | 0.32869 | 0.33383 | 0.33886 | 0.34384 | 0.34897 | 0.35415
SDG&E | GWh | Commercial | Com - Retail (Small) | Lighting | No | Lighting - Plug-In Fixture (Exterior) | 0.86954 | 0.88391 | 0.89795 | 0.91227 | 0.92627 | 0.93906 | 0.94964 | 0.95946 | 0.96906 | 0.9786 | 0.98851 | 0.99859
SDG&E | GWh | Commercial | Com - Retail (Small) | Lighting | No | Lighting - Plug-In Fixture (Linear Fluorescent) | 5.1627 | 5.246 | 5.3273 | 5.4104 | 5.4916 | 0 | 0 | 0 | 0 | 0 | 0 | 0
SDG&E | GWh | Commercial | Com - Retail (Small) | Lighting | No | Lighting - Plug-In Fixture (MH Directional) | 0.40484 | 0.41138 | 0.41776 | 0.42427 | 0.43063 | 0.43644 | 0.44124 | 0.44568 | 0.45003 | 0.45435 | 0.45883 | 0.4634
SDG&E | GWh | Commercial | Com - Retail (Small) | Lighting | No | Lighting - Plug-In Fixture (PSMH with Electronic Ballast) | 3.1263 | 3.1768 | 3.2261 | 3.2764 | 3.3255 | 3.3704 | 3.4074 | 3.4417 | 3.4753 | 3.5086 | 3.5433 | 3.5786
SDG&E | GWh | Commercial | Com - Retail (Small) | SHW | No | SHW - EF Rated Instantaneous Water Heater (Electric) | 0.012458 | 0.012663 | 0.012863 | 0.013067 | 0.013267 | 0.013449 | 0.013599 | 0.013739 | 0.013876 | 0.014012 | 0.014153 | 0.014296
SDG&E | GWh | Commercial | Com - Retail (Small) | Service | No | HVAC - Comprehensive Rooftop Unit Quality Maintenance | 15.2811 | 15.0457 | 14.814 | 14.5859 | 14.3613 | 14.1401 | 13.9223 | 13.7079 | 13.4968 | 13.289 | 13.0843 | 12.8828
SDG&E | GWh | Commercial | Com - Retail (Small) | Service | No | Service - HVAC Fault Detection & Diagnositics | 4.7108 | 4.7886 | 4.8647 | 4.9423 | 5.0181 | 5.0874 | 5.1447 | 5.1979 | 5.2499 | 5.3016 | 5.3553 | 5.4099
SDG&E | GWh | Commercial | Com - Retail (Small) | Service | No | Service - Retro-Commissioning (Electric) | 15.8538 | 15.6096 | 15.3692 | 15.1326 | 14.8995 | 14.6701 | 14.4441 | 14.2217 | 14.0027 | 13.787 | 13.5747 | 13.3657
SDG&E | GWh | Commercial | Com - Retail (Small) | WholeBlg | No | HVAC - Energy Management System | 2.7625 | 2.8082 | 2.8528 | 2.8983 | 2.9428 | 2.9834 | 3.017 | 3.0482 | 3.0787 | 3.109 | 3.1405 | 3.1725
SDG&E | GWh | Commercial | Com - Retail (Small) | WholeBlg | No | WholeBlg - Com RET Level 1 | 13.0258 | 12.8252 | 12.6276 | 12.4332 | 12.2417 | 12.0532 | 11.8676 | 11.6848 | 11.5049 | 11.3277 | 11.1532 | 10.9815
SDG&E | GWh | Commercial | Com - Retail (Small) | WholeBlg | No | WholeBlg - Com RET Level 2 | 94.2522 | 92.8008 | 91.3716 | 89.9645 | 88.579 | 87.2149 | 85.8718 | 84.5494 | 83.2473 | 81.9653 | 80.7031 | 79.4602
SDG&E | GWh | Commercial | Com - Storage (Conditioned) | AppPlug | No | AppPlug - Computer Monitor | 0.027184 | 0.027633 | 0.028072 | 0.02852 | 0.028958 | 0.029357 | 0.029688 | 0.029995 | 0.030295 | 0.030593 | 0.030903 | 0.031218
SDG&E | GWh | Commercial | Com - Storage (Conditioned) | AppPlug | No | AppPlug - Desktop Computer (Com - Power Management) | 0.99872 | 1.0152 | 1.0314 | 1.0478 | 1.0639 | 1.0786 | 1.0907 | 1.102 | 1.113 | 1.124 | 1.1354 | 1.1469
SDG&E | GWh | Commercial | Com - Storage (Conditioned) | AppPlug | No | AppPlug - Occupancy Sensor Plug Strip | 0.46533 | 0.47302 | 0.48053 | 0.4882 | 0.49569 | 0.50253 | 0.50819 | 0.51345 | 0.51859 | 0.52369 | 0.52899 | 0.53439
SDG&E | GWh | Commercial | Com - Storage (Conditioned) | AppPlug | No | AppPlug - Vending Machine Controls | 2.0908 | 2.1254 | 2.1591 | 2.1936 | 2.2272 | 2.258 | 2.2834 | 2.307 | 2.3301 | 2.353 | 2.3769 | 2.4011
SDG&E | GWh | Commercial | Com - Storage (Conditioned) | BldgEnv | No | BldgEnv - Attic Batt Insulation | 0.017093 | 0.01683 | 0.01657 | 0.016315 | 0.016064 | 0.015817 | 0.015573 | 0.015333 | 0.015097 | 0.014865 | 0.014636 | 0.01441
SDG&E | GWh | Commercial | Com - Storage (Conditioned) | BldgEnv | No | BldgEnv - Wall Spray On Insulation | 0.62779 | 0.61812 | 0.6086 | 0.59923 | 0.59 | 0.58092 | 0.57197 | 0.56316 | 0.55449 | 0.54595 | 0.53754 | 0.52927
SDG&E | GWh | Commercial | Com - Storage (Conditioned) | BldgEnv | No | BldgEnv - Window Film | 0.3992 | 0.39305 | 0.387 | 0.38104 | 0.37517 | 0.36939 | 0.3637 | 0.3581 | 0.35259 | 0.34716 | 0.34181 | 0.33655
SDG&E | GWh | Commercial | Com - Storage (Conditioned) | ComRefrig | No | ComRefrig - Strip Curtain for Walk In Refrigerator | 0.61875 | 0.60922 | 0.59984 | 0.5906 | 0.58151 | 0.57255 | 0.56374 | 0.55506 | 0.54651 | 0.53809 | 0.5298 | 0.52165
SDG&E | GWh | Commercial | Com - Storage (Conditioned) | HVAC | Yes | HVAC - Advanced Package Rooftop AC (> EER 12) - Emerging | 0 | 0.949 | 0.93937 | 0.92998 | 0.92071 | 0.91141 | 0.90188 | 0.8924 | 0.88305 | 0.87386 | 0.8649 | 0.85614
SDG&E | GWh | Commercial | Com - Storage (Conditioned) | HVAC | No | HVAC - Direct Evaporative Cooler | 0.8498 | 0.86385 | 0.87757 | 0.89157 | 0.90525 | 0.91775 | 0.92809 | 0.93768 | 0.94706 | 0.95639 | 0.96607 | 0.97592
SDG&E | GWh | Commercial | Com - Storage (Conditioned) | HVAC | No | HVAC - EER Rated Package Rooftop HP (EER 11) | 0.030589 | 0 | 0 | 0 | 0 | 0 | 0 | 0 | 0 | 0 | 0 | 0
SDG&E | GWh | Commercial | Com - Storage (Conditioned) | HVAC | No | HVAC - Repair Duct System | 0.21258 | 0.2093 | 0.20608 | 0.20291 | 0.19978 | 0.19671 | 0.19368 | 0.19069 | 0.18776 | 0.18487 | 0.18202 | 0.17922
SDG&E | GWh | Commercial | Com - Storage (Conditioned) | HVAC | No | HVAC - SEER Rated Package Rooftop AC (Recharge) | 0.21021 | 0.20698 | 0.20379 | 0.20065 | 0.19756 | 0.19452 | 0.19152 | 0.18857 | 0.18567 | 0.18281 | 0.18 | 0.17722
SDG&E | GWh | Commercial | Com - Storage (Conditioned) | HVAC | No | HVAC - SEER Rated Package Rooftop AC (SEER 14) | 1.5286 | 1.5538 | 0 | 0 | 0 | 0 | 0 | 0 | 0 | 0 | 0 | 0
SDG&E | GWh | Commercial | Com - Storage (Conditioned) | HVAC | No | HVAC - SEER Rated Package Rooftop HP (SEER 15) | 0.40483 | 0.41124 | 0.19384 | 0.19681 | 0.19971 | 0.20236 | 0.20454 | 0.20656 | 0.20854 | 0.2105 | 0.21254 | 0.21462
SDG&E | GWh | Commercial | Com - Storage (Conditioned) | HVAC | No | HVAC - SEER Rated Split System AC (SEER 14) | 0.80174 | 0.8154 | 0.82872 | 0 | 0 | 0 | 0 | 0 | 0 | 0 | 0 | 0
SDG&E | GWh | Commercial | Com - Storage (Conditioned) | HVAC | No | HVAC - SEER Rated Split System HP (SEER 15) | 0.27831 | 0.28411 | 0.13454 | 0.13721 | 0.13983 | 0.14224 | 0.14427 | 0.14617 | 0.14803 | 0.14988 | 0.15178 | 0.15371
SDG&E | GWh | Commercial | Com - Storage (Conditioned) | Lighting | Yes | Lighting - LED Fixture (Replacing T8) - Emerging | 6.7393 | 6.9745 | 7.2112 | 7.4869 | 7.7317 | 7.9702 | 8.1594 | 8.3443 | 8.5294 | 8.716 | 8.9078 | 9.0674
SDG&E | GWh | Commercial | Com - Storage (Conditioned) | Lighting | Yes | Lighting - LED Lamp (Basic High - Indoor) - Emerging | 0.030944 | 0.032006 | 0.033001 | 0.033875 | 0.034748 | 0.0045767 | 0.0046655 | 0.0047415 | 0.0048171 | 0.0048829 | 0.0049508 | 0.0050201
SDG&E | GWh | Commercial | Com - Storage (Conditioned) | Lighting | Yes | Lighting - LED Lamp (Basic Low - Indoor) - Emerging | 0.23315 | 0.24148 | 0.24927 | 0.25608 | 0.26289 | 0.041043 | 0.041865 | 0.042566 | 0.043263 | 0.043964 | 0.044588 | 0.045224
SDG&E | GWh | Commercial | Com - Storage (Conditioned) | Lighting | Yes | Lighting - LED Plug-In Indoor Fixture - Emerging | 2.508 | 2.5857 | 2.655 | 2.7088 | 2.7708 | 0.16039 | 0.16289 | 0.1658 | 0.16791 | 0.17028 | 0.17247 | 0.17497
SDG&E | GWh | Commercial | Com - Storage (Conditioned) | Lighting | No | Lighting - Cold Cathode Lamp | 0.02662 | 0.02706 | 0.027489 | 0.027928 | 0.028357 | 0 | 0 | 0 | 0 | 0 | 0 | 0
SDG&E | GWh | Commercial | Com - Storage (Conditioned) | Lighting | No | Lighting - Compact Fluorescent Fixture (Indoor) | 0.22363 | 0.22718 | 0.23065 | 0.2342 | 0.23767 | 0 | 0 | 0 | 0 | 0 | 0 | 0
SDG&E | GWh | Commercial | Com - Storage (Conditioned) | Lighting | No | Lighting - Exit Fixture (LED) | 0.55823 | 0.54963 | 0.54116 | 0.53283 | 0.52463 | 0.51655 | 0.50859 | 0.50076 | 0.49305 | 0.48545 | 0.47798 | 0.47062
SDG&E | GWh | Commercial | Com - Storage (Conditioned) | Lighting | No | Lighting - Halogen Lamp (A-Line) | 0.097353 | 0.098962 | 0.10053 | 0.10214 | 0.10371 | 0 | 0 | 0 | 0 | 0 | 0 | 0
SDG&E | GWh | Commercial | Com - Storage (Conditioned) | Lighting | No | Lighting - High Bay HID to T5 | 0.036476 | 0.037059 | 0.037628 | 0.038209 | 0.038778 | 0.039296 | 0.039723 | 0.040119 | 0.040506 | 0.040891 | 0.041291 | 0.041699
SDG&E | GWh | Commercial | Com - Storage (Conditioned) | Lighting | No | Lighting - Induction Fixture (Indoor) | 0.99641 | 1.0129 | 1.029 | 1.0454 | 1.0614 | 1.0761 | 1.0882 | 1.0995 | 1.1105 | 1.1214 | 1.1327 | 1.1443
SDG&E | GWh | Commercial | Com - Storage (Conditioned) | Lighting | No | Lighting - Induction Fixture (Outdoor) | 0.38434 | 0.39069 | 0.3969 | 0.40323 | 0.40942 | 0.41507 | 0.41975 | 0.42409 | 0.42833 | 0.43255 | 0.43692 | 0.44138
SDG&E | GWh | Commercial | Com - Storage (Conditioned) | Lighting | No | Lighting - Linear Fluorescent Delamping | 0.027814 | 0.027386 | 0.020223 | 0.013274 | 0.0065349 | 0 | 0 | 0 | 0 | 0 | 0 | 0
SDG&E | GWh | Commercial | Com - Storage (Conditioned) | Lighting | No | Lighting - Low Bay HID to T5 | 0.19391 | 0.19701 | 0.20004 | 0.20313 | 0.20615 | 0.2089 | 0.21117 | 0.21328 | 0.21534 | 0.21738 | 0.21951 | 0.22168
SDG&E | GWh | Commercial | Com - Storage (Conditioned) | Lighting | No | Lighting - Occupancy Sensor | 0.48179 | 0.48963 | 0.49728 | 0.5051 | 0.51274 | 0.51971 | 0.52547 | 0.53081 | 0.53603 | 0.54122 | 0.54662 | 0.5521
SDG&E | GWh | Commercial | Com - Storage (Conditioned) | Lighting | No | Lighting - Plug-In Fixture (Exterior) | 0.35528 | 0.36115 | 0.36688 | 0.37274 | 0.37846 | 0.38368 | 0.38801 | 0.39202 | 0.39594 | 0.39984 | 0.40388 | 0.408
SDG&E | GWh | Commercial | Com - Storage (Conditioned) | Lighting | No | Lighting - Plug-In Fixture (Linear Fluorescent) | 2.3008 | 2.3376 | 2.3735 | 2.4101 | 2.446 | 0 | 0 | 0 | 0 | 0 | 0 | 0
SDG&E | GWh | Commercial | Com - Storage (Conditioned) | Lighting | No | Lighting - Plug-In Fixture (MH Directional) | 0.16029 | 0.16285 | 0.16535 | 0.16791 | 0.1704 | 0.17268 | 0.17456 | 0.1763 | 0.178 | 0.17969 | 0.18145 | 0.18324
SDG&E | GWh | Commercial | Com - Storage (Conditioned) | Lighting | No | Lighting - Plug-In Fixture (PSMH with Electronic Ballast) | 1.2378 | 1.2576 | 1.2769 | 1.2966 | 1.3159 | 1.3335 | 1.348 | 1.3614 | 1.3746 | 1.3876 | 1.4012 | 1.415
SDG&E | GWh | Commercial | Com - Storage (Conditioned) | SHW | No | SHW - EF Rated Instantaneous Water Heater (Electric) | 0.0013947 | 0.0014177 | 0.0014402 | 0.0014632 | 0.0014856 | 0.0015061 | 0.001523 | 0.0015388 | 0.0015541 | 0.0015694 | 0.0015853 | 0.0016014
SDG&E | GWh | Commercial | Com - Storage (Conditioned) | Service | No | HVAC - Comprehensive Rooftop Unit Quality Maintenance | 6.2435 | 6.1474 | 6.0527 | 5.9595 | 5.8677 | 5.7774 | 5.6884 | 5.6008 | 5.5145 | 5.4296 | 5.346 | 5.2637
SDG&E | GWh | Commercial | Com - Storage (Conditioned) | Service | No | Service - HVAC Fault Detection & Diagnositics | 1.9247 | 1.9565 | 1.9876 | 2.0193 | 2.0503 | 2.0786 | 2.102 | 2.1238 | 2.145 | 2.1661 | 2.1881 | 2.2104
SDG&E | GWh | Commercial | Com - Storage (Conditioned) | Service | No | Service - Retro-Commissioning (Electric) | 6.4775 | 6.3778 | 6.2796 | 6.1829 | 6.0877 | 5.9939 | 5.9016 | 5.8107 | 5.7212 | 5.6331 | 5.5464 | 5.461
SDG&E | GWh | Commercial | Com - Storage (Conditioned) | WholeBlg | No | HVAC - Energy Management System | 1.1287 | 1.1474 | 1.1656 | 1.1842 | 1.2024 | 1.219 | 1.2327 | 1.2454 | 1.2579 | 1.2703 | 1.2831 | 1.2962
SDG&E | GWh | Commercial | Com - Storage (Conditioned) | WholeBlg | No | WholeBlg - Com RET Level 1 | 2.7733 | 2.7306 | 2.6885 | 2.6471 | 2.6064 | 2.5662 | 2.5267 | 2.4878 | 2.4495 | 2.4118 | 2.3746 | 2.338
SDG&E | GWh | Commercial | Com - Storage (Conditioned) | WholeBlg | No | WholeBlg - Com RET Level 2 | 18.265 | 17.9837 | 17.7068 | 17.4341 | 17.1656 | 16.9013 | 16.641 | 16.3847 | 16.1324 | 15.8839 | 15.6393 | 15.3985
SDG&E | GWh | Commercial | Com - Storage (Unconditioned) | AppPlug | No | AppPlug - Computer Monitor | 0.067959 | 0.069083 | 0.07018 | 0.0713 | 0.072394 | 0.073393 | 0.07422 | 0.074987 | 0.075738 | 0.076483 | 0.077258 | 0.078045
SDG&E | GWh | Commercial | Com - Storage (Unconditioned) | AppPlug | No | AppPlug - Desktop Computer (Com - Power Management) | 2.4968 | 2.5381 | 2.5784 | 2.6195 | 2.6597 | 2.6964 | 2.7268 | 2.755 | 2.7826 | 2.81 | 2.8384 | 2.8674
SDG&E | GWh | Commercial | Com - Storage (Unconditioned) | AppPlug | No | AppPlug - Occupancy Sensor Plug Strip | 1.1633 | 1.1825 | 1.2013 | 1.2205 | 1.2392 | 1.2563 | 1.2705 | 1.2836 | 1.2965 | 1.3092 | 1.3225 | 1.336
SDG&E | GWh | Commercial | Com - Storage (Unconditioned) | AppPlug | No | AppPlug - Vending Machine Controls | 1.3067 | 1.3284 | 1.3494 | 1.371 | 1.392 | 1.4112 | 1.4271 | 1.4419 | 1.4563 | 1.4706 | 1.4855 | 1.5007
SDG&E | GWh | Commercial | Com - Storage (Unconditioned) | BldgEnv | No | BldgEnv - Window Film | 2.1239 | 2.0912 | 2.059 | 2.0273 | 1.996 | 1.9653 | 1.935 | 1.9052 | 1.8759 | 1.847 | 1.8186 | 1.7906
SDG&E | GWh | Commercial | Com - Storage (Unconditioned) | Lighting | Yes | Lighting - LED Fixture (Replacing T8) - Emerging | 16.3014 | 16.8796 | 17.4611 | 18.1378 | 18.7396 | 19.3262 | 19.7926 | 20.2485 | 20.7049 | 21.165 | 21.6381 | 22.0331
SDG&E | GWh | Commercial | Com - Storage (Unconditioned) | Lighting | Yes | Lighting - LED Lamp (Basic High - Indoor) - Emerging | 0.074664 | 0.077273 | 0.079722 | 0.081881 | 0.084039 | 0.011074 | 0.011294 | 0.011483 | 0.011671 | 0.011835 | 0.012004 | 0.012177
SDG&E | GWh | Commercial | Com - Storage (Unconditioned) | Lighting | Yes | Lighting - LED Lamp (Basic Low - Indoor) - Emerging | 0.56256 | 0.58302 | 0.60219 | 0.61899 | 0.6358 | 0.099312 | 0.10135 | 0.10309 | 0.10482 | 0.10656 | 0.10811 | 0.10969
SDG&E | GWh | Commercial | Com - Storage (Unconditioned) | Lighting | Yes | Lighting - LED Plug-In Indoor Fixture - Emerging | 6.0523 | 6.2435 | 6.4147 | 6.5484 | 6.702 | 0.38814 | 0.39437 | 0.40157 | 0.40685 | 0.41276 | 0.41823 | 0.42444
SDG&E | GWh | Commercial | Com - Storage (Unconditioned) | Lighting | No | Lighting - Cold Cathode Lamp | 0.062761 | 0.063798 | 0.064811 | 0.065845 | 0.066856 | 0 | 0 | 0 | 0 | 0 | 0 | 0
SDG&E | GWh | Commercial | Com - Storage (Unconditioned) | Lighting | No | Lighting - Compact Fluorescent Fixture (Indoor) | 0.53958 | 0.54851 | 0.55721 | 0.5661 | 0.57479 | 0 | 0 | 0 | 0 | 0 | 0 | 0
SDG&E | GWh | Commercial | Com - Storage (Unconditioned) | Lighting | No | Lighting - Exit Fixture (LED) | 1.3446 | 1.3239 | 1.3035 | 1.2834 | 1.2636 | 1.2442 | 1.225 | 1.2062 | 1.1876 | 1.1693 | 1.1513 | 1.1336
SDG&E | GWh | Commercial | Com - Storage (Unconditioned) | Lighting | No | Lighting - Halogen Lamp (A-Line) | 0.24338 | 0.24741 | 0.25133 | 0.25534 | 0.25926 | 0 | 0 | 0 | 0 | 0 | 0 | 0
SDG&E | GWh | Commercial | Com - Storage (Unconditioned) | Lighting | No | Lighting - High Bay HID to T5 | 0.08823 | 0.089689 | 0.091113 | 0.092566 | 0.093987 | 0.095284 | 0.096358 | 0.097354 | 0.098328 | 0.099296 | 0.1003 | 0.10132
SDG&E | GWh | Commercial | Com - Storage (Unconditioned) | Lighting | No | Lighting - Induction Fixture (Indoor) | 2.2853 | 2.3231 | 2.36 | 2.3977 | 2.4345 | 2.4681 | 2.4959 | 2.5217 | 2.5469 | 2.572 | 2.598 | 2.6245
SDG&E | GWh | Commercial | Com - Storage (Unconditioned) | Lighting | No | Lighting - Induction Fixture (Outdoor) | 0.96085 | 0.97674 | 0.99224 | 1.0081 | 1.0235 | 1.0377 | 1.0494 | 1.0602 | 1.0708 | 1.0814 | 1.0923 | 1.1034
SDG&E | GWh | Commercial | Com - Storage (Unconditioned) | Lighting | No | Lighting - Linear Fluorescent Delamping | 0.068318 | 0.067266 | 0.049673 | 0.032605 | 0.016052 | 0 | 0 | 0 | 0 | 0 | 0 | 0
SDG&E | GWh | Commercial | Com - Storage (Unconditioned) | Lighting | No | Lighting - Low Bay HID to T5 | 0.46904 | 0.4768 | 0.48437 | 0.49209 | 0.49965 | 0.50654 | 0.51225 | 0.51755 | 0.52273 | 0.52787 | 0.53321 | 0.53865
SDG&E | GWh | Commercial | Com - Storage (Unconditioned) | Lighting | No | Lighting - Occupancy Sensor | 1.2253 | 1.2456 | 1.2654 | 1.2856 | 1.3053 | 1.3233 | 1.3382 | 1.3521 | 1.3656 | 1.379 | 1.393 | 1.4072
SDG&E | GWh | Commercial | Com - Storage (Unconditioned) | Lighting | No | Lighting - Plug-In Fixture (Exterior) | 0.88819 | 0.90288 | 0.91721 | 0.93184 | 0.94614 | 0.95921 | 0.97001 | 0.98004 | 0.98985 | 0.99959 | 1.0097 | 1.02
SDG&E | GWh | Commercial | Com - Storage (Unconditioned) | Lighting | No | Lighting - Plug-In Fixture (Linear Fluorescent) | 5.5653 | 5.6573 | 5.7471 | 5.8388 | 5.9284 | 0 | 0 | 0 | 0 | 0 | 0 | 0
SDG&E | GWh | Commercial | Com - Storage (Unconditioned) | Lighting | No | Lighting - Plug-In Fixture (MH Directional) | 0.38772 | 0.39413 | 0.40038 | 0.40677 | 0.41301 | 0.41872 | 0.42343 | 0.42781 | 0.43209 | 0.43635 | 0.44076 | 0.44526
SDG&E | GWh | Commercial | Com - Storage (Unconditioned) | Lighting | No | Lighting - Plug-In Fixture (PSMH with Electronic Ballast) | 2.9941 | 3.0436 | 3.0919 | 3.1412 | 3.1894 | 3.2335 | 3.2699 | 3.3037 | 3.3368 | 3.3696 | 3.4037 | 3.4384
SDG&E | GWh | Commercial | Com - Storage (Unconditioned) | SHW | No | SHW - EF Rated Instantaneous Water Heater (Electric) | 0.0033792 | 0.0034336 | 0.0034866 | 0.0035408 | 0.0035937 | 0.003642 | 0.0036819 | 0.0037188 | 0.003755 | 0.0037909 | 0.0038282 | 0.0038662
SDG&E | GWh | Commercial | Com - Storage (Unconditioned) | Service | No | HVAC - Comprehensive Rooftop Unit Quality Maintenance | 15.6089 | 15.3685 | 15.1318 | 14.8988 | 14.6693 | 14.4434 | 14.221 | 14.002 | 13.7864 | 13.5741 | 13.365 | 13.1592
SDG&E | GWh | Commercial | Com - Storage (Unconditioned) | Service | No | Service - HVAC Fault Detection & Diagnositics | 4.8118 | 4.8914 | 4.969 | 5.0483 | 5.1258 | 5.1965 | 5.2551 | 5.3094 | 5.3626 | 5.4153 | 5.4702 | 5.5259
SDG&E | GWh | Commercial | Com - Storage (Unconditioned) | Service | No | Service - Retro-Commissioning (Electric) | 16.1939 | 15.9445 | 15.6989 | 15.4572 | 15.2191 | 14.9848 | 14.754 | 14.5268 | 14.3031 | 14.0828 | 13.8659 | 13.6524
SDG&E | GWh | Commercial | Com - Storage (Unconditioned) | WholeBlg | No | HVAC - Energy Management System | 2.8218 | 2.8684 | 2.914 | 2.9604 | 3.0059 | 3.0474 | 3.0817 | 3.1136 | 3.1447 | 3.1757 | 3.2078 | 3.2405
SDG&E | GWh | Commercial | Com - Storage (Unconditioned) | WholeBlg | No | WholeBlg - Com RET Level 1 | 3.3555 | 3.3038 | 3.2529 | 3.2028 | 3.1535 | 3.1049 | 3.0571 | 3.0101 | 2.9637 | 2.9181 | 2.8731 | 2.8289
SDG&E | GWh | Commercial | Com - Storage (Unconditioned) | WholeBlg | No | WholeBlg - Com RET Level 2 | 30.2612 | 29.7952 | 29.3364 | 28.8846 | 28.4397 | 28.0018 | 27.5706 | 27.146 | 26.7279 | 26.3163 | 25.911 | 25.512
SDG&E | GWh | Commercial | Com - Warehouse (Refrigerated) | AppPlug | No | AppPlug - Computer Monitor | 0.0012544 | 0.0012751 | 0.0012954 | 0.001316 | 0.0013362 | 0.0013547 | 0.0013699 | 0.0013841 | 0.0013979 | 0.0014117 | 0.001426 | 0.0014405
SDG&E | GWh | Commercial | Com - Warehouse (Refrigerated) | AppPlug | No | AppPlug - Desktop Computer (Com - Power Management) | 0.046085 | 0.046847 | 0.047591 | 0.04835 | 0.049092 | 0.04977 | 0.050331 | 0.050851 | 0.05136 | 0.051865 | 0.05239 | 0.052925
SDG&E | GWh | Commercial | Com - Warehouse (Refrigerated) | AppPlug | No | AppPlug - Occupancy Sensor Plug Strip | 0.021472 | 0.021827 | 0.022174 | 0.022527 | 0.022873 | 0.023189 | 0.02345 | 0.023692 | 0.02393 | 0.024165 | 0.02441 | 0.024659
SDG&E | GWh | Commercial | Com - Warehouse (Refrigerated) | AppPlug | No | AppPlug - Vending Machine Controls | 0.096477 | 0.098073 | 0.09963 | 0.10122 | 0.10277 | 0.10419 | 0.10537 | 0.10645 | 0.10752 | 0.10858 | 0.10968 | 0.1108
SDG&E | GWh | Commercial | Com - Warehouse (Refrigerated) | BldgEnv | No | BldgEnv - Wall Spray On Insulation | 0.01324 | 0.013036 | 0.012835 | 0.012637 | 0.012443 | 0.012251 | 0.012062 | 0.011877 | 0.011694 | 0.011514 | 0.011336 | 0.011162
SDG&E | GWh | Commercial | Com - Warehouse (Refrigerated) | BldgEnv | No | BldgEnv - Window Film | 0.027758 | 0.027331 | 0.02691 | 0.026496 | 0.026088 | 0.025686 | 0.02529 | 0.024901 | 0.024517 | 0.02414 | 0.023768 | 0.023402
SDG&E | GWh | Commercial | Com - Warehouse (Refrigerated) | ComRefrig | No | ComRefrig - Strip Curtain for Walk In Refrigerator | 0.028552 | 0.028112 | 0.027679 | 0.027253 | 0.026833 | 0.02642 | 0.026013 | 0.025612 | 0.025218 | 0.02483 | 0.024447 | 0.024071
SDG&E | GWh | Commercial | Com - Warehouse (Refrigerated) | Lighting | Yes | Lighting - LED Fixture (Replacing T8) - Emerging | 0.67036 | 0.69176 | 0.71326 | 0.73855 | 0.76075 | 0.78236 | 0.79924 | 0.81572 | 0.83221 | 0.84883 | 0.86591 | 0.87984
SDG&E | GWh | Commercial | Com - Warehouse (Refrigerated) | Lighting | Yes | Lighting - LED Lamp (Basic High - Indoor) - Emerging | 0.0037286 | 0.003853 | 0.0039693 | 0.004071 | 0.0041726 | 0.00054915 | 0.00055944 | 0.0005682 | 0.00057691 | 0.00058444 | 0.00059223 | 0.00060017
SDG&E | GWh | Commercial | Com - Warehouse (Refrigerated) | Lighting | Yes | Lighting - LED Lamp (Basic Low - Indoor) - Emerging | 0.028094 | 0.02907 | 0.029982 | 0.030775 | 0.031568 | 0.0049247 | 0.00502 | 0.0051008 | 0.0051813 | 0.0052621 | 0.0053337 | 0.0054067
SDG&E | GWh | Commercial | Com - Warehouse (Refrigerated) | Lighting | Yes | Lighting - LED Plug-In Indoor Fixture - Emerging | 0.12722 | 0.13104 | 0.13443 | 0.13704 | 0.14006 | 0.0081015 | 0.0082223 | 0.0083635 | 0.0084649 | 0.0085796 | 0.0086847 | 0.0088054
SDG&E | GWh | Commercial | Com - Warehouse (Refrigerated) | Lighting | No | Lighting - Cold Cathode Lamp | 0.0020042 | 0.0020374 | 0.0020697 | 0.0021027 | 0.002135 | 0 | 0 | 0 | 0 | 0 | 0 | 0
SDG&E | GWh | Commercial | Com - Warehouse (Refrigerated) | Lighting | No | Lighting - Compact Fluorescent Fixture (Indoor) | 0.026946 | 0.027349 | 0.027743 | 0.028146 | 0.028539 | 0 | 0 | 0 | 0 | 0 | 0 | 0
SDG&E | GWh | Commercial | Com - Warehouse (Refrigerated) | Lighting | No | Lighting - Halogen Lamp (A-Line) | 0.0044922 | 0.0045665 | 0.004639 | 0.004713 | 0.0047854 | 0 | 0 | 0 | 0 | 0 | 0 | 0
SDG&E | GWh | Commercial | Com - Warehouse (Refrigerated) | Lighting | No | Lighting - High Bay HID to T5 | 0.0036282 | 0.0036756 | 0.0037218 | 0.0037692 | 0.0038154 | 0.0038573 | 0.003891 | 0.003922 | 0.0039522 | 0.0039823 | 0.0040138 | 0.0040461
SDG&E | GWh | Commercial | Com - Warehouse (Refrigerated) | Lighting | No | Lighting - Induction Fixture (Indoor) | 0.045978 | 0.046738 | 0.04748 | 0.048238 | 0.048978 | 0.049654 | 0.050214 | 0.050733 | 0.051241 | 0.051745 | 0.052269 | 0.052802
SDG&E | GWh | Commercial | Com - Warehouse (Refrigerated) | Lighting | No | Lighting - Induction Fixture (Outdoor) | 0.017735 | 0.018028 | 0.018314 | 0.018607 | 0.018892 | 0.019153 | 0.019369 | 0.019569 | 0.019765 | 0.019959 | 0.020161 | 0.020367
SDG&E | GWh | Commercial | Com - Warehouse (Refrigerated) | Lighting | No | Lighting - Linear Fluorescent Delamping | 0.0017562 | 0.0017292 | 0.0012769 | 0.00083817 | 0.00041263 | 0 | 0 | 0 | 0 | 0 | 0 | 0
SDG&E | GWh | Commercial | Com - Warehouse (Refrigerated) | Lighting | No | Lighting - Low Bay HID to T5 | 0.019288 | 0.01954 | 0.019786 | 0.020038 | 0.020283 | 0.020506 | 0.020685 | 0.02085 | 0.02101 | 0.02117 | 0.021338 | 0.02151
SDG&E | GWh | Commercial | Com - Warehouse (Refrigerated) | Lighting | No | Lighting - Occupancy Sensor | 0.12104 | 0.12306 | 0.12503 | 0.12705 | 0.12902 | 0.13081 | 0.1323 | 0.13369 | 0.13504 | 0.13638 | 0.13778 | 0.13919
SDG&E | GWh | Commercial | Com - Warehouse (Refrigerated) | Lighting | No | Lighting - Plug-In Fixture (Exterior) | 0.016394 | 0.016665 | 0.016929 | 0.0172 | 0.017464 | 0.017705 | 0.017904 | 0.018089 | 0.01827 | 0.01845 | 0.018637 | 0.018827
SDG&E | GWh | Commercial | Com - Warehouse (Refrigerated) | Lighting | No | Lighting - Plug-In Fixture (Linear Fluorescent) | 0.11835 | 0.1199 | 0.1214 | 0.12295 | 0.12446 | 0 | 0 | 0 | 0 | 0 | 0 | 0
SDG&E | GWh | Commercial | Com - Warehouse (Refrigerated) | Lighting | No | Lighting - Plug-In Fixture (MH Directional) | 0.015935 | 0.016144 | 0.016346 | 0.016555 | 0.016758 | 0.016941 | 0.01709 | 0.017226 | 0.017358 | 0.017491 | 0.017629 | 0.017771
SDG&E | GWh | Commercial | Com - Warehouse (Refrigerated) | Lighting | No | Lighting - Plug-In Fixture (PSMH with Electronic Ballast) | 0.12306 | 0.12467 | 0.12623 | 0.12784 | 0.12941 | 0.13083 | 0.13197 | 0.13302 | 0.13405 | 0.13507 | 0.13614 | 0.13723
SDG&E | GWh | Commercial | Com - Warehouse (Refrigerated) | Service | No | HVAC - Comprehensive Rooftop Unit Quality Maintenance | 0.2881 | 0.28366 | 0.2793 | 0.275 | 0.27076 | 0.26659 | 0.26249 | 0.25844 | 0.25446 | 0.25054 | 0.24669 | 0.24289
SDG&E | GWh | Commercial | Com - Warehouse (Refrigerated) | Service | No | Service - HVAC Fault Detection & Diagnositics | 0.088814 | 0.090283 | 0.091716 | 0.09318 | 0.09461 | 0.095916 | 0.096996 | 0.097999 | 0.09898 | 0.099954 | 0.10097 | 0.102
SDG&E | GWh | Commercial | Com - Warehouse (Refrigerated) | Service | No | Service - Retro-Commissioning (Electric) | 0.2989 | 0.2943 | 0.28976 | 0.2853 | 0.28091 | 0.27658 | 0.27232 | 0.26813 | 0.264 | 0.25993 | 0.25593 | 0.25199
SDG&E | GWh | Commercial | Com - Warehouse (Refrigerated) | WholeBlg | No | HVAC - Energy Management System | 0.052083 | 0.052944 | 0.053785 | 0.054643 | 0.055481 | 0.056247 | 0.056881 | 0.057469 | 0.058044 | 0.058615 | 0.059209 | 0.059812
SDG&E | GWh | Commercial | Com - Warehouse (Refrigerated) | WholeBlg | No | WholeBlg - Com RET Level 1 | 0.088324 | 0.086964 | 0.085625 | 0.084306 | 0.083008 | 0.08173 | 0.080471 | 0.079232 | 0.078011 | 0.07681 | 0.075627 | 0.074463
SDG&E | GWh | Commercial | Com - Warehouse (Refrigerated) | WholeBlg | No | WholeBlg - Com RET Level 2 | 0.75675 | 0.7451 | 0.73362 | 0.72233 | 0.7112 | 0.70025 | 0.68947 | 0.67885 | 0.66839 | 0.6581 | 0.64797 | 0.63799
SDG&E | MW | Commercial | Com - Assembly | AppPlug | No | AppPlug - Computer Monitor | 0.37975 | 0.38603 | 0.39216 | 0.39841 | 0.40453 | 0.41011 | 0.41473 | 0.41902 | 0.42321 | 0.42738 | 0.4317 | 0.43611
SDG&E | MW | Commercial | Com - Assembly | AppPlug | No | AppPlug - Desktop Computer (Com - Power Management) | 0.1742 | 0.17708 | 0.17989 | 0.18276 | 0.18556 | 0.18812 | 0.19024 | 0.19221 | 0.19413 | 0.19604 | 0.19803 | 0.20005
SDG&E | MW | Commercial | Com - Assembly | AppPlug | No | AppPlug - Occupancy Sensor Plug Strip | 0.21916 | 0.22278 | 0.22632 | 0.22993 | 0.23346 | 0.23668 | 0.23935 | 0.24182 | 0.24424 | 0.24665 | 0.24914 | 0.25168
SDG&E | MW | Commercial | Com - Assembly | BldgEnv | No | BldgEnv - Attic Batt Insulation | 0.12209 | 0.12021 | 0.11836 | 0.11654 | 0.11474 | 0.11298 | 0.11124 | 0.10952 | 0.10784 | 0.10618 | 0.10454 | 0.10293
SDG&E | MW | Commercial | Com - Assembly | BldgEnv | No | BldgEnv - Wall Spray On Insulation | 1.2578 | 1.2384 | 1.2194 | 1.2006 | 1.1821 | 1.1639 | 1.146 | 1.1283 | 1.1109 | 1.0938 | 1.077 | 1.0604
SDG&E | MW | Commercial | Com - Assembly | BldgEnv | No | BldgEnv - Window Film | 0.75215 | 0.74057 | 0.72917 | 0.71794 | 0.70688 | 0.69599 | 0.68528 | 0.67472 | 0.66433 | 0.6541 | 0.64403 | 0.63411
SDG&E | MW | Commercial | Com - Assembly | HVAC | Yes | HVAC - Advanced Package Rooftop AC (> EER 12) - Emerging | 0 | 4.3295 | 4.3584 | 4.3885 | 4.4178 | 4.4432 | 4.4613 | 4.4771 | 4.4923 | 4.5077 | 4.5245 | 4.5422
SDG&E | MW | Commercial | Com - Assembly | HVAC | Yes | HVAC - Energy Recovery Ventilation - Emerging | 0.46869 | 0.47644 | 0.484 | 0.49172 | 0.49927 | 0.50616 | 0.51186 | 0.51715 | 0.52233 | 0.52747 | 0.53281 | 0.53824
SDG&E | MW | Commercial | Com - Assembly | HVAC | No | HVAC - Demand Controlled Ventilation | 0.13222 | 0.1344 | 0.13654 | 0.13871 | 0.14084 | 0.14279 | 0.1444 | 0.14589 | 0.14735 | 0.1488 | 0.1503 | 0.15184
SDG&E | MW | Commercial | Com - Assembly | HVAC | No | HVAC - Direct Evaporative Cooler | 0.76351 | 0.77613 | 0.78845 | 0.80103 | 0.81332 | 0.82455 | 0.83384 | 0.84246 | 0.85089 | 0.85927 | 0.86797 | 0.87682
SDG&E | MW | Commercial | Com - Assembly | HVAC | No | HVAC - EER Rated Package Rooftop HP (EER 11) | 0.37745 | 0 | 0 | 0 | 0 | 0 | 0 | 0 | 0 | 0 | 0 | 0
SDG&E | MW | Commercial | Com - Assembly | HVAC | No | HVAC - Repair Duct System | 1.4794 | 1.4566 | 1.4342 | 1.4121 | 1.3903 | 1.3689 | 1.3478 | 1.3271 | 1.3066 | 1.2865 | 1.2667 | 1.2472
SDG&E | MW | Commercial | Com - Assembly | HVAC | No | HVAC - SEER Rated Package Rooftop AC (Recharge) | 2.0071 | 1.9762 | 1.9458 | 1.9158 | 1.8863 | 1.8573 | 1.8287 | 1.8005 | 1.7728 | 1.7455 | 1.7186 | 1.6921
SDG&E | MW | Commercial | Com - Assembly | HVAC | No | HVAC - SEER Rated Package Rooftop AC (SEER 14) | 2.3054 | 2.359 | 0 | 0 | 0 | 0 | 0 | 0 | 0 | 0 | 0 | 0
SDG&E | MW | Commercial | Com - Assembly | HVAC | No | HVAC - SEER Rated Package Rooftop HP (SEER 15) | 2.4845 | 2.5275 | 1.193 | 1.2129 | 1.2323 | 1.2501 | 1.2649 | 1.2786 | 1.292 | 1.3054 | 1.3192 | 1.3333
SDG&E | MW | Commercial | Com - Assembly | HVAC | No | HVAC - SEER Rated Split System AC (SEER 14) | 0.92653 | 0.9528 | 0.97849 | 0 | 0 | 0 | 0 | 0 | 0 | 0 | 0 | 0
SDG&E | MW | Commercial | Com - Assembly | HVAC | No | HVAC - SEER Rated Split System HP (SEER 15) | 1.3736 | 1.3975 | 0.6597 | 0.67076 | 0.68158 | 0.69148 | 0.69972 | 0.70737 | 0.71486 | 0.72229 | 0.73 | 0.73784
SDG&E | MW | Commercial | Com - Assembly | Lighting | Yes | Lighting - LED Fixture (Replacing T8) - Emerging | 3.762 | 3.8965 | 4.0319 | 4.1893 | 4.3294 | 4.4659 | 4.5747 | 4.681 | 4.7874 | 4.8947 | 5.005 | 5.0972
SDG&E | MW | Commercial | Com - Assembly | Lighting | Yes | Lighting - LED Lamp (Basic High - Indoor) - Emerging | 0.69152 | 0.71589 | 0.73878 | 0.75899 | 0.77918 | 0.1027 | 0.10476 | 0.10653 | 0.1083 | 0.10984 | 0.11143 | 0.11305
SDG&E | MW | Commercial | Com - Assembly | Lighting | Yes | Lighting - LED Lamp (Basic Low - Indoor) - Emerging | 0.75541 | 0.7831 | 0.80908 | 0.83187 | 0.85467 | 0.13353 | 0.13629 | 0.13866 | 0.14102 | 0.14338 | 0.1455 | 0.14766
SDG&E | MW | Commercial | Com - Assembly | Lighting | Yes | Lighting - LED Plug-In Indoor Fixture - Emerging | 0.52561 | 0.54237 | 0.55739 | 0.56916 | 0.58266 | 0.033752 | 0.0343 | 0.034933 | 0.035399 | 0.03592 | 0.036402 | 0.03695
SDG&E | MW | Commercial | Com - Assembly | Lighting | No | Lighting - Cold Cathode Lamp | 0.0037677 | 0.00383 | 0.0038908 | 0.0039529 | 0.0040136 | 0 | 0 | 0 | 0 | 0 | 0 | 0
SDG&E | MW | Commercial | Com - Assembly | Lighting | No | Lighting - Compact Fluorescent Fixture (Indoor) | 1.2075 | 1.2278 | 1.2476 | 1.2679 | 1.2876 | 0 | 0 | 0 | 0 | 0 | 0 | 0
SDG&E | MW | Commercial | Com - Assembly | Lighting | No | Lighting - Exit Fixture (LED) | 0.11985 | 0.11801 | 0.11619 | 0.1144 | 0.11264 | 0.1109 | 0.1092 | 0.10751 | 0.10586 | 0.10423 | 0.10262 | 0.10104
SDG&E | MW | Commercial | Com - Assembly | Lighting | No | Lighting - Halogen Lamp (A-Line) | 0.003384 | 0.00344 | 0.0034946 | 0.0035504 | 0.0036049 | 0 | 0 | 0 | 0 | 0 | 0 | 0
SDG&E | MW | Commercial | Com - Assembly | Lighting | No | Lighting - High Bay HID to T5 | 0.16059 | 0.16329 | 0.16593 | 0.16862 | 0.17125 | 0.17366 | 0.17565 | 0.1775 | 0.17931 | 0.18111 | 0.18298 | 0.18488
SDG&E | MW | Commercial | Com - Assembly | Lighting | No | Lighting - Induction Fixture (Indoor) | 0.30354 | 0.30856 | 0.31346 | 0.31846 | 0.32334 | 0.32781 | 0.3315 | 0.33493 | 0.33828 | 0.34161 | 0.34507 | 0.34859
SDG&E | MW | Commercial | Com - Assembly | Lighting | No | Lighting - Induction Fixture (Outdoor) | 0.13162 | 0.1338 | 0.13592 | 0.13809 | 0.14021 | 0.14215 | 0.14375 | 0.14524 | 0.14669 | 0.14813 | 0.14963 | 0.15116
SDG&E | MW | Commercial | Com - Assembly | Lighting | No | Lighting - Linear Fluorescent Delamping | 0.017821 | 0.017546 | 0.012957 | 0.0085051 | 0.004187 | 0 | 0 | 0 | 0 | 0 | 0 | 0
SDG&E | MW | Commercial | Com - Assembly | Lighting | No | Lighting - Low Bay HID to T5 | 0.083347 | 0.08475 | 0.086119 | 0.087517 | 0.088882 | 0.090131 | 0.091165 | 0.092126 | 0.093065 | 0.093999 | 0.094967 | 0.095953
SDG&E | MW | Commercial | Com - Assembly | Lighting | No | Lighting - Occupancy Sensor | 0.29936 | 0.30439 | 0.3093 | 0.31431 | 0.3192 | 0.32367 | 0.32738 | 0.33082 | 0.33419 | 0.33753 | 0.341 | 0.34453
SDG&E | MW | Commercial | Com - Assembly | Lighting | No | Lighting - Plug-In Fixture (Linear Fluorescent) | 0.48067 | 0.48876 | 0.49666 | 0.50472 | 0.51259 | 0 | 0 | 0 | 0 | 0 | 0 | 0
SDG&E | MW | Commercial | Com - Assembly | Lighting | No | Lighting - Plug-In Fixture (MH Directional) | 0.033487 | 0.03405 | 0.034601 | 0.035162 | 0.035711 | 0.036212 | 0.036628 | 0.037014 | 0.037391 | 0.037766 | 0.038155 | 0.038551
SDG&E | MW | Commercial | Com - Assembly | Lighting | No | Lighting - Plug-In Fixture (PSMH with Electronic Ballast) | 0.2586 | 0.26295 | 0.2672 | 0.27153 | 0.27577 | 0.27964 | 0.28285 | 0.28583 | 0.28875 | 0.29164 | 0.29465 | 0.29771
SDG&E | MW | Commercial | Com - Assembly | SHW | No | SHW - EF Rated Instantaneous Water Heater (Electric) | 0.014736 | 0.014978 | 0.015214 | 0.015456 | 0.015691 | 0.015907 | 0.016085 | 0.01625 | 0.016412 | 0.016572 | 0.016739 | 0.016909
SDG&E | MW | Commercial | Com - Assembly | Service | No | HVAC - Comprehensive Rooftop Unit Quality Maintenance | 1.5642e-06 | 1.5401e-06 | 1.5163e-06 | 1.493e-06 | 1.47e-06 | 1.4474e-06 | 1.4251e-06 | 1.4031e-06 | 1.3815e-06 | 1.3602e-06 | 1.3393e-06 | 1.3187e-06
SDG&E | MW | Commercial | Com - Assembly | Service | No | Service - HVAC Fault Detection & Diagnositics | 0.0016239 | 0.0016507 | 0.0016769 | 0.0017037 | 0.0017298 | 0.0017537 | 0.0017735 | 0.0017918 | 0.0018097 | 0.0018276 | 0.0018461 | 0.0018649
SDG&E | MW | Commercial | Com - Assembly | Service | No | Service - Retro-Commissioning (Electric) | 0.0057691 | 0.0056803 | 0.0055928 | 0.0055067 | 0.0054219 | 0.0053384 | 0.0052562 | 0.0051752 | 0.0050955 | 0.0050171 | 0.0049398 | 0.0048637
SDG&E | MW | Commercial | Com - Assembly | WholeBlg | No | HVAC - Energy Management System | 0.00017822 | 0.00018116 | 0.00018404 | 0.00018698 | 0.00018985 | 0.00019247 | 0.00019463 | 0.00019665 | 0.00019861 | 0.00020057 | 0.0002026 | 0.00020467
SDG&E | MW | Commercial | Com - Assembly | WholeBlg | No | WholeBlg - Com RET Level 1 | 4.1887 | 4.1242 | 4.0606 | 3.9981 | 3.9365 | 3.8759 | 3.8162 | 3.7575 | 3.6996 | 3.6426 | 3.5865 | 3.5313
SDG&E | MW | Commercial | Com - Assembly | WholeBlg | No | WholeBlg - Com RET Level 2 | 29.2289 | 28.7788 | 28.3356 | 27.8993 | 27.4696 | 27.0466 | 26.6301 | 26.22 | 25.8162 | 25.4186 | 25.0271 | 24.6417
SDG&E | MW | Commercial | Com - Education (Community College) | AppPlug | No | AppPlug - Computer Monitor | 0.23533 | 0.23922 | 0.24302 | 0.2469 | 0.25069 | 0.25415 | 0.25701 | 0.25967 | 0.26227 | 0.26485 | 0.26753 | 0.27026
SDG&E | MW | Commercial | Com - Education (Community College) | AppPlug | No | AppPlug - Desktop Computer (Com - Power Management) | 0.10795 | 0.10974 | 0.11148 | 0.11326 | 0.11499 | 0.11658 | 0.1179 | 0.11911 | 0.12031 | 0.12149 | 0.12272 | 0.12397
SDG&E | MW | Commercial | Com - Education (Community College) | AppPlug | No | AppPlug - Occupancy Sensor Plug Strip | 0.13581 | 0.13806 | 0.14025 | 0.14249 | 0.14468 | 0.14667 | 0.14833 | 0.14986 | 0.15136 | 0.15285 | 0.1544 | 0.15597
SDG&E | MW | Commercial | Com - Education (Community College) | BldgEnv | No | BldgEnv - Attic Batt Insulation | 0.075661 | 0.074496 | 0.073349 | 0.072219 | 0.071107 | 0.070012 | 0.068934 | 0.067872 | 0.066827 | 0.065798 | 0.064785 | 0.063787
SDG&E | MW | Commercial | Com - Education (Community College) | BldgEnv | No | BldgEnv - Wall Spray On Insulation | 0.77946 | 0.76746 | 0.75564 | 0.744 | 0.73255 | 0.72127 | 0.71016 | 0.69922 | 0.68845 | 0.67785 | 0.66741 | 0.65713
SDG&E | MW | Commercial | Com - Education (Community College) | BldgEnv | No | BldgEnv - Window Film | 0.58756 | 0.57851 | 0.56961 | 0.56083 | 0.5522 | 0.54369 | 0.53532 | 0.52708 | 0.51896 | 0.51097 | 0.5031 | 0.49535
SDG&E | MW | Commercial | Com - Education (Community College) | FoodServ | No | FoodServ - Electric Griddle | 0.012017 | 0.012216 | 0.01241 | 0.012608 | 0.012802 | 0.012978 | 0.013125 | 0.01326 | 0.013393 | 0.013525 | 0.013662 | 0.013801
SDG&E | MW | Commercial | Com - Education (Community College) | FoodServ | No | FoodServ - Electric Steamer | 0.0068363 | 0.0069493 | 0.0070596 | 0.0071723 | 0.0072823 | 0.0073829 | 0.007466 | 0.0075432 | 0.0076187 | 0.0076937 | 0.0077716 | 0.0078508
SDG&E | MW | Commercial | Com - Education (Community College) | FoodServ | No | FoodServ - Fryer (Electric) | 0.00048008 | 0.00048802 | 0.00049577 | 0.00050368 | 0.00051141 | 0.00051847 | 0.00052431 | 0.00052973 | 0.00053503 | 0.0005403 | 0.00054577 | 0.00055133
SDG&E | MW | Commercial | Com - Education (Community College) | FoodServ | No | FoodServ - Oven (Electric) | 0.14811 | 0.15056 | 0.15295 | 0.15539 | 0.15777 | 0.15995 | 0.16175 | 0.16342 | 0.16506 | 0.16668 | 0.16837 | 0.17009
SDG&E | MW | Commercial | Com - Education (Community College) | HVAC | Yes | HVAC - Advanced Package Rooftop AC (> EER 12) - Emerging | 0 | 1.5437 | 1.5598 | 1.5763 | 1.5925 | 1.6069 | 1.6183 | 1.6286 | 1.6386 | 1.6487 | 1.6593 | 1.6702
SDG&E | MW | Commercial | Com - Education (Community College) | HVAC | Yes | HVAC - Energy Recovery Ventilation - Emerging | 0.24845 | 0.25256 | 0.25657 | 0.26066 | 0.26466 | 0.26832 | 0.27134 | 0.27414 | 0.27689 | 0.27961 | 0.28244 | 0.28532
SDG&E | MW | Commercial | Com - Education (Community College) | HVAC | No | HVAC - Chiller (Centrifugal) | 0.70501 | 0.6982 | 0.69148 | 0.68494 | 0.67848 | 0.67198 | 0.66528 | 0.6586 | 0.65201 | 0.64553 | 0.63924 | 0.63308
SDG&E | MW | Commercial | Com - Education (Community College) | HVAC | No | HVAC - Chiller (Reciprocating) | 0.81152 | 0.81768 | 0.82366 | 0.8299 | 0.83597 | 0.84127 | 0.84514 | 0.84855 | 0.85186 | 0.85518 | 0.8588 | 0.86257
SDG&E | MW | Commercial | Com - Education (Community College) | HVAC | No | HVAC - Demand Controlled Ventilation | 0.058372 | 0.059337 | 0.060279 | 0.061241 | 0.062181 | 0.063039 | 0.063749 | 0.064408 | 0.065053 | 0.065693 | 0.066358 | 0.067035
SDG&E | MW | Commercial | Com - Education (Community College) | HVAC | No | HVAC - Direct Evaporative Cooler | 0.27229 | 0.27679 | 0.28119 | 0.28567 | 0.29006 | 0.29406 | 0.29737 | 0.30045 | 0.30345 | 0.30644 | 0.30954 | 0.3127
SDG&E | MW | Commercial | Com - Education (Community College) | HVAC | No | HVAC - EER Rated Package Rooftop AC (EER 11) | 0.75724 | 0 | 0 | 0 | 0 | 0 | 0 | 0 | 0 | 0 | 0 | 0
SDG&E | MW | Commercial | Com - Education (Community College) | HVAC | No | HVAC - EER Rated Package Rooftop HP (EER 11) | 0.0044986 | 0 | 0 | 0 | 0 | 0 | 0 | 0 | 0 | 0 | 0 | 0
SDG&E | MW | Commercial | Com - Education (Community College) | HVAC | No | HVAC - Repair Duct System | 0.69311 | 0.68244 | 0.67193 | 0.66158 | 0.65139 | 0.64136 | 0.63149 | 0.62176 | 0.61219 | 0.60276 | 0.59348 | 0.58434
SDG&E | MW | Commercial | Com - Education (Community College) | HVAC | No | HVAC - SEER Rated Package Rooftop AC (Recharge) | 0.92152 | 0.90733 | 0.89336 | 0.8796 | 0.86606 | 0.85272 | 0.83959 | 0.82666 | 0.81393 | 0.80139 | 0.78905 | 0.7769
SDG&E | MW | Commercial | Com - Education (Community College) | HVAC | No | HVAC - SEER Rated Package Rooftop AC (SEER 14) | 0.72938 | 0.74539 | 0 | 0 | 0 | 0 | 0 | 0 | 0 | 0 | 0 | 0
SDG&E | MW | Commercial | Com - Education (Community College) | HVAC | No | HVAC - SEER Rated Package Rooftop HP (SEER 15) | 0.87306 | 0.89087 | 0.4217 | 0.42992 | 0.43796 | 0.44536 | 0.45159 | 0.45741 | 0.4631 | 0.46876 | 0.4746 | 0.48051
SDG&E | MW | Commercial | Com - Education (Community College) | HVAC | No | HVAC - SEER Rated Split System AC (SEER 14) | 0.30484 | 0.3108 | 0.31662 | 0 | 0 | 0 | 0 | 0 | 0 | 0 | 0 | 0
SDG&E | MW | Commercial | Com - Education (Community College) | HVAC | No | HVAC - SEER Rated Split System HP (SEER 15) | 0.5164 | 0.52526 | 0.24788 | 0.25198 | 0.25598 | 0.25964 | 0.26268 | 0.2655 | 0.26826 | 0.271 | 0.27385 | 0.27674
SDG&E | MW | Commercial | Com - Education (Community College) | Lighting | Yes | Lighting - LED Fixture (Replacing T8) - Emerging | 5.2668 | 5.4546 | 5.6436 | 5.8634 | 6.059 | 6.2497 | 6.4014 | 6.5497 | 6.6982 | 6.8479 | 7.0019 | 7.1305
SDG&E | MW | Commercial | Com - Education (Community College) | Lighting | Yes | Lighting - LED Lamp (Basic High - Indoor) - Emerging | 0.10358 | 0.10724 | 0.11068 | 0.11371 | 0.11674 | 0.015388 | 0.015698 | 0.015964 | 0.016229 | 0.016461 | 0.0167 | 0.016944
SDG&E | MW | Commercial | Com - Education (Community College) | Lighting | Yes | Lighting - LED Lamp (Basic Low - Indoor) - Emerging | 0.13199 | 0.13684 | 0.14138 | 0.14538 | 0.14937 | 0.023338 | 0.023822 | 0.024237 | 0.02465 | 0.025065 | 0.025436 | 0.025814
SDG&E | MW | Commercial | Com - Education (Community College) | Lighting | Yes | Lighting - LED Plug-In Indoor Fixture - Emerging | 0.3512 | 0.36243 | 0.37249 | 0.38038 | 0.38942 | 0.02256 | 0.022928 | 0.023352 | 0.023664 | 0.024013 | 0.024337 | 0.024704
SDG&E | MW | Commercial | Com - Education (Community College) | Lighting | No | Lighting - Cold Cathode Lamp | 0.0018337 | 0.001864 | 0.0018936 | 0.0019238 | 0.0019534 | 0 | 0 | 0 | 0 | 0 | 0 | 0
SDG&E | MW | Commercial | Com - Education (Community College) | Lighting | No | Lighting - Compact Fluorescent Fixture (Indoor) | 1.4008 | 1.4245 | 1.4476 | 1.4712 | 1.4942 | 0 | 0 | 0 | 0 | 0 | 0 | 0
SDG&E | MW | Commercial | Com - Education (Community College) | Lighting | No | Lighting - Exit Fixture (LED) | 0.083995 | 0.082702 | 0.081428 | 0.080174 | 0.078939 | 0.077724 | 0.076527 | 0.075348 | 0.074188 | 0.073045 | 0.07192 | 0.070813
SDG&E | MW | Commercial | Com - Education (Community College) | Lighting | No | Lighting - Halogen Lamp (A-Line) | 0.0020971 | 0.0021318 | 0.0021656 | 0.0022002 | 0.002234 | 0 | 0 | 0 | 0 | 0 | 0 | 0
SDG&E | MW | Commercial | Com - Education (Community College) | Lighting | No | Lighting - High Bay HID to T5 | 0.11376 | 0.11566 | 0.11752 | 0.11942 | 0.12127 | 0.12297 | 0.12437 | 0.12567 | 0.12695 | 0.12821 | 0.12953 | 0.13086
SDG&E | MW | Commercial | Com - Education (Community College) | Lighting | No | Lighting - Induction Fixture (Indoor) | 0.18966 | 0.1928 | 0.19586 | 0.19898 | 0.20203 | 0.20482 | 0.20713 | 0.20927 | 0.21137 | 0.21345 | 0.21561 | 0.21781
SDG&E | MW | Commercial | Com - Education (Community College) | Lighting | No | Lighting - Induction Fixture (Outdoor) | 0.081568 | 0.082916 | 0.084233 | 0.085577 | 0.08689 | 0.08809 | 0.089082 | 0.090003 | 0.090904 | 0.091799 | 0.092728 | 0.093673
SDG&E | MW | Commercial | Com - Education (Community College) | Lighting | No | Lighting - Light Sensor | 0.11699 | 0.12051 | 0.12396 | 0.12745 | 0.13086 | 0.13404 | 0.13677 | 0.13936 | 0.14188 | 0.14439 | 0.14696 | 0.14954
SDG&E | MW | Commercial | Com - Education (Community College) | Lighting | No | Lighting - Linear Fluorescent Delamping | 0.0041447 | 0.0040809 | 0.0030135 | 0.0019781 | 0.00097381 | 0 | 0 | 0 | 0 | 0 | 0 | 0
SDG&E | MW | Commercial | Com - Education (Community College) | Lighting | No | Lighting - Low Bay HID to T5 | 0.053987 | 0.054891 | 0.055773 | 0.056673 | 0.057553 | 0.058356 | 0.059022 | 0.059641 | 0.060245 | 0.060846 | 0.061469 | 0.062103
SDG&E | MW | Commercial | Com - Education (Community College) | Lighting | No | Lighting - Occupancy Sensor | 0.18646 | 0.18962 | 0.19271 | 0.19586 | 0.19893 | 0.20175 | 0.20408 | 0.20624 | 0.20836 | 0.21047 | 0.21265 | 0.21487
SDG&E | MW | Commercial | Com - Education (Community College) | Lighting | No | Lighting - Plug-In Fixture (Linear Fluorescent) | 0.32121 | 0.32659 | 0.33183 | 0.33719 | 0.34242 | 0 | 0 | 0 | 0 | 0 | 0 | 0
SDG&E | MW | Commercial | Com - Education (Community College) | Lighting | No | Lighting - Plug-In Fixture (MH Directional) | 0.022378 | 0.022752 | 0.023118 | 0.023491 | 0.023855 | 0.024188 | 0.024464 | 0.02472 | 0.024971 | 0.02522 | 0.025478 | 0.025741
SDG&E | MW | Commercial | Com - Education (Community College) | Lighting | No | Lighting - Plug-In Fixture (PSMH with Electronic Ballast) | 0.17281 | 0.1757 | 0.17852 | 0.1814 | 0.18422 | 0.18679 | 0.18892 | 0.1909 | 0.19283 | 0.19476 | 0.19675 | 0.19878
SDG&E | MW | Commercial | Com - Education (Community College) | ProcHeat | No | ProcHeat - Boiler Draft Fan | 0.031905 | 0.032433 | 0.032948 | 0.033473 | 0.033987 | 0.034456 | 0.034845 | 0.035205 | 0.035557 | 0.035907 | 0.036271 | 0.03664
SDG&E | MW | Commercial | Com - Education (Community College) | SHW | No | SHW - EF Rated Instantaneous Water Heater (Electric) | 0.0041624 | 0.0042303 | 0.0042966 | 0.0043642 | 0.0044303 | 0.0044907 | 0.0045406 | 0.0045869 | 0.0046321 | 0.004677 | 0.0047237 | 0.0047713
SDG&E | MW | Commercial | Com - Education (Community College) | Service | No | HVAC - Comprehensive Rooftop Unit Quality Maintenance | 9.6932e-07 | 9.5439e-07 | 9.3969e-07 | 9.2522e-07 | 9.1097e-07 | 8.9694e-07 | 8.8313e-07 | 8.6953e-07 | 8.5614e-07 | 8.4295e-07 | 8.2997e-07 | 8.1719e-07
SDG&E | MW | Commercial | Com - Education (Community College) | Service | No | Service - HVAC Fault Detection & Diagnositics | 0.0010063 | 0.001023 | 0.0010392 | 0.0010558 | 0.001072 | 0.0010868 | 0.001099 | 0.0011104 | 0.0011215 | 0.0011326 | 0.001144 | 0.0011557
SDG&E | MW | Commercial | Com - Education (Community College) | Service | No | Service - Retro-Commissioning (Electric) | 0.0035752 | 0.0035201 | 0.0034659 | 0.0034125 | 0.00336 | 0.0033082 | 0.0032573 | 0.0032071 | 0.0031577 | 0.0031091 | 0.0030612 | 0.0030141
SDG&E | MW | Commercial | Com - Education (Community College) | WholeBlg | No | HVAC - Energy Management System | 0.00011044 | 0.00011227 | 0.00011405 | 0.00011587 | 0.00011765 | 0.00011927 | 0.00012062 | 0.00012186 | 0.00012308 | 0.00012429 | 0.00012555 | 0.00012683
SDG&E | MW | Commercial | Com - Education (Community College) | WholeBlg | No | WholeBlg - Com RET Level 1 | 1.8469 | 1.8185 | 1.7905 | 1.7629 | 1.7357 | 1.709 | 1.6827 | 1.6568 | 1.6313 | 1.6061 | 1.5814 | 1.5571
SDG&E | MW | Commercial | Com - Education (Community College) | WholeBlg | No | WholeBlg - Com RET Level 2 | 13.4856 | 13.2779 | 13.0734 | 12.8721 | 12.6739 | 12.4787 | 12.2865 | 12.0973 | 11.911 | 11.7276 | 11.547 | 11.3692
SDG&E | MW | Commercial | Com - Education (Primary School) | AppPlug | No | AppPlug - Computer Monitor | 0.3438 | 0.34949 | 0.35504 | 0.3607 | 0.36624 | 0.37129 | 0.37548 | 0.37936 | 0.38315 | 0.38693 | 0.39084 | 0.39483
SDG&E | MW | Commercial | Com - Education (Primary School) | AppPlug | No | AppPlug - Desktop Computer (Com - Power Management) | 0.15771 | 0.16032 | 0.16286 | 0.16546 | 0.168 | 0.17032 | 0.17224 | 0.17402 | 0.17576 | 0.17749 | 0.17929 | 0.18111
SDG&E | MW | Commercial | Com - Education (Primary School) | AppPlug | No | AppPlug - Occupancy Sensor Plug Strip | 0.19842 | 0.2017 | 0.2049 | 0.20817 | 0.21136 | 0.21428 | 0.21669 | 0.21893 | 0.22112 | 0.2233 | 0.22556 | 0.22786
SDG&E | MW | Commercial | Com - Education (Primary School) | BldgEnv | No | BldgEnv - Attic Batt Insulation | 0.077375 | 0.076183 | 0.07501 | 0.073855 | 0.072718 | 0.071598 | 0.070495 | 0.06941 | 0.068341 | 0.067288 | 0.066252 | 0.065232
SDG&E | MW | Commercial | Com - Education (Primary School) | BldgEnv | No | BldgEnv - Wall Spray On Insulation | 1.1387 | 1.1212 | 1.1039 | 1.0869 | 1.0702 | 1.0537 | 1.0375 | 1.0215 | 1.0058 | 0.99029 | 0.97504 | 0.96003
SDG&E | MW | Commercial | Com - Education (Primary School) | BldgEnv | No | BldgEnv - Window Film | 2.4564 | 2.4186 | 2.3813 | 2.3447 | 2.3086 | 2.273 | 2.238 | 2.2035 | 2.1696 | 2.1362 | 2.1033 | 2.0709
SDG&E | MW | Commercial | Com - Education (Primary School) | FoodServ | No | FoodServ - Electric Griddle | 0.2019 | 0.20524 | 0.2085 | 0.21183 | 0.21508 | 0.21805 | 0.2205 | 0.22278 | 0.22501 | 0.22723 | 0.22953 | 0.23187
SDG&E | MW | Commercial | Com - Education (Primary School) | FoodServ | No | FoodServ - Electric Steamer | 0.021639 | 0.021997 | 0.022346 | 0.022703 | 0.023051 | 0.023369 | 0.023633 | 0.023877 | 0.024116 | 0.024353 | 0.0246 | 0.024851
SDG&E | MW | Commercial | Com - Education (Primary School) | FoodServ | No | FoodServ - Fryer (Electric) | 0.0019638 | 0.0019963 | 0.002028 | 0.0020604 | 0.002092 | 0.0021209 | 0.0021448 | 0.0021669 | 0.0021886 | 0.0022102 | 0.0022325 | 0.0022553
SDG&E | MW | Commercial | Com - Education (Primary School) | FoodServ | No | FoodServ - Oven (Electric) | 0.049349 | 0.050165 | 0.050961 | 0.051774 | 0.052569 | 0.053294 | 0.053895 | 0.054452 | 0.054997 | 0.055538 | 0.056101 | 0.056673
SDG&E | MW | Commercial | Com - Education (Primary School) | HVAC | Yes | HVAC - Advanced Package Rooftop AC (> EER 12) - Emerging | 0 | 2.578 | 2.5383 | 2.4992 | 2.4607 | 2.4228 | 2.3855 | 2.3487 | 2.3126 | 2.277 | 2.2419 | 2.2074
SDG&E | MW | Commercial | Com - Education (Primary School) | HVAC | Yes | HVAC - Energy Recovery Ventilation - Emerging | 0.029275 | 0.029759 | 0.030232 | 0.030714 | 0.031186 | 0.031616 | 0.031972 | 0.032303 | 0.032626 | 0.032947 | 0.033281 | 0.03362
SDG&E | MW | Commercial | Com - Education (Primary School) | HVAC | No | HVAC - Direct Evaporative Cooler | 0.49658 | 0.50479 | 0.5128 | 0.52099 | 0.52898 | 0.53628 | 0.54233 | 0.54793 | 0.55342 | 0.55886 | 0.56452 | 0.57028
SDG&E | MW | Commercial | Com - Education (Primary School) | HVAC | No | HVAC - EER Rated Package Rooftop HP (EER 11) | 0.12396 | 0.0080974 | 0.012007 | 0.01593 | 0.019778 | 0.023421 | 0.026714 | 0.029869 | 0.032966 | 0.036028 | 0.039118 | 0.042208
SDG&E | MW | Commercial | Com - Education (Primary School) | HVAC | No | HVAC - Repair Duct System | 0.76783 | 0.75601 | 0.74436 | 0.7329 | 0.72162 | 0.7105 | 0.69956 | 0.68879 | 0.67818 | 0.66774 | 0.65745 | 0.64733
SDG&E | MW | Commercial | Com - Education (Primary School) | HVAC | No | HVAC - SEER Rated Package Rooftop AC (Recharge) | 1.0143 | 0.99868 | 0.9833 | 0.96816 | 0.95325 | 0.93857 | 0.92412 | 0.90989 | 0.89587 | 0.88208 | 0.86849 | 0.85512
SDG&E | MW | Commercial | Com - Education (Primary School) | HVAC | No | HVAC - SEER Rated Package Rooftop AC (SEER 14) | 1.0671 | 1.0968 | 0 | 0 | 0 | 0 | 0 | 0 | 0 | 0 | 0 | 0
SDG&E | MW | Commercial | Com - Education (Primary School) | HVAC | No | HVAC - SEER Rated Package Rooftop HP (SEER 15) | 0.85209 | 0.86768 | 0.40992 | 0.41713 | 0.42417 | 0.43063 | 0.43602 | 0.44104 | 0.44595 | 0.45083 | 0.45588 | 0.46101
SDG&E | MW | Commercial | Com - Education (Primary School) | HVAC | No | HVAC - SEER Rated Split System AC (SEER 14) | 0.50395 | 0.51732 | 0.53038 | 0 | 0 | 0 | 0 | 0 | 0 | 0 | 0 | 0
SDG&E | MW | Commercial | Com - Education (Primary School) | HVAC | No | HVAC - SEER Rated Split System HP (SEER 15) | 0.53226 | 0.54097 | 0.25511 | 0.25914 | 0.26307 | 0.26667 | 0.26964 | 0.27239 | 0.27509 | 0.27777 | 0.28055 | 0.28338
SDG&E | MW | Commercial | Com - Education (Primary School) | Lighting | Yes | Lighting - LED Fixture (Replacing T8) - Emerging | 5.9707 | 6.1835 | 6.3975 | 6.6464 | 6.8678 | 7.0837 | 7.2555 | 7.4234 | 7.5915 | 7.761 | 7.9353 | 8.0809
SDG&E | MW | Commercial | Com - Education (Primary School) | Lighting | Yes | Lighting - LED Lamp (Basic High - Indoor) - Emerging | 0.14807 | 0.15357 | 0.15875 | 0.16336 | 0.16797 | 0.022172 | 0.022647 | 0.023058 | 0.023467 | 0.023827 | 0.024199 | 0.024578
SDG&E | MW | Commercial | Com - Education (Primary School) | Lighting | Yes | Lighting - LED Lamp (Basic Low - Indoor) - Emerging | 0.18867 | 0.19595 | 0.20279 | 0.20886 | 0.21492 | 0.033627 | 0.034367 | 0.035007 | 0.035643 | 0.036282 | 0.036859 | 0.037445
SDG&E | MW | Commercial | Com - Education (Primary School) | Lighting | Yes | Lighting - LED Plug-In Indoor Fixture - Emerging | 0.024551 | 0.02538 | 0.026128 | 0.026724 | 0.027401 | 0.0015896 | 0.0016175 | 0.0016494 | 0.0016733 | 0.0016999 | 0.0017246 | 0.0017524
SDG&E | MW | Commercial | Com - Education (Primary School) | Lighting | No | Lighting - Cold Cathode Lamp | 1.3818e-05 | 1.4046e-05 | 1.4269e-05 | 1.4497e-05 | 1.4719e-05 | 0 | 0 | 0 | 0 | 0 | 0 | 0
SDG&E | MW | Commercial | Com - Education (Primary School) | Lighting | No | Lighting - Compact Fluorescent Fixture (Indoor) | 2.0024 | 2.0398 | 2.0763 | 2.1135 | 2.1499 | 0 | 0 | 0 | 0 | 0 | 0 | 0
SDG&E | MW | Commercial | Com - Education (Primary School) | Lighting | No | Lighting - Exit Fixture (LED) | 0.10239 | 0.10081 | 0.099259 | 0.09773 | 0.096225 | 0.094743 | 0.093284 | 0.091848 | 0.090433 | 0.089041 | 0.087669 | 0.086319
SDG&E | MW | Commercial | Com - Education (Primary School) | Lighting | No | Lighting - Halogen Lamp (A-Line) | 0.0030637 | 0.0031144 | 0.0031638 | 0.0032143 | 0.0032637 | 0 | 0 | 0 | 0 | 0 | 0 | 0
SDG&E | MW | Commercial | Com - Education (Primary School) | Lighting | No | Lighting - High Bay HID to T5 | 0.12897 | 0.13112 | 0.13322 | 0.13537 | 0.13746 | 0.13938 | 0.14096 | 0.14244 | 0.14388 | 0.14531 | 0.14679 | 0.1483
SDG&E | MW | Commercial | Com - Education (Primary School) | Lighting | No | Lighting - Induction Fixture (Indoor) | 0.29298 | 0.29782 | 0.30255 | 0.30738 | 0.31209 | 0.3164 | 0.31997 | 0.32328 | 0.32651 | 0.32972 | 0.33306 | 0.33646
SDG&E | MW | Commercial | Com - Education (Primary School) | Lighting | No | Lighting - Induction Fixture (Outdoor) | 0.11916 | 0.12114 | 0.12306 | 0.12502 | 0.12694 | 0.12869 | 0.13014 | 0.13149 | 0.1328 | 0.13411 | 0.13547 | 0.13685
SDG&E | MW | Commercial | Com - Education (Primary School) | Lighting | No | Lighting - Light Sensor | 0.10631 | 0.10935 | 0.11233 | 0.11536 | 0.11831 | 0.12105 | 0.12341 | 0.12564 | 0.12782 | 0.12998 | 0.13219 | 0.13442
SDG&E | MW | Commercial | Com - Education (Primary School) | Lighting | No | Lighting - Linear Fluorescent Delamping | 0.00019916 | 0.00019609 | 0.00014481 | 9.505e-05 | 4.6793e-05 | 0 | 0 | 0 | 0 | 0 | 0 | 0
SDG&E | MW | Commercial | Com - Education (Primary School) | Lighting | No | Lighting - Low Bay HID to T5 | 0.061203 | 0.062225 | 0.063222 | 0.06424 | 0.065235 | 0.066144 | 0.066897 | 0.067596 | 0.06828 | 0.068959 | 0.069664 | 0.070381
SDG&E | MW | Commercial | Com - Education (Primary School) | Lighting | No | Lighting - Occupancy Sensor | 0.077575 | 0.07867 | 0.079738 | 0.080831 | 0.081899 | 0.082868 | 0.083656 | 0.084383 | 0.085093 | 0.0858 | 0.086538 | 0.087291
SDG&E | MW | Commercial | Com - Education (Primary School) | Lighting | No | Lighting - Plug-In Fixture (Linear Fluorescent) | 0.022686 | 0.023065 | 0.023435 | 0.023812 | 0.024181 | 0 | 0 | 0 | 0 | 0 | 0 | 0
SDG&E | MW | Commercial | Com - Education (Primary School) | Lighting | No | Lighting - Plug-In Fixture (MH Directional) | 0.0015805 | 0.0016069 | 0.0016326 | 0.0016589 | 0.0016846 | 0.0017081 | 0.0017275 | 0.0017456 | 0.0017632 | 0.0017807 | 0.0017989 | 0.0018174
SDG&E | MW | Commercial | Com - Education (Primary School) | Lighting | No | Lighting - Plug-In Fixture (PSMH with Electronic Ballast) | 0.012205 | 0.012409 | 0.012608 | 0.012811 | 0.013009 | 0.01319 | 0.01334 | 0.01348 | 0.013616 | 0.013751 | 0.013892 | 0.014035
SDG&E | MW | Commercial | Com - Education (Primary School) | ProcHeat | No | ProcHeat - Boiler Draft Fan | 0.092591 | 0.094122 | 0.095617 | 0.097142 | 0.098633 | 0.099995 | 0.10112 | 0.10217 | 0.10319 | 0.1042 | 0.10526 | 0.10633
SDG&E | MW | Commercial | Com - Education (Primary School) | SHW | No | SHW - EF Rated Instantaneous Water Heater (Electric) | 0.0054291 | 0.0055247 | 0.0056181 | 0.0057132 | 0.0058063 | 0.0058915 | 0.0059624 | 0.0060283 | 0.0060928 | 0.0061569 | 0.0062232 | 0.0062907
SDG&E | MW | Commercial | Com - Education (Primary School) | Service | No | HVAC - Comprehensive Rooftop Unit Quality Maintenance | 1.4161e-06 | 1.3943e-06 | 1.3728e-06 | 1.3517e-06 | 1.3309e-06 | 1.3104e-06 | 1.2902e-06 | 1.2703e-06 | 1.2508e-06 | 1.2315e-06 | 1.2125e-06 | 1.1939e-06
SDG&E | MW | Commercial | Com - Education (Primary School) | Service | No | Service - HVAC Fault Detection & Diagnositics | 0.0014702 | 0.0014945 | 0.0015182 | 0.0015424 | 0.0015661 | 0.0015877 | 0.0016056 | 0.0016222 | 0.0016385 | 0.0016546 | 0.0016713 | 0.0016884
SDG&E | MW | Commercial | Com - Education (Primary School) | Service | No | Service - Retro-Commissioning (Electric) | 0.0052231 | 0.0051426 | 0.0050635 | 0.0049855 | 0.0049087 | 0.0048331 | 0.0047587 | 0.0046854 | 0.0046132 | 0.0045422 | 0.0044722 | 0.0044034
SDG&E | MW | Commercial | Com - Education (Primary School) | WholeBlg | No | HVAC - Energy Management System | 0.00016135 | 0.00016402 | 0.00016662 | 0.00016928 | 0.00017188 | 0.00017425 | 0.00017621 | 0.00017803 | 0.00017982 | 0.00018159 | 0.00018342 | 0.00018529
SDG&E | MW | Commercial | Com - Education (Primary School) | WholeBlg | No | WholeBlg - Com RET Level 1 | 3.3257 | 3.2745 | 3.2241 | 3.1744 | 3.1256 | 3.0774 | 3.03 | 2.9834 | 2.9374 | 2.8922 | 2.8476 | 2.8038
SDG&E | MW | Commercial | Com - Education (Primary School) | WholeBlg | No | WholeBlg - Com RET Level 2 | 21.8091 | 21.4733 | 21.1426 | 20.817 | 20.4964 | 20.1808 | 19.87 | 19.564 | 19.2627 | 18.966 | 18.674 | 18.3864
SDG&E | MW | Commercial | Com - Education (Relocatable Classroom) | AppPlug | No | AppPlug - Computer Monitor | 0.3438 | 0.34949 | 0.35504 | 0.3607 | 0.36624 | 0.37129 | 0.37548 | 0.37936 | 0.38315 | 0.38693 | 0.39084 | 0.39483
SDG&E | MW | Commercial | Com - Education (Relocatable Classroom) | AppPlug | No | AppPlug - Desktop Computer (Com - Power Management) | 0.15771 | 0.16032 | 0.16286 | 0.16546 | 0.168 | 0.17032 | 0.17224 | 0.17402 | 0.17576 | 0.17749 | 0.17929 | 0.18111
SDG&E | MW | Commercial | Com - Education (Relocatable Classroom) | AppPlug | No | AppPlug - Occupancy Sensor Plug Strip | 0.19842 | 0.2017 | 0.2049 | 0.20817 | 0.21136 | 0.21428 | 0.21669 | 0.21893 | 0.22112 | 0.2233 | 0.22556 | 0.22786
SDG&E | MW | Commercial | Com - Education (Relocatable Classroom) | BldgEnv | No | BldgEnv - Attic Batt Insulation | 0.077375 | 0.076183 | 0.07501 | 0.073855 | 0.072718 | 0.071598 | 0.070495 | 0.06941 | 0.068341 | 0.067288 | 0.066252 | 0.065232
SDG&E | MW | Commercial | Com - Education (Relocatable Classroom) | BldgEnv | No | BldgEnv - Wall Spray On Insulation | 1.1387 | 1.1212 | 1.1039 | 1.0869 | 1.0702 | 1.0537 | 1.0375 | 1.0215 | 1.0058 | 0.99029 | 0.97504 | 0.96003
SDG&E | MW | Commercial | Com - Education (Relocatable Classroom) | BldgEnv | No | BldgEnv - Window Film | 1.8437 | 1.8153 | 1.7873 | 1.7598 | 1.7327 | 1.706 | 1.6798 | 1.6539 | 1.6284 | 1.6033 | 1.5787 | 1.5543
SDG&E | MW | Commercial | Com - Education (Relocatable Classroom) | FoodServ | No | FoodServ - Electric Griddle | 0.2019 | 0.20524 | 0.2085 | 0.21183 | 0.21508 | 0.21805 | 0.2205 | 0.22278 | 0.22501 | 0.22723 | 0.22953 | 0.23187
SDG&E | MW | Commercial | Com - Education (Relocatable Classroom) | FoodServ | No | FoodServ - Electric Steamer | 0.021639 | 0.021997 | 0.022346 | 0.022703 | 0.023051 | 0.023369 | 0.023633 | 0.023877 | 0.024116 | 0.024353 | 0.0246 | 0.024851
SDG&E | MW | Commercial | Com - Education (Relocatable Classroom) | FoodServ | No | FoodServ - Fryer (Electric) | 0.0019638 | 0.0019963 | 0.002028 | 0.0020604 | 0.002092 | 0.0021209 | 0.0021448 | 0.0021669 | 0.0021886 | 0.0022102 | 0.0022325 | 0.0022553
SDG&E | MW | Commercial | Com - Education (Relocatable Classroom) | FoodServ | No | FoodServ - Oven (Electric) | 0.049349 | 0.050165 | 0.050961 | 0.051774 | 0.052569 | 0.053294 | 0.053895 | 0.054452 | 0.054997 | 0.055538 | 0.056101 | 0.056673
SDG&E | MW | Commercial | Com - Education (Relocatable Classroom) | HVAC | Yes | HVAC - Energy Recovery Ventilation - Emerging | 0.087561 | 0.089009 | 0.090422 | 0.091864 | 0.093274 | 0.094562 | 0.095627 | 0.096616 | 0.097583 | 0.098543 | 0.099541 | 0.10056
SDG&E | MW | Commercial | Com - Education (Relocatable Classroom) | HVAC | No | HVAC - Demand Controlled Ventilation | 0.047847 | 0.048638 | 0.04941 | 0.050199 | 0.050969 | 0.051673 | 0.052255 | 0.052795 | 0.053323 | 0.053848 | 0.054393 | 0.054948
SDG&E | MW | Commercial | Com - Education (Relocatable Classroom) | HVAC | No | HVAC - Repair Duct System | 1.1477 | 1.13 | 1.1126 | 1.0955 | 1.0786 | 1.062 | 1.0456 | 1.0295 | 1.0137 | 0.99806 | 0.98269 | 0.96755
SDG&E | MW | Commercial | Com - Education (Relocatable Classroom) | HVAC | No | HVAC - SEER Rated Package Rooftop AC (Recharge) | 1.5186 | 1.4952 | 1.4722 | 1.4496 | 1.4272 | 1.4052 | 1.3836 | 1.3623 | 1.3413 | 1.3207 | 1.3003 | 1.2803
SDG&E | MW | Commercial | Com - Education (Relocatable Classroom) | HVAC | No | HVAC - SEER Rated Package Rooftop AC (SEER 14) | 2.2115 | 2.2492 | 0 | 0 | 0 | 0 | 0 | 0 | 0 | 0 | 0 | 0
SDG&E | MW | Commercial | Com - Education (Relocatable Classroom) | HVAC | No | HVAC - SEER Rated Package Rooftop HP (SEER 15) | 1.8226 | 1.861 | 0.88149 | 0.89922 | 0.91656 | 0.93252 | 0.946 | 0.95861 | 0.97095 | 0.9832 | 0.99583 | 1.0086
SDG&E | MW | Commercial | Com - Education (Relocatable Classroom) | HVAC | No | HVAC - SEER Rated Split System AC (SEER 14) | 1.1022 | 1.1174 | 1.1322 | 0 | 0 | 0 | 0 | 0 | 0 | 0 | 0 | 0
SDG&E | MW | Commercial | Com - Education (Relocatable Classroom) | HVAC | No | HVAC - SEER Rated Split System HP (SEER 15) | 0.79693 | 0.80791 | 0.38008 | 0.38517 | 0.39015 | 0.39466 | 0.39832 | 0.4017 | 0.40499 | 0.40827 | 0.41169 | 0.41519
SDG&E | MW | Commercial | Com - Education (Relocatable Classroom) | Lighting | Yes | Lighting - LED Fixture (Replacing T8) - Emerging | 6.7091 | 6.9569 | 7.2061 | 7.4951 | 7.7533 | 8.0051 | 8.2065 | 8.4035 | 8.6007 | 8.7995 | 9.004 | 9.1761
SDG&E | MW | Commercial | Com - Education (Relocatable Classroom) | Lighting | Yes | Lighting - LED Lamp (Basic High - Indoor) - Emerging | 0.16706 | 0.17315 | 0.17888 | 0.18397 | 0.18905 | 0.024941 | 0.025463 | 0.025914 | 0.026362 | 0.026756 | 0.027163 | 0.027577
SDG&E | MW | Commercial | Com - Education (Relocatable Classroom) | Lighting | Yes | Lighting - LED Lamp (Basic Low - Indoor) - Emerging | 0.21288 | 0.22094 | 0.22851 | 0.2352 | 0.24189 | 0.037827 | 0.038641 | 0.039342 | 0.04004 | 0.040741 | 0.041372 | 0.042014
SDG&E | MW | Commercial | Com - Education (Relocatable Classroom) | Lighting | Yes | Lighting - LED Plug-In Indoor Fixture - Emerging | 0.02517 | 0.026003 | 0.026752 | 0.027346 | 0.028022 | 0.0016248 | 0.0016525 | 0.0016843 | 0.001708 | 0.0017344 | 0.0017589 | 0.0017866
SDG&E | MW | Commercial | Com - Education (Relocatable Classroom) | Lighting | No | Lighting - Cold Cathode Lamp | 1.7618e-05 | 1.7909e-05 | 1.8193e-05 | 1.8484e-05 | 1.8767e-05 | 0 | 0 | 0 | 0 | 0 | 0 | 0
SDG&E | MW | Commercial | Com - Education (Relocatable Classroom) | Lighting | No | Lighting - Compact Fluorescent Fixture (Indoor) | 2.2593 | 2.3 | 2.3397 | 2.3801 | 2.4197 | 0 | 0 | 0 | 0 | 0 | 0 | 0
SDG&E | MW | Commercial | Com - Education (Relocatable Classroom) | Lighting | No | Lighting - Exit Fixture (LED) | 0.094487 | 0.093032 | 0.091599 | 0.090188 | 0.088799 | 0.087432 | 0.086085 | 0.08476 | 0.083454 | 0.082169 | 0.080904 | 0.079658
SDG&E | MW | Commercial | Com - Education (Relocatable Classroom) | Lighting | No | Lighting - Halogen Lamp (A-Line) | 0.0030637 | 0.0031144 | 0.0031638 | 0.0032143 | 0.0032637 | 0 | 0 | 0 | 0 | 0 | 0 | 0
SDG&E | MW | Commercial | Com - Education (Relocatable Classroom) | Lighting | No | Lighting - High Bay HID to T5 | 0.14491 | 0.14752 | 0.15006 | 0.15265 | 0.15519 | 0.15751 | 0.15944 | 0.16124 | 0.163 | 0.16475 | 0.16656 | 0.1684
SDG&E | MW | Commercial | Com - Education (Relocatable Classroom) | Lighting | No | Lighting - Induction Fixture (Indoor) | 0.24983 | 0.25396 | 0.25799 | 0.2621 | 0.26613 | 0.2698 | 0.27284 | 0.27566 | 0.27842 | 0.28116 | 0.28401 | 0.2869
SDG&E | MW | Commercial | Com - Education (Relocatable Classroom) | Lighting | No | Lighting - Induction Fixture (Outdoor) | 0.11916 | 0.12114 | 0.12306 | 0.12502 | 0.12694 | 0.12869 | 0.13014 | 0.13149 | 0.1328 | 0.13411 | 0.13547 | 0.13685
SDG&E | MW | Commercial | Com - Education (Relocatable Classroom) | Lighting | No | Lighting - Linear Fluorescent Delamping | 0.00019916 | 0.00019609 | 0.0001448 | 9.505e-05 | 4.6793e-05 | 0 | 0 | 0 | 0 | 0 | 0 | 0
SDG&E | MW | Commercial | Com - Education (Relocatable Classroom) | Lighting | No | Lighting - Low Bay HID to T5 | 0.068772 | 0.070008 | 0.071214 | 0.072444 | 0.073646 | 0.074748 | 0.075666 | 0.07652 | 0.077356 | 0.078186 | 0.079046 | 0.07992
SDG&E | MW | Commercial | Com - Education (Relocatable Classroom) | Lighting | No | Lighting - Occupancy Sensor | 0.089858 | 0.091115 | 0.09234 | 0.093595 | 0.094821 | 0.095933 | 0.096837 | 0.09767 | 0.098484 | 0.099293 | 0.10014 | 0.101
SDG&E | MW | Commercial | Com - Education (Relocatable Classroom) | Lighting | No | Lighting - Plug-In Fixture (Linear Fluorescent) | 0.023487 | 0.023909 | 0.024321 | 0.024741 | 0.025151 | 0 | 0 | 0 | 0 | 0 | 0 | 0
SDG&E | MW | Commercial | Com - Education (Relocatable Classroom) | Lighting | No | Lighting - Plug-In Fixture (MH Directional) | 0.0016362 | 0.0016656 | 0.0016943 | 0.0017236 | 0.0017522 | 0.0017784 | 0.0018003 | 0.0018206 | 0.0018405 | 0.0018602 | 0.0018807 | 0.0019015
SDG&E | MW | Commercial | Com - Education (Relocatable Classroom) | Lighting | No | Lighting - Plug-In Fixture (PSMH with Electronic Ballast) | 0.012636 | 0.012863 | 0.013084 | 0.01331 | 0.013531 | 0.013734 | 0.013902 | 0.014059 | 0.014213 | 0.014365 | 0.014523 | 0.014684
SDG&E | MW | Commercial | Com - Education (Relocatable Classroom) | SHW | No | SHW - EF Rated Instantaneous Water Heater (Electric) | 0.01015 | 0.010355 | 0.010555 | 0.010758 | 0.010958 | 0.011141 | 0.011295 | 0.011439 | 0.01158 | 0.01172 | 0.011864 | 0.01201
SDG&E | MW | Commercial | Com - Education (Relocatable Classroom) | Service | No | HVAC - Comprehensive Rooftop Unit Quality Maintenance | 1.4161e-06 | 1.3943e-06 | 1.3728e-06 | 1.3517e-06 | 1.3309e-06 | 1.3104e-06 | 1.2902e-06 | 1.2703e-06 | 1.2508e-06 | 1.2315e-06 | 1.2125e-06 | 1.1939e-06
SDG&E | MW | Commercial | Com - Education (Relocatable Classroom) | Service | No | Service - HVAC Fault Detection & Diagnositics | 0.0014702 | 0.0014945 | 0.0015182 | 0.0015424 | 0.0015661 | 0.0015877 | 0.0016056 | 0.0016222 | 0.0016385 | 0.0016546 | 0.0016713 | 0.0016884
SDG&E | MW | Commercial | Com - Education (Relocatable Classroom) | Service | No | Service - Retro-Commissioning (Electric) | 0.0052231 | 0.0051426 | 0.0050635 | 0.0049855 | 0.0049087 | 0.0048331 | 0.0047587 | 0.0046854 | 0.0046132 | 0.0045422 | 0.0044722 | 0.0044034
SDG&E | MW | Commercial | Com - Education (Relocatable Classroom) | WholeBlg | No | HVAC - Energy Management System | 0.00016135 | 0.00016402 | 0.00016662 | 0.00016928 | 0.00017188 | 0.00017425 | 0.00017621 | 0.00017803 | 0.00017982 | 0.00018159 | 0.00018342 | 0.00018529
SDG&E | MW | Commercial | Com - Education (Relocatable Classroom) | WholeBlg | No | WholeBlg - Com RET Level 1 | 3.2449 | 3.1949 | 3.1457 | 3.0973 | 3.0496 | 3.0026 | 2.9564 | 2.9108 | 2.866 | 2.8219 | 2.7784 | 2.7356
SDG&E | MW | Commercial | Com - Education (Relocatable Classroom) | WholeBlg | No | WholeBlg - Com RET Level 2 | 19.1373 | 18.8426 | 18.5524 | 18.2667 | 17.9854 | 17.7084 | 17.4357 | 17.1672 | 16.9028 | 16.6425 | 16.3862 | 16.1339
SDG&E | MW | Commercial | Com - Education (Secondary School) | AppPlug | No | AppPlug - Computer Monitor | 0.1719 | 0.17474 | 0.17752 | 0.18035 | 0.18312 | 0.18565 | 0.18774 | 0.18968 | 0.19158 | 0.19346 | 0.19542 | 0.19741
SDG&E | MW | Commercial | Com - Education (Secondary School) | AppPlug | No | AppPlug - Desktop Computer (Com - Power Management) | 0.078854 | 0.080158 | 0.081431 | 0.08273 | 0.083999 | 0.085159 | 0.086118 | 0.087009 | 0.087879 | 0.088745 | 0.089643 | 0.090557
SDG&E | MW | Commercial | Com - Education (Secondary School) | AppPlug | No | AppPlug - Occupancy Sensor Plug Strip | 0.099208 | 0.10085 | 0.10245 | 0.10408 | 0.10568 | 0.10714 | 0.10835 | 0.10947 | 0.11056 | 0.11165 | 0.11278 | 0.11393
SDG&E | MW | Commercial | Com - Education (Secondary School) | BldgEnv | No | BldgEnv - Attic Batt Insulation | 0.32055 | 0.31562 | 0.31076 | 0.30597 | 0.30126 | 0.29662 | 0.29205 | 0.28755 | 0.28313 | 0.27877 | 0.27447 | 0.27025
SDG&E | MW | Commercial | Com - Education (Secondary School) | BldgEnv | No | BldgEnv - Wall Spray On Insulation | 0.56937 | 0.5606 | 0.55197 | 0.54347 | 0.5351 | 0.52686 | 0.51875 | 0.51076 | 0.50289 | 0.49515 | 0.48752 | 0.48001
SDG&E | MW | Commercial | Com - Education (Secondary School) | BldgEnv | No | BldgEnv - Window Film | 1.017 | 1.0014 | 0.98593 | 0.97075 | 0.9558 | 0.94108 | 0.92659 | 0.91232 | 0.89827 | 0.88444 | 0.87082 | 0.85741
SDG&E | MW | Commercial | Com - Education (Secondary School) | FoodServ | No | FoodServ - Electric Griddle | 0.10095 | 0.10262 | 0.10425 | 0.10591 | 0.10754 | 0.10902 | 0.11025 | 0.11139 | 0.11251 | 0.11361 | 0.11476 | 0.11593
SDG&E | MW | Commercial | Com - Education (Secondary School) | FoodServ | No | FoodServ - Electric Steamer | 0.01082 | 0.010998 | 0.011173 | 0.011351 | 0.011526 | 0.011685 | 0.011816 | 0.011938 | 0.012058 | 0.012177 | 0.0123 | 0.012425
SDG&E | MW | Commercial | Com - Education (Secondary School) | FoodServ | No | FoodServ - Fryer (Electric) | 0.00098192 | 0.00099815 | 0.001014 | 0.0010302 | 0.001046 | 0.0010604 | 0.0010724 | 0.0010835 | 0.0010943 | 0.0011051 | 0.0011163 | 0.0011276
SDG&E | MW | Commercial | Com - Education (Secondary School) | FoodServ | No | FoodServ - Oven (Electric) | 0.024674 | 0.025082 | 0.025481 | 0.025887 | 0.026284 | 0.026647 | 0.026947 | 0.027226 | 0.027498 | 0.027769 | 0.02805 | 0.028336
SDG&E | MW | Commercial | Com - Education (Secondary School) | HVAC | Yes | HVAC - Advanced Package Rooftop AC (> EER 12) - Emerging | 0 | 1.3791 | 1.3909 | 1.4032 | 1.4151 | 1.4256 | 1.4336 | 1.4407 | 1.4477 | 1.4546 | 1.4621 | 1.4698
SDG&E | MW | Commercial | Com - Education (Secondary School) | HVAC | Yes | HVAC - Energy Recovery Ventilation - Emerging | 0.010108 | 0.010275 | 0.010438 | 0.010605 | 0.010767 | 0.010916 | 0.011039 | 0.011153 | 0.011265 | 0.011376 | 0.011491 | 0.011608
SDG&E | MW | Commercial | Com - Education (Secondary School) | HVAC | No | HVAC - Chiller (Centrifugal) | 0.39838 | 0.39533 | 0.39231 | 0.38939 | 0.38651 | 0.38355 | 0.38043 | 0.37728 | 0.37418 | 0.37113 | 0.36818 | 0.36532
SDG&E | MW | Commercial | Com - Education (Secondary School) | HVAC | No | HVAC - Chiller (Reciprocating) | 0.29892 | 0.3009 | 0.30282 | 0.30483 | 0.30679 | 0.30848 | 0.30967 | 0.31069 | 0.31169 | 0.31269 | 0.31379 | 0.31496
SDG&E | MW | Commercial | Com - Education (Secondary School) | HVAC | No | HVAC - Demand Controlled Ventilation | 0.0036071 | 0.0036667 | 0.003725 | 0.0037844 | 0.0038425 | 0.0038955 | 0.0039394 | 0.0039801 | 0.00402 | 0.0040595 | 0.0041006 | 0.0041424
SDG&E | MW | Commercial | Com - Education (Secondary School) | HVAC | No | HVAC - Direct Evaporative Cooler | 0.24158 | 0.24557 | 0.24947 | 0.25345 | 0.25734 | 0.26089 | 0.26383 | 0.26656 | 0.26923 | 0.27188 | 0.27463 | 0.27743
SDG&E | MW | Commercial | Com - Education (Secondary School) | HVAC | No | HVAC - EER Rated Package Rooftop AC (EER 11) | 0.60104 | 0 | 0 | 0 | 0 | 0 | 0 | 0 | 0 | 0 | 0 | 0
SDG&E | MW | Commercial | Com - Education (Secondary School) | HVAC | No | HVAC - EER Rated Package Rooftop HP (EER 11) | 0.0021289 | 0 | 0 | 0 | 0 | 0 | 0 | 0 | 0 | 0 | 0 | 0
SDG&E | MW | Commercial | Com - Education (Secondary School) | HVAC | No | HVAC - Repair Duct System | 0.38129 | 0.37542 | 0.36963 | 0.36394 | 0.35834 | 0.35282 | 0.34739 | 0.34204 | 0.33677 | 0.33158 | 0.32648 | 0.32145
SDG&E | MW | Commercial | Com - Education (Secondary School) | HVAC | No | HVAC - SEER Rated Package Rooftop AC (Recharge) | 0.48813 | 0.48061 | 0.47321 | 0.46592 | 0.45875 | 0.45168 | 0.44473 | 0.43788 | 0.43114 | 0.4245 | 0.41796 | 0.41152
SDG&E | MW | Commercial | Com - Education (Secondary School) | HVAC | No | HVAC - SEER Rated Package Rooftop AC (SEER 14) | 0.5183 | 0.53456 | 0 | 0 | 0 | 0 | 0 | 0 | 0 | 0 | 0 | 0
SDG&E | MW | Commercial | Com - Education (Secondary School) | HVAC | No | HVAC - SEER Rated Package Rooftop HP (SEER 15) | 0.43359 | 0.44178 | 0.20883 | 0.21261 | 0.21631 | 0.2197 | 0.22255 | 0.2252 | 0.22779 | 0.23036 | 0.23302 | 0.23573
SDG&E | MW | Commercial | Com - Education (Secondary School) | HVAC | No | HVAC - SEER Rated Split System AC (SEER 14) | 0.23654 | 0.2432 | 0.24971 | 0 | 0 | 0 | 0 | 0 | 0 | 0 | 0 | 0
SDG&E | MW | Commercial | Com - Education (Secondary School) | HVAC | No | HVAC - SEER Rated Split System HP (SEER 15) | 0.25836 | 0.26282 | 0.12404 | 0.1261 | 0.12812 | 0.12996 | 0.1315 | 0.13292 | 0.13431 | 0.13569 | 0.13713 | 0.13859
SDG&E | MW | Commercial | Com - Education (Secondary School) | Lighting | Yes | Lighting - LED Fixture (Replacing T8) - Emerging | 3.3782 | 3.5049 | 3.6323 | 3.7798 | 3.9118 | 4.0405 | 4.1438 | 4.2447 | 4.3458 | 4.4478 | 4.5526 | 4.6411
SDG&E | MW | Commercial | Com - Education (Secondary School) | Lighting | Yes | Lighting - LED Lamp (Basic High - Indoor) - Emerging | 0.082376 | 0.085419 | 0.088286 | 0.090837 | 0.093386 | 0.012325 | 0.012587 | 0.012814 | 0.013039 | 0.013238 | 0.013444 | 0.013652
SDG&E | MW | Commercial | Com - Education (Secondary School) | Lighting | Yes | Lighting - LED Lamp (Basic Low - Indoor) - Emerging | 0.10497 | 0.10899 | 0.11278 | 0.11613 | 0.11949 | 0.018692 | 0.019101 | 0.019454 | 0.019805 | 0.020158 | 0.020476 | 0.0208
SDG&E | MW | Commercial | Com - Education (Secondary School) | Lighting | Yes | Lighting - LED Plug-In Indoor Fixture - Emerging | 0.012035 | 0.012439 | 0.012803 | 0.013093 | 0.013422 | 0.00077855 | 0.00079213 | 0.00080762 | 0.00081925 | 0.00083215 | 0.00084416 | 0.00085768
SDG&E | MW | Commercial | Com - Education (Secondary School) | Lighting | No | Lighting - Cold Cathode Lamp | 8.3894e-06 | 8.5281e-06 | 8.6635e-06 | 8.8018e-06 | 8.9368e-06 | 0 | 0 | 0 | 0 | 0 | 0 | 0
SDG&E | MW | Commercial | Com - Education (Secondary School) | Lighting | No | Lighting - Compact Fluorescent Fixture (Indoor) | 1.114 | 1.1346 | 1.1547 | 1.1752 | 1.1952 | 0 | 0 | 0 | 0 | 0 | 0 | 0
SDG&E | MW | Commercial | Com - Education (Secondary School) | Lighting | No | Lighting - Exit Fixture (LED) | 0.050361 | 0.049585 | 0.048821 | 0.04807 | 0.047329 | 0.0466 | 0.045883 | 0.045176 | 0.04448 | 0.043795 | 0.043121 | 0.042457
SDG&E | MW | Commercial | Com - Education (Secondary School) | Lighting | No | Lighting - Halogen Lamp (A-Line) | 0.0015319 | 0.0015572 | 0.0015819 | 0.0016072 | 0.0016318 | 0 | 0 | 0 | 0 | 0 | 0 | 0
SDG&E | MW | Commercial | Com - Education (Secondary School) | Lighting | No | Lighting - High Bay HID to T5 | 0.072969 | 0.074319 | 0.075638 | 0.076982 | 0.078296 | 0.079501 | 0.080508 | 0.081446 | 0.082363 | 0.083275 | 0.084218 | 0.085176
SDG&E | MW | Commercial | Com - Education (Secondary School) | Lighting | No | Lighting - Induction Fixture (Indoor) | 0.14649 | 0.14891 | 0.15128 | 0.15369 | 0.15605 | 0.1582 | 0.15998 | 0.16164 | 0.16326 | 0.16486 | 0.16653 | 0.16823
SDG&E | MW | Commercial | Com - Education (Secondary School) | Lighting | No | Lighting - Induction Fixture (Outdoor) | 0.059582 | 0.060568 | 0.061529 | 0.062511 | 0.06347 | 0.064346 | 0.065071 | 0.065744 | 0.066402 | 0.067056 | 0.067734 | 0.068425
SDG&E | MW | Commercial | Com - Education (Secondary School) | Lighting | No | Lighting - Light Sensor | 0.059877 | 0.061527 | 0.06314 | 0.064775 | 0.066376 | 0.067859 | 0.069134 | 0.070333 | 0.071507 | 0.072672 | 0.073866 | 0.075072
SDG&E | MW | Commercial | Com - Education (Secondary School) | Lighting | No | Lighting - Linear Fluorescent Delamping | 9.958e-05 | 9.8047e-05 | 7.2403e-05 | 4.7525e-05 | 2.3397e-05 | 0 | 0 | 0 | 0 | 0 | 0 | 0
SDG&E | MW | Commercial | Com - Education (Secondary School) | Lighting | No | Lighting - Low Bay HID to T5 | 0.034629 | 0.03527 | 0.035896 | 0.036533 | 0.037157 | 0.037729 | 0.038207 | 0.038652 | 0.039087 | 0.03952 | 0.039967 | 0.040422
SDG&E | MW | Commercial | Com - Education (Secondary School) | Lighting | No | Lighting - Occupancy Sensor | 0.043049 | 0.043652 | 0.04424 | 0.044842 | 0.04543 | 0.045964 | 0.046398 | 0.046797 | 0.047188 | 0.047576 | 0.047982 | 0.048397
SDG&E | MW | Commercial | Com - Education (Secondary School) | Lighting | No | Lighting - Plug-In Fixture (Linear Fluorescent) | 0.011152 | 0.011358 | 0.01156 | 0.011765 | 0.011966 | 0 | 0 | 0 | 0 | 0 | 0 | 0
SDG&E | MW | Commercial | Com - Education (Secondary School) | Lighting | No | Lighting - Plug-In Fixture (MH Directional) | 0.00077691 | 0.00079129 | 0.00080533 | 0.00081964 | 0.00083363 | 0.00084646 | 0.00085718 | 0.00086717 | 0.00087694 | 0.00088664 | 0.00089668 | 0.00090688
SDG&E | MW | Commercial | Com - Education (Secondary School) | Lighting | No | Lighting - Plug-In Fixture (PSMH with Electronic Ballast) | 0.0059996 | 0.0061106 | 0.0062191 | 0.0063296 | 0.0064376 | 0.0065366 | 0.0066194 | 0.0066966 | 0.006772 | 0.006847 | 0.0069245 | 0.0070032
SDG&E | MW | Commercial | Com - Education (Secondary School) | ProcHeat | No | ProcHeat - Boiler Draft Fan | 0.046296 | 0.047061 | 0.047808 | 0.048571 | 0.049317 | 0.049997 | 0.050561 | 0.051083 | 0.051595 | 0.052102 | 0.05263 | 0.053167
SDG&E | MW | Commercial | Com - Education (Secondary School) | SHW | No | SHW - EF Rated Instantaneous Water Heater (Electric) | 0.0039175 | 0.0039852 | 0.0040513 | 0.0041187 | 0.0041845 | 0.0042448 | 0.0042949 | 0.0043414 | 0.0043869 | 0.0044321 | 0.004479 | 0.0045266
SDG&E | MW | Commercial | Com - Education (Secondary School) | Service | No | HVAC - Comprehensive Rooftop Unit Quality Maintenance | 7.0805e-07 | 6.9715e-07 | 6.8641e-07 | 6.7584e-07 | 6.6543e-07 | 6.5519e-07 | 6.451e-07 | 6.3516e-07 | 6.2538e-07 | 6.1575e-07 | 6.0627e-07 | 5.9693e-07
SDG&E | MW | Commercial | Com - Education (Secondary School) | Service | No | Service - HVAC Fault Detection & Diagnositics | 0.00073509 | 0.00074725 | 0.00075911 | 0.00077122 | 0.00078306 | 0.00079387 | 0.00080281 | 0.00081111 | 0.00081923 | 0.00082729 | 0.00083567 | 0.00084419
SDG&E | MW | Commercial | Com - Education (Secondary School) | Service | No | Service - Retro-Commissioning (Electric) | 0.0026115 | 0.0025713 | 0.0025317 | 0.0024927 | 0.0024543 | 0.0024166 | 0.0023793 | 0.0023427 | 0.0023066 | 0.0022711 | 0.0022361 | 0.0022017
SDG&E | MW | Commercial | Com - Education (Secondary School) | WholeBlg | No | HVAC - Energy Management System | 8.0674e-05 | 8.2008e-05 | 8.331e-05 | 8.4639e-05 | 8.5938e-05 | 8.7124e-05 | 8.8106e-05 | 8.9017e-05 | 8.9908e-05 | 9.0793e-05 | 9.1712e-05 | 9.2647e-05
SDG&E | MW | Commercial | Com - Education (Secondary School) | WholeBlg | No | WholeBlg - Com RET Level 1 | 1.9225 | 1.8929 | 1.8637 | 1.835 | 1.8068 | 1.7789 | 1.7515 | 1.7246 | 1.698 | 1.6719 | 1.6461 | 1.6208
SDG&E | MW | Commercial | Com - Education (Secondary School) | WholeBlg | No | WholeBlg - Com RET Level 2 | 11.9128 | 11.7293 | 11.5487 | 11.3708 | 11.1957 | 11.0233 | 10.8536 | 10.6864 | 10.5218 | 10.3598 | 10.2003 | 10.0432
SDG&E | MW | Commercial | Com - Education (University) | AppPlug | No | AppPlug - Computer Monitor | 0.23533 | 0.23922 | 0.24302 | 0.2469 | 0.25069 | 0.25415 | 0.25701 | 0.25967 | 0.26227 | 0.26485 | 0.26753 | 0.27026
SDG&E | MW | Commercial | Com - Education (University) | AppPlug | No | AppPlug - Desktop Computer (Com - Power Management) | 0.10795 | 0.10974 | 0.11148 | 0.11326 | 0.11499 | 0.11658 | 0.1179 | 0.11911 | 0.12031 | 0.12149 | 0.12272 | 0.12397
SDG&E | MW | Commercial | Com - Education (University) | AppPlug | No | AppPlug - Occupancy Sensor Plug Strip | 0.13581 | 0.13806 | 0.14025 | 0.14249 | 0.14468 | 0.14667 | 0.14833 | 0.14986 | 0.15136 | 0.15285 | 0.1544 | 0.15597
SDG&E | MW | Commercial | Com - Education (University) | BldgEnv | No | BldgEnv - Attic Batt Insulation | 0.10593 | 0.10429 | 0.10269 | 0.10111 | 0.09955 | 0.098017 | 0.096507 | 0.095021 | 0.093558 | 0.092117 | 0.090698 | 0.089302
SDG&E | MW | Commercial | Com - Education (University) | BldgEnv | No | BldgEnv - Wall Spray On Insulation | 0.77946 | 0.76746 | 0.75564 | 0.744 | 0.73255 | 0.72127 | 0.71016 | 0.69922 | 0.68845 | 0.67785 | 0.66741 | 0.65713
SDG&E | MW | Commercial | Com - Education (University) | BldgEnv | No | BldgEnv - Window Film | 0.5508 | 0.54232 | 0.53396 | 0.52574 | 0.51764 | 0.50967 | 0.50182 | 0.4941 | 0.48649 | 0.47899 | 0.47162 | 0.46436
SDG&E | MW | Commercial | Com - Education (University) | FoodServ | No | FoodServ - Electric Griddle | 0.012017 | 0.012216 | 0.01241 | 0.012608 | 0.012802 | 0.012978 | 0.013125 | 0.01326 | 0.013393 | 0.013525 | 0.013662 | 0.013801
SDG&E | MW | Commercial | Com - Education (University) | FoodServ | No | FoodServ - Electric Steamer | 0.0068363 | 0.0069493 | 0.0070596 | 0.0071723 | 0.0072823 | 0.0073829 | 0.007466 | 0.0075432 | 0.0076187 | 0.0076937 | 0.0077716 | 0.0078508
SDG&E | MW | Commercial | Com - Education (University) | FoodServ | No | FoodServ - Fryer (Electric) | 0.00048008 | 0.00048802 | 0.00049577 | 0.00050368 | 0.00051141 | 0.00051847 | 0.00052431 | 0.00052973 | 0.00053503 | 0.0005403 | 0.00054577 | 0.00055133
SDG&E | MW | Commercial | Com - Education (University) | FoodServ | No | FoodServ - Oven (Electric) | 0.14811 | 0.15056 | 0.15295 | 0.15539 | 0.15777 | 0.15995 | 0.16175 | 0.16342 | 0.16506 | 0.16668 | 0.16837 | 0.17009
SDG&E | MW | Commercial | Com - Education (University) | HVAC | Yes | HVAC - Advanced Package Rooftop AC (> EER 12) - Emerging | 0 | 1.482 | 1.5028 | 1.524 | 1.5447 | 1.5635 | 1.5788 | 1.593 | 1.6069 | 1.6207 | 1.635 | 1.6497
SDG&E | MW | Commercial | Com - Education (University) | HVAC | No | HVAC - Chiller (Centrifugal) | 0.61226 | 0.60703 | 0.60185 | 0.59684 | 0.59188 | 0.58685 | 0.58159 | 0.57633 | 0.57113 | 0.56603 | 0.56109 | 0.55627
SDG&E | MW | Commercial | Com - Education (University) | HVAC | No | HVAC - Chiller (Reciprocating) | 0.69205 | 0.69751 | 0.70282 | 0.70834 | 0.71371 | 0.71842 | 0.72189 | 0.72496 | 0.72794 | 0.73093 | 0.73417 | 0.73755
SDG&E | MW | Commercial | Com - Education (University) | HVAC | No | HVAC - EER Rated Package Rooftop AC (EER 11) | 0.76337 | 0 | 0 | 0 | 0 | 0 | 0 | 0 | 0 | 0 | 0 | 0
SDG&E | MW | Commercial | Com - Education (University) | HVAC | No | HVAC - EER Rated Package Rooftop HP (EER 11) | 0.0046722 | 0 | 0 | 0 | 0 | 0 | 0 | 0 | 0 | 0 | 0 | 0
SDG&E | MW | Commercial | Com - Education (University) | HVAC | No | HVAC - Repair Duct System | 0.6966 | 0.68587 | 0.67531 | 0.66491 | 0.65467 | 0.64459 | 0.63466 | 0.62488 | 0.61526 | 0.60579 | 0.59646 | 0.58727
SDG&E | MW | Commercial | Com - Education (University) | HVAC | No | HVAC - SEER Rated Package Rooftop AC (Recharge) | 0.77801 | 0.76603 | 0.75423 | 0.74262 | 0.73118 | 0.71992 | 0.70884 | 0.69792 | 0.68717 | 0.67659 | 0.66617 | 0.65591
SDG&E | MW | Commercial | Com - Education (University) | HVAC | No | HVAC - SEER Rated Package Rooftop AC (SEER 14) | 0.80824 | 0.82802 | 0 | 0 | 0 | 0 | 0 | 0 | 0 | 0 | 0 | 0
SDG&E | MW | Commercial | Com - Education (University) | HVAC | No | HVAC - SEER Rated Package Rooftop HP (SEER 15) | 0.87554 | 0.89455 | 0.42395 | 0.43272 | 0.4413 | 0.44921 | 0.4559 | 0.46216 | 0.46829 | 0.47437 | 0.48063 | 0.48698
SDG&E | MW | Commercial | Com - Education (University) | HVAC | No | HVAC - SEER Rated Split System AC (SEER 14) | 0.38048 | 0.38767 | 0.39468 | 0 | 0 | 0 | 0 | 0 | 0 | 0 | 0 | 0
SDG&E | MW | Commercial | Com - Education (University) | HVAC | No | HVAC - SEER Rated Split System HP (SEER 15) | 0.51948 | 0.52866 | 0.24961 | 0.25385 | 0.258 | 0.2618 | 0.26496 | 0.2679 | 0.27077 | 0.27363 | 0.27659 | 0.2796
SDG&E | MW | Commercial | Com - Education (University) | Lighting | Yes | Lighting - LED Fixture (Replacing T8) - Emerging | 4.6943 | 4.8624 | 5.0316 | 5.2282 | 5.4033 | 5.574 | 5.7099 | 5.8428 | 5.9758 | 6.1099 | 6.2478 | 6.3632
SDG&E | MW | Commercial | Com - Education (University) | Lighting | Yes | Lighting - LED Lamp (Basic High - Indoor) - Emerging | 0.1063 | 0.11003 | 0.11352 | 0.11661 | 0.11969 | 0.015773 | 0.016088 | 0.016358 | 0.016627 | 0.016861 | 0.017103 | 0.01735
SDG&E | MW | Commercial | Com - Education (University) | Lighting | Yes | Lighting - LED Lamp (Basic Low - Indoor) - Emerging | 0.13545 | 0.14039 | 0.14502 | 0.14908 | 0.15314 | 0.023922 | 0.024414 | 0.024835 | 0.025254 | 0.025674 | 0.02605 | 0.026434
SDG&E | MW | Commercial | Com - Education (University) | Lighting | Yes | Lighting - LED Plug-In Indoor Fixture - Emerging | 0.36433 | 0.37588 | 0.38622 | 0.3943 | 0.40358 | 0.023375 | 0.023752 | 0.024187 | 0.024506 | 0.024864 | 0.025195 | 0.025571
SDG&E | MW | Commercial | Com - Education (University) | Lighting | No | Lighting - Cold Cathode Lamp | 0.0018055 | 0.0018353 | 0.0018644 | 0.0018942 | 0.0019233 | 0 | 0 | 0 | 0 | 0 | 0 | 0
SDG&E | MW | Commercial | Com - Education (University) | Lighting | No | Lighting - Compact Fluorescent Fixture (Indoor) | 1.4376 | 1.4615 | 1.4848 | 1.5086 | 1.5319 | 0 | 0 | 0 | 0 | 0 | 0 | 0
SDG&E | MW | Commercial | Com - Education (University) | Lighting | No | Lighting - Exit Fixture (LED) | 0.079136 | 0.077918 | 0.076718 | 0.075536 | 0.074373 | 0.073228 | 0.0721 | 0.07099 | 0.069896 | 0.06882 | 0.06776 | 0.066717
SDG&E | MW | Commercial | Com - Education (University) | Lighting | No | Lighting - Halogen Lamp (A-Line) | 0.0020971 | 0.0021318 | 0.0021656 | 0.0022002 | 0.002234 | 0 | 0 | 0 | 0 | 0 | 0 | 0
SDG&E | MW | Commercial | Com - Education (University) | Lighting | No | Lighting - High Bay HID to T5 | 0.10139 | 0.10311 | 0.10478 | 0.10648 | 0.10815 | 0.10967 | 0.11094 | 0.11211 | 0.11326 | 0.11439 | 0.11558 | 0.11678
SDG&E | MW | Commercial | Com - Education (University) | Lighting | No | Lighting - Induction Fixture (Indoor) | 0.18966 | 0.1928 | 0.19586 | 0.19898 | 0.20203 | 0.20482 | 0.20713 | 0.20927 | 0.21137 | 0.21345 | 0.21561 | 0.21781
SDG&E | MW | Commercial | Com - Education (University) | Lighting | No | Lighting - Induction Fixture (Outdoor) | 0.081568 | 0.082916 | 0.084233 | 0.085577 | 0.08689 | 0.08809 | 0.089082 | 0.090003 | 0.090904 | 0.091799 | 0.092728 | 0.093673
SDG&E | MW | Commercial | Com - Education (University) | Lighting | No | Lighting - Light Sensor | 0.22167 | 0.22833 | 0.23484 | 0.24144 | 0.2479 | 0.2539 | 0.25908 | 0.26395 | 0.26873 | 0.27347 | 0.27832 | 0.28322
SDG&E | MW | Commercial | Com - Education (University) | Lighting | No | Lighting - Linear Fluorescent Delamping | 0.0036514 | 0.0035952 | 0.0026549 | 0.0017427 | 0.00085791 | 0 | 0 | 0 | 0 | 0 | 0 | 0
SDG&E | MW | Commercial | Com - Education (University) | Lighting | No | Lighting - Low Bay HID to T5 | 0.048119 | 0.048931 | 0.049724 | 0.050533 | 0.051324 | 0.052047 | 0.052647 | 0.053203 | 0.053748 | 0.054288 | 0.05485 | 0.05542
SDG&E | MW | Commercial | Com - Education (University) | Lighting | No | Lighting - Occupancy Sensor | 0.17781 | 0.18078 | 0.18368 | 0.18664 | 0.18954 | 0.19218 | 0.19437 | 0.1964 | 0.19839 | 0.20037 | 0.20242 | 0.2045
SDG&E | MW | Commercial | Com - Education (University) | Lighting | No | Lighting - Plug-In Fixture (Linear Fluorescent) | 0.33482 | 0.34048 | 0.346 | 0.35164 | 0.35715 | 0 | 0 | 0 | 0 | 0 | 0 | 0
SDG&E | MW | Commercial | Com - Education (University) | Lighting | No | Lighting - Plug-In Fixture (MH Directional) | 0.023326 | 0.02372 | 0.024105 | 0.024498 | 0.024881 | 0.025232 | 0.025523 | 0.025793 | 0.026057 | 0.026319 | 0.026592 | 0.026868
SDG&E | MW | Commercial | Com - Education (University) | Lighting | No | Lighting - Plug-In Fixture (PSMH with Electronic Ballast) | 0.18013 | 0.18318 | 0.18615 | 0.18918 | 0.19214 | 0.19485 | 0.1971 | 0.19918 | 0.20122 | 0.20325 | 0.20535 | 0.20749
SDG&E | MW | Commercial | Com - Education (University) | ProcHeat | No | ProcHeat - Boiler Draft Fan | 0.024614 | 0.025021 | 0.025418 | 0.025823 | 0.02622 | 0.026582 | 0.026881 | 0.027159 | 0.027431 | 0.027701 | 0.027981 | 0.028266
SDG&E | MW | Commercial | Com - Education (University) | SHW | No | SHW - EF Rated Instantaneous Water Heater (Electric) | 0.0031574 | 0.0032097 | 0.0032607 | 0.0033127 | 0.0033636 | 0.0034101 | 0.0034486 | 0.0034842 | 0.0035191 | 0.0035538 | 0.0035898 | 0.0036265
SDG&E | MW | Commercial | Com - Education (University) | Service | No | HVAC - Comprehensive Rooftop Unit Quality Maintenance | 9.6932e-07 | 9.5439e-07 | 9.3969e-07 | 9.2522e-07 | 9.1097e-07 | 8.9694e-07 | 8.8313e-07 | 8.6953e-07 | 8.5614e-07 | 8.4295e-07 | 8.2997e-07 | 8.1719e-07
SDG&E | MW | Commercial | Com - Education (University) | Service | No | Service - HVAC Fault Detection & Diagnositics | 0.0010063 | 0.001023 | 0.0010392 | 0.0010558 | 0.001072 | 0.0010868 | 0.001099 | 0.0011104 | 0.0011215 | 0.0011326 | 0.001144 | 0.0011557
SDG&E | MW | Commercial | Com - Education (University) | Service | No | Service - Retro-Commissioning (Electric) | 0.0035752 | 0.0035201 | 0.0034659 | 0.0034125 | 0.00336 | 0.0033082 | 0.0032573 | 0.0032071 | 0.0031577 | 0.0031091 | 0.0030612 | 0.0030141
SDG&E | MW | Commercial | Com - Education (University) | WholeBlg | No | HVAC - Energy Management System | 0.00011044 | 0.00011227 | 0.00011405 | 0.00011587 | 0.00011765 | 0.00011927 | 0.00012062 | 0.00012186 | 0.00012308 | 0.00012429 | 0.00012555 | 0.00012683
SDG&E | MW | Commercial | Com - Education (University) | WholeBlg | No | WholeBlg - Com RET Level 1 | 1.7809 | 1.7534 | 1.7264 | 1.6998 | 1.6737 | 1.6479 | 1.6225 | 1.5975 | 1.5729 | 1.5487 | 1.5248 | 1.5014
SDG&E | MW | Commercial | Com - Education (University) | WholeBlg | No | WholeBlg - Com RET Level 2 | 12.4196 | 12.2283 | 12.04 | 11.8546 | 11.672 | 11.4923 | 11.3153 | 11.141 | 10.9695 | 10.8005 | 10.6342 | 10.4704
SDG&E | MW | Commercial | Com - Grocery | AppPlug | No | AppPlug - Computer Monitor | 0.55612 | 0.56531 | 0.57429 | 0.58345 | 0.5924 | 0.60058 | 0.60735 | 0.61363 | 0.61977 | 0.62587 | 0.63221 | 0.63865
SDG&E | MW | Commercial | Com - Grocery | AppPlug | No | AppPlug - Desktop Computer (Com - Power Management) | 0.2551 | 0.25932 | 0.26344 | 0.26764 | 0.27175 | 0.2755 | 0.2786 | 0.28148 | 0.2843 | 0.2871 | 0.29 | 0.29296
SDG&E | MW | Commercial | Com - Grocery | AppPlug | No | AppPlug - Occupancy Sensor Plug Strip | 0.32095 | 0.32625 | 0.33143 | 0.33672 | 0.34189 | 0.34661 | 0.35051 | 0.35414 | 0.35768 | 0.3612 | 0.36486 | 0.36858
SDG&E | MW | Commercial | Com - Grocery | BldgEnv | No | BldgEnv - Attic Batt Insulation | 0.46487 | 0.45771 | 0.45066 | 0.44372 | 0.43689 | 0.43016 | 0.42354 | 0.41701 | 0.41059 | 0.40427 | 0.39804 | 0.39191
SDG&E | MW | Commercial | Com - Grocery | BldgEnv | No | BldgEnv - Wall Spray On Insulation | 1.842 | 1.8136 | 1.7857 | 1.7582 | 1.7311 | 1.7044 | 1.6782 | 1.6523 | 1.6269 | 1.6018 | 1.5772 | 1.5529
SDG&E | MW | Commercial | Com - Grocery | BldgEnv | No | BldgEnv - Window Film | 0.6426 | 0.63271 | 0.62296 | 0.61337 | 0.60392 | 0.59462 | 0.58546 | 0.57645 | 0.56757 | 0.55883 | 0.55022 | 0.54175
SDG&E | MW | Commercial | Com - Grocery | ComRefrig | No | ComRefrig - Door Gasket (Reach-In Refrigerator) | 4.5885 | 4.5178 | 4.4482 | 4.3797 | 4.3123 | 4.2459 | 4.1805 | 4.1161 | 4.0527 | 3.9903 | 3.9289 | 3.8683
SDG&E | MW | Commercial | Com - Grocery | ComRefrig | No | ComRefrig - Door Gasket (Walk-In Refrigerator) | 0.25452 | 0.2506 | 0.24674 | 0.24294 | 0.2392 | 0.23551 | 0.23189 | 0.22832 | 0.2248 | 0.22134 | 0.21793 | 0.21457
SDG&E | MW | Commercial | Com - Grocery | ComRefrig | No | ComRefrig - Refrigerated Case Night Cover (Low Temp) | 1.3256 | 1.3052 | 1.2851 | 1.2653 | 1.2458 | 1.2266 | 1.2078 | 1.1892 | 1.1708 | 1.1528 | 1.1351 | 1.1176
SDG&E | MW | Commercial | Com - Grocery | ComRefrig | No | ComRefrig - Refrigerated Case Night Cover (Med Temp) | 2.51 | 2.4713 | 2.4333 | 2.3958 | 2.3589 | 2.3226 | 2.2868 | 2.2516 | 2.2169 | 2.1828 | 2.1492 | 2.1161
SDG&E | MW | Commercial | Com - Grocery | ComRefrig | No | ComRefrig - Strip Curtain for Walk In Refrigerator | 0.4559 | 0.44888 | 0.44197 | 0.43516 | 0.42846 | 0.42186 | 0.41536 | 0.40897 | 0.40267 | 0.39647 | 0.39036 | 0.38435
SDG&E | MW | Commercial | Com - Grocery | FoodServ | No | FoodServ - Electric Steamer | 0.19655 | 0.1998 | 0.20297 | 0.20621 | 0.20938 | 0.21227 | 0.21466 | 0.21688 | 0.21905 | 0.2212 | 0.22344 | 0.22572
SDG&E | MW | Commercial | Com - Grocery | FoodServ | No | FoodServ - Oven (Electric) | 0.098245 | 0.099869 | 0.10145 | 0.10307 | 0.10466 | 0.1061 | 0.1073 | 0.1084 | 0.10949 | 0.11057 | 0.11169 | 0.11283
SDG&E | MW | Commercial | Com - Grocery | HVAC | Yes | HVAC - Advanced Package Rooftop AC (> EER 12) - Emerging | 0 | 4.8816 | 4.8065 | 4.7324 | 4.6596 | 4.5878 | 4.5172 | 4.4476 | 4.3791 | 4.3117 | 4.2453 | 4.1799
SDG&E | MW | Commercial | Com - Grocery | HVAC | No | HVAC - EER Rated Package Rooftop HP (EER 11) | 0.36208 | 0.029499 | 0.043741 | 0.058034 | 0.072051 | 0.085322 | 0.09732 | 0.10881 | 0.1201 | 0.13125 | 0.14251 | 0.15376
SDG&E | MW | Commercial | Com - Grocery | HVAC | No | HVAC - Repair Duct System | 2.5357 | 2.4967 | 2.4582 | 2.4204 | 2.3831 | 2.3464 | 2.3103 | 2.2747 | 2.2397 | 2.2052 | 2.1712 | 2.1378
SDG&E | MW | Commercial | Com - Grocery | HVAC | No | HVAC - SEER Rated Package Rooftop AC (Recharge) | 3.7221 | 3.6648 | 3.6083 | 3.5528 | 3.498 | 3.4442 | 3.3911 | 3.3389 | 3.2875 | 3.2369 | 3.187 | 3.1379
SDG&E | MW | Commercial | Com - Grocery | HVAC | No | HVAC - SEER Rated Package Rooftop AC (SEER 14) | 3.9049 | 3.9872 | 0 | 0 | 0 | 0 | 0 | 0 | 0 | 0 | 0 | 0
SDG&E | MW | Commercial | Com - Grocery | HVAC | No | HVAC - SEER Rated Package Rooftop HP (SEER 15) | 2.371 | 2.4382 | 1.1626 | 1.1935 | 1.2238 | 1.2519 | 1.2761 | 1.2989 | 1.3212 | 1.3433 | 1.3659 | 1.3888
SDG&E | MW | Commercial | Com - Grocery | HVAC | No | HVAC - SEER Rated Split System AC (SEER 14) | 1.7158 | 1.7525 | 1.7882 | 0 | 0 | 0 | 0 | 0 | 0 | 0 | 0 | 0
SDG&E | MW | Commercial | Com - Grocery | Lighting | Yes | Lighting - LED Fixture (Replacing T8) - Emerging | 9.3481 | 9.6866 | 10.0271 | 10.4225 | 10.775 | 11.1187 | 11.3929 | 11.6609 | 11.9292 | 12.1997 | 12.4779 | 12.7111
SDG&E | MW | Commercial | Com - Grocery | Lighting | Yes | Lighting - LED Lamp (Basic High - Indoor) - Emerging | 0.1588 | 0.16448 | 0.16982 | 0.17455 | 0.17928 | 0.02364 | 0.024123 | 0.02454 | 0.024954 | 0.025318 | 0.025693 | 0.026075
SDG&E | MW | Commercial | Com - Grocery | Lighting | Yes | Lighting - LED Lamp (Basic Low - Indoor) - Emerging | 2.13 | 2.2093 | 2.2837 | 2.3491 | 2.4146 | 0.37741 | 0.38536 | 0.39219 | 0.39899 | 0.40581 | 0.41194 | 0.41818
SDG&E | MW | Commercial | Com - Grocery | Lighting | Yes | Lighting - LED Plug-In Indoor Fixture - Emerging | 0.97252 | 1.0041 | 1.0324 | 1.0547 | 1.0802 | 0.062598 | 0.063639 | 0.064836 | 0.065723 | 0.066712 | 0.067629 | 0.068667
SDG&E | MW | Commercial | Com - Grocery | Lighting | No | Lighting - Cold Cathode Lamp | 0.0088905 | 0.0090375 | 0.009181 | 0.0093275 | 0.0094706 | 0 | 0 | 0 | 0 | 0 | 0 | 0
SDG&E | MW | Commercial | Com - Grocery | Lighting | No | Lighting - Compact Fluorescent Fixture (Indoor) | 1.1974 | 1.2182 | 1.2384 | 1.2591 | 1.2794 | 0 | 0 | 0 | 0 | 0 | 0 | 0
SDG&E | MW | Commercial | Com - Grocery | Lighting | No | Lighting - Exit Fixture (LED) | 0.18516 | 0.18231 | 0.1795 | 0.17674 | 0.17402 | 0.17134 | 0.1687 | 0.1661 | 0.16354 | 0.16102 | 0.15854 | 0.1561
SDG&E | MW | Commercial | Com - Grocery | Lighting | No | Lighting - Halogen Lamp (A-Line) | 0.0049557 | 0.0050377 | 0.0051177 | 0.0051993 | 0.0052791 | 0 | 0 | 0 | 0 | 0 | 0 | 0
SDG&E | MW | Commercial | Com - Grocery | Lighting | No | Lighting - High Bay HID to T5 | 0.072453 | 0.073704 | 0.074924 | 0.07617 | 0.077387 | 0.0785 | 0.079425 | 0.080285 | 0.081126 | 0.081961 | 0.082827 | 0.083707
SDG&E | MW | Commercial | Com - Grocery | Lighting | No | Lighting - Induction Fixture (Indoor) | 0.44451 | 0.45186 | 0.45904 | 0.46636 | 0.47352 | 0.48006 | 0.48547 | 0.49048 | 0.49539 | 0.50027 | 0.50533 | 0.51049
SDG&E | MW | Commercial | Com - Grocery | Lighting | No | Lighting - Induction Fixture (Outdoor) | 0.19275 | 0.19594 | 0.19905 | 0.20223 | 0.20533 | 0.20817 | 0.21051 | 0.21269 | 0.21482 | 0.21693 | 0.21913 | 0.22136
SDG&E | MW | Commercial | Com - Grocery | Lighting | No | Lighting - Linear Fluorescent Delamping | 0.0070082 | 0.0069002 | 0.0050955 | 0.0033447 | 0.0016466 | 0 | 0 | 0 | 0 | 0 | 0 | 0
SDG&E | MW | Commercial | Com - Grocery | Lighting | No | Lighting - Low Bay HID to T5 | 0.018558 | 0.018879 | 0.019191 | 0.01951 | 0.019822 | 0.020107 | 0.020344 | 0.020564 | 0.02078 | 0.020994 | 0.021215 | 0.021441
SDG&E | MW | Commercial | Com - Grocery | Lighting | No | Lighting - Occupancy Sensor | 0.097098 | 0.098932 | 0.10072 | 0.10255 | 0.10433 | 0.10597 | 0.10734 | 0.10861 | 0.10986 | 0.1111 | 0.11239 | 0.11369
SDG&E | MW | Commercial | Com - Grocery | Lighting | No | Lighting - Plug-In Fixture (Linear Fluorescent) | 0.88575 | 0.90104 | 0.91597 | 0.93119 | 0.94607 | 0 | 0 | 0 | 0 | 0 | 0 | 0
SDG&E | MW | Commercial | Com - Grocery | Lighting | No | Lighting - Plug-In Fixture (MH Directional) | 0.061708 | 0.062773 | 0.063812 | 0.064873 | 0.06591 | 0.066858 | 0.067646 | 0.068378 | 0.069094 | 0.069805 | 0.070543 | 0.071293
SDG&E | MW | Commercial | Com - Grocery | Lighting | No | Lighting - Plug-In Fixture (PSMH with Electronic Ballast) | 0.47653 | 0.48475 | 0.49278 | 0.50097 | 0.50898 | 0.5163 | 0.52238 | 0.52804 | 0.53357 | 0.53906 | 0.54476 | 0.55055
SDG&E | MW | Commercial | Com - Grocery | SHW | No | SHW - EF Rated Instantaneous Water Heater (Electric) | 0.014247 | 0.014419 | 0.014587 | 0.01476 | 0.014928 | 0.01508 | 0.015201 | 0.015311 | 0.015419 | 0.015527 | 0.01564 | 0.015756
SDG&E | MW | Commercial | Com - Grocery | Service | No | HVAC - Comprehensive Rooftop Unit Quality Maintenance | 2.2906e-06 | 2.2553e-06 | 2.2206e-06 | 2.1864e-06 | 2.1527e-06 | 2.1196e-06 | 2.0869e-06 | 2.0548e-06 | 2.0232e-06 | 1.992e-06 | 1.9613e-06 | 1.9311e-06
SDG&E | MW | Commercial | Com - Grocery | Service | No | Service - HVAC Fault Detection & Diagnositics | 0.0023781 | 0.0024174 | 0.0024558 | 0.002495 | 0.0025333 | 0.0025682 | 0.0025972 | 0.002624 | 0.0026503 | 0.0026764 | 0.0027035 | 0.002731
SDG&E | MW | Commercial | Com - Grocery | Service | No | Service - Retro-Commissioning (Electric) | 0.0084486 | 0.0083185 | 0.0081904 | 0.0080642 | 0.00794 | 0.0078178 | 0.0076974 | 0.0075788 | 0.0074621 | 0.0073472 | 0.0072341 | 0.0071226
SDG&E | MW | Commercial | Com - Grocery | WholeBlg | No | HVAC - Energy Management System | 0.00026099 | 0.0002653 | 0.00026951 | 0.00027381 | 0.00027802 | 0.00028186 | 0.00028503 | 0.00028798 | 0.00029086 | 0.00029372 | 0.0002967 | 0.00029972
SDG&E | MW | Commercial | Com - Grocery | WholeBlg | No | WholeBlg - Com RET Level 1 | 7.9152 | 7.7933 | 7.6733 | 7.5551 | 7.4387 | 7.3242 | 7.2114 | 7.1003 | 6.991 | 6.8833 | 6.7773 | 6.673
SDG&E | MW | Commercial | Com - Grocery | WholeBlg | No | WholeBlg - Com RET Level 2 | 45.0121 | 44.319 | 43.6364 | 42.9644 | 42.3028 | 41.6513 | 41.0099 | 40.3783 | 39.7565 | 39.1443 | 38.5414 | 37.9479
SDG&E | MW | Commercial | Com - Hospital | AppPlug | No | AppPlug - Computer Monitor | 0.31782 | 0.32308 | 0.32821 | 0.33344 | 0.33856 | 0.34323 | 0.3471 | 0.35069 | 0.3542 | 0.35769 | 0.36131 | 0.36499
SDG&E | MW | Commercial | Com - Hospital | AppPlug | No | AppPlug - Desktop Computer (Com - Power Management) | 0.14579 | 0.1482 | 0.15055 | 0.15296 | 0.1553 | 0.15745 | 0.15922 | 0.16087 | 0.16248 | 0.16408 | 0.16574 | 0.16743
SDG&E | MW | Commercial | Com - Hospital | AppPlug | No | AppPlug - Occupancy Sensor Plug Strip | 0.18342 | 0.18645 | 0.18941 | 0.19244 | 0.19539 | 0.19809 | 0.20032 | 0.20239 | 0.20441 | 0.20643 | 0.20852 | 0.21064
SDG&E | MW | Commercial | Com - Hospital | BldgEnv | No | BldgEnv - Attic Batt Insulation | 0.061309 | 0.060365 | 0.059436 | 0.05852 | 0.057619 | 0.056732 | 0.055858 | 0.054998 | 0.054151 | 0.053317 | 0.052496 | 0.051687
SDG&E | MW | Commercial | Com - Hospital | BldgEnv | No | BldgEnv - Wall Spray On Insulation | 1.002 | 0.98652 | 0.97133 | 0.95637 | 0.94164 | 0.92714 | 0.91286 | 0.89881 | 0.88497 | 0.87134 | 0.85792 | 0.84471
SDG&E | MW | Commercial | Com - Hospital | BldgEnv | No | BldgEnv - Window Film | 0.55132 | 0.54283 | 0.53447 | 0.52624 | 0.51813 | 0.51016 | 0.5023 | 0.49456 | 0.48695 | 0.47945 | 0.47207 | 0.4648
SDG&E | MW | Commercial | Com - Hospital | FoodServ | No | FoodServ - Electric Steamer | 0.026159 | 0.026591 | 0.027014 | 0.027445 | 0.027866 | 0.02825 | 0.028569 | 0.028864 | 0.029153 | 0.02944 | 0.029738 | 0.030041
SDG&E | MW | Commercial | Com - Hospital | FoodServ | No | FoodServ - Oven (Electric) | 0.028073 | 0.028538 | 0.028991 | 0.029453 | 0.029905 | 0.030318 | 0.03066 | 0.030977 | 0.031287 | 0.031595 | 0.031914 | 0.03224
SDG&E | MW | Commercial | Com - Hospital | HVAC | Yes | HVAC - Advanced Package Rooftop AC (> EER 12) - Emerging | 0 | 2.1621 | 2.1792 | 2.197 | 2.2142 | 2.2295 | 2.2408 | 2.2508 | 2.2606 | 2.2703 | 2.2809 | 2.2919
SDG&E | MW | Commercial | Com - Hospital | HVAC | Yes | HVAC - Energy Recovery Ventilation - Emerging | 0.50003 | 0.5083 | 0.51637 | 0.52461 | 0.53266 | 0.54001 | 0.54609 | 0.55174 | 0.55726 | 0.56275 | 0.56844 | 0.57424
SDG&E | MW | Commercial | Com - Hospital | HVAC | No | HVAC - Chiller (Centrifugal) | 1.1101 | 1.0987 | 1.0875 | 1.0766 | 1.0658 | 1.055 | 1.0439 | 1.0329 | 1.022 | 1.0113 | 1.0009 | 0.99074
SDG&E | MW | Commercial | Com - Hospital | HVAC | No | HVAC - Chiller (Reciprocating) | 1.5656 | 1.5812 | 1.5964 | 1.6121 | 1.6273 | 1.641 | 1.6515 | 1.661 | 1.6703 | 1.6795 | 1.6894 | 1.6995
SDG&E | MW | Commercial | Com - Hospital | HVAC | No | HVAC - Demand Controlled Ventilation | 0.032208 | 0.03274 | 0.03326 | 0.033791 | 0.034309 | 0.034783 | 0.035175 | 0.035538 | 0.035894 | 0.036247 | 0.036614 | 0.036988
SDG&E | MW | Commercial | Com - Hospital | HVAC | No | HVAC - Direct Evaporative Cooler | 0.55072 | 0.55983 | 0.56871 | 0.57779 | 0.58666 | 0.59475 | 0.60146 | 0.60767 | 0.61375 | 0.6198 | 0.62607 | 0.63245
SDG&E | MW | Commercial | Com - Hospital | HVAC | No | HVAC - EER Rated Package Rooftop AC (EER 11) | 1.0733 | 0 | 0 | 0 | 0 | 0 | 0 | 0 | 0 | 0 | 0 | 0
SDG&E | MW | Commercial | Com - Hospital | HVAC | No | HVAC - Repair Duct System | 1.092 | 1.0751 | 1.0586 | 1.0423 | 1.0262 | 1.0104 | 0.99486 | 0.97954 | 0.96446 | 0.94961 | 0.93498 | 0.92058
SDG&E | MW | Commercial | Com - Hospital | HVAC | No | HVAC - SEER Rated Package Rooftop AC (Recharge) | 1.4528 | 1.4304 | 1.4084 | 1.3867 | 1.3653 | 1.3443 | 1.3236 | 1.3032 | 1.2831 | 1.2634 | 1.2439 | 1.2248
SDG&E | MW | Commercial | Com - Hospital | HVAC | No | HVAC - SEER Rated Package Rooftop AC (SEER 14) | 1.6407 | 1.6681 | 0 | 0 | 0 | 0 | 0 | 0 | 0 | 0 | 0 | 0
SDG&E | MW | Commercial | Com - Hospital | HVAC | No | HVAC - SEER Rated Package Rooftop HP (SEER 15) | 1.2147 | 1.237 | 0.58442 | 0.59471 | 0.60477 | 0.61399 | 0.62169 | 0.62886 | 0.63587 | 0.64284 | 0.65005 | 0.65737
SDG&E | MW | Commercial | Com - Hospital | HVAC | No | HVAC - SEER Rated Split System AC (SEER 14) | 0.69745 | 0.70836 | 0.719 | 0 | 0 | 0 | 0 | 0 | 0 | 0 | 0 | 0
SDG&E | MW | Commercial | Com - Hospital | HVAC | No | HVAC - SEER Rated Split System HP (SEER 15) | 0.81435 | 0.82778 | 0.39042 | 0.39663 | 0.40271 | 0.40826 | 0.41285 | 0.41711 | 0.42127 | 0.42541 | 0.42971 | 0.43408
SDG&E | MW | Commercial | Com - Hospital | Lighting | Yes | Lighting - LED Fixture (Replacing T8) - Emerging | 4.3868 | 4.5383 | 4.6906 | 4.8683 | 5.0258 | 5.1793 | 5.3008 | 5.4195 | 5.5384 | 5.6582 | 5.7814 | 5.8836
SDG&E | MW | Commercial | Com - Hospital | Lighting | Yes | Lighting - LED Lamp (Basic High - Indoor) - Emerging | 0.12052 | 0.12464 | 0.12849 | 0.13187 | 0.13525 | 0.017811 | 0.018154 | 0.018448 | 0.018739 | 0.018993 | 0.019255 | 0.019522
SDG&E | MW | Commercial | Com - Hospital | Lighting | Yes | Lighting - LED Lamp (Basic Low - Indoor) - Emerging | 0.87299 | 0.90401 | 0.93302 | 0.95835 | 0.98367 | 0.15355 | 0.1566 | 0.15921 | 0.1618 | 0.1644 | 0.16671 | 0.16907
SDG&E | MW | Commercial | Com - Hospital | Lighting | Yes | Lighting - LED Plug-In Indoor Fixture - Emerging | 0.78519 | 0.80935 | 0.83091 | 0.8476 | 0.86687 | 0.050171 | 0.050947 | 0.051848 | 0.052503 | 0.053239 | 0.053917 | 0.054691
SDG&E | MW | Commercial | Com - Hospital | Lighting | No | Lighting - Cold Cathode Lamp | 0.0077603 | 0.0078887 | 0.0080139 | 0.0081418 | 0.0082667 | 0 | 0 | 0 | 0 | 0 | 0 | 0
SDG&E | MW | Commercial | Com - Hospital | Lighting | No | Lighting - Compact Fluorescent Fixture (Indoor) | 1.8038 | 1.8322 | 1.8599 | 1.8881 | 1.9158 | 0 | 0 | 0 | 0 | 0 | 0 | 0
SDG&E | MW | Commercial | Com - Hospital | Lighting | No | Lighting - Exit Fixture (LED) | 0.098167 | 0.096656 | 0.095167 | 0.093702 | 0.092259 | 0.090838 | 0.089439 | 0.088062 | 0.086705 | 0.08537 | 0.084055 | 0.082761
SDG&E | MW | Commercial | Com - Hospital | Lighting | No | Lighting - Halogen Lamp (A-Line) | 0.0028322 | 0.002879 | 0.0029247 | 0.0029714 | 0.003017 | 0 | 0 | 0 | 0 | 0 | 0 | 0
SDG&E | MW | Commercial | Com - Hospital | Lighting | No | Lighting - High Bay HID to T5 | 0.094351 | 0.095824 | 0.097261 | 0.09873 | 0.10016 | 0.10147 | 0.10255 | 0.10354 | 0.10452 | 0.10549 | 0.10649 | 0.10752
SDG&E | MW | Commercial | Com - Hospital | Lighting | No | Lighting - Induction Fixture (Indoor) | 0.23724 | 0.24117 | 0.245 | 0.2489 | 0.25272 | 0.25621 | 0.2591 | 0.26178 | 0.2644 | 0.267 | 0.2697 | 0.27245
SDG&E | MW | Commercial | Com - Hospital | Lighting | No | Lighting - Induction Fixture (Outdoor) | 0.11016 | 0.11198 | 0.11376 | 0.11557 | 0.11735 | 0.11897 | 0.12031 | 0.12155 | 0.12277 | 0.12398 | 0.12523 | 0.12651
SDG&E | MW | Commercial | Com - Hospital | Lighting | No | Lighting - Linear Fluorescent Delamping | 0.030682 | 0.03021 | 0.022308 | 0.014643 | 0.0072088 | 0 | 0 | 0 | 0 | 0 | 0 | 0
SDG&E | MW | Commercial | Com - Hospital | Lighting | No | Lighting - Low Bay HID to T5 | 0.013398 | 0.013607 | 0.013812 | 0.01402 | 0.014224 | 0.01441 | 0.014562 | 0.014704 | 0.014842 | 0.01498 | 0.015123 | 0.015268
SDG&E | MW | Commercial | Com - Hospital | Lighting | No | Lighting - Occupancy Sensor | 0.16747 | 0.1704 | 0.17326 | 0.17618 | 0.17903 | 0.18164 | 0.18381 | 0.18583 | 0.1878 | 0.18976 | 0.19179 | 0.19386
SDG&E | MW | Commercial | Com - Hospital | Lighting | No | Lighting - Plug-In Fixture (Linear Fluorescent) | 0.72841 | 0.73978 | 0.75088 | 0.76222 | 0.7733 | 0 | 0 | 0 | 0 | 0 | 0 | 0
SDG&E | MW | Commercial | Com - Hospital | Lighting | No | Lighting - Plug-In Fixture (MH Directional) | 0.050746 | 0.051538 | 0.052311 | 0.053102 | 0.053874 | 0.054577 | 0.055156 | 0.055692 | 0.056216 | 0.056737 | 0.057278 | 0.05783
SDG&E | MW | Commercial | Com - Hospital | Lighting | No | Lighting - Plug-In Fixture (PSMH with Electronic Ballast) | 0.39188 | 0.398 | 0.40397 | 0.41007 | 0.41603 | 0.42146 | 0.42593 | 0.43007 | 0.43412 | 0.43814 | 0.44232 | 0.44659
SDG&E | MW | Commercial | Com - Hospital | ProcHeat | No | ProcHeat - Boiler Draft Fan | 0.041805 | 0.042496 | 0.043171 | 0.043859 | 0.044533 | 0.045147 | 0.045656 | 0.046128 | 0.04659 | 0.047048 | 0.047524 | 0.048009
SDG&E | MW | Commercial | Com - Hospital | SHW | No | SHW - EF Rated Instantaneous Water Heater (Electric) | 0.0077923 | 0.0079258 | 0.008056 | 0.008189 | 0.0083189 | 0.0084377 | 0.0085363 | 0.008628 | 0.0087176 | 0.0088066 | 0.008899 | 0.0089929
SDG&E | MW | Commercial | Com - Hospital | Service | No | HVAC - Comprehensive Rooftop Unit Quality Maintenance | 1.3091e-06 | 1.2889e-06 | 1.2691e-06 | 1.2495e-06 | 1.2303e-06 | 1.2113e-06 | 1.1927e-06 | 1.1743e-06 | 1.1562e-06 | 1.1384e-06 | 1.1209e-06 | 1.1036e-06
SDG&E | MW | Commercial | Com - Hospital | Service | No | Service - HVAC Fault Detection & Diagnositics | 0.0013591 | 0.0013815 | 0.0014035 | 0.0014259 | 0.0014478 | 0.0014677 | 0.0014843 | 0.0014996 | 0.0015146 | 0.0015295 | 0.001545 | 0.0015608
SDG&E | MW | Commercial | Com - Hospital | Service | No | Service - Retro-Commissioning (Electric) | 0.0048284 | 0.004754 | 0.0046808 | 0.0046087 | 0.0045377 | 0.0044679 | 0.0043991 | 0.0043313 | 0.0042646 | 0.0041989 | 0.0041343 | 0.0040706
SDG&E | MW | Commercial | Com - Hospital | WholeBlg | No | HVAC - Energy Management System | 0.00014915 | 0.00015162 | 0.00015403 | 0.00015649 | 0.00015889 | 0.00016108 | 0.0001629 | 0.00016458 | 0.00016623 | 0.00016786 | 0.00016956 | 0.00017129
SDG&E | MW | Commercial | Com - Hospital | WholeBlg | No | WholeBlg - Com RET Level 1 | 2.698 | 2.6564 | 2.6155 | 2.5752 | 2.5356 | 2.4965 | 2.4581 | 2.4202 | 2.383 | 2.3463 | 2.3101 | 2.2746
SDG&E | MW | Commercial | Com - Hospital | WholeBlg | No | WholeBlg - Com RET Level 2 | 16.6032 | 16.3475 | 16.0958 | 15.8479 | 15.6038 | 15.3635 | 15.1269 | 14.894 | 14.6646 | 14.4388 | 14.2164 | 13.9975
SDG&E | MW | Commercial | Com - Hotel | AppPlug | No | AppPlug - Computer Monitor | 0.39763 | 0.4042 | 0.41062 | 0.41717 | 0.42357 | 0.42942 | 0.43426 | 0.43875 | 0.44314 | 0.4475 | 0.45203 | 0.45664
SDG&E | MW | Commercial | Com - Hotel | AppPlug | No | AppPlug - Desktop Computer (Com - Power Management) | 0.1824 | 0.18541 | 0.18836 | 0.19136 | 0.1943 | 0.19698 | 0.1992 | 0.20126 | 0.20327 | 0.20527 | 0.20735 | 0.20947
SDG&E | MW | Commercial | Com - Hotel | AppPlug | No | AppPlug - Occupancy Sensor Plug Strip | 0.22948 | 0.23327 | 0.23697 | 0.24076 | 0.24445 | 0.24783 | 0.25062 | 0.25321 | 0.25574 | 0.25826 | 0.26087 | 0.26353
SDG&E | MW | Commercial | Com - Hotel | BldgEnv | No | BldgEnv - Attic Batt Insulation | 0.076704 | 0.075523 | 0.07436 | 0.073215 | 0.072087 | 0.070977 | 0.069884 | 0.068808 | 0.067748 | 0.066705 | 0.065678 | 0.064666
SDG&E | MW | Commercial | Com - Hotel | BldgEnv | No | BldgEnv - Wall Spray On Insulation | 1.2535 | 1.2342 | 1.2152 | 1.1965 | 1.1781 | 1.1599 | 1.1421 | 1.1245 | 1.1072 | 1.0901 | 1.0733 | 1.0568
SDG&E | MW | Commercial | Com - Hotel | BldgEnv | No | BldgEnv - Window Film | 2.6783 | 2.6371 | 2.5965 | 2.5565 | 2.5171 | 2.4784 | 2.4402 | 2.4026 | 2.3656 | 2.3292 | 2.2933 | 2.258
SDG&E | MW | Commercial | Com - Hotel | FoodServ | No | FoodServ - Electric Griddle | 0.0023074 | 0.0023456 | 0.0023828 | 0.0024208 | 0.002458 | 0.0024919 | 0.00252 | 0.002546 | 0.0025715 | 0.0025968 | 0.0026231 | 0.0026498
SDG&E | MW | Commercial | Com - Hotel | FoodServ | No | FoodServ - Electric Steamer | 0.015401 | 0.015656 | 0.015904 | 0.016158 | 0.016406 | 0.016632 | 0.01682 | 0.016994 | 0.017164 | 0.017333 | 0.017508 | 0.017687
SDG&E | MW | Commercial | Com - Hotel | FoodServ | No | FoodServ - Fryer (Electric) | 0.0012979 | 0.0013193 | 0.0013403 | 0.0013617 | 0.0013826 | 0.0014016 | 0.0014174 | 0.0014321 | 0.0014464 | 0.0014607 | 0.0014754 | 0.0014905
SDG&E | MW | Commercial | Com - Hotel | FoodServ | No | FoodServ - Oven (Electric) | 0.017561 | 0.017852 | 0.018135 | 0.018424 | 0.018707 | 0.018965 | 0.019179 | 0.019377 | 0.019571 | 0.019764 | 0.019964 | 0.020168
SDG&E | MW | Commercial | Com - Hotel | HVAC | Yes | HVAC - Advanced Package Rooftop AC (> EER 12) - Emerging | 0 | 1.9316 | 1.9534 | 1.9758 | 1.9977 | 2.0173 | 2.033 | 2.0472 | 2.0612 | 2.075 | 2.0896 | 2.1046
SDG&E | MW | Commercial | Com - Hotel | HVAC | Yes | HVAC - Energy Recovery Ventilation - Emerging | 0.18386 | 0.1869 | 0.18987 | 0.1929 | 0.19586 | 0.19856 | 0.2008 | 0.20288 | 0.20491 | 0.20692 | 0.20902 | 0.21115
SDG&E | MW | Commercial | Com - Hotel | HVAC | No | HVAC - Chiller (Centrifugal) | 0.73015 | 0.7241 | 0.71812 | 0.71232 | 0.7066 | 0.70078 | 0.69467 | 0.68855 | 0.6825 | 0.67657 | 0.67082 | 0.66522
SDG&E | MW | Commercial | Com - Hotel | HVAC | No | HVAC - Chiller (Reciprocating) | 0.91472 | 0.92326 | 0.93157 | 0.94017 | 0.94855 | 0.95598 | 0.96166 | 0.96677 | 0.97175 | 0.97671 | 0.98202 | 0.98752
SDG&E | MW | Commercial | Com - Hotel | HVAC | No | HVAC - Demand Controlled Ventilation | 0.46575 | 0.47345 | 0.48097 | 0.48864 | 0.49614 | 0.50299 | 0.50866 | 0.51392 | 0.51906 | 0.52417 | 0.52947 | 0.53487
SDG&E | MW | Commercial | Com - Hotel | HVAC | No | HVAC - EER Rated Package Rooftop AC (EER 11) | 0.98528 | 0 | 0 | 0 | 0 | 0 | 0 | 0 | 0 | 0 | 0 | 0
SDG&E | MW | Commercial | Com - Hotel | HVAC | No | HVAC - Repair Duct System | 0.83589 | 0.82302 | 0.81034 | 0.79787 | 0.78558 | 0.77348 | 0.76157 | 0.74984 | 0.73829 | 0.72692 | 0.71573 | 0.70471
SDG&E | MW | Commercial | Com - Hotel | HVAC | No | HVAC - SEER Rated Package Rooftop AC (Recharge) | 1.1139 | 1.0967 | 1.0799 | 1.0632 | 1.0469 | 1.0307 | 1.0149 | 0.99923 | 0.98384 | 0.96869 | 0.95377 | 0.93908
SDG&E | MW | Commercial | Com - Hotel | HVAC | No | HVAC - SEER Rated Package Rooftop AC (SEER 14) | 1.3176 | 1.3408 | 0 | 0 | 0 | 0 | 0 | 0 | 0 | 0 | 0 | 0
SDG&E | MW | Commercial | Com - Hotel | HVAC | No | HVAC - SEER Rated Package Rooftop HP (SEER 15) | 1.1517 | 1.1756 | 0.55672 | 0.56779 | 0.57861 | 0.58857 | 0.59698 | 0.60483 | 0.61253 | 0.62016 | 0.62803 | 0.63601
SDG&E | MW | Commercial | Com - Hotel | HVAC | No | HVAC - SEER Rated Split System AC (SEER 14) | 0.56527 | 0.57468 | 0.58386 | 0 | 0 | 0 | 0 | 0 | 0 | 0 | 0 | 0
SDG&E | MW | Commercial | Com - Hotel | HVAC | No | HVAC - SEER Rated Split System HP (SEER 15) | 0.71911 | 0.73192 | 0.34562 | 0.35154 | 0.35732 | 0.36262 | 0.36704 | 0.37114 | 0.37516 | 0.37915 | 0.38328 | 0.38748
SDG&E | MW | Commercial | Com - Hotel | Lighting | Yes | Lighting - LED Fixture (Replacing T8) - Emerging | 1.8088 | 1.8747 | 1.9409 | 2.0178 | 2.0865 | 2.1533 | 2.2068 | 2.259 | 2.3113 | 2.364 | 2.4182 | 2.4637
SDG&E | MW | Commercial | Com - Hotel | Lighting | Yes | Lighting - LED Lamp (Basic High - Indoor) - Emerging | 0.15135 | 0.15677 | 0.16187 | 0.16638 | 0.17089 | 0.022535 | 0.022996 | 0.023394 | 0.02379 | 0.024137 | 0.024495 | 0.024859
SDG&E | MW | Commercial | Com - Hotel | Lighting | Yes | Lighting - LED Lamp (Basic Low - Indoor) - Emerging | 0.24228 | 0.2513 | 0.25977 | 0.26723 | 0.27469 | 0.042935 | 0.043841 | 0.04462 | 0.045394 | 0.046171 | 0.04687 | 0.04758
SDG&E | MW | Commercial | Com - Hotel | Lighting | Yes | Lighting - LED Plug-In Indoor Fixture - Emerging | 0.27877 | 0.28783 | 0.29595 | 0.30236 | 0.30968 | 0.017947 | 0.018246 | 0.01859 | 0.018844 | 0.019128 | 0.019392 | 0.01969
SDG&E | MW | Commercial | Com - Hotel | Lighting | No | Lighting - Cold Cathode Lamp | 0.00098169 | 0.00099792 | 0.0010138 | 0.0010299 | 0.0010457 | 0 | 0 | 0 | 0 | 0 | 0 | 0
SDG&E | MW | Commercial | Com - Hotel | Lighting | No | Lighting - Compact Fluorescent Fixture (Indoor) | 0.63723 | 0.64831 | 0.65914 | 0.67017 | 0.68096 | 0 | 0 | 0 | 0 | 0 | 0 | 0
SDG&E | MW | Commercial | Com - Hotel | Lighting | No | Lighting - Exit Fixture (LED) | 0.12408 | 0.12217 | 0.12029 | 0.11844 | 0.11661 | 0.11482 | 0.11305 | 0.11131 | 0.10959 | 0.10791 | 0.10624 | 0.10461
SDG&E | MW | Commercial | Com - Hotel | Lighting | No | Lighting - Halogen Lamp (A-Line) | 0.0035434 | 0.003602 | 0.0036591 | 0.0037175 | 0.0037746 | 0 | 0 | 0 | 0 | 0 | 0 | 0
SDG&E | MW | Commercial | Com - Hotel | Lighting | No | Lighting - High Bay HID to T5 | 0.050135 | 0.051011 | 0.051865 | 0.052737 | 0.053589 | 0.054369 | 0.055018 | 0.055621 | 0.05621 | 0.056796 | 0.057403 | 0.058021
SDG&E | MW | Commercial | Com - Hotel | Lighting | No | Lighting - Induction Fixture (Indoor) | 0.33884 | 0.34445 | 0.34991 | 0.3555 | 0.36095 | 0.36594 | 0.37006 | 0.37388 | 0.37763 | 0.38134 | 0.3852 | 0.38913
SDG&E | MW | Commercial | Com - Hotel | Lighting | No | Lighting - Induction Fixture (Outdoor) | 0.13782 | 0.1401 | 0.14232 | 0.14459 | 0.14681 | 0.14884 | 0.15052 | 0.15207 | 0.15359 | 0.15511 | 0.15668 | 0.15827
SDG&E | MW | Commercial | Com - Hotel | Lighting | No | Lighting - Linear Fluorescent Delamping | 0.0045088 | 0.0044394 | 0.0032783 | 0.0021519 | 0.0010594 | 0 | 0 | 0 | 0 | 0 | 0 | 0
SDG&E | MW | Commercial | Com - Hotel | Lighting | No | Lighting - Low Bay HID to T5 | 0.022524 | 0.022918 | 0.023302 | 0.023693 | 0.024076 | 0.024427 | 0.024718 | 0.024989 | 0.025254 | 0.025517 | 0.02579 | 0.026067
SDG&E | MW | Commercial | Com - Hotel | Lighting | No | Lighting - Occupancy Sensor | 0.16169 | 0.16433 | 0.16692 | 0.16955 | 0.17213 | 0.17448 | 0.17643 | 0.17823 | 0.17999 | 0.18174 | 0.18357 | 0.18542
SDG&E | MW | Commercial | Com - Hotel | Lighting | No | Lighting - Plug-In Fixture (Linear Fluorescent) | 0.25658 | 0.26106 | 0.26543 | 0.26989 | 0.27425 | 0 | 0 | 0 | 0 | 0 | 0 | 0
SDG&E | MW | Commercial | Com - Hotel | Lighting | No | Lighting - Plug-In Fixture (MH Directional) | 0.017875 | 0.018187 | 0.018492 | 0.018803 | 0.019106 | 0.019384 | 0.019616 | 0.019831 | 0.020041 | 0.02025 | 0.020466 | 0.020686
SDG&E | MW | Commercial | Com - Hotel | Lighting | No | Lighting - Plug-In Fixture (PSMH with Electronic Ballast) | 0.13804 | 0.14045 | 0.1428 | 0.1452 | 0.14755 | 0.14969 | 0.15148 | 0.15314 | 0.15476 | 0.15637 | 0.15805 | 0.15975
SDG&E | MW | Commercial | Com - Hotel | ProcHeat | No | ProcHeat - Boiler Draft Fan | 0.042372 | 0.043072 | 0.043756 | 0.044454 | 0.045137 | 0.04576 | 0.046275 | 0.046754 | 0.047222 | 0.047686 | 0.048169 | 0.04866
SDG&E | MW | Commercial | Com - Hotel | SHW | No | SHW - EF Rated Instantaneous Water Heater (Electric) | 0.0046521 | 0.0047299 | 0.0048058 | 0.0048832 | 0.004959 | 0.0050281 | 0.0050854 | 0.0051386 | 0.0051906 | 0.0052423 | 0.005296 | 0.0053505
SDG&E | MW | Commercial | Com - Hotel | Service | No | HVAC - Comprehensive Rooftop Unit Quality Maintenance | 1.6378e-06 | 1.6126e-06 | 1.5877e-06 | 1.5633e-06 | 1.5392e-06 | 1.5155e-06 | 1.4922e-06 | 1.4692e-06 | 1.4466e-06 | 1.4243e-06 | 1.4024e-06 | 1.3808e-06
SDG&E | MW | Commercial | Com - Hotel | Service | No | Service - HVAC Fault Detection & Diagnositics | 0.0017003 | 0.0017285 | 0.0017559 | 0.0017839 | 0.0018113 | 0.0018363 | 0.001857 | 0.0018762 | 0.001895 | 0.0019136 | 0.001933 | 0.0019527
SDG&E | MW | Commercial | Com - Hotel | Service | No | Service - Retro-Commissioning (Electric) | 0.0060408 | 0.0059477 | 0.0058561 | 0.0057659 | 0.0056772 | 0.0055897 | 0.0055036 | 0.0054189 | 0.0053354 | 0.0052533 | 0.0051724 | 0.0050927
SDG&E | MW | Commercial | Com - Hotel | WholeBlg | No | HVAC - Energy Management System | 0.00018661 | 0.00018969 | 0.0001927 | 0.00019578 | 0.00019878 | 0.00020153 | 0.0002038 | 0.0002059 | 0.00020797 | 0.00021001 | 0.00021214 | 0.0002143
SDG&E | MW | Commercial | Com - Hotel | WholeBlg | No | WholeBlg - Com RET Level 1 | 2.7164 | 2.6746 | 2.6334 | 2.5928 | 2.5529 | 2.5136 | 2.4749 | 2.4368 | 2.3992 | 2.3623 | 2.3259 | 2.2901
SDG&E | MW | Commercial | Com - Hotel | WholeBlg | No | WholeBlg - Com RET Level 2 | 15.3539 | 15.1174 | 14.8846 | 14.6554 | 14.4297 | 14.2075 | 13.9887 | 13.7732 | 13.5611 | 13.3523 | 13.1467 | 12.9442
SDG&E | MW | Commercial | Com - Motel | AppPlug | No | AppPlug - Computer Monitor | 0.39763 | 0.4042 | 0.41062 | 0.41717 | 0.42357 | 0.42942 | 0.43426 | 0.43875 | 0.44314 | 0.4475 | 0.45203 | 0.45664
SDG&E | MW | Commercial | Com - Motel | AppPlug | No | AppPlug - Desktop Computer (Com - Power Management) | 0.1824 | 0.18541 | 0.18836 | 0.19136 | 0.1943 | 0.19698 | 0.1992 | 0.20126 | 0.20327 | 0.20527 | 0.20735 | 0.20947
SDG&E | MW | Commercial | Com - Motel | AppPlug | No | AppPlug - Occupancy Sensor Plug Strip | 0.22948 | 0.23327 | 0.23697 | 0.24076 | 0.24445 | 0.24783 | 0.25062 | 0.25321 | 0.25574 | 0.25826 | 0.26087 | 0.26353
SDG&E | MW | Commercial | Com - Motel | BldgEnv | No | BldgEnv - Attic Batt Insulation | 0.19176 | 0.18881 | 0.1859 | 0.18304 | 0.18022 | 0.17744 | 0.17471 | 0.17202 | 0.16937 | 0.16676 | 0.16419 | 0.16167
SDG&E | MW | Commercial | Com - Motel | BldgEnv | No | BldgEnv - Wall Spray On Insulation | 1.2535 | 1.2342 | 1.2152 | 1.1965 | 1.1781 | 1.1599 | 1.1421 | 1.1245 | 1.1072 | 1.0901 | 1.0733 | 1.0568
SDG&E | MW | Commercial | Com - Motel | BldgEnv | No | BldgEnv - Window Film | 3.3277 | 3.2765 | 3.226 | 3.1763 | 3.1274 | 3.0793 | 3.0318 | 2.9851 | 2.9392 | 2.8939 | 2.8493 | 2.8055
SDG&E | MW | Commercial | Com - Motel | FoodServ | No | FoodServ - Electric Griddle | 0.0023074 | 0.0023456 | 0.0023828 | 0.0024208 | 0.002458 | 0.0024919 | 0.00252 | 0.002546 | 0.0025715 | 0.0025968 | 0.0026231 | 0.0026498
SDG&E | MW | Commercial | Com - Motel | FoodServ | No | FoodServ - Electric Steamer | 0.015401 | 0.015656 | 0.015904 | 0.016158 | 0.016406 | 0.016632 | 0.01682 | 0.016994 | 0.017164 | 0.017333 | 0.017508 | 0.017687
SDG&E | MW | Commercial | Com - Motel | FoodServ | No | FoodServ - Fryer (Electric) | 0.0012979 | 0.0013193 | 0.0013403 | 0.0013617 | 0.0013826 | 0.0014016 | 0.0014174 | 0.0014321 | 0.0014464 | 0.0014607 | 0.0014754 | 0.0014905
SDG&E | MW | Commercial | Com - Motel | FoodServ | No | FoodServ - Oven (Electric) | 0.017561 | 0.017852 | 0.018135 | 0.018424 | 0.018707 | 0.018965 | 0.019179 | 0.019377 | 0.019571 | 0.019764 | 0.019964 | 0.020168
SDG&E | MW | Commercial | Com - Motel | HVAC | Yes | HVAC - Advanced Package Rooftop AC (> EER 12) - Emerging | 0 | 1.9306 | 1.9524 | 1.9749 | 1.9967 | 2.0164 | 2.0321 | 2.0464 | 2.0603 | 2.0742 | 2.0888 | 2.1038
SDG&E | MW | Commercial | Com - Motel | HVAC | Yes | HVAC - Energy Recovery Ventilation - Emerging | 0.18386 | 0.1869 | 0.18987 | 0.1929 | 0.19586 | 0.19856 | 0.2008 | 0.20288 | 0.20491 | 0.20692 | 0.20902 | 0.21115
SDG&E | MW | Commercial | Com - Motel | HVAC | No | HVAC - Chiller (Centrifugal) | 0.16507 | 0.1678 | 0.17047 | 0.17319 | 0.17585 | 0.17827 | 0.18028 | 0.18215 | 0.18397 | 0.18578 | 0.18766 | 0.18957
SDG&E | MW | Commercial | Com - Motel | HVAC | No | HVAC - Chiller (Reciprocating) | 0.31602 | 0.32125 | 0.32635 | 0.33155 | 0.33664 | 0.34129 | 0.34513 | 0.3487 | 0.35219 | 0.35566 | 0.35926 | 0.36292
SDG&E | MW | Commercial | Com - Motel | HVAC | No | HVAC - Demand Controlled Ventilation | 0.46575 | 0.47345 | 0.48097 | 0.48864 | 0.49614 | 0.50299 | 0.50866 | 0.51392 | 0.51906 | 0.52417 | 0.52947 | 0.53487
SDG&E | MW | Commercial | Com - Motel | HVAC | No | HVAC - EER Rated Package Rooftop AC (EER 11) | 0.98528 | 0 | 0 | 0 | 0 | 0 | 0 | 0 | 0 | 0 | 0 | 0
SDG&E | MW | Commercial | Com - Motel | HVAC | No | HVAC - Repair Duct System | 0.82548 | 0.81277 | 0.80025 | 0.78793 | 0.77579 | 0.76384 | 0.75208 | 0.7405 | 0.7291 | 0.71787 | 0.70681 | 0.69593
SDG&E | MW | Commercial | Com - Motel | HVAC | No | HVAC - SEER Rated Package Rooftop AC (Recharge) | 1.0124 | 0.99678 | 0.98143 | 0.96632 | 0.95144 | 0.93678 | 0.92236 | 0.90815 | 0.89417 | 0.8804 | 0.86684 | 0.85349
SDG&E | MW | Commercial | Com - Motel | HVAC | No | HVAC - SEER Rated Package Rooftop AC (SEER 14) | 1.3176 | 1.3408 | 0 | 0 | 0 | 0 | 0 | 0 | 0 | 0 | 0 | 0
SDG&E | MW | Commercial | Com - Motel | HVAC | No | HVAC - SEER Rated Package Rooftop HP (SEER 15) | 1.1517 | 1.1756 | 0.55672 | 0.56779 | 0.57861 | 0.58857 | 0.59698 | 0.60483 | 0.61253 | 0.62016 | 0.62803 | 0.63601
SDG&E | MW | Commercial | Com - Motel | HVAC | No | HVAC - SEER Rated Split System AC (SEER 14) | 0.56527 | 0.57468 | 0.58386 | 0 | 0 | 0 | 0 | 0 | 0 | 0 | 0 | 0
SDG&E | MW | Commercial | Com - Motel | HVAC | No | HVAC - SEER Rated Split System HP (SEER 15) | 0.71911 | 0.73192 | 0.34562 | 0.35154 | 0.35732 | 0.36262 | 0.36704 | 0.37114 | 0.37516 | 0.37915 | 0.38328 | 0.38748
SDG&E | MW | Commercial | Com - Motel | Lighting | Yes | Lighting - LED Fixture (Replacing T8) - Emerging | 1.3005 | 1.3475 | 1.3947 | 1.4495 | 1.4984 | 1.5461 | 1.5841 | 1.6212 | 1.6584 | 1.6959 | 1.7345 | 1.7668
SDG&E | MW | Commercial | Com - Motel | Lighting | Yes | Lighting - LED Lamp (Basic High - Indoor) - Emerging | 0.11612 | 0.12027 | 0.12417 | 0.12762 | 0.13107 | 0.017282 | 0.017634 | 0.017938 | 0.018241 | 0.018505 | 0.018779 | 0.019057
SDG&E | MW | Commercial | Com - Motel | Lighting | Yes | Lighting - LED Lamp (Basic Low - Indoor) - Emerging | 0.18589 | 0.19279 | 0.19927 | 0.20497 | 0.21067 | 0.032927 | 0.033619 | 0.034214 | 0.034805 | 0.035399 | 0.035932 | 0.036475
SDG&E | MW | Commercial | Com - Motel | Lighting | Yes | Lighting - LED Plug-In Indoor Fixture - Emerging | 0.21281 | 0.2197 | 0.22588 | 0.23075 | 0.23632 | 0.013694 | 0.013922 | 0.014183 | 0.014376 | 0.014592 | 0.014792 | 0.015019
SDG&E | MW | Commercial | Com - Motel | Lighting | No | Lighting - Cold Cathode Lamp | 0.00054942 | 0.0005585 | 0.00056737 | 0.00057642 | 0.00058527 | 0 | 0 | 0 | 0 | 0 | 0 | 0
SDG&E | MW | Commercial | Com - Motel | Lighting | No | Lighting - Compact Fluorescent Fixture (Indoor) | 0.48891 | 0.49737 | 0.50562 | 0.51404 | 0.52227 | 0 | 0 | 0 | 0 | 0 | 0 | 0
SDG&E | MW | Commercial | Com - Motel | Lighting | No | Lighting - Exit Fixture (LED) | 0.12329 | 0.12139 | 0.11952 | 0.11768 | 0.11587 | 0.11408 | 0.11232 | 0.11059 | 0.10889 | 0.10721 | 0.10556 | 0.10394
SDG&E | MW | Commercial | Com - Motel | Lighting | No | Lighting - Halogen Lamp (A-Line) | 0.0035434 | 0.003602 | 0.0036591 | 0.0037175 | 0.0037746 | 0 | 0 | 0 | 0 | 0 | 0 | 0
SDG&E | MW | Commercial | Com - Motel | Lighting | No | Lighting - High Bay HID to T5 | 0.036047 | 0.036665 | 0.037269 | 0.037885 | 0.038486 | 0.039037 | 0.039494 | 0.039918 | 0.040334 | 0.040746 | 0.041174 | 0.041609
SDG&E | MW | Commercial | Com - Motel | Lighting | No | Lighting - Induction Fixture (Indoor) | 0.34672 | 0.35246 | 0.35805 | 0.36376 | 0.36935 | 0.37445 | 0.37866 | 0.38258 | 0.38641 | 0.39021 | 0.39416 | 0.39818
SDG&E | MW | Commercial | Com - Motel | Lighting | No | Lighting - Induction Fixture (Outdoor) | 0.13782 | 0.1401 | 0.14232 | 0.14459 | 0.14681 | 0.14884 | 0.15052 | 0.15207 | 0.15359 | 0.15511 | 0.15668 | 0.15827
SDG&E | MW | Commercial | Com - Motel | Lighting | No | Lighting - Linear Fluorescent Delamping | 0.0031924 | 0.0031433 | 0.0023211 | 0.0015236 | 0.00075007 | 0 | 0 | 0 | 0 | 0 | 0 | 0
SDG&E | MW | Commercial | Com - Motel | Lighting | No | Lighting - Low Bay HID to T5 | 0.016195 | 0.016473 | 0.016744 | 0.017021 | 0.017291 | 0.017538 | 0.017743 | 0.017934 | 0.018121 | 0.018306 | 0.018498 | 0.018694
SDG&E | MW | Commercial | Com - Motel | Lighting | No | Lighting - Occupancy Sensor | 0.15265 | 0.15515 | 0.15758 | 0.16007 | 0.1625 | 0.16472 | 0.16655 | 0.16825 | 0.16991 | 0.17156 | 0.17328 | 0.17502
SDG&E | MW | Commercial | Com - Motel | Lighting | No | Lighting - Plug-In Fixture (Linear Fluorescent) | 0.19596 | 0.19933 | 0.20261 | 0.20595 | 0.20922 | 0 | 0 | 0 | 0 | 0 | 0 | 0
SDG&E | MW | Commercial | Com - Motel | Lighting | No | Lighting - Plug-In Fixture (MH Directional) | 0.013652 | 0.013886 | 0.014115 | 0.014348 | 0.014576 | 0.014784 | 0.014957 | 0.015118 | 0.015276 | 0.015432 | 0.015594 | 0.015759
SDG&E | MW | Commercial | Com - Motel | Lighting | No | Lighting - Plug-In Fixture (PSMH with Electronic Ballast) | 0.10543 | 0.10724 | 0.109 | 0.1108 | 0.11256 | 0.11417 | 0.11551 | 0.11675 | 0.11796 | 0.11917 | 0.12042 | 0.12169
SDG&E | MW | Commercial | Com - Motel | ProcHeat | No | ProcHeat - Boiler Draft Fan | 0.042372 | 0.043072 | 0.043756 | 0.044454 | 0.045137 | 0.04576 | 0.046275 | 0.046754 | 0.047222 | 0.047686 | 0.048169 | 0.04866
SDG&E | MW | Commercial | Com - Motel | SHW | No | SHW - EF Rated Instantaneous Water Heater (Electric) | 0.0041243 | 0.0041923 | 0.0042587 | 0.0043264 | 0.0043927 | 0.0044531 | 0.0045032 | 0.0045496 | 0.004595 | 0.0046401 | 0.0046869 | 0.0047346
SDG&E | MW | Commercial | Com - Motel | Service | No | HVAC - Comprehensive Rooftop Unit Quality Maintenance | 1.6378e-06 | 1.6126e-06 | 1.5877e-06 | 1.5633e-06 | 1.5392e-06 | 1.5155e-06 | 1.4922e-06 | 1.4692e-06 | 1.4466e-06 | 1.4243e-06 | 1.4024e-06 | 1.3808e-06
SDG&E | MW | Commercial | Com - Motel | Service | No | Service - HVAC Fault Detection & Diagnositics | 0.0017003 | 0.0017285 | 0.0017559 | 0.0017839 | 0.0018113 | 0.0018363 | 0.001857 | 0.0018762 | 0.001895 | 0.0019136 | 0.001933 | 0.0019527
SDG&E | MW | Commercial | Com - Motel | Service | No | Service - Retro-Commissioning (Electric) | 0.0060408 | 0.0059477 | 0.0058561 | 0.0057659 | 0.0056772 | 0.0055897 | 0.0055036 | 0.0054189 | 0.0053354 | 0.0052533 | 0.0051724 | 0.0050927
SDG&E | MW | Commercial | Com - Motel | WholeBlg | No | HVAC - Energy Management System | 0.00018661 | 0.00018969 | 0.0001927 | 0.00019578 | 0.00019878 | 0.00020153 | 0.0002038 | 0.0002059 | 0.00020797 | 0.00021001 | 0.00021214 | 0.0002143
SDG&E | MW | Commercial | Com - Motel | WholeBlg | No | WholeBlg - Com RET Level 1 | 2.853 | 2.8091 | 2.7658 | 2.7232 | 2.6813 | 2.64 | 2.5993 | 2.5593 | 2.5199 | 2.4811 | 2.4429 | 2.4053
SDG&E | MW | Commercial | Com - Motel | WholeBlg | No | WholeBlg - Com RET Level 2 | 15.5735 | 15.3336 | 15.0975 | 14.865 | 14.6361 | 14.4107 | 14.1887 | 13.9702 | 13.7551 | 13.5433 | 13.3347 | 13.1294
SDG&E | MW | Commercial | Com - Nusing Home | AppPlug | No | AppPlug - Computer Monitor | 0.31782 | 0.32308 | 0.32821 | 0.33344 | 0.33856 | 0.34323 | 0.3471 | 0.35069 | 0.3542 | 0.35769 | 0.36131 | 0.36499
SDG&E | MW | Commercial | Com - Nusing Home | AppPlug | No | AppPlug - Desktop Computer (Com - Power Management) | 0.14579 | 0.1482 | 0.15055 | 0.15296 | 0.1553 | 0.15745 | 0.15922 | 0.16087 | 0.16248 | 0.16408 | 0.16574 | 0.16743
SDG&E | MW | Commercial | Com - Nusing Home | AppPlug | No | AppPlug - Occupancy Sensor Plug Strip | 0.18342 | 0.18645 | 0.18941 | 0.19244 | 0.19539 | 0.19809 | 0.20032 | 0.20239 | 0.20441 | 0.20643 | 0.20852 | 0.21064
SDG&E | MW | Commercial | Com - Nusing Home | BldgEnv | No | BldgEnv - Attic Batt Insulation | 0.010218 | 0.010061 | 0.0099059 | 0.0097534 | 0.0096032 | 0.0094553 | 0.0093097 | 0.0091663 | 0.0090252 | 0.0088862 | 0.0087493 | 0.0086146
SDG&E | MW | Commercial | Com - Nusing Home | BldgEnv | No | BldgEnv - Wall Spray On Insulation | 1.0527 | 1.0365 | 1.0205 | 1.0048 | 0.98932 | 0.97409 | 0.95909 | 0.94432 | 0.92977 | 0.91545 | 0.90136 | 0.88748
SDG&E | MW | Commercial | Com - Nusing Home | BldgEnv | No | BldgEnv - Window Film | 2.6024 | 2.5623 | 2.5229 | 2.484 | 2.4458 | 2.4081 | 2.371 | 2.3345 | 2.2985 | 2.2631 | 2.2283 | 2.194
SDG&E | MW | Commercial | Com - Nusing Home | FoodServ | No | FoodServ - Electric Steamer | 0.026159 | 0.026591 | 0.027014 | 0.027445 | 0.027866 | 0.02825 | 0.028569 | 0.028864 | 0.029153 | 0.02944 | 0.029738 | 0.030041
SDG&E | MW | Commercial | Com - Nusing Home | FoodServ | No | FoodServ - Oven (Electric) | 0.028073 | 0.028538 | 0.028991 | 0.029453 | 0.029905 | 0.030318 | 0.03066 | 0.030977 | 0.031287 | 0.031595 | 0.031914 | 0.03224
SDG&E | MW | Commercial | Com - Nusing Home | HVAC | Yes | HVAC - Advanced Package Rooftop AC (> EER 12) - Emerging | 0 | 1.9132 | 1.9249 | 1.9371 | 1.949 | 1.9592 | 1.9663 | 1.9724 | 1.9783 | 1.9842 | 1.9908 | 1.9978
SDG&E | MW | Commercial | Com - Nusing Home | HVAC | Yes | HVAC - Energy Recovery Ventilation - Emerging | 0.43538 | 0.44258 | 0.4496 | 0.45678 | 0.46379 | 0.47019 | 0.47549 | 0.4804 | 0.48521 | 0.48999 | 0.49494 | 0.49999
SDG&E | MW | Commercial | Com - Nusing Home | HVAC | No | HVAC - Chiller (Centrifugal) | 0.97699 | 0.96636 | 0.95587 | 0.94563 | 0.93553 | 0.92542 | 0.91515 | 0.90494 | 0.89488 | 0.88499 | 0.87533 | 0.86587
SDG&E | MW | Commercial | Com - Nusing Home | HVAC | No | HVAC - Chiller (Reciprocating) | 1.2334 | 1.2419 | 1.2502 | 1.2589 | 1.2673 | 1.2746 | 1.2798 | 1.2843 | 1.2887 | 1.2931 | 1.2979 | 1.303
SDG&E | MW | Commercial | Com - Nusing Home | HVAC | No | HVAC - Demand Controlled Ventilation | 0.18348 | 0.18651 | 0.18948 | 0.1925 | 0.19545 | 0.19815 | 0.20038 | 0.20245 | 0.20448 | 0.20649 | 0.20858 | 0.21071
SDG&E | MW | Commercial | Com - Nusing Home | HVAC | No | HVAC - EER Rated Package Rooftop AC (EER 11) | 0.93497 | 0 | 0 | 0 | 0 | 0 | 0 | 0 | 0 | 0 | 0 | 0
SDG&E | MW | Commercial | Com - Nusing Home | HVAC | No | HVAC - EER Rated Package Rooftop HP (EER 11) | 0.0052074 | 0 | 0 | 0 | 0 | 0 | 0 | 0 | 0 | 0 | 0 | 0
SDG&E | MW | Commercial | Com - Nusing Home | HVAC | No | HVAC - Repair Duct System | 1.0874 | 1.0707 | 1.0542 | 1.038 | 1.022 | 1.0062 | 0.99073 | 0.97548 | 0.96045 | 0.94566 | 0.9311 | 0.91676
SDG&E | MW | Commercial | Com - Nusing Home | HVAC | No | HVAC - SEER Rated Package Rooftop AC (Recharge) | 1.4326 | 1.4105 | 1.3888 | 1.3674 | 1.3463 | 1.3256 | 1.3052 | 1.2851 | 1.2653 | 1.2458 | 1.2266 | 1.2077
SDG&E | MW | Commercial | Com - Nusing Home | HVAC | No | HVAC - SEER Rated Package Rooftop AC (SEER 14) | 1.4658 | 1.4875 | 0 | 0 | 0 | 0 | 0 | 0 | 0 | 0 | 0 | 0
SDG&E | MW | Commercial | Com - Nusing Home | HVAC | No | HVAC - SEER Rated Package Rooftop HP (SEER 15) | 1.179 | 1.1978 | 0.56465 | 0.57336 | 0.58188 | 0.58965 | 0.59605 | 0.60199 | 0.60779 | 0.61356 | 0.61956 | 0.62566
SDG&E | MW | Commercial | Com - Nusing Home | HVAC | No | HVAC - SEER Rated Split System AC (SEER 14) | 0.80492 | 0.81751 | 0.82979 | 0 | 0 | 0 | 0 | 0 | 0 | 0 | 0 | 0
SDG&E | MW | Commercial | Com - Nusing Home | HVAC | No | HVAC - SEER Rated Split System HP (SEER 15) | 0.78622 | 0.79843 | 0.37623 | 0.38188 | 0.3874 | 0.39243 | 0.39657 | 0.4004 | 0.40414 | 0.40786 | 0.41173 | 0.41568
SDG&E | MW | Commercial | Com - Nusing Home | Lighting | Yes | Lighting - LED Fixture (Replacing T8) - Emerging | 3.749 | 3.881 | 4.0139 | 4.1685 | 4.306 | 4.4399 | 4.5463 | 4.6503 | 4.7544 | 4.8594 | 4.9673 | 5.0572
SDG&E | MW | Commercial | Com - Nusing Home | Lighting | Yes | Lighting - LED Lamp (Basic High - Indoor) - Emerging | 0.09947 | 0.10292 | 0.10615 | 0.10899 | 0.11184 | 0.014734 | 0.015023 | 0.015272 | 0.015518 | 0.015733 | 0.015956 | 0.016182
SDG&E | MW | Commercial | Com - Nusing Home | Lighting | Yes | Lighting - LED Lamp (Basic Low - Indoor) - Emerging | 0.72049 | 0.74648 | 0.77081 | 0.7921 | 0.8134 | 0.12702 | 0.1296 | 0.1318 | 0.13398 | 0.13618 | 0.13814 | 0.14014
SDG&E | MW | Commercial | Com - Nusing Home | Lighting | Yes | Lighting - LED Plug-In Indoor Fixture - Emerging | 0.64803 | 0.66831 | 0.68644 | 0.70056 | 0.7168 | 0.041503 | 0.04216 | 0.042921 | 0.043477 | 0.044101 | 0.044677 | 0.045333
SDG&E | MW | Commercial | Com - Nusing Home | Lighting | No | Lighting - Cold Cathode Lamp | 0.0062054 | 0.006308 | 0.0064082 | 0.0065104 | 0.0066103 | 0 | 0 | 0 | 0 | 0 | 0 | 0
SDG&E | MW | Commercial | Com - Nusing Home | Lighting | No | Lighting - Compact Fluorescent Fixture (Indoor) | 1.4887 | 1.5129 | 1.5365 | 1.5606 | 1.5841 | 0 | 0 | 0 | 0 | 0 | 0 | 0
SDG&E | MW | Commercial | Com - Nusing Home | Lighting | No | Lighting - Exit Fixture (LED) | 0.10201 | 0.10044 | 0.098892 | 0.097369 | 0.095869 | 0.094393 | 0.092939 | 0.091508 | 0.090099 | 0.088711 | 0.087345 | 0.086
SDG&E | MW | Commercial | Com - Nusing Home | Lighting | No | Lighting - Halogen Lamp (A-Line) | 0.0028322 | 0.002879 | 0.0029247 | 0.0029714 | 0.003017 | 0 | 0 | 0 | 0 | 0 | 0 | 0
SDG&E | MW | Commercial | Com - Nusing Home | Lighting | No | Lighting - High Bay HID to T5 | 0.080632 | 0.081946 | 0.083229 | 0.084539 | 0.085819 | 0.086987 | 0.087953 | 0.088848 | 0.089724 | 0.090594 | 0.091498 | 0.092418
SDG&E | MW | Commercial | Com - Nusing Home | Lighting | No | Lighting - Induction Fixture (Indoor) | 0.27084 | 0.27531 | 0.27969 | 0.28415 | 0.28851 | 0.29249 | 0.29579 | 0.29884 | 0.30184 | 0.30481 | 0.30789 | 0.31103
SDG&E | MW | Commercial | Com - Nusing Home | Lighting | No | Lighting - Induction Fixture (Outdoor) | 0.11016 | 0.11198 | 0.11376 | 0.11557 | 0.11735 | 0.11897 | 0.12031 | 0.12155 | 0.12277 | 0.12398 | 0.12523 | 0.12651
SDG&E | MW | Commercial | Com - Nusing Home | Lighting | No | Lighting - Linear Fluorescent Delamping | 0.025346 | 0.024955 | 0.018428 | 0.012096 | 0.005955 | 0 | 0 | 0 | 0 | 0 | 0 | 0
SDG&E | MW | Commercial | Com - Nusing Home | Lighting | No | Lighting - Low Bay HID to T5 | 0.01145 | 0.011637 | 0.011819 | 0.012005 | 0.012187 | 0.012353 | 0.01249 | 0.012617 | 0.012741 | 0.012865 | 0.012993 | 0.013124
SDG&E | MW | Commercial | Com - Nusing Home | Lighting | No | Lighting - Occupancy Sensor | 0.24125 | 0.24514 | 0.24894 | 0.25282 | 0.25661 | 0.26007 | 0.26292 | 0.26557 | 0.26816 | 0.27073 | 0.2734 | 0.27612
SDG&E | MW | Commercial | Com - Nusing Home | Lighting | No | Lighting - Plug-In Fixture (Linear Fluorescent) | 0.60016 | 0.60994 | 0.61949 | 0.62924 | 0.63877 | 0 | 0 | 0 | 0 | 0 | 0 | 0
SDG&E | MW | Commercial | Com - Nusing Home | Lighting | No | Lighting - Plug-In Fixture (MH Directional) | 0.041811 | 0.042493 | 0.043158 | 0.043837 | 0.044501 | 0.045107 | 0.045608 | 0.046072 | 0.046526 | 0.046977 | 0.047446 | 0.047923
SDG&E | MW | Commercial | Com - Nusing Home | Lighting | No | Lighting - Plug-In Fixture (PSMH with Electronic Ballast) | 0.32288 | 0.32814 | 0.33328 | 0.33853 | 0.34365 | 0.34833 | 0.3522 | 0.35578 | 0.35929 | 0.36277 | 0.36639 | 0.37008
SDG&E | MW | Commercial | Com - Nusing Home | ProcHeat | No | ProcHeat - Boiler Draft Fan | 0.090961 | 0.092465 | 0.093933 | 0.095431 | 0.096896 | 0.098234 | 0.09934 | 0.10037 | 0.10137 | 0.10237 | 0.10341 | 0.10446
SDG&E | MW | Commercial | Com - Nusing Home | SHW | No | SHW - EF Rated Instantaneous Water Heater (Electric) | 0.0069888 | 0.0071134 | 0.007235 | 0.0073589 | 0.0074802 | 0.0075911 | 0.0076836 | 0.0077697 | 0.0078538 | 0.0079374 | 0.008024 | 0.008112
SDG&E | MW | Commercial | Com - Nusing Home | Service | No | HVAC - Comprehensive Rooftop Unit Quality Maintenance | 1.3091e-06 | 1.2889e-06 | 1.2691e-06 | 1.2495e-06 | 1.2303e-06 | 1.2113e-06 | 1.1927e-06 | 1.1743e-06 | 1.1562e-06 | 1.1384e-06 | 1.1209e-06 | 1.1036e-06
SDG&E | MW | Commercial | Com - Nusing Home | Service | No | Service - HVAC Fault Detection & Diagnositics | 0.0013591 | 0.0013815 | 0.0014035 | 0.0014259 | 0.0014478 | 0.0014677 | 0.0014843 | 0.0014996 | 0.0015146 | 0.0015295 | 0.001545 | 0.0015608
SDG&E | MW | Commercial | Com - Nusing Home | Service | No | Service - Retro-Commissioning (Electric) | 0.0048284 | 0.004754 | 0.0046808 | 0.0046087 | 0.0045377 | 0.0044679 | 0.0043991 | 0.0043313 | 0.0042646 | 0.0041989 | 0.0041343 | 0.0040706
SDG&E | MW | Commercial | Com - Nusing Home | WholeBlg | No | HVAC - Energy Management System | 0.00014915 | 0.00015162 | 0.00015403 | 0.00015649 | 0.00015889 | 0.00016108 | 0.0001629 | 0.00016458 | 0.00016623 | 0.00016786 | 0.00016956 | 0.00017129
SDG&E | MW | Commercial | Com - Nusing Home | WholeBlg | No | WholeBlg - Com RET Level 1 | 2.9356 | 2.8904 | 2.8459 | 2.802 | 2.7589 | 2.7164 | 2.6746 | 2.6334 | 2.5928 | 2.5529 | 2.5136 | 2.4749
SDG&E | MW | Commercial | Com - Nusing Home | WholeBlg | No | WholeBlg - Com RET Level 2 | 17.1851 | 16.9205 | 16.6599 | 16.4033 | 16.1507 | 15.902 | 15.6571 | 15.416 | 15.1786 | 14.9448 | 14.7147 | 14.4881
SDG&E | MW | Commercial | Com - Office (Large) | AppPlug | No | AppPlug - Computer Monitor | 2.017 | 2.0504 | 2.0829 | 2.1162 | 2.1487 | 2.1783 | 2.2029 | 2.2256 | 2.2479 | 2.27 | 2.293 | 2.3164
SDG&E | MW | Commercial | Com - Office (Large) | AppPlug | No | AppPlug - Desktop Computer (Com - Power Management) | 0.92525 | 0.94055 | 0.95548 | 0.97072 | 0.98562 | 0.99923 | 1.0105 | 1.0209 | 1.0311 | 1.0413 | 1.0518 | 1.0626
SDG&E | MW | Commercial | Com - Office (Large) | AppPlug | No | AppPlug - Occupancy Sensor Plug Strip | 1.1641 | 1.1833 | 1.2021 | 1.2213 | 1.24 | 1.2571 | 1.2713 | 1.2845 | 1.2973 | 1.3101 | 1.3233 | 1.3368
SDG&E | MW | Commercial | Com - Office (Large) | BldgEnv | No | BldgEnv - Attic Batt Insulation | 0.77819 | 0.76621 | 0.75441 | 0.74279 | 0.73135 | 0.72009 | 0.709 | 0.69808 | 0.68733 | 0.67675 | 0.66633 | 0.65606
SDG&E | MW | Commercial | Com - Office (Large) | BldgEnv | No | BldgEnv - Wall Spray On Insulation | 6.6808 | 6.5779 | 6.4766 | 6.3769 | 6.2787 | 6.182 | 6.0868 | 5.9931 | 5.9008 | 5.8099 | 5.7204 | 5.6323
SDG&E | MW | Commercial | Com - Office (Large) | BldgEnv | No | BldgEnv - Window Film | 27.0578 | 26.6411 | 26.2308 | 25.8269 | 25.4291 | 25.0375 | 24.6519 | 24.2723 | 23.8985 | 23.5305 | 23.1681 | 22.8113
SDG&E | MW | Commercial | Com - Office (Large) | FoodServ | No | FoodServ - Electric Steamer | 0.097656 | 0.099271 | 0.10085 | 0.10246 | 0.10403 | 0.10546 | 0.10665 | 0.10776 | 0.10883 | 0.10991 | 0.11102 | 0.11215
SDG&E | MW | Commercial | Com - Office (Large) | FoodServ | No | FoodServ - Oven (Electric) | 0.11135 | 0.1132 | 0.11499 | 0.11683 | 0.11862 | 0.12026 | 0.12161 | 0.12287 | 0.1241 | 0.12532 | 0.12659 | 0.12788
SDG&E | MW | Commercial | Com - Office (Large) | HVAC | Yes | HVAC - Advanced Package Rooftop AC (> EER 12) - Emerging | 0 | 14.9067 | 15.0398 | 15.1775 | 15.3118 | 15.4308 | 15.5217 | 15.6033 | 15.6828 | 15.7622 | 15.8471 | 15.935
SDG&E | MW | Commercial | Com - Office (Large) | HVAC | Yes | HVAC - Energy Recovery Ventilation - Emerging | 0.66086 | 0.67179 | 0.68245 | 0.69334 | 0.70398 | 0.7137 | 0.72174 | 0.7292 | 0.7365 | 0.74375 | 0.75128 | 0.75894
SDG&E | MW | Commercial | Com - Office (Large) | HVAC | No | HVAC - Chiller (Centrifugal) | 7.9104 | 7.8531 | 7.7964 | 7.7417 | 7.6876 | 7.632 | 7.5727 | 7.5128 | 7.4537 | 7.3957 | 7.3399 | 7.2856
SDG&E | MW | Commercial | Com - Office (Large) | HVAC | No | HVAC - Chiller (Reciprocating) | 8.0881 | 8.1579 | 8.2258 | 8.2962 | 8.3648 | 8.4254 | 8.4709 | 8.5116 | 8.5511 | 8.5907 | 8.6332 | 8.6774
SDG&E | MW | Commercial | Com - Office (Large) | HVAC | No | HVAC - Demand Controlled Ventilation | 0.092196 | 0.09372 | 0.095208 | 0.096727 | 0.098212 | 0.099568 | 0.10069 | 0.10173 | 0.10275 | 0.10376 | 0.10481 | 0.10588
SDG&E | MW | Commercial | Com - Office (Large) | HVAC | No | HVAC - EER Rated Package Rooftop AC (EER 11) | 5.8172 | 0 | 0 | 0 | 0 | 0 | 0 | 0 | 0 | 0 | 0 | 0
SDG&E | MW | Commercial | Com - Office (Large) | HVAC | No | HVAC - EER Rated Package Rooftop HP (EER 11) | 0.040497 | 0 | 0 | 0 | 0 | 0 | 0 | 0 | 0 | 0 | 0 | 0
SDG&E | MW | Commercial | Com - Office (Large) | HVAC | No | HVAC - Repair Duct System | 5.4806 | 5.3962 | 5.3131 | 5.2313 | 5.1508 | 5.0714 | 4.9933 | 4.9164 | 4.8407 | 4.7662 | 4.6928 | 4.6205
SDG&E | MW | Commercial | Com - Office (Large) | HVAC | No | HVAC - SEER Rated Package Rooftop AC (Recharge) | 7.4299 | 7.3155 | 7.2028 | 7.0919 | 6.9827 | 6.8752 | 6.7693 | 6.665 | 6.5624 | 6.4613 | 6.3618 | 6.2638
SDG&E | MW | Commercial | Com - Office (Large) | HVAC | No | HVAC - SEER Rated Package Rooftop AC (SEER 14) | 9.5933 | 9.7742 | 0 | 0 | 0 | 0 | 0 | 0 | 0 | 0 | 0 | 0
SDG&E | MW | Commercial | Com - Office (Large) | HVAC | No | HVAC - SEER Rated Package Rooftop HP (SEER 15) | 7.322 | 7.4904 | 3.5542 | 3.6318 | 3.7078 | 3.7779 | 3.8375 | 3.8933 | 3.948 | 4.0022 | 4.058 | 4.1145
SDG&E | MW | Commercial | Com - Office (Large) | HVAC | No | HVAC - SEER Rated Split System AC (SEER 14) | 3.7645 | 3.822 | 3.878 | 0 | 0 | 0 | 0 | 0 | 0 | 0 | 0 | 0
SDG&E | MW | Commercial | Com - Office (Large) | HVAC | No | HVAC - SEER Rated Split System HP (SEER 15) | 4.2907 | 4.3754 | 2.0698 | 2.1089 | 2.1471 | 2.1822 | 2.2117 | 2.2393 | 2.2662 | 2.293 | 2.3206 | 2.3486
SDG&E | MW | Commercial | Com - Office (Large) | Lighting | Yes | Lighting - LED Fixture (Replacing T8) - Emerging | 30.3679 | 31.4407 | 32.5196 | 33.7756 | 34.892 | 35.9802 | 36.8449 | 37.69 | 38.5361 | 39.389 | 40.266 | 40.9975
SDG&E | MW | Commercial | Com - Office (Large) | Lighting | Yes | Lighting - LED Lamp (Basic High - Indoor) - Emerging | 1.3241 | 1.3695 | 1.4122 | 1.4496 | 1.487 | 0.19586 | 0.19966 | 0.20292 | 0.20615 | 0.20897 | 0.21188 | 0.21485
SDG&E | MW | Commercial | Com - Office (Large) | Lighting | Yes | Lighting - LED Lamp (Basic Low - Indoor) - Emerging | 1.7879 | 1.8518 | 1.9116 | 1.9639 | 2.0161 | 0.31477 | 0.32107 | 0.32646 | 0.33181 | 0.33719 | 0.34198 | 0.34686
SDG&E | MW | Commercial | Com - Office (Large) | Lighting | Yes | Lighting - LED Plug-In Indoor Fixture - Emerging | 4.518 | 4.658 | 4.783 | 4.88 | 4.9919 | 0.28896 | 0.29347 | 0.29871 | 0.30252 | 0.3068 | 0.31074 | 0.31525
SDG&E | MW | Commercial | Com - Office (Large) | Lighting | No | Lighting - Cold Cathode Lamp | 0.03411 | 0.034674 | 0.035224 | 0.035786 | 0.036335 | 0 | 0 | 0 | 0 | 0 | 0 | 0
SDG&E | MW | Commercial | Com - Office (Large) | Lighting | No | Lighting - Compact Fluorescent Fixture (Indoor) | 11.0221 | 11.1977 | 11.369 | 11.544 | 11.715 | 0 | 0 | 0 | 0 | 0 | 0 | 0
SDG&E | MW | Commercial | Com - Office (Large) | Lighting | No | Lighting - Exit Fixture (LED) | 0.6918 | 0.68115 | 0.67066 | 0.66033 | 0.65016 | 0.64015 | 0.63029 | 0.62058 | 0.61103 | 0.60162 | 0.59235 | 0.58323
SDG&E | MW | Commercial | Com - Office (Large) | Lighting | No | Lighting - Halogen Lamp (A-Line) | 0.017974 | 0.018272 | 0.018562 | 0.018858 | 0.019147 | 0 | 0 | 0 | 0 | 0 | 0 | 0
SDG&E | MW | Commercial | Com - Office (Large) | Lighting | No | Lighting - High Bay HID to T5 | 0.43887 | 0.44606 | 0.45309 | 0.46026 | 0.46726 | 0.47366 | 0.47895 | 0.48386 | 0.48865 | 0.49342 | 0.49837 | 0.50341
SDG&E | MW | Commercial | Com - Office (Large) | Lighting | No | Lighting - Induction Fixture (Indoor) | 1.7188 | 1.7473 | 1.775 | 1.8033 | 1.831 | 1.8563 | 1.8772 | 1.8966 | 1.9156 | 1.9344 | 1.954 | 1.9739
SDG&E | MW | Commercial | Com - Office (Large) | Lighting | No | Lighting - Induction Fixture (Outdoor) | 0.69912 | 0.71068 | 0.72196 | 0.73348 | 0.74474 | 0.75502 | 0.76353 | 0.77142 | 0.77914 | 0.78681 | 0.79477 | 0.80288
SDG&E | MW | Commercial | Com - Office (Large) | Lighting | No | Lighting - Linear Fluorescent Delamping | 0.077464 | 0.076271 | 0.056322 | 0.03697 | 0.0182 | 0 | 0 | 0 | 0 | 0 | 0 | 0
SDG&E | MW | Commercial | Com - Office (Large) | Lighting | No | Lighting - Low Bay HID to T5 | 0.13082 | 0.13297 | 0.13506 | 0.1372 | 0.13929 | 0.14119 | 0.14277 | 0.14423 | 0.14566 | 0.14708 | 0.14856 | 0.15006
SDG&E | MW | Commercial | Com - Office (Large) | Lighting | No | Lighting - Occupancy Sensor | 1.9388 | 1.9712 | 2.0029 | 2.0352 | 2.0668 | 2.0956 | 2.1196 | 2.1417 | 2.1634 | 2.185 | 2.2074 | 2.2301
SDG&E | MW | Commercial | Com - Office (Large) | Lighting | No | Lighting - Plug-In Fixture (Linear Fluorescent) | 4.1316 | 4.1993 | 4.2655 | 4.3329 | 4.3989 | 0 | 0 | 0 | 0 | 0 | 0 | 0
SDG&E | MW | Commercial | Com - Office (Large) | Lighting | No | Lighting - Plug-In Fixture (MH Directional) | 0.28784 | 0.29255 | 0.29716 | 0.30186 | 0.30646 | 0.31065 | 0.31412 | 0.31734 | 0.32049 | 0.32361 | 0.32686 | 0.33017
SDG&E | MW | Commercial | Com - Office (Large) | Lighting | No | Lighting - Plug-In Fixture (PSMH with Electronic Ballast) | 2.2228 | 2.2592 | 2.2948 | 2.3311 | 2.3666 | 2.399 | 2.4258 | 2.4506 | 2.4749 | 2.4991 | 2.5241 | 2.5497
SDG&E | MW | Commercial | Com - Office (Large) | ProcHeat | No | ProcHeat - Boiler Draft Fan | 0.30096 | 0.30594 | 0.3108 | 0.31575 | 0.3206 | 0.32503 | 0.32869 | 0.33209 | 0.33541 | 0.33871 | 0.34214 | 0.34563
SDG&E | MW | Commercial | Com - Office (Large) | SHW | No | SHW - EF Rated Instantaneous Water Heater (Electric) | 0.0079095 | 0.0080411 | 0.0081696 | 0.0083008 | 0.008429 | 0.0085461 | 0.008643 | 0.008733 | 0.008821 | 0.0089084 | 0.0089992 | 0.0090915
SDG&E | MW | Commercial | Com - Office (Large) | Service | No | HVAC - Comprehensive Rooftop Unit Quality Maintenance | 8.3081e-06 | 8.1801e-06 | 8.0541e-06 | 7.9301e-06 | 7.808e-06 | 7.6877e-06 | 7.5693e-06 | 7.4528e-06 | 7.338e-06 | 7.225e-06 | 7.1137e-06 | 7.0042e-06
SDG&E | MW | Commercial | Com - Office (Large) | Service | No | Service - HVAC Fault Detection & Diagnositics | 0.0086253 | 0.0087679 | 0.0089071 | 0.0090493 | 0.0091881 | 0.009315 | 0.0094199 | 0.0095173 | 0.0096125 | 0.0097072 | 0.0098054 | 0.0099054
SDG&E | MW | Commercial | Com - Office (Large) | Service | No | Service - Retro-Commissioning (Electric) | 0.030643 | 0.030171 | 0.029706 | 0.029249 | 0.028799 | 0.028355 | 0.027918 | 0.027488 | 0.027065 | 0.026648 | 0.026238 | 0.025834
SDG&E | MW | Commercial | Com - Office (Large) | WholeBlg | No | HVAC - Energy Management System | 0.0009466 | 0.00096225 | 0.00097753 | 0.00099313 | 0.0010084 | 0.0010223 | 0.0010338 | 0.0010445 | 0.0010549 | 0.0010653 | 0.0010761 | 0.0010871
SDG&E | MW | Commercial | Com - Office (Large) | WholeBlg | No | WholeBlg - Com RET Level 1 | 20.2642 | 19.9522 | 19.6449 | 19.3424 | 19.0445 | 18.7512 | 18.4624 | 18.1781 | 17.8982 | 17.6225 | 17.3512 | 17.0839
SDG&E | MW | Commercial | Com - Office (Large) | WholeBlg | No | WholeBlg - Com RET Level 2 | 123.147 | 121.2506 | 119.3833 | 117.5448 | 115.7346 | 113.9523 | 112.1974 | 110.4696 | 108.7684 | 107.0933 | 105.4441 | 103.8203
SDG&E | MW | Commercial | Com - Office (Small) | AppPlug | No | AppPlug - Computer Monitor | 0.94914 | 0.96483 | 0.98015 | 0.99579 | 1.0111 | 1.025 | 1.0366 | 1.0473 | 1.0578 | 1.0682 | 1.079 | 1.09
SDG&E | MW | Commercial | Com - Office (Small) | AppPlug | No | AppPlug - Desktop Computer (Com - Power Management) | 0.43538 | 0.44258 | 0.44961 | 0.45678 | 0.46379 | 0.4702 | 0.47549 | 0.48041 | 0.48522 | 0.48999 | 0.49495 | 0.5
SDG&E | MW | Commercial | Com - Office (Small) | AppPlug | No | AppPlug - Occupancy Sensor Plug Strip | 0.54776 | 0.55682 | 0.56566 | 0.57469 | 0.58351 | 0.59156 | 0.59823 | 0.60441 | 0.61046 | 0.61647 | 0.62271 | 0.62906
SDG&E | MW | Commercial | Com - Office (Small) | BldgEnv | No | BldgEnv - Attic Batt Insulation | 0.18309 | 0.18027 | 0.1775 | 0.17476 | 0.17207 | 0.16942 | 0.16681 | 0.16424 | 0.16172 | 0.15922 | 0.15677 | 0.15436
SDG&E | MW | Commercial | Com - Office (Small) | BldgEnv | No | BldgEnv - Wall Spray On Insulation | 3.1437 | 3.0953 | 3.0476 | 3.0007 | 2.9545 | 2.909 | 2.8642 | 2.8201 | 2.7767 | 2.7339 | 2.6918 | 2.6503
SDG&E | MW | Commercial | Com - Office (Small) | BldgEnv | No | BldgEnv - Window Film | 8.7278 | 8.5934 | 8.4611 | 8.3308 | 8.2025 | 8.0762 | 7.9518 | 7.8293 | 7.7088 | 7.5901 | 7.4732 | 7.3581
SDG&E | MW | Commercial | Com - Office (Small) | HVAC | Yes | HVAC - Advanced Package Rooftop AC (> EER 12) - Emerging | 0 | 7.8712 | 7.9584 | 8.0481 | 8.1356 | 8.2142 | 8.2765 | 8.3333 | 8.3887 | 8.444 | 8.5022 | 8.562
SDG&E | MW | Commercial | Com - Office (Small) | HVAC | Yes | HVAC - Energy Recovery Ventilation - Emerging | 0.5535 | 0.56265 | 0.57158 | 0.5807 | 0.58961 | 0.59775 | 0.60449 | 0.61074 | 0.61685 | 0.62292 | 0.62923 | 0.63564
SDG&E | MW | Commercial | Com - Office (Small) | HVAC | No | HVAC - Chiller (Centrifugal) | 5.6489 | 5.6048 | 5.5611 | 5.5189 | 5.4772 | 5.4345 | 5.3895 | 5.3442 | 5.2995 | 5.2556 | 5.2132 | 5.1719
SDG&E | MW | Commercial | Com - Office (Small) | HVAC | No | HVAC - Chiller (Reciprocating) | 5.3585 | 5.3913 | 5.4232 | 5.4566 | 5.4892 | 5.517 | 5.5361 | 5.5524 | 5.5682 | 5.5841 | 5.6019 | 5.6207
SDG&E | MW | Commercial | Com - Office (Small) | HVAC | No | HVAC - Demand Controlled Ventilation | 0.10593 | 0.10768 | 0.10939 | 0.11114 | 0.11284 | 0.1144 | 0.11569 | 0.11689 | 0.11806 | 0.11922 | 0.12043 | 0.12165
SDG&E | MW | Commercial | Com - Office (Small) | HVAC | No | HVAC - Direct Evaporative Cooler | 1.4648 | 1.489 | 1.5127 | 1.5368 | 1.5604 | 1.5819 | 1.5998 | 1.6163 | 1.6325 | 1.6485 | 1.6652 | 1.6822
SDG&E | MW | Commercial | Com - Office (Small) | HVAC | No | HVAC - EER Rated Package Rooftop AC (EER 11) | 3.4342 | 0 | 0 | 0 | 0 | 0 | 0 | 0 | 0 | 0 | 0 | 0
SDG&E | MW | Commercial | Com - Office (Small) | HVAC | No | HVAC - Repair Duct System | 3.4956 | 3.4417 | 3.3887 | 3.3366 | 3.2852 | 3.2346 | 3.1848 | 3.1357 | 3.0874 | 3.0399 | 2.9931 | 2.947
SDG&E | MW | Commercial | Com - Office (Small) | HVAC | No | HVAC - SEER Rated Package Rooftop AC (Recharge) | 4.4636 | 4.3948 | 4.3272 | 4.2605 | 4.1949 | 4.1303 | 4.0667 | 4.0041 | 3.9424 | 3.8817 | 3.8219 | 3.7631
SDG&E | MW | Commercial | Com - Office (Small) | HVAC | No | HVAC - SEER Rated Package Rooftop AC (SEER 14) | 6.0046 | 6.1154 | 0 | 0 | 0 | 0 | 0 | 0 | 0 | 0 | 0 | 0
SDG&E | MW | Commercial | Com - Office (Small) | HVAC | No | HVAC - SEER Rated Package Rooftop HP (SEER 15) | 4.1311 | 4.2284 | 2.0074 | 2.0522 | 2.0961 | 2.1366 | 2.1711 | 2.2034 | 2.2351 | 2.2665 | 2.2988 | 2.3315
SDG&E | MW | Commercial | Com - Office (Small) | HVAC | No | HVAC - SEER Rated Split System AC (SEER 14) | 2.0042 | 2.0371 | 2.0693 | 0 | 0 | 0 | 0 | 0 | 0 | 0 | 0 | 0
SDG&E | MW | Commercial | Com - Office (Small) | HVAC | No | HVAC - SEER Rated Split System HP (SEER 15) | 2.4049 | 2.4529 | 1.1606 | 1.1827 | 1.2044 | 1.2243 | 1.241 | 1.2566 | 1.2719 | 1.2871 | 1.3028 | 1.3187
SDG&E | MW | Commercial | Com - Office (Small) | Lighting | Yes | Lighting - LED Fixture (Replacing T8) - Emerging | 13.6922 | 14.1767 | 14.664 | 15.2312 | 15.7355 | 16.227 | 16.6177 | 16.9995 | 17.3817 | 17.7671 | 18.1633 | 18.494
SDG&E | MW | Commercial | Com - Office (Small) | Lighting | Yes | Lighting - LED Lamp (Basic High - Indoor) - Emerging | 0.66214 | 0.68519 | 0.70682 | 0.72588 | 0.74492 | 0.098152 | 0.10009 | 0.10176 | 0.10341 | 0.10486 | 0.10635 | 0.10787
SDG&E | MW | Commercial | Com - Office (Small) | Lighting | Yes | Lighting - LED Lamp (Basic Low - Indoor) - Emerging | 0.89407 | 0.92647 | 0.95682 | 0.9834 | 1.01 | 0.15774 | 0.16096 | 0.16371 | 0.16645 | 0.16919 | 0.17165 | 0.17415
SDG&E | MW | Commercial | Com - Office (Small) | Lighting | Yes | Lighting - LED Plug-In Indoor Fixture - Emerging | 2.2594 | 2.3305 | 2.3941 | 2.4437 | 2.5007 | 0.14481 | 0.14712 | 0.1498 | 0.15175 | 0.15395 | 0.15597 | 0.15828
SDG&E | MW | Commercial | Com - Office (Small) | Lighting | No | Lighting - Cold Cathode Lamp | 0.021522 | 0.021878 | 0.022225 | 0.02258 | 0.022927 | 0 | 0 | 0 | 0 | 0 | 0 | 0
SDG&E | MW | Commercial | Com - Office (Small) | Lighting | No | Lighting - Compact Fluorescent Fixture (Indoor) | 5.5118 | 5.6023 | 5.6905 | 5.7806 | 5.8687 | 0 | 0 | 0 | 0 | 0 | 0 | 0
SDG&E | MW | Commercial | Com - Office (Small) | Lighting | No | Lighting - Exit Fixture (LED) | 0.32569 | 0.32067 | 0.31573 | 0.31087 | 0.30608 | 0.30137 | 0.29673 | 0.29216 | 0.28766 | 0.28323 | 0.27887 | 0.27457
SDG&E | MW | Commercial | Com - Office (Small) | Lighting | No | Lighting - Halogen Lamp (A-Line) | 0.0084581 | 0.0085979 | 0.0087344 | 0.0088738 | 0.00901 | 0 | 0 | 0 | 0 | 0 | 0 | 0
SDG&E | MW | Commercial | Com - Office (Small) | Lighting | No | Lighting - High Bay HID to T5 | 0.19788 | 0.20113 | 0.20431 | 0.20755 | 0.21072 | 0.21362 | 0.21601 | 0.21824 | 0.22041 | 0.22257 | 0.22481 | 0.22709
SDG&E | MW | Commercial | Com - Office (Small) | Lighting | No | Lighting - Induction Fixture (Indoor) | 0.79001 | 0.80307 | 0.81582 | 0.82884 | 0.84156 | 0.85318 | 0.86279 | 0.87171 | 0.88043 | 0.8891 | 0.8981 | 0.90726
SDG&E | MW | Commercial | Com - Office (Small) | Lighting | No | Lighting - Induction Fixture (Outdoor) | 0.32898 | 0.33442 | 0.33973 | 0.34515 | 0.35044 | 0.35528 | 0.35928 | 0.363 | 0.36663 | 0.37024 | 0.37399 | 0.3778
SDG&E | MW | Commercial | Com - Office (Small) | Lighting | No | Lighting - Linear Fluorescent Delamping | 0.035261 | 0.034718 | 0.025637 | 0.016828 | 0.0082846 | 0 | 0 | 0 | 0 | 0 | 0 | 0
SDG&E | MW | Commercial | Com - Office (Small) | Lighting | No | Lighting - Low Bay HID to T5 | 0.058984 | 0.059955 | 0.060902 | 0.061869 | 0.062814 | 0.063677 | 0.064391 | 0.065053 | 0.065701 | 0.066344 | 0.067012 | 0.067692
SDG&E | MW | Commercial | Com - Office (Small) | Lighting | No | Lighting - Occupancy Sensor | 1.3956 | 1.4183 | 1.4405 | 1.4632 | 1.4853 | 1.5055 | 1.5222 | 1.5377 | 1.5528 | 1.5679 | 1.5835 | 1.5994
SDG&E | MW | Commercial | Com - Office (Small) | Lighting | No | Lighting - Plug-In Fixture (Linear Fluorescent) | 2.0674 | 2.1015 | 2.1347 | 2.1686 | 2.2017 | 0 | 0 | 0 | 0 | 0 | 0 | 0
SDG&E | MW | Commercial | Com - Office (Small) | Lighting | No | Lighting - Plug-In Fixture (MH Directional) | 0.14403 | 0.1464 | 0.14872 | 0.15108 | 0.15338 | 0.15549 | 0.15723 | 0.15885 | 0.16043 | 0.162 | 0.16363 | 0.1653
SDG&E | MW | Commercial | Com - Office (Small) | Lighting | No | Lighting - Plug-In Fixture (PSMH with Electronic Ballast) | 1.1123 | 1.1306 | 1.1484 | 1.1667 | 1.1845 | 1.2008 | 1.2142 | 1.2267 | 1.2389 | 1.251 | 1.2636 | 1.2765
SDG&E | MW | Commercial | Com - Office (Small) | ProcHeat | No | ProcHeat - Boiler Draft Fan | 0.34435 | 0.35004 | 0.3556 | 0.36127 | 0.36682 | 0.37188 | 0.37607 | 0.37996 | 0.38376 | 0.38754 | 0.39146 | 0.39545
SDG&E | MW | Commercial | Com - Office (Small) | SHW | No | SHW - EF Rated Instantaneous Water Heater (Electric) | 0.021074 | 0.021421 | 0.021759 | 0.022105 | 0.022443 | 0.022752 | 0.023007 | 0.023244 | 0.023476 | 0.023706 | 0.023945 | 0.024188
SDG&E | MW | Commercial | Com - Office (Small) | Service | No | HVAC - Comprehensive Rooftop Unit Quality Maintenance | 3.9094e-06 | 3.8492e-06 | 3.7899e-06 | 3.7316e-06 | 3.6741e-06 | 3.6175e-06 | 3.5618e-06 | 3.507e-06 | 3.453e-06 | 3.3998e-06 | 3.3474e-06 | 3.2959e-06
SDG&E | MW | Commercial | Com - Office (Small) | Service | No | Service - HVAC Fault Detection & Diagnositics | 0.0040587 | 0.0041258 | 0.0041913 | 0.0042582 | 0.0043236 | 0.0043832 | 0.0044326 | 0.0044785 | 0.0045233 | 0.0045678 | 0.004614 | 0.0046611
SDG&E | MW | Commercial | Com - Office (Small) | Service | No | Service - Retro-Commissioning (Electric) | 0.014419 | 0.014197 | 0.013979 | 0.013763 | 0.013551 | 0.013343 | 0.013137 | 0.012935 | 0.012736 | 0.01254 | 0.012346 | 0.012156
SDG&E | MW | Commercial | Com - Office (Small) | WholeBlg | No | HVAC - Energy Management System | 0.00044543 | 0.0004528 | 0.00045999 | 0.00046732 | 0.0004745 | 0.00048105 | 0.00048647 | 0.0004915 | 0.00049641 | 0.0005013 | 0.00050638 | 0.00051154
SDG&E | MW | Commercial | Com - Office (Small) | WholeBlg | No | WholeBlg - Com RET Level 1 | 10.4788 | 10.3174 | 10.1585 | 10.0021 | 9.8481 | 9.6964 | 9.5471 | 9.4001 | 9.2553 | 9.1128 | 8.9724 | 8.8343
SDG&E | MW | Commercial | Com - Office (Small) | WholeBlg | No | WholeBlg - Com RET Level 2 | 64.9442 | 63.9441 | 62.9593 | 61.9898 | 61.0351 | 60.0952 | 59.1697 | 58.2585 | 57.3613 | 56.4779 | 55.6082 | 54.7518
SDG&E | MW | Commercial | Com - Restaurant (Fast Food) | AppPlug | No | AppPlug - Computer Monitor | 0.13636 | 0.13861 | 0.14082 | 0.14306 | 0.14526 | 0.14726 | 0.14892 | 0.15046 | 0.15197 | 0.15346 | 0.15502 | 0.1566
SDG&E | MW | Commercial | Com - Restaurant (Fast Food) | AppPlug | No | AppPlug - Desktop Computer (Com - Power Management) | 0.06255 | 0.063585 | 0.064594 | 0.065625 | 0.066632 | 0.067552 | 0.068313 | 0.069019 | 0.06971 | 0.070396 | 0.071109 | 0.071834
SDG&E | MW | Commercial | Com - Restaurant (Fast Food) | AppPlug | No | AppPlug - Occupancy Sensor Plug Strip | 0.078696 | 0.079997 | 0.081267 | 0.082564 | 0.083831 | 0.084988 | 0.085946 | 0.086834 | 0.087703 | 0.088566 | 0.089463 | 0.090375
SDG&E | MW | Commercial | Com - Restaurant (Fast Food) | BldgEnv | No | BldgEnv - Wall Spray On Insulation | 0.45165 | 0.44469 | 0.43785 | 0.4311 | 0.42446 | 0.41793 | 0.41149 | 0.40515 | 0.39892 | 0.39277 | 0.38672 | 0.38077
SDG&E | MW | Commercial | Com - Restaurant (Fast Food) | BldgEnv | No | BldgEnv - Window Film | 1.2714 | 1.2519 | 1.2326 | 1.2136 | 1.1949 | 1.1765 | 1.1584 | 1.1405 | 1.123 | 1.1057 | 1.0887 | 1.0719
SDG&E | MW | Commercial | Com - Restaurant (Fast Food) | ComRefrig | No | ComRefrig - Strip Curtain for Walk In Refrigerator | 0.32192 | 0.31696 | 0.31208 | 0.30728 | 0.30254 | 0.29789 | 0.2933 | 0.28878 | 0.28433 | 0.27996 | 0.27564 | 0.2714
SDG&E | MW | Commercial | Com - Restaurant (Fast Food) | FoodServ | No | FoodServ - Electric Griddle | 0.00079129 | 0.00080437 | 0.00081715 | 0.00083018 | 0.00084292 | 0.00085456 | 0.00086419 | 0.00087312 | 0.00088186 | 0.00089054 | 0.00089955 | 0.00090873
SDG&E | MW | Commercial | Com - Restaurant (Fast Food) | FoodServ | No | FoodServ - Electric Steamer | 0.31689 | 0.32213 | 0.32725 | 0.33247 | 0.33757 | 0.34223 | 0.34609 | 0.34967 | 0.35316 | 0.35664 | 0.36025 | 0.36392
SDG&E | MW | Commercial | Com - Restaurant (Fast Food) | FoodServ | No | FoodServ - Fryer (Electric) | 0.020585 | 0.020926 | 0.021258 | 0.021597 | 0.021928 | 0.022231 | 0.022482 | 0.022714 | 0.022941 | 0.023167 | 0.023402 | 0.02364
SDG&E | MW | Commercial | Com - Restaurant (Fast Food) | FoodServ | No | FoodServ - Grill to Order Cabinet | 0.28041 | 0.28504 | 0.28957 | 0.29419 | 0.2987 | 0.30283 | 0.30624 | 0.3094 | 0.3125 | 0.31558 | 0.31877 | 0.32202
SDG&E | MW | Commercial | Com - Restaurant (Fast Food) | FoodServ | No | FoodServ - Oven (Electric) | 0.084313 | 0.085708 | 0.087068 | 0.088457 | 0.089815 | 0.091055 | 0.092081 | 0.093033 | 0.093964 | 0.094889 | 0.095849 | 0.096827
SDG&E | MW | Commercial | Com - Restaurant (Fast Food) | HVAC | Yes | HVAC - Advanced Package Rooftop AC (> EER 12) - Emerging | 0 | 1.7988 | 1.8129 | 1.8276 | 1.842 | 1.8545 | 1.8639 | 1.8722 | 1.8803 | 1.8884 | 1.8971 | 1.9062
SDG&E | MW | Commercial | Com - Restaurant (Fast Food) | HVAC | No | HVAC - Direct Evaporative Cooler | 0.35531 | 0.36119 | 0.36692 | 0.37278 | 0.3785 | 0.38372 | 0.38805 | 0.39206 | 0.39598 | 0.39988 | 0.40393 | 0.40804
SDG&E | MW | Commercial | Com - Restaurant (Fast Food) | HVAC | No | HVAC - EER Rated Package Rooftop HP (EER 11) | 0.16004 | 0 | 0 | 0 | 0 | 0 | 0 | 0 | 0 | 0 | 0 | 0
SDG&E | MW | Commercial | Com - Restaurant (Fast Food) | HVAC | No | HVAC - Repair Duct System | 0.91236 | 0.89831 | 0.88448 | 0.87086 | 0.85744 | 0.84424 | 0.83124 | 0.81844 | 0.80583 | 0.79342 | 0.78121 | 0.76917
SDG&E | MW | Commercial | Com - Restaurant (Fast Food) | HVAC | No | HVAC - SEER Rated Package Rooftop AC (Recharge) | 0.88691 | 0.87325 | 0.85981 | 0.84656 | 0.83353 | 0.82069 | 0.80805 | 0.79561 | 0.78336 | 0.77129 | 0.75941 | 0.74772
SDG&E | MW | Commercial | Com - Restaurant (Fast Food) | HVAC | No | HVAC - SEER Rated Package Rooftop AC (SEER 14) | 1.0421 | 1.066 | 0 | 0 | 0 | 0 | 0 | 0 | 0 | 0 | 0 | 0
SDG&E | MW | Commercial | Com - Restaurant (Fast Food) | HVAC | No | HVAC - SEER Rated Package Rooftop HP (SEER 15) | 1.0837 | 1.1063 | 0.52392 | 0.53436 | 0.54457 | 0.55397 | 0.5619 | 0.56931 | 0.57657 | 0.58377 | 0.59119 | 0.59872
SDG&E | MW | Commercial | Com - Restaurant (Fast Food) | HVAC | No | HVAC - SEER Rated Split System AC (SEER 14) | 0.44753 | 0.45694 | 0.46613 | 0 | 0 | 0 | 0 | 0 | 0 | 0 | 0 | 0
SDG&E | MW | Commercial | Com - Restaurant (Fast Food) | HVAC | No | HVAC - SEER Rated Split System HP (SEER 15) | 0.64473 | 0.65617 | 0.30984 | 0.31512 | 0.32029 | 0.32503 | 0.32897 | 0.33263 | 0.33622 | 0.33978 | 0.34347 | 0.34723
SDG&E | MW | Commercial | Com - Restaurant (Fast Food) | Lighting | Yes | Lighting - LED Fixture (Replacing T8) - Emerging | 1.5723 | 1.6298 | 1.6876 | 1.7547 | 1.8146 | 1.873 | 1.9197 | 1.9653 | 2.011 | 2.057 | 2.1044 | 2.1442
SDG&E | MW | Commercial | Com - Restaurant (Fast Food) | Lighting | Yes | Lighting - LED Lamp (Basic High - Indoor) - Emerging | 1.263 | 1.3079 | 1.3501 | 1.3874 | 1.4246 | 0.18782 | 0.19163 | 0.19491 | 0.19817 | 0.20102 | 0.20397 | 0.20698
SDG&E | MW | Commercial | Com - Restaurant (Fast Food) | Lighting | Yes | Lighting - LED Lamp (Basic Low - Indoor) - Emerging | 4.9747 | 5.1585 | 5.331 | 5.4827 | 5.6344 | 0.88049 | 0.89889 | 0.91469 | 0.9304 | 0.94617 | 0.96032 | 0.97472
SDG&E | MW | Commercial | Com - Restaurant (Fast Food) | Lighting | Yes | Lighting - LED Plug-In Indoor Fixture - Emerging | 0.37395 | 0.38599 | 0.39679 | 0.40527 | 0.41498 | 0.024045 | 0.02444 | 0.024896 | 0.025233 | 0.025609 | 0.025957 | 0.026352
SDG&E | MW | Commercial | Com - Restaurant (Fast Food) | Lighting | No | Lighting - Cold Cathode Lamp | 0.0041554 | 0.0042241 | 0.0042912 | 0.0043596 | 0.0044265 | 0 | 0 | 0 | 0 | 0 | 0 | 0
SDG&E | MW | Commercial | Com - Restaurant (Fast Food) | Lighting | No | Lighting - Compact Fluorescent Fixture (Indoor) | 0.8591 | 0.87381 | 0.88816 | 0.90281 | 0.91713 | 0 | 0 | 0 | 0 | 0 | 0 | 0
SDG&E | MW | Commercial | Com - Restaurant (Fast Food) | Lighting | No | Lighting - Exit Fixture (LED) | 0.042099 | 0.041451 | 0.040812 | 0.040184 | 0.039565 | 0.038956 | 0.038356 | 0.037765 | 0.037183 | 0.036611 | 0.036047 | 0.035492
SDG&E | MW | Commercial | Com - Restaurant (Fast Food) | Lighting | No | Lighting - Halogen Lamp (A-Line) | 0.0012151 | 0.0012352 | 0.0012549 | 0.0012749 | 0.0012944 | 0 | 0 | 0 | 0 | 0 | 0 | 0
SDG&E | MW | Commercial | Com - Restaurant (Fast Food) | Lighting | No | Lighting - High Bay HID to T5 | 0.038429 | 0.039106 | 0.039767 | 0.040441 | 0.041099 | 0.041702 | 0.042204 | 0.042671 | 0.043127 | 0.043581 | 0.044051 | 0.044528
SDG&E | MW | Commercial | Com - Restaurant (Fast Food) | Lighting | No | Lighting - Induction Fixture (Indoor) | 0.10899 | 0.1108 | 0.11256 | 0.11435 | 0.11611 | 0.11771 | 0.11904 | 0.12027 | 0.12147 | 0.12267 | 0.12391 | 0.12517
SDG&E | MW | Commercial | Com - Restaurant (Fast Food) | Lighting | No | Lighting - Induction Fixture (Outdoor) | 0.047263 | 0.048045 | 0.048808 | 0.049586 | 0.050347 | 0.051042 | 0.051617 | 0.052151 | 0.052673 | 0.053191 | 0.05373 | 0.054278
SDG&E | MW | Commercial | Com - Restaurant (Fast Food) | Lighting | No | Lighting - Linear Fluorescent Delamping | 0.015084 | 0.014852 | 0.010967 | 0.0071989 | 0.003544 | 0 | 0 | 0 | 0 | 0 | 0 | 0
SDG&E | MW | Commercial | Com - Restaurant (Fast Food) | Lighting | No | Lighting - Low Bay HID to T5 | 0.00052219 | 0.00053139 | 0.00054036 | 0.00054952 | 0.00055847 | 0.00056667 | 0.00057348 | 0.00057983 | 0.00058603 | 0.00059219 | 0.00059858 | 0.00060507
SDG&E | MW | Commercial | Com - Restaurant (Fast Food) | Lighting | No | Lighting - Occupancy Sensor | 0.12831 | 0.13041 | 0.13246 | 0.13456 | 0.13661 | 0.13848 | 0.14003 | 0.14146 | 0.14286 | 0.14426 | 0.14571 | 0.14718
SDG&E | MW | Commercial | Com - Restaurant (Fast Food) | Lighting | No | Lighting - Plug-In Fixture (Linear Fluorescent) | 0.34746 | 0.35358 | 0.35955 | 0.36564 | 0.3716 | 0 | 0 | 0 | 0 | 0 | 0 | 0
SDG&E | MW | Commercial | Com - Restaurant (Fast Food) | Lighting | No | Lighting - Plug-In Fixture (MH Directional) | 0.024206 | 0.024633 | 0.025049 | 0.025473 | 0.025888 | 0.026268 | 0.026584 | 0.026878 | 0.027166 | 0.027451 | 0.027747 | 0.028048
SDG&E | MW | Commercial | Com - Restaurant (Fast Food) | Lighting | No | Lighting - Plug-In Fixture (PSMH with Electronic Ballast) | 0.18693 | 0.19022 | 0.19344 | 0.19671 | 0.19992 | 0.20285 | 0.20529 | 0.20756 | 0.20978 | 0.21199 | 0.21427 | 0.2166
SDG&E | MW | Commercial | Com - Restaurant (Fast Food) | SHW | No | SHW - EF Rated Instantaneous Water Heater (Electric) | 0.015502 | 0.015754 | 0.016001 | 0.016253 | 0.016499 | 0.016724 | 0.01691 | 0.017082 | 0.01725 | 0.017418 | 0.017591 | 0.017768
SDG&E | MW | Commercial | Com - Restaurant (Fast Food) | Service | No | HVAC - Comprehensive Rooftop Unit Quality Maintenance | 5.6166e-07 | 5.5301e-07 | 5.4449e-07 | 5.3611e-07 | 5.2785e-07 | 5.1972e-07 | 5.1172e-07 | 5.0384e-07 | 4.9608e-07 | 4.8844e-07 | 4.8092e-07 | 4.7351e-07
SDG&E | MW | Commercial | Com - Restaurant (Fast Food) | Service | No | Service - HVAC Fault Detection & Diagnositics | 0.00058311 | 0.00059275 | 0.00060216 | 0.00061177 | 0.00062115 | 0.00062973 | 0.00063682 | 0.00064341 | 0.00064985 | 0.00065624 | 0.00066289 | 0.00066965
SDG&E | MW | Commercial | Com - Restaurant (Fast Food) | Service | No | Service - Retro-Commissioning (Electric) | 0.0020716 | 0.0020397 | 0.0020083 | 0.0019773 | 0.0019469 | 0.0019169 | 0.0018874 | 0.0018583 | 0.0018297 | 0.0018015 | 0.0017738 | 0.0017465
SDG&E | MW | Commercial | Com - Restaurant (Fast Food) | WholeBlg | No | HVAC - Energy Management System | 6.3994e-05 | 6.5052e-05 | 6.6085e-05 | 6.7139e-05 | 6.817e-05 | 6.9111e-05 | 6.9889e-05 | 7.0612e-05 | 7.1319e-05 | 7.2021e-05 | 7.275e-05 | 7.3491e-05
SDG&E | MW | Commercial | Com - Restaurant (Fast Food) | WholeBlg | No | WholeBlg - Com RET Level 1 | 2.613 | 2.5728 | 2.5331 | 2.4941 | 2.4557 | 2.4179 | 2.3807 | 2.344 | 2.3079 | 2.2724 | 2.2374 | 2.2029
SDG&E | MW | Commercial | Com - Restaurant (Fast Food) | WholeBlg | No | WholeBlg - Com RET Level 2 | 15.2808 | 15.0455 | 14.8138 | 14.5856 | 14.361 | 14.1399 | 13.9221 | 13.7077 | 13.4966 | 13.2888 | 13.0841 | 12.8826
SDG&E | MW | Commercial | Com - Restaurant (Sit Down) | AppPlug | No | AppPlug - Computer Monitor | 0.13636 | 0.13861 | 0.14082 | 0.14306 | 0.14526 | 0.14726 | 0.14892 | 0.15046 | 0.15197 | 0.15346 | 0.15502 | 0.1566
SDG&E | MW | Commercial | Com - Restaurant (Sit Down) | AppPlug | No | AppPlug - Desktop Computer (Com - Power Management) | 0.06255 | 0.063585 | 0.064594 | 0.065625 | 0.066632 | 0.067552 | 0.068313 | 0.069019 | 0.06971 | 0.070396 | 0.071109 | 0.071834
SDG&E | MW | Commercial | Com - Restaurant (Sit Down) | AppPlug | No | AppPlug - Occupancy Sensor Plug Strip | 0.078696 | 0.079997 | 0.081267 | 0.082564 | 0.083831 | 0.084988 | 0.085946 | 0.086834 | 0.087703 | 0.088566 | 0.089463 | 0.090375
SDG&E | MW | Commercial | Com - Restaurant (Sit Down) | BldgEnv | No | BldgEnv - Wall Spray On Insulation | 0.45165 | 0.44469 | 0.43785 | 0.4311 | 0.42446 | 0.41793 | 0.41149 | 0.40515 | 0.39892 | 0.39277 | 0.38672 | 0.38077
SDG&E | MW | Commercial | Com - Restaurant (Sit Down) | BldgEnv | No | BldgEnv - Window Film | 1.6856 | 1.6597 | 1.6341 | 1.609 | 1.5842 | 1.5598 | 1.5358 | 1.5121 | 1.4888 | 1.4659 | 1.4433 | 1.4211
SDG&E | MW | Commercial | Com - Restaurant (Sit Down) | ComRefrig | No | ComRefrig - Refrigerated Case Night Cover (Low Temp) | 0.14314 | 0.14093 | 0.13876 | 0.13662 | 0.13452 | 0.13245 | 0.13041 | 0.1284 | 0.12642 | 0.12448 | 0.12256 | 0.12067
SDG&E | MW | Commercial | Com - Restaurant (Sit Down) | ComRefrig | No | ComRefrig - Strip Curtain for Walk In Refrigerator | 0.32192 | 0.31696 | 0.31208 | 0.30728 | 0.30254 | 0.29789 | 0.2933 | 0.28878 | 0.28433 | 0.27996 | 0.27564 | 0.2714
SDG&E | MW | Commercial | Com - Restaurant (Sit Down) | FoodServ | No | FoodServ - Electric Griddle | 0.00079129 | 0.00080437 | 0.00081715 | 0.00083018 | 0.00084292 | 0.00085456 | 0.00086419 | 0.00087312 | 0.00088186 | 0.00089054 | 0.00089955 | 0.00090873
SDG&E | MW | Commercial | Com - Restaurant (Sit Down) | FoodServ | No | FoodServ - Electric Steamer | 0.31689 | 0.32213 | 0.32725 | 0.33247 | 0.33757 | 0.34223 | 0.34609 | 0.34967 | 0.35316 | 0.35664 | 0.36025 | 0.36392
SDG&E | MW | Commercial | Com - Restaurant (Sit Down) | FoodServ | No | FoodServ - Fryer (Electric) | 0.020585 | 0.020926 | 0.021258 | 0.021597 | 0.021928 | 0.022231 | 0.022482 | 0.022714 | 0.022941 | 0.023167 | 0.023402 | 0.02364
SDG&E | MW | Commercial | Com - Restaurant (Sit Down) | FoodServ | No | FoodServ - Oven (Electric) | 0.084313 | 0.085708 | 0.087068 | 0.088457 | 0.089815 | 0.091055 | 0.092081 | 0.093033 | 0.093964 | 0.094889 | 0.095849 | 0.096827
SDG&E | MW | Commercial | Com - Restaurant (Sit Down) | HVAC | Yes | HVAC - Advanced Package Rooftop AC (> EER 12) - Emerging | 0 | 1.483 | 1.491 | 1.4995 | 1.5077 | 1.5146 | 1.5193 | 1.5231 | 1.5269 | 1.5306 | 1.5349 | 1.5395
SDG&E | MW | Commercial | Com - Restaurant (Sit Down) | HVAC | No | HVAC - Direct Evaporative Cooler | 0.23451 | 0.23839 | 0.24218 | 0.24604 | 0.24982 | 0.25327 | 0.25612 | 0.25877 | 0.26136 | 0.26393 | 0.2666 | 0.26932
SDG&E | MW | Commercial | Com - Restaurant (Sit Down) | HVAC | No | HVAC - EER Rated Package Rooftop AC (EER 11) | 0.59096 | 0 | 0 | 0 | 0 | 0 | 0 | 0 | 0 | 0 | 0 | 0
SDG&E | MW | Commercial | Com - Restaurant (Sit Down) | HVAC | No | HVAC - EER Rated Package Rooftop HP (EER 11) | 0.0038502 | 0 | 0 | 0 | 0 | 0 | 0 | 0 | 0 | 0 | 0 | 0
SDG&E | MW | Commercial | Com - Restaurant (Sit Down) | HVAC | No | HVAC - Repair Duct System | 0.5664 | 0.55768 | 0.54909 | 0.54064 | 0.53231 | 0.52411 | 0.51604 | 0.50809 | 0.50027 | 0.49257 | 0.48498 | 0.47751
SDG&E | MW | Commercial | Com - Restaurant (Sit Down) | HVAC | No | HVAC - SEER Rated Package Rooftop AC (Recharge) | 0.71031 | 0.69937 | 0.6886 | 0.678 | 0.66755 | 0.65727 | 0.64715 | 0.63719 | 0.62737 | 0.61771 | 0.6082 | 0.59883
SDG&E | MW | Commercial | Com - Restaurant (Sit Down) | HVAC | No | HVAC - SEER Rated Package Rooftop AC (SEER 14) | 0.7383 | 0.75871 | 0 | 0 | 0 | 0 | 0 | 0 | 0 | 0 | 0 | 0
SDG&E | MW | Commercial | Com - Restaurant (Sit Down) | HVAC | No | HVAC - SEER Rated Package Rooftop HP (SEER 15) | 0.79709 | 0.81166 | 0.38345 | 0.39018 | 0.39675 | 0.40278 | 0.40782 | 0.41251 | 0.4171 | 0.42165 | 0.42637 | 0.43115
SDG&E | MW | Commercial | Com - Restaurant (Sit Down) | HVAC | No | HVAC - SEER Rated Split System AC (SEER 14) | 0.28813 | 0.29633 | 0.30434 | 0 | 0 | 0 | 0 | 0 | 0 | 0 | 0 | 0
SDG&E | MW | Commercial | Com - Restaurant (Sit Down) | HVAC | No | HVAC - SEER Rated Split System HP (SEER 15) | 0.43141 | 0.43883 | 0.20711 | 0.21054 | 0.21389 | 0.21696 | 0.21951 | 0.22188 | 0.22419 | 0.2265 | 0.22888 | 0.23131
SDG&E | MW | Commercial | Com - Restaurant (Sit Down) | Lighting | Yes | Lighting - LED Fixture (Replacing T8) - Emerging | 1.5305 | 1.5878 | 1.6454 | 1.712 | 1.7717 | 1.8299 | 1.8765 | 1.9222 | 1.9678 | 2.0139 | 2.0612 | 2.1012
SDG&E | MW | Commercial | Com - Restaurant (Sit Down) | Lighting | Yes | Lighting - LED Lamp (Basic High - Indoor) - Emerging | 1.2522 | 1.2958 | 1.3366 | 1.3726 | 1.4086 | 0.18559 | 0.18926 | 0.1924 | 0.19553 | 0.19825 | 0.20107 | 0.20394
SDG&E | MW | Commercial | Com - Restaurant (Sit Down) | Lighting | Yes | Lighting - LED Lamp (Basic Low - Indoor) - Emerging | 4.9321 | 5.1106 | 5.2779 | 5.4244 | 5.5709 | 0.87006 | 0.88777 | 0.90293 | 0.918 | 0.93313 | 0.94665 | 0.96043
SDG&E | MW | Commercial | Com - Restaurant (Sit Down) | Lighting | Yes | Lighting - LED Plug-In Indoor Fixture - Emerging | 0.37075 | 0.38241 | 0.39284 | 0.40097 | 0.41031 | 0.02376 | 0.024138 | 0.024576 | 0.024897 | 0.025256 | 0.025588 | 0.025966
SDG&E | MW | Commercial | Com - Restaurant (Sit Down) | Lighting | No | Lighting - Cold Cathode Lamp | 0.0041769 | 0.004246 | 0.0043134 | 0.0043822 | 0.0044494 | 0 | 0 | 0 | 0 | 0 | 0 | 0
SDG&E | MW | Commercial | Com - Restaurant (Sit Down) | Lighting | No | Lighting - Compact Fluorescent Fixture (Indoor) | 0.85175 | 0.8657 | 0.87931 | 0.89321 | 0.90679 | 0 | 0 | 0 | 0 | 0 | 0 | 0
SDG&E | MW | Commercial | Com - Restaurant (Sit Down) | Lighting | No | Lighting - Exit Fixture (LED) | 0.043819 | 0.043145 | 0.04248 | 0.041826 | 0.041182 | 0.040548 | 0.039923 | 0.039308 | 0.038703 | 0.038107 | 0.03752 | 0.036942
SDG&E | MW | Commercial | Com - Restaurant (Sit Down) | Lighting | No | Lighting - Halogen Lamp (A-Line) | 0.0012151 | 0.0012352 | 0.0012549 | 0.0012749 | 0.0012944 | 0 | 0 | 0 | 0 | 0 | 0 | 0
SDG&E | MW | Commercial | Com - Restaurant (Sit Down) | Lighting | No | Lighting - High Bay HID to T5 | 0.037409 | 0.038098 | 0.038771 | 0.039457 | 0.040127 | 0.040742 | 0.041255 | 0.041734 | 0.042202 | 0.042667 | 0.043148 | 0.043636
SDG&E | MW | Commercial | Com - Restaurant (Sit Down) | Lighting | No | Lighting - Induction Fixture (Indoor) | 0.1108 | 0.11263 | 0.11442 | 0.11624 | 0.11803 | 0.11966 | 0.121 | 0.12225 | 0.12348 | 0.12469 | 0.12596 | 0.12724
SDG&E | MW | Commercial | Com - Restaurant (Sit Down) | Lighting | No | Lighting - Induction Fixture (Outdoor) | 0.047263 | 0.048045 | 0.048808 | 0.049586 | 0.050347 | 0.051042 | 0.051617 | 0.052151 | 0.052673 | 0.053191 | 0.05373 | 0.054278
SDG&E | MW | Commercial | Com - Restaurant (Sit Down) | Lighting | No | Lighting - Linear Fluorescent Delamping | 0.01513 | 0.014897 | 0.011 | 0.0072207 | 0.0035547 | 0 | 0 | 0 | 0 | 0 | 0 | 0
SDG&E | MW | Commercial | Com - Restaurant (Sit Down) | Lighting | No | Lighting - Low Bay HID to T5 | 0.00050832 | 0.00051769 | 0.00052683 | 0.00053615 | 0.00054526 | 0.00055361 | 0.00056059 | 0.00056709 | 0.00057345 | 0.00057977 | 0.00058631 | 0.00059294
SDG&E | MW | Commercial | Com - Restaurant (Sit Down) | Lighting | No | Lighting - Occupancy Sensor | 0.12909 | 0.13123 | 0.13332 | 0.13545 | 0.13754 | 0.13944 | 0.14102 | 0.14248 | 0.14391 | 0.14533 | 0.1468 | 0.14831
SDG&E | MW | Commercial | Com - Restaurant (Sit Down) | Lighting | No | Lighting - Plug-In Fixture (Linear Fluorescent) | 0.34032 | 0.34659 | 0.35272 | 0.35896 | 0.36505 | 0 | 0 | 0 | 0 | 0 | 0 | 0
SDG&E | MW | Commercial | Com - Restaurant (Sit Down) | Lighting | No | Lighting - Plug-In Fixture (MH Directional) | 0.023709 | 0.024146 | 0.024573 | 0.025007 | 0.025432 | 0.025822 | 0.026147 | 0.02645 | 0.026747 | 0.027042 | 0.027347 | 0.027656
SDG&E | MW | Commercial | Com - Restaurant (Sit Down) | Lighting | No | Lighting - Plug-In Fixture (PSMH with Electronic Ballast) | 0.18309 | 0.18646 | 0.18976 | 0.19311 | 0.1964 | 0.1994 | 0.20192 | 0.20426 | 0.20655 | 0.20883 | 0.21118 | 0.21357
SDG&E | MW | Commercial | Com - Restaurant (Sit Down) | SHW | No | SHW - EF Rated Instantaneous Water Heater (Electric) | 0.0053129 | 0.0054012 | 0.0054874 | 0.0055753 | 0.0056613 | 0.0057398 | 0.0058049 | 0.0058652 | 0.0059242 | 0.0059828 | 0.0060437 | 0.0061056
SDG&E | MW | Commercial | Com - Restaurant (Sit Down) | Service | No | HVAC - Comprehensive Rooftop Unit Quality Maintenance | 5.6166e-07 | 5.5301e-07 | 5.4449e-07 | 5.3611e-07 | 5.2785e-07 | 5.1972e-07 | 5.1172e-07 | 5.0384e-07 | 4.9608e-07 | 4.8844e-07 | 4.8092e-07 | 4.7351e-07
SDG&E | MW | Commercial | Com - Restaurant (Sit Down) | Service | No | Service - HVAC Fault Detection & Diagnositics | 0.00058311 | 0.00059275 | 0.00060216 | 0.00061177 | 0.00062115 | 0.00062973 | 0.00063682 | 0.00064341 | 0.00064985 | 0.00065624 | 0.00066289 | 0.00066965
SDG&E | MW | Commercial | Com - Restaurant (Sit Down) | Service | No | Service - Retro-Commissioning (Electric) | 0.0020716 | 0.0020397 | 0.0020083 | 0.0019773 | 0.0019469 | 0.0019169 | 0.0018874 | 0.0018583 | 0.0018297 | 0.0018015 | 0.0017738 | 0.0017465
SDG&E | MW | Commercial | Com - Restaurant (Sit Down) | WholeBlg | No | HVAC - Energy Management System | 6.3994e-05 | 6.5052e-05 | 6.6085e-05 | 6.7139e-05 | 6.817e-05 | 6.9111e-05 | 6.9889e-05 | 7.0612e-05 | 7.1319e-05 | 7.2021e-05 | 7.275e-05 | 7.3491e-05
SDG&E | MW | Commercial | Com - Restaurant (Sit Down) | WholeBlg | No | WholeBlg - Com RET Level 1 | 2.4151 | 2.3779 | 2.3413 | 2.3052 | 2.2697 | 2.2348 | 2.2003 | 2.1665 | 2.1331 | 2.1002 | 2.0679 | 2.0361
SDG&E | MW | Commercial | Com - Restaurant (Sit Down) | WholeBlg | No | WholeBlg - Com RET Level 2 | 13.8013 | 13.5888 | 13.3795 | 13.1735 | 12.9706 | 12.7708 | 12.5742 | 12.3805 | 12.1899 | 12.0021 | 11.8173 | 11.6353
SDG&E | MW | Commercial | Com - Retail (Large Multi Level) | AppPlug | No | AppPlug - Computer Monitor | 0.61962 | 0.62987 | 0.63987 | 0.65007 | 0.66005 | 0.66916 | 0.6767 | 0.6837 | 0.69054 | 0.69734 | 0.7044 | 0.71158
SDG&E | MW | Commercial | Com - Retail (Large Multi Level) | AppPlug | No | AppPlug - Desktop Computer (Com - Power Management) | 0.28423 | 0.28893 | 0.29352 | 0.2982 | 0.30278 | 0.30696 | 0.31041 | 0.31362 | 0.31676 | 0.31988 | 0.32312 | 0.32641
SDG&E | MW | Commercial | Com - Retail (Large Multi Level) | AppPlug | No | AppPlug - Occupancy Sensor Plug Strip | 0.35759 | 0.36351 | 0.36928 | 0.37517 | 0.38093 | 0.38619 | 0.39054 | 0.39457 | 0.39852 | 0.40245 | 0.40652 | 0.41066
SDG&E | MW | Commercial | Com - Retail (Large Multi Level) | BldgEnv | No | BldgEnv - Wall Spray On Insulation | 2.0523 | 2.0207 | 1.9896 | 1.9589 | 1.9288 | 1.8991 | 1.8698 | 1.841 | 1.8127 | 1.7848 | 1.7573 | 1.7302
SDG&E | MW | Commercial | Com - Retail (Large Multi Level) | BldgEnv | No | BldgEnv - Window Film | 2.6352 | 2.5947 | 2.5547 | 2.5154 | 2.4766 | 2.4385 | 2.4009 | 2.364 | 2.3276 | 2.2917 | 2.2564 | 2.2217
SDG&E | MW | Commercial | Com - Retail (Large Multi Level) | FoodServ | No | FoodServ - Electric Steamer | 0.021 | 0.021347 | 0.021686 | 0.022032 | 0.02237 | 0.022679 | 0.022934 | 0.023171 | 0.023403 | 0.023633 | 0.023873 | 0.024116
SDG&E | MW | Commercial | Com - Retail (Large Multi Level) | FoodServ | No | FoodServ - Oven (Electric) | 0.24629 | 0.25036 | 0.25434 | 0.2584 | 0.26236 | 0.26598 | 0.26898 | 0.27176 | 0.27448 | 0.27718 | 0.27999 | 0.28284
SDG&E | MW | Commercial | Com - Retail (Large Multi Level) | HVAC | Yes | HVAC - Advanced Package Rooftop AC (> EER 12) - Emerging | 0 | 2.8059 | 2.8342 | 2.8633 | 2.8917 | 2.9171 | 2.9369 | 2.9549 | 2.9724 | 2.9898 | 3.0083 | 3.0274
SDG&E | MW | Commercial | Com - Retail (Large Multi Level) | HVAC | No | HVAC - Chiller (Centrifugal) | 1.501 | 1.4862 | 1.4716 | 1.4573 | 1.4432 | 1.4291 | 1.4146 | 1.4001 | 1.3858 | 1.3718 | 1.3581 | 1.3448
SDG&E | MW | Commercial | Com - Retail (Large Multi Level) | HVAC | No | HVAC - Chiller (Reciprocating) | 1.972 | 1.9903 | 2.0081 | 2.0265 | 2.0445 | 2.0604 | 2.0725 | 2.0835 | 2.0941 | 2.1047 | 2.1161 | 2.1278
SDG&E | MW | Commercial | Com - Retail (Large Multi Level) | HVAC | No | HVAC - EER Rated Package Rooftop AC (EER 11) | 1.3712 | 0 | 0 | 0 | 0 | 0 | 0 | 0 | 0 | 0 | 0 | 0
SDG&E | MW | Commercial | Com - Retail (Large Multi Level) | HVAC | No | HVAC - Repair Duct System | 0.98568 | 0.9705 | 0.95555 | 0.94084 | 0.92635 | 0.91208 | 0.89804 | 0.88421 | 0.87059 | 0.85718 | 0.84398 | 0.83098
SDG&E | MW | Commercial | Com - Retail (Large Multi Level) | HVAC | No | HVAC - SEER Rated Package Rooftop AC (Recharge) | 1.3141 | 1.2939 | 1.274 | 1.2543 | 1.235 | 1.216 | 1.1973 | 1.1788 | 1.1607 | 1.1428 | 1.1252 | 1.1079
SDG&E | MW | Commercial | Com - Retail (Large Multi Level) | HVAC | No | HVAC - SEER Rated Package Rooftop AC (SEER 14) | 1.4886 | 1.5168 | 0 | 0 | 0 | 0 | 0 | 0 | 0 | 0 | 0 | 0
SDG&E | MW | Commercial | Com - Retail (Large Multi Level) | HVAC | No | HVAC - SEER Rated Package Rooftop HP (SEER 15) | 1.5416 | 1.5748 | 0.74626 | 0.7616 | 0.7766 | 0.79042 | 0.80211 | 0.81305 | 0.82376 | 0.83439 | 0.84534 | 0.85644
SDG&E | MW | Commercial | Com - Retail (Large Multi Level) | HVAC | No | HVAC - SEER Rated Split System AC (SEER 14) | 0.65199 | 0.66244 | 0.67263 | 0 | 0 | 0 | 0 | 0 | 0 | 0 | 0 | 0
SDG&E | MW | Commercial | Com - Retail (Large Multi Level) | HVAC | No | HVAC - SEER Rated Split System HP (SEER 15) | 0.87672 | 0.89251 | 0.42154 | 0.42883 | 0.43597 | 0.4425 | 0.44795 | 0.45302 | 0.45798 | 0.46291 | 0.46801 | 0.47319
SDG&E | MW | Commercial | Com - Retail (Large Multi Level) | Lighting | Yes | Lighting - LED Fixture (Replacing T8) - Emerging | 8.9171 | 9.2384 | 9.5616 | 9.9371 | 10.2717 | 10.5979 | 10.8579 | 11.112 | 11.3665 | 11.623 | 11.8868 | 12.1078
SDG&E | MW | Commercial | Com - Retail (Large Multi Level) | Lighting | Yes | Lighting - LED Lamp (Basic High - Indoor) - Emerging | 0.76354 | 0.7897 | 0.81421 | 0.83574 | 0.85725 | 0.1129 | 0.11509 | 0.11696 | 0.11882 | 0.12044 | 0.12211 | 0.12381
SDG&E | MW | Commercial | Com - Retail (Large Multi Level) | Lighting | Yes | Lighting - LED Lamp (Basic Low - Indoor) - Emerging | 2.4927 | 2.5816 | 2.6648 | 2.7375 | 2.8101 | 0.4387 | 0.44747 | 0.45495 | 0.46239 | 0.46986 | 0.47651 | 0.48329
SDG&E | MW | Commercial | Com - Retail (Large Multi Level) | Lighting | Yes | Lighting - LED Plug-In Indoor Fixture - Emerging | 1.3542 | 1.396 | 1.4334 | 1.4623 | 1.4957 | 0.086578 | 0.087925 | 0.089489 | 0.090625 | 0.091904 | 0.093081 | 0.094425
SDG&E | MW | Commercial | Com - Retail (Large Multi Level) | Lighting | No | Lighting - Cold Cathode Lamp | 0.014114 | 0.014348 | 0.014576 | 0.014808 | 0.015035 | 0 | 0 | 0 | 0 | 0 | 0 | 0
SDG&E | MW | Commercial | Com - Retail (Large Multi Level) | Lighting | No | Lighting - Compact Fluorescent Fixture (Indoor) | 3.111 | 3.1603 | 3.2084 | 3.2576 | 3.3056 | 0 | 0 | 0 | 0 | 0 | 0 | 0
SDG&E | MW | Commercial | Com - Retail (Large Multi Level) | Lighting | No | Lighting - Exit Fixture (LED) | 0.20515 | 0.20199 | 0.19888 | 0.19582 | 0.19281 | 0.18984 | 0.18691 | 0.18403 | 0.1812 | 0.17841 | 0.17566 | 0.17296
SDG&E | MW | Commercial | Com - Retail (Large Multi Level) | Lighting | No | Lighting - Halogen Lamp (A-Line) | 0.0055216 | 0.0056129 | 0.005702 | 0.005793 | 0.0058819 | 0 | 0 | 0 | 0 | 0 | 0 | 0
SDG&E | MW | Commercial | Com - Retail (Large Multi Level) | Lighting | No | Lighting - High Bay HID to T5 | 0.85427 | 0.86887 | 0.88312 | 0.89765 | 0.91186 | 0.92486 | 0.93564 | 0.94566 | 0.95546 | 0.9652 | 0.97529 | 0.98556
SDG&E | MW | Commercial | Com - Retail (Large Multi Level) | Lighting | No | Lighting - Induction Fixture (Indoor) | 0.52392 | 0.53259 | 0.54104 | 0.54968 | 0.55811 | 0.56582 | 0.57219 | 0.57811 | 0.58389 | 0.58964 | 0.59561 | 0.60168
SDG&E | MW | Commercial | Com - Retail (Large Multi Level) | Lighting | No | Lighting - Induction Fixture (Outdoor) | 0.21476 | 0.21832 | 0.22178 | 0.22532 | 0.22878 | 0.23194 | 0.23455 | 0.23697 | 0.23935 | 0.2417 | 0.24415 | 0.24664
SDG&E | MW | Commercial | Com - Retail (Large Multi Level) | Lighting | No | Lighting - Linear Fluorescent Delamping | 0.022898 | 0.022546 | 0.016649 | 0.010928 | 0.00538 | 0 | 0 | 0 | 0 | 0 | 0 | 0
SDG&E | MW | Commercial | Com - Retail (Large Multi Level) | Lighting | No | Lighting - Low Bay HID to T5 | 0.19838 | 0.20177 | 0.20508 | 0.20846 | 0.21176 | 0.21478 | 0.21728 | 0.21961 | 0.22188 | 0.22414 | 0.22649 | 0.22887
SDG&E | MW | Commercial | Com - Retail (Large Multi Level) | Lighting | No | Lighting - Occupancy Sensor | 0.054094 | 0.0552 | 0.056282 | 0.057382 | 0.058458 | 0.059447 | 0.060281 | 0.06106 | 0.061823 | 0.06258 | 0.063361 | 0.064153
SDG&E | MW | Commercial | Com - Retail (Large Multi Level) | Lighting | No | Lighting - Plug-In Fixture (Linear Fluorescent) | 1.2166 | 1.2373 | 1.2576 | 1.2783 | 1.2984 | 0 | 0 | 0 | 0 | 0 | 0 | 0
SDG&E | MW | Commercial | Com - Retail (Large Multi Level) | Lighting | No | Lighting - Plug-In Fixture (MH Directional) | 0.084757 | 0.086202 | 0.087612 | 0.089052 | 0.090458 | 0.091745 | 0.092812 | 0.093804 | 0.094773 | 0.095737 | 0.096736 | 0.097752
SDG&E | MW | Commercial | Com - Retail (Large Multi Level) | Lighting | No | Lighting - Plug-In Fixture (PSMH with Electronic Ballast) | 0.65452 | 0.66568 | 0.67657 | 0.68769 | 0.69855 | 0.70849 | 0.71673 | 0.72438 | 0.73187 | 0.73931 | 0.74703 | 0.75488
SDG&E | MW | Commercial | Com - Retail (Large Multi Level) | ProcHeat | No | ProcHeat - Boiler Draft Fan | 0.074843 | 0.07608 | 0.077288 | 0.078521 | 0.079726 | 0.080827 | 0.081738 | 0.082583 | 0.083409 | 0.08423 | 0.085083 | 0.08595
SDG&E | MW | Commercial | Com - Retail (Large Multi Level) | SHW | No | SHW - EF Rated Instantaneous Water Heater (Electric) | 0.0023616 | 0.0024012 | 0.0024398 | 0.0024792 | 0.0025177 | 0.0025529 | 0.002582 | 0.0026091 | 0.0026356 | 0.0026619 | 0.0026892 | 0.0027169
SDG&E | MW | Commercial | Com - Retail (Large Multi Level) | Service | No | HVAC - Comprehensive Rooftop Unit Quality Maintenance | 2.5522e-06 | 2.5129e-06 | 2.4742e-06 | 2.4361e-06 | 2.3986e-06 | 2.3616e-06 | 2.3252e-06 | 2.2894e-06 | 2.2542e-06 | 2.2195e-06 | 2.1853e-06 | 2.1516e-06
SDG&E | MW | Commercial | Com - Retail (Large Multi Level) | Service | No | Service - HVAC Fault Detection & Diagnositics | 0.0026496 | 0.0026934 | 0.0027362 | 0.0027799 | 0.0028225 | 0.0028615 | 0.0028937 | 0.0029236 | 0.0029529 | 0.002982 | 0.0030122 | 0.0030429
SDG&E | MW | Commercial | Com - Retail (Large Multi Level) | Service | No | Service - Retro-Commissioning (Electric) | 0.0094133 | 0.0092683 | 0.0091256 | 0.0089851 | 0.0088467 | 0.0087105 | 0.0085763 | 0.0084442 | 0.0083142 | 0.0081862 | 0.0080601 | 0.007936
SDG&E | MW | Commercial | Com - Retail (Large Multi Level) | WholeBlg | No | HVAC - Energy Management System | 0.00029079 | 0.0002956 | 0.00030029 | 0.00030508 | 0.00030976 | 0.00031404 | 0.00031758 | 0.00032086 | 0.00032407 | 0.00032726 | 0.00033057 | 0.00033395
SDG&E | MW | Commercial | Com - Retail (Large Multi Level) | WholeBlg | No | WholeBlg - Com RET Level 1 | 3.9114 | 3.8511 | 3.7918 | 3.7334 | 3.6759 | 3.6193 | 3.5636 | 3.5087 | 3.4547 | 3.4015 | 3.3491 | 3.2975
SDG&E | MW | Commercial | Com - Retail (Large Multi Level) | WholeBlg | No | WholeBlg - Com RET Level 2 | 26.6482 | 26.2378 | 25.8338 | 25.4359 | 25.0442 | 24.6585 | 24.2788 | 23.9049 | 23.5368 | 23.1743 | 22.8174 | 22.466
SDG&E | MW | Commercial | Com - Retail (Large Single Level) | AppPlug | No | AppPlug - Computer Monitor | 0.61962 | 0.62987 | 0.63987 | 0.65007 | 0.66005 | 0.66916 | 0.6767 | 0.6837 | 0.69054 | 0.69734 | 0.7044 | 0.71158
SDG&E | MW | Commercial | Com - Retail (Large Single Level) | AppPlug | No | AppPlug - Desktop Computer (Com - Power Management) | 0.28423 | 0.28893 | 0.29352 | 0.2982 | 0.30278 | 0.30696 | 0.31041 | 0.31362 | 0.31676 | 0.31988 | 0.32312 | 0.32641
SDG&E | MW | Commercial | Com - Retail (Large Single Level) | AppPlug | No | AppPlug - Occupancy Sensor Plug Strip | 0.35759 | 0.36351 | 0.36928 | 0.37517 | 0.38093 | 0.38619 | 0.39054 | 0.39457 | 0.39852 | 0.40245 | 0.40652 | 0.41066
SDG&E | MW | Commercial | Com - Retail (Large Single Level) | BldgEnv | No | BldgEnv - Attic Batt Insulation | 0.099607 | 0.098073 | 0.096562 | 0.095075 | 0.093611 | 0.092169 | 0.09075 | 0.089353 | 0.087976 | 0.086622 | 0.085288 | 0.083974
SDG&E | MW | Commercial | Com - Retail (Large Single Level) | BldgEnv | No | BldgEnv - Wall Spray On Insulation | 2.0523 | 2.0207 | 1.9896 | 1.9589 | 1.9288 | 1.8991 | 1.8698 | 1.841 | 1.8127 | 1.7848 | 1.7573 | 1.7302
SDG&E | MW | Commercial | Com - Retail (Large Single Level) | BldgEnv | No | BldgEnv - Window Film | 2.6352 | 2.5947 | 2.5547 | 2.5154 | 2.4766 | 2.4385 | 2.4009 | 2.364 | 2.3276 | 2.2917 | 2.2564 | 2.2217
SDG&E | MW | Commercial | Com - Retail (Large Single Level) | FoodServ | No | FoodServ - Electric Steamer | 0.021 | 0.021347 | 0.021686 | 0.022032 | 0.02237 | 0.022679 | 0.022934 | 0.023171 | 0.023403 | 0.023633 | 0.023873 | 0.024116
SDG&E | MW | Commercial | Com - Retail (Large Single Level) | FoodServ | No | FoodServ - Oven (Electric) | 0.24629 | 0.25036 | 0.25434 | 0.2584 | 0.26236 | 0.26598 | 0.26898 | 0.27176 | 0.27448 | 0.27718 | 0.27999 | 0.28284
SDG&E | MW | Commercial | Com - Retail (Large Single Level) | HVAC | Yes | HVAC - Advanced Package Rooftop AC (> EER 12) - Emerging | 0 | 3.2109 | 3.2334 | 3.2569 | 3.2797 | 3.2997 | 3.314 | 3.3266 | 3.3389 | 3.3511 | 3.3645 | 3.3786
SDG&E | MW | Commercial | Com - Retail (Large Single Level) | HVAC | No | HVAC - Direct Evaporative Cooler | 0.56427 | 0.5736 | 0.58271 | 0.59201 | 0.60109 | 0.60939 | 0.61626 | 0.62263 | 0.62886 | 0.63505 | 0.64148 | 0.64802
SDG&E | MW | Commercial | Com - Retail (Large Single Level) | HVAC | No | HVAC - EER Rated Package Rooftop HP (EER 11) | 0.27126 | 0 | 0 | 0 | 0 | 0 | 0 | 0 | 0 | 0 | 0 | 0
SDG&E | MW | Commercial | Com - Retail (Large Single Level) | HVAC | No | HVAC - Repair Duct System | 1.8636 | 1.8349 | 1.8067 | 1.7788 | 1.7515 | 1.7245 | 1.6979 | 1.6718 | 1.646 | 1.6207 | 1.5957 | 1.5711
SDG&E | MW | Commercial | Com - Retail (Large Single Level) | HVAC | No | HVAC - SEER Rated Package Rooftop AC (Recharge) | 1.8536 | 1.8251 | 1.797 | 1.7693 | 1.7421 | 1.7152 | 1.6888 | 1.6628 | 1.6372 | 1.612 | 1.5872 | 1.5627
SDG&E | MW | Commercial | Com - Retail (Large Single Level) | HVAC | No | HVAC - SEER Rated Package Rooftop AC (SEER 14) | 1.7238 | 1.7525 | 0 | 0 | 0 | 0 | 0 | 0 | 0 | 0 | 0 | 0
SDG&E | MW | Commercial | Com - Retail (Large Single Level) | HVAC | No | HVAC - SEER Rated Package Rooftop HP (SEER 15) | 1.8148 | 1.8508 | 0.87561 | 0.89223 | 0.90848 | 0.92341 | 0.93596 | 0.94768 | 0.95914 | 0.97052 | 0.98228 | 0.9942
SDG&E | MW | Commercial | Com - Retail (Large Single Level) | HVAC | No | HVAC - SEER Rated Split System AC (SEER 14) | 0.73692 | 0.74913 | 0.76104 | 0 | 0 | 0 | 0 | 0 | 0 | 0 | 0 | 0
SDG&E | MW | Commercial | Com - Retail (Large Single Level) | HVAC | No | HVAC - SEER Rated Split System HP (SEER 15) | 1.0438 | 1.0619 | 0.5012 | 0.50955 | 0.5177 | 0.52517 | 0.53137 | 0.53713 | 0.54277 | 0.54837 | 0.55418 | 0.56008
SDG&E | MW | Commercial | Com - Retail (Large Single Level) | Lighting | Yes | Lighting - LED Fixture (Replacing T8) - Emerging | 10.1084 | 10.4761 | 10.8461 | 11.2755 | 11.6585 | 12.032 | 12.3301 | 12.6215 | 12.9133 | 13.2075 | 13.5101 | 13.7639
SDG&E | MW | Commercial | Com - Retail (Large Single Level) | Lighting | Yes | Lighting - LED Lamp (Basic High - Indoor) - Emerging | 0.85058 | 0.88079 | 0.90918 | 0.93427 | 0.95935 | 0.12647 | 0.12904 | 0.13124 | 0.13344 | 0.13536 | 0.13734 | 0.13936
SDG&E | MW | Commercial | Com - Retail (Large Single Level) | Lighting | Yes | Lighting - LED Lamp (Basic Low - Indoor) - Emerging | 2.7769 | 2.8794 | 2.9757 | 3.0603 | 3.1448 | 0.49144 | 0.5017 | 0.51051 | 0.51927 | 0.52807 | 0.53595 | 0.54398
SDG&E | MW | Commercial | Com - Retail (Large Single Level) | Lighting | Yes | Lighting - LED Plug-In Indoor Fixture - Emerging | 1.5085 | 1.557 | 1.6006 | 1.6347 | 1.6739 | 0.096985 | 0.09858 | 0.10042 | 0.10177 | 0.10329 | 0.10469 | 0.10628
SDG&E | MW | Commercial | Com - Retail (Large Single Level) | Lighting | No | Lighting - Cold Cathode Lamp | 0.016637 | 0.016913 | 0.017181 | 0.017455 | 0.017723 | 0 | 0 | 0 | 0 | 0 | 0 | 0
SDG&E | MW | Commercial | Com - Retail (Large Single Level) | Lighting | No | Lighting - Compact Fluorescent Fixture (Indoor) | 3.4656 | 3.5248 | 3.5827 | 3.6417 | 3.6993 | 0 | 0 | 0 | 0 | 0 | 0 | 0
SDG&E | MW | Commercial | Com - Retail (Large Single Level) | Lighting | No | Lighting - Exit Fixture (LED) | 0.20093 | 0.19783 | 0.19479 | 0.19179 | 0.18883 | 0.18593 | 0.18306 | 0.18024 | 0.17747 | 0.17473 | 0.17204 | 0.16939
SDG&E | MW | Commercial | Com - Retail (Large Single Level) | Lighting | No | Lighting - Halogen Lamp (A-Line) | 0.0055216 | 0.0056129 | 0.005702 | 0.005793 | 0.0058819 | 0 | 0 | 0 | 0 | 0 | 0 | 0
SDG&E | MW | Commercial | Com - Retail (Large Single Level) | Lighting | No | Lighting - High Bay HID to T5 | 0.9684 | 0.98528 | 1.0018 | 1.0186 | 1.035 | 1.05 | 1.0625 | 1.0741 | 1.0855 | 1.0968 | 1.1085 | 1.1204
SDG&E | MW | Commercial | Com - Retail (Large Single Level) | Lighting | No | Lighting - Induction Fixture (Indoor) | 0.49527 | 0.50346 | 0.51146 | 0.51962 | 0.52759 | 0.53487 | 0.5409 | 0.54649 | 0.55196 | 0.55739 | 0.56304 | 0.56878
SDG&E | MW | Commercial | Com - Retail (Large Single Level) | Lighting | No | Lighting - Induction Fixture (Outdoor) | 0.21476 | 0.21832 | 0.22178 | 0.22532 | 0.22878 | 0.23194 | 0.23455 | 0.23697 | 0.23935 | 0.2417 | 0.24415 | 0.24664
SDG&E | MW | Commercial | Com - Retail (Large Single Level) | Lighting | No | Lighting - Linear Fluorescent Delamping | 0.025609 | 0.025215 | 0.01862 | 0.012222 | 0.006017 | 0 | 0 | 0 | 0 | 0 | 0 | 0
SDG&E | MW | Commercial | Com - Retail (Large Single Level) | Lighting | No | Lighting - Low Bay HID to T5 | 0.22489 | 0.22881 | 0.23263 | 0.23653 | 0.24035 | 0.24384 | 0.24674 | 0.24944 | 0.25208 | 0.2547 | 0.25742 | 0.26018
SDG&E | MW | Commercial | Com - Retail (Large Single Level) | Lighting | No | Lighting - Occupancy Sensor | 0.040951 | 0.041611 | 0.042256 | 0.042914 | 0.043558 | 0.044145 | 0.04463 | 0.045079 | 0.045518 | 0.045955 | 0.046408 | 0.04687
SDG&E | MW | Commercial | Com - Retail (Large Single Level) | Lighting | No | Lighting - Plug-In Fixture (Linear Fluorescent) | 1.3481 | 1.3715 | 1.3945 | 1.4179 | 1.4407 | 0 | 0 | 0 | 0 | 0 | 0 | 0
SDG&E | MW | Commercial | Com - Retail (Large Single Level) | Lighting | No | Lighting - Plug-In Fixture (MH Directional) | 0.093915 | 0.095551 | 0.097149 | 0.098779 | 0.10037 | 0.10183 | 0.10304 | 0.10417 | 0.10527 | 0.10636 | 0.1075 | 0.10865
SDG&E | MW | Commercial | Com - Retail (Large Single Level) | Lighting | No | Lighting - Plug-In Fixture (PSMH with Electronic Ballast) | 0.72524 | 0.73788 | 0.75022 | 0.7628 | 0.7751 | 0.78636 | 0.79572 | 0.80442 | 0.81293 | 0.82138 | 0.83015 | 0.83906
SDG&E | MW | Commercial | Com - Retail (Large Single Level) | SHW | No | SHW - EF Rated Instantaneous Water Heater (Electric) | 0.0021529 | 0.0021889 | 0.002224 | 0.0022598 | 0.0022948 | 0.0023267 | 0.0023532 | 0.0023778 | 0.0024018 | 0.0024257 | 0.0024505 | 0.0024757
SDG&E | MW | Commercial | Com - Retail (Large Single Level) | Service | No | HVAC - Comprehensive Rooftop Unit Quality Maintenance | 2.5522e-06 | 2.5129e-06 | 2.4742e-06 | 2.4361e-06 | 2.3986e-06 | 2.3616e-06 | 2.3252e-06 | 2.2894e-06 | 2.2542e-06 | 2.2195e-06 | 2.1853e-06 | 2.1516e-06
SDG&E | MW | Commercial | Com - Retail (Large Single Level) | Service | No | Service - HVAC Fault Detection & Diagnositics | 0.0026496 | 0.0026934 | 0.0027362 | 0.0027799 | 0.0028225 | 0.0028615 | 0.0028937 | 0.0029236 | 0.0029529 | 0.002982 | 0.0030122 | 0.0030429
SDG&E | MW | Commercial | Com - Retail (Large Single Level) | Service | No | Service - Retro-Commissioning (Electric) | 0.0094133 | 0.0092683 | 0.0091256 | 0.0089851 | 0.0088467 | 0.0087105 | 0.0085763 | 0.0084442 | 0.0083142 | 0.0081862 | 0.0080601 | 0.007936
SDG&E | MW | Commercial | Com - Retail (Large Single Level) | WholeBlg | No | HVAC - Energy Management System | 0.00029079 | 0.0002956 | 0.00030029 | 0.00030508 | 0.00030976 | 0.00031404 | 0.00031758 | 0.00032086 | 0.00032407 | 0.00032726 | 0.00033057 | 0.00033395
SDG&E | MW | Commercial | Com - Retail (Large Single Level) | WholeBlg | No | WholeBlg - Com RET Level 1 | 3.8039 | 3.7453 | 3.6876 | 3.6309 | 3.5749 | 3.5199 | 3.4657 | 3.4123 | 3.3598 | 3.308 | 3.2571 | 3.2069
SDG&E | MW | Commercial | Com - Retail (Large Single Level) | WholeBlg | No | WholeBlg - Com RET Level 2 | 27.8181 | 27.3897 | 26.9679 | 26.5526 | 26.1437 | 25.7411 | 25.3447 | 24.9544 | 24.5701 | 24.1917 | 23.8191 | 23.4523
SDG&E | MW | Commercial | Com - Retail (Small) | AppPlug | No | AppPlug - Computer Monitor | 0.61962 | 0.62987 | 0.63987 | 0.65007 | 0.66005 | 0.66916 | 0.6767 | 0.6837 | 0.69054 | 0.69734 | 0.7044 | 0.71158
SDG&E | MW | Commercial | Com - Retail (Small) | AppPlug | No | AppPlug - Desktop Computer (Com - Power Management) | 0.28423 | 0.28893 | 0.29352 | 0.2982 | 0.30278 | 0.30696 | 0.31041 | 0.31362 | 0.31676 | 0.31988 | 0.32312 | 0.32641
SDG&E | MW | Commercial | Com - Retail (Small) | AppPlug | No | AppPlug - Occupancy Sensor Plug Strip | 0.35759 | 0.36351 | 0.36928 | 0.37517 | 0.38093 | 0.38619 | 0.39054 | 0.39457 | 0.39852 | 0.40245 | 0.40652 | 0.41066
SDG&E | MW | Commercial | Com - Retail (Small) | BldgEnv | No | BldgEnv - Wall Spray On Insulation | 2.0523 | 2.0207 | 1.9896 | 1.9589 | 1.9288 | 1.8991 | 1.8698 | 1.841 | 1.8127 | 1.7848 | 1.7573 | 1.7302
SDG&E | MW | Commercial | Com - Retail (Small) | BldgEnv | No | BldgEnv - Window Film | 3.0199 | 2.9734 | 2.9276 | 2.8825 | 2.8381 | 2.7944 | 2.7514 | 2.709 | 2.6673 | 2.6262 | 2.5858 | 2.546
SDG&E | MW | Commercial | Com - Retail (Small) | FoodServ | No | FoodServ - Electric Steamer | 0.021 | 0.021347 | 0.021686 | 0.022032 | 0.02237 | 0.022679 | 0.022934 | 0.023171 | 0.023403 | 0.023633 | 0.023873 | 0.024116
SDG&E | MW | Commercial | Com - Retail (Small) | HVAC | Yes | HVAC - Advanced Package Rooftop AC (> EER 12) - Emerging | 0 | 3.5739 | 3.6041 | 3.6354 | 3.6659 | 3.6929 | 3.7132 | 3.7314 | 3.7491 | 3.7668 | 3.7858 | 3.8055
SDG&E | MW | Commercial | Com - Retail (Small) | HVAC | No | HVAC - Direct Evaporative Cooler | 0.61327 | 0.62342 | 0.63331 | 0.64342 | 0.65329 | 0.66231 | 0.66977 | 0.6767 | 0.68347 | 0.6902 | 0.69718 | 0.70429
SDG&E | MW | Commercial | Com - Retail (Small) | HVAC | No | HVAC - EER Rated Package Rooftop HP (EER 11) | 0.31132 | 0 | 0 | 0 | 0 | 0 | 0 | 0 | 0 | 0 | 0 | 0
SDG&E | MW | Commercial | Com - Retail (Small) | HVAC | No | HVAC - Repair Duct System | 1.5124 | 1.4891 | 1.4662 | 1.4436 | 1.4214 | 1.3995 | 1.3779 | 1.3567 | 1.3358 | 1.3152 | 1.295 | 1.275
SDG&E | MW | Commercial | Com - Retail (Small) | HVAC | No | HVAC - SEER Rated Package Rooftop AC (Recharge) | 2.0085 | 1.9776 | 1.9471 | 1.9171 | 1.8876 | 1.8585 | 1.8299 | 1.8017 | 1.774 | 1.7467 | 1.7198 | 1.6933
SDG&E | MW | Commercial | Com - Retail (Small) | HVAC | No | HVAC - SEER Rated Package Rooftop AC (SEER 14) | 1.972 | 2.0073 | 0 | 0 | 0 | 0 | 0 | 0 | 0 | 0 | 0 | 0
SDG&E | MW | Commercial | Com - Retail (Small) | HVAC | No | HVAC - SEER Rated Package Rooftop HP (SEER 15) | 2.0851 | 2.1307 | 1.0099 | 1.031 | 1.0515 | 1.0705 | 1.0865 | 1.1015 | 1.1162 | 1.1308 | 1.1458 | 1.1611
SDG&E | MW | Commercial | Com - Retail (Small) | HVAC | No | HVAC - SEER Rated Split System AC (SEER 14) | 0.79383 | 0.80589 | 0.81766 | 0 | 0 | 0 | 0 | 0 | 0 | 0 | 0 | 0
SDG&E | MW | Commercial | Com - Retail (Small) | HVAC | No | HVAC - SEER Rated Split System HP (SEER 15) | 1.2047 | 1.2262 | 0.57905 | 0.58899 | 0.59871 | 0.60761 | 0.61503 | 0.62194 | 0.62869 | 0.6354 | 0.64234 | 0.6494
SDG&E | MW | Commercial | Com - Retail (Small) | Lighting | Yes | Lighting - LED Fixture (Replacing T8) - Emerging | 10.3185 | 10.6863 | 11.0563 | 11.4866 | 11.8695 | 12.2427 | 12.5397 | 12.83 | 13.1206 | 13.4136 | 13.7149 | 13.9667
SDG&E | MW | Commercial | Com - Retail (Small) | Lighting | Yes | Lighting - LED Lamp (Basic High - Indoor) - Emerging | 0.84964 | 0.87937 | 0.90728 | 0.93188 | 0.95647 | 0.12604 | 0.12855 | 0.1307 | 0.13284 | 0.13471 | 0.13664 | 0.13861
SDG&E | MW | Commercial | Com - Retail (Small) | Lighting | Yes | Lighting - LED Lamp (Basic Low - Indoor) - Emerging | 2.7738 | 2.8748 | 2.9694 | 3.0524 | 3.1354 | 0.48976 | 0.49981 | 0.50841 | 0.51696 | 0.52555 | 0.53323 | 0.54105
SDG&E | MW | Commercial | Com - Retail (Small) | Lighting | Yes | Lighting - LED Plug-In Indoor Fixture - Emerging | 1.5069 | 1.5546 | 1.5972 | 1.6306 | 1.6689 | 0.096656 | 0.098209 | 0.1 | 0.10132 | 0.1028 | 0.10416 | 0.10571
SDG&E | MW | Commercial | Com - Retail (Small) | Lighting | No | Lighting - Cold Cathode Lamp | 0.017868 | 0.018164 | 0.018452 | 0.018746 | 0.019034 | 0 | 0 | 0 | 0 | 0 | 0 | 0
SDG&E | MW | Commercial | Com - Retail (Small) | Lighting | No | Lighting - Compact Fluorescent Fixture (Indoor) | 3.4618 | 3.5192 | 3.5752 | 3.6323 | 3.6882 | 0 | 0 | 0 | 0 | 0 | 0 | 0
SDG&E | MW | Commercial | Com - Retail (Small) | Lighting | No | Lighting - Exit Fixture (LED) | 0.20311 | 0.19998 | 0.1969 | 0.19387 | 0.19089 | 0.18795 | 0.18505 | 0.1822 | 0.1794 | 0.17663 | 0.17391 | 0.17124
SDG&E | MW | Commercial | Com - Retail (Small) | Lighting | No | Lighting - Halogen Lamp (A-Line) | 0.0055216 | 0.0056129 | 0.005702 | 0.005793 | 0.0058819 | 0 | 0 | 0 | 0 | 0 | 0 | 0
SDG&E | MW | Commercial | Com - Retail (Small) | Lighting | No | Lighting - High Bay HID to T5 | 0.98853 | 1.005 | 1.0212 | 1.0376 | 1.0537 | 1.0684 | 1.0806 | 1.0919 | 1.1029 | 1.1139 | 1.1253 | 1.1369
SDG&E | MW | Commercial | Com - Retail (Small) | Lighting | No | Lighting - Induction Fixture (Indoor) | 0.50346 | 0.51178 | 0.51991 | 0.5282 | 0.53631 | 0.54371 | 0.54984 | 0.55552 | 0.56108 | 0.56661 | 0.57234 | 0.57818
SDG&E | MW | Commercial | Com - Retail (Small) | Lighting | No | Lighting - Induction Fixture (Outdoor) | 0.21476 | 0.21832 | 0.22178 | 0.22532 | 0.22878 | 0.23194 | 0.23455 | 0.23697 | 0.23935 | 0.2417 | 0.24415 | 0.24664
SDG&E | MW | Commercial | Com - Retail (Small) | Lighting | No | Lighting - Linear Fluorescent Delamping | 0.026105 | 0.025703 | 0.01898 | 0.012459 | 0.0061334 | 0 | 0 | 0 | 0 | 0 | 0 | 0
SDG&E | MW | Commercial | Com - Retail (Small) | Lighting | No | Lighting - Low Bay HID to T5 | 0.22956 | 0.2334 | 0.23714 | 0.24096 | 0.2447 | 0.24811 | 0.25094 | 0.25356 | 0.25612 | 0.25867 | 0.26132 | 0.26401
SDG&E | MW | Commercial | Com - Retail (Small) | Lighting | No | Lighting - Occupancy Sensor | 0.072357 | 0.073365 | 0.074349 | 0.075356 | 0.07634 | 0.077233 | 0.077958 | 0.078626 | 0.079278 | 0.079928 | 0.080606 | 0.081299
SDG&E | MW | Commercial | Com - Retail (Small) | Lighting | No | Lighting - Plug-In Fixture (Linear Fluorescent) | 1.3549 | 1.3776 | 1.3997 | 1.4222 | 1.4443 | 0 | 0 | 0 | 0 | 0 | 0 | 0
SDG&E | MW | Commercial | Com - Retail (Small) | Lighting | No | Lighting - Plug-In Fixture (MH Directional) | 0.094394 | 0.095971 | 0.097511 | 0.099082 | 0.10062 | 0.10202 | 0.10318 | 0.10426 | 0.10532 | 0.10637 | 0.10745 | 0.10856
SDG&E | MW | Commercial | Com - Retail (Small) | Lighting | No | Lighting - Plug-In Fixture (PSMH with Electronic Ballast) | 0.72895 | 0.74113 | 0.75301 | 0.76515 | 0.77701 | 0.78784 | 0.79682 | 0.80515 | 0.81329 | 0.82139 | 0.82979 | 0.83834
SDG&E | MW | Commercial | Com - Retail (Small) | SHW | No | SHW - EF Rated Instantaneous Water Heater (Electric) | 0.0013118 | 0.0013335 | 0.0013546 | 0.0013762 | 0.0013973 | 0.0014166 | 0.0014325 | 0.0014473 | 0.0014618 | 0.0014761 | 0.0014911 | 0.0015062
SDG&E | MW | Commercial | Com - Retail (Small) | Service | No | HVAC - Comprehensive Rooftop Unit Quality Maintenance | 2.5522e-06 | 2.5129e-06 | 2.4742e-06 | 2.4361e-06 | 2.3986e-06 | 2.3616e-06 | 2.3252e-06 | 2.2894e-06 | 2.2542e-06 | 2.2195e-06 | 2.1853e-06 | 2.1516e-06
SDG&E | MW | Commercial | Com - Retail (Small) | Service | No | Service - HVAC Fault Detection & Diagnositics | 0.0026496 | 0.0026934 | 0.0027362 | 0.0027799 | 0.0028225 | 0.0028615 | 0.0028937 | 0.0029236 | 0.0029529 | 0.002982 | 0.0030122 | 0.0030429
SDG&E | MW | Commercial | Com - Retail (Small) | Service | No | Service - Retro-Commissioning (Electric) | 0.0094133 | 0.0092683 | 0.0091256 | 0.0089851 | 0.0088467 | 0.0087105 | 0.0085763 | 0.0084442 | 0.0083142 | 0.0081862 | 0.0080601 | 0.007936
SDG&E | MW | Commercial | Com - Retail (Small) | WholeBlg | No | HVAC - Energy Management System | 0.00029079 | 0.0002956 | 0.00030029 | 0.00030508 | 0.00030976 | 0.00031404 | 0.00031758 | 0.00032086 | 0.00032407 | 0.00032726 | 0.00033057 | 0.00033395
SDG&E | MW | Commercial | Com - Retail (Small) | WholeBlg | No | WholeBlg - Com RET Level 1 | 4.0915 | 4.0284 | 3.9664 | 3.9053 | 3.8452 | 3.786 | 3.7277 | 3.6703 | 3.6137 | 3.5581 | 3.5033 | 3.4493
SDG&E | MW | Commercial | Com - Retail (Small) | WholeBlg | No | WholeBlg - Com RET Level 2 | 29.8712 | 29.4112 | 28.9583 | 28.5123 | 28.0732 | 27.6409 | 27.2152 | 26.7961 | 26.3835 | 25.9772 | 25.5771 | 25.1832
SDG&E | MW | Commercial | Com - Storage (Conditioned) | AppPlug | No | AppPlug - Computer Monitor | 0.25316 | 0.25735 | 0.26144 | 0.26561 | 0.26968 | 0.27341 | 0.27649 | 0.27935 | 0.28214 | 0.28492 | 0.2878 | 0.29074
SDG&E | MW | Commercial | Com - Storage (Conditioned) | AppPlug | No | AppPlug - Desktop Computer (Com - Power Management) | 0.11613 | 0.11805 | 0.11993 | 0.12184 | 0.12371 | 0.12542 | 0.12683 | 0.12814 | 0.12942 | 0.1307 | 0.13202 | 0.13337
SDG&E | MW | Commercial | Com - Storage (Conditioned) | AppPlug | No | AppPlug - Occupancy Sensor Plug Strip | 0.14611 | 0.14852 | 0.15088 | 0.15329 | 0.15564 | 0.15779 | 0.15957 | 0.16122 | 0.16283 | 0.16443 | 0.1661 | 0.16779
SDG&E | MW | Commercial | Com - Storage (Conditioned) | BldgEnv | No | BldgEnv - Attic Batt Insulation | 0.048837 | 0.048085 | 0.047344 | 0.046615 | 0.045897 | 0.04519 | 0.044494 | 0.043809 | 0.043135 | 0.04247 | 0.041816 | 0.041172
SDG&E | MW | Commercial | Com - Storage (Conditioned) | BldgEnv | No | BldgEnv - Wall Spray On Insulation | 0.79812 | 0.78583 | 0.77373 | 0.76181 | 0.75008 | 0.73853 | 0.72715 | 0.71596 | 0.70493 | 0.69407 | 0.68339 | 0.67286
SDG&E | MW | Commercial | Com - Storage (Conditioned) | BldgEnv | No | BldgEnv - Window Film | 0.39692 | 0.3908 | 0.38478 | 0.37886 | 0.37302 | 0.36728 | 0.36162 | 0.35605 | 0.35057 | 0.34517 | 0.33986 | 0.33462
SDG&E | MW | Commercial | Com - Storage (Conditioned) | ComRefrig | No | ComRefrig - Strip Curtain for Walk In Refrigerator | 0.033181 | 0.03267 | 0.032167 | 0.031672 | 0.031184 | 0.030704 | 0.030231 | 0.029765 | 0.029307 | 0.028856 | 0.028411 | 0.027974
SDG&E | MW | Commercial | Com - Storage (Conditioned) | HVAC | Yes | HVAC - Advanced Package Rooftop AC (> EER 12) - Emerging | 0 | 0.54848 | 0.5501 | 0.55188 | 0.55359 | 0.55492 | 0.55549 | 0.55584 | 0.55615 | 0.55649 | 0.55702 | 0.55765
SDG&E | MW | Commercial | Com - Storage (Conditioned) | HVAC | No | HVAC - Direct Evaporative Cooler | 0.12976 | 0.1319 | 0.134 | 0.13613 | 0.13822 | 0.14013 | 0.14171 | 0.14318 | 0.14461 | 0.14603 | 0.14751 | 0.14901
SDG&E | MW | Commercial | Com - Storage (Conditioned) | HVAC | No | HVAC - EER Rated Package Rooftop HP (EER 11) | 0.0423 | 0 | 0 | 0 | 0 | 0 | 0 | 0 | 0 | 0 | 0 | 0
SDG&E | MW | Commercial | Com - Storage (Conditioned) | HVAC | No | HVAC - Repair Duct System | 0.34952 | 0.34413 | 0.33883 | 0.33362 | 0.32848 | 0.32342 | 0.31844 | 0.31354 | 0.30871 | 0.30395 | 0.29927 | 0.29466
SDG&E | MW | Commercial | Com - Storage (Conditioned) | HVAC | No | HVAC - SEER Rated Package Rooftop AC (Recharge) | 0.34828 | 0.34291 | 0.33763 | 0.33243 | 0.32731 | 0.32227 | 0.31731 | 0.31242 | 0.30761 | 0.30287 | 0.29821 | 0.29362
SDG&E | MW | Commercial | Com - Storage (Conditioned) | HVAC | No | HVAC - SEER Rated Package Rooftop AC (SEER 14) | 0.37201 | 0.37699 | 0 | 0 | 0 | 0 | 0 | 0 | 0 | 0 | 0 | 0
SDG&E | MW | Commercial | Com - Storage (Conditioned) | HVAC | No | HVAC - SEER Rated Package Rooftop HP (SEER 15) | 0.2893 | 0.29396 | 0.13859 | 0.14075 | 0.14285 | 0.14478 | 0.14636 | 0.14783 | 0.14927 | 0.1507 | 0.15218 | 0.1537
SDG&E | MW | Commercial | Com - Storage (Conditioned) | HVAC | No | HVAC - SEER Rated Split System AC (SEER 14) | 0.18417 | 0.18671 | 0.18919 | 0 | 0 | 0 | 0 | 0 | 0 | 0 | 0 | 0
SDG&E | MW | Commercial | Com - Storage (Conditioned) | HVAC | No | HVAC - SEER Rated Split System HP (SEER 15) | 0.19881 | 0.20177 | 0.095018 | 0.096389 | 0.097729 | 0.098947 | 0.099945 | 0.10087 | 0.10177 | 0.10266 | 0.1036 | 0.10455
SDG&E | MW | Commercial | Com - Storage (Conditioned) | Lighting | Yes | Lighting - LED Fixture (Replacing T8) - Emerging | 1.7337 | 1.7921 | 1.8508 | 1.9195 | 1.9802 | 2.0393 | 2.086 | 2.1315 | 2.1771 | 2.223 | 2.2703 | 2.3093
SDG&E | MW | Commercial | Com - Storage (Conditioned) | Lighting | Yes | Lighting - LED Lamp (Basic High - Indoor) - Emerging | 0.0080032 | 0.0082696 | 0.0085187 | 0.0087364 | 0.0089539 | 0.0011784 | 0.0012004 | 0.0012191 | 0.0012377 | 0.0012538 | 0.0012705 | 0.0012875
SDG&E | MW | Commercial | Com - Storage (Conditioned) | Lighting | Yes | Lighting - LED Lamp (Basic Low - Indoor) - Emerging | 0.060301 | 0.062394 | 0.064347 | 0.066044 | 0.067741 | 0.010567 | 0.010771 | 0.010944 | 0.011116 | 0.011289 | 0.011442 | 0.011598
SDG&E | MW | Commercial | Com - Storage (Conditioned) | Lighting | Yes | Lighting - LED Plug-In Indoor Fixture - Emerging | 0.52036 | 0.53594 | 0.54979 | 0.56042 | 0.57275 | 0.033127 | 0.03362 | 0.034196 | 0.034609 | 0.035076 | 0.035505 | 0.035997
SDG&E | MW | Commercial | Com - Storage (Conditioned) | Lighting | No | Lighting - Cold Cathode Lamp | 0.0048268 | 0.0049066 | 0.0049845 | 0.005064 | 0.0051417 | 0 | 0 | 0 | 0 | 0 | 0 | 0
SDG&E | MW | Commercial | Com - Storage (Conditioned) | Lighting | No | Lighting - Compact Fluorescent Fixture (Indoor) | 0.057838 | 0.0587 | 0.059541 | 0.060401 | 0.061241 | 0 | 0 | 0 | 0 | 0 | 0 | 0
SDG&E | MW | Commercial | Com - Storage (Conditioned) | Lighting | No | Lighting - Exit Fixture (LED) | 0.089636 | 0.088256 | 0.086896 | 0.085558 | 0.084241 | 0.082943 | 0.081666 | 0.080408 | 0.07917 | 0.077951 | 0.07675 | 0.075568
SDG&E | MW | Commercial | Com - Storage (Conditioned) | Lighting | No | Lighting - Halogen Lamp (A-Line) | 0.002256 | 0.0022933 | 0.0023297 | 0.0023669 | 0.0024032 | 0 | 0 | 0 | 0 | 0 | 0 | 0
SDG&E | MW | Commercial | Com - Storage (Conditioned) | Lighting | No | Lighting - High Bay HID to T5 | 0.0093835 | 0.0095223 | 0.0096577 | 0.0097962 | 0.0099315 | 0.010055 | 0.010155 | 0.010248 | 0.010339 | 0.010429 | 0.010524 | 0.01062
SDG&E | MW | Commercial | Com - Storage (Conditioned) | Lighting | No | Lighting - Induction Fixture (Indoor) | 0.20403 | 0.2074 | 0.2107 | 0.21406 | 0.21734 | 0.22035 | 0.22283 | 0.22513 | 0.22738 | 0.22962 | 0.23195 | 0.23431
SDG&E | MW | Commercial | Com - Storage (Conditioned) | Lighting | No | Lighting - Induction Fixture (Outdoor) | 0.087749 | 0.0892 | 0.090616 | 0.092062 | 0.093474 | 0.094765 | 0.095833 | 0.096823 | 0.097792 | 0.098755 | 0.099754 | 0.10077
SDG&E | MW | Commercial | Com - Storage (Conditioned) | Lighting | No | Lighting - Linear Fluorescent Delamping | 0.0074268 | 0.0073125 | 0.0053999 | 0.0035445 | 0.001745 | 0 | 0 | 0 | 0 | 0 | 0 | 0
SDG&E | MW | Commercial | Com - Storage (Conditioned) | Lighting | No | Lighting - Low Bay HID to T5 | 0.049884 | 0.050622 | 0.051342 | 0.052078 | 0.052797 | 0.053451 | 0.053986 | 0.054481 | 0.054964 | 0.055444 | 0.055945 | 0.056455
SDG&E | MW | Commercial | Com - Storage (Conditioned) | Lighting | No | Lighting - Occupancy Sensor | 0.2237 | 0.22739 | 0.23099 | 0.23467 | 0.23826 | 0.24154 | 0.24425 | 0.24677 | 0.24923 | 0.25168 | 0.25422 | 0.25681
SDG&E | MW | Commercial | Com - Storage (Conditioned) | Lighting | No | Lighting - Plug-In Fixture (Linear Fluorescent) | 0.48323 | 0.49037 | 0.49735 | 0.50448 | 0.51145 | 0 | 0 | 0 | 0 | 0 | 0 | 0
SDG&E | MW | Commercial | Com - Storage (Conditioned) | Lighting | No | Lighting - Plug-In Fixture (MH Directional) | 0.033665 | 0.034163 | 0.034649 | 0.035145 | 0.035631 | 0.036072 | 0.036433 | 0.036767 | 0.037093 | 0.037417 | 0.037755 | 0.038099
SDG&E | MW | Commercial | Com - Storage (Conditioned) | Lighting | No | Lighting - Plug-In Fixture (PSMH with Electronic Ballast) | 0.25997 | 0.26382 | 0.26757 | 0.27141 | 0.27515 | 0.27856 | 0.28135 | 0.28393 | 0.28644 | 0.28895 | 0.29156 | 0.29422
SDG&E | MW | Commercial | Com - Storage (Conditioned) | SHW | No | SHW - EF Rated Instantaneous Water Heater (Electric) | 0.00014269 | 0.00014511 | 0.00014747 | 0.00014988 | 0.00015224 | 0.00015439 | 0.00015617 | 0.00015783 | 0.00015946 | 0.00016107 | 0.00016274 | 0.00016444
SDG&E | MW | Commercial | Com - Storage (Conditioned) | Service | No | HVAC - Comprehensive Rooftop Unit Quality Maintenance | 1.0428e-06 | 1.0267e-06 | 1.0109e-06 | 9.9533e-07 | 9.8e-07 | 9.6491e-07 | 9.5005e-07 | 9.3542e-07 | 9.2102e-07 | 9.0683e-07 | 8.9287e-07 | 8.7912e-07
SDG&E | MW | Commercial | Com - Storage (Conditioned) | Service | No | Service - HVAC Fault Detection & Diagnositics | 0.0010826 | 0.0011005 | 0.001118 | 0.0011358 | 0.0011532 | 0.0011692 | 0.0011823 | 0.0011945 | 0.0012065 | 0.0012184 | 0.0012307 | 0.0012433
SDG&E | MW | Commercial | Com - Storage (Conditioned) | Service | No | Service - Retro-Commissioning (Electric) | 0.0038461 | 0.0037869 | 0.0037285 | 0.0036711 | 0.0036146 | 0.0035589 | 0.0035041 | 0.0034502 | 0.003397 | 0.0033447 | 0.0032932 | 0.0032425
SDG&E | MW | Commercial | Com - Storage (Conditioned) | WholeBlg | No | HVAC - Energy Management System | 0.00011881 | 0.00012078 | 0.00012269 | 0.00012465 | 0.00012656 | 0.00012831 | 0.00012976 | 0.0001311 | 0.00013241 | 0.00013371 | 0.00013507 | 0.00013644
SDG&E | MW | Commercial | Com - Storage (Conditioned) | WholeBlg | No | WholeBlg - Com RET Level 1 | 0.83654 | 0.82366 | 0.81098 | 0.79849 | 0.78619 | 0.77408 | 0.76216 | 0.75043 | 0.73887 | 0.72749 | 0.71629 | 0.70526
SDG&E | MW | Commercial | Com - Storage (Conditioned) | WholeBlg | No | WholeBlg - Com RET Level 2 | 4.7406 | 4.6676 | 4.5957 | 4.525 | 4.4553 | 4.3867 | 4.3191 | 4.2526 | 4.1871 | 4.1226 | 4.0591 | 3.9966
SDG&E | MW | Commercial | Com - Storage (Unconditioned) | AppPlug | No | AppPlug - Computer Monitor | 0.63291 | 0.64338 | 0.65359 | 0.66402 | 0.67421 | 0.68352 | 0.69122 | 0.69836 | 0.70535 | 0.7123 | 0.71951 | 0.72684
SDG&E | MW | Commercial | Com - Storage (Unconditioned) | AppPlug | No | AppPlug - Desktop Computer (Com - Power Management) | 0.29033 | 0.29513 | 0.29981 | 0.3046 | 0.30927 | 0.31354 | 0.31707 | 0.32035 | 0.32356 | 0.32674 | 0.33005 | 0.33341
SDG&E | MW | Commercial | Com - Storage (Unconditioned) | AppPlug | No | AppPlug - Occupancy Sensor Plug Strip | 0.36526 | 0.3713 | 0.3772 | 0.38322 | 0.3891 | 0.39447 | 0.39891 | 0.40304 | 0.40707 | 0.41108 | 0.41524 | 0.41947
SDG&E | MW | Commercial | Com - Storage (Unconditioned) | BldgEnv | No | BldgEnv - Window Film | 1.1036 | 1.0866 | 1.0699 | 1.0534 | 1.0372 | 1.0212 | 1.0055 | 0.98998 | 0.97473 | 0.95972 | 0.94494 | 0.93039
SDG&E | MW | Commercial | Com - Storage (Unconditioned) | Lighting | Yes | Lighting - LED Fixture (Replacing T8) - Emerging | 3.3365 | 3.4549 | 3.5739 | 3.7124 | 3.8356 | 3.9557 | 4.0511 | 4.1444 | 4.2378 | 4.332 | 4.4288 | 4.5097
SDG&E | MW | Commercial | Com - Storage (Unconditioned) | Lighting | Yes | Lighting - LED Lamp (Basic High - Indoor) - Emerging | 0.015555 | 0.016099 | 0.016609 | 0.017059 | 0.017508 | 0.0023071 | 0.002353 | 0.0023923 | 0.0024314 | 0.0024656 | 0.0025009 | 0.0025368
SDG&E | MW | Commercial | Com - Storage (Unconditioned) | Lighting | Yes | Lighting - LED Lamp (Basic Low - Indoor) - Emerging | 0.1172 | 0.12146 | 0.12546 | 0.12896 | 0.13246 | 0.02069 | 0.021114 | 0.021476 | 0.021837 | 0.022199 | 0.022523 | 0.022853
SDG&E | MW | Commercial | Com - Storage (Unconditioned) | Lighting | Yes | Lighting - LED Plug-In Indoor Fixture - Emerging | 1.0113 | 1.0433 | 1.0719 | 1.0943 | 1.1199 | 0.06486 | 0.0659 | 0.067103 | 0.067985 | 0.068974 | 0.069887 | 0.070925
SDG&E | MW | Commercial | Com - Storage (Unconditioned) | Lighting | No | Lighting - Cold Cathode Lamp | 0.0091416 | 0.0092927 | 0.0094403 | 0.0095909 | 0.0097381 | 0 | 0 | 0 | 0 | 0 | 0 | 0
SDG&E | MW | Commercial | Com - Storage (Unconditioned) | Lighting | No | Lighting - Compact Fluorescent Fixture (Indoor) | 0.11241 | 0.11427 | 0.11609 | 0.11794 | 0.11975 | 0 | 0 | 0 | 0 | 0 | 0 | 0
SDG&E | MW | Commercial | Com - Storage (Unconditioned) | Lighting | No | Lighting - Exit Fixture (LED) | 0.15353 | 0.15117 | 0.14884 | 0.14655 | 0.14429 | 0.14207 | 0.13988 | 0.13773 | 0.13561 | 0.13352 | 0.13146 | 0.12944
SDG&E | MW | Commercial | Com - Storage (Unconditioned) | Lighting | No | Lighting - Halogen Lamp (A-Line) | 0.0056401 | 0.0057333 | 0.0058244 | 0.0059173 | 0.0060081 | 0 | 0 | 0 | 0 | 0 | 0 | 0
SDG&E | MW | Commercial | Com - Storage (Unconditioned) | Lighting | No | Lighting - High Bay HID to T5 | 0.018059 | 0.018357 | 0.018649 | 0.018946 | 0.019237 | 0.019503 | 0.019722 | 0.019926 | 0.020126 | 0.020324 | 0.020529 | 0.020739
SDG&E | MW | Commercial | Com - Storage (Unconditioned) | Lighting | No | Lighting - Induction Fixture (Indoor) | 0.4181 | 0.42501 | 0.43176 | 0.43865 | 0.44538 | 0.45153 | 0.45661 | 0.46133 | 0.46595 | 0.47054 | 0.4753 | 0.48015
SDG&E | MW | Commercial | Com - Storage (Unconditioned) | Lighting | No | Lighting - Induction Fixture (Outdoor) | 0.21937 | 0.223 | 0.22654 | 0.23015 | 0.23369 | 0.23691 | 0.23958 | 0.24206 | 0.24448 | 0.24689 | 0.24939 | 0.25193
SDG&E | MW | Commercial | Com - Storage (Unconditioned) | Lighting | No | Lighting - Linear Fluorescent Delamping | 0.013975 | 0.01376 | 0.010161 | 0.0066698 | 0.0032835 | 0 | 0 | 0 | 0 | 0 | 0 | 0
SDG&E | MW | Commercial | Com - Storage (Unconditioned) | Lighting | No | Lighting - Low Bay HID to T5 | 0.096002 | 0.09759 | 0.099139 | 0.10072 | 0.10227 | 0.10368 | 0.10485 | 0.10593 | 0.10699 | 0.10804 | 0.10914 | 0.11025
SDG&E | MW | Commercial | Com - Storage (Unconditioned) | Lighting | No | Lighting - Occupancy Sensor | 0.54438 | 0.55338 | 0.56217 | 0.57114 | 0.5799 | 0.58791 | 0.59453 | 0.60068 | 0.60669 | 0.61266 | 0.61887 | 0.62518
SDG&E | MW | Commercial | Com - Storage (Unconditioned) | Lighting | No | Lighting - Plug-In Fixture (Linear Fluorescent) | 0.92997 | 0.94535 | 0.96036 | 0.97568 | 0.99065 | 0 | 0 | 0 | 0 | 0 | 0 | 0
SDG&E | MW | Commercial | Com - Storage (Unconditioned) | Lighting | No | Lighting - Plug-In Fixture (MH Directional) | 0.064788 | 0.065859 | 0.066905 | 0.067973 | 0.069016 | 0.069968 | 0.070757 | 0.071488 | 0.072204 | 0.072914 | 0.073652 | 0.074403
SDG&E | MW | Commercial | Com - Storage (Unconditioned) | Lighting | No | Lighting - Plug-In Fixture (PSMH with Electronic Ballast) | 0.50032 | 0.50859 | 0.51666 | 0.52491 | 0.53296 | 0.54032 | 0.54641 | 0.55206 | 0.55758 | 0.56307 | 0.56877 | 0.57457
SDG&E | MW | Commercial | Com - Storage (Unconditioned) | SHW | No | SHW - EF Rated Instantaneous Water Heater (Electric) | 0.00025848 | 0.00026406 | 0.0002695 | 0.00027503 | 0.00028045 | 0.00028543 | 0.00028965 | 0.0002936 | 0.00029746 | 0.0003013 | 0.00030525 | 0.00030925
SDG&E | MW | Commercial | Com - Storage (Unconditioned) | Service | No | HVAC - Comprehensive Rooftop Unit Quality Maintenance | 2.6069e-06 | 2.5668e-06 | 2.5272e-06 | 2.4883e-06 | 2.45e-06 | 2.4123e-06 | 2.3751e-06 | 2.3386e-06 | 2.3025e-06 | 2.2671e-06 | 2.2322e-06 | 2.1978e-06
SDG&E | MW | Commercial | Com - Storage (Unconditioned) | Service | No | Service - HVAC Fault Detection & Diagnositics | 0.0027065 | 0.0027512 | 0.0027949 | 0.0028395 | 0.0028831 | 0.0029229 | 0.0029558 | 0.0029864 | 0.0030162 | 0.0030459 | 0.0030768 | 0.0031081
SDG&E | MW | Commercial | Com - Storage (Unconditioned) | Service | No | Service - Retro-Commissioning (Electric) | 0.0096152 | 0.0094672 | 0.0093214 | 0.0091778 | 0.0090365 | 0.0088973 | 0.0087603 | 0.0086254 | 0.0084926 | 0.0083618 | 0.008233 | 0.0081062
SDG&E | MW | Commercial | Com - Storage (Unconditioned) | WholeBlg | No | HVAC - Energy Management System | 0.00029703 | 0.00030194 | 0.00030673 | 0.00031163 | 0.00031641 | 0.00032078 | 0.00032439 | 0.00032774 | 0.00033102 | 0.00033428 | 0.00033767 | 0.00034111
SDG&E | MW | Commercial | Com - Storage (Unconditioned) | WholeBlg | No | WholeBlg - Com RET Level 1 | 0.53931 | 0.531 | 0.52282 | 0.51477 | 0.50684 | 0.49904 | 0.49135 | 0.48379 | 0.47634 | 0.469 | 0.46178 | 0.45467
SDG&E | MW | Commercial | Com - Storage (Unconditioned) | WholeBlg | No | WholeBlg - Com RET Level 2 | 5.0285 | 4.951 | 4.8748 | 4.7997 | 4.7258 | 4.653 | 4.5814 | 4.5108 | 4.4414 | 4.373 | 4.3056 | 4.2393
SDG&E | MW | Commercial | Com - Warehouse (Refrigerated) | AppPlug | No | AppPlug - Computer Monitor | 0.011682 | 0.011875 | 0.012064 | 0.012256 | 0.012444 | 0.012616 | 0.012758 | 0.01289 | 0.013019 | 0.013147 | 0.01328 | 0.013416
SDG&E | MW | Commercial | Com - Warehouse (Refrigerated) | AppPlug | No | AppPlug - Desktop Computer (Com - Power Management) | 0.0053587 | 0.0054473 | 0.0055338 | 0.0056221 | 0.0057084 | 0.0057872 | 0.0058524 | 0.0059129 | 0.0059721 | 0.0060309 | 0.0060919 | 0.006154
SDG&E | MW | Commercial | Com - Warehouse (Refrigerated) | AppPlug | No | AppPlug - Occupancy Sensor Plug Strip | 0.0067419 | 0.0068534 | 0.0069622 | 0.0070733 | 0.0071818 | 0.007281 | 0.007363 | 0.0074391 | 0.0075135 | 0.0075875 | 0.0076643 | 0.0077425
SDG&E | MW | Commercial | Com - Warehouse (Refrigerated) | BldgEnv | No | BldgEnv - Wall Spray On Insulation | 0.038693 | 0.038097 | 0.03751 | 0.036933 | 0.036364 | 0.035804 | 0.035253 | 0.03471 | 0.034175 | 0.033649 | 0.033131 | 0.032621
SDG&E | MW | Commercial | Com - Warehouse (Refrigerated) | BldgEnv | No | BldgEnv - Window Film | 0.014424 | 0.014201 | 0.013983 | 0.013767 | 0.013555 | 0.013347 | 0.013141 | 0.012939 | 0.012739 | 0.012543 | 0.01235 | 0.01216
SDG&E | MW | Commercial | Com - Warehouse (Refrigerated) | ComRefrig | No | ComRefrig - Strip Curtain for Walk In Refrigerator | 0.0015311 | 0.0015075 | 0.0014843 | 0.0014615 | 0.001439 | 0.0014168 | 0.001395 | 0.0013735 | 0.0013523 | 0.0013315 | 0.001311 | 0.0012908
SDG&E | MW | Commercial | Com - Warehouse (Refrigerated) | Lighting | Yes | Lighting - LED Fixture (Replacing T8) - Emerging | 0.06144 | 0.063593 | 0.065758 | 0.068281 | 0.07052 | 0.072703 | 0.074436 | 0.076129 | 0.077824 | 0.079532 | 0.081289 | 0.082752
SDG&E | MW | Commercial | Com - Warehouse (Refrigerated) | Lighting | Yes | Lighting - LED Lamp (Basic High - Indoor) - Emerging | 0.00034397 | 0.00035583 | 0.00036694 | 0.00037672 | 0.00038648 | 5.0909e-05 | 5.1903e-05 | 5.2754e-05 | 5.3601e-05 | 5.4337e-05 | 5.5099e-05 | 5.5874e-05
SDG&E | MW | Commercial | Com - Warehouse (Refrigerated) | Lighting | Yes | Lighting - LED Lamp (Basic Low - Indoor) - Emerging | 0.0025917 | 0.0026847 | 0.0027717 | 0.0028478 | 0.002924 | 0.00045655 | 0.00046574 | 0.00047359 | 0.0004814 | 0.00048924 | 0.00049623 | 0.00050335
SDG&E | MW | Commercial | Com - Warehouse (Refrigerated) | Lighting | Yes | Lighting - LED Plug-In Indoor Fixture - Emerging | 0.022366 | 0.023062 | 0.023683 | 0.024167 | 0.024723 | 0.0014313 | 0.0014537 | 0.0014798 | 0.0014988 | 0.0015201 | 0.0015398 | 0.0015622
SDG&E | MW | Commercial | Com - Warehouse (Refrigerated) | Lighting | No | Lighting - Cold Cathode Lamp | 0.00022973 | 0.00023352 | 0.00023723 | 0.00024102 | 0.00024472 | 0 | 0 | 0 | 0 | 0 | 0 | 0
SDG&E | MW | Commercial | Com - Warehouse (Refrigerated) | Lighting | No | Lighting - Compact Fluorescent Fixture (Indoor) | 0.0024859 | 0.0025258 | 0.0025647 | 0.0026045 | 0.0026434 | 0 | 0 | 0 | 0 | 0 | 0 | 0
SDG&E | MW | Commercial | Com - Warehouse (Refrigerated) | Lighting | No | Lighting - Halogen Lamp (A-Line) | 0.0001041 | 0.00010582 | 0.0001075 | 0.00010922 | 0.00011089 | 0 | 0 | 0 | 0 | 0 | 0 | 0
SDG&E | MW | Commercial | Com - Warehouse (Refrigerated) | Lighting | No | Lighting - High Bay HID to T5 | 0.00033254 | 0.0003379 | 0.00034313 | 0.00034847 | 0.00035369 | 0.00035845 | 0.00036238 | 0.00036602 | 0.00036959 | 0.00037313 | 0.00037681 | 0.00038055
SDG&E | MW | Commercial | Com - Warehouse (Refrigerated) | Lighting | No | Lighting - Induction Fixture (Indoor) | 0.0094148 | 0.0095705 | 0.0097224 | 0.0098775 | 0.010029 | 0.010168 | 0.010282 | 0.010388 | 0.010492 | 0.010596 | 0.010703 | 0.010812
SDG&E | MW | Commercial | Com - Warehouse (Refrigerated) | Lighting | No | Lighting - Induction Fixture (Outdoor) | 0.0040491 | 0.004116 | 0.0041814 | 0.0042481 | 0.0043133 | 0.0043728 | 0.0044221 | 0.0044678 | 0.0045125 | 0.0045569 | 0.0046031 | 0.00465
SDG&E | MW | Commercial | Com - Warehouse (Refrigerated) | Lighting | No | Lighting - Linear Fluorescent Delamping | 0.0002049 | 0.00020175 | 0.00014898 | 9.7791e-05 | 4.8142e-05 | 0 | 0 | 0 | 0 | 0 | 0 | 0
SDG&E | MW | Commercial | Com - Warehouse (Refrigerated) | Lighting | No | Lighting - Low Bay HID to T5 | 0.0017678 | 0.0017963 | 0.0018241 | 0.0018525 | 0.0018803 | 0.0019056 | 0.0019265 | 0.0019458 | 0.0019648 | 0.0019836 | 0.0020032 | 0.0020231
SDG&E | MW | Commercial | Com - Warehouse (Refrigerated) | Lighting | No | Lighting - Occupancy Sensor | 0.0076903 | 0.0078165 | 0.0079396 | 0.0080653 | 0.0081881 | 0.0083003 | 0.008393 | 0.0084791 | 0.0085632 | 0.0086468 | 0.0087336 | 0.008822
SDG&E | MW | Commercial | Com - Warehouse (Refrigerated) | Lighting | No | Lighting - Plug-In Fixture (Linear Fluorescent) | 0.020552 | 0.020883 | 0.021206 | 0.021536 | 0.021858 | 0 | 0 | 0 | 0 | 0 | 0 | 0
SDG&E | MW | Commercial | Com - Warehouse (Refrigerated) | Lighting | No | Lighting - Plug-In Fixture (MH Directional) | 0.0014318 | 0.0014548 | 0.0014773 | 0.0015003 | 0.0015228 | 0.0015433 | 0.0015602 | 0.0015759 | 0.0015912 | 0.0016064 | 0.0016223 | 0.0016384
SDG&E | MW | Commercial | Com - Warehouse (Refrigerated) | Lighting | No | Lighting - Plug-In Fixture (PSMH with Electronic Ballast) | 0.011057 | 0.011235 | 0.011408 | 0.011586 | 0.011759 | 0.011918 | 0.012048 | 0.012169 | 0.012288 | 0.012406 | 0.012528 | 0.012652
SDG&E | MW | Commercial | Com - Warehouse (Refrigerated) | Service | No | HVAC - Comprehensive Rooftop Unit Quality Maintenance | 4.8117e-08 | 4.7376e-08 | 4.6647e-08 | 4.5928e-08 | 4.5221e-08 | 4.4525e-08 | 4.3839e-08 | 4.3164e-08 | 4.2499e-08 | 4.1845e-08 | 4.12e-08 | 4.0566e-08
SDG&E | MW | Commercial | Com - Warehouse (Refrigerated) | Service | No | Service - HVAC Fault Detection & Diagnositics | 4.9955e-05 | 5.0781e-05 | 5.1587e-05 | 5.241e-05 | 5.3215e-05 | 5.3949e-05 | 5.4557e-05 | 5.5121e-05 | 5.5673e-05 | 5.6221e-05 | 5.679e-05 | 5.7369e-05
SDG&E | MW | Commercial | Com - Warehouse (Refrigerated) | Service | No | Service - Retro-Commissioning (Electric) | 0.00017747 | 0.00017474 | 0.00017205 | 0.0001694 | 0.00016679 | 0.00016422 | 0.00016169 | 0.0001592 | 0.00015675 | 0.00015434 | 0.00015196 | 0.00014962
SDG&E | MW | Commercial | Com - Warehouse (Refrigerated) | WholeBlg | No | HVAC - Energy Management System | 5.4824e-06 | 5.573e-06 | 5.6615e-06 | 5.7519e-06 | 5.8401e-06 | 5.9208e-06 | 5.9875e-06 | 6.0494e-06 | 6.1099e-06 | 6.17e-06 | 6.2325e-06 | 6.296e-06
SDG&E | MW | Commercial | Com - Warehouse (Refrigerated) | WholeBlg | No | WholeBlg - Com RET Level 1 | 0.018253 | 0.017972 | 0.017695 | 0.017423 | 0.017155 | 0.01689 | 0.01663 | 0.016374 | 0.016122 | 0.015874 | 0.015629 | 0.015389
SDG&E | MW | Commercial | Com - Warehouse (Refrigerated) | WholeBlg | No | WholeBlg - Com RET Level 2 | 0.11902 | 0.11718 | 0.11538 | 0.1136 | 0.11185 | 0.11013 | 0.10843 | 0.10676 | 0.10512 | 0.1035 | 0.10191 | 0.10034
SDG&E | MM Therms | Commercial | Com - Assembly | BldgEnv | No | BldgEnv - Wall Spray On Insulation | 0.58132 | 0.57237 | 0.56355 | 0.55487 | 0.54633 | 0.53791 | 0.52963 | 0.52147 | 0.51344 | 0.50554 | 0.49775 | 0.49009
SDG&E | MM Therms | Commercial | Com - Assembly | HVAC | No | HVAC - Gas Furnace | 0.12274 | 0.12085 | 0.11899 | 0.11716 | 0.11535 | 0.11358 | 0.11183 | 0.11011 | 0.10841 | 0.10674 | 0.1051 | 0.10348
SDG&E | MM Therms | Commercial | Com - Assembly | HVAC | No | HVAC - SEER Rated Package Rooftop AC (Recharge) | 0.00056659 | 0.00055786 | 0.00054927 | 0.00054081 | 0.00053248 | 0.00052428 | 0.00051621 | 0.00050826 | 0.00050043 | 0.00049272 | 0.00048514 | 0.00047767
SDG&E | MM Therms | Commercial | Com - Assembly | SHW | Yes | SHW - EF Rated Storage Water Heater (Gas) - Emerging | 0 | 0 | 0.34513 | 0.3509 | 0.35654 | 0.36169 | 0.36598 | 0.36997 | 0.37386 | 0.37773 | 0.38175 | 0.38583
SDG&E | MM Therms | Commercial | Com - Assembly | SHW | Yes | SHW - ET Rated Storage Water Heater - Emerging | 1.0377 | 1.0415 | 1.0452 | 1.0492 | 1.053 | 1.0561 | 1.0577 | 1.0588 | 1.0599 | 1.061 | 1.0624 | 1.0641
SDG&E | MM Therms | Commercial | Com - Assembly | SHW | No | SHW - EF Rated Instantaneous Water Heater (Gas) | 0.22247 | 0.2261 | 0.040168 | 0.040801 | 0.041419 | 0.041984 | 0.04245 | 0.042883 | 0.043306 | 0.043727 | 0.044164 | 0.044608
SDG&E | MM Therms | Commercial | Com - Assembly | SHW | No | SHW - Pipe and Tank Insulation | 0.36913 | 0.36344 | 0.35785 | 0.35234 | 0.34691 | 0.34157 | 0.33631 | 0.33113 | 0.32603 | 0.32101 | 0.31606 | 0.3112
SDG&E | MM Therms | Commercial | Com - Assembly | Service | No | Service - Retro-Commissioning (Gas) | 0.042516 | 0.041861 | 0.041216 | 0.040582 | 0.039957 | 0.039341 | 0.038735 | 0.038139 | 0.037552 | 0.036973 | 0.036404 | 0.035843
SDG&E | MM Therms | Commercial | Com - Assembly | WholeBlg | No | WholeBlg - Com RET Level 1 | 0.047739 | 0.047004 | 0.04628 | 0.045567 | 0.044865 | 0.044174 | 0.043494 | 0.042824 | 0.042165 | 0.041515 | 0.040876 | 0.040247
SDG&E | MM Therms | Commercial | Com - Assembly | WholeBlg | No | WholeBlg - Com RET Level 2 | 1.5834 | 1.559 | 1.535 | 1.5114 | 1.4881 | 1.4652 | 1.4426 | 1.4204 | 1.3985 | 1.377 | 1.3558 | 1.3349
SDG&E | MM Therms | Commercial | Com - Education (Community College) | BldgEnv | No | BldgEnv - Wall Spray On Insulation | 0.058507 | 0.057606 | 0.056719 | 0.055845 | 0.054985 | 0.054138 | 0.053305 | 0.052484 | 0.051676 | 0.05088 | 0.050096 | 0.049325
SDG&E | MM Therms | Commercial | Com - Education (Community College) | FoodServ | No | FoodServ - Fryer (Gas) | 0.037592 | 0.038214 | 0.03882 | 0.03944 | 0.040045 | 0.040598 | 0.041055 | 0.04148 | 0.041895 | 0.042307 | 0.042736 | 0.043171
SDG&E | MM Therms | Commercial | Com - Education (Community College) | FoodServ | No | FoodServ - Oven (Gas) | 0.025082 | 0.025496 | 0.025901 | 0.026314 | 0.026718 | 0.027087 | 0.027392 | 0.027675 | 0.027952 | 0.028227 | 0.028513 | 0.028804
SDG&E | MM Therms | Commercial | Com - Education (Community College) | HVAC | No | HVAC - ET Rated Boiler (High) | 0.13451 | 0.13572 | 0.13689 | 0.1381 | 0.13928 | 0.14033 | 0.14112 | 0.14183 | 0.14252 | 0.14321 | 0.14395 | 0.14472
SDG&E | MM Therms | Commercial | Com - Education (Community College) | HVAC | No | HVAC - Gas Furnace | 0.018076 | 0.017798 | 0.017524 | 0.017254 | 0.016988 | 0.016726 | 0.016469 | 0.016215 | 0.015965 | 0.01572 | 0.015477 | 0.015239
SDG&E | MM Therms | Commercial | Com - Education (Community College) | HVAC | No | HVAC - SEER Rated Package Rooftop AC (Recharge) | 8.6871e-05 | 8.5533e-05 | 8.4216e-05 | 8.2919e-05 | 8.1642e-05 | 8.0385e-05 | 7.9147e-05 | 7.7928e-05 | 7.6728e-05 | 7.5546e-05 | 7.4383e-05 | 7.3237e-05
SDG&E | MM Therms | Commercial | Com - Education (Community College) | HVAC | No | HVAC - Thermostat | 0.033209 | 0.033758 | 0.034294 | 0.034841 | 0.035376 | 0.035864 | 0.036268 | 0.036643 | 0.03701 | 0.037374 | 0.037753 | 0.038137
SDG&E | MM Therms | Commercial | Com - Education (Community College) | SHW | Yes | SHW - EF Rated Storage Water Heater (Gas) - Emerging | 0 | 0 | 0.13282 | 0.135 | 0.13714 | 0.13908 | 0.1407 | 0.1422 | 0.14367 | 0.14513 | 0.14665 | 0.14819
SDG&E | MM Therms | Commercial | Com - Education (Community College) | SHW | Yes | SHW - ET Rated Storage Water Heater - Emerging | 0.22717 | 0.22786 | 0.22853 | 0.22927 | 0.22997 | 0.23052 | 0.23075 | 0.23089 | 0.23102 | 0.23116 | 0.23137 | 0.23163
SDG&E | MM Therms | Commercial | Com - Education (Community College) | SHW | No | SHW - EF Rated Instantaneous Water Heater (Gas) | 0.048211 | 0.049003 | 0.0087064 | 0.0088443 | 0.0089791 | 0.0091022 | 0.009204 | 0.0092984 | 0.0093907 | 0.0094825 | 0.0095778 | 0.0096747
SDG&E | MM Therms | Commercial | Com - Education (Community College) | SHW | No | SHW - Pipe and Tank Insulation | 0.22875 | 0.22523 | 0.22176 | 0.21834 | 0.21498 | 0.21167 | 0.20841 | 0.2052 | 0.20204 | 0.19893 | 0.19587 | 0.19285
SDG&E | MM Therms | Commercial | Com - Education (Community College) | Service | No | Service - Retro-Commissioning (Gas) | 0.026347 | 0.025942 | 0.025542 | 0.025149 | 0.024761 | 0.02438 | 0.024005 | 0.023635 | 0.023271 | 0.022913 | 0.02256 | 0.022212
SDG&E | MM Therms | Commercial | Com - Education (Community College) | WholeBlg | No | WholeBlg - Com RET Level 1 | 0.035372 | 0.034827 | 0.034291 | 0.033763 | 0.033243 | 0.032731 | 0.032227 | 0.031731 | 0.031242 | 0.030761 | 0.030287 | 0.029821
SDG&E | MM Therms | Commercial | Com - Education (Community College) | WholeBlg | No | WholeBlg - Com RET Level 2 | 0.49587 | 0.48824 | 0.48072 | 0.47332 | 0.46603 | 0.45885 | 0.45178 | 0.44483 | 0.43798 | 0.43123 | 0.42459 | 0.41805
SDG&E | MM Therms | Commercial | Com - Education (Primary School) | BldgEnv | No | BldgEnv - Wall Spray On Insulation | 0.085474 | 0.084158 | 0.082862 | 0.081586 | 0.080329 | 0.079092 | 0.077874 | 0.076675 | 0.075494 | 0.074332 | 0.073187 | 0.07206
SDG&E | MM Therms | Commercial | Com - Education (Primary School) | FoodServ | No | FoodServ - Fryer (Gas) | 0.067124 | 0.068234 | 0.069317 | 0.070423 | 0.071504 | 0.072491 | 0.073308 | 0.074066 | 0.074807 | 0.075543 | 0.076308 | 0.077086
SDG&E | MM Therms | Commercial | Com - Education (Primary School) | FoodServ | No | FoodServ - Oven (Gas) | 0.1026 | 0.1043 | 0.10595 | 0.10764 | 0.10929 | 0.1108 | 0.11205 | 0.11321 | 0.11434 | 0.11547 | 0.11664 | 0.11783
SDG&E | MM Therms | Commercial | Com - Education (Primary School) | HVAC | No | HVAC - ET Rated Boiler (High) | 0.41757 | 0.41726 | 0.41692 | 0.4167 | 0.41646 | 0.416 | 0.41511 | 0.4141 | 0.41309 | 0.41212 | 0.41127 | 0.41051
SDG&E | MM Therms | Commercial | Com - Education (Primary School) | HVAC | No | HVAC - Gas Furnace | 0.010814 | 0.010647 | 0.010483 | 0.010322 | 0.010163 | 0.010006 | 0.0098521 | 0.0097003 | 0.009551 | 0.0094039 | 0.0092591 | 0.0091165
SDG&E | MM Therms | Commercial | Com - Education (Primary School) | HVAC | No | HVAC - SEER Rated Package Rooftop AC (Recharge) | 0.0001162 | 0.00011441 | 0.00011265 | 0.00011091 | 0.0001092 | 0.00010752 | 0.00010587 | 0.00010424 | 0.00010263 | 0.00010105 | 9.9494e-05 | 9.7962e-05
SDG&E | MM Therms | Commercial | Com - Education (Primary School) | HVAC | No | HVAC - Thermostat | 0.22555 | 0.22928 | 0.23292 | 0.23663 | 0.24026 | 0.24358 | 0.24632 | 0.24887 | 0.25136 | 0.25384 | 0.25641 | 0.25902
SDG&E | MM Therms | Commercial | Com - Education (Primary School) | SHW | Yes | SHW - EF Rated Storage Water Heater (Gas) - Emerging | 0 | 0 | 0.16078 | 0.16345 | 0.16606 | 0.16845 | 0.17043 | 0.17227 | 0.17407 | 0.17586 | 0.17772 | 0.17961
SDG&E | MM Therms | Commercial | Com - Education (Primary School) | SHW | Yes | SHW - ET Rated Storage Water Heater - Emerging | 0.27784 | 0.27753 | 0.27721 | 0.27696 | 0.27671 | 0.27631 | 0.27564 | 0.27489 | 0.27414 | 0.27341 | 0.27277 | 0.27219
SDG&E | MM Therms | Commercial | Com - Education (Primary School) | SHW | No | SHW - EF Rated Instantaneous Water Heater (Gas) | 0.056226 | 0.057141 | 0.010151 | 0.01031 | 0.010466 | 0.010609 | 0.010726 | 0.010835 | 0.010942 | 0.011048 | 0.011158 | 0.01127
SDG&E | MM Therms | Commercial | Com - Education (Primary School) | SHW | No | SHW - Pipe and Tank Insulation | 0.33419 | 0.32904 | 0.32398 | 0.31899 | 0.31407 | 0.30924 | 0.30448 | 0.29979 | 0.29517 | 0.29062 | 0.28615 | 0.28174
SDG&E | MM Therms | Commercial | Com - Education (Primary School) | Service | No | Service - Retro-Commissioning (Gas) | 0.038492 | 0.037899 | 0.037315 | 0.03674 | 0.036175 | 0.035618 | 0.035069 | 0.034529 | 0.033997 | 0.033474 | 0.032958 | 0.032451
SDG&E | MM Therms | Commercial | Com - Education (Primary School) | WholeBlg | No | WholeBlg - Com RET Level 1 | 0.083117 | 0.081837 | 0.080576 | 0.079335 | 0.078114 | 0.076911 | 0.075726 | 0.07456 | 0.073412 | 0.072281 | 0.071168 | 0.070072
SDG&E | MM Therms | Commercial | Com - Education (Primary School) | WholeBlg | No | WholeBlg - Com RET Level 2 | 1.0496 | 1.0334 | 1.0175 | 1.0018 | 0.98638 | 0.97119 | 0.95624 | 0.94151 | 0.92701 | 0.91274 | 0.89868 | 0.88484
SDG&E | MM Therms | Commercial | Com - Education (Relocatable Classroom) | BldgEnv | No | BldgEnv - Wall Spray On Insulation | 0.085474 | 0.084158 | 0.082862 | 0.081586 | 0.080329 | 0.079092 | 0.077874 | 0.076675 | 0.075494 | 0.074332 | 0.073187 | 0.07206
SDG&E | MM Therms | Commercial | Com - Education (Relocatable Classroom) | FoodServ | No | FoodServ - Fryer (Gas) | 0.067124 | 0.068234 | 0.069317 | 0.070423 | 0.071504 | 0.072491 | 0.073308 | 0.074066 | 0.074807 | 0.075543 | 0.076308 | 0.077086
SDG&E | MM Therms | Commercial | Com - Education (Relocatable Classroom) | FoodServ | No | FoodServ - Oven (Gas) | 0.1026 | 0.1043 | 0.10595 | 0.10764 | 0.10929 | 0.1108 | 0.11205 | 0.11321 | 0.11434 | 0.11547 | 0.11664 | 0.11783
SDG&E | MM Therms | Commercial | Com - Education (Relocatable Classroom) | HVAC | No | HVAC - Gas Furnace | 0.012563 | 0.012369 | 0.012179 | 0.011991 | 0.011806 | 0.011625 | 0.011446 | 0.011269 | 0.011096 | 0.010925 | 0.010757 | 0.010591
SDG&E | MM Therms | Commercial | Com - Education (Relocatable Classroom) | HVAC | No | HVAC - SEER Rated Package Rooftop AC (Recharge) | 0.00012706 | 0.0001251 | 0.00012318 | 0.00012128 | 0.00011941 | 0.00011757 | 0.00011576 | 0.00011398 | 0.00011223 | 0.0001105 | 0.0001088 | 0.00010712
SDG&E | MM Therms | Commercial | Com - Education (Relocatable Classroom) | HVAC | No | HVAC - Thermostat | 0.056141 | 0.057069 | 0.057975 | 0.0589 | 0.059804 | 0.06063 | 0.061313 | 0.061947 | 0.062567 | 0.063183 | 0.063822 | 0.064473
SDG&E | MM Therms | Commercial | Com - Education (Relocatable Classroom) | SHW | Yes | SHW - EF Rated Storage Water Heater (Gas) - Emerging | 0 | 0 | 0.18932 | 0.19258 | 0.19577 | 0.19869 | 0.20112 | 0.20338 | 0.2056 | 0.20779 | 0.21007 | 0.21238
SDG&E | MM Therms | Commercial | Com - Education (Relocatable Classroom) | SHW | Yes | SHW - ET Rated Storage Water Heater - Emerging | 0.64679 | 0.64612 | 0.64543 | 0.64491 | 0.64437 | 0.64351 | 0.64198 | 0.64027 | 0.63857 | 0.63693 | 0.63548 | 0.63417
SDG&E | MM Therms | Commercial | Com - Education (Relocatable Classroom) | SHW | No | SHW - EF Rated Instantaneous Water Heater (Gas) | 0.1222 | 0.12417 | 0.022055 | 0.022397 | 0.022732 | 0.023038 | 0.02329 | 0.023524 | 0.023753 | 0.02398 | 0.024216 | 0.024457
SDG&E | MM Therms | Commercial | Com - Education (Relocatable Classroom) | SHW | No | SHW - Pipe and Tank Insulation | 0.33419 | 0.32904 | 0.32398 | 0.31899 | 0.31407 | 0.30924 | 0.30448 | 0.29979 | 0.29517 | 0.29062 | 0.28615 | 0.28174
SDG&E | MM Therms | Commercial | Com - Education (Relocatable Classroom) | Service | No | Service - Retro-Commissioning (Gas) | 0.038492 | 0.037899 | 0.037315 | 0.03674 | 0.036175 | 0.035618 | 0.035069 | 0.034529 | 0.033997 | 0.033474 | 0.032958 | 0.032451
SDG&E | MM Therms | Commercial | Com - Education (Relocatable Classroom) | WholeBlg | No | WholeBlg - Com RET Level 1 | 0.069586 | 0.068515 | 0.067459 | 0.066421 | 0.065398 | 0.064391 | 0.063399 | 0.062423 | 0.061461 | 0.060515 | 0.059583 | 0.058665
SDG&E | MM Therms | Commercial | Com - Education (Relocatable Classroom) | WholeBlg | No | WholeBlg - Com RET Level 2 | 0.74875 | 0.73722 | 0.72587 | 0.71469 | 0.70368 | 0.69284 | 0.68217 | 0.67167 | 0.66133 | 0.65114 | 0.64111 | 0.63124
SDG&E | MM Therms | Commercial | Com - Education (Secondary School) | BldgEnv | No | BldgEnv - Wall Spray On Insulation | 0.042737 | 0.042079 | 0.041431 | 0.040793 | 0.040165 | 0.039546 | 0.038937 | 0.038338 | 0.037747 | 0.037166 | 0.036593 | 0.03603
SDG&E | MM Therms | Commercial | Com - Education (Secondary School) | FoodServ | No | FoodServ - Fryer (Gas) | 0.033562 | 0.034117 | 0.034659 | 0.035212 | 0.035752 | 0.036245 | 0.036654 | 0.037033 | 0.037403 | 0.037772 | 0.038154 | 0.038543
SDG&E | MM Therms | Commercial | Com - Education (Secondary School) | FoodServ | No | FoodServ - Oven (Gas) | 0.051299 | 0.052148 | 0.052975 | 0.053821 | 0.054647 | 0.055401 | 0.056025 | 0.056604 | 0.057171 | 0.057734 | 0.058318 | 0.058913
SDG&E | MM Therms | Commercial | Com - Education (Secondary School) | HVAC | No | HVAC - ET Rated Boiler (High) | 0.20879 | 0.20863 | 0.20846 | 0.20835 | 0.20823 | 0.208 | 0.20756 | 0.20705 | 0.20655 | 0.20606 | 0.20564 | 0.20525
SDG&E | MM Therms | Commercial | Com - Education (Secondary School) | HVAC | No | HVAC - Gas Furnace | 0.0046389 | 0.0045674 | 0.0044971 | 0.0044278 | 0.0043596 | 0.0042925 | 0.0042264 | 0.0041613 | 0.0040972 | 0.0040341 | 0.003972 | 0.0039108
SDG&E | MM Therms | Commercial | Com - Education (Secondary School) | HVAC | No | HVAC - SEER Rated Package Rooftop AC (Recharge) | 9.8465e-05 | 9.6948e-05 | 9.5455e-05 | 9.3985e-05 | 9.2538e-05 | 9.1113e-05 | 8.971e-05 | 8.8328e-05 | 8.6968e-05 | 8.5628e-05 | 8.431e-05 | 8.3011e-05
SDG&E | MM Therms | Commercial | Com - Education (Secondary School) | HVAC | No | HVAC - Thermostat | 0.10972 | 0.11154 | 0.11331 | 0.11512 | 0.11688 | 0.1185 | 0.11983 | 0.12107 | 0.12228 | 0.12349 | 0.12474 | 0.12601
SDG&E | MM Therms | Commercial | Com - Education (Secondary School) | SHW | Yes | SHW - EF Rated Storage Water Heater (Gas) - Emerging | 0 | 0 | 0.079777 | 0.081121 | 0.082435 | 0.083637 | 0.084637 | 0.085567 | 0.086477 | 0.087381 | 0.088317 | 0.089269
SDG&E | MM Therms | Commercial | Com - Education (Secondary School) | SHW | Yes | SHW - ET Rated Storage Water Heater - Emerging | 0.20419 | 0.20409 | 0.20399 | 0.20394 | 0.20387 | 0.2037 | 0.20332 | 0.20287 | 0.20242 | 0.20199 | 0.20162 | 0.20129
SDG&E | MM Therms | Commercial | Com - Education (Secondary School) | SHW | No | SHW - EF Rated Instantaneous Water Heater (Gas) | 0.041146 | 0.041823 | 0.0074309 | 0.0075489 | 0.0076642 | 0.0077695 | 0.0078565 | 0.0079373 | 0.0080163 | 0.0080948 | 0.0081763 | 0.0082592
SDG&E | MM Therms | Commercial | Com - Education (Secondary School) | SHW | No | SHW - Pipe and Tank Insulation | 0.16709 | 0.16452 | 0.16199 | 0.15949 | 0.15704 | 0.15462 | 0.15224 | 0.14989 | 0.14758 | 0.14531 | 0.14307 | 0.14087
SDG&E | MM Therms | Commercial | Com - Education (Secondary School) | Service | No | Service - Retro-Commissioning (Gas) | 0.019246 | 0.018949 | 0.018658 | 0.01837 | 0.018087 | 0.017809 | 0.017535 | 0.017265 | 0.016999 | 0.016737 | 0.016479 | 0.016225
SDG&E | MM Therms | Commercial | Com - Education (Secondary School) | WholeBlg | No | WholeBlg - Com RET Level 1 | 0.043147 | 0.042482 | 0.041828 | 0.041184 | 0.040549 | 0.039925 | 0.03931 | 0.038705 | 0.038109 | 0.037522 | 0.036944 | 0.036375
SDG&E | MM Therms | Commercial | Com - Education (Secondary School) | WholeBlg | No | WholeBlg - Com RET Level 2 | 0.55122 | 0.54274 | 0.53438 | 0.52615 | 0.51805 | 0.51007 | 0.50221 | 0.49448 | 0.48686 | 0.47937 | 0.47198 | 0.46471
SDG&E | MM Therms | Commercial | Com - Education (University) | BldgEnv | No | BldgEnv - Wall Spray On Insulation | 0.058507 | 0.057606 | 0.056719 | 0.055845 | 0.054985 | 0.054138 | 0.053305 | 0.052484 | 0.051676 | 0.05088 | 0.050096 | 0.049325
SDG&E | MM Therms | Commercial | Com - Education (University) | FoodServ | No | FoodServ - Fryer (Gas) | 0.037592 | 0.038214 | 0.03882 | 0.03944 | 0.040045 | 0.040598 | 0.041055 | 0.04148 | 0.041895 | 0.042307 | 0.042736 | 0.043171
SDG&E | MM Therms | Commercial | Com - Education (University) | FoodServ | No | FoodServ - Oven (Gas) | 0.025082 | 0.025496 | 0.025901 | 0.026314 | 0.026718 | 0.027087 | 0.027392 | 0.027675 | 0.027952 | 0.028227 | 0.028513 | 0.028804
SDG&E | MM Therms | Commercial | Com - Education (University) | HVAC | No | HVAC - ET Rated Boiler (High) | 0.16323 | 0.1639 | 0.16455 | 0.16525 | 0.16593 | 0.16648 | 0.1668 | 0.16703 | 0.16726 | 0.1675 | 0.16779 | 0.16811
SDG&E | MM Therms | Commercial | Com - Education (University) | HVAC | No | HVAC - Gas Furnace | 0.0063506 | 0.0062528 | 0.0061565 | 0.0060617 | 0.0059683 | 0.0058764 | 0.0057859 | 0.0056968 | 0.0056091 | 0.0055227 | 0.0054376 | 0.0053539
SDG&E | MM Therms | Commercial | Com - Education (University) | HVAC | No | HVAC - Thermostat | 0.033405 | 0.033957 | 0.034496 | 0.035046 | 0.035584 | 0.036075 | 0.036482 | 0.036859 | 0.037228 | 0.037594 | 0.037975 | 0.038362
SDG&E | MM Therms | Commercial | Com - Education (University) | SHW | Yes | SHW - EF Rated Storage Water Heater (Gas) - Emerging | 0 | 0 | 0.1334 | 0.13557 | 0.13769 | 0.13963 | 0.14124 | 0.14274 | 0.1442 | 0.14565 | 0.14715 | 0.14869
SDG&E | MM Therms | Commercial | Com - Education (University) | SHW | Yes | SHW - ET Rated Storage Water Heater - Emerging | 0.20046 | 0.20097 | 0.20146 | 0.20201 | 0.20253 | 0.20292 | 0.20304 | 0.20308 | 0.20312 | 0.20316 | 0.20327 | 0.20342
SDG&E | MM Therms | Commercial | Com - Education (University) | SHW | No | SHW - EF Rated Instantaneous Water Heater (Gas) | 0.03889 | 0.039526 | 0.0070225 | 0.0071335 | 0.007242 | 0.007341 | 0.0074229 | 0.0074988 | 0.0075731 | 0.0076469 | 0.0077235 | 0.0078016
SDG&E | MM Therms | Commercial | Com - Education (University) | SHW | No | SHW - Pipe and Tank Insulation | 0.22875 | 0.22523 | 0.22176 | 0.21834 | 0.21498 | 0.21167 | 0.20841 | 0.2052 | 0.20204 | 0.19893 | 0.19587 | 0.19285
SDG&E | MM Therms | Commercial | Com - Education (University) | Service | No | Service - Retro-Commissioning (Gas) | 0.026347 | 0.025942 | 0.025542 | 0.025149 | 0.024761 | 0.02438 | 0.024005 | 0.023635 | 0.023271 | 0.022913 | 0.02256 | 0.022212
SDG&E | MM Therms | Commercial | Com - Education (University) | WholeBlg | No | WholeBlg - Com RET Level 1 | 0.035593 | 0.035044 | 0.034505 | 0.033973 | 0.03345 | 0.032935 | 0.032428 | 0.031928 | 0.031437 | 0.030953 | 0.030476 | 0.030007
SDG&E | MM Therms | Commercial | Com - Education (University) | WholeBlg | No | WholeBlg - Com RET Level 2 | 0.47481 | 0.4675 | 0.4603 | 0.45321 | 0.44623 | 0.43936 | 0.43259 | 0.42593 | 0.41937 | 0.41291 | 0.40655 | 0.40029
SDG&E | MM Therms | Commercial | Com - Grocery | BldgEnv | No | BldgEnv - Attic Batt Insulation | 0.029055 | 0.028607 | 0.028167 | 0.027733 | 0.027306 | 0.026885 | 0.026471 | 0.026064 | 0.025662 | 0.025267 | 0.024878 | 0.024495
SDG&E | MM Therms | Commercial | Com - Grocery | BldgEnv | No | BldgEnv - Wall Spray On Insulation | 0.13826 | 0.13613 | 0.13403 | 0.13197 | 0.12994 | 0.12794 | 0.12597 | 0.12403 | 0.12212 | 0.12023 | 0.11838 | 0.11656
SDG&E | MM Therms | Commercial | Com - Grocery | FoodServ | No | FoodServ - Oven (Gas) | 0.24894 | 0.25305 | 0.25707 | 0.26117 | 0.26518 | 0.26884 | 0.27187 | 0.27468 | 0.27743 | 0.28016 | 0.283 | 0.28588
SDG&E | MM Therms | Commercial | Com - Grocery | HVAC | No | HVAC - Gas Furnace | 0.10417 | 0.10256 | 0.10098 | 0.099427 | 0.097896 | 0.096389 | 0.094904 | 0.093443 | 0.092004 | 0.090587 | 0.089192 | 0.087818
SDG&E | MM Therms | Commercial | Com - Grocery | HVAC | No | HVAC - Thermostat | 0.55753 | 0.56675 | 0.57575 | 0.58493 | 0.59391 | 0.60211 | 0.60889 | 0.61519 | 0.62134 | 0.62746 | 0.63381 | 0.64027
SDG&E | MM Therms | Commercial | Com - Grocery | SHW | Yes | SHW - EF Rated Storage Water Heater (Gas) - Emerging | 0 | 0 | 0.36968 | 0.37564 | 0.38146 | 0.38678 | 0.39119 | 0.39528 | 0.39928 | 0.40326 | 0.40738 | 0.41158
SDG&E | MM Therms | Commercial | Com - Grocery | SHW | Yes | SHW - ET Rated Storage Water Heater - Emerging | 0.49726 | 0.50154 | 0.5057 | 0.51002 | 0.51422 | 0.51793 | 0.52072 | 0.52321 | 0.52563 | 0.52805 | 0.53066 | 0.53336
SDG&E | MM Therms | Commercial | Com - Grocery | SHW | No | SHW - EF Rated Instantaneous Water Heater (Gas) | 0.10307 | 0.105 | 0.018695 | 0.01903 | 0.019358 | 0.019658 | 0.01991 | 0.020144 | 0.020373 | 0.020601 | 0.020837 | 0.021076
SDG&E | MM Therms | Commercial | Com - Grocery | SHW | No | SHW - Pipe and Tank Insulation | 0.54057 | 0.53224 | 0.52405 | 0.51598 | 0.50803 | 0.50021 | 0.4925 | 0.48492 | 0.47745 | 0.4701 | 0.46286 | 0.45573
SDG&E | MM Therms | Commercial | Com - Grocery | Service | No | Service - Retro-Commissioning (Gas) | 0.062262 | 0.061303 | 0.060359 | 0.059429 | 0.058514 | 0.057613 | 0.056726 | 0.055852 | 0.054992 | 0.054145 | 0.053311 | 0.05249
SDG&E | MM Therms | Commercial | Com - Grocery | WholeBlg | No | WholeBlg - Com RET Level 1 | 0.12872 | 0.12673 | 0.12478 | 0.12286 | 0.12097 | 0.11911 | 0.11727 | 0.11547 | 0.11369 | 0.11194 | 0.11021 | 0.10852
SDG&E | MM Therms | Commercial | Com - Grocery | WholeBlg | No | WholeBlg - Com RET Level 2 | 1.5902 | 1.5657 | 1.5416 | 1.5179 | 1.4945 | 1.4715 | 1.4488 | 1.4265 | 1.4046 | 1.3829 | 1.3616 | 1.3407
SDG&E | MM Therms | Commercial | Com - Hospital | BldgEnv | No | BldgEnv - Wall Spray On Insulation | 0.23086 | 0.22731 | 0.22381 | 0.22036 | 0.21697 | 0.21363 | 0.21034 | 0.2071 | 0.20391 | 0.20077 | 0.19768 | 0.19463
SDG&E | MM Therms | Commercial | Com - Hospital | FoodServ | No | FoodServ - Oven (Gas) | 0.074521 | 0.075753 | 0.076956 | 0.078184 | 0.079384 | 0.08048 | 0.081386 | 0.082228 | 0.08305 | 0.083868 | 0.084717 | 0.085581
SDG&E | MM Therms | Commercial | Com - Hospital | HVAC | No | HVAC - ET Rated Boiler (High) | 1.3366 | 1.3692 | 1.4011 | 1.4335 | 1.4651 | 1.4943 | 1.5193 | 1.5427 | 1.5656 | 1.5884 | 1.6117 | 1.6354
SDG&E | MM Therms | Commercial | Com - Hospital | HVAC | No | HVAC - Gas Furnace | 0.013795 | 0.013583 | 0.013373 | 0.013167 | 0.012965 | 0.012765 | 0.012568 | 0.012375 | 0.012184 | 0.011997 | 0.011812 | 0.01163
SDG&E | MM Therms | Commercial | Com - Hospital | HVAC | No | HVAC - SEER Rated Package Rooftop AC (Recharge) | 7.5101e-05 | 7.3944e-05 | 7.2806e-05 | 7.1684e-05 | 7.0581e-05 | 6.9494e-05 | 6.8423e-05 | 6.737e-05 | 6.6332e-05 | 6.5311e-05 | 6.4305e-05 | 6.3315e-05
SDG&E | MM Therms | Commercial | Com - Hospital | SHW | Yes | SHW - EF Rated Storage Water Heater (Gas) - Emerging | 0 | 0 | 0.011121 | 0.014755 | 0.018319 | 0.021693 | 0.024743 | 0.027666 | 0.030534 | 0.03337 | 0.036232 | 0.039094
SDG&E | MM Therms | Commercial | Com - Hospital | SHW | Yes | SHW - ET Rated Storage Water Heater - Emerging | 0.82429 | 0.82885 | 0.83327 | 0.83794 | 0.84246 | 0.8463 | 0.84883 | 0.85095 | 0.853 | 0.85507 | 0.85742 | 0.85994
SDG&E | MM Therms | Commercial | Com - Hospital | SHW | No | SHW - EF Rated Instantaneous Water Heater (Gas) | 0.16337 | 0.16607 | 0.13673 | 0.13555 | 0.13439 | 0.13321 | 0.13198 | 0.13075 | 0.12953 | 0.12834 | 0.12719 | 0.12606
SDG&E | MM Therms | Commercial | Com - Hospital | SHW | No | SHW - Pipe and Tank Insulation | 0.30893 | 0.30418 | 0.29949 | 0.29488 | 0.29034 | 0.28587 | 0.28147 | 0.27713 | 0.27286 | 0.26866 | 0.26452 | 0.26045
SDG&E | MM Therms | Commercial | Com - Hospital | Service | No | Service - Retro-Commissioning (Gas) | 0.035583 | 0.035035 | 0.034495 | 0.033964 | 0.033441 | 0.032926 | 0.032419 | 0.03192 | 0.031428 | 0.030944 | 0.030467 | 0.029998
SDG&E | MM Therms | Commercial | Com - Hospital | WholeBlg | No | WholeBlg - Com RET Level 1 | 0.11575 | 0.11397 | 0.11221 | 0.11048 | 0.10878 | 0.10711 | 0.10546 | 0.10383 | 0.10223 | 0.10066 | 0.099108 | 0.097582
SDG&E | MM Therms | Commercial | Com - Hospital | WholeBlg | No | WholeBlg - Com RET Level 2 | 2.0818 | 2.0497 | 2.0181 | 1.987 | 1.9564 | 1.9263 | 1.8967 | 1.8674 | 1.8387 | 1.8104 | 1.7825 | 1.755
SDG&E | MM Therms | Commercial | Com - Hotel | BldgEnv | No | BldgEnv - Wall Spray On Insulation | 1.4281 | 1.4061 | 1.3844 | 1.3631 | 1.3421 | 1.3215 | 1.3011 | 1.2811 | 1.2613 | 1.2419 | 1.2228 | 1.204
SDG&E | MM Therms | Commercial | Com - Hotel | FoodServ | No | FoodServ - Fryer (Gas) | 0.070575 | 0.071742 | 0.072881 | 0.074043 | 0.07518 | 0.076218 | 0.077076 | 0.077873 | 0.078652 | 0.079427 | 0.080231 | 0.081049
SDG&E | MM Therms | Commercial | Com - Hotel | FoodServ | No | FoodServ - Oven (Gas) | 0.12714 | 0.12924 | 0.13129 | 0.13338 | 0.13543 | 0.1373 | 0.13885 | 0.14028 | 0.14169 | 0.14308 | 0.14453 | 0.146
SDG&E | MM Therms | Commercial | Com - Hotel | HVAC | No | HVAC - ET Rated Boiler (High) | 0.81248 | 0.8242 | 0.83564 | 0.84734 | 0.85877 | 0.86916 | 0.87763 | 0.88544 | 0.89308 | 0.90068 | 0.90861 | 0.9167
SDG&E | MM Therms | Commercial | Com - Hotel | HVAC | No | HVAC - Gas Furnace | 0.0018754 | 0.0018465 | 0.0018181 | 0.0017901 | 0.0017625 | 0.0017354 | 0.0017087 | 0.0016824 | 0.0016564 | 0.0016309 | 0.0016058 | 0.0015811
SDG&E | MM Therms | Commercial | Com - Hotel | HVAC | No | HVAC - SEER Rated Package Rooftop AC (Recharge) | 0.00021423 | 0.00021093 | 0.00020769 | 0.00020449 | 0.00020134 | 0.00019824 | 0.00019518 | 0.00019218 | 0.00018922 | 0.0001863 | 0.00018344 | 0.00018061
SDG&E | MM Therms | Commercial | Com - Hotel | SHW | Yes | SHW - EF Rated Storage Water Heater (Gas) - Emerging | 0 | 0 | 0.082909 | 0.08431 | 0.085679 | 0.086933 | 0.087976 | 0.088946 | 0.089895 | 0.090837 | 0.091814 | 0.092806
SDG&E | MM Therms | Commercial | Com - Hotel | SHW | Yes | SHW - ET Rated Storage Water Heater - Emerging | 0.40428 | 0.40777 | 0.41117 | 0.41469 | 0.41812 | 0.42114 | 0.42342 | 0.42546 | 0.42743 | 0.42941 | 0.43154 | 0.43375
SDG&E | MM Therms | Commercial | Com - Hotel | SHW | No | SHW - EF Rated Instantaneous Water Heater (Gas) | 0.096513 | 0.098107 | 0.017433 | 0.01771 | 0.017982 | 0.01823 | 0.018435 | 0.018626 | 0.018812 | 0.018997 | 0.019189 | 0.019385
SDG&E | MM Therms | Commercial | Com - Hotel | SHW | No | SHW - Pipe and Tank Insulation | 0.38651 | 0.38055 | 0.37469 | 0.36892 | 0.36324 | 0.35765 | 0.35214 | 0.34672 | 0.34138 | 0.33612 | 0.33094 | 0.32585
SDG&E | MM Therms | Commercial | Com - Hotel | Service | No | Service - Retro-Commissioning (Gas) | 0.044517 | 0.043832 | 0.043157 | 0.042492 | 0.041838 | 0.041194 | 0.040559 | 0.039935 | 0.03932 | 0.038714 | 0.038118 | 0.037531
SDG&E | MM Therms | Commercial | Com - Hotel | WholeBlg | No | WholeBlg - Com RET Level 1 | 0.099791 | 0.098254 | 0.096741 | 0.095251 | 0.093784 | 0.09234 | 0.090918 | 0.089518 | 0.088139 | 0.086782 | 0.085446 | 0.08413
SDG&E | MM Therms | Commercial | Com - Hotel | WholeBlg | No | WholeBlg - Com RET Level 2 | 2.363 | 2.3266 | 2.2908 | 2.2555 | 2.2208 | 2.1866 | 2.1529 | 2.1197 | 2.0871 | 2.055 | 2.0233 | 1.9922
SDG&E | MM Therms | Commercial | Com - Motel | BldgEnv | No | BldgEnv - Wall Spray On Insulation | 1.4281 | 1.4061 | 1.3844 | 1.3631 | 1.3421 | 1.3215 | 1.3011 | 1.2811 | 1.2613 | 1.2419 | 1.2228 | 1.204
SDG&E | MM Therms | Commercial | Com - Motel | FoodServ | No | FoodServ - Fryer (Gas) | 0.070575 | 0.071742 | 0.072881 | 0.074043 | 0.07518 | 0.076218 | 0.077076 | 0.077873 | 0.078652 | 0.079427 | 0.080231 | 0.081049
SDG&E | MM Therms | Commercial | Com - Motel | FoodServ | No | FoodServ - Oven (Gas) | 0.12714 | 0.12924 | 0.13129 | 0.13338 | 0.13543 | 0.1373 | 0.13885 | 0.14028 | 0.14169 | 0.14308 | 0.14453 | 0.146
SDG&E | MM Therms | Commercial | Com - Motel | HVAC | No | HVAC - ET Rated Boiler (High) | 0.81248 | 0.8242 | 0.83564 | 0.84734 | 0.85877 | 0.86916 | 0.87763 | 0.88544 | 0.89308 | 0.90068 | 0.90861 | 0.9167
SDG&E | MM Therms | Commercial | Com - Motel | HVAC | No | HVAC - Gas Furnace | 0.0018754 | 0.0018465 | 0.0018181 | 0.0017901 | 0.0017625 | 0.0017354 | 0.0017087 | 0.0016824 | 0.0016564 | 0.0016309 | 0.0016058 | 0.0015811
SDG&E | MM Therms | Commercial | Com - Motel | SHW | Yes | SHW - EF Rated Storage Water Heater (Gas) - Emerging | 0 | 0 | 0.054997 | 0.055935 | 0.056853 | 0.057692 | 0.058392 | 0.059042 | 0.059679 | 0.060311 | 0.060966 | 0.061631
SDG&E | MM Therms | Commercial | Com - Motel | SHW | Yes | SHW - ET Rated Storage Water Heater - Emerging | 0.16795 | 0.16812 | 0.16828 | 0.16849 | 0.16868 | 0.16877 | 0.16866 | 0.16849 | 0.16832 | 0.16816 | 0.16805 | 0.16798
SDG&E | MM Therms | Commercial | Com - Motel | SHW | No | SHW - EF Rated Instantaneous Water Heater (Gas) | 0.037671 | 0.038293 | 0.006804 | 0.0069123 | 0.0070182 | 0.0071148 | 0.0071948 | 0.0072689 | 0.0073415 | 0.0074136 | 0.0074884 | 0.0075646
SDG&E | MM Therms | Commercial | Com - Motel | SHW | No | SHW - Pipe and Tank Insulation | 0.38651 | 0.38055 | 0.37469 | 0.36892 | 0.36324 | 0.35765 | 0.35214 | 0.34672 | 0.34138 | 0.33612 | 0.33094 | 0.32585
SDG&E | MM Therms | Commercial | Com - Motel | Service | No | Service - Retro-Commissioning (Gas) | 0.044517 | 0.043832 | 0.043157 | 0.042492 | 0.041838 | 0.041194 | 0.040559 | 0.039935 | 0.03932 | 0.038714 | 0.038118 | 0.037531
SDG&E | MM Therms | Commercial | Com - Motel | WholeBlg | No | WholeBlg - Com RET Level 1 | 0.091873 | 0.090458 | 0.089065 | 0.087693 | 0.086343 | 0.085013 | 0.083704 | 0.082415 | 0.081146 | 0.079896 | 0.078666 | 0.077454
SDG&E | MM Therms | Commercial | Com - Motel | WholeBlg | No | WholeBlg - Com RET Level 2 | 2.2615 | 2.2267 | 2.1924 | 2.1586 | 2.1254 | 2.0926 | 2.0604 | 2.0287 | 1.9974 | 1.9667 | 1.9364 | 1.9066
SDG&E | MM Therms | Commercial | Com - Nusing Home | BldgEnv | No | BldgEnv - Wall Spray On Insulation | 0.079015 | 0.077798 | 0.0766 | 0.07542 | 0.074259 | 0.073115 | 0.071989 | 0.070881 | 0.069789 | 0.068714 | 0.067656 | 0.066614
SDG&E | MM Therms | Commercial | Com - Nusing Home | FoodServ | No | FoodServ - Oven (Gas) | 0.074521 | 0.075753 | 0.076956 | 0.078184 | 0.079384 | 0.08048 | 0.081386 | 0.082228 | 0.08305 | 0.083868 | 0.084717 | 0.085581
SDG&E | MM Therms | Commercial | Com - Nusing Home | HVAC | No | HVAC - ET Rated Boiler (High) | 1.259 | 1.2813 | 1.303 | 1.3252 | 1.3469 | 1.3667 | 1.3832 | 1.3986 | 1.4136 | 1.4286 | 1.444 | 1.4597
SDG&E | MM Therms | Commercial | Com - Nusing Home | HVAC | No | HVAC - Gas Furnace | 0.0276 | 0.027175 | 0.026756 | 0.026344 | 0.025939 | 0.025539 | 0.025146 | 0.024759 | 0.024377 | 0.024002 | 0.023632 | 0.023268
SDG&E | MM Therms | Commercial | Com - Nusing Home | HVAC | No | HVAC - SEER Rated Package Rooftop AC (Recharge) | 0.00051812 | 0.00051014 | 0.00050229 | 0.00049455 | 0.00048694 | 0.00047944 | 0.00047205 | 0.00046478 | 0.00045763 | 0.00045058 | 0.00044364 | 0.00043681
SDG&E | MM Therms | Commercial | Com - Nusing Home | HVAC | No | HVAC - Thermostat | 0.20563 | 0.20903 | 0.21235 | 0.21574 | 0.21905 | 0.22207 | 0.22457 | 0.22689 | 0.22916 | 0.23142 | 0.23376 | 0.23615
SDG&E | MM Therms | Commercial | Com - Nusing Home | SHW | Yes | SHW - EF Rated Storage Water Heater (Gas) - Emerging | 0 | 0 | 0.11729 | 0.11929 | 0.12124 | 0.12303 | 0.12452 | 0.12591 | 0.12726 | 0.12861 | 0.13 | 0.13142
SDG&E | MM Therms | Commercial | Com - Nusing Home | SHW | Yes | SHW - ET Rated Storage Water Heater - Emerging | 0.613 | 0.61541 | 0.61772 | 0.62021 | 0.62262 | 0.62457 | 0.62563 | 0.62642 | 0.62716 | 0.62794 | 0.62892 | 0.63002
SDG&E | MM Therms | Commercial | Com - Nusing Home | SHW | No | SHW - EF Rated Instantaneous Water Heater (Gas) | 0.12212 | 0.12414 | 0.022059 | 0.022411 | 0.022755 | 0.023069 | 0.023329 | 0.02357 | 0.023806 | 0.02404 | 0.024283 | 0.024531
SDG&E | MM Therms | Commercial | Com - Nusing Home | SHW | No | SHW - Pipe and Tank Insulation | 0.30893 | 0.30418 | 0.29949 | 0.29488 | 0.29034 | 0.28587 | 0.28147 | 0.27713 | 0.27286 | 0.26866 | 0.26452 | 0.26045
SDG&E | MM Therms | Commercial | Com - Nusing Home | Service | No | Service - Retro-Commissioning (Gas) | 0.035583 | 0.035035 | 0.034495 | 0.033964 | 0.033441 | 0.032926 | 0.032419 | 0.03192 | 0.031428 | 0.030944 | 0.030467 | 0.029998
SDG&E | MM Therms | Commercial | Com - Nusing Home | WholeBlg | No | WholeBlg - Com RET Level 1 | 0.10357 | 0.10197 | 0.1004 | 0.098855 | 0.097333 | 0.095834 | 0.094358 | 0.092905 | 0.091474 | 0.090066 | 0.088679 | 0.087313
SDG&E | MM Therms | Commercial | Com - Nusing Home | WholeBlg | No | WholeBlg - Com RET Level 2 | 1.64 | 1.6148 | 1.5899 | 1.5654 | 1.5413 | 1.5176 | 1.4942 | 1.4712 | 1.4485 | 1.4262 | 1.4043 | 1.3826
SDG&E | MM Therms | Commercial | Com - Office (Large) | BldgEnv | No | BldgEnv - Wall Spray On Insulation | 0.50146 | 0.49374 | 0.48614 | 0.47865 | 0.47128 | 0.46402 | 0.45688 | 0.44984 | 0.44291 | 0.43609 | 0.42938 | 0.42276
SDG&E | MM Therms | Commercial | Com - Office (Large) | FoodServ | No | FoodServ - Oven (Gas) | 0.21497 | 0.21853 | 0.222 | 0.22554 | 0.229 | 0.23216 | 0.23478 | 0.23721 | 0.23958 | 0.24194 | 0.24439 | 0.24688
SDG&E | MM Therms | Commercial | Com - Office (Large) | HVAC | No | HVAC - ET Rated Boiler (High) | 1.3411 | 1.359 | 1.3765 | 1.3944 | 1.4119 | 1.4277 | 1.4405 | 1.4522 | 1.4637 | 1.4751 | 1.4871 | 1.4993
SDG&E | MM Therms | Commercial | Com - Office (Large) | HVAC | No | HVAC - Gas Furnace | 0.03146 | 0.030975 | 0.030498 | 0.030028 | 0.029566 | 0.029111 | 0.028662 | 0.028221 | 0.027786 | 0.027358 | 0.026937 | 0.026522
SDG&E | MM Therms | Commercial | Com - Office (Large) | HVAC | No | HVAC - SEER Rated Package Rooftop AC (Recharge) | 0.00012075 | 0.00011889 | 0.00011706 | 0.00011525 | 0.00011348 | 0.00011173 | 0.00011001 | 0.00010832 | 0.00010665 | 0.00010501 | 0.00010339 | 0.0001018
SDG&E | MM Therms | Commercial | Com - Office (Large) | HVAC | No | HVAC - Thermostat | 0.30012 | 0.30508 | 0.30992 | 0.31487 | 0.3197 | 0.32411 | 0.32777 | 0.33115 | 0.33447 | 0.33776 | 0.34118 | 0.34466
SDG&E | MM Therms | Commercial | Com - Office (Large) | SHW | Yes | SHW - EF Rated Storage Water Heater (Gas) - Emerging | 0 | 0 | 1.1509 | 1.1694 | 1.1875 | 1.204 | 1.2177 | 1.2304 | 1.2428 | 1.2551 | 1.2679 | 1.2809
SDG&E | MM Therms | Commercial | Com - Office (Large) | SHW | Yes | SHW - ET Rated Storage Water Heater - Emerging | 0.48778 | 0.4892 | 0.49056 | 0.49206 | 0.4935 | 0.4946 | 0.49504 | 0.49528 | 0.49549 | 0.49572 | 0.49612 | 0.49662
SDG&E | MM Therms | Commercial | Com - Office (Large) | SHW | No | SHW - EF Rated Instantaneous Water Heater (Gas) | 0.10318 | 0.10488 | 0.018635 | 0.018931 | 0.019221 | 0.019486 | 0.019704 | 0.019907 | 0.020106 | 0.020303 | 0.020508 | 0.020716
SDG&E | MM Therms | Commercial | Com - Office (Large) | SHW | No | SHW - Pipe and Tank Insulation | 1.9606 | 1.9304 | 1.9007 | 1.8714 | 1.8426 | 1.8142 | 1.7863 | 1.7588 | 1.7317 | 1.705 | 1.6788 | 1.6529
SDG&E | MM Therms | Commercial | Com - Office (Large) | Service | No | Service - Retro-Commissioning (Gas) | 0.22582 | 0.22235 | 0.21892 | 0.21555 | 0.21223 | 0.20896 | 0.20574 | 0.20258 | 0.19946 | 0.19638 | 0.19336 | 0.19038
SDG&E | MM Therms | Commercial | Com - Office (Large) | WholeBlg | No | WholeBlg - Com RET Level 1 | 0.2081 | 0.2049 | 0.20174 | 0.19863 | 0.19557 | 0.19256 | 0.1896 | 0.18668 | 0.1838 | 0.18097 | 0.17818 | 0.17544
SDG&E | MM Therms | Commercial | Com - Office (Large) | WholeBlg | No | WholeBlg - Com RET Level 2 | 2.8747 | 2.8304 | 2.7868 | 2.7439 | 2.7017 | 2.6601 | 2.6191 | 2.5788 | 2.539 | 2.4999 | 2.4614 | 2.4235
SDG&E | MM Therms | Commercial | Com - Office (Small) | BldgEnv | No | BldgEnv - Wall Spray On Insulation | 0.77846 | 0.76648 | 0.75467 | 0.74305 | 0.73161 | 0.72034 | 0.70925 | 0.69832 | 0.68757 | 0.67698 | 0.66656 | 0.65629
SDG&E | MM Therms | Commercial | Com - Office (Small) | HVAC | No | HVAC - ET Rated Boiler (High) | 1.6694 | 1.6572 | 1.6451 | 1.6335 | 1.622 | 1.6101 | 1.5975 | 1.5848 | 1.5723 | 1.56 | 1.5481 | 1.5365
SDG&E | MM Therms | Commercial | Com - Office (Small) | HVAC | No | HVAC - Gas Furnace | 0.0025918 | 0.0025519 | 0.0025126 | 0.0024739 | 0.0024358 | 0.0023983 | 0.0023613 | 0.002325 | 0.0022892 | 0.0022539 | 0.0022192 | 0.002185
SDG&E | MM Therms | Commercial | Com - Office (Small) | HVAC | No | HVAC - SEER Rated Package Rooftop AC (Recharge) | 0.00012537 | 0.00012344 | 0.00012154 | 0.00011967 | 0.00011783 | 0.00011601 | 0.00011423 | 0.00011247 | 0.00011073 | 0.00010903 | 0.00010735 | 0.0001057
SDG&E | MM Therms | Commercial | Com - Office (Small) | HVAC | No | HVAC - Thermostat | 0.17147 | 0.17431 | 0.17708 | 0.1799 | 0.18266 | 0.18518 | 0.18727 | 0.18921 | 0.1911 | 0.19298 | 0.19493 | 0.19692
SDG&E | MM Therms | Commercial | Com - Office (Small) | SHW | Yes | SHW - EF Rated Storage Water Heater (Gas) - Emerging | 0 | 0 | 1.1213 | 1.1396 | 1.1574 | 1.1737 | 1.1872 | 1.1998 | 1.212 | 1.2242 | 1.2369 | 1.2497
SDG&E | MM Therms | Commercial | Com - Office (Small) | SHW | Yes | SHW - ET Rated Storage Water Heater - Emerging | 0.58765 | 0.58292 | 0.57825 | 0.57373 | 0.56926 | 0.56471 | 0.55991 | 0.5551 | 0.55035 | 0.54568 | 0.54117 | 0.53678
SDG&E | MM Therms | Commercial | Com - Office (Small) | SHW | No | SHW - EF Rated Instantaneous Water Heater (Gas) | 0.11681 | 0.11871 | 0.02109 | 0.021422 | 0.021746 | 0.022042 | 0.022287 | 0.022514 | 0.022736 | 0.022956 | 0.023186 | 0.023419
SDG&E | MM Therms | Commercial | Com - Office (Small) | SHW | No | SHW - Pipe and Tank Insulation | 0.9226 | 0.90839 | 0.8944 | 0.88062 | 0.86706 | 0.85371 | 0.84056 | 0.82762 | 0.81487 | 0.80232 | 0.78997 | 0.7778
SDG&E | MM Therms | Commercial | Com - Office (Small) | Service | No | Service - Retro-Commissioning (Gas) | 0.10626 | 0.10463 | 0.10302 | 0.10143 | 0.099867 | 0.098329 | 0.096815 | 0.095324 | 0.093856 | 0.092411 | 0.090988 | 0.089586
SDG&E | MM Therms | Commercial | Com - Office (Small) | WholeBlg | No | WholeBlg - Com RET Level 1 | 0.12477 | 0.12285 | 0.12096 | 0.1191 | 0.11726 | 0.11546 | 0.11368 | 0.11193 | 0.1102 | 0.10851 | 0.10683 | 0.10519
SDG&E | MM Therms | Commercial | Com - Office (Small) | WholeBlg | No | WholeBlg - Com RET Level 2 | 2.9153 | 2.8704 | 2.8262 | 2.7827 | 2.7398 | 2.6976 | 2.6561 | 2.6152 | 2.5749 | 2.5352 | 2.4962 | 2.4578
SDG&E | MM Therms | Commercial | Com - Restaurant (Fast Food) | BldgEnv | No | BldgEnv - Wall Spray On Insulation | 0.48974 | 0.4822 | 0.47477 | 0.46746 | 0.46026 | 0.45317 | 0.4462 | 0.43932 | 0.43256 | 0.4259 | 0.41934 | 0.41288
SDG&E | MM Therms | Commercial | Com - Restaurant (Fast Food) | FoodServ | No | FoodServ - Fryer (Gas) | 0.73092 | 0.743 | 0.7548 | 0.76684 | 0.77861 | 0.78936 | 0.79825 | 0.80651 | 0.81457 | 0.82259 | 0.83092 | 0.83939
SDG&E | MM Therms | Commercial | Com - Restaurant (Fast Food) | FoodServ | No | FoodServ - Oven (Gas) | 1.1423 | 1.1612 | 1.1796 | 1.1985 | 1.2168 | 1.2336 | 1.2475 | 1.2604 | 1.2731 | 1.2856 | 1.2986 | 1.3118
SDG&E | MM Therms | Commercial | Com - Restaurant (Fast Food) | HVAC | No | HVAC - Gas Furnace | 0.017619 | 0.017347 | 0.01708 | 0.016817 | 0.016558 | 0.016303 | 0.016052 | 0.015805 | 0.015561 | 0.015322 | 0.015086 | 0.014854
SDG&E | MM Therms | Commercial | Com - Restaurant (Fast Food) | HVAC | No | HVAC - Thermostat | 0.31155 | 0.3167 | 0.32173 | 0.32686 | 0.33188 | 0.33646 | 0.34025 | 0.34377 | 0.3472 | 0.35062 | 0.35417 | 0.35778
SDG&E | MM Therms | Commercial | Com - Restaurant (Fast Food) | SHW | Yes | SHW - EF Rated Storage Water Heater (Gas) - Emerging | 0 | 0 | 0.23902 | 0.24309 | 0.24708 | 0.25072 | 0.25376 | 0.25658 | 0.25935 | 0.26209 | 0.26493 | 0.26782
SDG&E | MM Therms | Commercial | Com - Restaurant (Fast Food) | SHW | Yes | SHW - ET Rated Storage Water Heater - Emerging | 0.67419 | 0.67293 | 0.67165 | 0.67056 | 0.66945 | 0.66803 | 0.66597 | 0.66374 | 0.66153 | 0.65938 | 0.65743 | 0.65562
SDG&E | MM Therms | Commercial | Com - Restaurant (Fast Food) | SHW | No | SHW - EF Rated Instantaneous Water Heater (Gas) | 0.1338 | 0.13599 | 0.024159 | 0.02454 | 0.024913 | 0.025253 | 0.025534 | 0.025794 | 0.026049 | 0.026303 | 0.026566 | 0.026833
SDG&E | MM Therms | Commercial | Com - Restaurant (Fast Food) | SHW | No | SHW - Pipe and Tank Insulation | 0.13255 | 0.13051 | 0.1285 | 0.12652 | 0.12457 | 0.12265 | 0.12076 | 0.1189 | 0.11707 | 0.11527 | 0.11349 | 0.11174
SDG&E | MM Therms | Commercial | Com - Restaurant (Fast Food) | Service | No | Service - Retro-Commissioning (Gas) | 0.015267 | 0.015031 | 0.0148 | 0.014572 | 0.014348 | 0.014127 | 0.013909 | 0.013695 | 0.013484 | 0.013276 | 0.013072 | 0.012871
SDG&E | MM Therms | Commercial | Com - Restaurant (Fast Food) | WholeBlg | No | WholeBlg - Com RET Level 1 | 0.40718 | 0.40091 | 0.39474 | 0.38866 | 0.38267 | 0.37678 | 0.37098 | 0.36526 | 0.35964 | 0.3541 | 0.34865 | 0.34328
SDG&E | MM Therms | Commercial | Com - Restaurant (Fast Food) | WholeBlg | No | WholeBlg - Com RET Level 2 | 2.2577 | 2.223 | 2.1887 | 2.155 | 2.1218 | 2.0892 | 2.057 | 2.0253 | 1.9941 | 1.9634 | 1.9332 | 1.9034
SDG&E | MM Therms | Commercial | Com - Restaurant (Sit Down) | BldgEnv | No | BldgEnv - Wall Spray On Insulation | 0.23757 | 0.23391 | 0.23031 | 0.22677 | 0.22327 | 0.21983 | 0.21645 | 0.21312 | 0.20983 | 0.2066 | 0.20342 | 0.20029
SDG&E | MM Therms | Commercial | Com - Restaurant (Sit Down) | FoodServ | No | FoodServ - Fryer (Gas) | 0.73092 | 0.743 | 0.7548 | 0.76684 | 0.77861 | 0.78936 | 0.79825 | 0.80651 | 0.81457 | 0.82259 | 0.83092 | 0.83939
SDG&E | MM Therms | Commercial | Com - Restaurant (Sit Down) | FoodServ | No | FoodServ - Oven (Gas) | 1.1423 | 1.1612 | 1.1796 | 1.1985 | 1.2168 | 1.2336 | 1.2475 | 1.2604 | 1.2731 | 1.2856 | 1.2986 | 1.3118
SDG&E | MM Therms | Commercial | Com - Restaurant (Sit Down) | HVAC | No | HVAC - Gas Furnace | 0.019621 | 0.019319 | 0.019022 | 0.018729 | 0.01844 | 0.018156 | 0.017877 | 0.017601 | 0.01733 | 0.017063 | 0.016801 | 0.016542
SDG&E | MM Therms | Commercial | Com - Restaurant (Sit Down) | HVAC | No | HVAC - SEER Rated Package Rooftop AC (Recharge) | 0.00015847 | 0.00015603 | 0.00015363 | 0.00015126 | 0.00014893 | 0.00014664 | 0.00014438 | 0.00014216 | 0.00013997 | 0.00013781 | 0.00013569 | 0.0001336
SDG&E | MM Therms | Commercial | Com - Restaurant (Sit Down) | HVAC | No | HVAC - Thermostat | 0.20563 | 0.20903 | 0.21235 | 0.21573 | 0.21905 | 0.22207 | 0.22457 | 0.22689 | 0.22916 | 0.23142 | 0.23376 | 0.23615
SDG&E | MM Therms | Commercial | Com - Restaurant (Sit Down) | SHW | Yes | SHW - EF Rated Storage Water Heater (Gas) - Emerging | 0 | 0 | 0.24421 | 0.2482 | 0.2521 | 0.25567 | 0.25863 | 0.26138 | 0.26407 | 0.26674 | 0.26951 | 0.27233
SDG&E | MM Therms | Commercial | Com - Restaurant (Sit Down) | SHW | Yes | SHW - ET Rated Storage Water Heater - Emerging | 0.35245 | 0.3529 | 0.35331 | 0.35382 | 0.35431 | 0.35457 | 0.35441 | 0.35412 | 0.35382 | 0.35355 | 0.35338 | 0.35329
SDG&E | MM Therms | Commercial | Com - Restaurant (Sit Down) | SHW | No | SHW - EF Rated Instantaneous Water Heater (Gas) | 0.068925 | 0.070045 | 0.012443 | 0.012638 | 0.012829 | 0.013003 | 0.013147 | 0.01328 | 0.01341 | 0.01354 | 0.013675 | 0.013812
SDG&E | MM Therms | Commercial | Com - Restaurant (Sit Down) | SHW | No | SHW - Pipe and Tank Insulation | 0.13255 | 0.13051 | 0.1285 | 0.12652 | 0.12457 | 0.12265 | 0.12076 | 0.1189 | 0.11707 | 0.11527 | 0.11349 | 0.11174
SDG&E | MM Therms | Commercial | Com - Restaurant (Sit Down) | Service | No | Service - Retro-Commissioning (Gas) | 0.015267 | 0.015031 | 0.0148 | 0.014572 | 0.014348 | 0.014127 | 0.013909 | 0.013695 | 0.013484 | 0.013276 | 0.013072 | 0.012871
SDG&E | MM Therms | Commercial | Com - Restaurant (Sit Down) | WholeBlg | No | WholeBlg - Com RET Level 1 | 0.39139 | 0.38536 | 0.37943 | 0.37358 | 0.36783 | 0.36216 | 0.35659 | 0.3511 | 0.34569 | 0.34037 | 0.33512 | 0.32996
SDG&E | MM Therms | Commercial | Com - Restaurant (Sit Down) | WholeBlg | No | WholeBlg - Com RET Level 2 | 1.9821 | 1.9516 | 1.9215 | 1.8919 | 1.8628 | 1.8341 | 1.8058 | 1.778 | 1.7507 | 1.7237 | 1.6971 | 1.671
SDG&E | MM Therms | Commercial | Com - Retail (Large Multi Level) | BldgEnv | No | BldgEnv - Wall Spray On Insulation | 2.2254 | 2.1911 | 2.1574 | 2.1241 | 2.0914 | 2.0592 | 2.0275 | 1.9963 | 1.9655 | 1.9353 | 1.9055 | 1.8761
SDG&E | MM Therms | Commercial | Com - Retail (Large Multi Level) | FoodServ | No | FoodServ - Oven (Gas) | 0.14529 | 0.14769 | 0.15003 | 0.15243 | 0.15477 | 0.1569 | 0.15867 | 0.16031 | 0.16191 | 0.16351 | 0.16516 | 0.16685
SDG&E | MM Therms | Commercial | Com - Retail (Large Multi Level) | HVAC | No | HVAC - ET Rated Boiler (High) | 0.22493 | 0.22381 | 0.22269 | 0.22164 | 0.22059 | 0.21947 | 0.2182 | 0.2169 | 0.21562 | 0.21436 | 0.21316 | 0.21201
SDG&E | MM Therms | Commercial | Com - Retail (Large Multi Level) | HVAC | No | HVAC - Gas Furnace | 0.0096642 | 0.0095153 | 0.0093688 | 0.0092245 | 0.0090825 | 0.0089426 | 0.0088049 | 0.0086693 | 0.0085358 | 0.0084043 | 0.0082749 | 0.0081475
SDG&E | MM Therms | Commercial | Com - Retail (Large Multi Level) | HVAC | No | HVAC - SEER Rated Package Rooftop AC (Recharge) | 5.5234e-05 | 5.4383e-05 | 5.3546e-05 | 5.2721e-05 | 5.1909e-05 | 5.111e-05 | 5.0323e-05 | 4.9548e-05 | 4.8785e-05 | 4.8033e-05 | 4.7294e-05 | 4.6565e-05
SDG&E | MM Therms | Commercial | Com - Retail (Large Multi Level) | HVAC | No | HVAC - Thermostat | 0.17882 | 0.18177 | 0.18466 | 0.18761 | 0.19049 | 0.19312 | 0.19529 | 0.19731 | 0.19928 | 0.20125 | 0.20328 | 0.20536
SDG&E | MM Therms | Commercial | Com - Retail (Large Multi Level) | SHW | Yes | SHW - EF Rated Storage Water Heater (Gas) - Emerging | 0 | 0 | 0.41289 | 0.41951 | 0.42599 | 0.4319 | 0.4368 | 0.44134 | 0.44578 | 0.4502 | 0.45478 | 0.45945
SDG&E | MM Therms | Commercial | Com - Retail (Large Multi Level) | SHW | Yes | SHW - ET Rated Storage Water Heater - Emerging | 0.080142 | 0.079928 | 0.079714 | 0.079521 | 0.079327 | 0.0791 | 0.078802 | 0.078487 | 0.078174 | 0.077869 | 0.077588 | 0.077323
SDG&E | MM Therms | Commercial | Com - Retail (Large Multi Level) | SHW | No | SHW - EF Rated Instantaneous Water Heater (Gas) | 0.01716 | 0.017441 | 0.0030987 | 0.0031476 | 0.0031955 | 0.0032391 | 0.0032753 | 0.0033087 | 0.0033415 | 0.003374 | 0.0034078 | 0.0034422
SDG&E | MM Therms | Commercial | Com - Retail (Large Multi Level) | SHW | No | SHW - Pipe and Tank Insulation | 0.60229 | 0.59302 | 0.58389 | 0.57489 | 0.56604 | 0.55732 | 0.54874 | 0.54029 | 0.53197 | 0.52378 | 0.51571 | 0.50777
SDG&E | MM Therms | Commercial | Com - Retail (Large Multi Level) | Service | No | Service - Retro-Commissioning (Gas) | 0.069371 | 0.068303 | 0.067251 | 0.066216 | 0.065196 | 0.064192 | 0.063203 | 0.06223 | 0.061272 | 0.060328 | 0.059399 | 0.058484
SDG&E | MM Therms | Commercial | Com - Retail (Large Multi Level) | WholeBlg | No | WholeBlg - Com RET Level 1 | 0.077268 | 0.076078 | 0.074906 | 0.073753 | 0.072617 | 0.071499 | 0.070398 | 0.069313 | 0.068246 | 0.067195 | 0.06616 | 0.065141
SDG&E | MM Therms | Commercial | Com - Retail (Large Multi Level) | WholeBlg | No | WholeBlg - Com RET Level 2 | 2.526 | 2.4871 | 2.4488 | 2.411 | 2.3739 | 2.3374 | 2.3014 | 2.2659 | 2.231 | 2.1967 | 2.1628 | 2.1295
SDG&E | MM Therms | Commercial | Com - Retail (Large Single Level) | BldgEnv | No | BldgEnv - Attic Batt Insulation | 0.0015269 | 0.0015034 | 0.0014802 | 0.0014574 | 0.001435 | 0.0014129 | 0.0013911 | 0.0013697 | 0.0013486 | 0.0013278 | 0.0013074 | 0.0012873
SDG&E | MM Therms | Commercial | Com - Retail (Large Single Level) | BldgEnv | No | BldgEnv - Wall Spray On Insulation | 2.2254 | 2.1911 | 2.1574 | 2.1241 | 2.0914 | 2.0592 | 2.0275 | 1.9963 | 1.9655 | 1.9353 | 1.9055 | 1.8761
SDG&E | MM Therms | Commercial | Com - Retail (Large Single Level) | FoodServ | No | FoodServ - Oven (Gas) | 0.14529 | 0.14769 | 0.15003 | 0.15243 | 0.15477 | 0.1569 | 0.15867 | 0.16031 | 0.16191 | 0.16351 | 0.16516 | 0.16685
SDG&E | MM Therms | Commercial | Com - Retail (Large Single Level) | HVAC | No | HVAC - Gas Furnace | 0.0096642 | 0.0095153 | 0.0093688 | 0.0092245 | 0.0090825 | 0.0089426 | 0.0088049 | 0.0086693 | 0.0085358 | 0.0084043 | 0.0082749 | 0.0081475
SDG&E | MM Therms | Commercial | Com - Retail (Large Single Level) | HVAC | No | HVAC - SEER Rated Package Rooftop AC (Recharge) | 0.00014288 | 0.00014068 | 0.00013852 | 0.00013638 | 0.00013428 | 0.00013222 | 0.00013018 | 0.00012818 | 0.0001262 | 0.00012426 | 0.00012234 | 0.00012046
SDG&E | MM Therms | Commercial | Com - Retail (Large Single Level) | HVAC | No | HVAC - Thermostat | 0.21679 | 0.22038 | 0.22388 | 0.22745 | 0.23094 | 0.23413 | 0.23676 | 0.23921 | 0.24161 | 0.24398 | 0.24645 | 0.24897
SDG&E | MM Therms | Commercial | Com - Retail (Large Single Level) | SHW | Yes | SHW - EF Rated Storage Water Heater (Gas) - Emerging | 0 | 0 | 0.41297 | 0.4196 | 0.42607 | 0.43198 | 0.43688 | 0.44142 | 0.44586 | 0.45028 | 0.45486 | 0.45952
SDG&E | MM Therms | Commercial | Com - Retail (Large Single Level) | SHW | Yes | SHW - ET Rated Storage Water Heater - Emerging | 0.061103 | 0.06077 | 0.060438 | 0.060123 | 0.05981 | 0.05948 | 0.059112 | 0.058736 | 0.058364 | 0.058 | 0.057653 | 0.057318
SDG&E | MM Therms | Commercial | Com - Retail (Large Single Level) | SHW | No | SHW - EF Rated Instantaneous Water Heater (Gas) | 0.01328 | 0.013499 | 0.0023984 | 0.0024364 | 0.0024736 | 0.0025075 | 0.0025356 | 0.0025617 | 0.0025871 | 0.0026125 | 0.0026387 | 0.0026655
SDG&E | MM Therms | Commercial | Com - Retail (Large Single Level) | SHW | No | SHW - Pipe and Tank Insulation | 0.60229 | 0.59302 | 0.58389 | 0.57489 | 0.56604 | 0.55732 | 0.54874 | 0.54029 | 0.53197 | 0.52378 | 0.51571 | 0.50777
SDG&E | MM Therms | Commercial | Com - Retail (Large Single Level) | Service | No | Service - Retro-Commissioning (Gas) | 0.069371 | 0.068303 | 0.067251 | 0.066216 | 0.065196 | 0.064192 | 0.063203 | 0.06223 | 0.061272 | 0.060328 | 0.059399 | 0.058484
SDG&E | MM Therms | Commercial | Com - Retail (Large Single Level) | WholeBlg | No | WholeBlg - Com RET Level 1 | 0.072704 | 0.071584 | 0.070482 | 0.069397 | 0.068328 | 0.067276 | 0.06624 | 0.06522 | 0.064215 | 0.063226 | 0.062253 | 0.061294
SDG&E | MM Therms | Commercial | Com - Retail (Large Single Level) | WholeBlg | No | WholeBlg - Com RET Level 2 | 2.357 | 2.3207 | 2.285 | 2.2498 | 2.2152 | 2.181 | 2.1475 | 2.1144 | 2.0818 | 2.0498 | 2.0182 | 1.9871
SDG&E | MM Therms | Commercial | Com - Retail (Small) | BldgEnv | No | BldgEnv - Wall Spray On Insulation | 2.2254 | 2.1911 | 2.1574 | 2.1241 | 2.0914 | 2.0592 | 2.0275 | 1.9963 | 1.9655 | 1.9353 | 1.9055 | 1.8761
SDG&E | MM Therms | Commercial | Com - Retail (Small) | HVAC | No | HVAC - Gas Furnace | 0.014926 | 0.014696 | 0.01447 | 0.014247 | 0.014028 | 0.013812 | 0.013599 | 0.01339 | 0.013183 | 0.01298 | 0.01278 | 0.012584
SDG&E | MM Therms | Commercial | Com - Retail (Small) | HVAC | No | HVAC - SEER Rated Package Rooftop AC (Recharge) | 0.00018405 | 0.00018122 | 0.00017843 | 0.00017568 | 0.00017298 | 0.00017031 | 0.00016769 | 0.00016511 | 0.00016256 | 0.00016006 | 0.0001576 | 0.00015517
SDG&E | MM Therms | Commercial | Com - Retail (Small) | HVAC | No | HVAC - Thermostat | 0.23562 | 0.23951 | 0.24332 | 0.2472 | 0.25099 | 0.25446 | 0.25733 | 0.25999 | 0.26259 | 0.26517 | 0.26786 | 0.27059
SDG&E | MM Therms | Commercial | Com - Retail (Small) | SHW | Yes | SHW - EF Rated Storage Water Heater (Gas) - Emerging | 0 | 0 | 0.4133 | 0.41991 | 0.42638 | 0.43229 | 0.43718 | 0.44172 | 0.44616 | 0.45057 | 0.45514 | 0.4598
SDG&E | MM Therms | Commercial | Com - Retail (Small) | SHW | Yes | SHW - ET Rated Storage Water Heater - Emerging | 0.058372 | 0.058297 | 0.058219 | 0.058158 | 0.058094 | 0.058002 | 0.057851 | 0.057685 | 0.05752 | 0.05736 | 0.057218 | 0.057087
SDG&E | MM Therms | Commercial | Com - Retail (Small) | SHW | No | SHW - EF Rated Instantaneous Water Heater (Gas) | 0.011532 | 0.011721 | 0.0020823 | 0.0021152 | 0.0021473 | 0.0021766 | 0.0022008 | 0.0022233 | 0.0022453 | 0.0022671 | 0.0022898 | 0.0023129
SDG&E | MM Therms | Commercial | Com - Retail (Small) | SHW | No | SHW - Pipe and Tank Insulation | 0.60229 | 0.59302 | 0.58389 | 0.57489 | 0.56604 | 0.55732 | 0.54874 | 0.54029 | 0.53197 | 0.52378 | 0.51571 | 0.50777
SDG&E | MM Therms | Commercial | Com - Retail (Small) | Service | No | Service - Retro-Commissioning (Gas) | 0.069371 | 0.068303 | 0.067251 | 0.066216 | 0.065196 | 0.064192 | 0.063203 | 0.06223 | 0.061272 | 0.060328 | 0.059399 | 0.058484
SDG&E | MM Therms | Commercial | Com - Retail (Small) | WholeBlg | No | WholeBlg - Com RET Level 1 | 0.045318 | 0.04462 | 0.043933 | 0.043256 | 0.04259 | 0.041934 | 0.041288 | 0.040653 | 0.040027 | 0.03941 | 0.038803 | 0.038206
SDG&E | MM Therms | Commercial | Com - Retail (Small) | WholeBlg | No | WholeBlg - Com RET Level 2 | 2.2761 | 2.241 | 2.2065 | 2.1725 | 2.1391 | 2.1061 | 2.0737 | 2.0418 | 2.0103 | 1.9794 | 1.9489 | 1.9189
SDG&E | MM Therms | Commercial | Com - Storage (Conditioned) | BldgEnv | No | BldgEnv - Attic Batt Insulation | 0.0042015 | 0.0041368 | 0.0040731 | 0.0040104 | 0.0039486 | 0.0038878 | 0.0038279 | 0.003769 | 0.003711 | 0.0036538 | 0.0035975 | 0.0035421
SDG&E | MM Therms | Commercial | Com - Storage (Conditioned) | BldgEnv | No | BldgEnv - Wall Spray On Insulation | 0.90925 | 0.89525 | 0.88146 | 0.86789 | 0.85452 | 0.84136 | 0.8284 | 0.81565 | 0.80309 | 0.79072 | 0.77854 | 0.76655
SDG&E | MM Therms | Commercial | Com - Storage (Conditioned) | HVAC | No | HVAC - Gas Furnace | 0.0053345 | 0.0052524 | 0.0051715 | 0.0050918 | 0.0050134 | 0.0049362 | 0.0048602 | 0.0047853 | 0.0047117 | 0.0046391 | 0.0045677 | 0.0044973
SDG&E | MM Therms | Commercial | Com - Storage (Conditioned) | SHW | Yes | SHW - EF Rated Storage Water Heater (Gas) - Emerging | 0 | 0 | 0.036173 | 0.036753 | 0.037319 | 0.037837 | 0.038265 | 0.038662 | 0.039051 | 0.039437 | 0.039838 | 0.040246
SDG&E | MM Therms | Commercial | Com - Storage (Conditioned) | SHW | Yes | SHW - ET Rated Storage Water Heater - Emerging | 0.0072813 | 0.0072889 | 0.0072959 | 0.0073049 | 0.0073134 | 0.0073174 | 0.0073127 | 0.0073055 | 0.0072981 | 0.0072912 | 0.0072866 | 0.0072835
SDG&E | MM Therms | Commercial | Com - Storage (Conditioned) | SHW | No | SHW - EF Rated Instantaneous Water Heater (Gas) | 0.0015396 | 0.0015651 | 0.0002781 | 0.00028253 | 0.00028686 | 0.00029082 | 0.0002941 | 0.00029713 | 0.00030011 | 0.00030306 | 0.00030612 | 0.00030924
SDG&E | MM Therms | Commercial | Com - Storage (Conditioned) | SHW | No | SHW - Pipe and Tank Insulation | 0.24609 | 0.2423 | 0.23856 | 0.23489 | 0.23127 | 0.22771 | 0.2242 | 0.22075 | 0.21735 | 0.21401 | 0.21071 | 0.20746
SDG&E | MM Therms | Commercial | Com - Storage (Conditioned) | Service | No | Service - Retro-Commissioning (Gas) | 0.028344 | 0.027907 | 0.027478 | 0.027054 | 0.026638 | 0.026228 | 0.025824 | 0.025426 | 0.025034 | 0.024649 | 0.024269 | 0.023896
SDG&E | MM Therms | Commercial | Com - Storage (Conditioned) | WholeBlg | No | WholeBlg - Com RET Level 1 | 0.012699 | 0.012503 | 0.012311 | 0.012121 | 0.011935 | 0.011751 | 0.01157 | 0.011392 | 0.011216 | 0.011044 | 0.010873 | 0.010706
SDG&E | MM Therms | Commercial | Com - Storage (Conditioned) | WholeBlg | No | WholeBlg - Com RET Level 2 | 0.80885 | 0.79639 | 0.78413 | 0.77205 | 0.76016 | 0.74846 | 0.73693 | 0.72558 | 0.71441 | 0.70341 | 0.69257 | 0.68191
SDG&E | MM Therms | Commercial | Com - Storage (Unconditioned) | SHW | Yes | SHW - EF Rated Storage Water Heater (Gas) - Emerging | 0 | 0 | 0.15086 | 0.15327 | 0.15563 | 0.15779 | 0.15957 | 0.16122 | 0.16284 | 0.16445 | 0.16612 | 0.16781
SDG&E | MM Therms | Commercial | Com - Storage (Unconditioned) | SHW | Yes | SHW - ET Rated Storage Water Heater - Emerging | 0.018213 | 0.018232 | 0.018249 | 0.018271 | 0.018292 | 0.018302 | 0.01829 | 0.018271 | 0.018252 | 0.018235 | 0.018223 | 0.018215
SDG&E | MM Therms | Commercial | Com - Storage (Unconditioned) | SHW | No | SHW - EF Rated Instantaneous Water Heater (Gas) | 0.0038343 | 0.0038958 | 0.00069192 | 0.00070264 | 0.00071311 | 0.00072266 | 0.00073054 | 0.00073784 | 0.00074499 | 0.00075208 | 0.00075946 | 0.00076697
SDG&E | MM Therms | Commercial | Com - Storage (Unconditioned) | SHW | No | SHW - Pipe and Tank Insulation | 0.61521 | 0.60574 | 0.59641 | 0.58723 | 0.57818 | 0.56928 | 0.56051 | 0.55188 | 0.54338 | 0.53501 | 0.52677 | 0.51866
SDG&E | MM Therms | Commercial | Com - Storage (Unconditioned) | Service | No | Service - Retro-Commissioning (Gas) | 0.07086 | 0.069768 | 0.068694 | 0.067636 | 0.066594 | 0.065569 | 0.064559 | 0.063565 | 0.062586 | 0.061622 | 0.060673 | 0.059739
SDG&E | MM Therms | Commercial | Com - Storage (Unconditioned) | WholeBlg | No | WholeBlg - Com RET Level 1 | 0.029781 | 0.029323 | 0.028871 | 0.028426 | 0.027989 | 0.027558 | 0.027133 | 0.026715 | 0.026304 | 0.025899 | 0.0255 | 0.025107
SDG&E | MM Therms | Commercial | Com - Storage (Unconditioned) | WholeBlg | No | WholeBlg - Com RET Level 2 | 0.1708 | 0.16817 | 0.16558 | 0.16303 | 0.16052 | 0.15805 | 0.15562 | 0.15322 | 0.15086 | 0.14854 | 0.14625 | 0.144
SDG&E | MM Therms | Commercial | Com - Warehouse (Refrigerated) | BldgEnv | No | BldgEnv - Wall Spray On Insulation | 0.041956 | 0.04131 | 0.040674 | 0.040048 | 0.039431 | 0.038824 | 0.038226 | 0.037637 | 0.037057 | 0.036487 | 0.035925 | 0.035372
SDG&E | MM Therms | Commercial | Com - Warehouse (Refrigerated) | SHW | No | SHW - Pipe and Tank Insulation | 0.011355 | 0.01118 | 0.011008 | 0.010839 | 0.010672 | 0.010508 | 0.010346 | 0.010186 | 0.010029 | 0.009875 | 0.009723 | 0.0095732
SDG&E | MM Therms | Commercial | Com - Warehouse (Refrigerated) | Service | No | Service - Retro-Commissioning (Gas) | 0.0013079 | 0.0012878 | 0.0012679 | 0.0012484 | 0.0012292 | 0.0012102 | 0.0011916 | 0.0011733 | 0.0011552 | 0.0011374 | 0.0011199 | 0.0011026
SDG&E | MM Therms | Commercial | Com - Warehouse (Refrigerated) | WholeBlg | No | WholeBlg - Com RET Level 1 | 0.00053998 | 0.00053166 | 0.00052347 | 0.00051541 | 0.00050747 | 0.00049966 | 0.00049196 | 0.00048439 | 0.00047693 | 0.00046958 | 0.00046235 | 0.00045523
SDG&E | MM Therms | Commercial | Com - Warehouse (Refrigerated) | WholeBlg | No | WholeBlg - Com RET Level 2 | 0.035725 | 0.035175 | 0.034633 | 0.0341 | 0.033575 | 0.033058 | 0.032548 | 0.032047 | 0.031554 | 0.031068 | 0.030589 | 0.030118
PG&E | GWh | Industrial | Ind - Chemicals | HVAC | No | Ind HVAC - Equipment (Electric - High Cost) | 0.13103 | 0.1324 | 0.13345 | 0.1341 | 0.13449 | 0.13465 | 0.13479 | 0.13481 | 0.1347 | 0.13452 | 0.13424 | 0.13399
PG&E | GWh | Industrial | Ind - Chemicals | HVAC | No | Ind HVAC - Equipment (Electric - Low Cost) | 0.18796 | 0.18993 | 0.19143 | 0.19237 | 0.19293 | 0.19315 | 0.19336 | 0.19339 | 0.19322 | 0.19297 | 0.19257 | 0.19221
PG&E | GWh | Industrial | Ind - Chemicals | HVAC | No | Ind HVAC - Equipment (Electric - Mid Cost) | 0.071318 | 0.072068 | 0.072637 | 0.072992 | 0.073205 | 0.073289 | 0.073367 | 0.07338 | 0.073316 | 0.073221 | 0.07307 | 0.072933
PG&E | GWh | Industrial | Ind - Chemicals | HVAC | No | Ind HVAC - O&M (Electric - High Cost) | 0.15194 | 0.15354 | 0.15475 | 0.15551 | 0.15596 | 0.15614 | 0.15631 | 0.15633 | 0.1562 | 0.156 | 0.15567 | 0.15538
PG&E | GWh | Industrial | Ind - Chemicals | HVAC | No | Ind HVAC - O&M (Electric - Low Cost) | 3.7257 | 3.7649 | 3.7946 | 3.8132 | 3.8243 | 3.8287 | 3.8328 | 3.8334 | 3.8301 | 3.8251 | 3.8172 | 3.8101
PG&E | GWh | Industrial | Ind - Chemicals | HVAC | No | Ind HVAC - O&M (Electric - Mid Cost) | 0.63418 | 0.64085 | 0.64591 | 0.64907 | 0.65096 | 0.6517 | 0.6524 | 0.65251 | 0.65195 | 0.6511 | 0.64976 | 0.64854
PG&E | GWh | Industrial | Ind - Chemicals | HVAC | No | Ind HVAC - O&M (Gas - High Cost) | 0.099335 | 0.10474 | 0.10865 | 0.11203 | 0.1155 | 0.11962 | 0.12407 | 0.12831 | 0.13233 | 0.13585 | 0.13585 | 0.13585
PG&E | GWh | Industrial | Ind - Chemicals | HVAC | No | Ind HVAC - O&M (Gas - Low Cost) | 0.4118 | 0.43422 | 0.45042 | 0.46442 | 0.47883 | 0.4959 | 0.51434 | 0.53193 | 0.54857 | 0.56316 | 0.56316 | 0.56316
PG&E | GWh | Industrial | Ind - Chemicals | HVAC | No | Ind HVAC - O&M (Gas - Mid Cost) | 0.1232 | 0.12991 | 0.13476 | 0.13895 | 0.14326 | 0.14836 | 0.15388 | 0.15914 | 0.16412 | 0.16849 | 0.16849 | 0.16849
PG&E | GWh | Industrial | Ind - Chemicals | Lighting | No | Ind Lighting - Equipment (High Cost) | 0.57985 | 0.58594 | 0.59057 | 0.59346 | 0.59519 | 0.59587 | 0.5965 | 0.5966 | 0.59609 | 0.59531 | 0.59408 | 0.59297
PG&E | GWh | Industrial | Ind - Chemicals | Lighting | No | Ind Lighting - Equipment (Low Cost) | 1.0535 | 1.0645 | 1.073 | 1.0782 | 1.0814 | 1.0826 | 1.0837 | 1.0839 | 1.083 | 1.0816 | 1.0794 | 1.0773
PG&E | GWh | Industrial | Ind - Chemicals | Lighting | No | Ind Lighting - Equipment (Mid Cost) | 2.7552 | 2.7842 | 2.8062 | 2.8199 | 2.8281 | 2.8313 | 2.8344 | 2.8348 | 2.8324 | 2.8287 | 2.8229 | 2.8176
PG&E | GWh | Industrial | Ind - Chemicals | Lighting | No | Ind Lighting - O&M (High Cost) | 0.027815 | 0.028107 | 0.02833 | 0.028468 | 0.028551 | 0.028584 | 0.028614 | 0.028619 | 0.028594 | 0.028557 | 0.028498 | 0.028445
PG&E | GWh | Industrial | Ind - Chemicals | Lighting | No | Ind Lighting - O&M (Low Cost) | 0.22112 | 0.22344 | 0.22521 | 0.22631 | 0.22697 | 0.22722 | 0.22747 | 0.22751 | 0.22731 | 0.22701 | 0.22655 | 0.22612
PG&E | GWh | Industrial | Ind - Chemicals | Lighting | No | Ind Lighting - O&M (Mid Cost) | 0.46361 | 0.46847 | 0.47218 | 0.47449 | 0.47587 | 0.47641 | 0.47692 | 0.477 | 0.47659 | 0.47597 | 0.47499 | 0.4741
PG&E | GWh | Industrial | Ind - Chemicals | ProcHeat | No | Ind ProcHeat - Equipment (Electric - High Cost) | 0.26038 | 0.26312 | 0.2652 | 0.26649 | 0.26727 | 0.26757 | 0.26786 | 0.26791 | 0.26767 | 0.26733 | 0.26677 | 0.26627
PG&E | GWh | Industrial | Ind - Chemicals | ProcHeat | No | Ind ProcHeat - Equipment (Electric - Low Cost) | 0.46997 | 0.47491 | 0.47866 | 0.481 | 0.48241 | 0.48296 | 0.48347 | 0.48356 | 0.48314 | 0.48251 | 0.48151 | 0.48061
PG&E | GWh | Industrial | Ind - Chemicals | ProcHeat | No | Ind ProcHeat - Equipment (Electric - Mid Cost) | 0.031075 | 0.031401 | 0.031649 | 0.031804 | 0.031897 | 0.031933 | 0.031967 | 0.031973 | 0.031945 | 0.031904 | 0.031838 | 0.031778
PG&E | GWh | Industrial | Ind - Chemicals | ProcHeat | No | Ind ProcHeat - O&M (Gas - Mid Cost) | 0.004546 | 0.0047935 | 0.0049723 | 0.0051268 | 0.0052859 | 0.0054743 | 0.0056779 | 0.0058721 | 0.0060557 | 0.0062168 | 0.0062168 | 0.0062168
PG&E | GWh | Industrial | Ind - Chemicals | ProcRefrig | No | Ind ProcRefrig - O&M (High Cost) | 0.022703 | 0.022942 | 0.023123 | 0.023236 | 0.023304 | 0.02333 | 0.023355 | 0.023359 | 0.023339 | 0.023309 | 0.023261 | 0.023217
PG&E | GWh | Industrial | Ind - Chemicals | ProcRefrig | No | Ind ProcRefrig - O&M (Low Cost) | 0.078822 | 0.07965 | 0.08028 | 0.080672 | 0.080908 | 0.081 | 0.081087 | 0.0811 | 0.08103 | 0.080924 | 0.080758 | 0.080606
PG&E | GWh | Industrial | Ind - Chemicals | ProcRefrig | No | Ind ProcRefrig - O&M (Mid Cost) | 0.9712 | 0.9814 | 0.98916 | 0.99399 | 0.99689 | 0.99803 | 0.9991 | 0.99926 | 0.9984 | 0.9971 | 0.99504 | 0.99318
PG&E | GWh | Industrial | Ind - Chemicals | MachDr | No | Ind MachDr - Equipment (High Cost) | 1.392 | 1.4066 | 1.4178 | 1.4247 | 1.4289 | 1.4305 | 1.432 | 1.4323 | 1.431 | 1.4292 | 1.4262 | 1.4235
PG&E | GWh | Industrial | Ind - Chemicals | MachDr | No | Ind MachDr - Equipment (Low Cost) | 7.4642 | 7.5426 | 7.6023 | 7.6394 | 7.6617 | 7.6704 | 7.6787 | 7.6799 | 7.6733 | 7.6633 | 7.6475 | 7.6332
PG&E | GWh | Industrial | Ind - Chemicals | MachDr | No | Ind MachDr - Equipment (Mid Cost) | 7.4132 | 7.4911 | 7.5503 | 7.5872 | 7.6093 | 7.618 | 7.6262 | 7.6275 | 7.6208 | 7.6109 | 7.5952 | 7.581
PG&E | GWh | Industrial | Ind - Chemicals | MachDr | No | Ind MachDr - O&M (High Cost) | 0.61665 | 0.62313 | 0.62806 | 0.63113 | 0.63297 | 0.63369 | 0.63437 | 0.63448 | 0.63393 | 0.6331 | 0.6318 | 0.63061
PG&E | GWh | Industrial | Ind - Chemicals | MachDr | No | Ind MachDr - O&M (Low Cost) | 20.462 | 20.677 | 20.8405 | 20.9423 | 21.0034 | 21.0274 | 21.0499 | 21.0534 | 21.0352 | 21.0078 | 20.9645 | 20.9252
PG&E | GWh | Industrial | Ind - Chemicals | MachDr | No | Ind MachDr - O&M (Mid Cost) | 1.6719 | 1.6894 | 1.7028 | 1.7111 | 1.7161 | 1.718 | 1.7199 | 1.7202 | 1.7187 | 1.7164 | 1.7129 | 1.7097
PG&E | GWh | Industrial | Ind - Electronics | HVAC | No | Ind HVAC - Equipment (Electric - High Cost) | 4.8374 | 4.8882 | 4.9269 | 4.951 | 4.9654 | 4.9711 | 4.9764 | 4.9772 | 4.9729 | 4.9665 | 4.9562 | 4.9469
PG&E | GWh | Industrial | Ind - Electronics | HVAC | No | Ind HVAC - Equipment (Electric - Low Cost) | 14.1795 | 14.3284 | 14.4417 | 14.5123 | 14.5547 | 14.5712 | 14.5868 | 14.5893 | 14.5767 | 14.5577 | 14.5277 | 14.5005
PG&E | GWh | Industrial | Ind - Electronics | HVAC | No | Ind HVAC - Equipment (Electric - Mid Cost) | 4.5257 | 4.5732 | 4.6093 | 4.6319 | 4.6454 | 4.6507 | 4.6557 | 4.6564 | 4.6524 | 4.6464 | 4.6368 | 4.6281
PG&E | GWh | Industrial | Ind - Electronics | HVAC | No | Ind HVAC - O&M (Electric - High Cost) | 0.54446 | 0.55018 | 0.55453 | 0.55724 | 0.55887 | 0.5595 | 0.5601 | 0.5602 | 0.55971 | 0.55898 | 0.55783 | 0.55678
PG&E | GWh | Industrial | Ind - Electronics | HVAC | No | Ind HVAC - O&M (Electric - Low Cost) | 47.9216 | 48.4249 | 48.8078 | 49.0463 | 49.1895 | 49.2455 | 49.2982 | 49.3065 | 49.2638 | 49.1997 | 49.0982 | 49.0063
PG&E | GWh | Industrial | Ind - Electronics | HVAC | No | Ind HVAC - O&M (Electric - Mid Cost) | 4.817 | 4.8676 | 4.906 | 4.93 | 4.9444 | 4.95 | 4.9553 | 4.9562 | 4.9519 | 4.9454 | 4.9352 | 4.926
PG&E | GWh | Industrial | Ind - Electronics | HVAC | No | Ind HVAC - O&M (Gas - High Cost) | 0.11229 | 0.11448 | 0.11592 | 0.11728 | 0.11842 | 0.11914 | 0.11974 | 0.12008 | 0.12014 | 0.11981 | 0.11981 | 0.11981
PG&E | GWh | Industrial | Ind - Electronics | HVAC | No | Ind HVAC - O&M (Gas - Low Cost) | 0.0028359 | 0.0028912 | 0.0029275 | 0.0029617 | 0.0029907 | 0.0030089 | 0.0030239 | 0.0030326 | 0.003034 | 0.0030257 | 0.0030257 | 0.0030257
PG&E | GWh | Industrial | Ind - Electronics | HVAC | No | Ind HVAC - O&M (Gas - Mid Cost) | 0.15169 | 0.15465 | 0.15659 | 0.15842 | 0.15997 | 0.16095 | 0.16175 | 0.16221 | 0.16229 | 0.16185 | 0.16185 | 0.16185
PG&E | GWh | Industrial | Ind - Electronics | Lighting | No | Ind Lighting - Equipment (High Cost) | 5.6863 | 5.7461 | 5.7915 | 5.8198 | 5.8368 | 5.8434 | 5.8497 | 5.8507 | 5.8456 | 5.838 | 5.826 | 5.8151
PG&E | GWh | Industrial | Ind - Electronics | Lighting | No | Ind Lighting - Equipment (Low Cost) | 6.8578 | 6.9298 | 6.9846 | 7.0188 | 7.0393 | 7.0473 | 7.0548 | 7.056 | 7.0499 | 7.0407 | 7.0262 | 7.0131
PG&E | GWh | Industrial | Ind - Electronics | Lighting | No | Ind Lighting - Equipment (Mid Cost) | 34.2084 | 34.5677 | 34.8411 | 35.0113 | 35.1135 | 35.1535 | 35.1911 | 35.197 | 35.1666 | 35.1208 | 35.0484 | 34.9828
PG&E | GWh | Industrial | Ind - Electronics | Lighting | No | Ind Lighting - O&M (High Cost) | 0.48756 | 0.49268 | 0.49658 | 0.499 | 0.50046 | 0.50103 | 0.50157 | 0.50165 | 0.50122 | 0.50056 | 0.49953 | 0.4986
PG&E | GWh | Industrial | Ind - Electronics | Lighting | No | Ind Lighting - O&M (Low Cost) | 3.8088 | 3.8488 | 3.8793 | 3.8982 | 3.9096 | 3.9141 | 3.9183 | 3.9189 | 3.9155 | 3.9104 | 3.9024 | 3.895
PG&E | GWh | Industrial | Ind - Electronics | Lighting | No | Ind Lighting - O&M (Mid Cost) | 0.14384 | 0.14535 | 0.1465 | 0.14721 | 0.14764 | 0.14781 | 0.14797 | 0.14799 | 0.14787 | 0.14767 | 0.14737 | 0.14709
PG&E | GWh | Industrial | Ind - Electronics | ProcHeat | No | Ind ProcHeat - Equipment (Electric - Low Cost) | 1.7519 | 1.7703 | 1.7843 | 1.793 | 1.7982 | 1.8003 | 1.8022 | 1.8025 | 1.8009 | 1.7986 | 1.7949 | 1.7915
PG&E | GWh | Industrial | Ind - Electronics | ProcHeat | No | Ind ProcHeat - Equipment (Electric - Mid Cost) | 0.3751 | 0.37904 | 0.38204 | 0.3839 | 0.38502 | 0.38546 | 0.38587 | 0.38594 | 0.3856 | 0.3851 | 0.38431 | 0.38359
PG&E | GWh | Industrial | Ind - Electronics | ProcHeat | No | Ind ProcHeat - Equipment (Gas - Mid Cost) | 0.15829 | 0.16138 | 0.1634 | 0.16531 | 0.16693 | 0.16795 | 0.16878 | 0.16927 | 0.16935 | 0.16888 | 0.16888 | 0.16888
PG&E | GWh | Industrial | Ind - Electronics | SHW | No | Ind SHW - Equipment (High Cost) | 0.02194 | 0.022368 | 0.022649 | 0.022913 | 0.023137 | 0.023278 | 0.023394 | 0.023461 | 0.023473 | 0.023408 | 0.023408 | 0.023408
PG&E | GWh | Industrial | Ind - Electronics | ProcRefrig | No | Ind ProcRefrig - O&M (High Cost) | 0.32769 | 0.33113 | 0.33375 | 0.33538 | 0.33636 | 0.33674 | 0.3371 | 0.33716 | 0.33687 | 0.33643 | 0.33574 | 0.33511
PG&E | GWh | Industrial | Ind - Electronics | ProcRefrig | No | Ind ProcRefrig - O&M (Low Cost) | 12.5564 | 12.6883 | 12.7887 | 12.8512 | 12.8887 | 12.9033 | 12.9172 | 12.9193 | 12.9081 | 12.8913 | 12.8648 | 12.8407
PG&E | GWh | Industrial | Ind - Electronics | ProcRefrig | No | Ind ProcRefrig - O&M (Mid Cost) | 4.5357 | 4.5833 | 4.6196 | 4.6421 | 4.6557 | 4.661 | 4.666 | 4.6668 | 4.6627 | 4.6566 | 4.647 | 4.6383
PG&E | GWh | Industrial | Ind - Electronics | MachDr | No | Ind MachDr - Equipment (High Cost) | 2.1661 | 2.1889 | 2.2062 | 2.217 | 2.2235 | 2.226 | 2.2284 | 2.2287 | 2.2268 | 2.2239 | 2.2193 | 2.2152
PG&E | GWh | Industrial | Ind - Electronics | MachDr | No | Ind MachDr - Equipment (Low Cost) | 12.2667 | 12.3955 | 12.4935 | 12.5546 | 12.5912 | 12.6056 | 12.6191 | 12.6212 | 12.6103 | 12.5938 | 12.5679 | 12.5443
PG&E | GWh | Industrial | Ind - Electronics | MachDr | No | Ind MachDr - Equipment (Mid Cost) | 27.4471 | 27.7354 | 27.9547 | 28.0913 | 28.1733 | 28.2054 | 28.2356 | 28.2403 | 28.2159 | 28.1791 | 28.121 | 28.0684
PG&E | GWh | Industrial | Ind - Electronics | MachDr | No | Ind MachDr - O&M (High Cost) | 1.2501 | 1.2633 | 1.2732 | 1.2795 | 1.2832 | 1.2847 | 1.286 | 1.2863 | 1.2851 | 1.2835 | 1.2808 | 1.2784
PG&E | GWh | Industrial | Ind - Electronics | MachDr | No | Ind MachDr - O&M (Low Cost) | 62.5101 | 63.1667 | 63.6662 | 63.9773 | 64.164 | 64.2371 | 64.3059 | 64.3167 | 64.261 | 64.1773 | 64.045 | 63.9251
PG&E | GWh | Industrial | Ind - Electronics | MachDr | No | Ind MachDr - O&M (Mid Cost) | 9.6076 | 9.7085 | 9.7853 | 9.8331 | 9.8618 | 9.8731 | 9.8836 | 9.8853 | 9.8767 | 9.8639 | 9.8435 | 9.8251
PG&E | GWh | Industrial | Ind - Food | HVAC | No | Ind HVAC - Equipment (Electric - High Cost) | 2.2611 | 2.2848 | 2.3029 | 2.3141 | 2.3209 | 2.3235 | 2.326 | 2.3264 | 2.3244 | 2.3214 | 2.3166 | 2.3122
PG&E | GWh | Industrial | Ind - Food | HVAC | No | Ind HVAC - Equipment (Electric - Low Cost) | 2.2701 | 2.294 | 2.3121 | 2.3234 | 2.3302 | 2.3329 | 2.3354 | 2.3357 | 2.3337 | 2.3307 | 2.3259 | 2.3215
PG&E | GWh | Industrial | Ind - Food | HVAC | No | Ind HVAC - Equipment (Electric - Mid Cost) | 1.4182 | 1.4331 | 1.4444 | 1.4515 | 1.4557 | 1.4574 | 1.4589 | 1.4592 | 1.4579 | 1.456 | 1.453 | 1.4503
PG&E | GWh | Industrial | Ind - Food | HVAC | No | Ind HVAC - O&M (Electric - High Cost) | 2.3574 | 2.3821 | 2.401 | 2.4127 | 2.4198 | 2.4225 | 2.4251 | 2.4255 | 2.4234 | 2.4203 | 2.4153 | 2.4107
PG&E | GWh | Industrial | Ind - Food | HVAC | No | Ind HVAC - O&M (Electric - Low Cost) | 10.8163 | 10.9299 | 11.0163 | 11.0702 | 11.1025 | 11.1151 | 11.127 | 11.1289 | 11.1192 | 11.1048 | 11.0819 | 11.0611
PG&E | GWh | Industrial | Ind - Food | HVAC | No | Ind HVAC - O&M (Electric - Mid Cost) | 3.3795 | 3.415 | 3.442 | 3.4589 | 3.4689 | 3.4729 | 3.4766 | 3.4772 | 3.4742 | 3.4697 | 3.4625 | 3.456
PG&E | GWh | Industrial | Ind - Food | Lighting | No | Ind Lighting - Equipment (High Cost) | 8.2492 | 8.3359 | 8.4018 | 8.4429 | 8.4675 | 8.4771 | 8.4862 | 8.4876 | 8.4803 | 8.4693 | 8.4518 | 8.436
PG&E | GWh | Industrial | Ind - Food | Lighting | No | Ind Lighting - Equipment (Low Cost) | 9.0941 | 9.1896 | 9.2623 | 9.3075 | 9.3347 | 9.3453 | 9.3553 | 9.3569 | 9.3488 | 9.3366 | 9.3174 | 9.2999
PG&E | GWh | Industrial | Ind - Food | Lighting | No | Ind Lighting - Equipment (Mid Cost) | 22.8239 | 23.0637 | 23.2461 | 23.3597 | 23.4278 | 23.4545 | 23.4796 | 23.4836 | 23.4632 | 23.4327 | 23.3844 | 23.3406
PG&E | GWh | Industrial | Ind - Food | Lighting | No | Ind Lighting - O&M (High Cost) | 0.10669 | 0.10781 | 0.10866 | 0.10919 | 0.10951 | 0.10964 | 0.10975 | 0.10977 | 0.10968 | 0.10953 | 0.10931 | 0.1091
PG&E | GWh | Industrial | Ind - Food | Lighting | No | Ind Lighting - O&M (Low Cost) | 3.9161 | 3.9573 | 3.9886 | 4.0081 | 4.0198 | 4.0243 | 4.0286 | 4.0293 | 4.0258 | 4.0206 | 4.0123 | 4.0048
PG&E | GWh | Industrial | Ind - Food | Lighting | No | Ind Lighting - O&M (Mid Cost) | 0.053341 | 0.053902 | 0.054328 | 0.054593 | 0.054753 | 0.054815 | 0.054874 | 0.054883 | 0.054835 | 0.054764 | 0.054651 | 0.054549
PG&E | GWh | Industrial | Ind - Food | ProcHeat | No | Ind ProcHeat - Equipment (Electric - High Cost) | 1.3918 | 1.4064 | 1.4175 | 1.4245 | 1.4286 | 1.4303 | 1.4318 | 1.432 | 1.4308 | 1.4289 | 1.426 | 1.4233
PG&E | GWh | Industrial | Ind - Food | ProcHeat | No | Ind ProcHeat - Equipment (Electric - Low Cost) | 1.8707 | 1.8904 | 1.9053 | 1.9146 | 1.9202 | 1.9224 | 1.9245 | 1.9248 | 1.9231 | 1.9206 | 1.9167 | 1.9131
PG&E | GWh | Industrial | Ind - Food | ProcHeat | No | Ind ProcHeat - Equipment (Electric - Mid Cost) | 2.1251 | 2.1475 | 2.1644 | 2.175 | 2.1814 | 2.1838 | 2.1862 | 2.1866 | 2.1847 | 2.1818 | 2.1773 | 2.1732
PG&E | GWh | Industrial | Ind - Food | ProcHeat | No | Ind ProcHeat - Equipment (Gas - High Cost) | 0.53125 | 0.53758 | 0.53953 | 0.5421 | 0.54516 | 0.5475 | 0.54871 | 0.54869 | 0.54847 | 0.54728 | 0.54728 | 0.54728
PG&E | GWh | Industrial | Ind - Food | ProcHeat | No | Ind ProcHeat - Equipment (Gas - Mid Cost) | 0.69936 | 0.70768 | 0.71026 | 0.71364 | 0.71767 | 0.72075 | 0.72235 | 0.72231 | 0.72202 | 0.72046 | 0.72046 | 0.72046
PG&E | GWh | Industrial | Ind - Food | SHW | No | Ind SHW - Equipment (Mid Cost) | 0.14349 | 0.1452 | 0.14573 | 0.14642 | 0.14725 | 0.14788 | 0.14821 | 0.1482 | 0.14814 | 0.14782 | 0.14782 | 0.14782
PG&E | GWh | Industrial | Ind - Food | ProcRefrig | No | Ind ProcRefrig - Equipment (High Cost) | 1.7528 | 1.7712 | 1.7852 | 1.794 | 1.7992 | 1.8013 | 1.8032 | 1.8035 | 1.8019 | 1.7996 | 1.7959 | 1.7925
PG&E | GWh | Industrial | Ind - Food | ProcRefrig | No | Ind ProcRefrig - Equipment (Low Cost) | 0.0027686 | 0.0027977 | 0.0028198 | 0.0028336 | 0.0028419 | 0.0028451 | 0.0028482 | 0.0028486 | 0.0028462 | 0.0028425 | 0.0028366 | 0.0028313
PG&E | GWh | Industrial | Ind - Food | ProcRefrig | No | Ind ProcRefrig - Equipment (Mid Cost) | 0.54136 | 0.54705 | 0.55138 | 0.55407 | 0.55569 | 0.55632 | 0.55692 | 0.55701 | 0.55653 | 0.5558 | 0.55466 | 0.55362
PG&E | GWh | Industrial | Ind - Food | ProcRefrig | No | Ind ProcRefrig - O&M (High Cost) | 2.8581 | 2.8881 | 2.911 | 2.9252 | 2.9337 | 2.9371 | 2.9402 | 2.9407 | 2.9382 | 2.9344 | 2.9283 | 2.9228
PG&E | GWh | Industrial | Ind - Food | ProcRefrig | No | Ind ProcRefrig - O&M (Low Cost) | 13.6085 | 13.7515 | 13.8602 | 13.928 | 13.9686 | 13.9845 | 13.9995 | 14.0018 | 13.9897 | 13.9715 | 13.9427 | 13.9166
PG&E | GWh | Industrial | Ind - Food | ProcRefrig | No | Ind ProcRefrig - O&M (Mid Cost) | 4.4968 | 4.544 | 4.58 | 4.6023 | 4.6158 | 4.621 | 4.626 | 4.6267 | 4.6227 | 4.6167 | 4.6072 | 4.5986
PG&E | GWh | Industrial | Ind - Food | MachDr | No | Ind MachDr - Equipment (High Cost) | 8.2708 | 8.3577 | 8.4238 | 8.4649 | 8.4896 | 8.4993 | 8.5084 | 8.5098 | 8.5025 | 8.4914 | 8.4739 | 8.458
PG&E | GWh | Industrial | Ind - Food | MachDr | No | Ind MachDr - Equipment (Low Cost) | 31.6453 | 31.9777 | 32.2305 | 32.388 | 32.4825 | 32.5195 | 32.5544 | 32.5598 | 32.5316 | 32.4893 | 32.4223 | 32.3616
PG&E | GWh | Industrial | Ind - Food | MachDr | No | Ind MachDr - Equipment (Mid Cost) | 33.5768 | 33.9294 | 34.1977 | 34.3648 | 34.4651 | 34.5044 | 34.5413 | 34.5471 | 34.5172 | 34.4723 | 34.4012 | 34.3368
PG&E | GWh | Industrial | Ind - Food | MachDr | No | Ind MachDr - O&M (High Cost) | 3.4939 | 3.5306 | 3.5585 | 3.5759 | 3.5863 | 3.5904 | 3.5943 | 3.5949 | 3.5918 | 3.5871 | 3.5797 | 3.573
PG&E | GWh | Industrial | Ind - Food | MachDr | No | Ind MachDr - O&M (Low Cost) | 95.0283 | 96.0264 | 96.7858 | 97.2587 | 97.5425 | 97.6537 | 97.7583 | 97.7746 | 97.69 | 97.5628 | 97.3616 | 97.1794
PG&E | GWh | Industrial | Ind - Food | MachDr | No | Ind MachDr - O&M (Mid Cost) | 12.7105 | 12.844 | 12.9456 | 13.0089 | 13.0468 | 13.0617 | 13.0757 | 13.0779 | 13.0666 | 13.0495 | 13.0226 | 12.9983
PG&E | GWh | Industrial | Ind - Lumber & Furniture | HVAC | No | Ind HVAC - Equipment (Electric - High Cost) | 0.011177 | 0.011294 | 0.011384 | 0.011439 | 0.011473 | 0.011486 | 0.011498 | 0.0115 | 0.01149 | 0.011475 | 0.011451 | 0.01143
PG&E | GWh | Industrial | Ind - Lumber & Furniture | HVAC | No | Ind HVAC - Equipment (Electric - Low Cost) | 0.14884 | 0.1504 | 0.15159 | 0.15233 | 0.15278 | 0.15295 | 0.15311 | 0.15314 | 0.15301 | 0.15281 | 0.15249 | 0.15221
PG&E | GWh | Industrial | Ind - Lumber & Furniture | HVAC | No | Ind HVAC - Equipment (Electric - Mid Cost) | 0.22735 | 0.22974 | 0.23156 | 0.23269 | 0.23337 | 0.23363 | 0.23389 | 0.23392 | 0.23372 | 0.23342 | 0.23294 | 0.2325
PG&E | GWh | Industrial | Ind - Lumber & Furniture | HVAC | No | Ind HVAC - O&M (Electric - High Cost) | 0.072213 | 0.072971 | 0.073548 | 0.073908 | 0.074123 | 0.074208 | 0.074287 | 0.0743 | 0.074235 | 0.074139 | 0.073986 | 0.073847
PG&E | GWh | Industrial | Ind - Lumber & Furniture | HVAC | No | Ind HVAC - O&M (Electric - Low Cost) | 0.9286 | 0.93835 | 0.94577 | 0.95039 | 0.95317 | 0.95425 | 0.95527 | 0.95543 | 0.95461 | 0.95336 | 0.9514 | 0.94962
PG&E | GWh | Industrial | Ind - Lumber & Furniture | HVAC | No | Ind HVAC - O&M (Electric - Mid Cost) | 0.30985 | 0.3131 | 0.31558 | 0.31712 | 0.31805 | 0.31841 | 0.31875 | 0.3188 | 0.31853 | 0.31811 | 0.31746 | 0.31686
PG&E | GWh | Industrial | Ind - Lumber & Furniture | Lighting | No | Ind Lighting - Equipment (High Cost) | 1.4593 | 1.4746 | 1.4863 | 1.4935 | 1.4979 | 1.4996 | 1.5012 | 1.5015 | 1.5002 | 1.4982 | 1.4951 | 1.4923
PG&E | GWh | Industrial | Ind - Lumber & Furniture | Lighting | No | Ind Lighting - Equipment (Low Cost) | 0.99154 | 1.002 | 1.0099 | 1.0148 | 1.0178 | 1.0189 | 1.02 | 1.0202 | 1.0193 | 1.018 | 1.0159 | 1.014
PG&E | GWh | Industrial | Ind - Lumber & Furniture | Lighting | No | Ind Lighting - Equipment (Mid Cost) | 3.6273 | 3.6654 | 3.6944 | 3.7125 | 3.7233 | 3.7275 | 3.7315 | 3.7322 | 3.7289 | 3.7241 | 3.7164 | 3.7094
PG&E | GWh | Industrial | Ind - Lumber & Furniture | Lighting | No | Ind Lighting - O&M (High Cost) | 0.0084052 | 0.0084935 | 0.0085606 | 0.0086024 | 0.0086275 | 0.0086374 | 0.0086466 | 0.0086481 | 0.0086406 | 0.0086293 | 0.0086115 | 0.0085954
PG&E | GWh | Industrial | Ind - Lumber & Furniture | Lighting | No | Ind Lighting - O&M (Low Cost) | 0.29581 | 0.29892 | 0.30128 | 0.30275 | 0.30363 | 0.30398 | 0.30431 | 0.30436 | 0.30409 | 0.3037 | 0.30307 | 0.3025
PG&E | GWh | Industrial | Ind - Lumber & Furniture | Lighting | No | Ind Lighting - O&M (Mid Cost) | 0.00041373 | 0.00041808 | 0.00042138 | 0.00042344 | 0.00042468 | 0.00042516 | 0.00042562 | 0.00042569 | 0.00042532 | 0.00042477 | 0.00042389 | 0.0004231
PG&E | GWh | Industrial | Ind - Lumber & Furniture | MachDr | No | Ind MachDr - Equipment (High Cost) | 0.40336 | 0.4076 | 0.41082 | 0.41283 | 0.41403 | 0.4145 | 0.41495 | 0.41502 | 0.41466 | 0.41412 | 0.41326 | 0.41249
PG&E | GWh | Industrial | Ind - Lumber & Furniture | MachDr | No | Ind MachDr - Equipment (Low Cost) | 3.0489 | 3.0809 | 3.1053 | 3.1204 | 3.1295 | 3.1331 | 3.1365 | 3.137 | 3.1343 | 3.1302 | 3.1237 | 3.1179
PG&E | GWh | Industrial | Ind - Lumber & Furniture | MachDr | No | Ind MachDr - Equipment (Mid Cost) | 5.029 | 5.0818 | 5.122 | 5.147 | 5.162 | 5.1679 | 5.1734 | 5.1743 | 5.1698 | 5.1631 | 5.1525 | 5.1428
PG&E | GWh | Industrial | Ind - Lumber & Furniture | MachDr | No | Ind MachDr - O&M (High Cost) | 0.21351 | 0.21575 | 0.21746 | 0.21852 | 0.21916 | 0.21941 | 0.21964 | 0.21968 | 0.21949 | 0.2192 | 0.21875 | 0.21834
PG&E | GWh | Industrial | Ind - Lumber & Furniture | MachDr | No | Ind MachDr - O&M (Low Cost) | 14.217 | 14.3663 | 14.4799 | 14.5507 | 14.5931 | 14.6097 | 14.6254 | 14.6278 | 14.6152 | 14.5962 | 14.5661 | 14.5388
PG&E | GWh | Industrial | Ind - Lumber & Furniture | MachDr | No | Ind MachDr - O&M (Mid Cost) | 3.3828 | 3.4183 | 3.4453 | 3.4622 | 3.4723 | 3.4762 | 3.48 | 3.4805 | 3.4775 | 3.473 | 3.4658 | 3.4594
PG&E | GWh | Industrial | Ind - Machinery | HVAC | No | Ind HVAC - Equipment (Electric - High Cost) | 0.52589 | 0.53141 | 0.53561 | 0.53823 | 0.5398 | 0.54042 | 0.541 | 0.54109 | 0.54062 | 0.53992 | 0.5388 | 0.53779
PG&E | GWh | Industrial | Ind - Machinery | HVAC | No | Ind HVAC - Equipment (Electric - Low Cost) | 0.38471 | 0.38875 | 0.39183 | 0.39374 | 0.39489 | 0.39534 | 0.39576 | 0.39583 | 0.39549 | 0.39497 | 0.39416 | 0.39342
PG&E | GWh | Industrial | Ind - Machinery | HVAC | No | Ind HVAC - Equipment (Electric - Mid Cost) | 0.48197 | 0.48703 | 0.49089 | 0.49328 | 0.49472 | 0.49529 | 0.49582 | 0.4959 | 0.49547 | 0.49483 | 0.49381 | 0.49288
PG&E | GWh | Industrial | Ind - Machinery | HVAC | No | Ind HVAC - Equipment (Gas - High Cost) | 0.0037697 | 0.0038346 | 0.0038235 | 0.003807 | 0.0037927 | 0.0037943 | 0.0038031 | 0.0038051 | 0.0038063 | 0.003795 | 0.003795 | 0.003795
PG&E | GWh | Industrial | Ind - Machinery | HVAC | No | Ind HVAC - O&M (Electric - High Cost) | 0.061018 | 0.061659 | 0.062146 | 0.06245 | 0.062632 | 0.062704 | 0.062771 | 0.062781 | 0.062727 | 0.062645 | 0.062516 | 0.062399
PG&E | GWh | Industrial | Ind - Machinery | HVAC | No | Ind HVAC - O&M (Electric - Low Cost) | 2.6499 | 2.6778 | 2.6989 | 2.7121 | 2.72 | 2.7231 | 2.7261 | 2.7265 | 2.7241 | 2.7206 | 2.715 | 2.7099
PG&E | GWh | Industrial | Ind - Machinery | HVAC | No | Ind HVAC - O&M (Electric - Mid Cost) | 0.62874 | 0.63535 | 0.64037 | 0.6435 | 0.64538 | 0.64611 | 0.64681 | 0.64691 | 0.64635 | 0.64551 | 0.64418 | 0.64298
PG&E | GWh | Industrial | Ind - Machinery | HVAC | No | Ind HVAC - O&M (Gas - High Cost) | 0.078504 | 0.079855 | 0.079625 | 0.079281 | 0.078983 | 0.079017 | 0.079199 | 0.079242 | 0.079267 | 0.079031 | 0.079031 | 0.079031
PG&E | GWh | Industrial | Ind - Machinery | HVAC | No | Ind HVAC - O&M (Gas - Low Cost) | 0.010166 | 0.010341 | 0.010312 | 0.010267 | 0.010228 | 0.010233 | 0.010256 | 0.010262 | 0.010265 | 0.010235 | 0.010235 | 0.010235
PG&E | GWh | Industrial | Ind - Machinery | Lighting | No | Ind Lighting - Equipment (High Cost) | 1.4889 | 1.5045 | 1.5164 | 1.5238 | 1.5283 | 1.53 | 1.5316 | 1.5319 | 1.5306 | 1.5286 | 1.5254 | 1.5226
PG&E | GWh | Industrial | Ind - Machinery | Lighting | No | Ind Lighting - Equipment (Low Cost) | 0.71831 | 0.72586 | 0.7316 | 0.73517 | 0.73732 | 0.73816 | 0.73895 | 0.73907 | 0.73843 | 0.73747 | 0.73595 | 0.73457
PG&E | GWh | Industrial | Ind - Machinery | Lighting | No | Ind Lighting - Equipment (Mid Cost) | 4.6509 | 4.6997 | 4.7369 | 4.76 | 4.7739 | 4.7794 | 4.7845 | 4.7853 | 4.7811 | 4.7749 | 4.7651 | 4.7562
PG&E | GWh | Industrial | Ind - Machinery | Lighting | No | Ind Lighting - O&M (Low Cost) | 0.5377 | 0.54335 | 0.54764 | 0.55032 | 0.55193 | 0.55255 | 0.55315 | 0.55324 | 0.55276 | 0.55204 | 0.5509 | 0.54987
PG&E | GWh | Industrial | Ind - Machinery | Lighting | No | Ind Lighting - O&M (Mid Cost) | 0.048054 | 0.048559 | 0.048942 | 0.049182 | 0.049325 | 0.049381 | 0.049434 | 0.049443 | 0.0494 | 0.049335 | 0.049234 | 0.049142
PG&E | GWh | Industrial | Ind - Machinery | ProcHeat | No | Ind ProcHeat - Equipment (Electric - High Cost) | 0.061934 | 0.062584 | 0.063079 | 0.063388 | 0.063573 | 0.063645 | 0.063713 | 0.063724 | 0.063669 | 0.063586 | 0.063455 | 0.063336
PG&E | GWh | Industrial | Ind - Machinery | ProcHeat | No | Ind ProcHeat - Equipment (Electric - Low Cost) | 0.22975 | 0.23217 | 0.234 | 0.23515 | 0.23583 | 0.2361 | 0.23635 | 0.23639 | 0.23619 | 0.23588 | 0.2354 | 0.23495
PG&E | GWh | Industrial | Ind - Machinery | ProcHeat | No | Ind ProcHeat - Equipment (Electric - Mid Cost) | 0.057088 | 0.057688 | 0.058144 | 0.058428 | 0.058598 | 0.058665 | 0.058728 | 0.058738 | 0.058687 | 0.058611 | 0.05849 | 0.05838
PG&E | GWh | Industrial | Ind - Machinery | ProcHeat | No | Ind ProcHeat - Equipment (Gas - Low Cost) | 0.01014 | 0.010314 | 0.010285 | 0.01024 | 0.010202 | 0.010206 | 0.01023 | 0.010235 | 0.010238 | 0.010208 | 0.010208 | 0.010208
PG&E | GWh | Industrial | Ind - Machinery | ProcHeat | No | Ind ProcHeat - Equipment (Gas - Mid Cost) | 2.4005e-07 | 2.4418e-07 | 2.4348e-07 | 2.4243e-07 | 2.4152e-07 | 2.4162e-07 | 2.4218e-07 | 2.4231e-07 | 2.4238e-07 | 2.4166e-07 | 2.4166e-07 | 2.4166e-07
PG&E | GWh | Industrial | Ind - Machinery | ProcRefrig | No | Ind ProcRefrig - O&M (High Cost) | 0.097401 | 0.098424 | 0.099202 | 0.099687 | 0.099978 | 0.10009 | 0.1002 | 0.10022 | 0.10013 | 0.099998 | 0.099792 | 0.099605
PG&E | GWh | Industrial | Ind - Machinery | ProcRefrig | No | Ind ProcRefrig - O&M (Low Cost) | 0.33705 | 0.34059 | 0.34329 | 0.34497 | 0.34597 | 0.34637 | 0.34674 | 0.3468 | 0.34649 | 0.34604 | 0.34533 | 0.34468
PG&E | GWh | Industrial | Ind - Machinery | ProcRefrig | No | Ind ProcRefrig - O&M (Mid Cost) | 0.39461 | 0.39876 | 0.40191 | 0.40388 | 0.40506 | 0.40552 | 0.40595 | 0.40602 | 0.40567 | 0.40514 | 0.4043 | 0.40355
PG&E | GWh | Industrial | Ind - Machinery | MachDr | No | Ind MachDr - Equipment (High Cost) | 0.34023 | 0.3438 | 0.34652 | 0.34821 | 0.34923 | 0.34963 | 0.35 | 0.35006 | 0.34976 | 0.3493 | 0.34858 | 0.34793
PG&E | GWh | Industrial | Ind - Machinery | MachDr | No | Ind MachDr - Equipment (Low Cost) | 2.88 | 2.9102 | 2.9332 | 2.9476 | 2.9562 | 2.9595 | 2.9627 | 2.9632 | 2.9606 | 2.9568 | 2.9507 | 2.9452
PG&E | GWh | Industrial | Ind - Machinery | MachDr | No | Ind MachDr - Equipment (Mid Cost) | 2.0811 | 2.103 | 2.1196 | 2.13 | 2.1362 | 2.1386 | 2.1409 | 2.1413 | 2.1394 | 2.1366 | 2.1322 | 2.1282
PG&E | GWh | Industrial | Ind - Machinery | MachDr | No | Ind MachDr - O&M (High Cost) | 0.034246 | 0.034606 | 0.03488 | 0.03505 | 0.035152 | 0.035192 | 0.03523 | 0.035236 | 0.035205 | 0.03516 | 0.035087 | 0.035021
PG&E | GWh | Industrial | Ind - Machinery | MachDr | No | Ind MachDr - O&M (Low Cost) | 11.2778 | 11.3963 | 11.4864 | 11.5425 | 11.5762 | 11.5894 | 11.6018 | 11.6037 | 11.5937 | 11.5786 | 11.5547 | 11.5331
PG&E | GWh | Industrial | Ind - Machinery | MachDr | No | Ind MachDr - O&M (Mid Cost) | 1.7029 | 1.7208 | 1.7344 | 1.7429 | 1.748 | 1.75 | 1.7518 | 1.7521 | 1.7506 | 1.7483 | 1.7447 | 1.7415
PG&E | GWh | Industrial | Ind - Metals (Fabricated) | HVAC | No | Ind HVAC - Equipment (Electric - High Cost) | 0.1025 | 0.10358 | 0.1044 | 0.10491 | 0.10521 | 0.10533 | 0.10545 | 0.10546 | 0.10537 | 0.10523 | 0.10502 | 0.10482
PG&E | GWh | Industrial | Ind - Metals (Fabricated) | HVAC | No | Ind HVAC - Equipment (Electric - Low Cost) | 0.58537 | 0.59151 | 0.59619 | 0.59911 | 0.60085 | 0.60154 | 0.60218 | 0.60228 | 0.60176 | 0.60098 | 0.59974 | 0.59862
PG&E | GWh | Industrial | Ind - Metals (Fabricated) | HVAC | No | Ind HVAC - Equipment (Electric - Mid Cost) | 0.3525 | 0.3562 | 0.35901 | 0.36077 | 0.36182 | 0.36223 | 0.36262 | 0.36268 | 0.36237 | 0.3619 | 0.36115 | 0.36047
PG&E | GWh | Industrial | Ind - Metals (Fabricated) | HVAC | No | Ind HVAC - Equipment (Gas - Mid Cost) | 0.024129 | 0.024777 | 0.025262 | 0.025783 | 0.026312 | 0.026832 | 0.027305 | 0.027702 | 0.028106 | 0.028427 | 0.028427 | 0.028427
PG&E | GWh | Industrial | Ind - Metals (Fabricated) | HVAC | No | Ind HVAC - O&M (Electric - High Cost) | 0.086636 | 0.087546 | 0.088238 | 0.08867 | 0.088928 | 0.08903 | 0.089125 | 0.08914 | 0.089063 | 0.088947 | 0.088763 | 0.088597
PG&E | GWh | Industrial | Ind - Metals (Fabricated) | HVAC | No | Ind HVAC - O&M (Electric - Low Cost) | 3.121 | 3.1538 | 3.1787 | 3.1942 | 3.2036 | 3.2072 | 3.2107 | 3.2112 | 3.2084 | 3.2042 | 3.1976 | 3.1916
PG&E | GWh | Industrial | Ind - Metals (Fabricated) | HVAC | No | Ind HVAC - O&M (Electric - Mid Cost) | 0.49852 | 0.50376 | 0.50774 | 0.51022 | 0.51171 | 0.5123 | 0.51284 | 0.51293 | 0.51249 | 0.51182 | 0.51076 | 0.50981
PG&E | GWh | Industrial | Ind - Metals (Fabricated) | HVAC | No | Ind HVAC - O&M (Gas - Low Cost) | 0.012882 | 0.013229 | 0.013488 | 0.013765 | 0.014048 | 0.014326 | 0.014578 | 0.01479 | 0.015006 | 0.015177 | 0.015177 | 0.015177
PG&E | GWh | Industrial | Ind - Metals (Fabricated) | HVAC | No | Ind HVAC - O&M (Gas - Mid Cost) | 0.01904 | 0.019552 | 0.019935 | 0.020345 | 0.020763 | 0.021173 | 0.021546 | 0.02186 | 0.022179 | 0.022432 | 0.022432 | 0.022432
PG&E | GWh | Industrial | Ind - Metals (Fabricated) | Lighting | No | Ind Lighting - Equipment (High Cost) | 1.4378 | 1.4529 | 1.4643 | 1.4715 | 1.4758 | 1.4775 | 1.4791 | 1.4793 | 1.478 | 1.4761 | 1.4731 | 1.4703
PG&E | GWh | Industrial | Ind - Metals (Fabricated) | Lighting | No | Ind Lighting - Equipment (Low Cost) | 1.3336 | 1.3476 | 1.3583 | 1.3649 | 1.3689 | 1.3705 | 1.3719 | 1.3722 | 1.371 | 1.3692 | 1.3664 | 1.3638
PG&E | GWh | Industrial | Ind - Metals (Fabricated) | Lighting | No | Ind Lighting - Equipment (Mid Cost) | 5.6966 | 5.7565 | 5.802 | 5.8303 | 5.8474 | 5.854 | 5.8603 | 5.8613 | 5.8562 | 5.8486 | 5.8365 | 5.8256
PG&E | GWh | Industrial | Ind - Metals (Fabricated) | Lighting | No | Ind Lighting - O&M (High Cost) | 0.030456 | 0.030776 | 0.03102 | 0.031171 | 0.031262 | 0.031298 | 0.031331 | 0.031337 | 0.03131 | 0.031269 | 0.031204 | 0.031146
PG&E | GWh | Industrial | Ind - Metals (Fabricated) | Lighting | No | Ind Lighting - O&M (Low Cost) | 0.54084 | 0.54652 | 0.55084 | 0.55353 | 0.55515 | 0.55578 | 0.55637 | 0.55647 | 0.55599 | 0.55526 | 0.55412 | 0.55308
PG&E | GWh | Industrial | Ind - Metals (Fabricated) | Lighting | No | Ind Lighting - O&M (Mid Cost) | 0.12106 | 0.12233 | 0.1233 | 0.1239 | 0.12426 | 0.12441 | 0.12454 | 0.12456 | 0.12445 | 0.12429 | 0.12403 | 0.1238
PG&E | GWh | Industrial | Ind - Metals (Fabricated) | ProcHeat | No | Ind ProcHeat - Equipment (Electric - High Cost) | 0.0018896 | 0.0019095 | 0.0019246 | 0.001934 | 0.0019396 | 0.0019418 | 0.0019439 | 0.0019442 | 0.0019425 | 0.00194 | 0.001936 | 0.0019324
PG&E | GWh | Industrial | Ind - Metals (Fabricated) | ProcHeat | No | Ind ProcHeat - Equipment (Electric - Low Cost) | 0.95706 | 0.96712 | 0.97476 | 0.97953 | 0.98239 | 0.9835 | 0.98456 | 0.98472 | 0.98387 | 0.98259 | 0.98056 | 0.97873
PG&E | GWh | Industrial | Ind - Metals (Fabricated) | ProcHeat | No | Ind ProcHeat - Equipment (Electric - Mid Cost) | 0.092987 | 0.093964 | 0.094707 | 0.09517 | 0.095447 | 0.095556 | 0.095659 | 0.095675 | 0.095592 | 0.095467 | 0.09527 | 0.095092
PG&E | GWh | Industrial | Ind - Metals (Fabricated) | ProcHeat | No | Ind ProcHeat - O&M (Electric - High Cost) | 0.88742 | 0.89674 | 0.90383 | 0.90825 | 0.9109 | 0.91193 | 0.91291 | 0.91306 | 0.91227 | 0.91109 | 0.90921 | 0.9075
PG&E | GWh | Industrial | Ind - Metals (Fabricated) | ProcHeat | No | Ind ProcHeat - O&M (Electric - Low Cost) | 0.70608 | 0.7135 | 0.71914 | 0.72265 | 0.72476 | 0.72559 | 0.72636 | 0.72649 | 0.72586 | 0.72491 | 0.72342 | 0.72206
PG&E | GWh | Industrial | Ind - Metals (Fabricated) | ProcHeat | No | Ind ProcHeat - O&M (Electric - Mid Cost) | 0.054788 | 0.055364 | 0.055802 | 0.056074 | 0.056238 | 0.056302 | 0.056362 | 0.056372 | 0.056323 | 0.05625 | 0.056134 | 0.056029
PG&E | GWh | Industrial | Ind - Metals (Fabricated) | SHW | No | Ind SHW - Equipment (High Cost) | 0.00031875 | 0.00032732 | 0.00033373 | 0.00034061 | 0.0003476 | 0.00035447 | 0.00036071 | 0.00036597 | 0.0003713 | 0.00037553 | 0.00037553 | 0.00037553
PG&E | GWh | Industrial | Ind - Metals (Fabricated) | ProcRefrig | No | Ind ProcRefrig - O&M (High Cost) | 0.0032551 | 0.0032893 | 0.0033153 | 0.0033315 | 0.0033412 | 0.003345 | 0.0033486 | 0.0033492 | 0.0033463 | 0.0033419 | 0.003335 | 0.0033288
PG&E | GWh | Industrial | Ind - Metals (Fabricated) | ProcRefrig | No | Ind ProcRefrig - O&M (Low Cost) | 0.20037 | 0.20248 | 0.20408 | 0.20508 | 0.20567 | 0.20591 | 0.20613 | 0.20616 | 0.20598 | 0.20572 | 0.20529 | 0.20491
PG&E | GWh | Industrial | Ind - Metals (Fabricated) | ProcRefrig | No | Ind ProcRefrig - O&M (Mid Cost) | 0.26985 | 0.27269 | 0.27484 | 0.27619 | 0.27699 | 0.27731 | 0.2776 | 0.27765 | 0.27741 | 0.27705 | 0.27648 | 0.27596
PG&E | GWh | Industrial | Ind - Metals (Fabricated) | MachDr | No | Ind MachDr - Equipment (High Cost) | 0.73533 | 0.74305 | 0.74893 | 0.75259 | 0.75478 | 0.75564 | 0.75645 | 0.75658 | 0.75593 | 0.75494 | 0.75338 | 0.75197
PG&E | GWh | Industrial | Ind - Metals (Fabricated) | MachDr | No | Ind MachDr - Equipment (Low Cost) | 2.4731 | 2.4991 | 2.5189 | 2.5312 | 2.5386 | 2.5415 | 2.5442 | 2.5446 | 2.5424 | 2.5391 | 2.5339 | 2.5291
PG&E | GWh | Industrial | Ind - Metals (Fabricated) | MachDr | No | Ind MachDr - Equipment (Mid Cost) | 3.2732 | 3.3075 | 3.3337 | 3.35 | 3.3598 | 3.3636 | 3.3672 | 3.3677 | 3.3648 | 3.3605 | 3.3535 | 3.3472
PG&E | GWh | Industrial | Ind - Metals (Fabricated) | MachDr | No | Ind MachDr - O&M (High Cost) | 0.43069 | 0.43521 | 0.43865 | 0.4408 | 0.44208 | 0.44259 | 0.44306 | 0.44313 | 0.44275 | 0.44217 | 0.44126 | 0.44044
PG&E | GWh | Industrial | Ind - Metals (Fabricated) | MachDr | No | Ind MachDr - O&M (Low Cost) | 19.9214 | 20.1306 | 20.2898 | 20.3889 | 20.4484 | 20.4717 | 20.4937 | 20.4971 | 20.4794 | 20.4527 | 20.4105 | 20.3723
PG&E | GWh | Industrial | Ind - Metals (Fabricated) | MachDr | No | Ind MachDr - O&M (Mid Cost) | 2.4767 | 2.5027 | 2.5225 | 2.5348 | 2.5422 | 2.5451 | 2.5478 | 2.5483 | 2.546 | 2.5427 | 2.5375 | 2.5327
PG&E | GWh | Industrial | Ind - Metals (Primary) | HVAC | No | Ind HVAC - Equipment (Electric - High Cost) | 0.0018569 | 0.0018764 | 0.0018912 | 0.0019005 | 0.001906 | 0.0019082 | 0.0019102 | 0.0019106 | 0.0019089 | 0.0019064 | 0.0019025 | 0.0018989
PG&E | GWh | Industrial | Ind - Metals (Primary) | HVAC | No | Ind HVAC - Equipment (Electric - Low Cost) | 0.099359 | 0.1004 | 0.1012 | 0.10169 | 0.10199 | 0.1021 | 0.10221 | 0.10223 | 0.10214 | 0.10201 | 0.1018 | 0.10161
PG&E | GWh | Industrial | Ind - Metals (Primary) | HVAC | No | Ind HVAC - Equipment (Electric - Mid Cost) | 0.063081 | 0.063743 | 0.064247 | 0.064561 | 0.06475 | 0.064823 | 0.064893 | 0.064904 | 0.064848 | 0.064763 | 0.06463 | 0.064509
PG&E | GWh | Industrial | Ind - Metals (Primary) | HVAC | No | Ind HVAC - O&M (Electric - Low Cost) | 0.39686 | 0.40103 | 0.4042 | 0.40617 | 0.40736 | 0.40782 | 0.40826 | 0.40833 | 0.40797 | 0.40744 | 0.4066 | 0.40584
PG&E | GWh | Industrial | Ind - Metals (Primary) | HVAC | No | Ind HVAC - O&M (Electric - Mid Cost) | 0.14705 | 0.1486 | 0.14977 | 0.15051 | 0.15094 | 0.15112 | 0.15128 | 0.1513 | 0.15117 | 0.15098 | 0.15066 | 0.15038
PG&E | GWh | Industrial | Ind - Metals (Primary) | HVAC | No | Ind HVAC - O&M (Gas - High Cost) | 0.00038272 | 0.00038986 | 0.00039165 | 0.00039244 | 0.0003947 | 0.00039713 | 0.00039886 | 0.00039944 | 0.00040035 | 0.00039976 | 0.00039976 | 0.00039976
PG&E | GWh | Industrial | Ind - Metals (Primary) | HVAC | No | Ind HVAC - O&M (Gas - Mid Cost) | 0.036589 | 0.037272 | 0.037443 | 0.037518 | 0.037735 | 0.037967 | 0.038133 | 0.038188 | 0.038275 | 0.038218 | 0.038218 | 0.038218
PG&E | GWh | Industrial | Ind - Metals (Primary) | Lighting | No | Ind Lighting - Equipment (High Cost) | 0.26609 | 0.26889 | 0.27101 | 0.27234 | 0.27313 | 0.27344 | 0.27373 | 0.27378 | 0.27354 | 0.27319 | 0.27262 | 0.27211
PG&E | GWh | Industrial | Ind - Metals (Primary) | Lighting | No | Ind Lighting - Equipment (Low Cost) | 0.64427 | 0.65104 | 0.65619 | 0.65939 | 0.66132 | 0.66207 | 0.66278 | 0.66289 | 0.66232 | 0.66145 | 0.66009 | 0.65885
PG&E | GWh | Industrial | Ind - Metals (Primary) | Lighting | No | Ind Lighting - Equipment (Mid Cost) | 1.6953 | 1.7131 | 1.7266 | 1.7351 | 1.7401 | 1.7421 | 1.744 | 1.7443 | 1.7428 | 1.7405 | 1.7369 | 1.7337
PG&E | GWh | Industrial | Ind - Metals (Primary) | Lighting | No | Ind Lighting - O&M (High Cost) | 0.0051193 | 0.005173 | 0.0052139 | 0.0052394 | 0.0052547 | 0.0052607 | 0.0052663 | 0.0052672 | 0.0052627 | 0.0052558 | 0.005245 | 0.0052351
PG&E | GWh | Industrial | Ind - Metals (Primary) | Lighting | No | Ind Lighting - O&M (Low Cost) | 0.24723 | 0.24982 | 0.2518 | 0.25303 | 0.25377 | 0.25406 | 0.25433 | 0.25437 | 0.25415 | 0.25382 | 0.2533 | 0.25282
PG&E | GWh | Industrial | Ind - Metals (Primary) | Lighting | No | Ind Lighting - O&M (Mid Cost) | 0.0073191 | 0.007396 | 0.0074544 | 0.0074909 | 0.0075127 | 0.0075213 | 0.0075294 | 0.0075306 | 0.0075241 | 0.0075143 | 0.0074988 | 0.0074848
PG&E | GWh | Industrial | Ind - Metals (Primary) | ProcHeat | No | Ind ProcHeat - Equipment (Electric - High Cost) | 0.24009 | 0.24261 | 0.24453 | 0.24572 | 0.24644 | 0.24672 | 0.24699 | 0.24703 | 0.24681 | 0.24649 | 0.24598 | 0.24552
PG&E | GWh | Industrial | Ind - Metals (Primary) | ProcHeat | No | Ind ProcHeat - Equipment (Electric - Low Cost) | 0.21225 | 0.21448 | 0.21617 | 0.21723 | 0.21786 | 0.21811 | 0.21835 | 0.21838 | 0.21819 | 0.21791 | 0.21746 | 0.21705
PG&E | GWh | Industrial | Ind - Metals (Primary) | ProcHeat | No | Ind ProcHeat - Equipment (Electric - Mid Cost) | 0.032393 | 0.032734 | 0.032992 | 0.033154 | 0.03325 | 0.033288 | 0.033324 | 0.033329 | 0.033301 | 0.033257 | 0.033189 | 0.033127
PG&E | GWh | Industrial | Ind - Metals (Primary) | ProcHeat | No | Ind ProcHeat - O&M (Electric - Low Cost) | 1.4383 | 1.4534 | 1.4649 | 1.472 | 1.4763 | 1.478 | 1.4796 | 1.4798 | 1.4785 | 1.4766 | 1.4736 | 1.4708
PG&E | GWh | Industrial | Ind - Metals (Primary) | ProcHeat | No | Ind ProcHeat - O&M (Electric - Mid Cost) | 0.020022 | 0.020232 | 0.020392 | 0.020492 | 0.020552 | 0.020575 | 0.020597 | 0.020601 | 0.020583 | 0.020556 | 0.020514 | 0.020475
PG&E | GWh | Industrial | Ind - Metals (Primary) | MachDr | No | Ind MachDr - Equipment (High Cost) | 0.33327 | 0.33677 | 0.33943 | 0.34109 | 0.34209 | 0.34248 | 0.34284 | 0.3429 | 0.3426 | 0.34216 | 0.34145 | 0.34081
PG&E | GWh | Industrial | Ind - Metals (Primary) | MachDr | No | Ind MachDr - Equipment (Low Cost) | 1.2209 | 1.2338 | 1.2435 | 1.2496 | 1.2532 | 1.2547 | 1.256 | 1.2562 | 1.2551 | 1.2535 | 1.2509 | 1.2486
PG&E | GWh | Industrial | Ind - Metals (Primary) | MachDr | No | Ind MachDr - Equipment (Mid Cost) | 1.043 | 1.0539 | 1.0623 | 1.0674 | 1.0706 | 1.0718 | 1.0729 | 1.0731 | 1.0722 | 1.0708 | 1.0686 | 1.0666
PG&E | GWh | Industrial | Ind - Metals (Primary) | MachDr | No | Ind MachDr - O&M (High Cost) | 0.020251 | 0.020464 | 0.020626 | 0.020727 | 0.020787 | 0.020811 | 0.020833 | 0.020837 | 0.020819 | 0.020791 | 0.020749 | 0.02071
PG&E | GWh | Industrial | Ind - Metals (Primary) | MachDr | No | Ind MachDr - O&M (Low Cost) | 4.9413 | 4.9932 | 5.0327 | 5.0573 | 5.072 | 5.0778 | 5.0832 | 5.0841 | 5.0797 | 5.0731 | 5.0626 | 5.0531
PG&E | GWh | Industrial | Ind - Metals (Primary) | MachDr | No | Ind MachDr - O&M (Mid Cost) | 0.58126 | 0.58736 | 0.59201 | 0.5949 | 0.59664 | 0.59732 | 0.59796 | 0.59806 | 0.59754 | 0.59676 | 0.59553 | 0.59442
PG&E | GWh | Industrial | Ind - Other | HVAC | No | Ind HVAC - Equipment (Electric - High Cost) | 0.061968 | 0.062619 | 0.063114 | 0.063422 | 0.063607 | 0.06368 | 0.063748 | 0.063759 | 0.063703 | 0.06362 | 0.063489 | 0.06337
PG&E | GWh | Industrial | Ind - Other | HVAC | No | Ind HVAC - Equipment (Electric - Low Cost) | 0.1217 | 0.12298 | 0.12395 | 0.12456 | 0.12492 | 0.12507 | 0.1252 | 0.12522 | 0.12511 | 0.12495 | 0.12469 | 0.12446
PG&E | GWh | Industrial | Ind - Other | HVAC | No | Ind HVAC - Equipment (Electric - Mid Cost) | 0.26824 | 0.27106 | 0.2732 | 0.27454 | 0.27534 | 0.27565 | 0.27595 | 0.27599 | 0.27576 | 0.2754 | 0.27483 | 0.27431
PG&E | GWh | Industrial | Ind - Other | HVAC | No | Ind HVAC - O&M (Electric - High Cost) | 0.09037 | 0.091319 | 0.092041 | 0.092491 | 0.092761 | 0.092867 | 0.092966 | 0.092982 | 0.092901 | 0.09278 | 0.092589 | 0.092416
PG&E | GWh | Industrial | Ind - Other | HVAC | No | Ind HVAC - O&M (Electric - Low Cost) | 1.0418 | 1.0527 | 1.0611 | 1.0662 | 1.0694 | 1.0706 | 1.0717 | 1.0719 | 1.071 | 1.0696 | 1.0674 | 1.0654
PG&E | GWh | Industrial | Ind - Other | HVAC | No | Ind HVAC - O&M (Electric - Mid Cost) | 0.025013 | 0.025275 | 0.025475 | 0.0256 | 0.025674 | 0.025704 | 0.025731 | 0.025735 | 0.025713 | 0.02568 | 0.025627 | 0.025579
PG&E | GWh | Industrial | Ind - Other | Lighting | No | Ind Lighting - Equipment (High Cost) | 0.6824 | 0.68957 | 0.69502 | 0.69842 | 0.70045 | 0.70125 | 0.702 | 0.70212 | 0.70151 | 0.7006 | 0.69915 | 0.69785
PG&E | GWh | Industrial | Ind - Other | Lighting | No | Ind Lighting - Equipment (Low Cost) | 0.55809 | 0.56395 | 0.56841 | 0.57119 | 0.57286 | 0.57351 | 0.57412 | 0.57422 | 0.57372 | 0.57298 | 0.57179 | 0.57072
PG&E | GWh | Industrial | Ind - Other | Lighting | No | Ind Lighting - Equipment (Mid Cost) | 2.0995 | 2.1216 | 2.1383 | 2.1488 | 2.1551 | 2.1575 | 2.1598 | 2.1602 | 2.1583 | 2.1555 | 2.1511 | 2.147
PG&E | GWh | Industrial | Ind - Other | Lighting | No | Ind Lighting - O&M (High Cost) | 0.0071835 | 0.007259 | 0.0073164 | 0.0073521 | 0.0073736 | 0.007382 | 0.0073899 | 0.0073911 | 0.0073847 | 0.0073751 | 0.0073599 | 0.0073461
PG&E | GWh | Industrial | Ind - Other | Lighting | No | Ind Lighting - O&M (Low Cost) | 0.71544 | 0.72295 | 0.72867 | 0.73223 | 0.73436 | 0.7352 | 0.73599 | 0.73611 | 0.73547 | 0.73452 | 0.733 | 0.73163
PG&E | GWh | Industrial | Ind - Other | Lighting | No | Ind Lighting - O&M (Mid Cost) | 0.0097691 | 0.0098717 | 0.0099498 | 0.0099984 | 0.010028 | 0.010039 | 0.01005 | 0.010051 | 0.010043 | 0.01003 | 0.010009 | 0.0099903
PG&E | GWh | Industrial | Ind - Other | MachDr | No | Ind MachDr - Equipment (High Cost) | 0.68368 | 0.69086 | 0.69633 | 0.69973 | 0.70177 | 0.70257 | 0.70332 | 0.70344 | 0.70283 | 0.70192 | 0.70047 | 0.69916
PG&E | GWh | Industrial | Ind - Other | MachDr | No | Ind MachDr - Equipment (Low Cost) | 2.5936 | 2.6208 | 2.6415 | 2.6545 | 2.6622 | 2.6652 | 2.6681 | 2.6685 | 2.6662 | 2.6628 | 2.6573 | 2.6523
PG&E | GWh | Industrial | Ind - Other | MachDr | No | Ind MachDr - Equipment (Mid Cost) | 2.4625 | 2.4883 | 2.508 | 2.5203 | 2.5276 | 2.5305 | 2.5332 | 2.5336 | 2.5314 | 2.5281 | 2.5229 | 2.5182
PG&E | GWh | Industrial | Ind - Other | MachDr | No | Ind MachDr - O&M (High Cost) | 0.082164 | 0.083027 | 0.083683 | 0.084092 | 0.084338 | 0.084434 | 0.084524 | 0.084538 | 0.084465 | 0.084355 | 0.084181 | 0.084024
PG&E | GWh | Industrial | Ind - Other | MachDr | No | Ind MachDr - O&M (Low Cost) | 4.5236 | 4.5711 | 4.6073 | 4.6298 | 4.6433 | 4.6486 | 4.6536 | 4.6543 | 4.6503 | 4.6443 | 4.6347 | 4.626
PG&E | GWh | Industrial | Ind - Other | MachDr | No | Ind MachDr - O&M (Mid Cost) | 1.1925 | 1.205 | 1.2145 | 1.2205 | 1.224 | 1.2254 | 1.2267 | 1.2269 | 1.2259 | 1.2243 | 1.2218 | 1.2195
PG&E | GWh | Industrial | Ind - Paper | HVAC | No | Ind HVAC - Equipment (Electric - High Cost) | 0.0090565 | 0.0091516 | 0.0092239 | 0.009269 | 0.0092961 | 0.0093067 | 0.0093166 | 0.0093182 | 0.0093101 | 0.009298 | 0.0092788 | 0.0092615
PG&E | GWh | Industrial | Ind - Paper | HVAC | No | Ind HVAC - Equipment (Electric - Low Cost) | 0.19375 | 0.19578 | 0.19733 | 0.1983 | 0.19887 | 0.1991 | 0.19931 | 0.19935 | 0.19918 | 0.19892 | 0.19851 | 0.19813
PG&E | GWh | Industrial | Ind - Paper | HVAC | No | Ind HVAC - Equipment (Electric - Mid Cost) | 0.067571 | 0.068281 | 0.068821 | 0.069157 | 0.069359 | 0.069438 | 0.069512 | 0.069524 | 0.069464 | 0.069373 | 0.06923 | 0.069101
PG&E | GWh | Industrial | Ind - Paper | HVAC | No | Ind HVAC - O&M (Electric - High Cost) | 0.011817 | 0.011941 | 0.012036 | 0.012094 | 0.01213 | 0.012144 | 0.012157 | 0.012159 | 0.012148 | 0.012132 | 0.012107 | 0.012085
PG&E | GWh | Industrial | Ind - Paper | HVAC | No | Ind HVAC - O&M (Electric - Low Cost) | 0.65941 | 0.66633 | 0.6716 | 0.67488 | 0.67685 | 0.67762 | 0.67835 | 0.67846 | 0.67787 | 0.67699 | 0.6756 | 0.67433
PG&E | GWh | Industrial | Ind - Paper | HVAC | No | Ind HVAC - O&M (Electric - Mid Cost) | 0.11459 | 0.1158 | 0.11671 | 0.11728 | 0.11762 | 0.11776 | 0.11788 | 0.1179 | 0.1178 | 0.11765 | 0.11741 | 0.11719
PG&E | GWh | Industrial | Ind - Paper | HVAC | No | Ind HVAC - O&M (Gas - High Cost) | 0.0098911 | 0.0097116 | 0.009643 | 0.0096233 | 0.0096148 | 0.0095926 | 0.0095554 | 0.0094806 | 0.0093694 | 0.0092189 | 0.0092189 | 0.0092189
PG&E | GWh | Industrial | Ind - Paper | HVAC | No | Ind HVAC - O&M (Gas - Mid Cost) | 0.0043406 | 0.0042619 | 0.0042318 | 0.0042231 | 0.0042194 | 0.0042096 | 0.0041933 | 0.0041605 | 0.0041117 | 0.0040456 | 0.0040456 | 0.0040456
PG&E | GWh | Industrial | Ind - Paper | Lighting | No | Ind Lighting - Equipment (High Cost) | 0.35041 | 0.35409 | 0.35689 | 0.35864 | 0.35968 | 0.36009 | 0.36048 | 0.36054 | 0.36023 | 0.35976 | 0.35902 | 0.35834
PG&E | GWh | Industrial | Ind - Paper | Lighting | No | Ind Lighting - Equipment (Low Cost) | 0.26328 | 0.26605 | 0.26815 | 0.26946 | 0.27025 | 0.27055 | 0.27084 | 0.27089 | 0.27066 | 0.2703 | 0.26975 | 0.26924
PG&E | GWh | Industrial | Ind - Paper | Lighting | No | Ind Lighting - Equipment (Mid Cost) | 1.7482 | 1.7665 | 1.7805 | 1.7892 | 1.7944 | 1.7965 | 1.7984 | 1.7987 | 1.7971 | 1.7948 | 1.7911 | 1.7877
PG&E | GWh | Industrial | Ind - Paper | Lighting | No | Ind Lighting - O&M (Low Cost) | 0.11788 | 0.11912 | 0.12006 | 0.12065 | 0.121 | 0.12114 | 0.12127 | 0.12129 | 0.12118 | 0.12103 | 0.12078 | 0.12055
PG&E | GWh | Industrial | Ind - Paper | Lighting | No | Ind Lighting - O&M (Mid Cost) | 0.0069256 | 0.0069983 | 0.0070537 | 0.0070881 | 0.0071088 | 0.0071169 | 0.0071246 | 0.0071257 | 0.0071196 | 0.0071103 | 0.0070956 | 0.0070824
PG&E | GWh | Industrial | Ind - Paper | ProcHeat | No | Ind ProcHeat - O&M (Gas - Mid Cost) | 0.0040569 | 0.0039833 | 0.0039552 | 0.0039471 | 0.0039436 | 0.0039345 | 0.0039192 | 0.0038885 | 0.003843 | 0.0037812 | 0.0037812 | 0.0037812
PG&E | GWh | Industrial | Ind - Paper | MachDr | No | Ind MachDr - Equipment (High Cost) | 0.44678 | 0.45147 | 0.45504 | 0.45726 | 0.4586 | 0.45912 | 0.45961 | 0.45969 | 0.45929 | 0.45869 | 0.45775 | 0.45689
PG&E | GWh | Industrial | Ind - Paper | MachDr | No | Ind MachDr - Equipment (Low Cost) | 0.89174 | 0.90111 | 0.90823 | 0.91267 | 0.91534 | 0.91638 | 0.91736 | 0.91751 | 0.91672 | 0.91553 | 0.91364 | 0.91193
PG&E | GWh | Industrial | Ind - Paper | MachDr | No | Ind MachDr - Equipment (Mid Cost) | 1.8791 | 1.8989 | 1.9139 | 1.9233 | 1.9289 | 1.9311 | 1.9331 | 1.9335 | 1.9318 | 1.9293 | 1.9253 | 1.9217
PG&E | GWh | Industrial | Ind - Paper | MachDr | No | Ind MachDr - O&M (High Cost) | 0.051364 | 0.051903 | 0.052314 | 0.052569 | 0.052723 | 0.052783 | 0.052839 | 0.052848 | 0.052802 | 0.052734 | 0.052625 | 0.052526
PG&E | GWh | Industrial | Ind - Paper | MachDr | No | Ind MachDr - O&M (Low Cost) | 5.7581 | 5.8186 | 5.8646 | 5.8932 | 5.9104 | 5.9172 | 5.9235 | 5.9245 | 5.9194 | 5.9117 | 5.8995 | 5.8884
PG&E | GWh | Industrial | Ind - Paper | MachDr | No | Ind MachDr - O&M (Mid Cost) | 0.60891 | 0.61531 | 0.62017 | 0.6232 | 0.62502 | 0.62573 | 0.6264 | 0.62651 | 0.62597 | 0.62515 | 0.62386 | 0.62269
PG&E | GWh | Industrial | Ind - Petroleum | Lighting | No | Ind Lighting - Equipment (High Cost) | 1.4607 | 1.476 | 1.4877 | 1.495 | 1.4994 | 1.5011 | 1.5027 | 1.5029 | 1.5016 | 1.4997 | 1.4966 | 1.4938
PG&E | GWh | Industrial | Ind - Petroleum | Lighting | No | Ind Lighting - Equipment (Low Cost) | 2.6095 | 2.6369 | 2.6577 | 2.6707 | 2.6785 | 2.6816 | 2.6844 | 2.6849 | 2.6826 | 2.6791 | 2.6735 | 2.6685
PG&E | GWh | Industrial | Ind - Petroleum | Lighting | No | Ind Lighting - Equipment (Mid Cost) | 2.1293 | 2.1516 | 2.1686 | 2.1792 | 2.1856 | 2.1881 | 2.1904 | 2.1908 | 2.1889 | 2.1861 | 2.1815 | 2.1775
PG&E | GWh | Industrial | Ind - Petroleum | MachDr | No | Ind MachDr - Equipment (High Cost) | 4.4981 | 4.5454 | 4.5813 | 4.6037 | 4.6171 | 4.6224 | 4.6274 | 4.6281 | 4.6241 | 4.6181 | 4.6086 | 4.6
PG&E | GWh | Industrial | Ind - Petroleum | MachDr | No | Ind MachDr - Equipment (Low Cost) | 21.3941 | 21.6188 | 21.7898 | 21.8962 | 21.9601 | 21.9852 | 22.0087 | 22.0124 | 21.9933 | 21.9647 | 21.9194 | 21.8784
PG&E | GWh | Industrial | Ind - Petroleum | MachDr | No | Ind MachDr - Equipment (Mid Cost) | 17.9397 | 18.1282 | 18.2715 | 18.3608 | 18.4144 | 18.4354 | 18.4551 | 18.4582 | 18.4422 | 18.4182 | 18.3802 | 18.3458
PG&E | GWh | Industrial | Ind - Petroleum | MachDr | No | Ind MachDr - O&M (High Cost) | 1.434 | 1.4491 | 1.4605 | 1.4677 | 1.4719 | 1.4736 | 1.4752 | 1.4754 | 1.4742 | 1.4722 | 1.4692 | 1.4665
PG&E | GWh | Industrial | Ind - Petroleum | MachDr | No | Ind MachDr - O&M (Low Cost) | 79.1956 | 80.0274 | 80.6602 | 81.0544 | 81.2909 | 81.3835 | 81.4707 | 81.4843 | 81.4137 | 81.3078 | 81.1401 | 80.9882
PG&E | GWh | Industrial | Ind - Petroleum | MachDr | No | Ind MachDr - O&M (Mid Cost) | 10.7053 | 10.8177 | 10.9032 | 10.9565 | 10.9885 | 11.001 | 11.0128 | 11.0146 | 11.0051 | 10.9908 | 10.9681 | 10.9476
PG&E | GWh | Industrial | Ind - Plastics | HVAC | No | Ind HVAC - Equipment (Electric - High Cost) | 0.012912 | 0.013047 | 0.01315 | 0.013215 | 0.013253 | 0.013268 | 0.013283 | 0.013285 | 0.013273 | 0.013256 | 0.013229 | 0.013204
PG&E | GWh | Industrial | Ind - Plastics | HVAC | No | Ind HVAC - Equipment (Electric - Low Cost) | 0.53803 | 0.54368 | 0.54798 | 0.55066 | 0.55227 | 0.5529 | 0.55349 | 0.55358 | 0.5531 | 0.55238 | 0.55124 | 0.55021
PG&E | GWh | Industrial | Ind - Plastics | HVAC | No | Ind HVAC - Equipment (Electric - Mid Cost) | 0.51471 | 0.52012 | 0.52423 | 0.52679 | 0.52833 | 0.52893 | 0.5295 | 0.52958 | 0.52913 | 0.52844 | 0.52735 | 0.52636
PG&E | GWh | Industrial | Ind - Plastics | HVAC | No | Ind HVAC - Equipment (Gas - Low Cost) | 0.0030649 | 0.0032857 | 0.0034769 | 0.0036613 | 0.0038549 | 0.0040689 | 0.0042972 | 0.0045197 | 0.004742 | 0.0049515 | 0.0049515 | 0.0049515
PG&E | GWh | Industrial | Ind - Plastics | HVAC | No | Ind HVAC - O&M (Electric - High Cost) | 0.16657 | 0.16832 | 0.16965 | 0.17048 | 0.17098 | 0.17117 | 0.17136 | 0.17138 | 0.17124 | 0.17101 | 0.17066 | 0.17034
PG&E | GWh | Industrial | Ind - Plastics | HVAC | No | Ind HVAC - O&M (Electric - Low Cost) | 1.9868 | 2.0077 | 2.0235 | 2.0334 | 2.0394 | 2.0417 | 2.0439 | 2.0442 | 2.0425 | 2.0398 | 2.0356 | 2.0318
PG&E | GWh | Industrial | Ind - Plastics | HVAC | No | Ind HVAC - O&M (Electric - Mid Cost) | 0.34203 | 0.34562 | 0.34835 | 0.35005 | 0.35108 | 0.35148 | 0.35185 | 0.35191 | 0.35161 | 0.35115 | 0.35042 | 0.34977
PG&E | GWh | Industrial | Ind - Plastics | HVAC | No | Ind HVAC - O&M (Gas - Mid Cost) | 0.0023747 | 0.0025458 | 0.0026939 | 0.0028368 | 0.0029868 | 0.0031526 | 0.0033295 | 0.0035019 | 0.0036741 | 0.0038365 | 0.0038365 | 0.0038365
PG&E | GWh | Industrial | Ind - Plastics | Lighting | No | Ind Lighting - Equipment (High Cost) | 0.70157 | 0.70893 | 0.71454 | 0.71803 | 0.72013 | 0.72095 | 0.72172 | 0.72184 | 0.72122 | 0.72028 | 0.71879 | 0.71745
PG&E | GWh | Industrial | Ind - Plastics | Lighting | No | Ind Lighting - Equipment (Low Cost) | 1.0748 | 1.086 | 1.0946 | 1.1 | 1.1032 | 1.1044 | 1.1056 | 1.1058 | 1.1049 | 1.1034 | 1.1011 | 1.0991
PG&E | GWh | Industrial | Ind - Plastics | Lighting | No | Ind Lighting - Equipment (Mid Cost) | 4.7161 | 4.7656 | 4.8033 | 4.8268 | 4.8409 | 4.8464 | 4.8516 | 4.8524 | 4.8482 | 4.8419 | 4.8319 | 4.8229
PG&E | GWh | Industrial | Ind - Plastics | Lighting | No | Ind Lighting - O&M (Low Cost) | 0.24397 | 0.24654 | 0.24849 | 0.2497 | 0.25043 | 0.25071 | 0.25098 | 0.25102 | 0.25081 | 0.25048 | 0.24996 | 0.2495
PG&E | GWh | Industrial | Ind - Plastics | Lighting | No | Ind Lighting - O&M (Mid Cost) | 0.03706 | 0.037449 | 0.037746 | 0.03793 | 0.038041 | 0.038084 | 0.038125 | 0.038131 | 0.038098 | 0.038049 | 0.03797 | 0.037899
PG&E | GWh | Industrial | Ind - Plastics | ProcHeat | No | Ind ProcHeat - Equipment (Electric - High Cost) | 0.020532 | 0.020747 | 0.020911 | 0.021013 | 0.021075 | 0.021099 | 0.021121 | 0.021125 | 0.021107 | 0.021079 | 0.021036 | 0.020996
PG&E | GWh | Industrial | Ind - Plastics | ProcHeat | No | Ind ProcHeat - Equipment (Electric - Low Cost) | 1.4887 | 1.5043 | 1.5162 | 1.5237 | 1.5281 | 1.5298 | 1.5315 | 1.5317 | 1.5304 | 1.5284 | 1.5253 | 1.5224
PG&E | GWh | Industrial | Ind - Plastics | ProcHeat | No | Ind ProcHeat - Equipment (Electric - Mid Cost) | 0.66752 | 0.67453 | 0.67987 | 0.68319 | 0.68518 | 0.68596 | 0.6867 | 0.68681 | 0.68622 | 0.68532 | 0.68391 | 0.68263
PG&E | GWh | Industrial | Ind - Plastics | ProcHeat | No | Ind ProcHeat - Equipment (Gas - Mid Cost) | 0.0091743 | 0.0098353 | 0.010408 | 0.01096 | 0.011539 | 0.01218 | 0.012863 | 0.013529 | 0.014195 | 0.014822 | 0.014822 | 0.014822
PG&E | GWh | Industrial | Ind - Plastics | ProcHeat | No | Ind ProcHeat - O&M (Gas - Low Cost) | 0.035321 | 0.037865 | 0.040069 | 0.042194 | 0.044425 | 0.046891 | 0.049522 | 0.052086 | 0.054649 | 0.057063 | 0.057063 | 0.057063
PG&E | GWh | Industrial | Ind - Plastics | ProcRefrig | No | Ind ProcRefrig - O&M (High Cost) | 1.2455 | 1.2586 | 1.2686 | 1.2748 | 1.2785 | 1.2799 | 1.2813 | 1.2815 | 1.2804 | 1.2787 | 1.2761 | 1.2737
PG&E | GWh | Industrial | Ind - Plastics | ProcRefrig | No | Ind ProcRefrig - O&M (Low Cost) | 2.2959 | 2.32 | 2.3384 | 2.3498 | 2.3566 | 2.3593 | 2.3619 | 2.3623 | 2.3602 | 2.3571 | 2.3523 | 2.3479
PG&E | GWh | Industrial | Ind - Plastics | ProcRefrig | No | Ind ProcRefrig - O&M (Mid Cost) | 0.44821 | 0.45292 | 0.4565 | 0.45873 | 0.46007 | 0.46059 | 0.46109 | 0.46116 | 0.46077 | 0.46017 | 0.45922 | 0.45836
PG&E | GWh | Industrial | Ind - Plastics | MachDr | No | Ind MachDr - Equipment (High Cost) | 1.4221 | 1.437 | 1.4484 | 1.4554 | 1.4597 | 1.4614 | 1.4629 | 1.4632 | 1.4619 | 1.46 | 1.457 | 1.4543
PG&E | GWh | Industrial | Ind - Plastics | MachDr | No | Ind MachDr - Equipment (Low Cost) | 5.3505 | 5.4067 | 5.4494 | 5.4761 | 5.492 | 5.4983 | 5.5042 | 5.5051 | 5.5004 | 5.4932 | 5.4819 | 5.4716
PG&E | GWh | Industrial | Ind - Plastics | MachDr | No | Ind MachDr - Equipment (Mid Cost) | 8.787 | 8.8793 | 8.9495 | 8.9932 | 9.0195 | 9.0298 | 9.0394 | 9.0409 | 9.0331 | 9.0214 | 9.0027 | 8.9859
PG&E | GWh | Industrial | Ind - Plastics | MachDr | No | Ind MachDr - O&M (High Cost) | 0.067373 | 0.068081 | 0.068619 | 0.068955 | 0.069156 | 0.069235 | 0.069309 | 0.06932 | 0.06926 | 0.06917 | 0.069028 | 0.068898
PG&E | GWh | Industrial | Ind - Plastics | MachDr | No | Ind MachDr - O&M (Low Cost) | 18.7705 | 18.9676 | 19.1176 | 19.211 | 19.2671 | 19.2891 | 19.3097 | 19.3129 | 19.2962 | 19.2711 | 19.2314 | 19.1954
PG&E | GWh | Industrial | Ind - Plastics | MachDr | No | Ind MachDr - O&M (Mid Cost) | 0.70884 | 0.71629 | 0.72195 | 0.72548 | 0.7276 | 0.72843 | 0.72921 | 0.72933 | 0.7287 | 0.72775 | 0.72625 | 0.72489
PG&E | GWh | Industrial | Ind - Printing & Publishing | HVAC | No | Ind HVAC - Equipment (Electric - High Cost) | 0.71473 | 0.72224 | 0.72795 | 0.73151 | 0.73364 | 0.73448 | 0.73527 | 0.73539 | 0.73475 | 0.7338 | 0.73228 | 0.73091
PG&E | GWh | Industrial | Ind - Printing & Publishing | HVAC | No | Ind HVAC - Equipment (Electric - Low Cost) | 1.199 | 1.2116 | 1.2212 | 1.2272 | 1.2308 | 1.2322 | 1.2335 | 1.2337 | 1.2326 | 1.231 | 1.2285 | 1.2262
PG&E | GWh | Industrial | Ind - Printing & Publishing | HVAC | No | Ind HVAC - Equipment (Electric - Mid Cost) | 1.3038 | 1.3175 | 1.328 | 1.3344 | 1.3383 | 1.3399 | 1.3413 | 1.3415 | 1.3404 | 1.3386 | 1.3359 | 1.3334
PG&E | GWh | Industrial | Ind - Printing & Publishing | HVAC | No | Ind HVAC - O&M (Electric - High Cost) | 0.22214 | 0.22448 | 0.22625 | 0.22736 | 0.22802 | 0.22828 | 0.22852 | 0.22856 | 0.22836 | 0.22807 | 0.2276 | 0.22717
PG&E | GWh | Industrial | Ind - Printing & Publishing | HVAC | No | Ind HVAC - O&M (Electric - Low Cost) | 5.0135 | 5.0662 | 5.1062 | 5.1312 | 5.1461 | 5.152 | 5.1575 | 5.1584 | 5.1539 | 5.1472 | 5.1366 | 5.127
PG&E | GWh | Industrial | Ind - Printing & Publishing | HVAC | No | Ind HVAC - O&M (Electric - Mid Cost) | 2.3113 | 2.3356 | 2.354 | 2.3655 | 2.3724 | 2.3751 | 2.3777 | 2.3781 | 2.376 | 2.3729 | 2.368 | 2.3636
PG&E | GWh | Industrial | Ind - Printing & Publishing | Lighting | No | Ind Lighting - Equipment (High Cost) | 0.85305 | 0.86201 | 0.86882 | 0.87307 | 0.87562 | 0.87662 | 0.87755 | 0.8777 | 0.87694 | 0.8758 | 0.87399 | 0.87236
PG&E | GWh | Industrial | Ind - Printing & Publishing | Lighting | No | Ind Lighting - Equipment (Low Cost) | 1.7763 | 1.795 | 1.8092 | 1.818 | 1.8233 | 1.8254 | 1.8273 | 1.8276 | 1.8261 | 1.8237 | 1.8199 | 1.8165
PG&E | GWh | Industrial | Ind - Printing & Publishing | Lighting | No | Ind Lighting - Equipment (Mid Cost) | 4.567 | 4.615 | 4.6515 | 4.6742 | 4.6879 | 4.6932 | 4.6982 | 4.699 | 4.695 | 4.6888 | 4.6792 | 4.6704
PG&E | GWh | Industrial | Ind - Printing & Publishing | Lighting | No | Ind Lighting - O&M (Low Cost) | 0.84557 | 0.85446 | 0.86121 | 0.86542 | 0.86795 | 0.86894 | 0.86987 | 0.87001 | 0.86926 | 0.86813 | 0.86634 | 0.86472
PG&E | GWh | Industrial | Ind - Printing & Publishing | Lighting | No | Ind Lighting - O&M (Mid Cost) | 0.040263 | 0.040686 | 0.041008 | 0.041208 | 0.041328 | 0.041375 | 0.04142 | 0.041427 | 0.041391 | 0.041337 | 0.041252 | 0.041174
PG&E | GWh | Industrial | Ind - Printing & Publishing | MachDr | No | Ind MachDr - Equipment (High Cost) | 0.46836 | 0.47328 | 0.47702 | 0.47935 | 0.48075 | 0.4813 | 0.48181 | 0.4819 | 0.48148 | 0.48085 | 0.47986 | 0.47896
PG&E | GWh | Industrial | Ind - Printing & Publishing | MachDr | No | Ind MachDr - Equipment (Low Cost) | 1.9416 | 1.9619 | 1.9775 | 1.9871 | 1.9929 | 1.9952 | 1.9973 | 1.9977 | 1.9959 | 1.9933 | 1.9892 | 1.9855
PG&E | GWh | Industrial | Ind - Printing & Publishing | MachDr | No | Ind MachDr - Equipment (Mid Cost) | 3.1216 | 3.1544 | 3.1793 | 3.1949 | 3.2042 | 3.2078 | 3.2113 | 3.2118 | 3.209 | 3.2049 | 3.1982 | 3.1923
PG&E | GWh | Industrial | Ind - Printing & Publishing | MachDr | No | Ind MachDr - O&M (High Cost) | 0.017597 | 0.017781 | 0.017922 | 0.01801 | 0.018062 | 0.018083 | 0.018102 | 0.018105 | 0.018089 | 0.018066 | 0.018029 | 0.017995
PG&E | GWh | Industrial | Ind - Printing & Publishing | MachDr | No | Ind MachDr - O&M (Low Cost) | 20.7263 | 20.944 | 21.1096 | 21.2128 | 21.2747 | 21.2989 | 21.3217 | 21.3253 | 21.3068 | 21.2791 | 21.2352 | 21.1955
PG&E | GWh | Industrial | Ind - Printing & Publishing | MachDr | No | Ind MachDr - O&M (Mid Cost) | 1.0264 | 1.0372 | 1.0454 | 1.0505 | 1.0535 | 1.0547 | 1.0559 | 1.0561 | 1.0551 | 1.0538 | 1.0516 | 1.0496
PG&E | GWh | Industrial | Ind - Stone, Glass & Clay | HVAC | No | Ind HVAC - O&M (Electric - High Cost) | 0.16543 | 0.16717 | 0.16849 | 0.16931 | 0.16981 | 0.17 | 0.17018 | 0.17021 | 0.17006 | 0.16984 | 0.16949 | 0.16917
PG&E | GWh | Industrial | Ind - Stone, Glass & Clay | HVAC | No | Ind HVAC - O&M (Electric - Low Cost) | 2.5935 | 2.6207 | 2.6414 | 2.6543 | 2.6621 | 2.6651 | 2.668 | 2.6684 | 2.6661 | 2.6626 | 2.6572 | 2.6522
PG&E | GWh | Industrial | Ind - Stone, Glass & Clay | HVAC | No | Ind HVAC - O&M (Electric - Mid Cost) | 0.021268 | 0.021492 | 0.021662 | 0.021768 | 0.021831 | 0.021856 | 0.021879 | 0.021883 | 0.021864 | 0.021836 | 0.021791 | 0.02175
PG&E | GWh | Industrial | Ind - Stone, Glass & Clay | Lighting | No | Ind Lighting - Equipment (High Cost) | 0.74934 | 0.75721 | 0.7632 | 0.76693 | 0.76917 | 0.77005 | 0.77087 | 0.771 | 0.77033 | 0.76933 | 0.76774 | 0.76631
PG&E | GWh | Industrial | Ind - Stone, Glass & Clay | Lighting | No | Ind Lighting - Equipment (Low Cost) | 0.82097 | 0.82959 | 0.83615 | 0.84024 | 0.84269 | 0.84365 | 0.84455 | 0.84469 | 0.84396 | 0.84286 | 0.84112 | 0.83955
PG&E | GWh | Industrial | Ind - Stone, Glass & Clay | Lighting | No | Ind Lighting - Equipment (Mid Cost) | 10.7448 | 10.8576 | 10.9435 | 10.9969 | 11.029 | 11.0416 | 11.0534 | 11.0553 | 11.0457 | 11.0313 | 11.0086 | 10.988
PG&E | GWh | Industrial | Ind - Stone, Glass & Clay | Lighting | No | Ind Lighting - O&M (Low Cost) | 0.25149 | 0.25413 | 0.25614 | 0.2574 | 0.25815 | 0.25844 | 0.25872 | 0.25876 | 0.25854 | 0.2582 | 0.25767 | 0.25719
PG&E | GWh | Industrial | Ind - Stone, Glass & Clay | Lighting | No | Ind Lighting - O&M (Mid Cost) | 0.16081 | 0.1625 | 0.16378 | 0.16458 | 0.16506 | 0.16525 | 0.16543 | 0.16546 | 0.16531 | 0.1651 | 0.16476 | 0.16445
PG&E | GWh | Industrial | Ind - Stone, Glass & Clay | MachDr | No | Ind MachDr - Equipment (High Cost) | 0.80378 | 0.81223 | 0.81865 | 0.82265 | 0.82505 | 0.82599 | 0.82688 | 0.82701 | 0.8263 | 0.82522 | 0.82352 | 0.82198
PG&E | GWh | Industrial | Ind - Stone, Glass & Clay | MachDr | No | Ind MachDr - Equipment (Low Cost) | 6.7965 | 6.8679 | 6.9222 | 6.956 | 6.9763 | 6.9843 | 6.9917 | 6.9929 | 6.9869 | 6.9778 | 6.9634 | 6.9503
PG&E | GWh | Industrial | Ind - Stone, Glass & Clay | MachDr | No | Ind MachDr - Equipment (Mid Cost) | 5.5426 | 5.6009 | 5.6451 | 5.6727 | 5.6893 | 5.6958 | 5.7019 | 5.7028 | 5.6979 | 5.6905 | 5.6787 | 5.6681
PG&E | GWh | Industrial | Ind - Stone, Glass & Clay | MachDr | No | Ind MachDr - O&M (High Cost) | 0.95842 | 0.96849 | 0.97615 | 0.98092 | 0.98378 | 0.9849 | 0.98596 | 0.98612 | 0.98527 | 0.98399 | 0.98196 | 0.98012
PG&E | GWh | Industrial | Ind - Stone, Glass & Clay | MachDr | No | Ind MachDr - O&M (Low Cost) | 21.7159 | 21.944 | 22.1175 | 22.2256 | 22.2904 | 22.3158 | 22.3397 | 22.3435 | 22.3241 | 22.2951 | 22.2491 | 22.2074
PG&E | GWh | Industrial | Ind - Stone, Glass & Clay | MachDr | No | Ind MachDr - O&M (Mid Cost) | 3.6432 | 3.6815 | 3.7106 | 3.7287 | 3.7396 | 3.7439 | 3.7479 | 3.7485 | 3.7453 | 3.7404 | 3.7327 | 3.7257
PG&E | GWh | Industrial | Ind - Textiles | HVAC | No | Ind HVAC - Equipment (Electric - High Cost) | 0.017755 | 0.017942 | 0.018083 | 0.018172 | 0.018225 | 0.018246 | 0.018265 | 0.018268 | 0.018252 | 0.018229 | 0.018191 | 0.018157
PG&E | GWh | Industrial | Ind - Textiles | HVAC | No | Ind HVAC - Equipment (Electric - Low Cost) | 0.011834 | 0.011958 | 0.012052 | 0.012111 | 0.012147 | 0.012161 | 0.012174 | 0.012176 | 0.012165 | 0.012149 | 0.012124 | 0.012101
PG&E | GWh | Industrial | Ind - Textiles | HVAC | No | Ind HVAC - Equipment (Electric - Mid Cost) | 0.024926 | 0.025188 | 0.025387 | 0.025511 | 0.025585 | 0.025614 | 0.025642 | 0.025646 | 0.025624 | 0.025591 | 0.025538 | 0.02549
PG&E | GWh | Industrial | Ind - Textiles | HVAC | No | Ind HVAC - O&M (Electric - High Cost) | 0.00259 | 0.0026172 | 0.0026379 | 0.0026508 | 0.0026586 | 0.0026616 | 0.0026644 | 0.0026649 | 0.0026626 | 0.0026591 | 0.0026536 | 0.0026487
PG&E | GWh | Industrial | Ind - Textiles | HVAC | No | Ind HVAC - O&M (Electric - Low Cost) | 0.18958 | 0.19157 | 0.19309 | 0.19403 | 0.1946 | 0.19482 | 0.19503 | 0.19506 | 0.19489 | 0.19464 | 0.19424 | 0.19387
PG&E | GWh | Industrial | Ind - Textiles | HVAC | No | Ind HVAC - O&M (Electric - Mid Cost) | 0.079342 | 0.080175 | 0.080809 | 0.081204 | 0.081441 | 0.081534 | 0.081621 | 0.081635 | 0.081564 | 0.081458 | 0.08129 | 0.081138
PG&E | GWh | Industrial | Ind - Textiles | Lighting | No | Ind Lighting - Equipment (High Cost) | 0.054709 | 0.055283 | 0.05572 | 0.055993 | 0.056156 | 0.05622 | 0.05628 | 0.05629 | 0.056241 | 0.056168 | 0.056052 | 0.055947
PG&E | GWh | Industrial | Ind - Textiles | Lighting | No | Ind Lighting - Equipment (Low Cost) | 0.05095 | 0.051485 | 0.051893 | 0.052146 | 0.052298 | 0.052358 | 0.052414 | 0.052423 | 0.052377 | 0.052309 | 0.052201 | 0.052104
PG&E | GWh | Industrial | Ind - Textiles | Lighting | No | Ind Lighting - Equipment (Mid Cost) | 0.42295 | 0.4274 | 0.43078 | 0.43288 | 0.43414 | 0.43464 | 0.4351 | 0.43518 | 0.4348 | 0.43423 | 0.43334 | 0.43253
PG&E | GWh | Industrial | Ind - Textiles | Lighting | No | Ind Lighting - O&M (Low Cost) | 0.030313 | 0.030631 | 0.030873 | 0.031024 | 0.031115 | 0.03115 | 0.031184 | 0.031189 | 0.031162 | 0.031121 | 0.031057 | 0.030999
PG&E | GWh | Industrial | Ind - Textiles | Lighting | No | Ind Lighting - O&M (Mid Cost) | 0.01612 | 0.016289 | 0.016418 | 0.016498 | 0.016546 | 0.016565 | 0.016583 | 0.016585 | 0.016571 | 0.01655 | 0.016515 | 0.016485
PG&E | GWh | Industrial | Ind - Textiles | ProcHeat | No | Ind ProcHeat - Equipment (Gas - Mid Cost) | 0.00018905 | 0.00018579 | 0.00018176 | 0.00017789 | 0.000175 | 0.00017218 | 0.00016907 | 0.0001656 | 0.00016187 | 0.00015763 | 0.00015763 | 0.00015763
PG&E | GWh | Industrial | Ind - Textiles | ProcHeat | No | Ind ProcHeat - O&M (Gas - Low Cost) | 0.0011199 | 0.0011006 | 0.0010767 | 0.0010539 | 0.0010367 | 0.00102 | 0.0010016 | 0.000981 | 0.0009589 | 0.00093381 | 0.00093381 | 0.00093381
PG&E | GWh | Industrial | Ind - Textiles | MachDr | No | Ind MachDr - Equipment (High Cost) | 0.01361 | 0.013753 | 0.013862 | 0.01393 | 0.01397 | 0.013986 | 0.014001 | 0.014003 | 0.013991 | 0.013973 | 0.013944 | 0.013918
PG&E | GWh | Industrial | Ind - Textiles | MachDr | No | Ind MachDr - Equipment (Low Cost) | 0.10048 | 0.10153 | 0.10234 | 0.10284 | 0.10314 | 0.10325 | 0.10337 | 0.10338 | 0.10329 | 0.10316 | 0.10295 | 0.10275
PG&E | GWh | Industrial | Ind - Textiles | MachDr | No | Ind MachDr - Equipment (Mid Cost) | 0.24826 | 0.25087 | 0.25285 | 0.25409 | 0.25483 | 0.25512 | 0.25539 | 0.25544 | 0.25521 | 0.25488 | 0.25436 | 0.25388
PG&E | GWh | Industrial | Ind - Textiles | MachDr | No | Ind MachDr - O&M (High Cost) | 0.012451 | 0.012581 | 0.012681 | 0.012743 | 0.01278 | 0.012795 | 0.012808 | 0.01281 | 0.012799 | 0.012783 | 0.012756 | 0.012732
PG&E | GWh | Industrial | Ind - Textiles | MachDr | No | Ind MachDr - O&M (Low Cost) | 0.85053 | 0.85946 | 0.86626 | 0.87049 | 0.87303 | 0.87402 | 0.87496 | 0.87511 | 0.87435 | 0.87321 | 0.87141 | 0.86978
PG&E | GWh | Industrial | Ind - Textiles | MachDr | No | Ind MachDr - O&M (Mid Cost) | 0.18985 | 0.19185 | 0.19336 | 0.19431 | 0.19488 | 0.1951 | 0.19531 | 0.19534 | 0.19517 | 0.19492 | 0.19451 | 0.19415
PG&E | GWh | Industrial | Ind - Transportation Equipment | HVAC | No | Ind HVAC - Equipment (Electric - High Cost) | 0.065129 | 0.065813 | 0.066334 | 0.066658 | 0.066852 | 0.066929 | 0.067 | 0.067012 | 0.066953 | 0.066866 | 0.066728 | 0.066604
PG&E | GWh | Industrial | Ind - Transportation Equipment | HVAC | No | Ind HVAC - Equipment (Electric - Low Cost) | 0.11188 | 0.11305 | 0.11395 | 0.1145 | 0.11484 | 0.11497 | 0.11509 | 0.11511 | 0.11501 | 0.11486 | 0.11463 | 0.11441
PG&E | GWh | Industrial | Ind - Transportation Equipment | HVAC | No | Ind HVAC - Equipment (Electric - Mid Cost) | 0.1451 | 0.14663 | 0.14779 | 0.14851 | 0.14894 | 0.14911 | 0.14927 | 0.1493 | 0.14917 | 0.14897 | 0.14867 | 0.14839
PG&E | GWh | Industrial | Ind - Transportation Equipment | HVAC | No | Ind HVAC - O&M (Electric - High Cost) | 0.084545 | 0.085433 | 0.086109 | 0.08653 | 0.086782 | 0.086881 | 0.086974 | 0.086989 | 0.086913 | 0.0868 | 0.086621 | 0.086459
PG&E | GWh | Industrial | Ind - Transportation Equipment | HVAC | No | Ind HVAC - O&M (Electric - Low Cost) | 1.0863 | 1.0977 | 1.1064 | 1.1118 | 1.1151 | 1.1163 | 1.1175 | 1.1177 | 1.1167 | 1.1153 | 1.113 | 1.1109
PG&E | GWh | Industrial | Ind - Transportation Equipment | HVAC | No | Ind HVAC - O&M (Electric - Mid Cost) | 0.14657 | 0.14811 | 0.14928 | 0.15001 | 0.15045 | 0.15062 | 0.15078 | 0.15081 | 0.15068 | 0.15048 | 0.15017 | 0.14989
PG&E | GWh | Industrial | Ind - Transportation Equipment | Lighting | No | Ind Lighting - Equipment (High Cost) | 0.52201 | 0.52749 | 0.53166 | 0.53426 | 0.53582 | 0.53643 | 0.53701 | 0.5371 | 0.53663 | 0.53593 | 0.53483 | 0.53383
PG&E | GWh | Industrial | Ind - Transportation Equipment | Lighting | No | Ind Lighting - Equipment (Low Cost) | 0.55256 | 0.55836 | 0.56278 | 0.56553 | 0.56718 | 0.56782 | 0.56843 | 0.56853 | 0.56803 | 0.56729 | 0.56612 | 0.56506
PG&E | GWh | Industrial | Ind - Transportation Equipment | Lighting | No | Ind Lighting - Equipment (Mid Cost) | 3.0321 | 3.0639 | 3.0882 | 3.1032 | 3.1123 | 3.1158 | 3.1192 | 3.1197 | 3.117 | 3.1129 | 3.1065 | 3.1007
PG&E | GWh | Industrial | Ind - Transportation Equipment | Lighting | No | Ind Lighting - O&M (High Cost) | 0.023114 | 0.023357 | 0.023541 | 0.023656 | 0.023725 | 0.023752 | 0.023778 | 0.023782 | 0.023761 | 0.02373 | 0.023681 | 0.023637
PG&E | GWh | Industrial | Ind - Transportation Equipment | Lighting | No | Ind Lighting - O&M (Low Cost) | 0.28867 | 0.29171 | 0.29401 | 0.29545 | 0.29631 | 0.29665 | 0.29697 | 0.29702 | 0.29676 | 0.29637 | 0.29576 | 0.29521
PG&E | GWh | Industrial | Ind - Transportation Equipment | Lighting | No | Ind Lighting - O&M (Mid Cost) | 0.022729 | 0.022968 | 0.023149 | 0.023263 | 0.02333 | 0.023357 | 0.023382 | 0.023386 | 0.023366 | 0.023335 | 0.023287 | 0.023244
PG&E | GWh | Industrial | Ind - Transportation Equipment | ProcHeat | No | Ind ProcHeat - Equipment (Electric - High Cost) | 5.919e-05 | 5.9812e-05 | 6.0285e-05 | 6.0579e-05 | 6.0756e-05 | 6.0825e-05 | 6.0891e-05 | 6.0901e-05 | 6.0848e-05 | 6.0769e-05 | 6.0644e-05 | 6.053e-05
PG&E | GWh | Industrial | Ind - Transportation Equipment | ProcHeat | No | Ind ProcHeat - Equipment (Electric - Low Cost) | 0.098053 | 0.099083 | 0.099867 | 0.10035 | 0.10065 | 0.10076 | 0.10087 | 0.10089 | 0.1008 | 0.10067 | 0.10046 | 0.10027
PG&E | GWh | Industrial | Ind - Transportation Equipment | ProcHeat | No | Ind ProcHeat - Equipment (Electric - Mid Cost) | 0.068718 | 0.06944 | 0.069989 | 0.070331 | 0.070536 | 0.070617 | 0.070692 | 0.070704 | 0.070643 | 0.070551 | 0.070406 | 0.070274
PG&E | GWh | Industrial | Ind - Transportation Equipment | ProcHeat | No | Ind ProcHeat - Equipment (Gas - Mid Cost) | 0.0015137 | 0.0015364 | 0.0015551 | 0.0015737 | 0.0015886 | 0.0015974 | 0.0016011 | 0.0015983 | 0.0015925 | 0.001581 | 0.001581 | 0.001581
PG&E | GWh | Industrial | Ind - Transportation Equipment | ProcHeat | No | Ind ProcHeat - O&M (Gas - Low Cost) | 0.0017654 | 0.001792 | 0.0018137 | 0.0018354 | 0.0018528 | 0.0018631 | 0.0018674 | 0.0018641 | 0.0018574 | 0.0018439 | 0.0018439 | 0.0018439
PG&E | GWh | Industrial | Ind - Transportation Equipment | SHW | No | Ind SHW - Equipment (High Cost) | 0.011008 | 0.011173 | 0.011309 | 0.011444 | 0.011552 | 0.011617 | 0.011643 | 0.011623 | 0.011581 | 0.011497 | 0.011497 | 0.011497
PG&E | GWh | Industrial | Ind - Transportation Equipment | ProcRefrig | No | Ind ProcRefrig - O&M (High Cost) | 0.028673 | 0.028974 | 0.029203 | 0.029346 | 0.029431 | 0.029465 | 0.029496 | 0.029501 | 0.029476 | 0.029438 | 0.029377 | 0.029322
PG&E | GWh | Industrial | Ind - Transportation Equipment | ProcRefrig | No | Ind ProcRefrig - O&M (Mid Cost) | 0.20161 | 0.20372 | 0.20534 | 0.20634 | 0.20694 | 0.20718 | 0.2074 | 0.20743 | 0.20725 | 0.20698 | 0.20656 | 0.20617
PG&E | GWh | Industrial | Ind - Transportation Equipment | MachDr | No | Ind MachDr - Equipment (High Cost) | 0.18355 | 0.18548 | 0.18694 | 0.18786 | 0.1884 | 0.18862 | 0.18882 | 0.18885 | 0.18869 | 0.18844 | 0.18806 | 0.1877
PG&E | GWh | Industrial | Ind - Transportation Equipment | MachDr | No | Ind MachDr - Equipment (Low Cost) | 1.5665 | 1.583 | 1.5955 | 1.6033 | 1.608 | 1.6098 | 1.6116 | 1.6118 | 1.6104 | 1.6083 | 1.605 | 1.602
PG&E | GWh | Industrial | Ind - Transportation Equipment | MachDr | No | Ind MachDr - Equipment (Mid Cost) | 1.8903 | 1.9101 | 1.9252 | 1.9346 | 1.9403 | 1.9425 | 1.9446 | 1.9449 | 1.9432 | 1.9407 | 1.9367 | 1.9331
PG&E | GWh | Industrial | Ind - Transportation Equipment | MachDr | No | Ind MachDr - O&M (High Cost) | 0.32397 | 0.32737 | 0.32996 | 0.33157 | 0.33254 | 0.33292 | 0.33327 | 0.33333 | 0.33304 | 0.33261 | 0.33192 | 0.3313
PG&E | GWh | Industrial | Ind - Transportation Equipment | MachDr | No | Ind MachDr - O&M (Low Cost) | 8.2952 | 8.3823 | 8.4486 | 8.4899 | 8.5147 | 8.5244 | 8.5335 | 8.5349 | 8.5275 | 8.5164 | 8.4989 | 8.483
PG&E | GWh | Industrial | Ind - Transportation Equipment | MachDr | No | Ind MachDr - O&M (Mid Cost) | 1.6584 | 1.6758 | 1.6891 | 1.6973 | 1.7023 | 1.7042 | 1.706 | 1.7063 | 1.7049 | 1.7026 | 1.6991 | 1.6959
PG&E | GWh | Agricultural | Agr - Concentrated Animal Feeding Operation | SHW | No | Ag SHWC - Equipment (Low Cost) | 0.011236 | 0.011236 | 0.011237 | 0.011239 | 0.011243 | 0.01125 | 0.011266 | 0.011298 | 0.011359 | 0.011471 | 0.011512 | 0.011554
PG&E | GWh | Agricultural | Agr - Concentrated Animal Feeding Operation | SHW | No | Ag SHWC - Equipment (Mid Cost) | 0.016061 | 0.016062 | 0.016063 | 0.016065 | 0.01607 | 0.016081 | 0.016104 | 0.016149 | 0.016237 | 0.016397 | 0.016456 | 0.016516
PG&E | GWh | Agricultural | Agr - Concentrated Animal Feeding Operation | SHW | No | Ag SHWC - O&M (Mid Cost) | 0.01069 | 0.01069 | 0.010691 | 0.010692 | 0.010696 | 0.010703 | 0.010718 | 0.010748 | 0.010807 | 0.010913 | 0.010953 | 0.010992
PG&E | GWh | Agricultural | Agr - Dairies | ProcRefrig | No | Ag Refrigeration - Equipment (High Cost) | 2.9785 | 3.0047 | 3.0317 | 3.0591 | 3.0867 | 3.1136 | 3.1404 | 3.1655 | 3.1885 | 3.2101 | 3.2287 | 3.2474
PG&E | GWh | Agricultural | Agr - Dairies | ProcRefrig | No | Ag Refrigeration - Equipment (Low Cost) | 0.0062728 | 0.006328 | 0.0063849 | 0.0064424 | 0.0065006 | 0.0065574 | 0.0066137 | 0.0066666 | 0.006715 | 0.0067605 | 0.0067996 | 0.0068391
PG&E | GWh | Agricultural | Agr - Dairies | ProcRefrig | No | Ag Refrigeration - Equipment (Mid Cost) | 0.91991 | 0.92802 | 0.93636 | 0.9448 | 0.95332 | 0.96166 | 0.96991 | 0.97768 | 0.98476 | 0.99144 | 0.99718 | 1.003
PG&E | GWh | Agricultural | Agr - Dairies | ProcRefrig | No | Ag Refrigeration - O&M (High Cost) | 8.8198 | 8.8976 | 8.9775 | 9.0584 | 9.1401 | 9.2201 | 9.2992 | 9.3737 | 9.4416 | 9.5056 | 9.5607 | 9.6161
PG&E | GWh | Agricultural | Agr - Dairies | ProcRefrig | No | Ag Refrigeration - O&M (Low Cost) | 23.5564 | 23.7639 | 23.9774 | 24.1936 | 24.4118 | 24.6253 | 24.8366 | 25.0355 | 25.217 | 25.3879 | 25.535 | 25.683
PG&E | GWh | Agricultural | Agr - Dairies | ProcRefrig | No | Ag Refrigeration - O&M (Mid Cost) | 14.4189 | 14.546 | 14.6767 | 14.809 | 14.9426 | 15.0733 | 15.2026 | 15.3243 | 15.4354 | 15.54 | 15.6301 | 15.7207
PG&E | GWh | Agricultural | Agr - Dairies | MachDr | No | Ag Process Mtr - Equipment (High Cost) | 13.1111 | 13.2266 | 13.3455 | 13.4658 | 13.5872 | 13.7061 | 13.8237 | 13.9344 | 14.0354 | 14.1305 | 14.2124 | 14.2948
PG&E | GWh | Agricultural | Agr - Dairies | MachDr | No | Ag Process Mtr - Equipment (Low Cost) | 58.1814 | 58.694 | 59.2213 | 59.7552 | 60.2942 | 60.8216 | 61.3433 | 61.8347 | 62.2829 | 62.7051 | 63.0684 | 63.4339
PG&E | GWh | Agricultural | Agr - Dairies | MachDr | No | Ag Process Mtr - Equipment (Mid Cost) | 63.5832 | 64.1434 | 64.7197 | 65.3032 | 65.8923 | 66.4686 | 67.0388 | 67.5757 | 68.0655 | 68.5269 | 68.924 | 69.3234
PG&E | GWh | Agricultural | Agr - Dairies | MachDr | No | Ag Process Mtr - O&M (High Cost) | 4.7624 | 4.8043 | 4.8475 | 4.8912 | 4.9353 | 4.9785 | 5.0212 | 5.0614 | 5.0981 | 5.1326 | 5.1624 | 5.1923
PG&E | GWh | Agricultural | Agr - Dairies | MachDr | No | Ag Process Mtr - O&M (Low Cost) | 170.4039 | 171.9053 | 173.4499 | 175.0135 | 176.5922 | 178.1367 | 179.6649 | 181.1039 | 182.4166 | 183.6531 | 184.7173 | 185.7877
PG&E | GWh | Agricultural | Agr - Dairies | MachDr | No | Ag Process Mtr - O&M (Mid Cost) | 18.0694 | 18.2286 | 18.3923 | 18.5581 | 18.7256 | 18.8893 | 19.0514 | 19.204 | 19.3432 | 19.4743 | 19.5871 | 19.7006
PG&E | GWh | Agricultural | Agr - Greenhouse | HVAC | No | Ag HVAC - Equipment (High Cost) | 0.49389 | 0.49391 | 0.49394 | 0.49402 | 0.49418 | 0.49451 | 0.4952 | 0.4966 | 0.49931 | 0.50422 | 0.50604 | 0.50787
PG&E | GWh | Agricultural | Agr - Greenhouse | HVAC | No | Ag HVAC - Equipment (Mid Cost) | 0.72959 | 0.72962 | 0.72967 | 0.72978 | 0.73002 | 0.73051 | 0.73153 | 0.7336 | 0.73759 | 0.74485 | 0.74754 | 0.75024
PG&E | GWh | Agricultural | Agr - Irrigated Agriculture | MachDr | No | Ag Motor Pmp - Equipment (High Cost) | 12.6372 | 12.7486 | 12.8631 | 12.9791 | 13.0962 | 13.2107 | 13.324 | 13.4308 | 13.5281 | 13.6198 | 13.6987 | 13.7781
PG&E | GWh | Agricultural | Agr - Irrigated Agriculture | MachDr | No | Ag Motor Pmp - Equipment (Low Cost) | 30.5277 | 30.7967 | 31.0734 | 31.3535 | 31.6363 | 31.913 | 32.1868 | 32.4446 | 32.6798 | 32.9013 | 33.0919 | 33.2837
PG&E | GWh | Agricultural | Agr - Irrigated Agriculture | MachDr | No | Ag Motor Pmp - Equipment (Mid Cost) | 49.5811 | 50.018 | 50.4674 | 50.9223 | 51.3817 | 51.8311 | 52.2757 | 52.6944 | 53.0764 | 53.4361 | 53.7458 | 54.0572
PG&E | GWh | Agricultural | Agr - Irrigated Agriculture | MachDr | No | Ag Motor Pmp - O&M (High Cost) | 0.47458 | 0.47876 | 0.48306 | 0.48742 | 0.49181 | 0.49612 | 0.50037 | 0.50438 | 0.50804 | 0.51148 | 0.51444 | 0.51742
PG&E | GWh | Agricultural | Agr - Irrigated Agriculture | MachDr | No | Ag Motor Pmp - O&M (Low Cost) | 26.1884 | 26.4191 | 26.6565 | 26.8968 | 27.1394 | 27.3768 | 27.6116 | 27.8328 | 28.0345 | 28.2246 | 28.3881 | 28.5526
PG&E | GWh | Agricultural | Agr - Irrigated Agriculture | MachDr | No | Ag Motor Pmp - O&M (Mid Cost) | 6.631 | 6.6894 | 6.7495 | 6.8104 | 6.8718 | 6.9319 | 6.9914 | 7.0474 | 7.0985 | 7.1466 | 7.188 | 7.2296
PG&E | GWh | Agricultural | Agr - Post-Harvest Processing | ProcHeat | No | Ag Process Dry - Equipment (High Cost) | 0.0537 | 0.053702 | 0.053705 | 0.053714 | 0.053731 | 0.053767 | 0.053842 | 0.053994 | 0.054289 | 0.054822 | 0.055021 | 0.055219
PG&E | GWh | Agricultural | Agr - Post-Harvest Processing | ProcHeat | No | Ag Process Dry - Equipment (Mid Cost) | 0.070692 | 0.070695 | 0.0707 | 0.070711 | 0.070733 | 0.070781 | 0.07088 | 0.07108 | 0.071467 | 0.07217 | 0.072431 | 0.072693
PG&E | GWh | Agricultural | Agr - Post-Harvest Processing | ProcRefrig | No | Ag Refrigeration - Equipment (High Cost) | 2.9636 | 2.9897 | 3.0166 | 3.0438 | 3.0712 | 3.0981 | 3.1247 | 3.1497 | 3.1725 | 3.194 | 3.2125 | 3.2311
PG&E | GWh | Agricultural | Agr - Post-Harvest Processing | ProcRefrig | No | Ag Refrigeration - Equipment (Low Cost) | 0.0062414 | 0.0062964 | 0.006353 | 0.0064102 | 0.0064681 | 0.0065246 | 0.0065806 | 0.0066333 | 0.0066814 | 0.0067267 | 0.0067657 | 0.0068049
PG&E | GWh | Agricultural | Agr - Post-Harvest Processing | ProcRefrig | No | Ag Refrigeration - Equipment (Mid Cost) | 0.91531 | 0.92338 | 0.93167 | 0.94007 | 0.94855 | 0.95685 | 0.96506 | 0.97279 | 0.97984 | 0.98648 | 0.9922 | 0.99795
PG&E | GWh | Agricultural | Agr - Post-Harvest Processing | ProcRefrig | No | Ag Refrigeration - O&M (High Cost) | 8.7757 | 8.8531 | 8.9326 | 9.0131 | 9.0944 | 9.174 | 9.2527 | 9.3268 | 9.3944 | 9.4581 | 9.5129 | 9.568
PG&E | GWh | Agricultural | Agr - Post-Harvest Processing | ProcRefrig | No | Ag Refrigeration - O&M (Low Cost) | 23.4386 | 23.6451 | 23.8575 | 24.0726 | 24.2898 | 24.5022 | 24.7124 | 24.9103 | 25.0909 | 25.261 | 25.4074 | 25.5546
PG&E | GWh | Agricultural | Agr - Post-Harvest Processing | ProcRefrig | No | Ag Refrigeration - O&M (Mid Cost) | 14.3468 | 14.4733 | 14.6033 | 14.7349 | 14.8679 | 14.9979 | 15.1266 | 15.2477 | 15.3582 | 15.4623 | 15.5519 | 15.6421
PG&E | GWh | Agricultural | Agr - Post-Harvest Processing | MachDr | No | Ag Process Mtr - Equipment (High Cost) | 13.0455 | 13.1605 | 13.2787 | 13.3984 | 13.5193 | 13.6375 | 13.7545 | 13.8647 | 13.9652 | 14.0599 | 14.1413 | 14.2233
PG&E | GWh | Agricultural | Agr - Post-Harvest Processing | MachDr | No | Ag Process Mtr - Equipment (Low Cost) | 57.8904 | 58.4005 | 58.9252 | 59.4564 | 59.9928 | 60.5175 | 61.0366 | 61.5255 | 61.9715 | 62.3915 | 62.7531 | 63.1167
PG&E | GWh | Agricultural | Agr - Post-Harvest Processing | MachDr | No | Ag Process Mtr - Equipment (Mid Cost) | 63.2653 | 63.8227 | 64.3961 | 64.9767 | 65.5628 | 66.1362 | 66.7036 | 67.2378 | 67.7252 | 68.1843 | 68.5794 | 68.9768
PG&E | GWh | Agricultural | Agr - Post-Harvest Processing | MachDr | No | Ag Process Mtr - O&M (High Cost) | 4.7385 | 4.7803 | 4.8233 | 4.8667 | 4.9106 | 4.9536 | 4.9961 | 5.0361 | 5.0726 | 5.107 | 5.1366 | 5.1663
PG&E | GWh | Agricultural | Agr - Post-Harvest Processing | MachDr | No | Ag Process Mtr - O&M (Low Cost) | 169.5519 | 171.0458 | 172.5826 | 174.1384 | 175.7093 | 177.246 | 178.7665 | 180.1984 | 181.5046 | 182.7349 | 183.7938 | 184.8588
PG&E | GWh | Agricultural | Agr - Post-Harvest Processing | MachDr | No | Ag Process Mtr - O&M (Mid Cost) | 17.979 | 18.1374 | 18.3004 | 18.4654 | 18.6319 | 18.7949 | 18.9561 | 19.1079 | 19.2464 | 19.3769 | 19.4892 | 19.6021
PG&E | GWh | Agricultural | Agr - Refrigerated Warehouses | ProcRefrig | No | Ag Refrigeration - Equipment (High Cost) | 2.9785 | 3.0047 | 3.0317 | 3.0591 | 3.0867 | 3.1136 | 3.1404 | 3.1655 | 3.1885 | 3.2101 | 3.2287 | 3.2474
PG&E | GWh | Agricultural | Agr - Refrigerated Warehouses | ProcRefrig | No | Ag Refrigeration - Equipment (Low Cost) | 0.0062728 | 0.006328 | 0.0063849 | 0.0064424 | 0.0065006 | 0.0065574 | 0.0066137 | 0.0066666 | 0.006715 | 0.0067605 | 0.0067996 | 0.0068391
PG&E | GWh | Agricultural | Agr - Refrigerated Warehouses | ProcRefrig | No | Ag Refrigeration - Equipment (Mid Cost) | 0.91991 | 0.92802 | 0.93636 | 0.9448 | 0.95332 | 0.96166 | 0.96991 | 0.97768 | 0.98476 | 0.99144 | 0.99718 | 1.003
PG&E | GWh | Agricultural | Agr - Refrigerated Warehouses | ProcRefrig | No | Ag Refrigeration - O&M (High Cost) | 8.8198 | 8.8976 | 8.9775 | 9.0584 | 9.1401 | 9.2201 | 9.2992 | 9.3737 | 9.4416 | 9.5056 | 9.5607 | 9.6161
PG&E | GWh | Agricultural | Agr - Refrigerated Warehouses | ProcRefrig | No | Ag Refrigeration - O&M (Low Cost) | 23.5564 | 23.7639 | 23.9774 | 24.1936 | 24.4118 | 24.6253 | 24.8366 | 25.0355 | 25.217 | 25.3879 | 25.535 | 25.683
PG&E | GWh | Agricultural | Agr - Refrigerated Warehouses | ProcRefrig | No | Ag Refrigeration - O&M (Mid Cost) | 14.4189 | 14.546 | 14.6767 | 14.809 | 14.9426 | 15.0733 | 15.2026 | 15.3243 | 15.4354 | 15.54 | 15.6301 | 15.7207
PG&E | GWh | Agricultural | Agr - Wineries and Vineyards | SHW | No | Ag SHWC - Equipment (High Cost) | 0.41644 | 0.41646 | 0.41649 | 0.41655 | 0.41669 | 0.41697 | 0.41755 | 0.41873 | 0.42101 | 0.42515 | 0.42669 | 0.42823
PG&E | GWh | Agricultural | Agr - Wineries and Vineyards | ProcRefrig | No | Ag Refrigeration - Equipment (High Cost) | 2.9785 | 3.0047 | 3.0317 | 3.0591 | 3.0867 | 3.1136 | 3.1404 | 3.1655 | 3.1885 | 3.2101 | 3.2287 | 3.2474
PG&E | GWh | Agricultural | Agr - Wineries and Vineyards | ProcRefrig | No | Ag Refrigeration - Equipment (Low Cost) | 0.0062728 | 0.006328 | 0.0063849 | 0.0064424 | 0.0065006 | 0.0065574 | 0.0066137 | 0.0066666 | 0.006715 | 0.0067605 | 0.0067996 | 0.0068391
PG&E | GWh | Agricultural | Agr - Wineries and Vineyards | ProcRefrig | No | Ag Refrigeration - Equipment (Mid Cost) | 0.91991 | 0.92802 | 0.93636 | 0.9448 | 0.95332 | 0.96166 | 0.96991 | 0.97768 | 0.98476 | 0.99144 | 0.99718 | 1.003
PG&E | GWh | Agricultural | Agr - Wineries and Vineyards | ProcRefrig | No | Ag Refrigeration - O&M (High Cost) | 8.8198 | 8.8976 | 8.9775 | 9.0584 | 9.1401 | 9.2201 | 9.2992 | 9.3737 | 9.4416 | 9.5056 | 9.5607 | 9.6161
PG&E | GWh | Agricultural | Agr - Wineries and Vineyards | ProcRefrig | No | Ag Refrigeration - O&M (Low Cost) | 23.5564 | 23.7639 | 23.9774 | 24.1936 | 24.4118 | 24.6253 | 24.8366 | 25.0355 | 25.217 | 25.3879 | 25.535 | 25.683
PG&E | GWh | Agricultural | Agr - Wineries and Vineyards | ProcRefrig | No | Ag Refrigeration - O&M (Mid Cost) | 14.4189 | 14.546 | 14.6767 | 14.809 | 14.9426 | 15.0733 | 15.2026 | 15.3243 | 15.4354 | 15.54 | 15.6301 | 15.7207
PG&E | GWh | Mining | Mining - Oil & Gas Extraction (Injection Well) | OilGasExtract | No | Oil - Pump Controls | 18.8791 | 18.8791 | 18.8791 | 18.8791 | 18.8791 | 18.8791 | 18.8791 | 18.8791 | 18.8791 | 18.8791 | 18.8791 | 18.8791
PG&E | GWh | Mining | Mining - Oil & Gas Extraction (Injection Well) | OilGasExtract | No | Oil - Pump Motor and Controls | 40.3507 | 40.3507 | 40.3507 | 40.3507 | 40.3507 | 40.3507 | 40.3507 | 40.3507 | 40.3507 | 40.3507 | 40.3507 | 40.3507
PG&E | GWh | Mining | Mining - Oil & Gas Extraction (Regular Well) | OilGasExtract | No | Oil - Pump Controls | 28.5003 | 28.5003 | 28.5003 | 28.5003 | 28.5003 | 28.5003 | 28.5003 | 28.5003 | 28.5003 | 28.5003 | 28.5003 | 28.5003
PG&E | GWh | Mining | Mining - Oil & Gas Extraction (Regular Well) | OilGasExtract | No | Oil - Pump Motor | 14.5051 | 14.5051 | 14.5051 | 14.5051 | 14.5051 | 14.5051 | 14.5051 | 14.5051 | 14.5051 | 14.5051 | 14.5051 | 14.5051
PG&E | GWh | Mining | Mining - Oil & Gas Extraction (Regular Well) | OilGasExtract | No | Oil - Pump Motor and Controls | 48.9155 | 48.9155 | 48.9155 | 48.9155 | 48.9155 | 48.9155 | 48.9155 | 48.9155 | 48.9155 | 48.9155 | 48.9155 | 48.9155
PG&E | GWh | Mining | Mining - Oil & Gas Extraction (Stripper Well) | OilGasExtract | No | Oil - Pump Controls | 4.4652 | 4.4652 | 4.4652 | 4.4652 | 4.4652 | 4.4652 | 4.4652 | 4.4652 | 4.4652 | 4.4652 | 4.4652 | 4.4652
PG&E | GWh | Mining | Mining - Oil & Gas Extraction (Stripper Well) | OilGasExtract | No | Oil - Pump Motor | 2.2951 | 2.2951 | 2.2951 | 2.2951 | 2.2951 | 2.2951 | 2.2951 | 2.2951 | 2.2951 | 2.2951 | 2.2951 | 2.2951
PG&E | GWh | Mining | Mining - Oil & Gas Extraction (Stripper Well) | OilGasExtract | No | Oil - Pump Motor and Controls | 6.9734 | 6.9734 | 6.9734 | 6.9734 | 6.9734 | 6.9734 | 6.9734 | 6.9734 | 6.9734 | 6.9734 | 6.9734 | 6.9734
PG&E | GWh | Street Lighting | Street - Lights | Stl | Yes | StreetLight - Induction with Controls | 268.5948 | 268.5948 | 268.5948 | 268.5948 | 268.5948 | 268.5948 | 268.5948 | 268.5948 | 268.5948 | 268.5948 | 0 | 0
PG&E | GWh | Street Lighting | Street - Lights | Stl | Yes | StreetLight - LED with Controls | 0 | 0 | 0 | 0 | 0 | 0 | 0 | 0 | 0 | 0 | 272.8662 | 276.0346
PG&E | GWh | Street Lighting | Street - Signs | Stl | Yes | StreetLight - LED | 0 | 0 | 10.9521 | 11.0755 | 11.3223 | 11.5691 | 11.7542 | 12.001 | 12.1861 | 12.3095 | 12.4946 | 12.618
PG&E | GWh | Street Lighting | Street - Signs | Stl | No | StreetLight - Induction | 10.2537 | 10.2537 | 0 | 0 | 0 | 0 | 0 | 0 | 0 | 0 | 0 | 0
PG&E | MW | Industrial | Ind - Chemicals | HVAC | No | Ind HVAC - Equipment (Electric - High Cost) | 0.020748 | 0.020966 | 0.021132 | 0.021235 | 0.021297 | 0.021322 | 0.021344 | 0.021348 | 0.02133 | 0.021302 | 0.021258 | 0.021218
PG&E | MW | Industrial | Ind - Chemicals | HVAC | No | Ind HVAC - Equipment (Electric - Low Cost) | 0.0087001 | 0.0087914 | 0.008861 | 0.0089043 | 0.0089302 | 0.0089404 | 0.00895 | 0.0089515 | 0.0089437 | 0.0089321 | 0.0089137 | 0.008897
PG&E | MW | Industrial | Ind - Chemicals | HVAC | No | Ind HVAC - Equipment (Electric - Mid Cost) | 0.0066307 | 0.0067003 | 0.0067533 | 0.0067863 | 0.0068061 | 0.0068139 | 0.0068212 | 0.0068223 | 0.0068164 | 0.0068075 | 0.0067935 | 0.0067808
PG&E | MW | Industrial | Ind - Chemicals | HVAC | No | Ind HVAC - O&M (Electric - High Cost) | 0.014241 | 0.014391 | 0.014504 | 0.014575 | 0.014618 | 0.014634 | 0.01465 | 0.014653 | 0.01464 | 0.014621 | 0.014591 | 0.014563
PG&E | MW | Industrial | Ind - Chemicals | HVAC | No | Ind HVAC - O&M (Electric - Low Cost) | 0.21372 | 0.21596 | 0.21767 | 0.21873 | 0.21937 | 0.21962 | 0.21986 | 0.21989 | 0.2197 | 0.21942 | 0.21896 | 0.21855
PG&E | MW | Industrial | Ind - Chemicals | HVAC | No | Ind HVAC - O&M (Electric - Mid Cost) | 0.046048 | 0.046532 | 0.0469 | 0.047129 | 0.047267 | 0.04732 | 0.047371 | 0.047379 | 0.047338 | 0.047276 | 0.047179 | 0.047091
PG&E | MW | Industrial | Ind - Chemicals | HVAC | No | Ind HVAC - O&M (Gas - High Cost) | 0.010863 | 0.011454 | 0.011881 | 0.012251 | 0.012631 | 0.013081 | 0.013567 | 0.014031 | 0.01447 | 0.014855 | 0.014855 | 0.014855
PG&E | MW | Industrial | Ind - Chemicals | HVAC | No | Ind HVAC - O&M (Gas - Mid Cost) | 0.026654 | 0.028105 | 0.029153 | 0.030059 | 0.030992 | 0.032097 | 0.03329 | 0.034429 | 0.035506 | 0.03645 | 0.03645 | 0.03645
PG&E | MW | Industrial | Ind - Chemicals | Lighting | No | Ind Lighting - Equipment (High Cost) | 0.11786 | 0.1191 | 0.12004 | 0.12063 | 0.12098 | 0.12112 | 0.12125 | 0.12127 | 0.12116 | 0.121 | 0.12075 | 0.12053
PG&E | MW | Industrial | Ind - Chemicals | Lighting | No | Ind Lighting - Equipment (Low Cost) | 0.024509 | 0.024767 | 0.024963 | 0.025085 | 0.025158 | 0.025186 | 0.025213 | 0.025218 | 0.025196 | 0.025163 | 0.025111 | 0.025064
PG&E | MW | Industrial | Ind - Chemicals | Lighting | No | Ind Lighting - Equipment (Mid Cost) | 0.27326 | 0.27613 | 0.27831 | 0.27967 | 0.28049 | 0.28081 | 0.28111 | 0.28116 | 0.28091 | 0.28055 | 0.27997 | 0.27944
PG&E | MW | Industrial | Ind - Chemicals | Lighting | No | Ind Lighting - O&M (High Cost) | 0.0041192 | 0.0041625 | 0.0041954 | 0.0042159 | 0.0042282 | 0.004233 | 0.0042375 | 0.0042382 | 0.0042346 | 0.0042291 | 0.0042203 | 0.0042124
PG&E | MW | Industrial | Ind - Chemicals | Lighting | No | Ind Lighting - O&M (Low Cost) | 0.011238 | 0.011356 | 0.011446 | 0.011502 | 0.011536 | 0.011549 | 0.011561 | 0.011563 | 0.011553 | 0.011538 | 0.011514 | 0.011493
PG&E | MW | Industrial | Ind - Chemicals | Lighting | No | Ind Lighting - O&M (Mid Cost) | 0.070972 | 0.071718 | 0.072285 | 0.072638 | 0.07285 | 0.072933 | 0.073011 | 0.073023 | 0.07296 | 0.072865 | 0.072715 | 0.072579
PG&E | MW | Industrial | Ind - Chemicals | ProcHeat | No | Ind ProcHeat - Equipment (Electric - High Cost) | 0.073474 | 0.074246 | 0.074833 | 0.075198 | 0.075418 | 0.075504 | 0.075585 | 0.075597 | 0.075532 | 0.075433 | 0.075278 | 0.075137
PG&E | MW | Industrial | Ind - Chemicals | ProcHeat | No | Ind ProcHeat - Equipment (Electric - Low Cost) | 0.020206 | 0.020418 | 0.020579 | 0.02068 | 0.02074 | 0.020764 | 0.020786 | 0.02079 | 0.020772 | 0.020744 | 0.020702 | 0.020663
PG&E | MW | Industrial | Ind - Chemicals | ProcHeat | No | Ind ProcHeat - Equipment (Electric - Mid Cost) | 0.00076524 | 0.00077328 | 0.00077939 | 0.0007832 | 0.00078549 | 0.00078638 | 0.00078722 | 0.00078735 | 0.00078667 | 0.00078565 | 0.00078403 | 0.00078256
PG&E | MW | Industrial | Ind - Chemicals | ProcRefrig | No | Ind ProcRefrig - O&M (Low Cost) | 0.013807 | 0.013952 | 0.014062 | 0.014131 | 0.014172 | 0.014188 | 0.014204 | 0.014206 | 0.014194 | 0.014175 | 0.014146 | 0.014119
PG&E | MW | Industrial | Ind - Chemicals | MachDr | No | Ind MachDr - Equipment (High Cost) | 0.11648 | 0.1177 | 0.11863 | 0.11921 | 0.11956 | 0.11969 | 0.11982 | 0.11984 | 0.11974 | 0.11958 | 0.11934 | 0.11911
PG&E | MW | Industrial | Ind - Chemicals | MachDr | No | Ind MachDr - Equipment (Low Cost) | 0.44201 | 0.44665 | 0.45019 | 0.45239 | 0.45371 | 0.45422 | 0.45471 | 0.45479 | 0.45439 | 0.4538 | 0.45286 | 0.45202
PG&E | MW | Industrial | Ind - Chemicals | MachDr | No | Ind MachDr - Equipment (Mid Cost) | 0.32574 | 0.32916 | 0.33176 | 0.33339 | 0.33436 | 0.33474 | 0.3351 | 0.33515 | 0.33486 | 0.33443 | 0.33374 | 0.33311
PG&E | MW | Industrial | Ind - Chemicals | MachDr | No | Ind MachDr - O&M (High Cost) | 0.020725 | 0.020942 | 0.021108 | 0.021211 | 0.021273 | 0.021297 | 0.02132 | 0.021324 | 0.021305 | 0.021278 | 0.021234 | 0.021194
PG&E | MW | Industrial | Ind - Chemicals | MachDr | No | Ind MachDr - O&M (Low Cost) | 0.83798 | 0.84679 | 0.85348 | 0.85765 | 0.86015 | 0.86113 | 0.86206 | 0.8622 | 0.86146 | 0.86033 | 0.85856 | 0.85695
PG&E | MW | Industrial | Ind - Chemicals | MachDr | No | Ind MachDr - O&M (Mid Cost) | 0.098154 | 0.099185 | 0.09997 | 0.10046 | 0.10075 | 0.10087 | 0.10097 | 0.10099 | 0.1009 | 0.10077 | 0.10056 | 0.10038
PG&E | MW | Industrial | Ind - Electronics | HVAC | No | Ind HVAC - Equipment (Electric - High Cost) | 0.33212 | 0.3356 | 0.33826 | 0.33991 | 0.3409 | 0.34129 | 0.34166 | 0.34171 | 0.34142 | 0.34097 | 0.34027 | 0.33963
PG&E | MW | Industrial | Ind - Electronics | HVAC | No | Ind HVAC - Equipment (Electric - Low Cost) | 1.4178 | 1.4327 | 1.4441 | 1.4511 | 1.4554 | 1.457 | 1.4586 | 1.4588 | 1.4576 | 1.4557 | 1.4527 | 1.4499
PG&E | MW | Industrial | Ind - Electronics | HVAC | No | Ind HVAC - Equipment (Electric - Mid Cost) | 0.74243 | 0.75022 | 0.75616 | 0.75985 | 0.76207 | 0.76294 | 0.76375 | 0.76388 | 0.76322 | 0.76223 | 0.76066 | 0.75923
PG&E | MW | Industrial | Ind - Electronics | HVAC | No | Ind HVAC - O&M (Electric - High Cost) | 0.030199 | 0.030516 | 0.030757 | 0.030908 | 0.030998 | 0.031033 | 0.031066 | 0.031072 | 0.031045 | 0.031004 | 0.03094 | 0.030882
PG&E | MW | Industrial | Ind - Electronics | HVAC | No | Ind HVAC - O&M (Electric - Low Cost) | 5.9881 | 6.051 | 6.0988 | 6.1286 | 6.1465 | 6.1535 | 6.1601 | 6.1611 | 6.1558 | 6.1478 | 6.1351 | 6.1236
PG&E | MW | Industrial | Ind - Electronics | HVAC | No | Ind HVAC - O&M (Electric - Mid Cost) | 0.075336 | 0.076127 | 0.076729 | 0.077104 | 0.077329 | 0.077417 | 0.0775 | 0.077513 | 0.077446 | 0.077345 | 0.077185 | 0.077041
PG&E | MW | Industrial | Ind - Electronics | Lighting | No | Ind Lighting - Equipment (High Cost) | 1.0322 | 1.043 | 1.0513 | 1.0564 | 1.0595 | 1.0607 | 1.0619 | 1.062 | 1.0611 | 1.0597 | 1.0575 | 1.0556
PG&E | MW | Industrial | Ind - Electronics | Lighting | No | Ind Lighting - Equipment (Low Cost) | 0.56302 | 0.56893 | 0.57343 | 0.57623 | 0.57791 | 0.57857 | 0.57919 | 0.57929 | 0.57879 | 0.57803 | 0.57684 | 0.57576
PG&E | MW | Industrial | Ind - Electronics | Lighting | No | Ind Lighting - Equipment (Mid Cost) | 3.8295 | 3.8697 | 3.9003 | 3.9194 | 3.9308 | 3.9353 | 3.9395 | 3.9402 | 3.9368 | 3.9316 | 3.9235 | 3.9162
PG&E | MW | Industrial | Ind - Electronics | Lighting | No | Ind Lighting - O&M (High Cost) | 0.11245 | 0.11363 | 0.11453 | 0.11509 | 0.11543 | 0.11556 | 0.11568 | 0.1157 | 0.1156 | 0.11545 | 0.11521 | 0.115
PG&E | MW | Industrial | Ind - Electronics | Lighting | No | Ind Lighting - O&M (Low Cost) | 0.42834 | 0.43284 | 0.43626 | 0.43839 | 0.43967 | 0.44017 | 0.44064 | 0.44072 | 0.44034 | 0.43976 | 0.43886 | 0.43803
PG&E | MW | Industrial | Ind - Electronics | Lighting | No | Ind Lighting - O&M (Mid Cost) | 0.012819 | 0.012953 | 0.013056 | 0.01312 | 0.013158 | 0.013173 | 0.013187 | 0.013189 | 0.013178 | 0.013161 | 0.013134 | 0.013109
PG&E | MW | Industrial | Ind - Electronics | ProcHeat | No | Ind ProcHeat - Equipment (Electric - Low Cost) | 0.16148 | 0.16318 | 0.16447 | 0.16527 | 0.16575 | 0.16594 | 0.16612 | 0.16615 | 0.166 | 0.16579 | 0.16545 | 0.16514
PG&E | MW | Industrial | Ind - Electronics | ProcHeat | No | Ind ProcHeat - Equipment (Electric - Mid Cost) | 0.065915 | 0.066608 | 0.067134 | 0.067462 | 0.067659 | 0.067736 | 0.067809 | 0.06782 | 0.067761 | 0.067673 | 0.067534 | 0.067407
PG&E | MW | Industrial | Ind - Electronics | ProcRefrig | No | Ind ProcRefrig - O&M (High Cost) | 0.00088384 | 0.00089313 | 0.00090019 | 0.00090459 | 0.00090723 | 0.00090826 | 0.00090923 | 0.00090939 | 0.0009086 | 0.00090742 | 0.00090555 | 0.00090385
PG&E | MW | Industrial | Ind - Electronics | ProcRefrig | No | Ind ProcRefrig - O&M (Low Cost) | 1.4214 | 1.4364 | 1.4477 | 1.4548 | 1.4591 | 1.4607 | 1.4623 | 1.4625 | 1.4613 | 1.4594 | 1.4563 | 1.4536
PG&E | MW | Industrial | Ind - Electronics | ProcRefrig | No | Ind ProcRefrig - O&M (Mid Cost) | 0.19586 | 0.19792 | 0.19949 | 0.20046 | 0.20105 | 0.20127 | 0.20149 | 0.20152 | 0.20135 | 0.20109 | 0.20067 | 0.2003
PG&E | MW | Industrial | Ind - Electronics | MachDr | No | Ind MachDr - Equipment (High Cost) | 0.30213 | 0.3053 | 0.30772 | 0.30922 | 0.31012 | 0.31047 | 0.31081 | 0.31086 | 0.31059 | 0.31019 | 0.30955 | 0.30897
PG&E | MW | Industrial | Ind - Electronics | MachDr | No | Ind MachDr - Equipment (Low Cost) | 1.5058 | 1.5216 | 1.5336 | 1.5411 | 1.5456 | 1.5474 | 1.549 | 1.5493 | 1.548 | 1.5459 | 1.5428 | 1.5399
PG&E | MW | Industrial | Ind - Electronics | MachDr | No | Ind MachDr - Equipment (Mid Cost) | 2.815 | 2.8446 | 2.8671 | 2.8811 | 2.8895 | 2.8928 | 2.8959 | 2.8964 | 2.8938 | 2.8901 | 2.8841 | 2.8787
PG&E | MW | Industrial | Ind - Electronics | MachDr | No | Ind MachDr - O&M (High Cost) | 0.57854 | 0.58461 | 0.58924 | 0.59212 | 0.59384 | 0.59452 | 0.59516 | 0.59526 | 0.59474 | 0.59397 | 0.59274 | 0.59163
PG&E | MW | Industrial | Ind - Electronics | MachDr | No | Ind MachDr - O&M (Low Cost) | 9.0383 | 9.1333 | 9.2055 | 9.2505 | 9.2775 | 9.288 | 9.298 | 9.2996 | 9.2915 | 9.2794 | 9.2603 | 9.2429
PG&E | MW | Industrial | Ind - Electronics | MachDr | No | Ind MachDr - O&M (Mid Cost) | 1.4274 | 1.4424 | 1.4538 | 1.4609 | 1.4651 | 1.4668 | 1.4684 | 1.4686 | 1.4673 | 1.4654 | 1.4624 | 1.4597
PG&E | MW | Industrial | Ind - Food | HVAC | No | Ind HVAC - Equipment (Electric - High Cost) | 0.19176 | 0.19377 | 0.1953 | 0.19626 | 0.19683 | 0.19706 | 0.19727 | 0.1973 | 0.19713 | 0.19687 | 0.19647 | 0.1961
PG&E | MW | Industrial | Ind - Food | HVAC | No | Ind HVAC - Equipment (Electric - Low Cost) | 0.15238 | 0.15398 | 0.1552 | 0.15596 | 0.15641 | 0.15659 | 0.15676 | 0.15678 | 0.15665 | 0.15644 | 0.15612 | 0.15583
PG&E | MW | Industrial | Ind - Food | HVAC | No | Ind HVAC - Equipment (Electric - Mid Cost) | 0.072262 | 0.073021 | 0.073598 | 0.073958 | 0.074173 | 0.074258 | 0.074338 | 0.07435 | 0.074286 | 0.074189 | 0.074036 | 0.073897
PG&E | MW | Industrial | Ind - Food | HVAC | No | Ind HVAC - O&M (Electric - High Cost) | 0.079265 | 0.080098 | 0.080731 | 0.081126 | 0.081362 | 0.081455 | 0.081542 | 0.081556 | 0.081485 | 0.081379 | 0.081211 | 0.081059
PG&E | MW | Industrial | Ind - Food | HVAC | No | Ind HVAC - O&M (Electric - Low Cost) | 0.97571 | 0.98596 | 0.99376 | 0.99862 | 1.0015 | 1.0027 | 1.0037 | 1.0039 | 1.003 | 1.0017 | 0.99967 | 0.9978
PG&E | MW | Industrial | Ind - Food | HVAC | No | Ind HVAC - O&M (Electric - Mid Cost) | 0.27181 | 0.27467 | 0.27684 | 0.27819 | 0.27901 | 0.27932 | 0.27962 | 0.27967 | 0.27943 | 0.27906 | 0.27849 | 0.27797
PG&E | MW | Industrial | Ind - Food | Lighting | No | Ind Lighting - Equipment (High Cost) | 1.1051 | 1.1167 | 1.1255 | 1.131 | 1.1343 | 1.1356 | 1.1368 | 1.137 | 1.136 | 1.1346 | 1.1322 | 1.1301
PG&E | MW | Industrial | Ind - Food | Lighting | No | Ind Lighting - Equipment (Low Cost) | 0.62926 | 0.63587 | 0.6409 | 0.64403 | 0.64591 | 0.64664 | 0.64734 | 0.64744 | 0.64688 | 0.64604 | 0.64471 | 0.6435
PG&E | MW | Industrial | Ind - Food | Lighting | No | Ind Lighting - Equipment (Mid Cost) | 2.4173 | 2.4427 | 2.462 | 2.474 | 2.4812 | 2.4841 | 2.4867 | 2.4871 | 2.485 | 2.4818 | 2.4766 | 2.472
PG&E | MW | Industrial | Ind - Food | Lighting | No | Ind Lighting - O&M (High Cost) | 0.015996 | 0.016164 | 0.016291 | 0.016371 | 0.016419 | 0.016438 | 0.016455 | 0.016458 | 0.016444 | 0.016422 | 0.016388 | 0.016358
PG&E | MW | Industrial | Ind - Food | Lighting | No | Ind Lighting - O&M (Low Cost) | 0.41071 | 0.41502 | 0.4183 | 0.42035 | 0.42157 | 0.42205 | 0.42251 | 0.42258 | 0.42221 | 0.42166 | 0.42079 | 0.42
PG&E | MW | Industrial | Ind - Food | Lighting | No | Ind Lighting - O&M (Mid Cost) | 0.0065701 | 0.0066391 | 0.0066916 | 0.0067243 | 0.0067439 | 0.0067516 | 0.0067588 | 0.00676 | 0.0067541 | 0.0067453 | 0.0067314 | 0.0067188
PG&E | MW | Industrial | Ind - Food | ProcHeat | No | Ind ProcHeat - Equipment (Electric - High Cost) | 0.048496 | 0.049006 | 0.049393 | 0.049635 | 0.04978 | 0.049836 | 0.04989 | 0.049898 | 0.049855 | 0.04979 | 0.049687 | 0.049594
PG&E | MW | Industrial | Ind - Food | ProcHeat | No | Ind ProcHeat - Equipment (Electric - Low Cost) | 0.03806 | 0.03846 | 0.038764 | 0.038954 | 0.039067 | 0.039112 | 0.039154 | 0.03916 | 0.039126 | 0.039075 | 0.038995 | 0.038922
PG&E | MW | Industrial | Ind - Food | ProcHeat | No | Ind ProcHeat - Equipment (Electric - Mid Cost) | 0.18572 | 0.18767 | 0.18915 | 0.19008 | 0.19063 | 0.19085 | 0.19105 | 0.19108 | 0.19092 | 0.19067 | 0.19028 | 0.18992
PG&E | MW | Industrial | Ind - Food | ProcHeat | No | Ind ProcHeat - Equipment (Gas - High Cost) | 0.066765 | 0.06756 | 0.067806 | 0.068129 | 0.068514 | 0.068807 | 0.06896 | 0.068956 | 0.068929 | 0.06878 | 0.06878 | 0.06878
PG&E | MW | Industrial | Ind - Food | SHW | No | Ind SHW - Equipment (Mid Cost) | 0.01571 | 0.015897 | 0.015955 | 0.016031 | 0.016121 | 0.01619 | 0.016226 | 0.016225 | 0.016219 | 0.016184 | 0.016184 | 0.016184
PG&E | MW | Industrial | Ind - Food | ProcRefrig | No | Ind ProcRefrig - Equipment (High Cost) | 0.21052 | 0.21273 | 0.21441 | 0.21546 | 0.21609 | 0.21634 | 0.21657 | 0.2166 | 0.21642 | 0.21613 | 0.21569 | 0.21528
PG&E | MW | Industrial | Ind - Food | ProcRefrig | No | Ind ProcRefrig - Equipment (Mid Cost) | 0.0049376 | 0.0049894 | 0.0050289 | 0.0050534 | 0.0050682 | 0.005074 | 0.0050794 | 0.0050802 | 0.0050758 | 0.0050692 | 0.0050588 | 0.0050493
PG&E | MW | Industrial | Ind - Food | ProcRefrig | No | Ind ProcRefrig - O&M (High Cost) | 0.51993 | 0.52539 | 0.52955 | 0.53213 | 0.53369 | 0.5343 | 0.53487 | 0.53496 | 0.53449 | 0.5338 | 0.5327 | 0.5317
PG&E | MW | Industrial | Ind - Food | ProcRefrig | No | Ind ProcRefrig - O&M (Low Cost) | 0.53786 | 0.54351 | 0.5478 | 0.55048 | 0.55209 | 0.55272 | 0.55331 | 0.5534 | 0.55292 | 0.5522 | 0.55106 | 0.55003
PG&E | MW | Industrial | Ind - Food | ProcRefrig | No | Ind ProcRefrig - O&M (Mid Cost) | 0.13814 | 0.13959 | 0.14069 | 0.14138 | 0.14179 | 0.14196 | 0.14211 | 0.14213 | 0.14201 | 0.14182 | 0.14153 | 0.14127
PG&E | MW | Industrial | Ind - Food | MachDr | No | Ind MachDr - Equipment (High Cost) | 0.39399 | 0.39813 | 0.40128 | 0.40324 | 0.40442 | 0.40488 | 0.40531 | 0.40538 | 0.40503 | 0.4045 | 0.40367 | 0.40291
PG&E | MW | Industrial | Ind - Food | MachDr | No | Ind MachDr - Equipment (Low Cost) | 1.8815 | 1.9013 | 1.9163 | 1.9257 | 1.9313 | 1.9335 | 1.9356 | 1.9359 | 1.9342 | 1.9317 | 1.9277 | 1.9241
PG&E | MW | Industrial | Ind - Food | MachDr | No | Ind MachDr - Equipment (Mid Cost) | 3.0086 | 3.0402 | 3.0643 | 3.0793 | 3.0882 | 3.0918 | 3.0951 | 3.0956 | 3.0929 | 3.0889 | 3.0825 | 3.0767
PG&E | MW | Industrial | Ind - Food | MachDr | No | Ind MachDr - O&M (High Cost) | 0.34378 | 0.34739 | 0.35014 | 0.35185 | 0.35288 | 0.35328 | 0.35366 | 0.35372 | 0.35341 | 0.35295 | 0.35222 | 0.35157
PG&E | MW | Industrial | Ind - Food | MachDr | No | Ind MachDr - O&M (Low Cost) | 7.254 | 7.3302 | 7.3882 | 7.4243 | 7.4459 | 7.4544 | 7.4624 | 7.4637 | 7.4572 | 7.4475 | 7.4321 | 7.4182
PG&E | MW | Industrial | Ind - Food | MachDr | No | Ind MachDr - O&M (Mid Cost) | 1.3661 | 1.3804 | 1.3914 | 1.3982 | 1.4022 | 1.4038 | 1.4053 | 1.4056 | 1.4044 | 1.4025 | 1.3996 | 1.397
PG&E | MW | Industrial | Ind - Lumber & Furniture | HVAC | No | Ind HVAC - Equipment (Electric - High Cost) | 0.0023661 | 0.002391 | 0.0024099 | 0.0024216 | 0.0024287 | 0.0024315 | 0.0024341 | 0.0024345 | 0.0024324 | 0.0024292 | 0.0024242 | 0.0024197
PG&E | MW | Industrial | Ind - Lumber & Furniture | HVAC | No | Ind HVAC - Equipment (Electric - Mid Cost) | 0.010913 | 0.011027 | 0.011115 | 0.011169 | 0.011201 | 0.011214 | 0.011226 | 0.011228 | 0.011218 | 0.011204 | 0.011181 | 0.01116
PG&E | MW | Industrial | Ind - Lumber & Furniture | HVAC | No | Ind HVAC - O&M (Electric - High Cost) | 0.0022642 | 0.002288 | 0.0023061 | 0.0023174 | 0.0023241 | 0.0023268 | 0.0023293 | 0.0023297 | 0.0023276 | 0.0023246 | 0.0023198 | 0.0023155
PG&E | MW | Industrial | Ind - Lumber & Furniture | HVAC | No | Ind HVAC - O&M (Electric - Low Cost) | 0.032087 | 0.032424 | 0.032681 | 0.03284 | 0.032936 | 0.032974 | 0.033009 | 0.033014 | 0.032986 | 0.032943 | 0.032875 | 0.032813
PG&E | MW | Industrial | Ind - Lumber & Furniture | HVAC | No | Ind HVAC - O&M (Electric - Mid Cost) | 0.059969 | 0.060599 | 0.061078 | 0.061377 | 0.061556 | 0.061626 | 0.061692 | 0.061702 | 0.061649 | 0.061569 | 0.061442 | 0.061327
PG&E | MW | Industrial | Ind - Lumber & Furniture | Lighting | No | Ind Lighting - Equipment (High Cost) | 0.22444 | 0.22679 | 0.22859 | 0.2297 | 0.23037 | 0.23064 | 0.23088 | 0.23092 | 0.23072 | 0.23042 | 0.22995 | 0.22952
PG&E | MW | Industrial | Ind - Lumber & Furniture | Lighting | No | Ind Lighting - Equipment (Low Cost) | 0.079141 | 0.079972 | 0.080604 | 0.080998 | 0.081234 | 0.081327 | 0.081414 | 0.081428 | 0.081357 | 0.081251 | 0.081084 | 0.080932
PG&E | MW | Industrial | Ind - Lumber & Furniture | Lighting | No | Ind Lighting - Equipment (Mid Cost) | 0.51284 | 0.51822 | 0.52232 | 0.52487 | 0.52641 | 0.527 | 0.52757 | 0.52766 | 0.5272 | 0.52651 | 0.52543 | 0.52445
PG&E | MW | Industrial | Ind - Lumber & Furniture | Lighting | No | Ind Lighting - O&M (High Cost) | 0.00030524 | 0.00030844 | 0.00031088 | 0.0003124 | 0.00031331 | 0.00031367 | 0.00031401 | 0.00031406 | 0.00031379 | 0.00031338 | 0.00031273 | 0.00031215
PG&E | MW | Industrial | Ind - Lumber & Furniture | Lighting | No | Ind Lighting - O&M (Low Cost) | 0.033904 | 0.03426 | 0.034531 | 0.0347 | 0.034801 | 0.034841 | 0.034878 | 0.034884 | 0.034854 | 0.034808 | 0.034736 | 0.034671
PG&E | MW | Industrial | Ind - Lumber & Furniture | Lighting | No | Ind Lighting - O&M (Mid Cost) | 8.1943e-05 | 8.2804e-05 | 8.3459e-05 | 8.3866e-05 | 8.4111e-05 | 8.4207e-05 | 8.4297e-05 | 8.4311e-05 | 8.4238e-05 | 8.4129e-05 | 8.3955e-05 | 8.3798e-05
PG&E | MW | Industrial | Ind - Lumber & Furniture | MachDr | No | Ind MachDr - Equipment (High Cost) | 0.047119 | 0.047614 | 0.04799 | 0.048225 | 0.048365 | 0.048421 | 0.048472 | 0.04848 | 0.048439 | 0.048375 | 0.048276 | 0.048185
PG&E | MW | Industrial | Ind - Lumber & Furniture | MachDr | No | Ind MachDr - Equipment (Low Cost) | 0.19269 | 0.19471 | 0.19625 | 0.19721 | 0.19779 | 0.19801 | 0.19822 | 0.19826 | 0.19808 | 0.19783 | 0.19742 | 0.19705
PG&E | MW | Industrial | Ind - Lumber & Furniture | MachDr | No | Ind MachDr - Equipment (Mid Cost) | 0.28883 | 0.29187 | 0.29417 | 0.29561 | 0.29647 | 0.29681 | 0.29713 | 0.29718 | 0.29692 | 0.29654 | 0.29593 | 0.29537
PG&E | MW | Industrial | Ind - Lumber & Furniture | MachDr | No | Ind MachDr - O&M (High Cost) | 0.083307 | 0.084182 | 0.084848 | 0.085262 | 0.085511 | 0.085609 | 0.0857 | 0.085715 | 0.08564 | 0.085529 | 0.085352 | 0.085193
PG&E | MW | Industrial | Ind - Lumber & Furniture | MachDr | No | Ind MachDr - O&M (Low Cost) | 1.2135 | 1.2262 | 1.2359 | 1.242 | 1.2456 | 1.247 | 1.2484 | 1.2486 | 1.2475 | 1.2459 | 1.2433 | 1.241
PG&E | MW | Industrial | Ind - Lumber & Furniture | MachDr | No | Ind MachDr - O&M (Mid Cost) | 0.8815 | 0.89076 | 0.8978 | 0.90219 | 0.90482 | 0.90585 | 0.90682 | 0.90697 | 0.90619 | 0.90501 | 0.90314 | 0.90145
PG&E | MW | Industrial | Ind - Machinery | HVAC | No | Ind HVAC - Equipment (Electric - High Cost) | 0.14546 | 0.14699 | 0.14815 | 0.14887 | 0.14931 | 0.14948 | 0.14964 | 0.14966 | 0.14953 | 0.14934 | 0.14903 | 0.14875
PG&E | MW | Industrial | Ind - Machinery | HVAC | No | Ind HVAC - Equipment (Electric - Low Cost) | 0.0009187 | 0.00092835 | 0.00093569 | 0.00094026 | 0.000943 | 0.00094408 | 0.00094509 | 0.00094525 | 0.00094443 | 0.0009432 | 0.00094125 | 0.00093949
PG&E | MW | Industrial | Ind - Machinery | HVAC | No | Ind HVAC - Equipment (Electric - Mid Cost) | 0.051814 | 0.052358 | 0.052772 | 0.05303 | 0.053185 | 0.053245 | 0.053302 | 0.053311 | 0.053265 | 0.053196 | 0.053086 | 0.052987
PG&E | MW | Industrial | Ind - Machinery | HVAC | No | Ind HVAC - O&M (Electric - High Cost) | 0.005937 | 0.0059994 | 0.0060468 | 0.0060764 | 0.0060941 | 0.0061011 | 0.0061076 | 0.0061086 | 0.0061033 | 0.0060954 | 0.0060828 | 0.0060714
PG&E | MW | Industrial | Ind - Machinery | HVAC | No | Ind HVAC - O&M (Electric - Low Cost) | 0.15316 | 0.15477 | 0.156 | 0.15676 | 0.15721 | 0.15739 | 0.15756 | 0.15759 | 0.15745 | 0.15725 | 0.15692 | 0.15663
PG&E | MW | Industrial | Ind - Machinery | HVAC | No | Ind HVAC - O&M (Gas - Low Cost) | 0.00095563 | 0.00097207 | 0.00096928 | 0.00096509 | 0.00096147 | 0.00096188 | 0.00096409 | 0.00096461 | 0.00096492 | 0.00096205 | 0.00096205 | 0.00096205
PG&E | MW | Industrial | Ind - Machinery | Lighting | No | Ind Lighting - Equipment (High Cost) | 0.16887 | 0.17064 | 0.17199 | 0.17283 | 0.17333 | 0.17353 | 0.17372 | 0.17375 | 0.1736 | 0.17337 | 0.17301 | 0.17269
PG&E | MW | Industrial | Ind - Machinery | Lighting | No | Ind Lighting - Equipment (Low Cost) | 0.068602 | 0.069323 | 0.069871 | 0.070212 | 0.070417 | 0.070498 | 0.070573 | 0.070585 | 0.070524 | 0.070432 | 0.070287 | 0.070155
PG&E | MW | Industrial | Ind - Machinery | Lighting | No | Ind Lighting - Equipment (Mid Cost) | 0.61202 | 0.61844 | 0.62333 | 0.62638 | 0.62821 | 0.62892 | 0.6296 | 0.6297 | 0.62916 | 0.62834 | 0.62704 | 0.62587
PG&E | MW | Industrial | Ind - Machinery | Lighting | No | Ind Lighting - O&M (Low Cost) | 0.044401 | 0.044868 | 0.045223 | 0.045444 | 0.045576 | 0.045628 | 0.045677 | 0.045685 | 0.045645 | 0.045586 | 0.045492 | 0.045407
PG&E | MW | Industrial | Ind - Machinery | ProcHeat | No | Ind ProcHeat - Equipment (Electric - High Cost) | 0.0093793 | 0.0094778 | 0.0095527 | 0.0095994 | 0.0096274 | 0.0096384 | 0.0096487 | 0.0096503 | 0.009642 | 0.0096294 | 0.0096096 | 0.0095916
PG&E | MW | Industrial | Ind - Machinery | ProcHeat | No | Ind ProcHeat - Equipment (Electric - Low Cost) | 0.006736 | 0.0068068 | 0.0068606 | 0.0068941 | 0.0069142 | 0.0069221 | 0.0069295 | 0.0069307 | 0.0069247 | 0.0069157 | 0.0069014 | 0.0068885
PG&E | MW | Industrial | Ind - Machinery | ProcHeat | No | Ind ProcHeat - Equipment (Electric - Mid Cost) | 0.0010942 | 0.0011057 | 0.0011145 | 0.0011199 | 0.0011232 | 0.0011245 | 0.0011257 | 0.0011259 | 0.0011249 | 0.0011234 | 0.0011211 | 0.001119
PG&E | MW | Industrial | Ind - Machinery | ProcRefrig | No | Ind ProcRefrig - O&M (High Cost) | 0.010829 | 0.010943 | 0.011029 | 0.011083 | 0.011115 | 0.011128 | 0.01114 | 0.011142 | 0.011132 | 0.011118 | 0.011095 | 0.011074
PG&E | MW | Industrial | Ind - Machinery | ProcRefrig | No | Ind ProcRefrig - O&M (Low Cost) | 0.045646 | 0.046125 | 0.04649 | 0.046717 | 0.046853 | 0.046907 | 0.046957 | 0.046965 | 0.046924 | 0.046863 | 0.046766 | 0.046679
PG&E | MW | Industrial | Ind - Machinery | ProcRefrig | No | Ind ProcRefrig - O&M (Mid Cost) | 0.039336 | 0.039749 | 0.040063 | 0.040259 | 0.040377 | 0.040423 | 0.040466 | 0.040473 | 0.040438 | 0.040385 | 0.040302 | 0.040226
PG&E | MW | Industrial | Ind - Machinery | MachDr | No | Ind MachDr - Equipment (High Cost) | 0.058405 | 0.059019 | 0.059485 | 0.059776 | 0.059951 | 0.060019 | 0.060083 | 0.060093 | 0.060041 | 0.059963 | 0.059839 | 0.059727
PG&E | MW | Industrial | Ind - Machinery | MachDr | No | Ind MachDr - Equipment (Low Cost) | 0.25526 | 0.25794 | 0.25998 | 0.26125 | 0.26202 | 0.26231 | 0.2626 | 0.26264 | 0.26241 | 0.26207 | 0.26153 | 0.26104
PG&E | MW | Industrial | Ind - Machinery | MachDr | No | Ind MachDr - Equipment (Mid Cost) | 0.15462 | 0.15625 | 0.15748 | 0.15825 | 0.15871 | 0.15889 | 0.15906 | 0.15909 | 0.15895 | 0.15875 | 0.15842 | 0.15812
PG&E | MW | Industrial | Ind - Machinery | MachDr | No | Ind MachDr - O&M (High Cost) | 0.0055833 | 0.005642 | 0.0056866 | 0.0057144 | 0.0057311 | 0.0057376 | 0.0057437 | 0.0057447 | 0.0057397 | 0.0057323 | 0.0057204 | 0.0057097
PG&E | MW | Industrial | Ind - Machinery | MachDr | No | Ind MachDr - O&M (Low Cost) | 0.7568 | 0.76475 | 0.77079 | 0.77456 | 0.77682 | 0.77771 | 0.77854 | 0.77867 | 0.778 | 0.77698 | 0.77538 | 0.77393
PG&E | MW | Industrial | Ind - Machinery | MachDr | No | Ind MachDr - O&M (Mid Cost) | 0.17544 | 0.17728 | 0.17868 | 0.17955 | 0.18008 | 0.18028 | 0.18048 | 0.18051 | 0.18035 | 0.18012 | 0.17974 | 0.17941
PG&E | MW | Industrial | Ind - Metals (Fabricated) | HVAC | No | Ind HVAC - Equipment (Electric - High Cost) | 0.012549 | 0.01268 | 0.012781 | 0.012843 | 0.012881 | 0.012895 | 0.012909 | 0.012911 | 0.0129 | 0.012883 | 0.012857 | 0.012833
PG&E | MW | Industrial | Ind - Metals (Fabricated) | HVAC | No | Ind HVAC - Equipment (Electric - Low Cost) | 0.0098755 | 0.0099792 | 0.010058 | 0.010107 | 0.010137 | 0.010148 | 0.010159 | 0.010161 | 0.010152 | 0.010139 | 0.010118 | 0.010099
PG&E | MW | Industrial | Ind - Metals (Fabricated) | HVAC | No | Ind HVAC - Equipment (Electric - Mid Cost) | 0.0011253 | 0.0011371 | 0.0011461 | 0.0011517 | 0.001155 | 0.0011563 | 0.0011576 | 0.0011578 | 0.0011568 | 0.0011553 | 0.0011529 | 0.0011507
PG&E | MW | Industrial | Ind - Metals (Fabricated) | HVAC | No | Ind HVAC - Equipment (Gas - Mid Cost) | 0.0025631 | 0.002632 | 0.0026836 | 0.0027389 | 0.0027951 | 0.0028503 | 0.0029006 | 0.0029428 | 0.0029857 | 0.0030197 | 0.0030197 | 0.0030197
PG&E | MW | Industrial | Ind - Metals (Fabricated) | HVAC | No | Ind HVAC - O&M (Electric - High Cost) | 0.0076566 | 0.0077371 | 0.0077982 | 0.0078364 | 0.0078592 | 0.0078682 | 0.0078766 | 0.0078779 | 0.0078711 | 0.0078609 | 0.0078446 | 0.00783
PG&E | MW | Industrial | Ind - Metals (Fabricated) | HVAC | No | Ind HVAC - O&M (Electric - Low Cost) | 0.20597 | 0.20814 | 0.20978 | 0.21081 | 0.21142 | 0.21166 | 0.21189 | 0.21193 | 0.21174 | 0.21147 | 0.21103 | 0.21064
PG&E | MW | Industrial | Ind - Metals (Fabricated) | HVAC | No | Ind HVAC - O&M (Electric - Mid Cost) | 0.024088 | 0.024341 | 0.024534 | 0.024654 | 0.024726 | 0.024754 | 0.02478 | 0.024785 | 0.024763 | 0.024731 | 0.02468 | 0.024634
PG&E | MW | Industrial | Ind - Metals (Fabricated) | Lighting | No | Ind Lighting - Equipment (High Cost) | 0.26912 | 0.27195 | 0.2741 | 0.27544 | 0.27624 | 0.27656 | 0.27685 | 0.2769 | 0.27666 | 0.2763 | 0.27573 | 0.27521
PG&E | MW | Industrial | Ind - Metals (Fabricated) | Lighting | No | Ind Lighting - Equipment (Low Cost) | 0.13749 | 0.13894 | 0.14004 | 0.14072 | 0.14113 | 0.14129 | 0.14144 | 0.14147 | 0.14135 | 0.14116 | 0.14087 | 0.14061
PG&E | MW | Industrial | Ind - Metals (Fabricated) | Lighting | No | Ind Lighting - Equipment (Mid Cost) | 1.8796 | 1.8993 | 1.9144 | 1.9237 | 1.9293 | 1.9315 | 1.9336 | 1.9339 | 1.9322 | 1.9297 | 1.9257 | 1.9221
PG&E | MW | Industrial | Ind - Metals (Fabricated) | Lighting | No | Ind Lighting - O&M (High Cost) | 0.00029874 | 0.00030188 | 0.00030427 | 0.00030575 | 0.00030664 | 0.00030699 | 0.00030732 | 0.00030737 | 0.00030711 | 0.00030671 | 0.00030608 | 0.0003055
PG&E | MW | Industrial | Ind - Metals (Fabricated) | Lighting | No | Ind Lighting - O&M (Low Cost) | 0.065641 | 0.066331 | 0.066855 | 0.067182 | 0.067378 | 0.067455 | 0.067527 | 0.067538 | 0.06748 | 0.067392 | 0.067253 | 0.067127
PG&E | MW | Industrial | Ind - Metals (Fabricated) | Lighting | No | Ind Lighting - O&M (Mid Cost) | 0.019202 | 0.019404 | 0.019557 | 0.019653 | 0.01971 | 0.019732 | 0.019754 | 0.019757 | 0.01974 | 0.019714 | 0.019673 | 0.019637
PG&E | MW | Industrial | Ind - Metals (Fabricated) | ProcHeat | No | Ind ProcHeat - Equipment (Electric - High Cost) | 0.00011736 | 0.0001186 | 0.00011953 | 0.00012012 | 0.00012047 | 0.0001206 | 0.00012073 | 0.00012075 | 0.00012065 | 0.00012049 | 0.00012024 | 0.00012002
PG&E | MW | Industrial | Ind - Metals (Fabricated) | ProcHeat | No | Ind ProcHeat - Equipment (Electric - Low Cost) | 0.046532 | 0.047021 | 0.047393 | 0.047625 | 0.047764 | 0.047818 | 0.047869 | 0.047877 | 0.047836 | 0.047774 | 0.047675 | 0.047586
PG&E | MW | Industrial | Ind - Metals (Fabricated) | ProcHeat | No | Ind ProcHeat - Equipment (Electric - Mid Cost) | 0.0013603 | 0.0013746 | 0.0013855 | 0.0013923 | 0.0013963 | 0.0013979 | 0.0013994 | 0.0013997 | 0.0013984 | 0.0013966 | 0.0013937 | 0.0013911
PG&E | MW | Industrial | Ind - Metals (Fabricated) | ProcHeat | No | Ind ProcHeat - Equipment (Gas - High Cost) | 0.00078644 | 0.00080758 | 0.00082339 | 0.00084036 | 0.00085761 | 0.00087455 | 0.00088997 | 0.00090293 | 0.00091609 | 0.00092653 | 0.00092653 | 0.00092653
PG&E | MW | Industrial | Ind - Metals (Fabricated) | ProcHeat | No | Ind ProcHeat - O&M (Electric - High Cost) | 0.11321 | 0.1144 | 0.1153 | 0.11586 | 0.1162 | 0.11633 | 0.11646 | 0.11648 | 0.11638 | 0.11623 | 0.11599 | 0.11577
PG&E | MW | Industrial | Ind - Metals (Fabricated) | ProcHeat | No | Ind ProcHeat - O&M (Electric - Low Cost) | 0.013317 | 0.013457 | 0.013563 | 0.013629 | 0.013669 | 0.013685 | 0.013699 | 0.013702 | 0.01369 | 0.013672 | 0.013644 | 0.013618
PG&E | MW | Industrial | Ind - Metals (Fabricated) | ProcHeat | No | Ind ProcHeat - O&M (Electric - Mid Cost) | 0.00050539 | 0.0005107 | 0.00051474 | 0.00051725 | 0.00051876 | 0.00051935 | 0.00051991 | 0.00051999 | 0.00051954 | 0.00051887 | 0.0005178 | 0.00051683
PG&E | MW | Industrial | Ind - Metals (Fabricated) | SHW | No | Ind SHW - Equipment (High Cost) | 1.4823e-05 | 1.5221e-05 | 1.5519e-05 | 1.5839e-05 | 1.6164e-05 | 1.6484e-05 | 1.6774e-05 | 1.7018e-05 | 1.7267e-05 | 1.7463e-05 | 1.7463e-05 | 1.7463e-05
PG&E | MW | Industrial | Ind - Metals (Fabricated) | ProcRefrig | No | Ind ProcRefrig - O&M (Low Cost) | 0.0024596 | 0.0024854 | 0.002505 | 0.0025173 | 0.0025246 | 0.0025275 | 0.0025302 | 0.0025306 | 0.0025284 | 0.0025252 | 0.00252 | 0.0025152
PG&E | MW | Industrial | Ind - Metals (Fabricated) | ProcRefrig | No | Ind ProcRefrig - O&M (Mid Cost) | 0.053167 | 0.053725 | 0.05415 | 0.054415 | 0.054574 | 0.054636 | 0.054694 | 0.054703 | 0.054656 | 0.054585 | 0.054472 | 0.05437
PG&E | MW | Industrial | Ind - Metals (Fabricated) | MachDr | No | Ind MachDr - Equipment (High Cost) | 0.057954 | 0.058563 | 0.059026 | 0.059315 | 0.059488 | 0.059556 | 0.059619 | 0.059629 | 0.059578 | 0.0595 | 0.059377 | 0.059266
PG&E | MW | Industrial | Ind - Metals (Fabricated) | MachDr | No | Ind MachDr - Equipment (Low Cost) | 0.19442 | 0.19646 | 0.19801 | 0.19898 | 0.19956 | 0.19979 | 0.2 | 0.20003 | 0.19986 | 0.1996 | 0.19919 | 0.19882
PG&E | MW | Industrial | Ind - Metals (Fabricated) | MachDr | No | Ind MachDr - Equipment (Mid Cost) | 0.39606 | 0.40022 | 0.40338 | 0.40535 | 0.40654 | 0.407 | 0.40744 | 0.40751 | 0.40715 | 0.40662 | 0.40578 | 0.40502
PG&E | MW | Industrial | Ind - Metals (Fabricated) | MachDr | No | Ind MachDr - O&M (High Cost) | 0.071266 | 0.072014 | 0.072584 | 0.072938 | 0.073151 | 0.073235 | 0.073313 | 0.073325 | 0.073262 | 0.073166 | 0.073016 | 0.072879
PG&E | MW | Industrial | Ind - Metals (Fabricated) | MachDr | No | Ind MachDr - O&M (Low Cost) | 2.2542 | 2.2778 | 2.2958 | 2.3071 | 2.3138 | 2.3164 | 2.3189 | 2.3193 | 2.3173 | 2.3143 | 2.3095 | 2.3052
PG&E | MW | Industrial | Ind - Metals (Fabricated) | MachDr | No | Ind MachDr - O&M (Mid Cost) | 0.18965 | 0.19164 | 0.19316 | 0.1941 | 0.19467 | 0.19489 | 0.1951 | 0.19513 | 0.19496 | 0.19471 | 0.19431 | 0.19394
PG&E | MW | Industrial | Ind - Metals (Primary) | HVAC | No | Ind HVAC - Equipment (Electric - High Cost) | 0.00025128 | 0.00025392 | 0.00025593 | 0.00025718 | 0.00025793 | 0.00025822 | 0.0002585 | 0.00025854 | 0.00025832 | 0.00025798 | 0.00025745 | 0.00025697
PG&E | MW | Industrial | Ind - Metals (Primary) | HVAC | No | Ind HVAC - Equipment (Electric - Low Cost) | 0.0032645 | 0.0032988 | 0.0033249 | 0.0033411 | 0.0033509 | 0.0033547 | 0.0033583 | 0.0033589 | 0.003356 | 0.0033516 | 0.0033447 | 0.0033384
PG&E | MW | Industrial | Ind - Metals (Primary) | HVAC | No | Ind HVAC - Equipment (Electric - Mid Cost) | 0.0044909 | 0.004538 | 0.0045739 | 0.0045963 | 0.0046097 | 0.0046149 | 0.0046199 | 0.0046207 | 0.0046167 | 0.0046106 | 0.0046011 | 0.0045925
PG&E | MW | Industrial | Ind - Metals (Primary) | HVAC | No | Ind HVAC - O&M (Electric - Low Cost) | 0.0049595 | 0.0050116 | 0.0050512 | 0.0050759 | 0.0050907 | 0.0050965 | 0.005102 | 0.0051029 | 0.0050984 | 0.0050918 | 0.0050813 | 0.0050718
PG&E | MW | Industrial | Ind - Metals (Primary) | HVAC | No | Ind HVAC - O&M (Electric - Mid Cost) | 0.011259 | 0.011377 | 0.011467 | 0.011523 | 0.011556 | 0.01157 | 0.011582 | 0.011584 | 0.011574 | 0.011559 | 0.011535 | 0.011513
PG&E | MW | Industrial | Ind - Metals (Primary) | HVAC | No | Ind HVAC - O&M (Gas - High Cost) | 0.00067107 | 0.00068359 | 0.00068672 | 0.00068811 | 0.00069208 | 0.00069633 | 0.00069938 | 0.00070039 | 0.00070198 | 0.00070094 | 0.00070094 | 0.00070094
PG&E | MW | Industrial | Ind - Metals (Primary) | Lighting | No | Ind Lighting - Equipment (High Cost) | 0.031458 | 0.031788 | 0.03204 | 0.032196 | 0.03229 | 0.032327 | 0.032361 | 0.032367 | 0.032339 | 0.032297 | 0.03223 | 0.03217
PG&E | MW | Industrial | Ind - Metals (Primary) | Lighting | No | Ind Lighting - Equipment (Low Cost) | 0.065755 | 0.066446 | 0.066971 | 0.067298 | 0.067495 | 0.067572 | 0.067644 | 0.067655 | 0.067597 | 0.067509 | 0.06737 | 0.067243
PG&E | MW | Industrial | Ind - Metals (Primary) | Lighting | No | Ind Lighting - Equipment (Mid Cost) | 0.14317 | 0.14467 | 0.14582 | 0.14653 | 0.14696 | 0.14712 | 0.14728 | 0.1473 | 0.14718 | 0.14699 | 0.14668 | 0.14641
PG&E | MW | Industrial | Ind - Metals (Primary) | Lighting | No | Ind Lighting - O&M (High Cost) | 0.00021101 | 0.00021323 | 0.00021492 | 0.00021597 | 0.0002166 | 0.00021684 | 0.00021707 | 0.00021711 | 0.00021692 | 0.00021664 | 0.00021619 | 0.00021579
PG&E | MW | Industrial | Ind - Metals (Primary) | Lighting | No | Ind Lighting - O&M (Low Cost) | 0.028436 | 0.028734 | 0.028962 | 0.029103 | 0.029188 | 0.029221 | 0.029253 | 0.029258 | 0.029232 | 0.029194 | 0.029134 | 0.029079
PG&E | MW | Industrial | Ind - Metals (Primary) | Lighting | No | Ind Lighting - O&M (Mid Cost) | 0.0010148 | 0.0010255 | 0.0010336 | 0.0010386 | 0.0010416 | 0.0010428 | 0.0010439 | 0.0010441 | 0.0010432 | 0.0010419 | 0.0010397 | 0.0010378
PG&E | MW | Industrial | Ind - Metals (Primary) | ProcHeat | No | Ind ProcHeat - Equipment (Electric - High Cost) | 0.014638 | 0.014791 | 0.014908 | 0.014981 | 0.015025 | 0.015042 | 0.015058 | 0.015061 | 0.015048 | 0.015028 | 0.014997 | 0.014969
PG&E | MW | Industrial | Ind - Metals (Primary) | ProcHeat | No | Ind ProcHeat - Equipment (Electric - Low Cost) | 0.01071 | 0.010822 | 0.010908 | 0.010961 | 0.010993 | 0.011005 | 0.011017 | 0.011019 | 0.01101 | 0.010995 | 0.010973 | 0.010952
PG&E | MW | Industrial | Ind - Metals (Primary) | ProcHeat | No | Ind ProcHeat - Equipment (Electric - Mid Cost) | 0.0011786 | 0.0011909 | 0.0012004 | 0.0012062 | 0.0012097 | 0.0012111 | 0.0012124 | 0.0012126 | 0.0012116 | 0.00121 | 0.0012075 | 0.0012052
PG&E | MW | Industrial | Ind - Metals (Primary) | ProcHeat | No | Ind ProcHeat - O&M (Electric - Low Cost) | 7.789e-05 | 7.8708e-05 | 7.933e-05 | 7.9718e-05 | 7.9951e-05 | 8.0042e-05 | 8.0128e-05 | 8.0141e-05 | 8.0072e-05 | 7.9967e-05 | 7.9802e-05 | 7.9653e-05
PG&E | MW | Industrial | Ind - Metals (Primary) | MachDr | No | Ind MachDr - Equipment (High Cost) | 0.037808 | 0.038205 | 0.038508 | 0.038696 | 0.038809 | 0.038853 | 0.038895 | 0.038901 | 0.038867 | 0.038817 | 0.038737 | 0.038664
PG&E | MW | Industrial | Ind - Metals (Primary) | MachDr | No | Ind MachDr - Equipment (Low Cost) | 0.10969 | 0.11084 | 0.11172 | 0.11227 | 0.11259 | 0.11272 | 0.11284 | 0.11286 | 0.11276 | 0.11262 | 0.11238 | 0.11217
PG&E | MW | Industrial | Ind - Metals (Primary) | MachDr | No | Ind MachDr - Equipment (Mid Cost) | 0.083601 | 0.084479 | 0.085147 | 0.085563 | 0.085813 | 0.085911 | 0.086003 | 0.086017 | 0.085943 | 0.085831 | 0.085654 | 0.085494
PG&E | MW | Industrial | Ind - Metals (Primary) | MachDr | No | Ind MachDr - O&M (High Cost) | 0.0035946 | 0.0036324 | 0.0036611 | 0.003679 | 0.0036897 | 0.0036939 | 0.0036979 | 0.0036985 | 0.0036953 | 0.0036905 | 0.0036829 | 0.003676
PG&E | MW | Industrial | Ind - Metals (Primary) | MachDr | No | Ind MachDr - O&M (Low Cost) | 0.371 | 0.3749 | 0.37786 | 0.37971 | 0.38082 | 0.38125 | 0.38166 | 0.38172 | 0.38139 | 0.3809 | 0.38011 | 0.3794
PG&E | MW | Industrial | Ind - Metals (Primary) | MachDr | No | Ind MachDr - O&M (Mid Cost) | 0.055758 | 0.056343 | 0.056789 | 0.057066 | 0.057233 | 0.057298 | 0.05736 | 0.057369 | 0.05732 | 0.057245 | 0.057127 | 0.05702
PG&E | MW | Industrial | Ind - Other | HVAC | No | Ind HVAC - Equipment (Electric - High Cost) | 0.027681 | 0.027972 | 0.028193 | 0.028331 | 0.028414 | 0.028446 | 0.028477 | 0.028481 | 0.028457 | 0.02842 | 0.028361 | 0.028308
PG&E | MW | Industrial | Ind - Other | HVAC | No | Ind HVAC - O&M (Electric - High Cost) | 0.054884 | 0.055461 | 0.055899 | 0.056173 | 0.056337 | 0.056401 | 0.056461 | 0.056471 | 0.056422 | 0.056348 | 0.056232 | 0.056127
PG&E | MW | Industrial | Ind - Other | HVAC | No | Ind HVAC - O&M (Electric - Low Cost) | 0.022803 | 0.023042 | 0.023224 | 0.023338 | 0.023406 | 0.023433 | 0.023458 | 0.023462 | 0.023441 | 0.023411 | 0.023363 | 0.023319
PG&E | MW | Industrial | Ind - Other | HVAC | No | Ind HVAC - O&M (Electric - Mid Cost) | 0.0072595 | 0.0073358 | 0.0073938 | 0.0074299 | 0.0074516 | 0.0074601 | 0.0074681 | 0.0074693 | 0.0074629 | 0.0074531 | 0.0074378 | 0.0074238
PG&E | MW | Industrial | Ind - Other | Lighting | No | Ind Lighting - Equipment (High Cost) | 0.077241 | 0.078052 | 0.078669 | 0.079054 | 0.079285 | 0.079375 | 0.07946 | 0.079473 | 0.079404 | 0.079301 | 0.079138 | 0.078989
PG&E | MW | Industrial | Ind - Other | Lighting | No | Ind Lighting - Equipment (Low Cost) | 0.029676 | 0.029988 | 0.030225 | 0.030373 | 0.030461 | 0.030496 | 0.030529 | 0.030534 | 0.030507 | 0.030468 | 0.030405 | 0.030348
PG&E | MW | Industrial | Ind - Other | Lighting | No | Ind Lighting - Equipment (Mid Cost) | 0.26344 | 0.26621 | 0.26831 | 0.26963 | 0.27041 | 0.27072 | 0.27101 | 0.27106 | 0.27082 | 0.27047 | 0.26991 | 0.26941
PG&E | MW | Industrial | Ind - Other | Lighting | No | Ind Lighting - O&M (High Cost) | 0.0058631 | 0.0059247 | 0.0059716 | 0.0060008 | 0.0060183 | 0.0060251 | 0.0060316 | 0.0060326 | 0.0060274 | 0.0060195 | 0.0060071 | 0.0059959
PG&E | MW | Industrial | Ind - Other | Lighting | No | Ind Lighting - O&M (Low Cost) | 0.095004 | 0.096002 | 0.096761 | 0.097233 | 0.097517 | 0.097628 | 0.097733 | 0.097749 | 0.097665 | 0.097538 | 0.097336 | 0.097154
PG&E | MW | Industrial | Ind - Other | Lighting | No | Ind Lighting - O&M (Mid Cost) | 0.0021908 | 0.0022138 | 0.0022313 | 0.0022422 | 0.0022487 | 0.0022513 | 0.0022537 | 0.0022541 | 0.0022521 | 0.0022492 | 0.0022445 | 0.0022403
PG&E | MW | Industrial | Ind - Other | MachDr | No | Ind MachDr - Equipment (High Cost) | 0.18184 | 0.18375 | 0.1852 | 0.18611 | 0.18665 | 0.18686 | 0.18706 | 0.18709 | 0.18693 | 0.18669 | 0.1863 | 0.18596
PG&E | MW | Industrial | Ind - Other | MachDr | No | Ind MachDr - Equipment (Low Cost) | 0.26731 | 0.27011 | 0.27225 | 0.27358 | 0.27438 | 0.27469 | 0.27498 | 0.27503 | 0.27479 | 0.27443 | 0.27387 | 0.27336
PG&E | MW | Industrial | Ind - Other | MachDr | No | Ind MachDr - Equipment (Mid Cost) | 0.23008 | 0.2325 | 0.23434 | 0.23548 | 0.23617 | 0.23644 | 0.23669 | 0.23673 | 0.23653 | 0.23622 | 0.23573 | 0.23529
PG&E | MW | Industrial | Ind - Other | MachDr | No | Ind MachDr - O&M (High Cost) | 0.0091028 | 0.0091985 | 0.0092712 | 0.0093165 | 0.0093437 | 0.0093543 | 0.0093643 | 0.0093659 | 0.0093578 | 0.0093456 | 0.0093264 | 0.0093089
PG&E | MW | Industrial | Ind - Other | MachDr | No | Ind MachDr - O&M (Low Cost) | 0.43264 | 0.43718 | 0.44064 | 0.44279 | 0.44408 | 0.44459 | 0.44506 | 0.44514 | 0.44475 | 0.44417 | 0.44326 | 0.44243
PG&E | MW | Industrial | Ind - Other | MachDr | No | Ind MachDr - O&M (Mid Cost) | 0.0416 | 0.042037 | 0.042369 | 0.042576 | 0.042701 | 0.042749 | 0.042795 | 0.042802 | 0.042765 | 0.04271 | 0.042621 | 0.042542
PG&E | MW | Industrial | Ind - Paper | HVAC | No | Ind HVAC - Equipment (Electric - High Cost) | 0.0024604 | 0.0024862 | 0.0025059 | 0.0025181 | 0.0025255 | 0.0025284 | 0.0025311 | 0.0025315 | 0.0025293 | 0.002526 | 0.0025208 | 0.0025161
PG&E | MW | Industrial | Ind - Paper | HVAC | No | Ind HVAC - Equipment (Electric - Low Cost) | 0.00067439 | 0.00068147 | 0.00068686 | 0.00069022 | 0.00069223 | 0.00069302 | 0.00069376 | 0.00069388 | 0.00069328 | 0.00069238 | 0.00069095 | 0.00068966
PG&E | MW | Industrial | Ind - Paper | HVAC | No | Ind HVAC - Equipment (Electric - Mid Cost) | 0.0033966 | 0.0034322 | 0.0034594 | 0.0034763 | 0.0034864 | 0.0034904 | 0.0034941 | 0.0034947 | 0.0034917 | 0.0034872 | 0.00348 | 0.0034734
PG&E | MW | Industrial | Ind - Paper | HVAC | No | Ind HVAC - O&M (Electric - High Cost) | 0.0026057 | 0.002633 | 0.0026539 | 0.0026668 | 0.0026746 | 0.0026777 | 0.0026805 | 0.002681 | 0.0026787 | 0.0026752 | 0.0026696 | 0.0026647
PG&E | MW | Industrial | Ind - Paper | HVAC | No | Ind HVAC - O&M (Electric - Low Cost) | 0.011212 | 0.01133 | 0.01142 | 0.011475 | 0.011509 | 0.011522 | 0.011534 | 0.011536 | 0.011526 | 0.011511 | 0.011488 | 0.011466
PG&E | MW | Industrial | Ind - Paper | HVAC | No | Ind HVAC - O&M (Electric - Mid Cost) | 0.0072869 | 0.0073634 | 0.0074216 | 0.0074579 | 0.0074796 | 0.0074882 | 0.0074962 | 0.0074974 | 0.007491 | 0.0074812 | 0.0074658 | 0.0074518
PG&E | MW | Industrial | Ind - Paper | Lighting | No | Ind Lighting - Equipment (High Cost) | 0.053551 | 0.054114 | 0.054542 | 0.054808 | 0.054968 | 0.055031 | 0.05509 | 0.055099 | 0.055051 | 0.054979 | 0.054866 | 0.054763
PG&E | MW | Industrial | Ind - Paper | Lighting | No | Ind Lighting - Equipment (Low Cost) | 0.024264 | 0.024519 | 0.024713 | 0.024834 | 0.024906 | 0.024935 | 0.024961 | 0.024966 | 0.024944 | 0.024911 | 0.02486 | 0.024814
PG&E | MW | Industrial | Ind - Paper | Lighting | No | Ind Lighting - Equipment (Mid Cost) | 0.19649 | 0.19855 | 0.20012 | 0.2011 | 0.20168 | 0.20191 | 0.20213 | 0.20216 | 0.20199 | 0.20173 | 0.20131 | 0.20093
PG&E | MW | Industrial | Ind - Paper | Lighting | No | Ind Lighting - O&M (Low Cost) | 0.018362 | 0.018555 | 0.018701 | 0.018793 | 0.018848 | 0.018869 | 0.018889 | 0.018893 | 0.018876 | 0.018852 | 0.018813 | 0.018778
PG&E | MW | Industrial | Ind - Paper | Lighting | No | Ind Lighting - O&M (Mid Cost) | 0.0020508 | 0.0020723 | 0.0020887 | 0.0020989 | 0.0021051 | 0.0021075 | 0.0021097 | 0.0021101 | 0.0021082 | 0.0021055 | 0.0021012 | 0.0020972
PG&E | MW | Industrial | Ind - Paper | MachDr | No | Ind MachDr - Equipment (High Cost) | 0.04679 | 0.047282 | 0.047655 | 0.047888 | 0.048028 | 0.048083 | 0.048134 | 0.048142 | 0.048101 | 0.048038 | 0.047939 | 0.047849
PG&E | MW | Industrial | Ind - Paper | MachDr | No | Ind MachDr - Equipment (Low Cost) | 0.12965 | 0.13102 | 0.13205 | 0.1327 | 0.13308 | 0.13324 | 0.13338 | 0.1334 | 0.13329 | 0.13311 | 0.13284 | 0.13259
PG&E | MW | Industrial | Ind - Paper | MachDr | No | Ind MachDr - Equipment (Mid Cost) | 0.1153 | 0.11652 | 0.11744 | 0.11801 | 0.11836 | 0.11849 | 0.11862 | 0.11864 | 0.11853 | 0.11838 | 0.11814 | 0.11791
PG&E | MW | Industrial | Ind - Paper | MachDr | No | Ind MachDr - O&M (High Cost) | 0.015852 | 0.016019 | 0.016145 | 0.016224 | 0.016272 | 0.01629 | 0.016307 | 0.01631 | 0.016296 | 0.016275 | 0.016241 | 0.016211
PG&E | MW | Industrial | Ind - Paper | MachDr | No | Ind MachDr - O&M (Low Cost) | 0.58267 | 0.58879 | 0.59345 | 0.59635 | 0.59809 | 0.59877 | 0.59941 | 0.59951 | 0.59899 | 0.59821 | 0.59698 | 0.59586
PG&E | MW | Industrial | Ind - Paper | MachDr | No | Ind MachDr - O&M (Mid Cost) | 0.068184 | 0.0689 | 0.069445 | 0.069784 | 0.069988 | 0.070067 | 0.070142 | 0.070154 | 0.070093 | 0.070002 | 0.069858 | 0.069727
PG&E | MW | Industrial | Ind - Petroleum | Lighting | No | Ind Lighting - Equipment (High Cost) | 0.14517 | 0.14669 | 0.14785 | 0.14857 | 0.14901 | 0.14918 | 0.14934 | 0.14936 | 0.14923 | 0.14904 | 0.14873 | 0.14845
PG&E | MW | Industrial | Ind - Petroleum | Lighting | No | Ind Lighting - Equipment (Low Cost) | 0.11006 | 0.11122 | 0.1121 | 0.11264 | 0.11297 | 0.1131 | 0.11322 | 0.11324 | 0.11314 | 0.113 | 0.11276 | 0.11255
PG&E | MW | Industrial | Ind - Petroleum | Lighting | No | Ind Lighting - Equipment (Mid Cost) | 0.14671 | 0.14825 | 0.14942 | 0.15015 | 0.15059 | 0.15076 | 0.15092 | 0.15095 | 0.15082 | 0.15062 | 0.15031 | 0.15003
PG&E | MW | Industrial | Ind - Petroleum | MachDr | No | Ind MachDr - Equipment (High Cost) | 0.64525 | 0.65203 | 0.65718 | 0.6604 | 0.66232 | 0.66308 | 0.66379 | 0.6639 | 0.66332 | 0.66246 | 0.66109 | 0.65986
PG&E | MW | Industrial | Ind - Petroleum | MachDr | No | Ind MachDr - Equipment (Low Cost) | 1.6863 | 1.704 | 1.7175 | 1.7259 | 1.7309 | 1.7329 | 1.7348 | 1.735 | 1.7335 | 1.7313 | 1.7277 | 1.7245
PG&E | MW | Industrial | Ind - Petroleum | MachDr | No | Ind MachDr - Equipment (Mid Cost) | 1.31 | 1.3238 | 1.3342 | 1.3407 | 1.3447 | 1.3462 | 1.3476 | 1.3479 | 1.3467 | 1.3449 | 1.3422 | 1.3397
PG&E | MW | Industrial | Ind - Petroleum | MachDr | No | Ind MachDr - O&M (High Cost) | 1.9028 | 1.9228 | 1.938 | 1.9475 | 1.9532 | 1.9554 | 1.9575 | 1.9578 | 1.9561 | 1.9536 | 1.9496 | 1.9459
PG&E | MW | Industrial | Ind - Petroleum | MachDr | No | Ind MachDr - O&M (Low Cost) | 6.5743 | 6.6434 | 6.6959 | 6.7286 | 6.7483 | 6.756 | 6.7632 | 6.7643 | 6.7585 | 6.7497 | 6.7358 | 6.7231
PG&E | MW | Industrial | Ind - Petroleum | MachDr | No | Ind MachDr - O&M (Mid Cost) | 0.98028 | 0.99057 | 0.99841 | 1.0033 | 1.0062 | 1.0074 | 1.0084 | 1.0086 | 1.0077 | 1.0064 | 1.0043 | 1.0025
PG&E | MW | Industrial | Ind - Plastics | HVAC | No | Ind HVAC - Equipment (Electric - High Cost) | 0.018579 | 0.018774 | 0.018923 | 0.019015 | 0.019071 | 0.019093 | 0.019113 | 0.019116 | 0.0191 | 0.019075 | 0.019036 | 0.019
PG&E | MW | Industrial | Ind - Plastics | HVAC | No | Ind HVAC - Equipment (Electric - Low Cost) | 0.027167 | 0.027453 | 0.02767 | 0.027805 | 0.027886 | 0.027918 | 0.027948 | 0.027953 | 0.027928 | 0.027892 | 0.027834 | 0.027782
PG&E | MW | Industrial | Ind - Plastics | HVAC | No | Ind HVAC - Equipment (Electric - Mid Cost) | 0.0045996 | 0.0046479 | 0.0046847 | 0.0047076 | 0.0047213 | 0.0047267 | 0.0047318 | 0.0047326 | 0.0047285 | 0.0047223 | 0.0047126 | 0.0047037
PG&E | MW | Industrial | Ind - Plastics | HVAC | No | Ind HVAC - O&M (Electric - High Cost) | 0.012256 | 0.012385 | 0.012483 | 0.012544 | 0.01258 | 0.012594 | 0.012608 | 0.01261 | 0.012599 | 0.012583 | 0.012557 | 0.012533
PG&E | MW | Industrial | Ind - Plastics | HVAC | No | Ind HVAC - O&M (Electric - Low Cost) | 0.12492 | 0.12623 | 0.12723 | 0.12785 | 0.12822 | 0.12837 | 0.1285 | 0.12853 | 0.12841 | 0.12825 | 0.12798 | 0.12774
PG&E | MW | Industrial | Ind - Plastics | HVAC | No | Ind HVAC - O&M (Electric - Mid Cost) | 0.012429 | 0.01256 | 0.012659 | 0.012721 | 0.012758 | 0.012773 | 0.012786 | 0.012789 | 0.012777 | 0.012761 | 0.012734 | 0.012711
PG&E | MW | Industrial | Ind - Plastics | Lighting | No | Ind Lighting - Equipment (High Cost) | 0.1125 | 0.11368 | 0.11458 | 0.11514 | 0.11547 | 0.1156 | 0.11573 | 0.11575 | 0.11565 | 0.1155 | 0.11526 | 0.11504
PG&E | MW | Industrial | Ind - Plastics | Lighting | No | Ind Lighting - Equipment (Low Cost) | 0.071448 | 0.072199 | 0.07277 | 0.073125 | 0.073339 | 0.073422 | 0.073501 | 0.073513 | 0.073449 | 0.073354 | 0.073203 | 0.073066
PG&E | MW | Industrial | Ind - Plastics | Lighting | No | Ind Lighting - Equipment (Mid Cost) | 0.79477 | 0.80311 | 0.80946 | 0.81342 | 0.81579 | 0.81672 | 0.8176 | 0.81773 | 0.81703 | 0.81596 | 0.81428 | 0.81276
PG&E | MW | Industrial | Ind - Plastics | Lighting | No | Ind Lighting - O&M (Low Cost) | 0.034612 | 0.034976 | 0.035252 | 0.035425 | 0.035528 | 0.035568 | 0.035606 | 0.035612 | 0.035582 | 0.035535 | 0.035462 | 0.035396
PG&E | MW | Industrial | Ind - Plastics | Lighting | No | Ind Lighting - O&M (Mid Cost) | 0.0019226 | 0.0019428 | 0.0019582 | 0.0019677 | 0.0019735 | 0.0019757 | 0.0019778 | 0.0019782 | 0.0019765 | 0.0019739 | 0.0019698 | 0.0019661
PG&E | MW | Industrial | Ind - Plastics | ProcHeat | No | Ind ProcHeat - Equipment (Electric - High Cost) | 0.00011309 | 0.00011427 | 0.00011518 | 0.00011574 | 0.00011608 | 0.00011621 | 0.00011633 | 0.00011635 | 0.00011625 | 0.0001161 | 0.00011586 | 0.00011564
PG&E | MW | Industrial | Ind - Plastics | ProcHeat | No | Ind ProcHeat - Equipment (Electric - Low Cost) | 0.088851 | 0.089784 | 0.090494 | 0.090936 | 0.091202 | 0.091306 | 0.091403 | 0.091419 | 0.09134 | 0.091221 | 0.091033 | 0.090862
PG&E | MW | Industrial | Ind - Plastics | ProcHeat | No | Ind ProcHeat - Equipment (Electric - Mid Cost) | 0.042889 | 0.04334 | 0.043683 | 0.043896 | 0.044024 | 0.044074 | 0.044121 | 0.044129 | 0.044091 | 0.044033 | 0.043942 | 0.04386
PG&E | MW | Industrial | Ind - Plastics | ProcHeat | No | Ind ProcHeat - Equipment (Gas - Mid Cost) | 0.0010707 | 0.0011478 | 0.0012146 | 0.0012791 | 0.0013467 | 0.0014214 | 0.0015012 | 0.0015789 | 0.0016566 | 0.0017298 | 0.0017298 | 0.0017298
PG&E | MW | Industrial | Ind - Plastics | ProcRefrig | No | Ind ProcRefrig - O&M (High Cost) | 0.050486 | 0.051016 | 0.05142 | 0.051671 | 0.051822 | 0.051881 | 0.051937 | 0.051945 | 0.0519 | 0.051833 | 0.051726 | 0.051629
PG&E | MW | Industrial | Ind - Plastics | ProcRefrig | No | Ind ProcRefrig - O&M (Low Cost) | 0.087422 | 0.08834 | 0.089039 | 0.089474 | 0.089735 | 0.089837 | 0.089934 | 0.089949 | 0.089871 | 0.089754 | 0.089569 | 0.089401
PG&E | MW | Industrial | Ind - Plastics | ProcRefrig | No | Ind ProcRefrig - O&M (Mid Cost) | 0.037544 | 0.037939 | 0.038239 | 0.038425 | 0.038538 | 0.038581 | 0.038623 | 0.038629 | 0.038596 | 0.038546 | 0.038466 | 0.038394
PG&E | MW | Industrial | Ind - Plastics | MachDr | No | Ind MachDr - Equipment (High Cost) | 0.13895 | 0.14041 | 0.14152 | 0.14221 | 0.14262 | 0.14279 | 0.14294 | 0.14296 | 0.14284 | 0.14265 | 0.14236 | 0.14209
PG&E | MW | Industrial | Ind - Plastics | MachDr | No | Ind MachDr - Equipment (Low Cost) | 0.28164 | 0.28459 | 0.28684 | 0.28825 | 0.28909 | 0.28942 | 0.28973 | 0.28977 | 0.28952 | 0.28915 | 0.28855 | 0.28801
PG&E | MW | Industrial | Ind - Plastics | MachDr | No | Ind MachDr - Equipment (Mid Cost) | 0.73232 | 0.74001 | 0.74586 | 0.7495 | 0.75169 | 0.75255 | 0.75335 | 0.75348 | 0.75283 | 0.75185 | 0.7503 | 0.74889
PG&E | MW | Industrial | Ind - Plastics | MachDr | No | Ind MachDr - O&M (High Cost) | 0.0055286 | 0.0055867 | 0.0056308 | 0.0056584 | 0.0056749 | 0.0056813 | 0.0056874 | 0.0056884 | 0.0056835 | 0.0056761 | 0.0056643 | 0.0056537
PG&E | MW | Industrial | Ind - Plastics | MachDr | No | Ind MachDr - O&M (Low Cost) | 1.2592 | 1.2724 | 1.2825 | 1.2887 | 1.2925 | 1.294 | 1.2954 | 1.2956 | 1.2945 | 1.2928 | 1.2901 | 1.2877
PG&E | MW | Industrial | Ind - Plastics | MachDr | No | Ind MachDr - O&M (Mid Cost) | 0.10261 | 0.10369 | 0.10451 | 0.10502 | 0.10532 | 0.10544 | 0.10556 | 0.10558 | 0.10548 | 0.10535 | 0.10513 | 0.10493
PG&E | MW | Industrial | Ind - Printing & Publishing | HVAC | No | Ind HVAC - Equipment (Electric - High Cost) | 0.071014 | 0.07176 | 0.072327 | 0.072681 | 0.072893 | 0.072976 | 0.073054 | 0.073066 | 0.073003 | 0.072908 | 0.072758 | 0.072622
PG&E | MW | Industrial | Ind - Printing & Publishing | HVAC | No | Ind HVAC - Equipment (Electric - Low Cost) | 0.026121 | 0.026395 | 0.026604 | 0.026734 | 0.026812 | 0.026842 | 0.026871 | 0.026875 | 0.026852 | 0.026817 | 0.026762 | 0.026712
PG&E | MW | Industrial | Ind - Printing & Publishing | HVAC | No | Ind HVAC - Equipment (Electric - Mid Cost) | 0.12036 | 0.12162 | 0.12258 | 0.12318 | 0.12354 | 0.12368 | 0.12381 | 0.12383 | 0.12373 | 0.12357 | 0.12331 | 0.12308
PG&E | MW | Industrial | Ind - Printing & Publishing | HVAC | No | Ind HVAC - O&M (Electric - High Cost) | 0.0070515 | 0.0071256 | 0.0071819 | 0.007217 | 0.0072381 | 0.0072463 | 0.0072541 | 0.0072553 | 0.007249 | 0.0072396 | 0.0072246 | 0.0072111
PG&E | MW | Industrial | Ind - Printing & Publishing | HVAC | No | Ind HVAC - O&M (Electric - Low Cost) | 0.26886 | 0.27168 | 0.27383 | 0.27517 | 0.27597 | 0.27628 | 0.27658 | 0.27663 | 0.27639 | 0.27603 | 0.27546 | 0.27494
PG&E | MW | Industrial | Ind - Printing & Publishing | Lighting | No | Ind Lighting - Equipment (High Cost) | 0.091064 | 0.09202 | 0.092748 | 0.093201 | 0.093473 | 0.093579 | 0.09368 | 0.093695 | 0.093614 | 0.093492 | 0.093299 | 0.093125
PG&E | MW | Industrial | Ind - Printing & Publishing | Lighting | No | Ind Lighting - Equipment (Low Cost) | 0.15318 | 0.15479 | 0.15601 | 0.15678 | 0.15723 | 0.15741 | 0.15758 | 0.15761 | 0.15747 | 0.15727 | 0.15694 | 0.15665
PG&E | MW | Industrial | Ind - Printing & Publishing | Lighting | No | Ind Lighting - Equipment (Mid Cost) | 0.51134 | 0.51671 | 0.52079 | 0.52334 | 0.52487 | 0.52546 | 0.52603 | 0.52611 | 0.52566 | 0.52497 | 0.52389 | 0.52291
PG&E | MW | Industrial | Ind - Printing & Publishing | Lighting | No | Ind Lighting - O&M (Low Cost) | 0.16978 | 0.17157 | 0.17292 | 0.17377 | 0.17428 | 0.17448 | 0.17466 | 0.17469 | 0.17454 | 0.17431 | 0.17395 | 0.17363
PG&E | MW | Industrial | Ind - Printing & Publishing | Lighting | No | Ind Lighting - O&M (Mid Cost) | 0.0051863 | 0.0052407 | 0.0052822 | 0.005308 | 0.0053235 | 0.0053295 | 0.0053353 | 0.0053361 | 0.0053315 | 0.0053246 | 0.0053136 | 0.0053037
PG&E | MW | Industrial | Ind - Printing & Publishing | MachDr | No | Ind MachDr - Equipment (High Cost) | 0.054629 | 0.055203 | 0.05564 | 0.055912 | 0.056075 | 0.056139 | 0.056199 | 0.056208 | 0.05616 | 0.056087 | 0.055971 | 0.055866
PG&E | MW | Industrial | Ind - Printing & Publishing | MachDr | No | Ind MachDr - Equipment (Low Cost) | 0.18367 | 0.1856 | 0.18706 | 0.18798 | 0.18853 | 0.18874 | 0.18894 | 0.18898 | 0.18881 | 0.18857 | 0.18818 | 0.18782
PG&E | MW | Industrial | Ind - Printing & Publishing | MachDr | No | Ind MachDr - Equipment (Mid Cost) | 0.31491 | 0.31821 | 0.32073 | 0.3223 | 0.32324 | 0.32361 | 0.32395 | 0.32401 | 0.32373 | 0.3233 | 0.32264 | 0.32203
PG&E | MW | Industrial | Ind - Printing & Publishing | MachDr | No | Ind MachDr - O&M (Low Cost) | 2.0681 | 2.0898 | 2.1064 | 2.1167 | 2.1228 | 2.1253 | 2.1275 | 2.1279 | 2.126 | 2.1233 | 2.1189 | 2.1149
PG&E | MW | Industrial | Ind - Printing & Publishing | MachDr | No | Ind MachDr - O&M (Mid Cost) | 0.13916 | 0.14062 | 0.14173 | 0.14243 | 0.14284 | 0.14301 | 0.14316 | 0.14318 | 0.14306 | 0.14287 | 0.14258 | 0.14231
PG&E | MW | Industrial | Ind - Stone, Glass & Clay | HVAC | No | Ind HVAC - O&M (Electric - Low Cost) | 0.15448 | 0.1561 | 0.15733 | 0.1581 | 0.15856 | 0.15874 | 0.15891 | 0.15894 | 0.1588 | 0.1586 | 0.15827 | 0.15797
PG&E | MW | Industrial | Ind - Stone, Glass & Clay | Lighting | No | Ind Lighting - Equipment (High Cost) | 0.15718 | 0.15883 | 0.16009 | 0.16087 | 0.16134 | 0.16152 | 0.16169 | 0.16172 | 0.16158 | 0.16137 | 0.16104 | 0.16074
PG&E | MW | Industrial | Ind - Stone, Glass & Clay | Lighting | No | Ind Lighting - Equipment (Low Cost) | 0.040862 | 0.041291 | 0.041618 | 0.041821 | 0.041943 | 0.041991 | 0.042036 | 0.042043 | 0.042006 | 0.041952 | 0.041865 | 0.041787
PG&E | MW | Industrial | Ind - Stone, Glass & Clay | Lighting | No | Ind Lighting - Equipment (Mid Cost) | 1.1518 | 1.1639 | 1.1731 | 1.1788 | 1.1823 | 1.1836 | 1.1849 | 1.1851 | 1.184 | 1.1825 | 1.1801 | 1.1779
PG&E | MW | Industrial | Ind - Stone, Glass & Clay | Lighting | No | Ind Lighting - O&M (Low Cost) | 0.046776 | 0.047267 | 0.047641 | 0.047874 | 0.048013 | 0.048068 | 0.048119 | 0.048128 | 0.048086 | 0.048023 | 0.047924 | 0.047835
PG&E | MW | Industrial | Ind - Stone, Glass & Clay | Lighting | No | Ind Lighting - O&M (Mid Cost) | 0.020124 | 0.020335 | 0.020496 | 0.020596 | 0.020656 | 0.02068 | 0.020702 | 0.020705 | 0.020687 | 0.02066 | 0.020618 | 0.020579
PG&E | MW | Industrial | Ind - Stone, Glass & Clay | MachDr | No | Ind MachDr - Equipment (High Cost) | 0.19694 | 0.19901 | 0.20059 | 0.20157 | 0.20216 | 0.20239 | 0.2026 | 0.20264 | 0.20246 | 0.2022 | 0.20178 | 0.2014
PG&E | MW | Industrial | Ind - Stone, Glass & Clay | MachDr | No | Ind MachDr - Equipment (Low Cost) | 0.42585 | 0.43032 | 0.43372 | 0.43584 | 0.43711 | 0.43761 | 0.43808 | 0.43815 | 0.43778 | 0.43721 | 0.4363 | 0.43549
PG&E | MW | Industrial | Ind - Stone, Glass & Clay | MachDr | No | Ind MachDr - Equipment (Mid Cost) | 0.34397 | 0.34759 | 0.35033 | 0.35205 | 0.35307 | 0.35348 | 0.35386 | 0.35391 | 0.35361 | 0.35315 | 0.35242 | 0.35176
PG&E | MW | Industrial | Ind - Stone, Glass & Clay | MachDr | No | Ind MachDr - O&M (High Cost) | 1.4619 | 1.4772 | 1.4889 | 1.4962 | 1.5005 | 1.5022 | 1.5039 | 1.5041 | 1.5028 | 1.5008 | 1.4978 | 1.4949
PG&E | MW | Industrial | Ind - Stone, Glass & Clay | MachDr | No | Ind MachDr - O&M (Low Cost) | 2.1227 | 2.145 | 2.162 | 2.1726 | 2.1789 | 2.1814 | 2.1837 | 2.1841 | 2.1822 | 2.1794 | 2.1749 | 2.1708
PG&E | MW | Industrial | Ind - Stone, Glass & Clay | MachDr | No | Ind MachDr - O&M (Mid Cost) | 0.31293 | 0.31622 | 0.31872 | 0.32028 | 0.32121 | 0.32158 | 0.32192 | 0.32198 | 0.3217 | 0.32128 | 0.32062 | 0.32002
PG&E | MW | Industrial | Ind - Textiles | HVAC | No | Ind HVAC - Equipment (Electric - High Cost) | 0.0019368 | 0.0019571 | 0.0019726 | 0.0019822 | 0.001988 | 0.0019903 | 0.0019924 | 0.0019927 | 0.001991 | 0.0019884 | 0.0019843 | 0.0019806
PG&E | MW | Industrial | Ind - Textiles | HVAC | No | Ind HVAC - Equipment (Electric - Mid Cost) | 0.00091069 | 0.00092025 | 0.00092753 | 0.00093206 | 0.00093478 | 0.00093585 | 0.00093685 | 0.00093701 | 0.0009362 | 0.00093498 | 0.00093305 | 0.0009313
PG&E | MW | Industrial | Ind - Textiles | HVAC | No | Ind HVAC - O&M (Electric - Low Cost) | 0.0083735 | 0.0084615 | 0.0085284 | 0.0085701 | 0.0085951 | 0.0086049 | 0.0086141 | 0.0086155 | 0.0086081 | 0.0085968 | 0.0085791 | 0.0085631
PG&E | MW | Industrial | Ind - Textiles | Lighting | No | Ind Lighting - Equipment (High Cost) | 0.008601 | 0.0086914 | 0.0087601 | 0.0088029 | 0.0088286 | 0.0088387 | 0.0088481 | 0.0088496 | 0.0088419 | 0.0088304 | 0.0088122 | 0.0087957
PG&E | MW | Industrial | Ind - Textiles | Lighting | No | Ind Lighting - Equipment (Low Cost) | 0.0019782 | 0.0019989 | 0.0020147 | 0.0020246 | 0.0020305 | 0.0020328 | 0.002035 | 0.0020353 | 0.0020336 | 0.0020309 | 0.0020267 | 0.0020229
PG&E | MW | Industrial | Ind - Textiles | Lighting | No | Ind Lighting - Equipment (Mid Cost) | 0.046907 | 0.0474 | 0.047775 | 0.048008 | 0.048148 | 0.048203 | 0.048255 | 0.048263 | 0.048221 | 0.048158 | 0.048059 | 0.047969
PG&E | MW | Industrial | Ind - Textiles | Lighting | No | Ind Lighting - O&M (Low Cost) | 0.002872 | 0.0029022 | 0.0029251 | 0.0029394 | 0.002948 | 0.0029513 | 0.0029545 | 0.002955 | 0.0029524 | 0.0029486 | 0.0029425 | 0.002937
PG&E | MW | Industrial | Ind - Textiles | Lighting | No | Ind Lighting - O&M (Mid Cost) | 0.0019929 | 0.0020138 | 0.0020297 | 0.0020396 | 0.0020456 | 0.0020479 | 0.0020501 | 0.0020505 | 0.0020487 | 0.002046 | 0.0020418 | 0.002038
PG&E | MW | Industrial | Ind - Textiles | ProcHeat | No | Ind ProcHeat - Equipment (Gas - Mid Cost) | 5.368e-05 | 5.2754e-05 | 5.161e-05 | 5.0513e-05 | 4.969e-05 | 4.8892e-05 | 4.8007e-05 | 4.7021e-05 | 4.5962e-05 | 4.4759e-05 | 4.4759e-05 | 4.4759e-05
PG&E | MW | Industrial | Ind - Textiles | ProcHeat | No | Ind ProcHeat - O&M (Gas - Low Cost) | 0.00026628 | 0.0002617 | 0.00025602 | 0.00025058 | 0.00024649 | 0.00024253 | 0.00023814 | 0.00023325 | 0.000228 | 0.00022203 | 0.00022203 | 0.00022203
PG&E | MW | Industrial | Ind - Textiles | MachDr | No | Ind MachDr - Equipment (Low Cost) | 0.0078506 | 0.0079331 | 0.0079958 | 0.0080349 | 0.0080584 | 0.0080675 | 0.0080762 | 0.0080775 | 0.0080705 | 0.00806 | 0.0080434 | 0.0080283
PG&E | MW | Industrial | Ind - Textiles | MachDr | No | Ind MachDr - Equipment (Mid Cost) | 0.016013 | 0.016181 | 0.016309 | 0.016389 | 0.016437 | 0.016456 | 0.016473 | 0.016476 | 0.016462 | 0.01644 | 0.016406 | 0.016376
PG&E | MW | Industrial | Ind - Textiles | MachDr | No | Ind MachDr - O&M (High Cost) | 0.0021345 | 0.002157 | 0.002174 | 0.0021846 | 0.002191 | 0.0021935 | 0.0021959 | 0.0021962 | 0.0021943 | 0.0021915 | 0.0021869 | 0.0021829
PG&E | MW | Industrial | Ind - Textiles | MachDr | No | Ind MachDr - O&M (Low Cost) | 0.049603 | 0.050124 | 0.05052 | 0.050767 | 0.050915 | 0.050973 | 0.051028 | 0.051036 | 0.050992 | 0.050926 | 0.050821 | 0.050726
PG&E | MW | Industrial | Ind - Textiles | MachDr | No | Ind MachDr - O&M (Mid Cost) | 0.014242 | 0.014392 | 0.014505 | 0.014576 | 0.014619 | 0.014636 | 0.014651 | 0.014654 | 0.014641 | 0.014622 | 0.014592 | 0.014564
PG&E | MW | Industrial | Ind - Transportation Equipment | HVAC | No | Ind HVAC - Equipment (Electric - High Cost) | 0.0038705 | 0.0039112 | 0.0039421 | 0.0039614 | 0.0039729 | 0.0039775 | 0.0039817 | 0.0039824 | 0.0039789 | 0.0039738 | 0.0039656 | 0.0039581
PG&E | MW | Industrial | Ind - Transportation Equipment | HVAC | No | Ind HVAC - Equipment (Electric - Low Cost) | 0.013367 | 0.013508 | 0.013614 | 0.013681 | 0.013721 | 0.013736 | 0.013751 | 0.013753 | 0.013742 | 0.013724 | 0.013695 | 0.01367
PG&E | MW | Industrial | Ind - Transportation Equipment | HVAC | No | Ind HVAC - Equipment (Electric - Mid Cost) | 0.0046261 | 0.0046747 | 0.0047117 | 0.0047347 | 0.0047485 | 0.0047539 | 0.004759 | 0.0047598 | 0.0047557 | 0.0047495 | 0.0047397 | 0.0047308
PG&E | MW | Industrial | Ind - Transportation Equipment | HVAC | No | Ind HVAC - Equipment (Gas - Low Cost) | 0.00015649 | 0.00015885 | 0.00016077 | 0.00016269 | 0.00016424 | 0.00016515 | 0.00016553 | 0.00016524 | 0.00016465 | 0.00016345 | 0.00016345 | 0.00016345
PG&E | MW | Industrial | Ind - Transportation Equipment | HVAC | No | Ind HVAC - O&M (Electric - High Cost) | 0.0079193 | 0.0080025 | 0.0080657 | 0.0081052 | 0.0081288 | 0.0081381 | 0.0081468 | 0.0081481 | 0.0081411 | 0.0081305 | 0.0081137 | 0.0080985
PG&E | MW | Industrial | Ind - Transportation Equipment | HVAC | No | Ind HVAC - O&M (Electric - Low Cost) | 0.089305 | 0.090243 | 0.090956 | 0.091401 | 0.091667 | 0.091772 | 0.09187 | 0.091885 | 0.091806 | 0.091686 | 0.091497 | 0.091326
PG&E | MW | Industrial | Ind - Transportation Equipment | HVAC | No | Ind HVAC - O&M (Electric - Mid Cost) | 0.013037 | 0.013174 | 0.013278 | 0.013343 | 0.013382 | 0.013397 | 0.013411 | 0.013413 | 0.013402 | 0.013384 | 0.013357 | 0.013332
PG&E | MW | Industrial | Ind - Transportation Equipment | Lighting | No | Ind Lighting - Equipment (High Cost) | 0.11123 | 0.1124 | 0.11329 | 0.11384 | 0.11418 | 0.11431 | 0.11443 | 0.11445 | 0.11435 | 0.1142 | 0.11397 | 0.11375
PG&E | MW | Industrial | Ind - Transportation Equipment | Lighting | No | Ind Lighting - Equipment (Low Cost) | 0.033294 | 0.033643 | 0.033909 | 0.034075 | 0.034175 | 0.034213 | 0.03425 | 0.034256 | 0.034226 | 0.034182 | 0.034111 | 0.034047
PG&E | MW | Industrial | Ind - Transportation Equipment | Lighting | No | Ind Lighting - Equipment (Mid Cost) | 0.31184 | 0.31512 | 0.31761 | 0.31916 | 0.3201 | 0.32046 | 0.3208 | 0.32086 | 0.32058 | 0.32016 | 0.3195 | 0.3189
PG&E | MW | Industrial | Ind - Transportation Equipment | Lighting | No | Ind Lighting - O&M (High Cost) | 0.00013827 | 0.00013972 | 0.00014082 | 0.00014151 | 0.00014192 | 0.00014208 | 0.00014224 | 0.00014226 | 0.00014214 | 0.00014195 | 0.00014166 | 0.00014139
PG&E | MW | Industrial | Ind - Transportation Equipment | Lighting | No | Ind Lighting - O&M (Low Cost) | 0.034288 | 0.034648 | 0.034922 | 0.035093 | 0.035195 | 0.035235 | 0.035273 | 0.035279 | 0.035249 | 0.035203 | 0.03513 | 0.035064
PG&E | MW | Industrial | Ind - Transportation Equipment | Lighting | No | Ind Lighting - O&M (Mid Cost) | 0.002097 | 0.002119 | 0.0021358 | 0.0021462 | 0.0021525 | 0.002155 | 0.0021573 | 0.0021576 | 0.0021558 | 0.0021529 | 0.0021485 | 0.0021445
PG&E | MW | Industrial | Ind - Transportation Equipment | ProcHeat | No | Ind ProcHeat - Equipment (Electric - Low Cost) | 0.014169 | 0.014318 | 0.014431 | 0.014501 | 0.014544 | 0.01456 | 0.014576 | 0.014578 | 0.014566 | 0.014547 | 0.014517 | 0.014489
PG&E | MW | Industrial | Ind - Transportation Equipment | ProcHeat | No | Ind ProcHeat - Equipment (Electric - Mid Cost) | 0.010766 | 0.010879 | 0.010965 | 0.011018 | 0.01105 | 0.011063 | 0.011075 | 0.011077 | 0.011067 | 0.011053 | 0.01103 | 0.011009
PG&E | MW | Industrial | Ind - Transportation Equipment | ProcRefrig | No | Ind ProcRefrig - O&M (High Cost) | 0.00058672 | 0.00059288 | 0.00059757 | 0.00060049 | 0.00060224 | 0.00060293 | 0.00060357 | 0.00060367 | 0.00060315 | 0.00060237 | 0.00060112 | 0.0006
PG&E | MW | Industrial | Ind - Transportation Equipment | MachDr | No | Ind MachDr - Equipment (High Cost) | 0.0068562 | 0.0069283 | 0.006983 | 0.0070172 | 0.0070376 | 0.0070457 | 0.0070532 | 0.0070544 | 0.0070483 | 0.0070391 | 0.0070246 | 0.0070114
PG&E | MW | Industrial | Ind - Transportation Equipment | MachDr | No | Ind MachDr - Equipment (Low Cost) | 0.098824 | 0.099862 | 0.10065 | 0.10114 | 0.10144 | 0.10155 | 0.10166 | 0.10168 | 0.10159 | 0.10146 | 0.10125 | 0.10106
PG&E | MW | Industrial | Ind - Transportation Equipment | MachDr | No | Ind MachDr - Equipment (Mid Cost) | 0.14802 | 0.14958 | 0.15076 | 0.1515 | 0.15194 | 0.15211 | 0.15228 | 0.1523 | 0.15217 | 0.15197 | 0.15166 | 0.15137
PG&E | MW | Industrial | Ind - Transportation Equipment | MachDr | No | Ind MachDr - O&M (High Cost) | 0.018484 | 0.018678 | 0.018826 | 0.018918 | 0.018973 | 0.018995 | 0.019015 | 0.019018 | 0.019002 | 0.018977 | 0.018938 | 0.018902
PG&E | MW | Industrial | Ind - Transportation Equipment | MachDr | No | Ind MachDr - O&M (Low Cost) | 0.58188 | 0.58799 | 0.59264 | 0.59553 | 0.59727 | 0.59795 | 0.59859 | 0.59869 | 0.59817 | 0.59739 | 0.59616 | 0.59505
PG&E | MW | Industrial | Ind - Transportation Equipment | MachDr | No | Ind MachDr - O&M (Mid Cost) | 0.058464 | 0.059078 | 0.059546 | 0.059836 | 0.060011 | 0.060079 | 0.060144 | 0.060154 | 0.060102 | 0.060024 | 0.0599 | 0.059788
PG&E | MW | Agricultural | Agr - Concentrated Animal Feeding Operation | SHW | No | Ag SHWC - Equipment (Low Cost) | 0.0025326 | 0.0025327 | 0.0025329 | 0.0025333 | 0.0025341 | 0.0025358 | 0.0025394 | 0.0025465 | 0.0025604 | 0.0025856 | 0.0025949 | 0.0026043
PG&E | MW | Agricultural | Agr - Dairies | ProcRefrig | No | Ag Refrigeration - Equipment (High Cost) | 0.31536 | 0.31814 | 0.321 | 0.32389 | 0.32682 | 0.32967 | 0.3325 | 0.33517 | 0.3376 | 0.33988 | 0.34185 | 0.34383
PG&E | MW | Agricultural | Agr - Dairies | ProcRefrig | No | Ag Refrigeration - Equipment (Mid Cost) | 0.0073966 | 0.0074618 | 0.0075288 | 0.0075967 | 0.0076652 | 0.0077322 | 0.0077986 | 0.007861 | 0.007918 | 0.0079717 | 0.0080179 | 0.0080643
PG&E | MW | Agricultural | Agr - Dairies | ProcRefrig | No | Ag Refrigeration - O&M (High Cost) | 0.84897 | 0.85645 | 0.86415 | 0.87194 | 0.87981 | 0.8875 | 0.89511 | 0.90228 | 0.90882 | 0.91498 | 0.92029 | 0.92562
PG&E | MW | Agricultural | Agr - Dairies | ProcRefrig | No | Ag Refrigeration - O&M (Low Cost) | 0.78976 | 0.79672 | 0.80388 | 0.81112 | 0.81844 | 0.8256 | 0.83268 | 0.83935 | 0.84544 | 0.85117 | 0.8561 | 0.86106
PG&E | MW | Agricultural | Agr - Dairies | ProcRefrig | No | Ag Refrigeration - O&M (Mid Cost) | 1.1022 | 1.1119 | 1.1219 | 1.132 | 1.1422 | 1.1522 | 1.1621 | 1.1714 | 1.1798 | 1.1878 | 1.1947 | 1.2017
PG&E | MW | Agricultural | Agr - Dairies | MachDr | No | Ag Process Mtr - Equipment (High Cost) | 1.0007 | 1.0095 | 1.0186 | 1.0277 | 1.037 | 1.0461 | 1.0551 | 1.0635 | 1.0712 | 1.0785 | 1.0847 | 1.091
PG&E | MW | Agricultural | Agr - Dairies | MachDr | No | Ag Process Mtr - Equipment (Low Cost) | 3.2553 | 3.284 | 3.3135 | 3.3434 | 3.3735 | 3.403 | 3.4322 | 3.4597 | 3.4848 | 3.5084 | 3.5287 | 3.5492
PG&E | MW | Agricultural | Agr - Dairies | MachDr | No | Ag Process Mtr - Equipment (Mid Cost) | 4.9968 | 5.0409 | 5.0862 | 5.132 | 5.1783 | 5.2236 | 5.2684 | 5.3106 | 5.3491 | 5.3854 | 5.4166 | 5.448
PG&E | MW | Agricultural | Agr - Dairies | MachDr | No | Ag Process Mtr - O&M (High Cost) | 0.28878 | 0.29132 | 0.29394 | 0.29659 | 0.29926 | 0.30188 | 0.30447 | 0.30691 | 0.30913 | 0.31123 | 0.31303 | 0.31485
PG&E | MW | Agricultural | Agr - Dairies | MachDr | No | Ag Process Mtr - O&M (Low Cost) | 10.0304 | 10.1188 | 10.2097 | 10.3017 | 10.3947 | 10.4856 | 10.5755 | 10.6602 | 10.7375 | 10.8103 | 10.8729 | 10.9359
PG&E | MW | Agricultural | Agr - Dairies | MachDr | No | Ag Process Mtr - O&M (Mid Cost) | 1.4567 | 1.4695 | 1.4827 | 1.4961 | 1.5096 | 1.5228 | 1.5358 | 1.5481 | 1.5594 | 1.5699 | 1.579 | 1.5882
PG&E | MW | Agricultural | Agr - Greenhouse | HVAC | No | Ag HVAC - Equipment (High Cost) | 0.11433 | 0.11433 | 0.11434 | 0.11436 | 0.1144 | 0.11447 | 0.11463 | 0.11496 | 0.11558 | 0.11672 | 0.11714 | 0.11757
PG&E | MW | Agricultural | Agr - Greenhouse | HVAC | No | Ag HVAC - Equipment (Mid Cost) | 0.16665 | 0.16665 | 0.16667 | 0.16669 | 0.16675 | 0.16686 | 0.16709 | 0.16756 | 0.16848 | 0.17013 | 0.17075 | 0.17137
PG&E | MW | Agricultural | Agr - Irrigated Agriculture | MachDr | No | Ag Motor Pmp - Equipment (High Cost) | 0.94927 | 0.95764 | 0.96624 | 0.97495 | 0.98375 | 0.99235 | 1.0009 | 1.0089 | 1.0162 | 1.0231 | 1.029 | 1.035
PG&E | MW | Agricultural | Agr - Irrigated Agriculture | MachDr | No | Ag Motor Pmp - Equipment (Low Cost) | 1.2622 | 1.2733 | 1.2847 | 1.2963 | 1.308 | 1.3195 | 1.3308 | 1.3414 | 1.3512 | 1.3603 | 1.3682 | 1.3761
PG&E | MW | Agricultural | Agr - Irrigated Agriculture | MachDr | No | Ag Motor Pmp - Equipment (Mid Cost) | 3.6917 | 3.7242 | 3.7577 | 3.7915 | 3.8257 | 3.8592 | 3.8923 | 3.9235 | 3.9519 | 3.9787 | 4.0018 | 4.0249
PG&E | MW | Agricultural | Agr - Irrigated Agriculture | MachDr | No | Ag Motor Pmp - O&M (High Cost) | 0.070879 | 0.071504 | 0.072146 | 0.072797 | 0.073453 | 0.074096 | 0.074731 | 0.07533 | 0.075876 | 0.07639 | 0.076833 | 0.077278
PG&E | MW | Agricultural | Agr - Irrigated Agriculture | MachDr | No | Ag Motor Pmp - O&M (Low Cost) | 1.5575 | 1.5712 | 1.5853 | 1.5996 | 1.614 | 1.6282 | 1.6421 | 1.6553 | 1.6673 | 1.6786 | 1.6883 | 1.6981
PG&E | MW | Agricultural | Agr - Irrigated Agriculture | MachDr | No | Ag Motor Pmp - O&M (Mid Cost) | 0.66141 | 0.66724 | 0.67323 | 0.6793 | 0.68543 | 0.69143 | 0.69736 | 0.70294 | 0.70804 | 0.71284 | 0.71697 | 0.72112
PG&E | MW | Agricultural | Agr - Post-Harvest Processing | ProcHeat | No | Ag Process Dry - Equipment (High Cost) | 0.0067487 | 0.0067489 | 0.0067494 | 0.0067505 | 0.0067527 | 0.0067572 | 0.0067666 | 0.0067857 | 0.0068227 | 0.0068898 | 0.0069147 | 0.0069397
PG&E | MW | Agricultural | Agr - Post-Harvest Processing | ProcRefrig | No | Ag Refrigeration - Equipment (High Cost) | 0.31379 | 0.31655 | 0.3194 | 0.32227 | 0.32518 | 0.32803 | 0.33084 | 0.33349 | 0.33591 | 0.33818 | 0.34014 | 0.34211
PG&E | MW | Agricultural | Agr - Post-Harvest Processing | ProcRefrig | No | Ag Refrigeration - Equipment (Mid Cost) | 0.0073596 | 0.0074244 | 0.0074912 | 0.0075587 | 0.0076269 | 0.0076936 | 0.0077596 | 0.0078217 | 0.0078784 | 0.0079318 | 0.0079778 | 0.008024
PG&E | MW | Agricultural | Agr - Post-Harvest Processing | ProcRefrig | No | Ag Refrigeration - O&M (High Cost) | 0.84473 | 0.85217 | 0.85983 | 0.86758 | 0.87541 | 0.88306 | 0.89064 | 0.89777 | 0.90428 | 0.91041 | 0.91568 | 0.92099
PG&E | MW | Agricultural | Agr - Post-Harvest Processing | ProcRefrig | No | Ag Refrigeration - O&M (Low Cost) | 0.78581 | 0.79274 | 0.79986 | 0.80707 | 0.81435 | 0.82147 | 0.82852 | 0.83515 | 0.84121 | 0.84691 | 0.85182 | 0.85675
PG&E | MW | Agricultural | Agr - Post-Harvest Processing | ProcRefrig | No | Ag Refrigeration - O&M (Mid Cost) | 1.0966 | 1.1063 | 1.1162 | 1.1263 | 1.1365 | 1.1464 | 1.1562 | 1.1655 | 1.174 | 1.1819 | 1.1888 | 1.1956
PG&E | MW | Agricultural | Agr - Post-Harvest Processing | MachDr | No | Ag Process Mtr - Equipment (High Cost) | 0.99567 | 1.0044 | 1.0135 | 1.0226 | 1.0318 | 1.0409 | 1.0498 | 1.0582 | 1.0659 | 1.0731 | 1.0793 | 1.0856
PG&E | MW | Agricultural | Agr - Post-Harvest Processing | MachDr | No | Ag Process Mtr - Equipment (Low Cost) | 3.239 | 3.2676 | 3.2969 | 3.3267 | 3.3567 | 3.386 | 3.4151 | 3.4424 | 3.4674 | 3.4909 | 3.5111 | 3.5314
PG&E | MW | Agricultural | Agr - Post-Harvest Processing | MachDr | No | Ag Process Mtr - Equipment (Mid Cost) | 4.9719 | 5.0157 | 5.0607 | 5.1064 | 5.1524 | 5.1975 | 5.2421 | 5.2841 | 5.3224 | 5.3584 | 5.3895 | 5.4207
PG&E | MW | Agricultural | Agr - Post-Harvest Processing | MachDr | No | Ag Process Mtr - O&M (High Cost) | 0.28733 | 0.28986 | 0.29247 | 0.2951 | 0.29777 | 0.30037 | 0.30295 | 0.30537 | 0.30759 | 0.30967 | 0.31147 | 0.31327
PG&E | MW | Agricultural | Agr - Post-Harvest Processing | MachDr | No | Ag Process Mtr - O&M (Low Cost) | 9.9802 | 10.0682 | 10.1586 | 10.2502 | 10.3427 | 10.4331 | 10.5226 | 10.6069 | 10.6838 | 10.7562 | 10.8186 | 10.8812
PG&E | MW | Agricultural | Agr - Post-Harvest Processing | MachDr | No | Ag Process Mtr - O&M (Mid Cost) | 1.4494 | 1.4622 | 1.4753 | 1.4886 | 1.502 | 1.5152 | 1.5282 | 1.5404 | 1.5516 | 1.5621 | 1.5711 | 1.5802
PG&E | MW | Agricultural | Agr - Refrigerated Warehouses | ProcRefrig | No | Ag Refrigeration - Equipment (High Cost) | 0.31536 | 0.31814 | 0.321 | 0.32389 | 0.32682 | 0.32967 | 0.3325 | 0.33517 | 0.3376 | 0.33988 | 0.34185 | 0.34383
PG&E | MW | Agricultural | Agr - Refrigerated Warehouses | ProcRefrig | No | Ag Refrigeration - Equipment (Mid Cost) | 0.0073966 | 0.0074618 | 0.0075288 | 0.0075967 | 0.0076652 | 0.0077322 | 0.0077986 | 0.007861 | 0.007918 | 0.0079717 | 0.0080179 | 0.0080643
PG&E | MW | Agricultural | Agr - Refrigerated Warehouses | ProcRefrig | No | Ag Refrigeration - O&M (High Cost) | 0.84897 | 0.85645 | 0.86415 | 0.87194 | 0.87981 | 0.8875 | 0.89511 | 0.90228 | 0.90882 | 0.91498 | 0.92029 | 0.92562
PG&E | MW | Agricultural | Agr - Refrigerated Warehouses | ProcRefrig | No | Ag Refrigeration - O&M (Low Cost) | 0.78976 | 0.79672 | 0.80388 | 0.81112 | 0.81844 | 0.8256 | 0.83268 | 0.83935 | 0.84544 | 0.85117 | 0.8561 | 0.86106
PG&E | MW | Agricultural | Agr - Refrigerated Warehouses | ProcRefrig | No | Ag Refrigeration - O&M (Mid Cost) | 1.1022 | 1.1119 | 1.1219 | 1.132 | 1.1422 | 1.1522 | 1.1621 | 1.1714 | 1.1798 | 1.1878 | 1.1947 | 1.2017
PG&E | MW | Agricultural | Agr - Wineries and Vineyards | SHW | No | Ag SHWC - Equipment (High Cost) | 0.094993 | 0.094997 | 0.095004 | 0.095018 | 0.095049 | 0.095113 | 0.095246 | 0.095514 | 0.096035 | 0.09698 | 0.09733 | 0.097682
PG&E | MW | Agricultural | Agr - Wineries and Vineyards | ProcRefrig | No | Ag Refrigeration - Equipment (High Cost) | 0.31536 | 0.31814 | 0.321 | 0.32389 | 0.32682 | 0.32967 | 0.3325 | 0.33517 | 0.3376 | 0.33988 | 0.34185 | 0.34383
PG&E | MW | Agricultural | Agr - Wineries and Vineyards | ProcRefrig | No | Ag Refrigeration - Equipment (Mid Cost) | 0.0073966 | 0.0074618 | 0.0075288 | 0.0075967 | 0.0076652 | 0.0077322 | 0.0077986 | 0.007861 | 0.007918 | 0.0079717 | 0.0080179 | 0.0080643
PG&E | MW | Agricultural | Agr - Wineries and Vineyards | ProcRefrig | No | Ag Refrigeration - O&M (High Cost) | 0.84897 | 0.85645 | 0.86415 | 0.87194 | 0.87981 | 0.8875 | 0.89511 | 0.90228 | 0.90882 | 0.91498 | 0.92029 | 0.92562
PG&E | MW | Agricultural | Agr - Wineries and Vineyards | ProcRefrig | No | Ag Refrigeration - O&M (Low Cost) | 0.78976 | 0.79672 | 0.80388 | 0.81112 | 0.81844 | 0.8256 | 0.83268 | 0.83935 | 0.84544 | 0.85117 | 0.8561 | 0.86106
PG&E | MW | Agricultural | Agr - Wineries and Vineyards | ProcRefrig | No | Ag Refrigeration - O&M (Mid Cost) | 1.1022 | 1.1119 | 1.1219 | 1.132 | 1.1422 | 1.1522 | 1.1621 | 1.1714 | 1.1798 | 1.1878 | 1.1947 | 1.2017
PG&E | MW | Mining | Mining - Oil & Gas Extraction (Injection Well) | OilGasExtract | No | Oil - Pump Controls | 2.1552 | 2.1552 | 2.1552 | 2.1552 | 2.1552 | 2.1552 | 2.1552 | 2.1552 | 2.1552 | 2.1552 | 2.1552 | 2.1552
PG&E | MW | Mining | Mining - Oil & Gas Extraction (Injection Well) | OilGasExtract | No | Oil - Pump Motor and Controls | 4.6062 | 4.6062 | 4.6062 | 4.6062 | 4.6062 | 4.6062 | 4.6062 | 4.6062 | 4.6062 | 4.6062 | 4.6062 | 4.6062
PG&E | MW | Mining | Mining - Oil & Gas Extraction (Regular Well) | OilGasExtract | No | Oil - Pump Controls | 3.2535 | 3.2535 | 3.2535 | 3.2535 | 3.2535 | 3.2535 | 3.2535 | 3.2535 | 3.2535 | 3.2535 | 3.2535 | 3.2535
PG&E | MW | Mining | Mining - Oil & Gas Extraction (Regular Well) | OilGasExtract | No | Oil - Pump Motor | 1.6558 | 1.6558 | 1.6558 | 1.6558 | 1.6558 | 1.6558 | 1.6558 | 1.6558 | 1.6558 | 1.6558 | 1.6558 | 1.6558
PG&E | MW | Mining | Mining - Oil & Gas Extraction (Regular Well) | OilGasExtract | No | Oil - Pump Motor and Controls | 5.584 | 5.584 | 5.584 | 5.584 | 5.584 | 5.584 | 5.584 | 5.584 | 5.584 | 5.584 | 5.584 | 5.584
PG&E | MW | Mining | Mining - Oil & Gas Extraction (Stripper Well) | OilGasExtract | No | Oil - Pump Controls | 0.50972 | 0.50972 | 0.50972 | 0.50972 | 0.50972 | 0.50972 | 0.50972 | 0.50972 | 0.50972 | 0.50972 | 0.50972 | 0.50972
PG&E | MW | Mining | Mining - Oil & Gas Extraction (Stripper Well) | OilGasExtract | No | Oil - Pump Motor | 0.262 | 0.262 | 0.262 | 0.262 | 0.262 | 0.262 | 0.262 | 0.262 | 0.262 | 0.262 | 0.262 | 0.262
PG&E | MW | Mining | Mining - Oil & Gas Extraction (Stripper Well) | OilGasExtract | No | Oil - Pump Motor and Controls | 0.79605 | 0.79605 | 0.79605 | 0.79605 | 0.79605 | 0.79605 | 0.79605 | 0.79605 | 0.79605 | 0.79605 | 0.79605 | 0.79605
PG&E | MM Therms | Industrial | Ind - Chemicals | HVAC | No | Ind HVAC - Equipment (Electric - High Cost) | 0.00060782 | 0.0006142 | 0.00061906 | 0.00062208 | 0.0006239 | 0.00062461 | 0.00062528 | 0.00062538 | 0.00062484 | 0.00062403 | 0.00062274 | 0.00062157
PG&E | MM Therms | Industrial | Ind - Chemicals | HVAC | No | Ind HVAC - Equipment (Electric - Mid Cost) | 0.0005207 | 0.00052617 | 0.00053033 | 0.00053292 | 0.00053448 | 0.00053509 | 0.00053566 | 0.00053575 | 0.00053529 | 0.00053459 | 0.00053349 | 0.00053249
PG&E | MM Therms | Industrial | Ind - Chemicals | HVAC | No | Ind HVAC - Equipment (Gas - High Cost) | 0.032129 | 0.033878 | 0.035142 | 0.036234 | 0.037359 | 0.03869 | 0.040129 | 0.041502 | 0.0428 | 0.043938 | 0.043938 | 0.043938
PG&E | MM Therms | Industrial | Ind - Chemicals | HVAC | No | Ind HVAC - Equipment (Gas - Low Cost) | 0.000161 | 0.00016977 | 0.0001761 | 0.00018158 | 0.00018721 | 0.00019388 | 0.00020109 | 0.00020797 | 0.00021448 | 0.00022018 | 0.00022018 | 0.00022018
PG&E | MM Therms | Industrial | Ind - Chemicals | HVAC | No | Ind HVAC - Equipment (Gas - Mid Cost) | 0.0031883 | 0.0033619 | 0.0034873 | 0.0035957 | 0.0037073 | 0.0038394 | 0.0039822 | 0.0041184 | 0.0042472 | 0.0043601 | 0.0043601 | 0.0043601
PG&E | MM Therms | Industrial | Ind - Chemicals | HVAC | No | Ind HVAC - O&M (Electric - Low Cost) | 0.0724 | 0.073161 | 0.073739 | 0.074099 | 0.074316 | 0.0744 | 0.07448 | 0.074492 | 0.074428 | 0.074331 | 0.074178 | 0.074039
PG&E | MM Therms | Industrial | Ind - Chemicals | HVAC | No | Ind HVAC - O&M (Electric - Mid Cost) | 0.026941 | 0.027224 | 0.027439 | 0.027573 | 0.027654 | 0.027685 | 0.027715 | 0.027719 | 0.027695 | 0.027659 | 0.027602 | 0.027551
PG&E | MM Therms | Industrial | Ind - Chemicals | HVAC | No | Ind HVAC - O&M (Gas - High Cost) | 0.037249 | 0.039277 | 0.040742 | 0.042009 | 0.043312 | 0.044856 | 0.046524 | 0.048115 | 0.04962 | 0.05094 | 0.05094 | 0.05094
PG&E | MM Therms | Industrial | Ind - Chemicals | HVAC | No | Ind HVAC - O&M (Gas - Low Cost) | 0.1003 | 0.10576 | 0.1097 | 0.11311 | 0.11662 | 0.12078 | 0.12527 | 0.12955 | 0.1336 | 0.13716 | 0.13716 | 0.13716
PG&E | MM Therms | Industrial | Ind - Chemicals | HVAC | No | Ind HVAC - O&M (Gas - Mid Cost) | 0.023242 | 0.024508 | 0.025422 | 0.026212 | 0.027025 | 0.027989 | 0.029029 | 0.030022 | 0.030961 | 0.031785 | 0.031785 | 0.031785
PG&E | MM Therms | Industrial | Ind - Chemicals | ProcHeat | No | Ind ProcHeat - Equipment (Electric - High Cost) | 0.00066429 | 0.00067127 | 0.00067658 | 0.00067988 | 0.00068187 | 0.00068265 | 0.00068338 | 0.00068349 | 0.0006829 | 0.00068201 | 0.0006806 | 0.00067933
PG&E | MM Therms | Industrial | Ind - Chemicals | ProcHeat | No | Ind ProcHeat - Equipment (Gas - High Cost) | 0.13503 | 0.14238 | 0.14769 | 0.15229 | 0.15701 | 0.16261 | 0.16865 | 0.17442 | 0.17988 | 0.18466 | 0.18466 | 0.18466
PG&E | MM Therms | Industrial | Ind - Chemicals | ProcHeat | No | Ind ProcHeat - Equipment (Gas - Low Cost) | 0.032177 | 0.033929 | 0.035194 | 0.036288 | 0.037414 | 0.038748 | 0.040189 | 0.041563 | 0.042863 | 0.044003 | 0.044003 | 0.044003
PG&E | MM Therms | Industrial | Ind - Chemicals | ProcHeat | No | Ind ProcHeat - Equipment (Gas - Mid Cost) | 0.078505 | 0.082779 | 0.085866 | 0.088536 | 0.091283 | 0.094537 | 0.098052 | 0.10141 | 0.10458 | 0.10736 | 0.10736 | 0.10736
PG&E | MM Therms | Industrial | Ind - Chemicals | ProcHeat | No | Ind ProcHeat - O&M (Gas - High Cost) | 0.067231 | 0.070891 | 0.073535 | 0.075821 | 0.078173 | 0.08096 | 0.083971 | 0.086843 | 0.089559 | 0.091941 | 0.091941 | 0.091941
PG&E | MM Therms | Industrial | Ind - Chemicals | ProcHeat | No | Ind ProcHeat - O&M (Gas - Low Cost) | 0.042034 | 0.044323 | 0.045976 | 0.047405 | 0.048876 | 0.050618 | 0.0525 | 0.054296 | 0.055994 | 0.057484 | 0.057484 | 0.057484
PG&E | MM Therms | Industrial | Ind - Chemicals | ProcHeat | No | Ind ProcHeat - O&M (Gas - Mid Cost) | 0.26521 | 0.27964 | 0.29007 | 0.29909 | 0.30837 | 0.31937 | 0.33124 | 0.34257 | 0.35328 | 0.36268 | 0.36268 | 0.36268
PG&E | MM Therms | Industrial | Ind - Chemicals | SHW | No | Ind SHW - Equipment (High Cost) | 0.12931 | 0.13635 | 0.14144 | 0.14584 | 0.15036 | 0.15572 | 0.16151 | 0.16703 | 0.17226 | 0.17684 | 0.17684 | 0.17684
PG&E | MM Therms | Industrial | Ind - Chemicals | SHW | No | Ind SHW - Equipment (Low Cost) | 0.076753 | 0.080931 | 0.08395 | 0.08656 | 0.089245 | 0.092427 | 0.095863 | 0.099142 | 0.10224 | 0.10496 | 0.10496 | 0.10496
PG&E | MM Therms | Industrial | Ind - Chemicals | SHW | No | Ind SHW - Equipment (Mid Cost) | 0.10787 | 0.11374 | 0.11799 | 0.12165 | 0.12543 | 0.1299 | 0.13473 | 0.13934 | 0.1437 | 0.14752 | 0.14752 | 0.14752
PG&E | MM Therms | Industrial | Ind - Chemicals | SHW | No | Ind SHW - O&M (High Cost) | 0.22757 | 0.23996 | 0.24891 | 0.25665 | 0.26461 | 0.27404 | 0.28423 | 0.29395 | 0.30315 | 0.31121 | 0.31121 | 0.31121
PG&E | MM Therms | Industrial | Ind - Chemicals | SHW | No | Ind SHW - O&M (Low Cost) | 0.0074147 | 0.0078184 | 0.00811 | 0.0083621 | 0.0086215 | 0.0089289 | 0.0092609 | 0.0095776 | 0.0098772 | 0.01014 | 0.01014 | 0.01014
PG&E | MM Therms | Industrial | Ind - Chemicals | SHW | No | Ind SHW - O&M (Mid Cost) | 0.24108 | 0.25421 | 0.26369 | 0.27189 | 0.28032 | 0.29032 | 0.30111 | 0.31141 | 0.32115 | 0.32969 | 0.32969 | 0.32969
PG&E | MM Therms | Industrial | Ind - Chemicals | MachDr | No | Ind MachDr - Equipment (Low Cost) | 0.015901 | 0.016068 | 0.016195 | 0.016275 | 0.016322 | 0.016341 | 0.016358 | 0.016361 | 0.016347 | 0.016325 | 0.016292 | 0.016261
PG&E | MM Therms | Industrial | Ind - Electronics | HVAC | No | Ind HVAC - Equipment (Electric - High Cost) | 0.0016348 | 0.001652 | 0.001665 | 0.0016732 | 0.0016781 | 0.00168 | 0.0016818 | 0.0016821 | 0.0016806 | 0.0016784 | 0.0016749 | 0.0016718
PG&E | MM Therms | Industrial | Ind - Electronics | HVAC | No | Ind HVAC - Equipment (Gas - High Cost) | 0.35609 | 0.36304 | 0.3676 | 0.37189 | 0.37553 | 0.37782 | 0.3797 | 0.38079 | 0.38098 | 0.37993 | 0.37993 | 0.37993
PG&E | MM Therms | Industrial | Ind - Electronics | HVAC | No | Ind HVAC - Equipment (Gas - Low Cost) | 0.0047731 | 0.0048663 | 0.0049274 | 0.0049849 | 0.0050337 | 0.0050644 | 0.0050896 | 0.0051042 | 0.0051067 | 0.0050927 | 0.0050927 | 0.0050927
PG&E | MM Therms | Industrial | Ind - Electronics | HVAC | No | Ind HVAC - Equipment (Gas - Mid Cost) | 0.45942 | 0.46838 | 0.47427 | 0.4798 | 0.4845 | 0.48745 | 0.48988 | 0.49129 | 0.49152 | 0.49017 | 0.49017 | 0.49017
PG&E | MM Therms | Industrial | Ind - Electronics | HVAC | No | Ind HVAC - O&M (Electric - High Cost) | 0.0043667 | 0.0044126 | 0.0044475 | 0.0044692 | 0.0044822 | 0.0044874 | 0.0044922 | 0.0044929 | 0.004489 | 0.0044832 | 0.0044739 | 0.0044656
PG&E | MM Therms | Industrial | Ind - Electronics | HVAC | No | Ind HVAC - O&M (Electric - Low Cost) | 0.0050644 | 0.0051175 | 0.005158 | 0.0051832 | 0.0051983 | 0.0052043 | 0.0052098 | 0.0052107 | 0.0052062 | 0.0051994 | 0.0051887 | 0.005179
PG&E | MM Therms | Industrial | Ind - Electronics | HVAC | No | Ind HVAC - O&M (Electric - Mid Cost) | 0.014909 | 0.015065 | 0.015185 | 0.015259 | 0.015303 | 0.015321 | 0.015337 | 0.01534 | 0.015326 | 0.015306 | 0.015275 | 0.015246
PG&E | MM Therms | Industrial | Ind - Electronics | HVAC | No | Ind HVAC - O&M (Gas - High Cost) | 0.035664 | 0.03636 | 0.036816 | 0.037246 | 0.037611 | 0.03784 | 0.038028 | 0.038138 | 0.038156 | 0.038051 | 0.038051 | 0.038051
PG&E | MM Therms | Industrial | Ind - Electronics | HVAC | No | Ind HVAC - O&M (Gas - Low Cost) | 0.0052798 | 0.0053828 | 0.0054504 | 0.0055141 | 0.005568 | 0.005602 | 0.0056298 | 0.005646 | 0.0056487 | 0.0056332 | 0.0056332 | 0.0056332
PG&E | MM Therms | Industrial | Ind - Electronics | HVAC | No | Ind HVAC - O&M (Gas - Mid Cost) | 0.1471 | 0.14997 | 0.15185 | 0.15363 | 0.15513 | 0.15608 | 0.15685 | 0.1573 | 0.15738 | 0.15695 | 0.15695 | 0.15695
PG&E | MM Therms | Industrial | Ind - Electronics | ProcHeat | No | Ind ProcHeat - Equipment (Gas - High Cost) | 0.88129 | 0.89848 | 0.90978 | 0.9204 | 0.9294 | 0.93507 | 0.93972 | 0.94242 | 0.94287 | 0.94029 | 0.94029 | 0.94029
PG&E | MM Therms | Industrial | Ind - Electronics | ProcHeat | No | Ind ProcHeat - Equipment (Gas - Low Cost) | 0.0028502 | 0.0029058 | 0.0029423 | 0.0029767 | 0.0030058 | 0.0030241 | 0.0030392 | 0.0030479 | 0.0030494 | 0.003041 | 0.003041 | 0.003041
PG&E | MM Therms | Industrial | Ind - Electronics | ProcHeat | No | Ind ProcHeat - Equipment (Gas - Mid Cost) | 0.38612 | 0.39366 | 0.3986 | 0.40326 | 0.4072 | 0.40968 | 0.41172 | 0.41291 | 0.4131 | 0.41197 | 0.41197 | 0.41197
PG&E | MM Therms | Industrial | Ind - Electronics | ProcHeat | No | Ind ProcHeat - O&M (Gas - High Cost) | 2.1536 | 2.1956 | 2.2232 | 2.2492 | 2.2712 | 2.285 | 2.2964 | 2.303 | 2.3041 | 2.2978 | 2.2978 | 2.2978
PG&E | MM Therms | Industrial | Ind - Electronics | ProcHeat | No | Ind ProcHeat - O&M (Gas - Low Cost) | 0.064575 | 0.065835 | 0.066662 | 0.06744 | 0.0681 | 0.068515 | 0.068856 | 0.069054 | 0.069087 | 0.068898 | 0.068898 | 0.068898
PG&E | MM Therms | Industrial | Ind - Electronics | ProcHeat | No | Ind ProcHeat - O&M (Gas - Mid Cost) | 1.718 | 1.7516 | 1.7736 | 1.7943 | 1.8118 | 1.8229 | 1.8319 | 1.8372 | 1.8381 | 1.833 | 1.833 | 1.833
PG&E | MM Therms | Industrial | Ind - Electronics | SHW | No | Ind SHW - Equipment (High Cost) | 0.24812 | 0.25296 | 0.25614 | 0.25913 | 0.26166 | 0.26326 | 0.26457 | 0.26533 | 0.26545 | 0.26473 | 0.26473 | 0.26473
PG&E | MM Therms | Industrial | Ind - Electronics | SHW | No | Ind SHW - Equipment (Low Cost) | 0.46648 | 0.47558 | 0.48156 | 0.48718 | 0.49195 | 0.49495 | 0.49741 | 0.49884 | 0.49908 | 0.49771 | 0.49771 | 0.49771
PG&E | MM Therms | Industrial | Ind - Electronics | SHW | No | Ind SHW - Equipment (Mid Cost) | 0.029303 | 0.029875 | 0.03025 | 0.030603 | 0.030903 | 0.031091 | 0.031246 | 0.031336 | 0.031351 | 0.031265 | 0.031265 | 0.031265
PG&E | MM Therms | Industrial | Ind - Electronics | SHW | No | Ind SHW - O&M (High Cost) | 0.052471 | 0.053495 | 0.054167 | 0.0548 | 0.055336 | 0.055673 | 0.05595 | 0.056111 | 0.056138 | 0.055984 | 0.055984 | 0.055984
PG&E | MM Therms | Industrial | Ind - Electronics | SHW | No | Ind SHW - O&M (Low Cost) | 0.15324 | 0.15623 | 0.15819 | 0.16004 | 0.1616 | 0.16259 | 0.1634 | 0.16387 | 0.16395 | 0.1635 | 0.1635 | 0.1635
PG&E | MM Therms | Industrial | Ind - Electronics | SHW | No | Ind SHW - O&M (Mid Cost) | 0.059933 | 0.061103 | 0.06187 | 0.062593 | 0.063205 | 0.063591 | 0.063907 | 0.064091 | 0.064121 | 0.063946 | 0.063946 | 0.063946
PG&E | MM Therms | Industrial | Ind - Electronics | MachDr | No | Ind MachDr - Equipment (Mid Cost) | 0.038293 | 0.038695 | 0.039001 | 0.039191 | 0.039306 | 0.039351 | 0.039393 | 0.039399 | 0.039365 | 0.039314 | 0.039233 | 0.03916
PG&E | MM Therms | Industrial | Ind - Electronics | MachDr | No | Ind MachDr - O&M (Low Cost) | 0.025063 | 0.025327 | 0.025527 | 0.025652 | 0.025727 | 0.025756 | 0.025783 | 0.025788 | 0.025765 | 0.025732 | 0.025679 | 0.025631
PG&E | MM Therms | Industrial | Ind - Food | HVAC | No | Ind HVAC - Equipment (Electric - Low Cost) | 0.0052672 | 0.0053225 | 0.0053646 | 0.0053908 | 0.0054066 | 0.0054127 | 0.0054185 | 0.0054194 | 0.0054147 | 0.0054077 | 0.0053965 | 0.0053864
PG&E | MM Therms | Industrial | Ind - Food | HVAC | No | Ind HVAC - Equipment (Gas - High Cost) | 0.12858 | 0.13011 | 0.13058 | 0.1312 | 0.13194 | 0.13251 | 0.1328 | 0.13279 | 0.13274 | 0.13246 | 0.13246 | 0.13246
PG&E | MM Therms | Industrial | Ind - Food | HVAC | No | Ind HVAC - Equipment (Gas - Low Cost) | 0.072919 | 0.073787 | 0.074056 | 0.074409 | 0.074829 | 0.075149 | 0.075316 | 0.075312 | 0.075282 | 0.075119 | 0.075119 | 0.075119
PG&E | MM Therms | Industrial | Ind - Food | HVAC | No | Ind HVAC - Equipment (Gas - Mid Cost) | 0.036374 | 0.036807 | 0.036941 | 0.037117 | 0.037326 | 0.037486 | 0.037569 | 0.037567 | 0.037552 | 0.037471 | 0.037471 | 0.037471
PG&E | MM Therms | Industrial | Ind - Food | HVAC | No | Ind HVAC - O&M (Electric - Low Cost) | 0.4473 | 0.452 | 0.45557 | 0.4578 | 0.45913 | 0.45966 | 0.46015 | 0.46023 | 0.45983 | 0.45923 | 0.45828 | 0.45742
PG&E | MM Therms | Industrial | Ind - Food | HVAC | No | Ind HVAC - O&M (Electric - Mid Cost) | 0.0019167 | 0.0019368 | 0.0019521 | 0.0019617 | 0.0019674 | 0.0019696 | 0.0019717 | 0.0019721 | 0.0019704 | 0.0019678 | 0.0019637 | 0.0019601
PG&E | MM Therms | Industrial | Ind - Food | ProcHeat | No | Ind ProcHeat - Equipment (Electric - High Cost) | 0.64586 | 0.65264 | 0.6578 | 0.66102 | 0.66295 | 0.6637 | 0.66441 | 0.66452 | 0.66395 | 0.66308 | 0.66172 | 0.66048
PG&E | MM Therms | Industrial | Ind - Food | ProcHeat | No | Ind ProcHeat - Equipment (Electric - Mid Cost) | 0.053662 | 0.054226 | 0.054655 | 0.054922 | 0.055082 | 0.055145 | 0.055204 | 0.055213 | 0.055165 | 0.055093 | 0.05498 | 0.054877
PG&E | MM Therms | Industrial | Ind - Food | ProcHeat | No | Ind ProcHeat - Equipment (Gas - High Cost) | 2.0395 | 2.0638 | 2.0713 | 2.0812 | 2.0929 | 2.1019 | 2.1066 | 2.1065 | 2.1056 | 2.1011 | 2.1011 | 2.1011
PG&E | MM Therms | Industrial | Ind - Food | ProcHeat | No | Ind ProcHeat - Equipment (Gas - Low Cost) | 0.77731 | 0.78656 | 0.78943 | 0.79319 | 0.79767 | 0.80108 | 0.80286 | 0.80282 | 0.8025 | 0.80076 | 0.80076 | 0.80076
PG&E | MM Therms | Industrial | Ind - Food | ProcHeat | No | Ind ProcHeat - Equipment (Gas - Mid Cost) | 4.7968 | 4.8539 | 4.8716 | 4.8948 | 4.9224 | 4.9435 | 4.9545 | 4.9542 | 4.9523 | 4.9416 | 4.9416 | 4.9416
PG&E | MM Therms | Industrial | Ind - Food | ProcHeat | No | Ind ProcHeat - O&M (Gas - High Cost) | 5.4134 | 5.4778 | 5.4978 | 5.524 | 5.5551 | 5.579 | 5.5913 | 5.591 | 5.5888 | 5.5767 | 5.5767 | 5.5767
PG&E | MM Therms | Industrial | Ind - Food | ProcHeat | No | Ind ProcHeat - O&M (Gas - Low Cost) | 2.0618 | 2.0863 | 2.0939 | 2.1039 | 2.1158 | 2.1249 | 2.1296 | 2.1295 | 2.1286 | 2.124 | 2.124 | 2.124
PG&E | MM Therms | Industrial | Ind - Food | ProcHeat | No | Ind ProcHeat - O&M (Gas - Mid Cost) | 4.17 | 4.2196 | 4.235 | 4.2551 | 4.2792 | 4.2975 | 4.307 | 4.3068 | 4.3051 | 4.2958 | 4.2958 | 4.2958
PG&E | MM Therms | Industrial | Ind - Food | SHW | No | Ind SHW - Equipment (High Cost) | 1.161 | 1.1748 | 1.1791 | 1.1847 | 1.1914 | 1.1965 | 1.1992 | 1.1991 | 1.1986 | 1.196 | 1.196 | 1.196
PG&E | MM Therms | Industrial | Ind - Food | SHW | No | Ind SHW - Equipment (Low Cost) | 0.46003 | 0.4655 | 0.4672 | 0.46942 | 0.47207 | 0.4741 | 0.47515 | 0.47512 | 0.47493 | 0.47391 | 0.47391 | 0.47391
PG&E | MM Therms | Industrial | Ind - Food | SHW | No | Ind SHW - Equipment (Mid Cost) | 0.79618 | 0.80565 | 0.80859 | 0.81244 | 0.81703 | 0.82053 | 0.82235 | 0.8223 | 0.82197 | 0.8202 | 0.8202 | 0.8202
PG&E | MM Therms | Industrial | Ind - Food | SHW | No | Ind SHW - O&M (High Cost) | 1.3075 | 1.3231 | 1.3279 | 1.3342 | 1.3417 | 1.3475 | 1.3505 | 1.3504 | 1.3499 | 1.3469 | 1.3469 | 1.3469
PG&E | MM Therms | Industrial | Ind - Food | SHW | No | Ind SHW - O&M (Low Cost) | 1.978 | 2.0016 | 2.0089 | 2.0184 | 2.0298 | 2.0385 | 2.0431 | 2.0429 | 2.0421 | 2.0377 | 2.0377 | 2.0377
PG&E | MM Therms | Industrial | Ind - Food | SHW | No | Ind SHW - O&M (Mid Cost) | 3.8968 | 3.9432 | 3.9575 | 3.9764 | 3.9988 | 4.016 | 4.0249 | 4.0247 | 4.0231 | 4.0144 | 4.0144 | 4.0144
PG&E | MM Therms | Industrial | Ind - Food | MachDr | No | Ind MachDr - Equipment (High Cost) | 0.041068 | 0.0415 | 0.041828 | 0.042032 | 0.042155 | 0.042203 | 0.042248 | 0.042255 | 0.042219 | 0.042164 | 0.042077 | 0.041998
PG&E | MM Therms | Industrial | Ind - Lumber & Furniture | HVAC | No | Ind HVAC - Equipment (Electric - High Cost) | 0.00030974 | 0.000313 | 0.00031547 | 0.00031701 | 0.00031794 | 0.0003183 | 0.00031864 | 0.0003187 | 0.00031842 | 0.00031801 | 0.00031735 | 0.00031676
PG&E | MM Therms | Industrial | Ind - Lumber & Furniture | HVAC | No | Ind HVAC - O&M (Electric - Low Cost) | 0.0056039 | 0.0056628 | 0.0057076 | 0.0057355 | 0.0057522 | 0.0057588 | 0.0057649 | 0.0057659 | 0.0057609 | 0.0057534 | 0.0057415 | 0.0057308
PG&E | MM Therms | Industrial | Ind - Lumber & Furniture | HVAC | No | Ind HVAC - O&M (Electric - Mid Cost) | 0.0060736 | 0.0061374 | 0.0061859 | 0.0062162 | 0.0062343 | 0.0062414 | 0.0062481 | 0.0062491 | 0.0062437 | 0.0062356 | 0.0062227 | 0.0062111
PG&E | MM Therms | Industrial | Ind - Lumber & Furniture | MachDr | No | Ind MachDr - Equipment (High Cost) | 0.0041127 | 0.0041559 | 0.0041888 | 0.0042093 | 0.0042215 | 0.0042263 | 0.0042309 | 0.0042316 | 0.0042279 | 0.0042224 | 0.0042137 | 0.0042058
PG&E | MM Therms | Industrial | Ind - Machinery | HVAC | No | Ind HVAC - Equipment (Electric - High Cost) | 0.0059733 | 0.006036 | 0.0060837 | 0.0061134 | 0.0061313 | 0.0061383 | 0.0061448 | 0.0061459 | 0.0061406 | 0.0061326 | 0.0061199 | 0.0061085
PG&E | MM Therms | Industrial | Ind - Machinery | HVAC | No | Ind HVAC - Equipment (Electric - Mid Cost) | 0.0022041 | 0.0022272 | 0.0022448 | 0.0022558 | 0.0022624 | 0.002265 | 0.0022674 | 0.0022678 | 0.0022658 | 0.0022629 | 0.0022582 | 0.002254
PG&E | MM Therms | Industrial | Ind - Machinery | HVAC | No | Ind HVAC - Equipment (Gas - High Cost) | 0.074751 | 0.076038 | 0.075819 | 0.075491 | 0.075208 | 0.07524 | 0.075413 | 0.075454 | 0.075478 | 0.075253 | 0.075253 | 0.075253
PG&E | MM Therms | Industrial | Ind - Machinery | HVAC | No | Ind HVAC - Equipment (Gas - Low Cost) | 0.0045388 | 0.0046169 | 0.0046036 | 0.0045837 | 0.0045665 | 0.0045684 | 0.004579 | 0.0045814 | 0.0045829 | 0.0045692 | 0.0045692 | 0.0045692
PG&E | MM Therms | Industrial | Ind - Machinery | HVAC | No | Ind HVAC - Equipment (Gas - Mid Cost) | 0.13283 | 0.13512 | 0.13473 | 0.13415 | 0.13365 | 0.1337 | 0.13401 | 0.13408 | 0.13413 | 0.13373 | 0.13373 | 0.13373
PG&E | MM Therms | Industrial | Ind - Machinery | HVAC | No | Ind HVAC - O&M (Electric - High Cost) | 0.00015765 | 0.0001593 | 0.00016056 | 0.00016135 | 0.00016182 | 0.000162 | 0.00016218 | 0.0001622 | 0.00016206 | 0.00016185 | 0.00016152 | 0.00016122
PG&E | MM Therms | Industrial | Ind - Machinery | HVAC | No | Ind HVAC - O&M (Electric - Low Cost) | 0.027258 | 0.027544 | 0.027762 | 0.027898 | 0.027979 | 0.028011 | 0.028041 | 0.028046 | 0.028021 | 0.027985 | 0.027927 | 0.027875
PG&E | MM Therms | Industrial | Ind - Machinery | HVAC | No | Ind HVAC - O&M (Electric - Mid Cost) | 0.040852 | 0.041281 | 0.041607 | 0.041811 | 0.041933 | 0.04198 | 0.042025 | 0.042032 | 0.041996 | 0.041941 | 0.041855 | 0.041777
PG&E | MM Therms | Industrial | Ind - Machinery | HVAC | No | Ind HVAC - O&M (Gas - High Cost) | 0.029604 | 0.030114 | 0.030027 | 0.029897 | 0.029785 | 0.029798 | 0.029867 | 0.029883 | 0.029892 | 0.029803 | 0.029803 | 0.029803
PG&E | MM Therms | Industrial | Ind - Machinery | HVAC | No | Ind HVAC - O&M (Gas - Low Cost) | 0.10946 | 0.11135 | 0.11103 | 0.11055 | 0.11013 | 0.11018 | 0.11043 | 0.11049 | 0.11053 | 0.1102 | 0.1102 | 0.1102
PG&E | MM Therms | Industrial | Ind - Machinery | HVAC | No | Ind HVAC - O&M (Gas - Mid Cost) | 0.0060987 | 0.0062036 | 0.0061858 | 0.006159 | 0.0061359 | 0.0061385 | 0.0061527 | 0.006156 | 0.0061579 | 0.0061396 | 0.0061396 | 0.0061396
PG&E | MM Therms | Industrial | Ind - Machinery | Lighting | No | Ind Lighting - Equipment (Mid Cost) | 1.0752e-05 | 1.0865e-05 | 1.0951e-05 | 1.1005e-05 | 1.1037e-05 | 1.1049e-05 | 1.1061e-05 | 1.1063e-05 | 1.1054e-05 | 1.1039e-05 | 1.1016e-05 | 1.0996e-05
PG&E | MM Therms | Industrial | Ind - Machinery | ProcHeat | No | Ind ProcHeat - Equipment (Electric - High Cost) | 0.00045475 | 0.00045953 | 0.00046316 | 0.00046543 | 0.00046678 | 0.00046732 | 0.00046782 | 0.00046789 | 0.00046749 | 0.00046688 | 0.00046592 | 0.00046505
PG&E | MM Therms | Industrial | Ind - Machinery | ProcHeat | No | Ind ProcHeat - Equipment (Gas - High Cost) | 0.018142 | 0.018454 | 0.018401 | 0.018321 | 0.018253 | 0.018261 | 0.018303 | 0.018312 | 0.018318 | 0.018264 | 0.018264 | 0.018264
PG&E | MM Therms | Industrial | Ind - Machinery | ProcHeat | No | Ind ProcHeat - Equipment (Gas - Low Cost) | 0.029595 | 0.030104 | 0.030018 | 0.029888 | 0.029776 | 0.029789 | 0.029857 | 0.029873 | 0.029883 | 0.029794 | 0.029794 | 0.029794
PG&E | MM Therms | Industrial | Ind - Machinery | ProcHeat | No | Ind ProcHeat - Equipment (Gas - Mid Cost) | 0.068124 | 0.069296 | 0.069097 | 0.068798 | 0.06854 | 0.068569 | 0.068727 | 0.068764 | 0.068786 | 0.068581 | 0.068581 | 0.068581
PG&E | MM Therms | Industrial | Ind - Machinery | ProcHeat | No | Ind ProcHeat - O&M (Gas - High Cost) | 0.13951 | 0.14191 | 0.1415 | 0.14089 | 0.14036 | 0.14042 | 0.14074 | 0.14082 | 0.14086 | 0.14044 | 0.14044 | 0.14044
PG&E | MM Therms | Industrial | Ind - Machinery | ProcHeat | No | Ind ProcHeat - O&M (Gas - Low Cost) | 0.070482 | 0.071695 | 0.071489 | 0.071179 | 0.070912 | 0.070943 | 0.071106 | 0.071144 | 0.071167 | 0.070955 | 0.070955 | 0.070955
PG&E | MM Therms | Industrial | Ind - Machinery | ProcHeat | No | Ind ProcHeat - O&M (Gas - Mid Cost) | 0.30094 | 0.30612 | 0.30524 | 0.30392 | 0.30278 | 0.30291 | 0.3036 | 0.30377 | 0.30386 | 0.30296 | 0.30296 | 0.30296
PG&E | MM Therms | Industrial | Ind - Machinery | MachDr | No | Ind MachDr - Equipment (High Cost) | 0.00067606 | 0.00068317 | 0.00068857 | 0.00069193 | 0.00069395 | 0.00069474 | 0.00069549 | 0.0006956 | 0.000695 | 0.0006941 | 0.00069266 | 0.00069137
PG&E | MM Therms | Industrial | Ind - Machinery | MachDr | No | Ind MachDr - Equipment (Mid Cost) | 0.016947 | 0.017125 | 0.01726 | 0.017345 | 0.017395 | 0.017415 | 0.017434 | 0.017437 | 0.017422 | 0.017399 | 0.017363 | 0.017331
PG&E | MM Therms | Industrial | Ind - Metals (Fabricated) | HVAC | No | Ind HVAC - Equipment (Electric - High Cost) | 0.00028679 | 0.0002898 | 0.0002921 | 0.00029352 | 0.00029438 | 0.00029471 | 0.00029503 | 0.00029508 | 0.00029482 | 0.00029444 | 0.00029383 | 0.00029328
PG&E | MM Therms | Industrial | Ind - Metals (Fabricated) | HVAC | No | Ind HVAC - Equipment (Electric - Mid Cost) | 0.0006644 | 0.00067138 | 0.00067669 | 0.00067999 | 0.00068198 | 0.00068276 | 0.00068349 | 0.0006836 | 0.00068301 | 0.00068212 | 0.00068071 | 0.00067944
PG&E | MM Therms | Industrial | Ind - Metals (Fabricated) | HVAC | No | Ind HVAC - Equipment (Gas - High Cost) | 0.086431 | 0.088755 | 0.090493 | 0.092357 | 0.094253 | 0.096115 | 0.09781 | 0.099233 | 0.10068 | 0.10183 | 0.10183 | 0.10183
PG&E | MM Therms | Industrial | Ind - Metals (Fabricated) | HVAC | No | Ind HVAC - Equipment (Gas - Low Cost) | 0.028764 | 0.029538 | 0.030116 | 0.030736 | 0.031367 | 0.031987 | 0.032551 | 0.033025 | 0.033506 | 0.033888 | 0.033888 | 0.033888
PG&E | MM Therms | Industrial | Ind - Metals (Fabricated) | HVAC | No | Ind HVAC - Equipment (Gas - Mid Cost) | 0.080819 | 0.082992 | 0.084616 | 0.08636 | 0.088132 | 0.089874 | 0.091458 | 0.092789 | 0.094142 | 0.095215 | 0.095215 | 0.095215
PG&E | MM Therms | Industrial | Ind - Metals (Fabricated) | HVAC | No | Ind HVAC - O&M (Electric - High Cost) | 0.00082648 | 0.00083516 | 0.00084176 | 0.00084588 | 0.00084835 | 0.00084931 | 0.00085022 | 0.00085036 | 0.00084963 | 0.00084852 | 0.00084677 | 0.00084519
PG&E | MM Therms | Industrial | Ind - Metals (Fabricated) | HVAC | No | Ind HVAC - O&M (Electric - Low Cost) | 0.013428 | 0.013569 | 0.013676 | 0.013743 | 0.013783 | 0.013798 | 0.013813 | 0.013816 | 0.013804 | 0.013786 | 0.013757 | 0.013731
PG&E | MM Therms | Industrial | Ind - Metals (Fabricated) | HVAC | No | Ind HVAC - O&M (Electric - Mid Cost) | 0.0077678 | 0.0078493 | 0.0079114 | 0.0079501 | 0.0079733 | 0.0079824 | 0.0079909 | 0.0079922 | 0.0079853 | 0.0079749 | 0.0079585 | 0.0079436
PG&E | MM Therms | Industrial | Ind - Metals (Fabricated) | HVAC | No | Ind HVAC - O&M (Gas - High Cost) | 0.06113 | 0.062774 | 0.064003 | 0.065321 | 0.066662 | 0.067979 | 0.069178 | 0.070185 | 0.071208 | 0.07202 | 0.07202 | 0.07202
PG&E | MM Therms | Industrial | Ind - Metals (Fabricated) | HVAC | No | Ind HVAC - O&M (Gas - Low Cost) | 0.014132 | 0.014512 | 0.014796 | 0.015101 | 0.015411 | 0.015715 | 0.015992 | 0.016225 | 0.016461 | 0.016649 | 0.016649 | 0.016649
PG&E | MM Therms | Industrial | Ind - Metals (Fabricated) | HVAC | No | Ind HVAC - O&M (Gas - Mid Cost) | 0.08543 | 0.087727 | 0.089445 | 0.091288 | 0.093161 | 0.095002 | 0.096677 | 0.098084 | 0.099514 | 0.10065 | 0.10065 | 0.10065
PG&E | MM Therms | Industrial | Ind - Metals (Fabricated) | ProcHeat | No | Ind ProcHeat - Equipment (Electric - High Cost) | 0.0010435 | 0.0010544 | 0.0010628 | 0.001068 | 0.0010711 | 0.0010723 | 0.0010734 | 0.0010736 | 0.0010727 | 0.0010713 | 0.0010691 | 0.0010671
PG&E | MM Therms | Industrial | Ind - Metals (Fabricated) | ProcHeat | No | Ind ProcHeat - Equipment (Electric - Low Cost) | 0.00013827 | 0.00013973 | 0.00014083 | 0.00014152 | 0.00014193 | 0.00014209 | 0.00014225 | 0.00014227 | 0.00014215 | 0.00014196 | 0.00014167 | 0.0001414
PG&E | MM Therms | Industrial | Ind - Metals (Fabricated) | ProcHeat | No | Ind ProcHeat - Equipment (Gas - High Cost) | 0.083303 | 0.085542 | 0.087217 | 0.089014 | 0.090841 | 0.092636 | 0.094269 | 0.095641 | 0.097036 | 0.098142 | 0.098142 | 0.098142
PG&E | MM Therms | Industrial | Ind - Metals (Fabricated) | ProcHeat | No | Ind ProcHeat - Equipment (Gas - Low Cost) | 0.036546 | 0.037528 | 0.038263 | 0.039051 | 0.039853 | 0.04064 | 0.041357 | 0.041959 | 0.042571 | 0.043056 | 0.043056 | 0.043056
PG&E | MM Therms | Industrial | Ind - Metals (Fabricated) | ProcHeat | No | Ind ProcHeat - Equipment (Gas - Mid Cost) | 0.1033 | 0.10607 | 0.10815 | 0.11038 | 0.11264 | 0.11487 | 0.1169 | 0.1186 | 0.12033 | 0.1217 | 0.1217 | 0.1217
PG&E | MM Therms | Industrial | Ind - Metals (Fabricated) | ProcHeat | No | Ind ProcHeat - O&M (Gas - High Cost) | 0.42956 | 0.44111 | 0.44974 | 0.45901 | 0.46843 | 0.47769 | 0.48611 | 0.49319 | 0.50038 | 0.50608 | 0.50608 | 0.50608
PG&E | MM Therms | Industrial | Ind - Metals (Fabricated) | ProcHeat | No | Ind ProcHeat - O&M (Gas - Low Cost) | 0.45747 | 0.46977 | 0.47897 | 0.48884 | 0.49887 | 0.50873 | 0.51769 | 0.52523 | 0.53289 | 0.53896 | 0.53896 | 0.53896
PG&E | MM Therms | Industrial | Ind - Metals (Fabricated) | ProcHeat | No | Ind ProcHeat - O&M (Gas - Mid Cost) | 0.41534 | 0.42651 | 0.43485 | 0.44381 | 0.45292 | 0.46187 | 0.47001 | 0.47686 | 0.48381 | 0.48932 | 0.48932 | 0.48932
PG&E | MM Therms | Industrial | Ind - Metals (Fabricated) | SHW | No | Ind SHW - Equipment (High Cost) | 0.011801 | 0.012118 | 0.012355 | 0.01261 | 0.012869 | 0.013123 | 0.013354 | 0.013549 | 0.013746 | 0.013903 | 0.013903 | 0.013903
PG&E | MM Therms | Industrial | Ind - Metals (Fabricated) | SHW | No | Ind SHW - Equipment (Low Cost) | 0.018921 | 0.019429 | 0.01981 | 0.020218 | 0.020633 | 0.021041 | 0.021412 | 0.021723 | 0.02204 | 0.022291 | 0.022291 | 0.022291
PG&E | MM Therms | Industrial | Ind - Metals (Fabricated) | SHW | No | Ind SHW - Equipment (Mid Cost) | 0.02304 | 0.02366 | 0.024123 | 0.02462 | 0.025125 | 0.025622 | 0.026073 | 0.026453 | 0.026838 | 0.027144 | 0.027144 | 0.027144
PG&E | MM Therms | Industrial | Ind - Metals (Fabricated) | SHW | No | Ind SHW - O&M (High Cost) | 0.021317 | 0.02189 | 0.022319 | 0.022778 | 0.023246 | 0.023705 | 0.024123 | 0.024474 | 0.024831 | 0.025114 | 0.025114 | 0.025114
PG&E | MM Therms | Industrial | Ind - Metals (Fabricated) | SHW | No | Ind SHW - O&M (Low Cost) | 0.054296 | 0.055756 | 0.056848 | 0.058019 | 0.05921 | 0.06038 | 0.061444 | 0.062339 | 0.063248 | 0.063969 | 0.063969 | 0.063969
PG&E | MM Therms | Industrial | Ind - Metals (Fabricated) | SHW | No | Ind SHW - O&M (Mid Cost) | 0.03045 | 0.031269 | 0.031881 | 0.032538 | 0.033206 | 0.033862 | 0.034459 | 0.034961 | 0.03547 | 0.035875 | 0.035875 | 0.035875
PG&E | MM Therms | Industrial | Ind - Metals (Fabricated) | MachDr | No | Ind MachDr - Equipment (High Cost) | 0.0038205 | 0.0038606 | 0.0038911 | 0.0039101 | 0.0039216 | 0.003926 | 0.0039302 | 0.0039309 | 0.0039275 | 0.0039224 | 0.0039143 | 0.003907
PG&E | MM Therms | Industrial | Ind - Metals (Primary) | HVAC | No | Ind HVAC - Equipment (Electric - Low Cost) | 0.00032628 | 0.00032971 | 0.00033232 | 0.00033394 | 0.00033491 | 0.0003353 | 0.00033565 | 0.00033571 | 0.00033542 | 0.00033498 | 0.00033429 | 0.00033367
PG&E | MM Therms | Industrial | Ind - Metals (Primary) | HVAC | No | Ind HVAC - Equipment (Gas - High Cost) | 0.028618 | 0.029152 | 0.029285 | 0.029344 | 0.029514 | 0.029695 | 0.029825 | 0.029868 | 0.029936 | 0.029892 | 0.029892 | 0.029892
PG&E | MM Therms | Industrial | Ind - Metals (Primary) | HVAC | No | Ind HVAC - Equipment (Gas - Low Cost) | 0.024527 | 0.024984 | 0.025099 | 0.025149 | 0.025295 | 0.02545 | 0.025561 | 0.025598 | 0.025657 | 0.025618 | 0.025618 | 0.025618
PG&E | MM Therms | Industrial | Ind - Metals (Primary) | HVAC | No | Ind HVAC - Equipment (Gas - Mid Cost) | 0.016217 | 0.01652 | 0.016595 | 0.016629 | 0.016725 | 0.016828 | 0.016901 | 0.016926 | 0.016964 | 0.016939 | 0.016939 | 0.016939
PG&E | MM Therms | Industrial | Ind - Metals (Primary) | HVAC | No | Ind HVAC - O&M (Gas - High Cost) | 0.028314 | 0.028842 | 0.028974 | 0.029033 | 0.0292 | 0.02938 | 0.029508 | 0.029551 | 0.029618 | 0.029574 | 0.029574 | 0.029574
PG&E | MM Therms | Industrial | Ind - Metals (Primary) | HVAC | No | Ind HVAC - O&M (Gas - Low Cost) | 0.047769 | 0.04866 | 0.048883 | 0.048982 | 0.049265 | 0.049567 | 0.049784 | 0.049856 | 0.049969 | 0.049895 | 0.049895 | 0.049895
PG&E | MM Therms | Industrial | Ind - Metals (Primary) | HVAC | No | Ind HVAC - O&M (Gas - Mid Cost) | 0.098168 | 0.1 | 0.10046 | 0.10066 | 0.10124 | 0.10186 | 0.10231 | 0.10246 | 0.10269 | 0.10254 | 0.10254 | 0.10254
PG&E | MM Therms | Industrial | Ind - Metals (Primary) | ProcHeat | No | Ind ProcHeat - Equipment (Electric - High Cost) | 0.0051337 | 0.0051876 | 0.0052286 | 0.0052542 | 0.0052695 | 0.0052755 | 0.0052812 | 0.005282 | 0.0052775 | 0.0052706 | 0.0052597 | 0.0052499
PG&E | MM Therms | Industrial | Ind - Metals (Primary) | ProcHeat | No | Ind ProcHeat - Equipment (Electric - Low Cost) | 0.0028269 | 0.0028566 | 0.0028792 | 0.0028933 | 0.0029017 | 0.002905 | 0.0029081 | 0.0029086 | 0.0029061 | 0.0029023 | 0.0028963 | 0.0028909
PG&E | MM Therms | Industrial | Ind - Metals (Primary) | ProcHeat | No | Ind ProcHeat - Equipment (Electric - Mid Cost) | 0.00013756 | 0.00013901 | 0.00014011 | 0.00014079 | 0.0001412 | 0.00014136 | 0.00014151 | 0.00014154 | 0.00014141 | 0.00014123 | 0.00014094 | 0.00014067
PG&E | MM Therms | Industrial | Ind - Metals (Primary) | ProcHeat | No | Ind ProcHeat - Equipment (Gas - High Cost) | 0.0946 | 0.096365 | 0.096807 | 0.097002 | 0.097562 | 0.098162 | 0.09859 | 0.098734 | 0.098958 | 0.098811 | 0.098811 | 0.098811
PG&E | MM Therms | Industrial | Ind - Metals (Primary) | ProcHeat | No | Ind ProcHeat - Equipment (Gas - Low Cost) | 0.12078 | 0.12303 | 0.12359 | 0.12384 | 0.12456 | 0.12532 | 0.12587 | 0.12605 | 0.12634 | 0.12615 | 0.12615 | 0.12615
PG&E | MM Therms | Industrial | Ind - Metals (Primary) | ProcHeat | No | Ind ProcHeat - Equipment (Gas - Mid Cost) | 0.23672 | 0.24114 | 0.24224 | 0.24273 | 0.24413 | 0.24563 | 0.2467 | 0.24706 | 0.24762 | 0.24726 | 0.24726 | 0.24726
PG&E | MM Therms | Industrial | Ind - Metals (Primary) | ProcHeat | No | Ind ProcHeat - O&M (Electric - Mid Cost) | 0.0027977 | 0.0028271 | 0.0028494 | 0.0028633 | 0.0028717 | 0.002875 | 0.0028781 | 0.0028785 | 0.002876 | 0.0028723 | 0.0028664 | 0.002861
PG&E | MM Therms | Industrial | Ind - Metals (Primary) | ProcHeat | No | Ind ProcHeat - O&M (Gas - High Cost) | 0.77139 | 0.78578 | 0.78938 | 0.79097 | 0.79554 | 0.80043 | 0.80393 | 0.8051 | 0.80692 | 0.80573 | 0.80573 | 0.80573
PG&E | MM Therms | Industrial | Ind - Metals (Primary) | ProcHeat | No | Ind ProcHeat - O&M (Gas - Low Cost) | 3.1452 | 3.2039 | 3.2185 | 3.225 | 3.2437 | 3.2636 | 3.2778 | 3.2826 | 3.2901 | 3.2852 | 3.2852 | 3.2852
PG&E | MM Therms | Industrial | Ind - Metals (Primary) | ProcHeat | No | Ind ProcHeat - O&M (Gas - Mid Cost) | 1.4189 | 1.4454 | 1.452 | 1.4549 | 1.4633 | 1.4723 | 1.4787 | 1.4809 | 1.4843 | 1.4821 | 1.4821 | 1.4821
PG&E | MM Therms | Industrial | Ind - Metals (Primary) | SHW | No | Ind SHW - Equipment (High Cost) | 0.0051907 | 0.0052875 | 0.0053118 | 0.0053225 | 0.0053532 | 0.0053861 | 0.0054096 | 0.0054175 | 0.0054298 | 0.0054217 | 0.0054217 | 0.0054217
PG&E | MM Therms | Industrial | Ind - Metals (Primary) | SHW | No | Ind SHW - Equipment (Low Cost) | 0.0082068 | 0.00836 | 0.0083983 | 0.0084152 | 0.0084638 | 0.0085158 | 0.008553 | 0.0085654 | 0.0085849 | 0.0085721 | 0.0085721 | 0.0085721
PG&E | MM Therms | Industrial | Ind - Metals (Primary) | SHW | No | Ind SHW - Equipment (Mid Cost) | 0.0029429 | 0.0029979 | 0.0030116 | 0.0030176 | 0.0030351 | 0.0030537 | 0.0030671 | 0.0030715 | 0.0030785 | 0.0030739 | 0.0030739 | 0.0030739
PG&E | MM Therms | Industrial | Ind - Metals (Primary) | SHW | No | Ind SHW - O&M (High Cost) | 0.025655 | 0.026134 | 0.026253 | 0.026306 | 0.026458 | 0.026621 | 0.026737 | 0.026776 | 0.026837 | 0.026797 | 0.026797 | 0.026797
PG&E | MM Therms | Industrial | Ind - Metals (Primary) | SHW | No | Ind SHW - O&M (Low Cost) | 0.056404 | 0.057457 | 0.05772 | 0.057836 | 0.05817 | 0.058528 | 0.058784 | 0.058869 | 0.059003 | 0.058915 | 0.058915 | 0.058915
PG&E | MM Therms | Industrial | Ind - Metals (Primary) | SHW | No | Ind SHW - O&M (Mid Cost) | 0.1375 | 0.14007 | 0.14071 | 0.14099 | 0.14181 | 0.14268 | 0.1433 | 0.14351 | 0.14384 | 0.14362 | 0.14362 | 0.14362
PG&E | MM Therms | Industrial | Ind - Metals (Primary) | MachDr | No | Ind MachDr - Equipment (High Cost) | 0.000538 | 0.00054365 | 0.00054795 | 0.00055063 | 0.00055224 | 0.00055287 | 0.00055346 | 0.00055355 | 0.00055307 | 0.00055235 | 0.00055121 | 0.00055018
PG&E | MM Therms | Industrial | Ind - Other | HVAC | No | Ind HVAC - Equipment (Electric - Mid Cost) | 9.6854e-05 | 9.7872e-05 | 9.8645e-05 | 9.9128e-05 | 9.9417e-05 | 9.953e-05 | 9.9637e-05 | 9.9653e-05 | 9.9567e-05 | 9.9437e-05 | 9.9232e-05 | 9.9047e-05
PG&E | MM Therms | Industrial | Ind - Other | HVAC | No | Ind HVAC - O&M (Electric - Low Cost) | 0.0014747 | 0.0014901 | 0.0015019 | 0.0015093 | 0.0015137 | 0.0015154 | 0.001517 | 0.0015173 | 0.001516 | 0.001514 | 0.0015109 | 0.001508
PG&E | MM Therms | Industrial | Ind - Other | MachDr | No | Ind MachDr - Equipment (High Cost) | 0.00056802 | 0.00057398 | 0.00057852 | 0.00058135 | 0.00058305 | 0.00058371 | 0.00058434 | 0.00058443 | 0.00058393 | 0.00058317 | 0.00058196 | 0.00058088
PG&E | MM Therms | Industrial | Ind - Other | MachDr | No | Ind MachDr - Equipment (Mid Cost) | 9.8311e-05 | 9.9343e-05 | 0.00010013 | 0.00010062 | 0.00010091 | 0.00010103 | 0.00010113 | 0.00010115 | 0.00010106 | 0.00010093 | 0.00010072 | 0.00010054
PG&E | MM Therms | Industrial | Ind - Paper | HVAC | No | Ind HVAC - Equipment (Electric - Low Cost) | 0.0012326 | 0.0012456 | 0.0012554 | 0.0012616 | 0.0012653 | 0.0012667 | 0.0012681 | 0.0012683 | 0.0012672 | 0.0012655 | 0.0012629 | 0.0012606
PG&E | MM Therms | Industrial | Ind - Paper | HVAC | No | Ind HVAC - Equipment (Electric - Mid Cost) | 0.0032062 | 0.0032399 | 0.0032655 | 0.0032815 | 0.003291 | 0.0032948 | 0.0032983 | 0.0032989 | 0.003296 | 0.0032917 | 0.0032849 | 0.0032788
PG&E | MM Therms | Industrial | Ind - Paper | HVAC | No | Ind HVAC - Equipment (Gas - High Cost) | 0.0099841 | 0.009803 | 0.0097337 | 0.0097138 | 0.0097052 | 0.0096828 | 0.0096452 | 0.0095697 | 0.0094576 | 0.0093055 | 0.0093055 | 0.0093055
PG&E | MM Therms | Industrial | Ind - Paper | HVAC | No | Ind HVAC - Equipment (Gas - Mid Cost) | 0.016249 | 0.015955 | 0.015842 | 0.015809 | 0.015795 | 0.015759 | 0.015698 | 0.015575 | 0.015392 | 0.015145 | 0.015145 | 0.015145
PG&E | MM Therms | Industrial | Ind - Paper | HVAC | No | Ind HVAC - O&M (Electric - Low Cost) | 0.0049569 | 0.0050089 | 0.0050485 | 0.0050732 | 0.005088 | 0.0050938 | 0.0050993 | 0.0051001 | 0.0050957 | 0.0050891 | 0.0050786 | 0.0050691
PG&E | MM Therms | Industrial | Ind - Paper | HVAC | No | Ind HVAC - O&M (Gas - High Cost) | 0.044963 | 0.044147 | 0.043835 | 0.043746 | 0.043707 | 0.043606 | 0.043437 | 0.043097 | 0.042592 | 0.041907 | 0.041907 | 0.041907
PG&E | MM Therms | Industrial | Ind - Paper | HVAC | No | Ind HVAC - O&M (Gas - Low Cost) | 0.03377 | 0.033157 | 0.032923 | 0.032856 | 0.032827 | 0.032751 | 0.032624 | 0.032368 | 0.031989 | 0.031475 | 0.031475 | 0.031475
PG&E | MM Therms | Industrial | Ind - Paper | HVAC | No | Ind HVAC - O&M (Gas - Mid Cost) | 0.024235 | 0.023796 | 0.023627 | 0.023579 | 0.023558 | 0.023504 | 0.023413 | 0.023229 | 0.022957 | 0.022588 | 0.022588 | 0.022588
PG&E | MM Therms | Industrial | Ind - Paper | ProcHeat | No | Ind ProcHeat - Equipment (Gas - High Cost) | 0.076387 | 0.075002 | 0.074472 | 0.074319 | 0.074254 | 0.074082 | 0.073795 | 0.073217 | 0.072359 | 0.071196 | 0.071196 | 0.071196
PG&E | MM Therms | Industrial | Ind - Paper | ProcHeat | No | Ind ProcHeat - Equipment (Gas - Low Cost) | 0.76819 | 0.75425 | 0.74892 | 0.7474 | 0.74673 | 0.74501 | 0.74212 | 0.73631 | 0.72768 | 0.71598 | 0.71598 | 0.71598
PG&E | MM Therms | Industrial | Ind - Paper | ProcHeat | No | Ind ProcHeat - Equipment (Gas - Mid Cost) | 0.33705 | 0.33093 | 0.3286 | 0.32792 | 0.32763 | 0.32688 | 0.32561 | 0.32306 | 0.31927 | 0.31414 | 0.31414 | 0.31414
PG&E | MM Therms | Industrial | Ind - Paper | ProcHeat | No | Ind ProcHeat - O&M (Gas - High Cost) | 0.11406 | 0.11199 | 0.1112 | 0.11097 | 0.11087 | 0.11062 | 0.11019 | 0.10932 | 0.10804 | 0.10631 | 0.10631 | 0.10631
PG&E | MM Therms | Industrial | Ind - Paper | ProcHeat | No | Ind ProcHeat - O&M (Gas - Low Cost) | 0.01389 | 0.013638 | 0.013542 | 0.013514 | 0.013502 | 0.013471 | 0.013419 | 0.013314 | 0.013157 | 0.012946 | 0.012946 | 0.012946
PG&E | MM Therms | Industrial | Ind - Paper | ProcHeat | No | Ind ProcHeat - O&M (Gas - Mid Cost) | 0.42363 | 0.41595 | 0.41301 | 0.41217 | 0.4118 | 0.41085 | 0.40925 | 0.40605 | 0.40129 | 0.39484 | 0.39484 | 0.39484
PG&E | MM Therms | Industrial | Ind - Paper | MachDr | No | Ind MachDr - Equipment (Low Cost) | 0.0044098 | 0.0044561 | 0.0044914 | 0.0045133 | 0.0045265 | 0.0045317 | 0.0045365 | 0.0045373 | 0.0045333 | 0.0045274 | 0.0045181 | 0.0045097
PG&E | MM Therms | Industrial | Ind - Petroleum | ProcHeat | No | Ind ProcHeat - Equipment (Gas - High Cost) | 14.3931 | 14.4059 | 14.3989 | 14.3912 | 14.3731 | 14.3371 | 14.2996 | 14.2397 | 14.1582 | 14.0697 | 14.0697 | 14.0697
PG&E | MM Therms | Industrial | Ind - Petroleum | ProcHeat | No | Ind ProcHeat - Equipment (Gas - Mid Cost) | 21.5896 | 21.6089 | 21.5984 | 21.5868 | 21.5597 | 21.5056 | 21.4494 | 21.3596 | 21.2372 | 21.1046 | 21.1046 | 21.1046
PG&E | MM Therms | Industrial | Ind - Petroleum | SHW | No | Ind SHW - Equipment (High Cost) | 1.0311 | 1.032 | 1.0315 | 1.031 | 1.0297 | 1.0271 | 1.0244 | 1.0201 | 1.0143 | 1.0079 | 1.0079 | 1.0079
PG&E | MM Therms | Industrial | Ind - Petroleum | SHW | No | Ind SHW - Equipment (Low Cost) | 0.25838 | 0.25861 | 0.25849 | 0.25835 | 0.25803 | 0.25738 | 0.2567 | 0.25563 | 0.25417 | 0.25258 | 0.25258 | 0.25258
PG&E | MM Therms | Industrial | Ind - Petroleum | SHW | No | Ind SHW - Equipment (Mid Cost) | 9.0312 | 9.0392 | 9.0348 | 9.03 | 9.0186 | 8.996 | 8.9725 | 8.9349 | 8.8837 | 8.8282 | 8.8282 | 8.8282
PG&E | MM Therms | Industrial | Ind - Petroleum | SHW | No | Ind SHW - O&M (High Cost) | 4.2139 | 4.2177 | 4.2156 | 4.2134 | 4.2081 | 4.1975 | 4.1865 | 4.169 | 4.1451 | 4.1192 | 4.1192 | 4.1192
PG&E | MM Therms | Industrial | Ind - Petroleum | SHW | No | Ind SHW - O&M (Low Cost) | 0.44027 | 0.44066 | 0.44045 | 0.44021 | 0.43966 | 0.43855 | 0.43741 | 0.43558 | 0.43308 | 0.43038 | 0.43038 | 0.43038
PG&E | MM Therms | Industrial | Ind - Petroleum | SHW | No | Ind SHW - O&M (Mid Cost) | 0.21453 | 0.21472 | 0.21462 | 0.2145 | 0.21423 | 0.2137 | 0.21314 | 0.21224 | 0.21103 | 0.20971 | 0.20971 | 0.20971
PG&E | MM Therms | Industrial | Ind - Petroleum | MachDr | No | Ind MachDr - Equipment (High Cost) | 0.0056057 | 0.0056646 | 0.0057094 | 0.0057373 | 0.005754 | 0.0057605 | 0.0057667 | 0.0057677 | 0.0057627 | 0.0057552 | 0.0057433 | 0.0057326
PG&E | MM Therms | Industrial | Ind - Plastics | HVAC | No | Ind HVAC - Equipment (Electric - Low Cost) | 0.0018686 | 0.0018883 | 0.0019032 | 0.0019125 | 0.0019181 | 0.0019203 | 0.0019223 | 0.0019226 | 0.001921 | 0.0019185 | 0.0019145 | 0.0019109
PG&E | MM Therms | Industrial | Ind - Plastics | HVAC | No | Ind HVAC - Equipment (Gas - High Cost) | 0.058927 | 0.063172 | 0.066849 | 0.070394 | 0.074116 | 0.07823 | 0.08262 | 0.086897 | 0.091172 | 0.0952 | 0.0952 | 0.0952
PG&E | MM Therms | Industrial | Ind - Plastics | HVAC | No | Ind HVAC - Equipment (Gas - Low Cost) | 0.0019686 | 0.0021104 | 0.0022332 | 0.0023517 | 0.002476 | 0.0026135 | 0.0027601 | 0.002903 | 0.0030458 | 0.0031804 | 0.0031804 | 0.0031804
PG&E | MM Therms | Industrial | Ind - Plastics | HVAC | No | Ind HVAC - Equipment (Gas - Mid Cost) | 0.090701 | 0.097236 | 0.1029 | 0.10835 | 0.11408 | 0.12041 | 0.12717 | 0.13375 | 0.14033 | 0.14653 | 0.14653 | 0.14653
PG&E | MM Therms | Industrial | Ind - Plastics | HVAC | No | Ind HVAC - O&M (Electric - High Cost) | 0.0019206 | 0.0019408 | 0.0019562 | 0.0019657 | 0.0019715 | 0.0019737 | 0.0019758 | 0.0019761 | 0.0019744 | 0.0019719 | 0.0019678 | 0.0019641
PG&E | MM Therms | Industrial | Ind - Plastics | HVAC | No | Ind HVAC - O&M (Electric - Low Cost) | 0.0042165 | 0.0042608 | 0.0042945 | 0.0043155 | 0.0043281 | 0.004333 | 0.0043377 | 0.0043384 | 0.0043346 | 0.004329 | 0.0043201 | 0.004312
PG&E | MM Therms | Industrial | Ind - Plastics | HVAC | No | Ind HVAC - O&M (Gas - High Cost) | 0.0057401 | 0.0061537 | 0.0065118 | 0.0068571 | 0.0072197 | 0.0076205 | 0.008048 | 0.0084647 | 0.0088812 | 0.0092735 | 0.0092735 | 0.0092735
PG&E | MM Therms | Industrial | Ind - Plastics | HVAC | No | Ind HVAC - O&M (Gas - Low Cost) | 0.00040658 | 0.00043587 | 0.00046124 | 0.0004857 | 0.00051138 | 0.00053977 | 0.00057006 | 0.00059957 | 0.00062907 | 0.00065686 | 0.00065686 | 0.00065686
PG&E | MM Therms | Industrial | Ind - Plastics | HVAC | No | Ind HVAC - O&M (Gas - Mid Cost) | 0.4721 | 0.50612 | 0.53557 | 0.56397 | 0.59379 | 0.62675 | 0.66192 | 0.69619 | 0.73044 | 0.76271 | 0.76271 | 0.76271
PG&E | MM Therms | Industrial | Ind - Plastics | ProcHeat | No | Ind ProcHeat - Equipment (Electric - High Cost) | 0.0047242 | 0.0047739 | 0.0048116 | 0.0048351 | 0.0048492 | 0.0048548 | 0.00486 | 0.0048608 | 0.0048566 | 0.0048502 | 0.0048402 | 0.0048312
PG&E | MM Therms | Industrial | Ind - Plastics | ProcHeat | No | Ind ProcHeat - Equipment (Electric - Low Cost) | 0.001376 | 0.0013905 | 0.0014015 | 0.0014083 | 0.0014124 | 0.001414 | 0.0014155 | 0.0014158 | 0.0014146 | 0.0014127 | 0.0014098 | 0.0014072
PG&E | MM Therms | Industrial | Ind - Plastics | ProcHeat | No | Ind ProcHeat - Equipment (Gas - High Cost) | 0.079312 | 0.085026 | 0.089974 | 0.094746 | 0.099756 | 0.10529 | 0.1112 | 0.11696 | 0.12271 | 0.12813 | 0.12813 | 0.12813
PG&E | MM Therms | Industrial | Ind - Plastics | ProcHeat | No | Ind ProcHeat - Equipment (Gas - Low Cost) | 0.081957 | 0.087861 | 0.092975 | 0.097906 | 0.10308 | 0.1088 | 0.11491 | 0.12086 | 0.1268 | 0.13241 | 0.13241 | 0.13241
PG&E | MM Therms | Industrial | Ind - Plastics | ProcHeat | No | Ind ProcHeat - Equipment (Gas - Mid Cost) | 0.20653 | 0.22141 | 0.23429 | 0.24672 | 0.25976 | 0.27418 | 0.28957 | 0.30456 | 0.31954 | 0.33366 | 0.33366 | 0.33366
PG&E | MM Therms | Industrial | Ind - Plastics | ProcHeat | No | Ind ProcHeat - O&M (Gas - High Cost) | 0.11634 | 0.12473 | 0.13199 | 0.13899 | 0.14633 | 0.15446 | 0.16312 | 0.17157 | 0.18001 | 0.18796 | 0.18796 | 0.18796
PG&E | MM Therms | Industrial | Ind - Plastics | ProcHeat | No | Ind ProcHeat - O&M (Gas - Low Cost) | 0.037341 | 0.040032 | 0.042361 | 0.044608 | 0.046967 | 0.049573 | 0.052355 | 0.055066 | 0.057775 | 0.060327 | 0.060327 | 0.060327
PG&E | MM Therms | Industrial | Ind - Plastics | ProcHeat | No | Ind ProcHeat - O&M (Gas - Mid Cost) | 0.12868 | 0.13795 | 0.14598 | 0.15372 | 0.16185 | 0.17083 | 0.18042 | 0.18976 | 0.1991 | 0.20789 | 0.20789 | 0.20789
PG&E | MM Therms | Industrial | Ind - Plastics | SHW | No | Ind SHW - Equipment (High Cost) | 0.097286 | 0.1043 | 0.11037 | 0.11622 | 0.12236 | 0.12915 | 0.1364 | 0.14346 | 0.15052 | 0.15717 | 0.15717 | 0.15717
PG&E | MM Therms | Industrial | Ind - Plastics | SHW | No | Ind SHW - Equipment (Low Cost) | 0.077947 | 0.083563 | 0.088427 | 0.093116 | 0.09804 | 0.10348 | 0.10929 | 0.11495 | 0.1206 | 0.12593 | 0.12593 | 0.12593
PG&E | MM Therms | Industrial | Ind - Plastics | SHW | No | Ind SHW - Equipment (Mid Cost) | 0.11089 | 0.11888 | 0.1258 | 0.13247 | 0.13948 | 0.14722 | 0.15548 | 0.16353 | 0.17158 | 0.17916 | 0.17916 | 0.17916
PG&E | MM Therms | Industrial | Ind - Plastics | SHW | No | Ind SHW - O&M (High Cost) | 0.098823 | 0.10594 | 0.11211 | 0.11805 | 0.1243 | 0.1312 | 0.13856 | 0.14573 | 0.1529 | 0.15966 | 0.15966 | 0.15966
PG&E | MM Therms | Industrial | Ind - Plastics | SHW | No | Ind SHW - O&M (Low Cost) | 0.15481 | 0.16596 | 0.17562 | 0.18493 | 0.19471 | 0.20552 | 0.21705 | 0.22829 | 0.23952 | 0.2501 | 0.2501 | 0.2501
PG&E | MM Therms | Industrial | Ind - Plastics | SHW | No | Ind SHW - O&M (Mid Cost) | 0.16275 | 0.17447 | 0.18463 | 0.19442 | 0.2047 | 0.21606 | 0.22818 | 0.24 | 0.2518 | 0.26293 | 0.26293 | 0.26293
PG&E | MM Therms | Industrial | Ind - Plastics | MachDr | No | Ind MachDr - Equipment (High Cost) | 0.00056452 | 0.00057045 | 0.00057496 | 0.00057777 | 0.00057946 | 0.00058012 | 0.00058074 | 0.00058083 | 0.00058033 | 0.00057958 | 0.00057838 | 0.0005773
PG&E | MM Therms | Industrial | Ind - Plastics | MachDr | No | Ind MachDr - Equipment (Mid Cost) | 0.0024245 | 0.00245 | 0.0024694 | 0.0024814 | 0.0024887 | 0.0024915 | 0.0024942 | 0.0024946 | 0.0024925 | 0.0024892 | 0.0024841 | 0.0024794
PG&E | MM Therms | Industrial | Ind - Printing & Publishing | HVAC | No | Ind HVAC - Equipment (Electric - High Cost) | 5.7206e-05 | 5.7807e-05 | 5.8264e-05 | 5.8549e-05 | 5.872e-05 | 5.8787e-05 | 5.8849e-05 | 5.8859e-05 | 5.8808e-05 | 5.8732e-05 | 5.8611e-05 | 5.8501e-05
PG&E | MM Therms | Industrial | Ind - Printing & Publishing | HVAC | No | Ind HVAC - Equipment (Electric - Low Cost) | 0.0026177 | 0.0026451 | 0.0026661 | 0.0026791 | 0.0026869 | 0.00269 | 0.0026928 | 0.0026933 | 0.002691 | 0.0026875 | 0.0026819 | 0.0026769
PG&E | MM Therms | Industrial | Ind - Printing & Publishing | HVAC | No | Ind HVAC - Equipment (Electric - Mid Cost) | 0.00023888 | 0.00024139 | 0.0002433 | 0.00024449 | 0.0002452 | 0.00024548 | 0.00024575 | 0.00024579 | 0.00024557 | 0.00024525 | 0.00024475 | 0.00024429
PG&E | MM Therms | Industrial | Ind - Printing & Publishing | HVAC | No | Ind HVAC - Equipment (Gas - High Cost) | 0.037324 | 0.038193 | 0.038893 | 0.039631 | 0.040295 | 0.040848 | 0.041311 | 0.041656 | 0.041901 | 0.042055 | 0.042055 | 0.042055
PG&E | MM Therms | Industrial | Ind - Printing & Publishing | HVAC | No | Ind HVAC - Equipment (Gas - Low Cost) | 0.0028997 | 0.0029672 | 0.0030215 | 0.0030789 | 0.0031305 | 0.0031735 | 0.0032094 | 0.0032362 | 0.0032553 | 0.0032673 | 0.0032673 | 0.0032673
PG&E | MM Therms | Industrial | Ind - Printing & Publishing | HVAC | No | Ind HVAC - Equipment (Gas - Mid Cost) | 0.024046 | 0.024606 | 0.025057 | 0.025533 | 0.02596 | 0.026317 | 0.026615 | 0.026837 | 0.026995 | 0.027094 | 0.027094 | 0.027094
PG&E | MM Therms | Industrial | Ind - Printing & Publishing | HVAC | No | Ind HVAC - O&M (Electric - Low Cost) | 0.096044 | 0.097053 | 0.09782 | 0.098298 | 0.098585 | 0.098697 | 0.098803 | 0.09882 | 0.098734 | 0.098606 | 0.098402 | 0.098218
PG&E | MM Therms | Industrial | Ind - Printing & Publishing | HVAC | No | Ind HVAC - O&M (Electric - Mid Cost) | 0.014754 | 0.014909 | 0.015026 | 0.0151 | 0.015144 | 0.015161 | 0.015177 | 0.01518 | 0.015167 | 0.015147 | 0.015116 | 0.015088
PG&E | MM Therms | Industrial | Ind - Printing & Publishing | ProcHeat | No | Ind ProcHeat - Equipment (Gas - High Cost) | 0.028965 | 0.029639 | 0.030182 | 0.030755 | 0.03127 | 0.0317 | 0.032059 | 0.032326 | 0.032517 | 0.032637 | 0.032637 | 0.032637
PG&E | MM Therms | Industrial | Ind - Printing & Publishing | ProcHeat | No | Ind ProcHeat - Equipment (Gas - Mid Cost) | 0.11232 | 0.11494 | 0.11704 | 0.11927 | 0.12126 | 0.12293 | 0.12432 | 0.12536 | 0.1261 | 0.12656 | 0.12656 | 0.12656
PG&E | MM Therms | Industrial | Ind - Printing & Publishing | ProcHeat | No | Ind ProcHeat - O&M (Gas - High Cost) | 0.19225 | 0.19672 | 0.20033 | 0.20413 | 0.20755 | 0.2104 | 0.21278 | 0.21456 | 0.21583 | 0.21662 | 0.21662 | 0.21662
PG&E | MM Therms | Industrial | Ind - Printing & Publishing | ProcHeat | No | Ind ProcHeat - O&M (Gas - Low Cost) | 0.15056 | 0.15407 | 0.15689 | 0.15987 | 0.16255 | 0.16478 | 0.16665 | 0.16804 | 0.16903 | 0.16965 | 0.16965 | 0.16965
PG&E | MM Therms | Industrial | Ind - Printing & Publishing | ProcHeat | No | Ind ProcHeat - O&M (Gas - Mid Cost) | 0.10994 | 0.11249 | 0.11455 | 0.11673 | 0.11869 | 0.12031 | 0.12168 | 0.12269 | 0.12342 | 0.12387 | 0.12387 | 0.12387
PG&E | MM Therms | Industrial | Ind - Stone, Glass & Clay | HVAC | No | Ind HVAC - Equipment (Gas - High Cost) | 0.020605 | 0.020796 | 0.021101 | 0.021505 | 0.021939 | 0.022314 | 0.02264 | 0.022887 | 0.023116 | 0.023296 | 0.023296 | 0.023296
PG&E | MM Therms | Industrial | Ind - Stone, Glass & Clay | HVAC | No | Ind HVAC - Equipment (Gas - Mid Cost) | 0.094868 | 0.095745 | 0.097154 | 0.09901 | 0.10101 | 0.10274 | 0.10424 | 0.10537 | 0.10643 | 0.10726 | 0.10726 | 0.10726
PG&E | MM Therms | Industrial | Ind - Stone, Glass & Clay | ProcHeat | No | Ind ProcHeat - Equipment (Gas - High Cost) | 1.3245 | 1.3368 | 1.3564 | 1.3824 | 1.4103 | 1.4344 | 1.4553 | 1.4712 | 1.486 | 1.4975 | 1.4975 | 1.4975
PG&E | MM Therms | Industrial | Ind - Stone, Glass & Clay | ProcHeat | No | Ind ProcHeat - Equipment (Gas - Low Cost) | 0.033081 | 0.033387 | 0.033878 | 0.034525 | 0.035222 | 0.035824 | 0.036348 | 0.036744 | 0.037113 | 0.037402 | 0.037402 | 0.037402
PG&E | MM Therms | Industrial | Ind - Stone, Glass & Clay | ProcHeat | No | Ind ProcHeat - Equipment (Gas - Mid Cost) | 0.37307 | 0.37652 | 0.38206 | 0.38936 | 0.39721 | 0.40401 | 0.40991 | 0.41438 | 0.41854 | 0.4218 | 0.4218 | 0.4218
PG&E | MM Therms | Industrial | Ind - Stone, Glass & Clay | ProcHeat | No | Ind ProcHeat - O&M (Gas - High Cost) | 3.3127 | 3.3433 | 3.3925 | 3.4573 | 3.5271 | 3.5874 | 3.6398 | 3.6795 | 3.7164 | 3.7453 | 3.7453 | 3.7453
PG&E | MM Therms | Industrial | Ind - Stone, Glass & Clay | ProcHeat | No | Ind ProcHeat - O&M (Gas - Low Cost) | 2.7766 | 2.8023 | 2.8435 | 2.8979 | 2.9564 | 3.0069 | 3.0508 | 3.0841 | 3.1151 | 3.1393 | 3.1393 | 3.1393
PG&E | MM Therms | Industrial | Ind - Stone, Glass & Clay | ProcHeat | No | Ind ProcHeat - O&M (Gas - Mid Cost) | 11.6998 | 11.808 | 11.9817 | 12.2106 | 12.4571 | 12.67 | 12.8551 | 12.9955 | 13.1259 | 13.228 | 13.228 | 13.228
PG&E | MM Therms | Industrial | Ind - Textiles | HVAC | No | Ind HVAC - Equipment (Electric - Low Cost) | 3.526e-06 | 3.563e-06 | 3.5912e-06 | 3.6088e-06 | 3.6193e-06 | 3.6234e-06 | 3.6273e-06 | 3.6279e-06 | 3.6248e-06 | 3.62e-06 | 3.6126e-06 | 3.6058e-06
PG&E | MM Therms | Industrial | Ind - Textiles | HVAC | No | Ind HVAC - O&M (Electric - Low Cost) | 0.00014727 | 0.00014881 | 0.00014999 | 0.00015072 | 0.00015116 | 0.00015133 | 0.0001515 | 0.00015152 | 0.00015139 | 0.00015119 | 0.00015088 | 0.0001506
PG&E | MM Therms | Industrial | Ind - Textiles | ProcHeat | No | Ind ProcHeat - Equipment (Gas - High Cost) | 0.012491 | 0.012276 | 0.01201 | 0.011755 | 0.011563 | 0.011377 | 0.011171 | 0.010942 | 0.010695 | 0.010416 | 0.010416 | 0.010416
PG&E | MM Therms | Industrial | Ind - Textiles | ProcHeat | No | Ind ProcHeat - Equipment (Gas - Mid Cost) | 0.026901 | 0.026437 | 0.025864 | 0.025314 | 0.024902 | 0.024502 | 0.024058 | 0.023564 | 0.023033 | 0.02243 | 0.02243 | 0.02243
PG&E | MM Therms | Industrial | Ind - Textiles | ProcHeat | No | Ind ProcHeat - O&M (Gas - High Cost) | 0.012642 | 0.012424 | 0.012154 | 0.011896 | 0.011702 | 0.011514 | 0.011306 | 0.011074 | 0.010824 | 0.010541 | 0.010541 | 0.010541
PG&E | MM Therms | Industrial | Ind - Textiles | ProcHeat | No | Ind ProcHeat - O&M (Gas - Low Cost) | 0.023711 | 0.023303 | 0.022797 | 0.022312 | 0.021949 | 0.021596 | 0.021205 | 0.02077 | 0.020302 | 0.019771 | 0.019771 | 0.019771
PG&E | MM Therms | Industrial | Ind - Textiles | ProcHeat | No | Ind ProcHeat - O&M (Gas - Mid Cost) | 0.027129 | 0.026662 | 0.026083 | 0.025529 | 0.025113 | 0.024709 | 0.024262 | 0.023764 | 0.023229 | 0.022621 | 0.022621 | 0.022621
PG&E | MM Therms | Industrial | Ind - Textiles | SHW | No | Ind SHW - Equipment (High Cost) | 0.0019284 | 0.0018951 | 0.001854 | 0.0018146 | 0.0017851 | 0.0017564 | 0.0017246 | 0.0016892 | 0.0016511 | 0.0016079 | 0.0016079 | 0.0016079
PG&E | MM Therms | Industrial | Ind - Textiles | SHW | No | Ind SHW - Equipment (Mid Cost) | 0.0022811 | 0.0022418 | 0.0021932 | 0.0021466 | 0.0021116 | 0.0020777 | 0.00204 | 0.0019982 | 0.0019532 | 0.001902 | 0.001902 | 0.001902
PG&E | MM Therms | Industrial | Ind - Textiles | SHW | No | Ind SHW - O&M (High Cost) | 0.0075063 | 0.0073769 | 0.0072169 | 0.0070635 | 0.0069484 | 0.0068368 | 0.006713 | 0.0065752 | 0.0064271 | 0.0062589 | 0.0062589 | 0.0062589
PG&E | MM Therms | Industrial | Ind - Textiles | SHW | No | Ind SHW - O&M (Low Cost) | 0.025158 | 0.024724 | 0.024188 | 0.023674 | 0.023288 | 0.022914 | 0.022499 | 0.022037 | 0.021541 | 0.020977 | 0.020977 | 0.020977
PG&E | MM Therms | Industrial | Ind - Textiles | SHW | No | Ind SHW - O&M (Mid Cost) | 0.011701 | 0.011499 | 0.01125 | 0.01101 | 0.010831 | 0.010657 | 0.010464 | 0.010249 | 0.010018 | 0.0097562 | 0.0097562 | 0.0097562
PG&E | MM Therms | Industrial | Ind - Transportation Equipment | HVAC | No | Ind HVAC - Equipment (Gas - High Cost) | 0.094248 | 0.095665 | 0.096825 | 0.097983 | 0.098911 | 0.099463 | 0.099691 | 0.099517 | 0.099159 | 0.098439 | 0.098439 | 0.098439
PG&E | MM Therms | Industrial | Ind - Transportation Equipment | HVAC | No | Ind HVAC - Equipment (Gas - Low Cost) | 0.0053467 | 0.005427 | 0.0054929 | 0.0055585 | 0.0056112 | 0.0056425 | 0.0056554 | 0.0056456 | 0.0056253 | 0.0055844 | 0.0055844 | 0.0055844
PG&E | MM Therms | Industrial | Ind - Transportation Equipment | HVAC | No | Ind HVAC - Equipment (Gas - Mid Cost) | 0.088772 | 0.090106 | 0.091199 | 0.092289 | 0.093163 | 0.093683 | 0.093898 | 0.093735 | 0.093398 | 0.092719 | 0.092719 | 0.092719
PG&E | MM Therms | Industrial | Ind - Transportation Equipment | HVAC | No | Ind HVAC - O&M (Electric - Low Cost) | 0.0025655 | 0.0025925 | 0.002613 | 0.0026258 | 0.0026334 | 0.0026364 | 0.0026392 | 0.0026397 | 0.0026374 | 0.002634 | 0.0026285 | 0.0026236
PG&E | MM Therms | Industrial | Ind - Transportation Equipment | HVAC | No | Ind HVAC - O&M (Gas - High Cost) | 0.028184 | 0.028608 | 0.028955 | 0.029301 | 0.029579 | 0.029744 | 0.029812 | 0.02976 | 0.029653 | 0.029438 | 0.029438 | 0.029438
PG&E | MM Therms | Industrial | Ind - Transportation Equipment | HVAC | No | Ind HVAC - O&M (Gas - Low Cost) | 0.034662 | 0.035183 | 0.03561 | 0.036035 | 0.036377 | 0.03658 | 0.036663 | 0.0366 | 0.036468 | 0.036203 | 0.036203 | 0.036203
PG&E | MM Therms | Industrial | Ind - Transportation Equipment | HVAC | No | Ind HVAC - O&M (Gas - Mid Cost) | 0.097226 | 0.098688 | 0.099885 | 0.10108 | 0.10204 | 0.10261 | 0.10284 | 0.10266 | 0.10229 | 0.10155 | 0.10155 | 0.10155
PG&E | MM Therms | Industrial | Ind - Transportation Equipment | Lighting | No | Ind Lighting - Equipment (High Cost) | 1.1522e-05 | 1.1643e-05 | 1.1735e-05 | 1.1793e-05 | 1.1827e-05 | 1.184e-05 | 1.1853e-05 | 1.1855e-05 | 1.1845e-05 | 1.1829e-05 | 1.1805e-05 | 1.1783e-05
PG&E | MM Therms | Industrial | Ind - Transportation Equipment | Lighting | No | Ind Lighting - Equipment (Low Cost) | 0.0043231 | 0.0043685 | 0.004403 | 0.0044246 | 0.0044375 | 0.0044425 | 0.0044473 | 0.004448 | 0.0044442 | 0.0044384 | 0.0044292 | 0.0044209
PG&E | MM Therms | Industrial | Ind - Transportation Equipment | ProcHeat | No | Ind ProcHeat - Equipment (Electric - Low Cost) | 4.5846e-05 | 4.6327e-05 | 4.6694e-05 | 4.6922e-05 | 4.7059e-05 | 4.7112e-05 | 4.7163e-05 | 4.7171e-05 | 4.713e-05 | 4.7069e-05 | 4.6971e-05 | 4.6884e-05
PG&E | MM Therms | Industrial | Ind - Transportation Equipment | ProcHeat | No | Ind ProcHeat - Equipment (Gas - High Cost) | 0.11768 | 0.11945 | 0.1209 | 0.12234 | 0.1235 | 0.12419 | 0.12447 | 0.12426 | 0.12381 | 0.12291 | 0.12291 | 0.12291
PG&E | MM Therms | Industrial | Ind - Transportation Equipment | ProcHeat | No | Ind ProcHeat - Equipment (Gas - Low Cost) | 0.013473 | 0.013675 | 0.013841 | 0.014006 | 0.014139 | 0.014218 | 0.014251 | 0.014226 | 0.014175 | 0.014072 | 0.014072 | 0.014072
PG&E | MM Therms | Industrial | Ind - Transportation Equipment | ProcHeat | No | Ind ProcHeat - Equipment (Gas - Mid Cost) | 0.39202 | 0.39791 | 0.40273 | 0.40755 | 0.41141 | 0.41371 | 0.41465 | 0.41393 | 0.41244 | 0.40945 | 0.40945 | 0.40945
PG&E | MM Therms | Industrial | Ind - Transportation Equipment | ProcHeat | No | Ind ProcHeat - O&M (Gas - High Cost) | 0.25522 | 0.25906 | 0.2622 | 0.26533 | 0.26785 | 0.26934 | 0.26996 | 0.26949 | 0.26852 | 0.26657 | 0.26657 | 0.26657
PG&E | MM Therms | Industrial | Ind - Transportation Equipment | ProcHeat | No | Ind ProcHeat - O&M (Gas - Low Cost) | 0.032568 | 0.033058 | 0.033459 | 0.033859 | 0.03418 | 0.03437 | 0.034449 | 0.034389 | 0.034265 | 0.034017 | 0.034017 | 0.034017
PG&E | MM Therms | Industrial | Ind - Transportation Equipment | ProcHeat | No | Ind ProcHeat - O&M (Gas - Mid Cost) | 0.52198 | 0.52983 | 0.53625 | 0.54267 | 0.54781 | 0.55086 | 0.55213 | 0.55116 | 0.54918 | 0.54519 | 0.54519 | 0.54519
PG&E | MM Therms | Industrial | Ind - Transportation Equipment | SHW | No | Ind SHW - Equipment (High Cost) | 0.11835 | 0.12012 | 0.12158 | 0.12303 | 0.1242 | 0.12489 | 0.12518 | 0.12496 | 0.12451 | 0.12361 | 0.12361 | 0.12361
PG&E | MM Therms | Industrial | Ind - Transportation Equipment | SHW | No | Ind SHW - Equipment (Low Cost) | 0.10623 | 0.10782 | 0.10913 | 0.11044 | 0.11148 | 0.1121 | 0.11236 | 0.11217 | 0.11176 | 0.11095 | 0.11095 | 0.11095
PG&E | MM Therms | Industrial | Ind - Transportation Equipment | SHW | No | Ind SHW - Equipment (Mid Cost) | 0.0091725 | 0.0093103 | 0.0094232 | 0.0095359 | 0.0096262 | 0.0096799 | 0.0097021 | 0.0096853 | 0.0096504 | 0.0095803 | 0.0095803 | 0.0095803
PG&E | MM Therms | Industrial | Ind - Transportation Equipment | SHW | No | Ind SHW - O&M (High Cost) | 0.0082242 | 0.0083479 | 0.0084491 | 0.0085501 | 0.0086311 | 0.0086792 | 0.0086992 | 0.008684 | 0.0086528 | 0.0085899 | 0.0085899 | 0.0085899
PG&E | MM Therms | Industrial | Ind - Transportation Equipment | SHW | No | Ind SHW - O&M (Mid Cost) | 0.1284 | 0.13033 | 0.13191 | 0.13349 | 0.13475 | 0.13551 | 0.13582 | 0.13558 | 0.13509 | 0.13411 | 0.13411 | 0.13411
PG&E | MM Therms | Industrial | Ind - Transportation Equipment | MachDr | No | Ind MachDr - Equipment (High Cost) | 0.00084997 | 0.00085889 | 0.00086569 | 0.00086992 | 0.00087245 | 0.00087345 | 0.00087438 | 0.00087453 | 0.00087377 | 0.00087264 | 0.00087084 | 0.00086921
PG&E | MM Therms | Agricultural | Agr - Concentrated Animal Feeding Operation | SHW | No | Ag SHWC - Equipment (High Cost) | 0.11148 | 0.11148 | 0.11149 | 0.11151 | 0.11154 | 0.11162 | 0.11177 | 0.11209 | 0.1127 | 0.11381 | 0.11422 | 0.11463
PG&E | MM Therms | Agricultural | Agr - Concentrated Animal Feeding Operation | SHW | No | Ag SHWC - Equipment (Low Cost) | 0.13796 | 0.13796 | 0.13797 | 0.13799 | 0.13804 | 0.13813 | 0.13832 | 0.13871 | 0.13947 | 0.14084 | 0.14135 | 0.14186
PG&E | MM Therms | Agricultural | Agr - Concentrated Animal Feeding Operation | SHW | No | Ag SHWC - Equipment (Mid Cost) | 0.28933 | 0.28934 | 0.28936 | 0.28941 | 0.2895 | 0.2897 | 0.2901 | 0.29092 | 0.2925 | 0.29538 | 0.29645 | 0.29752
PG&E | MM Therms | Agricultural | Agr - Concentrated Animal Feeding Operation | SHW | No | Ag SHWC - O&M (High Cost) | 0.32496 | 0.32497 | 0.32499 | 0.32504 | 0.32515 | 0.32537 | 0.32582 | 0.32674 | 0.32852 | 0.33175 | 0.33295 | 0.33415
PG&E | MM Therms | Agricultural | Agr - Concentrated Animal Feeding Operation | SHW | No | Ag SHWC - O&M (Low Cost) | 1.4913 | 1.4913 | 1.4915 | 1.4917 | 1.4922 | 1.4932 | 1.4953 | 1.4995 | 1.5076 | 1.5225 | 1.528 | 1.5335
PG&E | MM Therms | Agricultural | Agr - Concentrated Animal Feeding Operation | SHW | No | Ag SHWC - O&M (Mid Cost) | 0.88027 | 0.8803 | 0.88036 | 0.8805 | 0.88078 | 0.88138 | 0.88261 | 0.8851 | 0.88992 | 0.89868 | 0.90192 | 0.90518
PG&E | MM Therms | Agricultural | Agr - Dairies | MachDr | No | Ag Process Mtr - Equipment (High Cost) | 0.061522 | 0.062064 | 0.062621 | 0.063186 | 0.063756 | 0.064313 | 0.064865 | 0.065385 | 0.065859 | 0.066305 | 0.066689 | 0.067076
PG&E | MM Therms | Agricultural | Agr - Greenhouse | HVAC | No | Ag HVAC - Equipment (High Cost) | 0.23285 | 0.23285 | 0.23287 | 0.23291 | 0.23298 | 0.23314 | 0.23346 | 0.23412 | 0.2354 | 0.23771 | 0.23857 | 0.23943
PG&E | MM Therms | Agricultural | Agr - Greenhouse | HVAC | No | Ag HVAC - Equipment (Mid Cost) | 0.49808 | 0.49809 | 0.49813 | 0.49821 | 0.49837 | 0.4987 | 0.4994 | 0.50081 | 0.50354 | 0.50849 | 0.51033 | 0.51217
PG&E | MM Therms | Agricultural | Agr - Irrigated Agriculture | MachDr | No | Ag Motor Pmp - Equipment (High Cost) | 0.061522 | 0.062064 | 0.062621 | 0.063186 | 0.063756 | 0.064313 | 0.064865 | 0.065385 | 0.065859 | 0.066305 | 0.066689 | 0.067076
PG&E | MM Therms | Agricultural | Agr - Post-Harvest Processing | ProcHeat | No | Ag Process Dry - Equipment (High Cost) | 0.30466 | 0.30467 | 0.30469 | 0.30473 | 0.30483 | 0.30504 | 0.30546 | 0.30633 | 0.308 | 0.31103 | 0.31215 | 0.31328
PG&E | MM Therms | Agricultural | Agr - Post-Harvest Processing | ProcHeat | No | Ag Process Dry - Equipment (Low Cost) | 0.14408 | 0.14409 | 0.1441 | 0.14412 | 0.14417 | 0.14426 | 0.14446 | 0.14487 | 0.14566 | 0.14709 | 0.14763 | 0.14816
PG&E | MM Therms | Agricultural | Agr - Post-Harvest Processing | ProcHeat | No | Ag Process Dry - Equipment (Mid Cost) | 0.75842 | 0.75845 | 0.7585 | 0.75862 | 0.75886 | 0.75937 | 0.76044 | 0.76258 | 0.76674 | 0.77428 | 0.77708 | 0.77988
PG&E | MM Therms | Agricultural | Agr - Post-Harvest Processing | ProcHeat | No | Ag Process Dry - O&M (High Cost) | 0.7506 | 0.75063 | 0.75068 | 0.7508 | 0.75104 | 0.75155 | 0.7526 | 0.75472 | 0.75883 | 0.7663 | 0.76907 | 0.77184
PG&E | MM Therms | Agricultural | Agr - Post-Harvest Processing | ProcHeat | No | Ag Process Dry - O&M (Low Cost) | 0.3633 | 0.36332 | 0.36334 | 0.3634 | 0.36352 | 0.36376 | 0.36427 | 0.3653 | 0.36729 | 0.3709 | 0.37224 | 0.37359
PG&E | MM Therms | Agricultural | Agr - Post-Harvest Processing | ProcHeat | No | Ag Process Dry - O&M (Mid Cost) | 0.57739 | 0.57741 | 0.57745 | 0.57754 | 0.57772 | 0.57811 | 0.57892 | 0.58055 | 0.58372 | 0.58946 | 0.59159 | 0.59373
PG&E | MM Therms | Agricultural | Agr - Post-Harvest Processing | MachDr | No | Ag Process Mtr - Equipment (High Cost) | 0.061214 | 0.061753 | 0.062308 | 0.06287 | 0.063437 | 0.063992 | 0.064541 | 0.065058 | 0.065529 | 0.065974 | 0.066356 | 0.06674
PG&E | MM Therms | Agricultural | Agr - Wineries and Vineyards | SHW | No | Ag SHWC - Equipment (High Cost) | 0.27705 | 0.27706 | 0.27708 | 0.27712 | 0.27721 | 0.2774 | 0.27779 | 0.27857 | 0.28009 | 0.28285 | 0.28387 | 0.28489
PG&E | MM Therms | Mining | Mining - Oil & Gas Extraction (Steam Enhancement) | OilGasExtract | No | Oil - Steam Boiler | 0.048593 | 0.048593 | 0.048593 | 0.048593 | 0.048593 | 0.048593 | 0.048593 | 0.048593 | 0.048593 | 0.048593 | 0.048593 | 0.048593
PG&E | MM Therms | Mining | Mining - Oil & Gas Extraction (Steam Enhancement) | OilGasExtract | No | Oil - Steam Boiler Controls and Improvements | 0.079033 | 0.079033 | 0.079033 | 0.079033 | 0.079033 | 0.079033 | 0.079033 | 0.079033 | 0.079033 | 0.079033 | 0.079033 | 0.079033
SCE | GWh | Industrial | Ind - Chemicals | HVAC | No | Ind HVAC - Equipment (Electric - High Cost) | 0.24771 | 0.2476 | 0.24967 | 0.2507 | 0.2513 | 0.25166 | 0.25232 | 0.25269 | 0.25313 | 0.2535 | 0.25373 | 0.25397
SCE | GWh | Industrial | Ind - Chemicals | HVAC | No | Ind HVAC - Equipment (Electric - Low Cost) | 0.35534 | 0.35519 | 0.35815 | 0.35963 | 0.36049 | 0.36101 | 0.36195 | 0.36249 | 0.36312 | 0.36365 | 0.36397 | 0.36433
SCE | GWh | Industrial | Ind - Chemicals | HVAC | No | Ind HVAC - Equipment (Electric - Mid Cost) | 0.13483 | 0.13477 | 0.1359 | 0.13646 | 0.13678 | 0.13698 | 0.13734 | 0.13754 | 0.13778 | 0.13798 | 0.13811 | 0.13824
SCE | GWh | Industrial | Ind - Chemicals | HVAC | No | Ind HVAC - O&M (Electric - High Cost) | 0.28725 | 0.28713 | 0.28952 | 0.29072 | 0.29141 | 0.29184 | 0.2926 | 0.29304 | 0.29354 | 0.29397 | 0.29423 | 0.29452
SCE | GWh | Industrial | Ind - Chemicals | HVAC | No | Ind HVAC - O&M (Electric - Low Cost) | 7.0436 | 7.0406 | 7.0993 | 7.1287 | 7.1457 | 7.156 | 7.1747 | 7.1854 | 7.1978 | 7.2084 | 7.2148 | 7.2217
SCE | GWh | Industrial | Ind - Chemicals | HVAC | No | Ind HVAC - O&M (Electric - Mid Cost) | 1.199 | 1.1984 | 1.2084 | 1.2134 | 1.2163 | 1.2181 | 1.2213 | 1.2231 | 1.2252 | 1.227 | 1.2281 | 1.2293
SCE | GWh | Industrial | Ind - Chemicals | Lighting | No | Ind Lighting - Equipment (High Cost) | 1.0962 | 1.0958 | 1.1049 | 1.1095 | 1.1121 | 1.1137 | 1.1166 | 1.1183 | 1.1202 | 1.1219 | 1.1229 | 1.1239
SCE | GWh | Industrial | Ind - Chemicals | Lighting | No | Ind Lighting - Equipment (Low Cost) | 1.9917 | 1.9908 | 2.0074 | 2.0157 | 2.0205 | 2.0234 | 2.0287 | 2.0317 | 2.0352 | 2.0382 | 2.04 | 2.042
SCE | GWh | Industrial | Ind - Chemicals | Lighting | No | Ind Lighting - Equipment (Mid Cost) | 5.2089 | 5.2066 | 5.25 | 5.2717 | 5.2843 | 5.2919 | 5.3058 | 5.3137 | 5.3228 | 5.3307 | 5.3354 | 5.3406
SCE | GWh | Industrial | Ind - Chemicals | Lighting | No | Ind Lighting - O&M (High Cost) | 0.052586 | 0.052563 | 0.053001 | 0.053221 | 0.053348 | 0.053425 | 0.053564 | 0.053644 | 0.053737 | 0.053816 | 0.053863 | 0.053915
SCE | GWh | Industrial | Ind - Chemicals | Lighting | No | Ind Lighting - O&M (Low Cost) | 0.41803 | 0.41785 | 0.42133 | 0.42307 | 0.42408 | 0.4247 | 0.4258 | 0.42644 | 0.42718 | 0.42781 | 0.42819 | 0.4286
SCE | GWh | Industrial | Ind - Chemicals | Lighting | No | Ind Lighting - O&M (Mid Cost) | 0.87647 | 0.87609 | 0.88339 | 0.88705 | 0.88916 | 0.89044 | 0.89277 | 0.89411 | 0.89565 | 0.89697 | 0.89776 | 0.89863
SCE | GWh | Industrial | Ind - Chemicals | ProcHeat | No | Ind ProcHeat - Equipment (Electric - High Cost) | 0.49226 | 0.49205 | 0.49615 | 0.4982 | 0.49939 | 0.50011 | 0.50142 | 0.50217 | 0.50303 | 0.50378 | 0.50422 | 0.50471
SCE | GWh | Industrial | Ind - Chemicals | ProcHeat | No | Ind ProcHeat - Equipment (Electric - Low Cost) | 0.88851 | 0.88812 | 0.89553 | 0.89923 | 0.90137 | 0.90268 | 0.90503 | 0.90639 | 0.90795 | 0.90929 | 0.91009 | 0.91097
SCE | GWh | Industrial | Ind - Chemicals | ProcHeat | No | Ind ProcHeat - Equipment (Electric - Mid Cost) | 0.058748 | 0.058723 | 0.059212 | 0.059457 | 0.059599 | 0.059685 | 0.059841 | 0.059931 | 0.060034 | 0.060122 | 0.060175 | 0.060234
SCE | GWh | Industrial | Ind - Chemicals | ProcRefrig | No | Ind ProcRefrig - O&M (High Cost) | 0.042921 | 0.042903 | 0.04326 | 0.043439 | 0.043543 | 0.043606 | 0.04372 | 0.043785 | 0.043861 | 0.043925 | 0.043964 | 0.044007
SCE | GWh | Industrial | Ind - Chemicals | ProcRefrig | No | Ind ProcRefrig - O&M (Low Cost) | 0.14902 | 0.14895 | 0.15019 | 0.15082 | 0.15118 | 0.15139 | 0.15179 | 0.15202 | 0.15228 | 0.1525 | 0.15264 | 0.15278
SCE | GWh | Industrial | Ind - Chemicals | ProcRefrig | No | Ind ProcRefrig - O&M (Mid Cost) | 1.8361 | 1.8353 | 1.8506 | 1.8583 | 1.8627 | 1.8654 | 1.8702 | 1.873 | 1.8763 | 1.879 | 1.8807 | 1.8825
SCE | GWh | Industrial | Ind - Chemicals | MachDr | No | Ind MachDr - Equipment (High Cost) | 2.6317 | 2.6305 | 2.6525 | 2.6634 | 2.6698 | 2.6737 | 2.6806 | 2.6846 | 2.6893 | 2.6932 | 2.6956 | 2.6982
SCE | GWh | Industrial | Ind - Chemicals | MachDr | No | Ind MachDr - Equipment (Low Cost) | 14.1114 | 14.1053 | 14.2229 | 14.2818 | 14.3158 | 14.3365 | 14.3739 | 14.3954 | 14.4202 | 14.4416 | 14.4543 | 14.4682
SCE | GWh | Industrial | Ind - Chemicals | MachDr | No | Ind MachDr - Equipment (Mid Cost) | 14.015 | 14.0089 | 14.1257 | 14.1842 | 14.218 | 14.2385 | 14.2757 | 14.2971 | 14.3217 | 14.3428 | 14.3555 | 14.3693
SCE | GWh | Industrial | Ind - Chemicals | MachDr | No | Ind MachDr - O&M (High Cost) | 1.1658 | 1.1653 | 1.175 | 1.1799 | 1.1827 | 1.1844 | 1.1875 | 1.1893 | 1.1913 | 1.1931 | 1.1941 | 1.1953
SCE | GWh | Industrial | Ind - Chemicals | MachDr | No | Ind MachDr - O&M (Low Cost) | 38.6844 | 38.6676 | 38.99 | 39.1513 | 39.2447 | 39.3014 | 39.404 | 39.4629 | 39.5309 | 39.5893 | 39.6242 | 39.6625
SCE | GWh | Industrial | Ind - Chemicals | MachDr | No | Ind MachDr - O&M (Mid Cost) | 3.1607 | 3.1593 | 3.1857 | 3.1989 | 3.2065 | 3.2111 | 3.2195 | 3.2243 | 3.2299 | 3.2347 | 3.2375 | 3.2406
SCE | GWh | Industrial | Ind - Electronics | HVAC | No | Ind HVAC - Equipment (Electric - High Cost) | 2.3995 | 2.3985 | 2.4185 | 2.4285 | 2.4343 | 2.4378 | 2.4442 | 2.4478 | 2.452 | 2.4557 | 2.4578 | 2.4602
SCE | GWh | Industrial | Ind - Electronics | HVAC | No | Ind HVAC - Equipment (Electric - Low Cost) | 7.0335 | 7.0305 | 7.0891 | 7.1184 | 7.1354 | 7.1457 | 7.1644 | 7.1751 | 7.1874 | 7.1981 | 7.2044 | 7.2114
SCE | GWh | Industrial | Ind - Electronics | HVAC | No | Ind HVAC - Equipment (Electric - Mid Cost) | 2.2449 | 2.2439 | 2.2626 | 2.272 | 2.2774 | 2.2807 | 2.2866 | 2.2901 | 2.294 | 2.2974 | 2.2994 | 2.3016
SCE | GWh | Industrial | Ind - Electronics | HVAC | No | Ind HVAC - O&M (Electric - High Cost) | 0.27007 | 0.26995 | 0.2722 | 0.27333 | 0.27398 | 0.27438 | 0.27509 | 0.27551 | 0.27598 | 0.27639 | 0.27663 | 0.2769
SCE | GWh | Industrial | Ind - Electronics | HVAC | No | Ind HVAC - O&M (Electric - Low Cost) | 23.7708 | 23.7604 | 23.9586 | 24.0577 | 24.115 | 24.1499 | 24.2129 | 24.2491 | 24.2909 | 24.3268 | 24.3483 | 24.3718
SCE | GWh | Industrial | Ind - Electronics | HVAC | No | Ind HVAC - O&M (Electric - Mid Cost) | 2.3894 | 2.3883 | 2.4083 | 2.4182 | 2.424 | 2.4275 | 2.4338 | 2.4375 | 2.4417 | 2.4453 | 2.4474 | 2.4498
SCE | GWh | Industrial | Ind - Electronics | Lighting | No | Ind Lighting - Equipment (High Cost) | 2.8206 | 2.8194 | 2.8429 | 2.8547 | 2.8615 | 2.8656 | 2.8731 | 2.8774 | 2.8823 | 2.8866 | 2.8891 | 2.8919
SCE | GWh | Industrial | Ind - Electronics | Lighting | No | Ind Lighting - Equipment (Low Cost) | 3.4017 | 3.4002 | 3.4286 | 3.4428 | 3.451 | 3.456 | 3.465 | 3.4702 | 3.4761 | 3.4813 | 3.4844 | 3.4877
SCE | GWh | Industrial | Ind - Electronics | Lighting | No | Ind Lighting - Equipment (Mid Cost) | 16.9686 | 16.9612 | 17.1026 | 17.1734 | 17.2143 | 17.2392 | 17.2842 | 17.3101 | 17.3399 | 17.3655 | 17.3808 | 17.3976
SCE | GWh | Industrial | Ind - Electronics | Lighting | No | Ind Lighting - O&M (High Cost) | 0.24185 | 0.24174 | 0.24376 | 0.24477 | 0.24535 | 0.2457 | 0.24635 | 0.24671 | 0.24714 | 0.2475 | 0.24772 | 0.24796
SCE | GWh | Industrial | Ind - Electronics | Lighting | No | Ind Lighting - O&M (Low Cost) | 1.8893 | 1.8885 | 1.9042 | 1.9121 | 1.9167 | 1.9194 | 1.9245 | 1.9273 | 1.9307 | 1.9335 | 1.9352 | 1.9371
SCE | GWh | Industrial | Ind - Electronics | Lighting | No | Ind Lighting - O&M (Mid Cost) | 0.071348 | 0.071317 | 0.071912 | 0.07221 | 0.072382 | 0.072486 | 0.072676 | 0.072784 | 0.07291 | 0.073018 | 0.073082 | 0.073152
SCE | GWh | Industrial | Ind - Electronics | ProcHeat | No | Ind ProcHeat - Equipment (Electric - Low Cost) | 0.86899 | 0.86861 | 0.87585 | 0.87948 | 0.88157 | 0.88285 | 0.88515 | 0.88648 | 0.888 | 0.88932 | 0.8901 | 0.89096
SCE | GWh | Industrial | Ind - Electronics | ProcHeat | No | Ind ProcHeat - Equipment (Electric - Mid Cost) | 0.18606 | 0.18598 | 0.18753 | 0.18831 | 0.18876 | 0.18903 | 0.18952 | 0.18981 | 0.19013 | 0.19041 | 0.19058 | 0.19077
SCE | GWh | Industrial | Ind - Electronics | ProcRefrig | No | Ind ProcRefrig - O&M (High Cost) | 0.16255 | 0.16247 | 0.16383 | 0.16451 | 0.1649 | 0.16514 | 0.16557 | 0.16582 | 0.1661 | 0.16635 | 0.16649 | 0.16665
SCE | GWh | Industrial | Ind - Electronics | ProcRefrig | No | Ind ProcRefrig - O&M (Low Cost) | 6.2284 | 6.2257 | 6.2776 | 6.3036 | 6.3186 | 6.3278 | 6.3443 | 6.3538 | 6.3647 | 6.3741 | 6.3797 | 6.3859
SCE | GWh | Industrial | Ind - Electronics | ProcRefrig | No | Ind ProcRefrig - O&M (Mid Cost) | 2.2499 | 2.2489 | 2.2676 | 2.277 | 2.2824 | 2.2857 | 2.2917 | 2.2951 | 2.2991 | 2.3025 | 2.3045 | 2.3067
SCE | GWh | Industrial | Ind - Electronics | MachDr | No | Ind MachDr - Equipment (High Cost) | 1.0745 | 1.074 | 1.083 | 1.0875 | 1.09 | 1.0916 | 1.0945 | 1.0961 | 1.098 | 1.0996 | 1.1006 | 1.1016
SCE | GWh | Industrial | Ind - Electronics | MachDr | No | Ind MachDr - Equipment (Low Cost) | 6.0847 | 6.082 | 6.1328 | 6.1581 | 6.1728 | 6.1817 | 6.1979 | 6.2072 | 6.2178 | 6.227 | 6.2325 | 6.2385
SCE | GWh | Industrial | Ind - Electronics | MachDr | No | Ind MachDr - Equipment (Mid Cost) | 13.6147 | 13.6088 | 13.7223 | 13.779 | 13.8119 | 13.8318 | 13.8679 | 13.8887 | 13.9126 | 13.9332 | 13.9455 | 13.9589
SCE | GWh | Industrial | Ind - Electronics | MachDr | No | Ind MachDr - O&M (High Cost) | 0.62011 | 0.61984 | 0.62501 | 0.62759 | 0.62909 | 0.63 | 0.63164 | 0.63259 | 0.63368 | 0.63461 | 0.63517 | 0.63579
SCE | GWh | Industrial | Ind - Electronics | MachDr | No | Ind MachDr - O&M (Low Cost) | 31.0072 | 30.9937 | 31.2522 | 31.3814 | 31.4563 | 31.5017 | 31.5839 | 31.6312 | 31.6857 | 31.7325 | 31.7605 | 31.7911
SCE | GWh | Industrial | Ind - Electronics | MachDr | No | Ind MachDr - O&M (Mid Cost) | 4.7657 | 4.7636 | 4.8034 | 4.8232 | 4.8347 | 4.8417 | 4.8544 | 4.8616 | 4.87 | 4.8772 | 4.8815 | 4.8862
SCE | GWh | Industrial | Ind - Food | HVAC | No | Ind HVAC - Equipment (Electric - High Cost) | 1.4255 | 1.4249 | 1.4367 | 1.4427 | 1.4461 | 1.4482 | 1.452 | 1.4542 | 1.4567 | 1.4588 | 1.4601 | 1.4615
SCE | GWh | Industrial | Ind - Food | HVAC | No | Ind HVAC - Equipment (Electric - Low Cost) | 1.4312 | 1.4306 | 1.4425 | 1.4485 | 1.4519 | 1.454 | 1.4578 | 1.46 | 1.4625 | 1.4647 | 1.466 | 1.4674
SCE | GWh | Industrial | Ind - Food | HVAC | No | Ind HVAC - Equipment (Electric - Mid Cost) | 0.89409 | 0.8937 | 0.90115 | 0.90488 | 0.90704 | 0.90835 | 0.91072 | 0.91208 | 0.91365 | 0.915 | 0.91581 | 0.91669
SCE | GWh | Industrial | Ind - Food | HVAC | No | Ind HVAC - O&M (Electric - High Cost) | 1.4862 | 1.4856 | 1.4979 | 1.5041 | 1.5077 | 1.5099 | 1.5138 | 1.5161 | 1.5187 | 1.521 | 1.5223 | 1.5238
SCE | GWh | Industrial | Ind - Food | HVAC | No | Ind HVAC - O&M (Electric - Low Cost) | 6.8191 | 6.8161 | 6.873 | 6.9014 | 6.9179 | 6.9278 | 6.9459 | 6.9563 | 6.9683 | 6.9786 | 6.9848 | 6.9915
SCE | GWh | Industrial | Ind - Food | HVAC | No | Ind HVAC - O&M (Electric - Mid Cost) | 2.1306 | 2.1297 | 2.1474 | 2.1563 | 2.1615 | 2.1646 | 2.1702 | 2.1735 | 2.1772 | 2.1805 | 2.1824 | 2.1845
SCE | GWh | Industrial | Ind - Food | Lighting | No | Ind Lighting - Equipment (High Cost) | 5.2007 | 5.1984 | 5.2418 | 5.2635 | 5.276 | 5.2836 | 5.2974 | 5.3054 | 5.3145 | 5.3224 | 5.3271 | 5.3322
SCE | GWh | Industrial | Ind - Food | Lighting | No | Ind Lighting - Equipment (Low Cost) | 5.7333 | 5.7308 | 5.7786 | 5.8025 | 5.8164 | 5.8248 | 5.84 | 5.8487 | 5.8588 | 5.8675 | 5.8726 | 5.8783
SCE | GWh | Industrial | Ind - Food | Lighting | No | Ind Lighting - Equipment (Mid Cost) | 14.3893 | 14.383 | 14.503 | 14.5629 | 14.5977 | 14.6188 | 14.6569 | 14.6789 | 14.7041 | 14.7259 | 14.7389 | 14.7531
SCE | GWh | Industrial | Ind - Food | Lighting | No | Ind Lighting - O&M (High Cost) | 0.067261 | 0.067232 | 0.067793 | 0.068073 | 0.068235 | 0.068334 | 0.068512 | 0.068615 | 0.068733 | 0.068835 | 0.068895 | 0.068962
SCE | GWh | Industrial | Ind - Food | Lighting | No | Ind Lighting - O&M (Low Cost) | 2.4689 | 2.4678 | 2.4884 | 2.4987 | 2.5047 | 2.5083 | 2.5148 | 2.5186 | 2.5229 | 2.5267 | 2.5289 | 2.5313
SCE | GWh | Industrial | Ind - Food | Lighting | No | Ind Lighting - O&M (Mid Cost) | 0.033629 | 0.033614 | 0.033895 | 0.034035 | 0.034116 | 0.034165 | 0.034254 | 0.034306 | 0.034365 | 0.034416 | 0.034446 | 0.034479
SCE | GWh | Industrial | Ind - Food | ProcHeat | No | Ind ProcHeat - Equipment (Electric - High Cost) | 0.87746 | 0.87708 | 0.88439 | 0.88805 | 0.89017 | 0.89145 | 0.89378 | 0.89512 | 0.89666 | 0.89798 | 0.89877 | 0.89964
SCE | GWh | Industrial | Ind - Food | ProcHeat | No | Ind ProcHeat - Equipment (Electric - Low Cost) | 1.1794 | 1.1789 | 1.1887 | 1.1936 | 1.1965 | 1.1982 | 1.2013 | 1.2031 | 1.2052 | 1.207 | 1.2081 | 1.2092
SCE | GWh | Industrial | Ind - Food | ProcHeat | No | Ind ProcHeat - Equipment (Electric - Mid Cost) | 1.3398 | 1.3392 | 1.3504 | 1.356 | 1.3592 | 1.3612 | 1.3647 | 1.3667 | 1.3691 | 1.3711 | 1.3723 | 1.3737
SCE | GWh | Industrial | Ind - Food | ProcRefrig | No | Ind ProcRefrig - Equipment (High Cost) | 1.1051 | 1.1046 | 1.1138 | 1.1184 | 1.1211 | 1.1227 | 1.1256 | 1.1273 | 1.1292 | 1.1309 | 1.1319 | 1.133
SCE | GWh | Industrial | Ind - Food | ProcRefrig | No | Ind ProcRefrig - Equipment (Low Cost) | 0.0017455 | 0.0017447 | 0.0017593 | 0.0017665 | 0.0017707 | 0.0017733 | 0.0017779 | 0.0017806 | 0.0017837 | 0.0017863 | 0.0017879 | 0.0017896
SCE | GWh | Industrial | Ind - Food | ProcRefrig | No | Ind ProcRefrig - Equipment (Mid Cost) | 0.3413 | 0.34115 | 0.344 | 0.34542 | 0.34624 | 0.34674 | 0.34765 | 0.34817 | 0.34877 | 0.34929 | 0.34959 | 0.34993
SCE | GWh | Industrial | Ind - Food | ProcRefrig | No | Ind ProcRefrig - O&M (High Cost) | 1.8019 | 1.8011 | 1.8161 | 1.8236 | 1.828 | 1.8306 | 1.8354 | 1.8382 | 1.8413 | 1.844 | 1.8457 | 1.8475
SCE | GWh | Industrial | Ind - Food | ProcRefrig | No | Ind ProcRefrig - O&M (Low Cost) | 8.5795 | 8.5757 | 8.6472 | 8.683 | 8.7037 | 8.7163 | 8.739 | 8.7521 | 8.7672 | 8.7802 | 8.7879 | 8.7964
SCE | GWh | Industrial | Ind - Food | ProcRefrig | No | Ind ProcRefrig - O&M (Mid Cost) | 2.835 | 2.8337 | 2.8574 | 2.8692 | 2.876 | 2.8802 | 2.8877 | 2.892 | 2.897 | 2.9013 | 2.9039 | 2.9067
SCE | GWh | Industrial | Ind - Food | MachDr | No | Ind MachDr - Equipment (High Cost) | 5.2143 | 5.212 | 5.2555 | 5.2772 | 5.2898 | 5.2975 | 5.3113 | 5.3192 | 5.3284 | 5.3363 | 5.341 | 5.3461
SCE | GWh | Industrial | Ind - Food | MachDr | No | Ind MachDr - Equipment (Low Cost) | 19.9506 | 19.942 | 20.1083 | 20.1914 | 20.2396 | 20.2688 | 20.3217 | 20.3522 | 20.3872 | 20.4173 | 20.4353 | 20.4551
SCE | GWh | Industrial | Ind - Food | MachDr | No | Ind MachDr - Equipment (Mid Cost) | 21.1683 | 21.1591 | 21.3356 | 21.4238 | 21.4749 | 21.5059 | 21.5621 | 21.5944 | 21.6315 | 21.6635 | 21.6826 | 21.7035
SCE | GWh | Industrial | Ind - Food | MachDr | No | Ind MachDr - O&M (High Cost) | 2.2027 | 2.2018 | 2.2201 | 2.2293 | 2.2346 | 2.2378 | 2.2437 | 2.247 | 2.2509 | 2.2542 | 2.2562 | 2.2584
SCE | GWh | Industrial | Ind - Food | MachDr | No | Ind MachDr - O&M (Low Cost) | 59.9102 | 59.8842 | 60.3836 | 60.6333 | 60.778 | 60.8657 | 61.0246 | 61.1159 | 61.2212 | 61.3117 | 61.3657 | 61.4249
SCE | GWh | Industrial | Ind - Food | MachDr | No | Ind MachDr - O&M (Mid Cost) | 8.0133 | 8.0098 | 8.0766 | 8.11 | 8.1294 | 8.1411 | 8.1624 | 8.1746 | 8.1887 | 8.2008 | 8.208 | 8.2159
SCE | GWh | Industrial | Ind - Lumber & Furniture | HVAC | No | Ind HVAC - Equipment (Electric - High Cost) | 0.0066978 | 0.0066949 | 0.0067507 | 0.0067786 | 0.0067948 | 0.0068046 | 0.0068224 | 0.0068326 | 0.0068443 | 0.0068545 | 0.0068605 | 0.0068671
SCE | GWh | Industrial | Ind - Lumber & Furniture | HVAC | No | Ind HVAC - Equipment (Electric - Low Cost) | 0.089191 | 0.089153 | 0.089896 | 0.090268 | 0.090483 | 0.090614 | 0.09085 | 0.090986 | 0.091143 | 0.091278 | 0.091358 | 0.091446
SCE | GWh | Industrial | Ind - Lumber & Furniture | HVAC | No | Ind HVAC - Equipment (Electric - Mid Cost) | 0.13624 | 0.13618 | 0.13732 | 0.13789 | 0.13821 | 0.13841 | 0.13878 | 0.13898 | 0.13922 | 0.13943 | 0.13955 | 0.13969
SCE | GWh | Industrial | Ind - Lumber & Furniture | HVAC | No | Ind HVAC - O&M (Electric - High Cost) | 0.043273 | 0.043254 | 0.043615 | 0.043796 | 0.0439 | 0.043963 | 0.044078 | 0.044144 | 0.04422 | 0.044286 | 0.044325 | 0.044367
SCE | GWh | Industrial | Ind - Lumber & Furniture | HVAC | No | Ind HVAC - O&M (Electric - Low Cost) | 0.55646 | 0.55622 | 0.56086 | 0.56318 | 0.56452 | 0.56533 | 0.56681 | 0.56766 | 0.56864 | 0.56948 | 0.56998 | 0.57053
SCE | GWh | Industrial | Ind - Lumber & Furniture | HVAC | No | Ind HVAC - O&M (Electric - Mid Cost) | 0.18568 | 0.18559 | 0.18714 | 0.18792 | 0.18836 | 0.18864 | 0.18913 | 0.18941 | 0.18974 | 0.19002 | 0.19019 | 0.19037
SCE | GWh | Industrial | Ind - Lumber & Furniture | Lighting | No | Ind Lighting - Equipment (High Cost) | 0.87447 | 0.87409 | 0.88138 | 0.88502 | 0.88714 | 0.88842 | 0.89074 | 0.89207 | 0.89361 | 0.89493 | 0.89572 | 0.89658
SCE | GWh | Industrial | Ind - Lumber & Furniture | Lighting | No | Ind Lighting - Equipment (Low Cost) | 0.59418 | 0.59392 | 0.59887 | 0.60135 | 0.60279 | 0.60366 | 0.60523 | 0.60614 | 0.60718 | 0.60808 | 0.60862 | 0.6092
SCE | GWh | Industrial | Ind - Lumber & Furniture | Lighting | No | Ind Lighting - Equipment (Mid Cost) | 2.1737 | 2.1727 | 2.1908 | 2.1999 | 2.2052 | 2.2083 | 2.2141 | 2.2174 | 2.2212 | 2.2245 | 2.2265 | 2.2286
SCE | GWh | Industrial | Ind - Lumber & Furniture | Lighting | No | Ind Lighting - O&M (High Cost) | 0.0050368 | 0.0050346 | 0.0050766 | 0.0050976 | 0.0051097 | 0.0051171 | 0.0051305 | 0.0051381 | 0.005147 | 0.0051546 | 0.0051591 | 0.0051641
SCE | GWh | Industrial | Ind - Lumber & Furniture | Lighting | No | Ind Lighting - O&M (Low Cost) | 0.17726 | 0.17719 | 0.17866 | 0.1794 | 0.17983 | 0.18009 | 0.18056 | 0.18083 | 0.18114 | 0.18141 | 0.18157 | 0.18174
SCE | GWh | Industrial | Ind - Lumber & Furniture | Lighting | No | Ind Lighting - O&M (Mid Cost) | 0.00024793 | 0.00024782 | 0.00024989 | 0.00025092 | 0.00025152 | 0.00025188 | 0.00025254 | 0.00025292 | 0.00025335 | 0.00025373 | 0.00025395 | 0.0002542
SCE | GWh | Industrial | Ind - Lumber & Furniture | MachDr | No | Ind MachDr - Equipment (High Cost) | 0.24171 | 0.24161 | 0.24362 | 0.24463 | 0.24521 | 0.24557 | 0.24621 | 0.24658 | 0.247 | 0.24737 | 0.24758 | 0.24782
SCE | GWh | Industrial | Ind - Lumber & Furniture | MachDr | No | Ind MachDr - Equipment (Low Cost) | 1.827 | 1.8262 | 1.8415 | 1.8491 | 1.8535 | 1.8562 | 1.861 | 1.8638 | 1.867 | 1.8698 | 1.8714 | 1.8732
SCE | GWh | Industrial | Ind - Lumber & Furniture | MachDr | No | Ind MachDr - Equipment (Mid Cost) | 3.0136 | 3.0123 | 3.0374 | 3.05 | 3.0573 | 3.0617 | 3.0697 | 3.0743 | 3.0795 | 3.0841 | 3.0868 | 3.0898
SCE | GWh | Industrial | Ind - Lumber & Furniture | MachDr | No | Ind MachDr - O&M (High Cost) | 0.12794 | 0.12789 | 0.12896 | 0.12949 | 0.1298 | 0.12999 | 0.13032 | 0.13052 | 0.13074 | 0.13094 | 0.13105 | 0.13118
SCE | GWh | Industrial | Ind - Lumber & Furniture | MachDr | No | Ind MachDr - O&M (Low Cost) | 8.5195 | 8.5158 | 8.5868 | 8.6223 | 8.6429 | 8.6554 | 8.678 | 8.6909 | 8.7059 | 8.7188 | 8.7265 | 8.7349
SCE | GWh | Industrial | Ind - Lumber & Furniture | MachDr | No | Ind MachDr - O&M (Mid Cost) | 2.0271 | 2.0262 | 2.0431 | 2.0516 | 2.0565 | 2.0595 | 2.0648 | 2.0679 | 2.0715 | 2.0745 | 2.0764 | 2.0784
SCE | GWh | Industrial | Ind - Machinery | HVAC | No | Ind HVAC - Equipment (Electric - High Cost) | 0.69132 | 0.69102 | 0.69678 | 0.69967 | 0.70134 | 0.70235 | 0.70418 | 0.70524 | 0.70645 | 0.70749 | 0.70812 | 0.7088
SCE | GWh | Industrial | Ind - Machinery | HVAC | No | Ind HVAC - Equipment (Electric - Low Cost) | 0.50573 | 0.50551 | 0.50973 | 0.51184 | 0.51306 | 0.5138 | 0.51514 | 0.51591 | 0.5168 | 0.51756 | 0.51802 | 0.51852
SCE | GWh | Industrial | Ind - Machinery | HVAC | No | Ind HVAC - Equipment (Electric - Mid Cost) | 0.63359 | 0.63331 | 0.6386 | 0.64124 | 0.64277 | 0.64369 | 0.64537 | 0.64634 | 0.64745 | 0.64841 | 0.64898 | 0.64961
SCE | GWh | Industrial | Ind - Machinery | HVAC | No | Ind HVAC - O&M (Electric - High Cost) | 0.080213 | 0.080178 | 0.080847 | 0.081181 | 0.081375 | 0.081492 | 0.081705 | 0.081827 | 0.081968 | 0.082089 | 0.082162 | 0.082241
SCE | GWh | Industrial | Ind - Machinery | HVAC | No | Ind HVAC - O&M (Electric - Low Cost) | 3.4835 | 3.482 | 3.5111 | 3.5256 | 3.534 | 3.5391 | 3.5483 | 3.5536 | 3.5598 | 3.565 | 3.5682 | 3.5716
SCE | GWh | Industrial | Ind - Machinery | HVAC | No | Ind HVAC - O&M (Electric - Mid Cost) | 0.82653 | 0.82617 | 0.83306 | 0.83651 | 0.8385 | 0.83972 | 0.84191 | 0.84317 | 0.84462 | 0.84587 | 0.84661 | 0.84743
SCE | GWh | Industrial | Ind - Machinery | Lighting | No | Ind Lighting - Equipment (High Cost) | 1.9572 | 1.9564 | 1.9727 | 1.9808 | 1.9856 | 1.9884 | 1.9936 | 1.9966 | 2.0001 | 2.003 | 2.0048 | 2.0067
SCE | GWh | Industrial | Ind - Machinery | Lighting | No | Ind Lighting - Equipment (Low Cost) | 0.94428 | 0.94387 | 0.95174 | 0.95568 | 0.95796 | 0.95934 | 0.96184 | 0.96328 | 0.96494 | 0.96637 | 0.96722 | 0.96815
SCE | GWh | Industrial | Ind - Machinery | Lighting | No | Ind Lighting - Equipment (Mid Cost) | 6.1139 | 6.1113 | 6.1622 | 6.1877 | 6.2025 | 6.2114 | 6.2277 | 6.237 | 6.2477 | 6.257 | 6.2625 | 6.2685
SCE | GWh | Industrial | Ind - Machinery | Lighting | No | Ind Lighting - O&M (Low Cost) | 0.70685 | 0.70654 | 0.71243 | 0.71538 | 0.71709 | 0.71812 | 0.72 | 0.72107 | 0.72232 | 0.72338 | 0.72402 | 0.72472
SCE | GWh | Industrial | Ind - Machinery | Lighting | No | Ind Lighting - O&M (Mid Cost) | 0.06317 | 0.063143 | 0.06367 | 0.063933 | 0.064085 | 0.064178 | 0.064345 | 0.064442 | 0.064553 | 0.064648 | 0.064705 | 0.064768
SCE | GWh | Industrial | Ind - Machinery | ProcHeat | No | Ind ProcHeat - Equipment (Electric - High Cost) | 0.081417 | 0.081382 | 0.08206 | 0.0824 | 0.082596 | 0.082715 | 0.082931 | 0.083056 | 0.083199 | 0.083322 | 0.083395 | 0.083475
SCE | GWh | Industrial | Ind - Machinery | ProcHeat | No | Ind ProcHeat - Equipment (Electric - Low Cost) | 0.30203 | 0.3019 | 0.30442 | 0.30568 | 0.3064 | 0.30685 | 0.30765 | 0.30811 | 0.30864 | 0.3091 | 0.30937 | 0.30967
SCE | GWh | Industrial | Ind - Machinery | ProcHeat | No | Ind ProcHeat - Equipment (Electric - Mid Cost) | 0.075047 | 0.075014 | 0.075639 | 0.075952 | 0.076134 | 0.076243 | 0.076442 | 0.076557 | 0.076689 | 0.076802 | 0.07687 | 0.076944
SCE | GWh | Industrial | Ind - Machinery | ProcRefrig | No | Ind ProcRefrig - O&M (High Cost) | 0.12804 | 0.12799 | 0.12905 | 0.12959 | 0.1299 | 0.13008 | 0.13042 | 0.13062 | 0.13084 | 0.13104 | 0.13115 | 0.13128
SCE | GWh | Industrial | Ind - Machinery | ProcRefrig | No | Ind ProcRefrig - O&M (Low Cost) | 0.44308 | 0.44289 | 0.44658 | 0.44843 | 0.4495 | 0.45015 | 0.45133 | 0.452 | 0.45278 | 0.45345 | 0.45385 | 0.45429
SCE | GWh | Industrial | Ind - Machinery | ProcRefrig | No | Ind ProcRefrig - O&M (Mid Cost) | 0.51875 | 0.51853 | 0.52285 | 0.52501 | 0.52627 | 0.52702 | 0.5284 | 0.52919 | 0.5301 | 0.53089 | 0.53135 | 0.53187
SCE | GWh | Industrial | Ind - Machinery | MachDr | No | Ind MachDr - Equipment (High Cost) | 0.44726 | 0.44706 | 0.45079 | 0.45265 | 0.45373 | 0.45439 | 0.45558 | 0.45626 | 0.45704 | 0.45772 | 0.45812 | 0.45856
SCE | GWh | Industrial | Ind - Machinery | MachDr | No | Ind MachDr - Equipment (Low Cost) | 3.786 | 3.7843 | 3.8159 | 3.8317 | 3.8408 | 3.8463 | 3.8564 | 3.8622 | 3.8688 | 3.8745 | 3.8779 | 3.8817
SCE | GWh | Industrial | Ind - Machinery | MachDr | No | Ind MachDr - Equipment (Mid Cost) | 2.7358 | 2.7346 | 2.7574 | 2.7688 | 2.7754 | 2.7794 | 2.7867 | 2.7908 | 2.7956 | 2.7998 | 2.8022 | 2.8049
SCE | GWh | Industrial | Ind - Machinery | MachDr | No | Ind MachDr - O&M (High Cost) | 0.045019 | 0.045 | 0.045375 | 0.045563 | 0.045671 | 0.045737 | 0.045857 | 0.045925 | 0.046005 | 0.046073 | 0.046113 | 0.046158
SCE | GWh | Industrial | Ind - Machinery | MachDr | No | Ind MachDr - O&M (Low Cost) | 14.8256 | 14.8191 | 14.9427 | 15.0045 | 15.0403 | 15.062 | 15.1013 | 15.1239 | 15.15 | 15.1724 | 15.1857 | 15.2004
SCE | GWh | Industrial | Ind - Machinery | MachDr | No | Ind MachDr - O&M (Mid Cost) | 2.2386 | 2.2376 | 2.2563 | 2.2656 | 2.271 | 2.2743 | 2.2803 | 2.2837 | 2.2876 | 2.291 | 2.293 | 2.2952
SCE | GWh | Industrial | Ind - Metals (Fabricated) | HVAC | No | Ind HVAC - Equipment (Electric - High Cost) | 0.35866 | 0.3585 | 0.36149 | 0.36299 | 0.36385 | 0.36438 | 0.36533 | 0.36588 | 0.36651 | 0.36705 | 0.36737 | 0.36773
SCE | GWh | Industrial | Ind - Metals (Fabricated) | HVAC | No | Ind HVAC - Equipment (Electric - Low Cost) | 2.0482 | 2.0473 | 2.0644 | 2.073 | 2.0779 | 2.0809 | 2.0863 | 2.0895 | 2.0931 | 2.0961 | 2.098 | 2.1
SCE | GWh | Industrial | Ind - Metals (Fabricated) | HVAC | No | Ind HVAC - Equipment (Electric - Mid Cost) | 1.2334 | 1.2329 | 1.2431 | 1.2483 | 1.2513 | 1.2531 | 1.2563 | 1.2582 | 1.2604 | 1.2623 | 1.2634 | 1.2646
SCE | GWh | Industrial | Ind - Metals (Fabricated) | HVAC | No | Ind HVAC - O&M (Electric - High Cost) | 0.30315 | 0.30301 | 0.30554 | 0.3068 | 0.30754 | 0.30798 | 0.30878 | 0.30925 | 0.30978 | 0.31024 | 0.31051 | 0.31081
SCE | GWh | Industrial | Ind - Metals (Fabricated) | HVAC | No | Ind HVAC - O&M (Electric - Low Cost) | 10.9206 | 10.9158 | 11.0068 | 11.0524 | 11.0787 | 11.0947 | 11.1237 | 11.1403 | 11.1595 | 11.176 | 11.1859 | 11.1967
SCE | GWh | Industrial | Ind - Metals (Fabricated) | HVAC | No | Ind HVAC - O&M (Electric - Mid Cost) | 1.7444 | 1.7436 | 1.7581 | 1.7654 | 1.7696 | 1.7722 | 1.7768 | 1.7795 | 1.7825 | 1.7852 | 1.7867 | 1.7885
SCE | GWh | Industrial | Ind - Metals (Fabricated) | Lighting | No | Ind Lighting - Equipment (High Cost) | 5.0308 | 5.0286 | 5.0706 | 5.0915 | 5.1037 | 5.111 | 5.1244 | 5.1321 | 5.1409 | 5.1485 | 5.153 | 5.158
SCE | GWh | Industrial | Ind - Metals (Fabricated) | Lighting | No | Ind Lighting - Equipment (Low Cost) | 4.6664 | 4.6644 | 4.7033 | 4.7228 | 4.734 | 4.7409 | 4.7532 | 4.7603 | 4.7685 | 4.7756 | 4.7798 | 4.7844
SCE | GWh | Industrial | Ind - Metals (Fabricated) | Lighting | No | Ind Lighting - Equipment (Mid Cost) | 19.9329 | 19.9243 | 20.0904 | 20.1735 | 20.2216 | 20.2508 | 20.3037 | 20.3341 | 20.3691 | 20.3992 | 20.4172 | 20.4369
SCE | GWh | Industrial | Ind - Metals (Fabricated) | Lighting | No | Ind Lighting - O&M (High Cost) | 0.10657 | 0.10652 | 0.10741 | 0.10786 | 0.10811 | 0.10827 | 0.10855 | 0.10871 | 0.1089 | 0.10906 | 0.10916 | 0.10926
SCE | GWh | Industrial | Ind - Metals (Fabricated) | Lighting | No | Ind Lighting - O&M (Low Cost) | 1.8924 | 1.8916 | 1.9074 | 1.9153 | 1.9198 | 1.9226 | 1.9276 | 1.9305 | 1.9338 | 1.9367 | 1.9384 | 1.9403
SCE | GWh | Industrial | Ind - Metals (Fabricated) | Lighting | No | Ind Lighting - O&M (Mid Cost) | 0.4236 | 0.42342 | 0.42695 | 0.42872 | 0.42974 | 0.43036 | 0.43148 | 0.43213 | 0.43287 | 0.43351 | 0.43389 | 0.43431
SCE | GWh | Industrial | Ind - Metals (Fabricated) | ProcHeat | No | Ind ProcHeat - Equipment (Electric - High Cost) | 0.0066119 | 0.006609 | 0.0066641 | 0.0066917 | 0.0067077 | 0.0067174 | 0.0067349 | 0.006745 | 0.0067566 | 0.0067666 | 0.0067725 | 0.0067791
SCE | GWh | Industrial | Ind - Metals (Fabricated) | ProcHeat | No | Ind ProcHeat - Equipment (Electric - Low Cost) | 3.3488 | 3.3474 | 3.3753 | 3.3892 | 3.3973 | 3.4022 | 3.4111 | 3.4162 | 3.4221 | 3.4272 | 3.4302 | 3.4335
SCE | GWh | Industrial | Ind - Metals (Fabricated) | ProcHeat | No | Ind ProcHeat - Equipment (Electric - Mid Cost) | 0.32537 | 0.32523 | 0.32794 | 0.3293 | 0.33008 | 0.33056 | 0.33142 | 0.33192 | 0.33249 | 0.33298 | 0.33327 | 0.33359
SCE | GWh | Industrial | Ind - Metals (Fabricated) | ProcHeat | No | Ind ProcHeat - O&M (Electric - High Cost) | 3.1051 | 3.1038 | 3.1297 | 3.1426 | 3.1501 | 3.1547 | 3.1629 | 3.1676 | 3.1731 | 3.1778 | 3.1806 | 3.1836
SCE | GWh | Industrial | Ind - Metals (Fabricated) | ProcHeat | No | Ind ProcHeat - O&M (Electric - Low Cost) | 2.4706 | 2.4695 | 2.4901 | 2.5004 | 2.5064 | 2.51 | 2.5166 | 2.5203 | 2.5247 | 2.5284 | 2.5306 | 2.5331
SCE | GWh | Industrial | Ind - Metals (Fabricated) | ProcHeat | No | Ind ProcHeat - O&M (Electric - Mid Cost) | 0.19171 | 0.19162 | 0.19322 | 0.19402 | 0.19449 | 0.19477 | 0.19527 | 0.19557 | 0.1959 | 0.19619 | 0.19637 | 0.19656
SCE | GWh | Industrial | Ind - Metals (Fabricated) | ProcRefrig | No | Ind ProcRefrig - O&M (High Cost) | 0.01139 | 0.011385 | 0.01148 | 0.011527 | 0.011555 | 0.011571 | 0.011602 | 0.011619 | 0.011639 | 0.011656 | 0.011667 | 0.011678
SCE | GWh | Industrial | Ind - Metals (Fabricated) | ProcRefrig | No | Ind ProcRefrig - O&M (Low Cost) | 0.70112 | 0.70081 | 0.70665 | 0.70958 | 0.71127 | 0.7123 | 0.71416 | 0.71523 | 0.71646 | 0.71752 | 0.71815 | 0.71884
SCE | GWh | Industrial | Ind - Metals (Fabricated) | ProcRefrig | No | Ind ProcRefrig - O&M (Mid Cost) | 0.94423 | 0.94382 | 0.95169 | 0.95563 | 0.95791 | 0.95929 | 0.96179 | 0.96323 | 0.96489 | 0.96632 | 0.96717 | 0.9681
SCE | GWh | Industrial | Ind - Metals (Fabricated) | MachDr | No | Ind MachDr - Equipment (High Cost) | 2.573 | 2.5718 | 2.5933 | 2.604 | 2.6102 | 2.614 | 2.6208 | 2.6247 | 2.6293 | 2.6332 | 2.6355 | 2.638
SCE | GWh | Industrial | Ind - Metals (Fabricated) | MachDr | No | Ind MachDr - Equipment (Low Cost) | 8.6537 | 8.6499 | 8.7221 | 8.7582 | 8.7791 | 8.7917 | 8.8147 | 8.8279 | 8.8431 | 8.8561 | 8.8639 | 8.8725
SCE | GWh | Industrial | Ind - Metals (Fabricated) | MachDr | No | Ind MachDr - Equipment (Mid Cost) | 11.453 | 11.448 | 11.5435 | 11.5912 | 11.6189 | 11.6356 | 11.666 | 11.6835 | 11.7036 | 11.7209 | 11.7312 | 11.7425
SCE | GWh | Industrial | Ind - Metals (Fabricated) | MachDr | No | Ind MachDr - O&M (High Cost) | 1.507 | 1.5063 | 1.5189 | 1.5252 | 1.5288 | 1.531 | 1.535 | 1.5373 | 1.54 | 1.5423 | 1.5436 | 1.5451
SCE | GWh | Industrial | Ind - Metals (Fabricated) | MachDr | No | Ind MachDr - O&M (Low Cost) | 69.7062 | 69.6759 | 70.2569 | 70.5475 | 70.7158 | 70.8179 | 71.0028 | 71.109 | 71.2315 | 71.3368 | 71.3997 | 71.4686
SCE | GWh | Industrial | Ind - Metals (Fabricated) | MachDr | No | Ind MachDr - O&M (Mid Cost) | 8.6661 | 8.6623 | 8.7345 | 8.7706 | 8.7916 | 8.8043 | 8.8272 | 8.8405 | 8.8557 | 8.8688 | 8.8766 | 8.8852
SCE | GWh | Industrial | Ind - Metals (Primary) | HVAC | No | Ind HVAC - Equipment (Electric - High Cost) | 0.0063932 | 0.0063905 | 0.0064437 | 0.0064704 | 0.0064858 | 0.0064952 | 0.0065122 | 0.0065219 | 0.0065331 | 0.0065428 | 0.0065486 | 0.0065549
SCE | GWh | Industrial | Ind - Metals (Primary) | HVAC | No | Ind HVAC - Equipment (Electric - Low Cost) | 0.34209 | 0.34194 | 0.34479 | 0.34622 | 0.34704 | 0.34755 | 0.34845 | 0.34897 | 0.34958 | 0.35009 | 0.3504 | 0.35074
SCE | GWh | Industrial | Ind - Metals (Primary) | HVAC | No | Ind HVAC - Equipment (Electric - Mid Cost) | 0.21719 | 0.21709 | 0.2189 | 0.21981 | 0.22033 | 0.22065 | 0.22123 | 0.22156 | 0.22194 | 0.22227 | 0.22246 | 0.22268
SCE | GWh | Industrial | Ind - Metals (Primary) | HVAC | No | Ind HVAC - O&M (Electric - Low Cost) | 1.3664 | 1.3658 | 1.3772 | 1.3829 | 1.3862 | 1.3882 | 1.3918 | 1.3939 | 1.3963 | 1.3983 | 1.3996 | 1.4009
SCE | GWh | Industrial | Ind - Metals (Primary) | HVAC | No | Ind HVAC - O&M (Electric - Mid Cost) | 0.5063 | 0.50608 | 0.5103 | 0.51241 | 0.51364 | 0.51438 | 0.51572 | 0.51649 | 0.51738 | 0.51815 | 0.5186 | 0.5191
SCE | GWh | Industrial | Ind - Metals (Primary) | Lighting | No | Ind Lighting - Equipment (High Cost) | 0.91614 | 0.91575 | 0.92338 | 0.9272 | 0.92941 | 0.93076 | 0.93318 | 0.93458 | 0.93619 | 0.93758 | 0.9384 | 0.93931
SCE | GWh | Industrial | Ind - Metals (Primary) | Lighting | No | Ind Lighting - Equipment (Low Cost) | 2.2182 | 2.2172 | 2.2357 | 2.245 | 2.2503 | 2.2536 | 2.2595 | 2.2629 | 2.2668 | 2.2701 | 2.2721 | 2.2743
SCE | GWh | Industrial | Ind - Metals (Primary) | Lighting | No | Ind Lighting - Equipment (Mid Cost) | 5.8368 | 5.8343 | 5.8829 | 5.9073 | 5.9214 | 5.9299 | 5.9454 | 5.9543 | 5.9646 | 5.9734 | 5.9786 | 5.9844
SCE | GWh | Industrial | Ind - Metals (Primary) | Lighting | No | Ind Lighting - O&M (High Cost) | 0.017626 | 0.017618 | 0.017765 | 0.017838 | 0.017881 | 0.017907 | 0.017953 | 0.01798 | 0.018011 | 0.018038 | 0.018054 | 0.018071
SCE | GWh | Industrial | Ind - Metals (Primary) | Lighting | No | Ind Lighting - O&M (Low Cost) | 0.8512 | 0.85083 | 0.85793 | 0.86148 | 0.86353 | 0.86478 | 0.86703 | 0.86833 | 0.86983 | 0.87111 | 0.87188 | 0.87272
SCE | GWh | Industrial | Ind - Metals (Primary) | Lighting | No | Ind Lighting - O&M (Mid Cost) | 0.025199 | 0.025189 | 0.025399 | 0.025504 | 0.025564 | 0.025601 | 0.025668 | 0.025707 | 0.025751 | 0.025789 | 0.025812 | 0.025837
SCE | GWh | Industrial | Ind - Metals (Primary) | ProcHeat | No | Ind ProcHeat - Equipment (Electric - High Cost) | 0.82662 | 0.82626 | 0.83315 | 0.8366 | 0.8386 | 0.83981 | 0.842 | 0.84326 | 0.84471 | 0.84596 | 0.84671 | 0.84752
SCE | GWh | Industrial | Ind - Metals (Primary) | ProcHeat | No | Ind ProcHeat - Equipment (Electric - Low Cost) | 0.73077 | 0.73045 | 0.73654 | 0.73959 | 0.74135 | 0.74242 | 0.74436 | 0.74548 | 0.74676 | 0.74786 | 0.74852 | 0.74924
SCE | GWh | Industrial | Ind - Metals (Primary) | ProcHeat | No | Ind ProcHeat - Equipment (Electric - Mid Cost) | 0.11153 | 0.11148 | 0.11241 | 0.11288 | 0.11314 | 0.11331 | 0.1136 | 0.11377 | 0.11397 | 0.11414 | 0.11424 | 0.11435
SCE | GWh | Industrial | Ind - Metals (Primary) | ProcHeat | No | Ind ProcHeat - O&M (Electric - Low Cost) | 4.9519 | 4.9497 | 4.991 | 5.0116 | 5.0236 | 5.0309 | 5.044 | 5.0515 | 5.0602 | 5.0677 | 5.0722 | 5.0771
SCE | GWh | Industrial | Ind - Metals (Primary) | ProcHeat | No | Ind ProcHeat - O&M (Electric - Mid Cost) | 0.068935 | 0.068905 | 0.06948 | 0.069767 | 0.069933 | 0.070034 | 0.070217 | 0.070322 | 0.070443 | 0.070548 | 0.07061 | 0.070678
SCE | GWh | Industrial | Ind - Metals (Primary) | MachDr | No | Ind MachDr - Equipment (High Cost) | 1.1474 | 1.1469 | 1.1565 | 1.1613 | 1.1641 | 1.1657 | 1.1688 | 1.1705 | 1.1725 | 1.1743 | 1.1753 | 1.1764
SCE | GWh | Industrial | Ind - Metals (Primary) | MachDr | No | Ind MachDr - Equipment (Low Cost) | 4.2037 | 4.2019 | 4.2369 | 4.2544 | 4.2646 | 4.2707 | 4.2819 | 4.2883 | 4.2957 | 4.302 | 4.3058 | 4.31
SCE | GWh | Industrial | Ind - Metals (Primary) | MachDr | No | Ind MachDr - Equipment (Mid Cost) | 3.5909 | 3.5894 | 3.6193 | 3.6343 | 3.6429 | 3.6482 | 3.6577 | 3.6632 | 3.6695 | 3.6749 | 3.6782 | 3.6817
SCE | GWh | Industrial | Ind - Metals (Primary) | MachDr | No | Ind MachDr - O&M (High Cost) | 0.069725 | 0.069695 | 0.070276 | 0.070566 | 0.070735 | 0.070837 | 0.071022 | 0.071128 | 0.071251 | 0.071356 | 0.071419 | 0.071488
SCE | GWh | Industrial | Ind - Metals (Primary) | MachDr | No | Ind MachDr - O&M (Low Cost) | 17.0127 | 17.0053 | 17.1471 | 17.2181 | 17.2591 | 17.284 | 17.3292 | 17.3551 | 17.385 | 17.4107 | 17.426 | 17.4428
SCE | GWh | Industrial | Ind - Metals (Primary) | MachDr | No | Ind MachDr - O&M (Mid Cost) | 2.0013 | 2.0004 | 2.0171 | 2.0254 | 2.0302 | 2.0332 | 2.0385 | 2.0415 | 2.0451 | 2.0481 | 2.0499 | 2.0519
SCE | GWh | Industrial | Ind - Other | HVAC | No | Ind HVAC - Equipment (Electric - High Cost) | 0.14094 | 0.14087 | 0.14205 | 0.14264 | 0.14298 | 0.14318 | 0.14356 | 0.14377 | 0.14402 | 0.14423 | 0.14436 | 0.1445
SCE | GWh | Industrial | Ind - Other | HVAC | No | Ind HVAC - Equipment (Electric - Low Cost) | 0.27679 | 0.27667 | 0.27898 | 0.28014 | 0.2808 | 0.28121 | 0.28194 | 0.28237 | 0.28285 | 0.28327 | 0.28352 | 0.28379
SCE | GWh | Industrial | Ind - Other | HVAC | No | Ind HVAC - Equipment (Electric - Mid Cost) | 0.61007 | 0.60981 | 0.61489 | 0.61744 | 0.61891 | 0.6198 | 0.62142 | 0.62235 | 0.62342 | 0.62434 | 0.62489 | 0.6255
SCE | GWh | Industrial | Ind - Other | HVAC | No | Ind HVAC - O&M (Electric - High Cost) | 0.20553 | 0.20544 | 0.20716 | 0.20801 | 0.20851 | 0.20881 | 0.20936 | 0.20967 | 0.21003 | 0.21034 | 0.21053 | 0.21073
SCE | GWh | Industrial | Ind - Other | HVAC | No | Ind HVAC - O&M (Electric - Low Cost) | 2.3694 | 2.3684 | 2.3881 | 2.398 | 2.4037 | 2.4072 | 2.4135 | 2.4171 | 2.4212 | 2.4248 | 2.4269 | 2.4293
SCE | GWh | Industrial | Ind - Other | HVAC | No | Ind HVAC - O&M (Electric - Mid Cost) | 0.056887 | 0.056862 | 0.057337 | 0.057574 | 0.057711 | 0.057794 | 0.057945 | 0.058032 | 0.058132 | 0.058218 | 0.058269 | 0.058325
SCE | GWh | Industrial | Ind - Other | Lighting | No | Ind Lighting - Equipment (High Cost) | 1.552 | 1.5513 | 1.5643 | 1.5707 | 1.5745 | 1.5768 | 1.5809 | 1.5832 | 1.586 | 1.5883 | 1.5897 | 1.5912
SCE | GWh | Industrial | Ind - Other | Lighting | No | Ind Lighting - Equipment (Low Cost) | 1.2693 | 1.2687 | 1.2793 | 1.2846 | 1.2877 | 1.2895 | 1.2929 | 1.2948 | 1.2971 | 1.299 | 1.3001 | 1.3014
SCE | GWh | Industrial | Ind - Other | Lighting | No | Ind Lighting - Equipment (Mid Cost) | 4.775 | 4.7729 | 4.8127 | 4.8326 | 4.8442 | 4.8511 | 4.8638 | 4.8711 | 4.8795 | 4.8867 | 4.891 | 4.8957
SCE | GWh | Industrial | Ind - Other | Lighting | No | Ind Lighting - O&M (High Cost) | 0.016338 | 0.016331 | 0.016467 | 0.016535 | 0.016574 | 0.016598 | 0.016642 | 0.016667 | 0.016695 | 0.01672 | 0.016735 | 0.016751
SCE | GWh | Industrial | Ind - Other | Lighting | No | Ind Lighting - O&M (Low Cost) | 1.6271 | 1.6264 | 1.64 | 1.6468 | 1.6507 | 1.6531 | 1.6574 | 1.6599 | 1.6627 | 1.6652 | 1.6667 | 1.6683
SCE | GWh | Industrial | Ind - Other | Lighting | No | Ind Lighting - O&M (Mid Cost) | 0.022218 | 0.022209 | 0.022394 | 0.022486 | 0.02254 | 0.022573 | 0.022632 | 0.022665 | 0.022705 | 0.022738 | 0.022758 | 0.02278
SCE | GWh | Industrial | Ind - Other | MachDr | No | Ind MachDr - Equipment (High Cost) | 1.5549 | 1.5542 | 1.5672 | 1.5737 | 1.5774 | 1.5797 | 1.5838 | 1.5862 | 1.5889 | 1.5913 | 1.5927 | 1.5942
SCE | GWh | Industrial | Ind - Other | MachDr | No | Ind MachDr - Equipment (Low Cost) | 5.8987 | 5.8961 | 5.9453 | 5.9699 | 5.9841 | 5.9928 | 6.0084 | 6.0174 | 6.0278 | 6.0367 | 6.042 | 6.0478
SCE | GWh | Industrial | Ind - Other | MachDr | No | Ind MachDr - Equipment (Mid Cost) | 5.6005 | 5.598 | 5.6447 | 5.6681 | 5.6816 | 5.6898 | 5.7046 | 5.7132 | 5.723 | 5.7315 | 5.7365 | 5.7421
SCE | GWh | Industrial | Ind - Other | MachDr | No | Ind MachDr - O&M (High Cost) | 0.18687 | 0.18679 | 0.18834 | 0.18912 | 0.18957 | 0.18985 | 0.19034 | 0.19063 | 0.19096 | 0.19124 | 0.19141 | 0.19159
SCE | GWh | Industrial | Ind - Other | MachDr | No | Ind MachDr - O&M (Low Cost) | 10.2882 | 10.2837 | 10.3695 | 10.4124 | 10.4372 | 10.4523 | 10.4796 | 10.4953 | 10.5133 | 10.5289 | 10.5382 | 10.5483
SCE | GWh | Industrial | Ind - Other | MachDr | No | Ind MachDr - O&M (Mid Cost) | 2.7121 | 2.7109 | 2.7335 | 2.7448 | 2.7514 | 2.7553 | 2.7625 | 2.7667 | 2.7714 | 2.7755 | 2.778 | 2.7807
SCE | GWh | Industrial | Ind - Paper | HVAC | No | Ind HVAC - Equipment (Electric - High Cost) | 0.023768 | 0.023758 | 0.023956 | 0.024055 | 0.024112 | 0.024147 | 0.02421 | 0.024247 | 0.024288 | 0.024324 | 0.024346 | 0.024369
SCE | GWh | Industrial | Ind - Paper | HVAC | No | Ind HVAC - Equipment (Electric - Low Cost) | 0.50848 | 0.50826 | 0.5125 | 0.51462 | 0.51585 | 0.51659 | 0.51794 | 0.51872 | 0.51961 | 0.52038 | 0.52084 | 0.52134
SCE | GWh | Industrial | Ind - Paper | HVAC | No | Ind HVAC - Equipment (Electric - Mid Cost) | 0.17734 | 0.17726 | 0.17874 | 0.17948 | 0.17991 | 0.18016 | 0.18064 | 0.18091 | 0.18122 | 0.18149 | 0.18164 | 0.18182
SCE | GWh | Industrial | Ind - Paper | HVAC | No | Ind HVAC - O&M (Electric - High Cost) | 0.031013 | 0.031 | 0.031258 | 0.031388 | 0.031462 | 0.031508 | 0.03159 | 0.031637 | 0.031692 | 0.031739 | 0.031767 | 0.031797
SCE | GWh | Industrial | Ind - Paper | HVAC | No | Ind HVAC - O&M (Electric - Low Cost) | 1.7306 | 1.7298 | 1.7442 | 1.7515 | 1.7556 | 1.7582 | 1.7628 | 1.7654 | 1.7684 | 1.7711 | 1.7726 | 1.7743
SCE | GWh | Industrial | Ind - Paper | HVAC | No | Ind HVAC - O&M (Electric - Mid Cost) | 0.30074 | 0.30061 | 0.30312 | 0.30437 | 0.3051 | 0.30554 | 0.30633 | 0.30679 | 0.30732 | 0.30777 | 0.30805 | 0.30834
SCE | GWh | Industrial | Ind - Paper | Lighting | No | Ind Lighting - Equipment (High Cost) | 0.91964 | 0.91924 | 0.92691 | 0.93074 | 0.93296 | 0.93431 | 0.93675 | 0.93815 | 0.93976 | 0.94115 | 0.94198 | 0.94289
SCE | GWh | Industrial | Ind - Paper | Lighting | No | Ind Lighting - Equipment (Low Cost) | 0.69097 | 0.69067 | 0.69643 | 0.69931 | 0.70098 | 0.70199 | 0.70382 | 0.70487 | 0.70609 | 0.70713 | 0.70775 | 0.70844
SCE | GWh | Industrial | Ind - Paper | Lighting | No | Ind Lighting - Equipment (Mid Cost) | 4.5879 | 4.5859 | 4.6242 | 4.6433 | 4.6544 | 4.6611 | 4.6733 | 4.6803 | 4.6883 | 4.6953 | 4.6994 | 4.7039
SCE | GWh | Industrial | Ind - Paper | Lighting | No | Ind Lighting - O&M (Low Cost) | 0.30937 | 0.30924 | 0.31182 | 0.31311 | 0.31385 | 0.31431 | 0.31513 | 0.3156 | 0.31614 | 0.31661 | 0.31689 | 0.31719
SCE | GWh | Industrial | Ind - Paper | Lighting | No | Ind Lighting - O&M (Mid Cost) | 0.018176 | 0.018168 | 0.018319 | 0.018395 | 0.018439 | 0.018466 | 0.018514 | 0.018542 | 0.018574 | 0.018601 | 0.018617 | 0.018635
SCE | GWh | Industrial | Ind - Paper | MachDr | No | Ind MachDr - Equipment (High Cost) | 1.1725 | 1.172 | 1.1818 | 1.1867 | 1.1895 | 1.1912 | 1.1944 | 1.1961 | 1.1982 | 1.2 | 1.201 | 1.2022
SCE | GWh | Industrial | Ind - Paper | MachDr | No | Ind MachDr - Equipment (Low Cost) | 2.3403 | 2.3393 | 2.3588 | 2.3686 | 2.3742 | 2.3777 | 2.3839 | 2.3874 | 2.3915 | 2.3951 | 2.3972 | 2.3995
SCE | GWh | Industrial | Ind - Paper | MachDr | No | Ind MachDr - Equipment (Mid Cost) | 4.9317 | 4.9296 | 4.9707 | 4.9912 | 5.0032 | 5.0104 | 5.0235 | 5.031 | 5.0396 | 5.0471 | 5.0515 | 5.0564
SCE | GWh | Industrial | Ind - Paper | MachDr | No | Ind MachDr - O&M (High Cost) | 0.1348 | 0.13474 | 0.13587 | 0.13643 | 0.13675 | 0.13695 | 0.13731 | 0.13751 | 0.13775 | 0.13795 | 0.13808 | 0.13821
SCE | GWh | Industrial | Ind - Paper | MachDr | No | Ind MachDr - O&M (Low Cost) | 15.1118 | 15.1052 | 15.2312 | 15.2942 | 15.3307 | 15.3528 | 15.3929 | 15.4159 | 15.4425 | 15.4653 | 15.4789 | 15.4939
SCE | GWh | Industrial | Ind - Paper | MachDr | No | Ind MachDr - O&M (Mid Cost) | 1.5981 | 1.5974 | 1.6107 | 1.6173 | 1.6212 | 1.6235 | 1.6278 | 1.6302 | 1.633 | 1.6354 | 1.6369 | 1.6385
SCE | GWh | Industrial | Ind - Petroleum | Lighting | No | Ind Lighting - Equipment (High Cost) | 1.3149 | 1.3143 | 1.3253 | 1.3308 | 1.3339 | 1.3359 | 1.3394 | 1.3414 | 1.3437 | 1.3457 | 1.3468 | 1.3481
SCE | GWh | Industrial | Ind - Petroleum | Lighting | No | Ind Lighting - Equipment (Low Cost) | 2.349 | 2.348 | 2.3675 | 2.3773 | 2.383 | 2.3864 | 2.3927 | 2.3963 | 2.4004 | 2.4039 | 2.406 | 2.4084
SCE | GWh | Industrial | Ind - Petroleum | Lighting | No | Ind Lighting - Equipment (Mid Cost) | 1.9167 | 1.9159 | 1.9319 | 1.9398 | 1.9445 | 1.9473 | 1.9524 | 1.9553 | 1.9587 | 1.9615 | 1.9633 | 1.9652
SCE | GWh | Industrial | Ind - Petroleum | MachDr | No | Ind MachDr - Equipment (High Cost) | 4.0491 | 4.0474 | 4.0811 | 4.098 | 4.1078 | 4.1137 | 4.1244 | 4.1306 | 4.1377 | 4.1438 | 4.1475 | 4.1515
SCE | GWh | Industrial | Ind - Petroleum | MachDr | No | Ind MachDr - Equipment (Low Cost) | 19.2585 | 19.2501 | 19.4106 | 19.4909 | 19.5374 | 19.5656 | 19.6167 | 19.646 | 19.6799 | 19.709 | 19.7263 | 19.7454
SCE | GWh | Industrial | Ind - Petroleum | MachDr | No | Ind MachDr - Equipment (Mid Cost) | 16.1489 | 16.1419 | 16.2765 | 16.3438 | 16.3828 | 16.4065 | 16.4493 | 16.4739 | 16.5023 | 16.5267 | 16.5413 | 16.5572
SCE | GWh | Industrial | Ind - Petroleum | MachDr | No | Ind MachDr - O&M (High Cost) | 1.2908 | 1.2903 | 1.301 | 1.3064 | 1.3095 | 1.3114 | 1.3149 | 1.3168 | 1.3191 | 1.321 | 1.3222 | 1.3235
SCE | GWh | Industrial | Ind - Petroleum | MachDr | No | Ind MachDr - O&M (Low Cost) | 71.29 | 71.259 | 71.8532 | 72.1504 | 72.3225 | 72.4269 | 72.616 | 72.7247 | 72.85 | 72.9576 | 73.0219 | 73.0924
SCE | GWh | Industrial | Ind - Petroleum | MachDr | No | Ind MachDr - O&M (Mid Cost) | 9.6366 | 9.6324 | 9.7128 | 9.7529 | 9.7762 | 9.7903 | 9.8159 | 9.8306 | 9.8475 | 9.862 | 9.8707 | 9.8803
SCE | GWh | Industrial | Ind - Plastics | HVAC | No | Ind HVAC - Equipment (Electric - High Cost) | 0.035375 | 0.03536 | 0.035655 | 0.035802 | 0.035888 | 0.03594 | 0.036033 | 0.036087 | 0.036149 | 0.036203 | 0.036235 | 0.03627
SCE | GWh | Industrial | Ind - Plastics | HVAC | No | Ind HVAC - Equipment (Electric - Low Cost) | 1.4741 | 1.4735 | 1.4857 | 1.4919 | 1.4955 | 1.4976 | 1.5015 | 1.5038 | 1.5064 | 1.5086 | 1.5099 | 1.5114
SCE | GWh | Industrial | Ind - Plastics | HVAC | No | Ind HVAC - Equipment (Electric - Mid Cost) | 1.4102 | 1.4096 | 1.4213 | 1.4272 | 1.4306 | 1.4327 | 1.4364 | 1.4386 | 1.4411 | 1.4432 | 1.4445 | 1.4459
SCE | GWh | Industrial | Ind - Plastics | HVAC | No | Ind HVAC - O&M (Electric - High Cost) | 0.45637 | 0.45617 | 0.45998 | 0.46188 | 0.46298 | 0.46365 | 0.46486 | 0.46556 | 0.46636 | 0.46705 | 0.46746 | 0.46791
SCE | GWh | Industrial | Ind - Plastics | HVAC | No | Ind HVAC - O&M (Electric - Low Cost) | 5.4434 | 5.4411 | 5.4865 | 5.5091 | 5.5223 | 5.5303 | 5.5447 | 5.553 | 5.5626 | 5.5708 | 5.5757 | 5.5811
SCE | GWh | Industrial | Ind - Plastics | HVAC | No | Ind HVAC - O&M (Electric - Mid Cost) | 0.93708 | 0.93668 | 0.94449 | 0.94839 | 0.95066 | 0.95203 | 0.95451 | 0.95594 | 0.95759 | 0.959 | 0.95985 | 0.96078
SCE | GWh | Industrial | Ind - Plastics | Lighting | No | Ind Lighting - Equipment (High Cost) | 1.9222 | 1.9213 | 1.9373 | 1.9454 | 1.95 | 1.9528 | 1.9579 | 1.9608 | 1.9642 | 1.9671 | 1.9688 | 1.9707
SCE | GWh | Industrial | Ind - Plastics | Lighting | No | Ind Lighting - Equipment (Low Cost) | 2.9446 | 2.9433 | 2.9679 | 2.9801 | 2.9873 | 2.9916 | 2.9994 | 3.0039 | 3.009 | 3.0135 | 3.0161 | 3.0191
SCE | GWh | Industrial | Ind - Plastics | Lighting | No | Ind Lighting - Equipment (Mid Cost) | 12.9212 | 12.9156 | 13.0233 | 13.0772 | 13.1084 | 13.1273 | 13.1616 | 13.1813 | 13.204 | 13.2235 | 13.2351 | 13.2479
SCE | GWh | Industrial | Ind - Plastics | Lighting | No | Ind Lighting - O&M (Low Cost) | 0.66844 | 0.66815 | 0.67372 | 0.67651 | 0.67812 | 0.6791 | 0.68087 | 0.68189 | 0.68306 | 0.68407 | 0.68468 | 0.68534
SCE | GWh | Industrial | Ind - Plastics | Lighting | No | Ind Lighting - O&M (Mid Cost) | 0.10154 | 0.10149 | 0.10234 | 0.10276 | 0.10301 | 0.10316 | 0.10343 | 0.10358 | 0.10376 | 0.10391 | 0.104 | 0.1041
SCE | GWh | Industrial | Ind - Plastics | ProcHeat | No | Ind ProcHeat - Equipment (Electric - High Cost) | 0.056252 | 0.056228 | 0.056697 | 0.056931 | 0.057067 | 0.057149 | 0.057299 | 0.057384 | 0.057483 | 0.057568 | 0.057619 | 0.057675
SCE | GWh | Industrial | Ind - Plastics | ProcHeat | No | Ind ProcHeat - Equipment (Electric - Low Cost) | 4.0788 | 4.077 | 4.111 | 4.128 | 4.1378 | 4.1438 | 4.1546 | 4.1609 | 4.168 | 4.1742 | 4.1779 | 4.1819
SCE | GWh | Industrial | Ind - Plastics | ProcHeat | No | Ind ProcHeat - Equipment (Electric - Mid Cost) | 1.8289 | 1.8281 | 1.8433 | 1.8509 | 1.8554 | 1.858 | 1.8629 | 1.8657 | 1.8689 | 1.8717 | 1.8733 | 1.8751
SCE | GWh | Industrial | Ind - Plastics | ProcRefrig | No | Ind ProcRefrig - O&M (High Cost) | 3.4125 | 3.411 | 3.4395 | 3.4537 | 3.4619 | 3.4669 | 3.476 | 3.4812 | 3.4872 | 3.4923 | 3.4954 | 3.4988
SCE | GWh | Industrial | Ind - Plastics | ProcRefrig | No | Ind ProcRefrig - O&M (Low Cost) | 6.2903 | 6.2876 | 6.34 | 6.3662 | 6.3814 | 6.3906 | 6.4073 | 6.4169 | 6.428 | 6.4375 | 6.4431 | 6.4494
SCE | GWh | Industrial | Ind - Plastics | ProcRefrig | No | Ind ProcRefrig - O&M (Mid Cost) | 1.228 | 1.2275 | 1.2377 | 1.2428 | 1.2458 | 1.2476 | 1.2509 | 1.2527 | 1.2549 | 1.2567 | 1.2578 | 1.2591
SCE | GWh | Industrial | Ind - Plastics | MachDr | No | Ind MachDr - Equipment (High Cost) | 3.8962 | 3.8945 | 3.927 | 3.9432 | 3.9526 | 3.9583 | 3.9687 | 3.9746 | 3.9814 | 3.9873 | 3.9908 | 3.9947
SCE | GWh | Industrial | Ind - Plastics | MachDr | No | Ind MachDr - Equipment (Low Cost) | 14.6593 | 14.6529 | 14.7751 | 14.8362 | 14.8716 | 14.8931 | 14.932 | 14.9543 | 14.9801 | 15.0022 | 15.0154 | 15.0299
SCE | GWh | Industrial | Ind - Plastics | MachDr | No | Ind MachDr - Equipment (Mid Cost) | 24.0746 | 24.0642 | 24.2648 | 24.3652 | 24.4233 | 24.4586 | 24.5224 | 24.5591 | 24.6014 | 24.6378 | 24.6595 | 24.6833
SCE | GWh | Industrial | Ind - Plastics | MachDr | No | Ind MachDr - O&M (High Cost) | 0.18459 | 0.18451 | 0.18605 | 0.18682 | 0.18726 | 0.18753 | 0.18802 | 0.1883 | 0.18863 | 0.18891 | 0.18907 | 0.18926
SCE | GWh | Industrial | Ind - Plastics | MachDr | No | Ind MachDr - O&M (Low Cost) | 51.4274 | 51.405 | 51.8337 | 52.0481 | 52.1723 | 52.2476 | 52.384 | 52.4624 | 52.5527 | 52.6304 | 52.6768 | 52.7276
SCE | GWh | Industrial | Ind - Plastics | MachDr | No | Ind MachDr - O&M (Mid Cost) | 1.9421 | 1.9412 | 1.9574 | 1.9655 | 1.9702 | 1.9731 | 1.9782 | 1.9812 | 1.9846 | 1.9875 | 1.9893 | 1.9912
SCE | GWh | Industrial | Ind - Printing & Publishing | HVAC | No | Ind HVAC - Equipment (Electric - High Cost) | 0.82276 | 0.8224 | 0.82926 | 0.83269 | 0.83468 | 0.83588 | 0.83807 | 0.83932 | 0.84077 | 0.84201 | 0.84275 | 0.84356
SCE | GWh | Industrial | Ind - Printing & Publishing | HVAC | No | Ind HVAC - Equipment (Electric - Low Cost) | 1.3803 | 1.3797 | 1.3912 | 1.3969 | 1.4003 | 1.4023 | 1.4059 | 1.408 | 1.4105 | 1.4125 | 1.4138 | 1.4152
SCE | GWh | Industrial | Ind - Printing & Publishing | HVAC | No | Ind HVAC - Equipment (Electric - Mid Cost) | 1.5009 | 1.5003 | 1.5128 | 1.519 | 1.5226 | 1.5248 | 1.5288 | 1.5311 | 1.5338 | 1.536 | 1.5374 | 1.5389
SCE | GWh | Industrial | Ind - Printing & Publishing | HVAC | No | Ind HVAC - O&M (Electric - High Cost) | 0.25572 | 0.25561 | 0.25774 | 0.2588 | 0.25942 | 0.2598 | 0.26047 | 0.26086 | 0.26131 | 0.2617 | 0.26193 | 0.26218
SCE | GWh | Industrial | Ind - Printing & Publishing | HVAC | No | Ind HVAC - O&M (Electric - Low Cost) | 5.7713 | 5.7688 | 5.8169 | 5.8409 | 5.8549 | 5.8633 | 5.8786 | 5.8874 | 5.8975 | 5.9063 | 5.9115 | 5.9172
SCE | GWh | Industrial | Ind - Printing & Publishing | HVAC | No | Ind HVAC - O&M (Electric - Mid Cost) | 2.6606 | 2.6595 | 2.6817 | 2.6927 | 2.6992 | 2.7031 | 2.7101 | 2.7142 | 2.7189 | 2.7229 | 2.7253 | 2.7279
SCE | GWh | Industrial | Ind - Printing & Publishing | Lighting | No | Ind Lighting - Equipment (High Cost) | 0.98198 | 0.98155 | 0.98974 | 0.99383 | 0.9962 | 0.99764 | 1.0002 | 1.0017 | 1.0035 | 1.005 | 1.0058 | 1.0068
SCE | GWh | Industrial | Ind - Printing & Publishing | Lighting | No | Ind Lighting - Equipment (Low Cost) | 2.0448 | 2.0439 | 2.0609 | 2.0695 | 2.0744 | 2.0774 | 2.0828 | 2.0859 | 2.0895 | 2.0926 | 2.0945 | 2.0965
SCE | GWh | Industrial | Ind - Printing & Publishing | Lighting | No | Ind Lighting - Equipment (Mid Cost) | 5.2573 | 5.255 | 5.2989 | 5.3208 | 5.3335 | 5.3412 | 5.3551 | 5.3631 | 5.3724 | 5.3803 | 5.385 | 5.3902
SCE | GWh | Industrial | Ind - Printing & Publishing | Lighting | No | Ind Lighting - O&M (Low Cost) | 0.97338 | 0.97296 | 0.98107 | 0.98513 | 0.98748 | 0.9889 | 0.99148 | 0.99297 | 0.99468 | 0.99615 | 0.99703 | 0.99799
SCE | GWh | Industrial | Ind - Printing & Publishing | Lighting | No | Ind Lighting - O&M (Mid Cost) | 0.046349 | 0.046328 | 0.046715 | 0.046908 | 0.04702 | 0.047088 | 0.047211 | 0.047281 | 0.047363 | 0.047433 | 0.047475 | 0.04752
SCE | GWh | Industrial | Ind - Printing & Publishing | MachDr | No | Ind MachDr - Equipment (High Cost) | 0.53915 | 0.53892 | 0.54341 | 0.54566 | 0.54696 | 0.54775 | 0.54918 | 0.55 | 0.55095 | 0.55176 | 0.55225 | 0.55278
SCE | GWh | Industrial | Ind - Printing & Publishing | MachDr | No | Ind MachDr - Equipment (Low Cost) | 2.235 | 2.234 | 2.2527 | 2.262 | 2.2674 | 2.2707 | 2.2766 | 2.28 | 2.2839 | 2.2873 | 2.2893 | 2.2915
SCE | GWh | Industrial | Ind - Printing & Publishing | MachDr | No | Ind MachDr - Equipment (Mid Cost) | 3.5934 | 3.5918 | 3.6218 | 3.6368 | 3.6455 | 3.6507 | 3.6603 | 3.6657 | 3.672 | 3.6775 | 3.6807 | 3.6843
SCE | GWh | Industrial | Ind - Printing & Publishing | MachDr | No | Ind MachDr - O&M (High Cost) | 0.020256 | 0.020247 | 0.020416 | 0.020501 | 0.02055 | 0.020579 | 0.020633 | 0.020664 | 0.020699 | 0.02073 | 0.020748 | 0.020768
SCE | GWh | Industrial | Ind - Printing & Publishing | MachDr | No | Ind MachDr - O&M (Low Cost) | 23.859 | 23.8486 | 24.0475 | 24.1469 | 24.2045 | 24.2395 | 24.3028 | 24.3391 | 24.3811 | 24.4171 | 24.4386 | 24.4622
SCE | GWh | Industrial | Ind - Printing & Publishing | MachDr | No | Ind MachDr - O&M (Mid Cost) | 1.1815 | 1.181 | 1.1909 | 1.1958 | 1.1986 | 1.2004 | 1.2035 | 1.2053 | 1.2074 | 1.2092 | 1.2102 | 1.2114
SCE | GWh | Industrial | Ind - Stone, Glass & Clay | HVAC | No | Ind HVAC - O&M (Electric - High Cost) | 0.23514 | 0.23504 | 0.237 | 0.23798 | 0.23855 | 0.23889 | 0.23952 | 0.23987 | 0.24029 | 0.24064 | 0.24086 | 0.24109
SCE | GWh | Industrial | Ind - Stone, Glass & Clay | HVAC | No | Ind HVAC - O&M (Electric - Low Cost) | 3.6864 | 3.6848 | 3.7155 | 3.7309 | 3.7398 | 3.7452 | 3.755 | 3.7606 | 3.7671 | 3.7726 | 3.776 | 3.7796
SCE | GWh | Industrial | Ind - Stone, Glass & Clay | HVAC | No | Ind HVAC - O&M (Electric - Mid Cost) | 0.030231 | 0.030218 | 0.03047 | 0.030596 | 0.030669 | 0.030713 | 0.030794 | 0.03084 | 0.030893 | 0.030938 | 0.030966 | 0.030996
SCE | GWh | Industrial | Ind - Stone, Glass & Clay | Lighting | No | Ind Lighting - Equipment (High Cost) | 1.0651 | 1.0647 | 1.0735 | 1.078 | 1.0806 | 1.0821 | 1.0849 | 1.0866 | 1.0884 | 1.09 | 1.091 | 1.0921
SCE | GWh | Industrial | Ind - Stone, Glass & Clay | Lighting | No | Ind Lighting - Equipment (Low Cost) | 1.1669 | 1.1664 | 1.1762 | 1.181 | 1.1838 | 1.1855 | 1.1886 | 1.1904 | 1.1925 | 1.1942 | 1.1953 | 1.1964
SCE | GWh | Industrial | Ind - Stone, Glass & Clay | Lighting | No | Ind Lighting - Equipment (Mid Cost) | 15.2727 | 15.2661 | 15.3934 | 15.4571 | 15.494 | 15.5163 | 15.5568 | 15.5801 | 15.6069 | 15.63 | 15.6438 | 15.6589
SCE | GWh | Industrial | Ind - Stone, Glass & Clay | Lighting | No | Ind Lighting - O&M (Low Cost) | 0.35747 | 0.35732 | 0.3603 | 0.36179 | 0.36265 | 0.36318 | 0.36412 | 0.36467 | 0.3653 | 0.36584 | 0.36616 | 0.36651
SCE | GWh | Industrial | Ind - Stone, Glass & Clay | Lighting | No | Ind Lighting - O&M (Mid Cost) | 0.22858 | 0.22848 | 0.23038 | 0.23134 | 0.23189 | 0.23222 | 0.23283 | 0.23318 | 0.23358 | 0.23392 | 0.23413 | 0.23436
SCE | GWh | Industrial | Ind - Stone, Glass & Clay | MachDr | No | Ind MachDr - Equipment (High Cost) | 1.1425 | 1.142 | 1.1515 | 1.1563 | 1.1591 | 1.1607 | 1.1638 | 1.1655 | 1.1675 | 1.1692 | 1.1703 | 1.1714
SCE | GWh | Industrial | Ind - Stone, Glass & Clay | MachDr | No | Ind MachDr - Equipment (Low Cost) | 9.6606 | 9.6564 | 9.737 | 9.7772 | 9.8005 | 9.8147 | 9.8403 | 9.855 | 9.872 | 9.8866 | 9.8953 | 9.9049
SCE | GWh | Industrial | Ind - Stone, Glass & Clay | MachDr | No | Ind MachDr - Equipment (Mid Cost) | 7.8784 | 7.875 | 7.9406 | 7.9735 | 7.9925 | 8.004 | 8.0249 | 8.0369 | 8.0508 | 8.0627 | 8.0698 | 8.0776
SCE | GWh | Industrial | Ind - Stone, Glass & Clay | MachDr | No | Ind MachDr - O&M (High Cost) | 1.3623 | 1.3617 | 1.3731 | 1.3788 | 1.382 | 1.384 | 1.3877 | 1.3897 | 1.3921 | 1.3942 | 1.3954 | 1.3968
SCE | GWh | Industrial | Ind - Stone, Glass & Clay | MachDr | No | Ind MachDr - O&M (Low Cost) | 30.8672 | 30.8538 | 31.1111 | 31.2398 | 31.3143 | 31.3595 | 31.4414 | 31.4884 | 31.5427 | 31.5893 | 31.6171 | 31.6477
SCE | GWh | Industrial | Ind - Stone, Glass & Clay | MachDr | No | Ind MachDr - O&M (Mid Cost) | 5.1785 | 5.1763 | 5.2194 | 5.241 | 5.2535 | 5.2611 | 5.2748 | 5.2827 | 5.2918 | 5.2997 | 5.3043 | 5.3094
SCE | GWh | Industrial | Ind - Textiles | HVAC | No | Ind HVAC - Equipment (Electric - High Cost) | 0.18718 | 0.1871 | 0.18866 | 0.18944 | 0.18989 | 0.19016 | 0.19066 | 0.19094 | 0.19127 | 0.19156 | 0.19173 | 0.19191
SCE | GWh | Industrial | Ind - Textiles | HVAC | No | Ind HVAC - Equipment (Electric - Low Cost) | 0.12475 | 0.1247 | 0.12574 | 0.12626 | 0.12656 | 0.12674 | 0.12707 | 0.12726 | 0.12748 | 0.12767 | 0.12778 | 0.12791
SCE | GWh | Industrial | Ind - Textiles | HVAC | No | Ind HVAC - Equipment (Electric - Mid Cost) | 0.26277 | 0.26266 | 0.26485 | 0.26595 | 0.26658 | 0.26697 | 0.26766 | 0.26806 | 0.26852 | 0.26892 | 0.26916 | 0.26942
SCE | GWh | Industrial | Ind - Textiles | HVAC | No | Ind HVAC - O&M (Electric - High Cost) | 0.027305 | 0.027293 | 0.02752 | 0.027634 | 0.0277 | 0.02774 | 0.027813 | 0.027854 | 0.027902 | 0.027943 | 0.027968 | 0.027995
SCE | GWh | Industrial | Ind - Textiles | HVAC | No | Ind HVAC - O&M (Electric - Low Cost) | 1.9986 | 1.9977 | 2.0144 | 2.0227 | 2.0276 | 2.0305 | 2.0358 | 2.0388 | 2.0423 | 2.0454 | 2.0472 | 2.0491
SCE | GWh | Industrial | Ind - Textiles | HVAC | No | Ind HVAC - O&M (Electric - Mid Cost) | 0.83644 | 0.83608 | 0.84305 | 0.84654 | 0.84856 | 0.84978 | 0.852 | 0.85327 | 0.85474 | 0.85601 | 0.85676 | 0.85759
SCE | GWh | Industrial | Ind - Textiles | Lighting | No | Ind Lighting - Equipment (High Cost) | 0.57675 | 0.5765 | 0.58131 | 0.58371 | 0.58511 | 0.58595 | 0.58748 | 0.58836 | 0.58937 | 0.59024 | 0.59076 | 0.59133
SCE | GWh | Industrial | Ind - Textiles | Lighting | No | Ind Lighting - Equipment (Low Cost) | 0.53713 | 0.5369 | 0.54137 | 0.54361 | 0.54491 | 0.5457 | 0.54712 | 0.54794 | 0.54888 | 0.5497 | 0.55018 | 0.55071
SCE | GWh | Industrial | Ind - Textiles | Lighting | No | Ind Lighting - Equipment (Mid Cost) | 4.4589 | 4.4569 | 4.4941 | 4.5127 | 4.5235 | 4.53 | 4.5418 | 4.5486 | 4.5564 | 4.5632 | 4.5672 | 4.5716
SCE | GWh | Industrial | Ind - Textiles | Lighting | No | Ind Lighting - O&M (Low Cost) | 0.31957 | 0.31943 | 0.32209 | 0.32342 | 0.32419 | 0.32466 | 0.32551 | 0.326 | 0.32656 | 0.32704 | 0.32733 | 0.32765
SCE | GWh | Industrial | Ind - Textiles | Lighting | No | Ind Lighting - O&M (Mid Cost) | 0.16994 | 0.16986 | 0.17128 | 0.17199 | 0.1724 | 0.17265 | 0.1731 | 0.17336 | 0.17366 | 0.17391 | 0.17407 | 0.17423
SCE | GWh | Industrial | Ind - Textiles | MachDr | No | Ind MachDr - Equipment (High Cost) | 0.14348 | 0.14342 | 0.14462 | 0.14521 | 0.14556 | 0.14577 | 0.14615 | 0.14637 | 0.14662 | 0.14684 | 0.14697 | 0.14711
SCE | GWh | Industrial | Ind - Textiles | MachDr | No | Ind MachDr - Equipment (Low Cost) | 1.0593 | 1.0588 | 1.0676 | 1.0721 | 1.0746 | 1.0762 | 1.079 | 1.0806 | 1.0825 | 1.0841 | 1.085 | 1.0861
SCE | GWh | Industrial | Ind - Textiles | MachDr | No | Ind MachDr - Equipment (Mid Cost) | 2.6172 | 2.6161 | 2.6379 | 2.6488 | 2.6551 | 2.659 | 2.6659 | 2.6699 | 2.6745 | 2.6784 | 2.6808 | 2.6834
SCE | GWh | Industrial | Ind - Textiles | MachDr | No | Ind MachDr - O&M (High Cost) | 0.13126 | 0.1312 | 0.13229 | 0.13284 | 0.13316 | 0.13335 | 0.1337 | 0.1339 | 0.13413 | 0.13433 | 0.13445 | 0.13458
SCE | GWh | Industrial | Ind - Textiles | MachDr | No | Ind MachDr - O&M (Low Cost) | 8.9665 | 8.9626 | 9.0373 | 9.0747 | 9.0963 | 9.1095 | 9.1332 | 9.1469 | 9.1627 | 9.1762 | 9.1843 | 9.1932
SCE | GWh | Industrial | Ind - Textiles | MachDr | No | Ind MachDr - O&M (Mid Cost) | 2.0015 | 2.0006 | 2.0173 | 2.0256 | 2.0305 | 2.0334 | 2.0387 | 2.0418 | 2.0453 | 2.0483 | 2.0501 | 2.0521
SCE | GWh | Industrial | Ind - Transportation Equipment | HVAC | No | Ind HVAC - Equipment (Electric - High Cost) | 0.4534 | 0.4532 | 0.45698 | 0.45887 | 0.45996 | 0.46063 | 0.46183 | 0.46252 | 0.46332 | 0.464 | 0.46441 | 0.46486
SCE | GWh | Industrial | Ind - Transportation Equipment | HVAC | No | Ind HVAC - Equipment (Electric - Low Cost) | 0.77884 | 0.77851 | 0.785 | 0.78824 | 0.79012 | 0.79127 | 0.79333 | 0.79452 | 0.79589 | 0.79706 | 0.79777 | 0.79854
SCE | GWh | Industrial | Ind - Transportation Equipment | HVAC | No | Ind HVAC - Equipment (Electric - Mid Cost) | 1.0101 | 1.0097 | 1.0181 | 1.0223 | 1.0248 | 1.0263 | 1.0289 | 1.0305 | 1.0322 | 1.0338 | 1.0347 | 1.0357
SCE | GWh | Industrial | Ind - Transportation Equipment | HVAC | No | Ind HVAC - O&M (Electric - High Cost) | 0.58856 | 0.58831 | 0.59321 | 0.59567 | 0.59709 | 0.59795 | 0.59951 | 0.60041 | 0.60144 | 0.60233 | 0.60286 | 0.60344
SCE | GWh | Industrial | Ind - Transportation Equipment | HVAC | No | Ind HVAC - O&M (Electric - Low Cost) | 7.5624 | 7.5591 | 7.6221 | 7.6537 | 7.6719 | 7.683 | 7.7031 | 7.7146 | 7.7279 | 7.7393 | 7.7461 | 7.7536
SCE | GWh | Industrial | Ind - Transportation Equipment | HVAC | No | Ind HVAC - O&M (Electric - Mid Cost) | 1.0204 | 1.0199 | 1.0284 | 1.0327 | 1.0351 | 1.0366 | 1.0393 | 1.0409 | 1.0427 | 1.0442 | 1.0452 | 1.0462
SCE | GWh | Industrial | Ind - Transportation Equipment | Lighting | No | Ind Lighting - Equipment (High Cost) | 3.634 | 3.6324 | 3.6627 | 3.6778 | 3.6866 | 3.6919 | 3.7016 | 3.7071 | 3.7135 | 3.719 | 3.7223 | 3.7259
SCE | GWh | Industrial | Ind - Transportation Equipment | Lighting | No | Ind Lighting - Equipment (Low Cost) | 3.8466 | 3.845 | 3.877 | 3.8931 | 3.9023 | 3.908 | 3.9182 | 3.924 | 3.9308 | 3.9366 | 3.9401 | 3.9439
SCE | GWh | Industrial | Ind - Transportation Equipment | Lighting | No | Ind Lighting - Equipment (Mid Cost) | 21.1078 | 21.0987 | 21.2746 | 21.3626 | 21.4136 | 21.4445 | 21.5005 | 21.5326 | 21.5697 | 21.6016 | 21.6206 | 21.6415
SCE | GWh | Industrial | Ind - Transportation Equipment | Lighting | No | Ind Lighting - O&M (High Cost) | 0.16091 | 0.16084 | 0.16218 | 0.16285 | 0.16324 | 0.16347 | 0.1639 | 0.16414 | 0.16443 | 0.16467 | 0.16482 | 0.16497
SCE | GWh | Industrial | Ind - Transportation Equipment | Lighting | No | Ind Lighting - O&M (Low Cost) | 2.0096 | 2.0087 | 2.0255 | 2.0339 | 2.0387 | 2.0417 | 2.047 | 2.0501 | 2.0536 | 2.0566 | 2.0584 | 2.0604
SCE | GWh | Industrial | Ind - Transportation Equipment | Lighting | No | Ind Lighting - O&M (Mid Cost) | 0.15823 | 0.15816 | 0.15948 | 0.16014 | 0.16052 | 0.16075 | 0.16117 | 0.16141 | 0.16169 | 0.16193 | 0.16207 | 0.16223
SCE | GWh | Industrial | Ind - Transportation Equipment | ProcHeat | No | Ind ProcHeat - Equipment (Electric - High Cost) | 0.00041205 | 0.00041187 | 0.00041531 | 0.00041703 | 0.00041802 | 0.00041862 | 0.00041972 | 0.00042035 | 0.00042107 | 0.00042169 | 0.00042206 | 0.00042247
SCE | GWh | Industrial | Ind - Transportation Equipment | ProcHeat | No | Ind ProcHeat - Equipment (Electric - Low Cost) | 0.6826 | 0.6823 | 0.68799 | 0.69084 | 0.69249 | 0.69349 | 0.6953 | 0.69634 | 0.69754 | 0.69857 | 0.69918 | 0.69986
SCE | GWh | Industrial | Ind - Transportation Equipment | ProcHeat | No | Ind ProcHeat - Equipment (Electric - Mid Cost) | 0.47838 | 0.47817 | 0.48216 | 0.48416 | 0.48531 | 0.48601 | 0.48728 | 0.48801 | 0.48885 | 0.48957 | 0.49 | 0.49048
SCE | GWh | Industrial | Ind - Transportation Equipment | ProcRefrig | No | Ind ProcRefrig - O&M (High Cost) | 0.19961 | 0.19952 | 0.20118 | 0.20201 | 0.2025 | 0.20279 | 0.20332 | 0.20362 | 0.20397 | 0.20427 | 0.20446 | 0.20465
SCE | GWh | Industrial | Ind - Transportation Equipment | ProcRefrig | No | Ind ProcRefrig - O&M (Mid Cost) | 1.4035 | 1.4029 | 1.4146 | 1.4204 | 1.4238 | 1.4259 | 1.4296 | 1.4317 | 1.4342 | 1.4363 | 1.4376 | 1.439
SCE | GWh | Industrial | Ind - Transportation Equipment | MachDr | No | Ind MachDr - Equipment (High Cost) | 1.2778 | 1.2772 | 1.2879 | 1.2932 | 1.2963 | 1.2982 | 1.3015 | 1.3035 | 1.3057 | 1.3077 | 1.3088 | 1.3101
SCE | GWh | Industrial | Ind - Transportation Equipment | MachDr | No | Ind MachDr - Equipment (Low Cost) | 10.9055 | 10.9008 | 10.9917 | 11.0372 | 11.0635 | 11.0795 | 11.1084 | 11.125 | 11.1442 | 11.1606 | 11.1705 | 11.1813
SCE | GWh | Industrial | Ind - Transportation Equipment | MachDr | No | Ind MachDr - Equipment (Mid Cost) | 13.1592 | 13.1535 | 13.2632 | 13.318 | 13.3498 | 13.3691 | 13.404 | 13.424 | 13.4472 | 13.467 | 13.4789 | 13.4919
SCE | GWh | Industrial | Ind - Transportation Equipment | MachDr | No | Ind MachDr - O&M (High Cost) | 2.2553 | 2.2543 | 2.2731 | 2.2825 | 2.288 | 2.2913 | 2.2972 | 2.3007 | 2.3046 | 2.3081 | 2.3101 | 2.3123
SCE | GWh | Industrial | Ind - Transportation Equipment | MachDr | No | Ind MachDr - O&M (Low Cost) | 57.747 | 57.7219 | 58.2033 | 58.444 | 58.5834 | 58.668 | 58.8212 | 58.9092 | 59.0106 | 59.0979 | 59.15 | 59.207
SCE | GWh | Industrial | Ind - Transportation Equipment | MachDr | No | Ind MachDr - O&M (Mid Cost) | 11.545 | 11.54 | 11.6362 | 11.6843 | 11.7122 | 11.7291 | 11.7597 | 11.7773 | 11.7976 | 11.8151 | 11.8255 | 11.8369
SCE | GWh | Agricultural | Agr - Dairies | ProcRefrig | No | Ag Refrigeration - Equipment (High Cost) | 1.484 | 1.4852 | 1.4865 | 1.4877 | 1.4892 | 1.4903 | 1.4912 | 1.4916 | 1.4915 | 1.4905 | 1.484 | 1.4775
SCE | GWh | Agricultural | Agr - Dairies | ProcRefrig | No | Ag Refrigeration - Equipment (Low Cost) | 0.0031252 | 0.0031279 | 0.0031306 | 0.0031332 | 0.0031362 | 0.0031387 | 0.0031405 | 0.0031414 | 0.0031411 | 0.0031391 | 0.0031254 | 0.0031117
SCE | GWh | Agricultural | Agr - Dairies | ProcRefrig | No | Ag Refrigeration - Equipment (Mid Cost) | 0.45832 | 0.45871 | 0.45911 | 0.45949 | 0.45993 | 0.4603 | 0.46056 | 0.46069 | 0.46065 | 0.46035 | 0.45834 | 0.45634
SCE | GWh | Agricultural | Agr - Dairies | ProcRefrig | No | Ag Refrigeration - O&M (High Cost) | 4.3943 | 4.398 | 4.4018 | 4.4054 | 4.4097 | 4.4132 | 4.4157 | 4.417 | 4.4165 | 4.4137 | 4.3944 | 4.3752
SCE | GWh | Agricultural | Agr - Dairies | ProcRefrig | No | Ag Refrigeration - O&M (Low Cost) | 11.7364 | 11.7464 | 11.7565 | 11.7662 | 11.7776 | 11.7869 | 11.7936 | 11.797 | 11.7959 | 11.7882 | 11.7368 | 11.6855
SCE | GWh | Agricultural | Agr - Dairies | ProcRefrig | No | Ag Refrigeration - O&M (Mid Cost) | 7.1839 | 7.19 | 7.1962 | 7.2021 | 7.2091 | 7.2148 | 7.2189 | 7.221 | 7.2203 | 7.2156 | 7.1841 | 7.1528
SCE | GWh | Agricultural | Agr - Dairies | MachDr | No | Ag Process Mtr - Equipment (High Cost) | 6.5323 | 6.5379 | 6.5435 | 6.5489 | 6.5552 | 6.5604 | 6.5641 | 6.566 | 6.5654 | 6.5611 | 6.5325 | 6.504
SCE | GWh | Agricultural | Agr - Dairies | MachDr | No | Ag Process Mtr - Equipment (Low Cost) | 28.9874 | 29.0122 | 29.0371 | 29.061 | 29.0892 | 29.1122 | 29.1288 | 29.1372 | 29.1343 | 29.1155 | 28.9884 | 28.8619
SCE | GWh | Agricultural | Agr - Dairies | MachDr | No | Ag Process Mtr - Equipment (Mid Cost) | 31.6787 | 31.7058 | 31.733 | 31.7592 | 31.79 | 31.8151 | 31.8332 | 31.8424 | 31.8393 | 31.8187 | 31.6798 | 31.5415
SCE | GWh | Agricultural | Agr - Dairies | MachDr | No | Ag Process Mtr - O&M (High Cost) | 2.3727 | 2.3748 | 2.3768 | 2.3788 | 2.3811 | 2.3829 | 2.3843 | 2.385 | 2.3848 | 2.3832 | 2.3728 | 2.3625
SCE | GWh | Agricultural | Agr - Dairies | MachDr | No | Ag Process Mtr - O&M (Low Cost) | 84.8994 | 84.972 | 85.0449 | 85.1151 | 85.1977 | 85.265 | 85.3135 | 85.3381 | 85.3298 | 85.2746 | 84.9024 | 84.5318
SCE | GWh | Agricultural | Agr - Dairies | MachDr | No | Ag Process Mtr - O&M (Mid Cost) | 9.0026 | 9.0103 | 9.018 | 9.0255 | 9.0342 | 9.0414 | 9.0465 | 9.0491 | 9.0482 | 9.0424 | 9.0029 | 8.9636
SCE | GWh | Agricultural | Agr - Irrigated Agriculture | MachDr | No | Ag Motor Pmp - Equipment (High Cost) | 6.2962 | 6.3016 | 6.307 | 6.3122 | 6.3183 | 6.3233 | 6.3269 | 6.3287 | 6.3281 | 6.324 | 6.2964 | 6.2689
SCE | GWh | Agricultural | Agr - Irrigated Agriculture | MachDr | No | Ag Motor Pmp - Equipment (Low Cost) | 15.2096 | 15.2226 | 15.2357 | 15.2483 | 15.2631 | 15.2751 | 15.2838 | 15.2882 | 15.2867 | 15.2769 | 15.2102 | 15.1438
SCE | GWh | Agricultural | Agr - Irrigated Agriculture | MachDr | No | Ag Motor Pmp - Equipment (Mid Cost) | 24.7025 | 24.7237 | 24.7449 | 24.7653 | 24.7893 | 24.8089 | 24.823 | 24.8302 | 24.8278 | 24.8117 | 24.7034 | 24.5956
SCE | GWh | Agricultural | Agr - Irrigated Agriculture | MachDr | No | Ag Motor Pmp - O&M (High Cost) | 0.23645 | 0.23665 | 0.23685 | 0.23705 | 0.23728 | 0.23747 | 0.2376 | 0.23767 | 0.23765 | 0.23749 | 0.23646 | 0.23542
SCE | GWh | Agricultural | Agr - Irrigated Agriculture | MachDr | No | Ag Motor Pmp - O&M (Low Cost) | 13.0477 | 13.0588 | 13.07 | 13.0808 | 13.0935 | 13.1039 | 13.1113 | 13.1151 | 13.1138 | 13.1054 | 13.0481 | 12.9912
SCE | GWh | Agricultural | Agr - Irrigated Agriculture | MachDr | No | Ag Motor Pmp - O&M (Mid Cost) | 3.3037 | 3.3066 | 3.3094 | 3.3121 | 3.3153 | 3.318 | 3.3198 | 3.3208 | 3.3205 | 3.3183 | 3.3038 | 3.2894
SCE | GWh | Agricultural | Agr - Post-Harvest Processing | ProcRefrig | No | Ag Refrigeration - Equipment (High Cost) | 1.4765 | 1.4778 | 1.4791 | 1.4803 | 1.4817 | 1.4829 | 1.4837 | 1.4842 | 1.484 | 1.4831 | 1.4766 | 1.4701
SCE | GWh | Agricultural | Agr - Post-Harvest Processing | ProcRefrig | No | Ag Refrigeration - Equipment (Low Cost) | 0.0031096 | 0.0031123 | 0.0031149 | 0.0031175 | 0.0031205 | 0.003123 | 0.0031248 | 0.0031257 | 0.0031254 | 0.0031234 | 0.0031097 | 0.0030962
SCE | GWh | Agricultural | Agr - Post-Harvest Processing | ProcRefrig | No | Ag Refrigeration - Equipment (Mid Cost) | 0.45603 | 0.45642 | 0.45681 | 0.45719 | 0.45763 | 0.45799 | 0.45826 | 0.45839 | 0.45834 | 0.45805 | 0.45605 | 0.45406
SCE | GWh | Agricultural | Agr - Post-Harvest Processing | ProcRefrig | No | Ag Refrigeration - O&M (High Cost) | 4.3723 | 4.376 | 4.3798 | 4.3834 | 4.3877 | 4.3911 | 4.3936 | 4.3949 | 4.3945 | 4.3916 | 4.3724 | 4.3534
SCE | GWh | Agricultural | Agr - Post-Harvest Processing | ProcRefrig | No | Ag Refrigeration - O&M (Low Cost) | 11.6777 | 11.6877 | 11.6977 | 11.7073 | 11.7187 | 11.728 | 11.7346 | 11.738 | 11.7369 | 11.7293 | 11.6781 | 11.6271
SCE | GWh | Agricultural | Agr - Post-Harvest Processing | ProcRefrig | No | Ag Refrigeration - O&M (Mid Cost) | 7.148 | 7.1541 | 7.1602 | 7.1661 | 7.1731 | 7.1787 | 7.1828 | 7.1849 | 7.1842 | 7.1795 | 7.1482 | 7.117
SCE | GWh | Agricultural | Agr - Post-Harvest Processing | MachDr | No | Ag Process Mtr - Equipment (High Cost) | 6.4996 | 6.5052 | 6.5107 | 6.5161 | 6.5224 | 6.5276 | 6.5313 | 6.5332 | 6.5326 | 6.5283 | 6.4998 | 6.4715
SCE | GWh | Agricultural | Agr - Post-Harvest Processing | MachDr | No | Ag Process Mtr - Equipment (Low Cost) | 28.8425 | 28.8671 | 28.8919 | 28.9157 | 28.9438 | 28.9666 | 28.9831 | 28.9915 | 28.9887 | 28.9699 | 28.8435 | 28.7176
SCE | GWh | Agricultural | Agr - Post-Harvest Processing | MachDr | No | Ag Process Mtr - Equipment (Mid Cost) | 31.5203 | 31.5473 | 31.5743 | 31.6004 | 31.6311 | 31.656 | 31.6741 | 31.6832 | 31.6801 | 31.6596 | 31.5214 | 31.3838
SCE | GWh | Agricultural | Agr - Post-Harvest Processing | MachDr | No | Ag Process Mtr - O&M (High Cost) | 2.3609 | 2.3629 | 2.3649 | 2.3669 | 2.3692 | 2.371 | 2.3724 | 2.3731 | 2.3728 | 2.3713 | 2.3609 | 2.3506
SCE | GWh | Agricultural | Agr - Post-Harvest Processing | MachDr | No | Ag Process Mtr - O&M (Low Cost) | 84.4749 | 84.5472 | 84.6197 | 84.6895 | 84.7717 | 84.8387 | 84.8869 | 84.9114 | 84.9032 | 84.8482 | 84.4779 | 84.1091
SCE | GWh | Agricultural | Agr - Post-Harvest Processing | MachDr | No | Ag Process Mtr - O&M (Mid Cost) | 8.9576 | 8.9652 | 8.9729 | 8.9803 | 8.9891 | 8.9962 | 9.0013 | 9.0039 | 9.003 | 8.9972 | 8.9579 | 8.9188
SCE | GWh | Agricultural | Agr - Refrigerated Warehouses | ProcRefrig | No | Ag Refrigeration - Equipment (High Cost) | 1.484 | 1.4852 | 1.4865 | 1.4877 | 1.4892 | 1.4903 | 1.4912 | 1.4916 | 1.4915 | 1.4905 | 1.484 | 1.4775
SCE | GWh | Agricultural | Agr - Refrigerated Warehouses | ProcRefrig | No | Ag Refrigeration - Equipment (Low Cost) | 0.0031252 | 0.0031279 | 0.0031306 | 0.0031332 | 0.0031362 | 0.0031387 | 0.0031405 | 0.0031414 | 0.0031411 | 0.0031391 | 0.0031254 | 0.0031117
SCE | GWh | Agricultural | Agr - Refrigerated Warehouses | ProcRefrig | No | Ag Refrigeration - Equipment (Mid Cost) | 0.45832 | 0.45871 | 0.45911 | 0.45949 | 0.45993 | 0.4603 | 0.46056 | 0.46069 | 0.46065 | 0.46035 | 0.45834 | 0.45634
SCE | GWh | Agricultural | Agr - Refrigerated Warehouses | ProcRefrig | No | Ag Refrigeration - O&M (High Cost) | 4.3943 | 4.398 | 4.4018 | 4.4054 | 4.4097 | 4.4132 | 4.4157 | 4.417 | 4.4165 | 4.4137 | 4.3944 | 4.3752
SCE | GWh | Agricultural | Agr - Refrigerated Warehouses | ProcRefrig | No | Ag Refrigeration - O&M (Low Cost) | 11.7364 | 11.7464 | 11.7565 | 11.7662 | 11.7776 | 11.7869 | 11.7936 | 11.797 | 11.7959 | 11.7882 | 11.7368 | 11.6855
SCE | GWh | Agricultural | Agr - Refrigerated Warehouses | ProcRefrig | No | Ag Refrigeration - O&M (Mid Cost) | 7.1839 | 7.19 | 7.1962 | 7.2021 | 7.2091 | 7.2148 | 7.2189 | 7.221 | 7.2203 | 7.2156 | 7.1841 | 7.1528
SCE | GWh | Agricultural | Agr - Wineries and Vineyards | ProcRefrig | No | Ag Refrigeration - Equipment (High Cost) | 1.484 | 1.4852 | 1.4865 | 1.4877 | 1.4892 | 1.4903 | 1.4912 | 1.4916 | 1.4915 | 1.4905 | 1.484 | 1.4775
SCE | GWh | Agricultural | Agr - Wineries and Vineyards | ProcRefrig | No | Ag Refrigeration - Equipment (Low Cost) | 0.0031252 | 0.0031279 | 0.0031306 | 0.0031332 | 0.0031362 | 0.0031387 | 0.0031405 | 0.0031414 | 0.0031411 | 0.0031391 | 0.0031254 | 0.0031117
SCE | GWh | Agricultural | Agr - Wineries and Vineyards | ProcRefrig | No | Ag Refrigeration - Equipment (Mid Cost) | 0.45832 | 0.45871 | 0.45911 | 0.45949 | 0.45993 | 0.4603 | 0.46056 | 0.46069 | 0.46065 | 0.46035 | 0.45834 | 0.45634
SCE | GWh | Agricultural | Agr - Wineries and Vineyards | ProcRefrig | No | Ag Refrigeration - O&M (High Cost) | 4.3943 | 4.398 | 4.4018 | 4.4054 | 4.4097 | 4.4132 | 4.4157 | 4.417 | 4.4165 | 4.4137 | 4.3944 | 4.3752
SCE | GWh | Agricultural | Agr - Wineries and Vineyards | ProcRefrig | No | Ag Refrigeration - O&M (Low Cost) | 11.7364 | 11.7464 | 11.7565 | 11.7662 | 11.7776 | 11.7869 | 11.7936 | 11.797 | 11.7959 | 11.7882 | 11.7368 | 11.6855
SCE | GWh | Agricultural | Agr - Wineries and Vineyards | ProcRefrig | No | Ag Refrigeration - O&M (Mid Cost) | 7.1839 | 7.19 | 7.1962 | 7.2021 | 7.2091 | 7.2148 | 7.2189 | 7.221 | 7.2203 | 7.2156 | 7.1841 | 7.1528
SCE | GWh | Mining | Mining - Oil & Gas Extraction (Injection Well) | OilGasExtract | No | Oil - Pump Controls | 47.7147 | 47.7147 | 47.7147 | 47.7147 | 47.7147 | 47.7147 | 47.7147 | 47.7147 | 47.7147 | 47.7147 | 47.7147 | 47.7147
SCE | GWh | Mining | Mining - Oil & Gas Extraction (Injection Well) | OilGasExtract | No | Oil - Pump Motor and Controls | 101.9818 | 101.9818 | 101.9818 | 101.9818 | 101.9818 | 101.9818 | 101.9818 | 101.9818 | 101.9818 | 101.9818 | 101.9818 | 101.9818
SCE | GWh | Mining | Mining - Oil & Gas Extraction (Regular Well) | OilGasExtract | No | Oil - Pump Controls | 6.0429 | 6.0429 | 6.0429 | 6.0429 | 6.0429 | 6.0429 | 6.0429 | 6.0429 | 6.0429 | 6.0429 | 6.0429 | 6.0429
SCE | GWh | Mining | Mining - Oil & Gas Extraction (Regular Well) | OilGasExtract | No | Oil - Pump Motor | 3.0755 | 3.0755 | 3.0755 | 3.0755 | 3.0755 | 3.0755 | 3.0755 | 3.0755 | 3.0755 | 3.0755 | 3.0755 | 3.0755
SCE | GWh | Mining | Mining - Oil & Gas Extraction (Regular Well) | OilGasExtract | No | Oil - Pump Motor and Controls | 10.3715 | 10.3715 | 10.3715 | 10.3715 | 10.3715 | 10.3715 | 10.3715 | 10.3715 | 10.3715 | 10.3715 | 10.3715 | 10.3715
SCE | GWh | Mining | Mining - Oil & Gas Extraction (Stripper Well) | OilGasExtract | No | Oil - Pump Controls | 0.94789 | 0.94789 | 0.94789 | 0.94789 | 0.94789 | 0.94789 | 0.94789 | 0.94789 | 0.94789 | 0.94789 | 0.94789 | 0.94789
SCE | GWh | Mining | Mining - Oil & Gas Extraction (Stripper Well) | OilGasExtract | No | Oil - Pump Motor | 0.48722 | 0.48722 | 0.48722 | 0.48722 | 0.48722 | 0.48722 | 0.48722 | 0.48722 | 0.48722 | 0.48722 | 0.48722 | 0.48722
SCE | GWh | Mining | Mining - Oil & Gas Extraction (Stripper Well) | OilGasExtract | No | Oil - Pump Motor and Controls | 1.4803 | 1.4803 | 1.4803 | 1.4803 | 1.4803 | 1.4803 | 1.4803 | 1.4803 | 1.4803 | 1.4803 | 1.4803 | 1.4803
SCE | GWh | Street Lighting | Street - Lights | Stl | Yes | StreetLight - LED with Controls | 687.2779 | 700.3173 | 711.7268 | 714.9866 | 721.5063 | 728.026 | 732.9158 | 739.4355 | 744.3253 | 747.5851 | 752.4749 | 755.7347
SCE | GWh | Street Lighting | Street - Signs | Stl | Yes | StreetLight - LED | 0 | 0 | 22.9249 | 23.1832 | 23.6998 | 24.2165 | 24.6039 | 25.1205 | 25.508 | 25.7663 | 26.1538 | 26.4121
SCE | GWh | Street Lighting | Street - Signs | Stl | No | StreetLight - Induction | 20.5802 | 20.5802 | 0 | 0 | 0 | 0 | 0 | 0 | 0 | 0 | 0 | 0
SCE | MW | Industrial | Ind - Chemicals | HVAC | No | Ind HVAC - Equipment (Electric - High Cost) | 0.039226 | 0.039209 | 0.039536 | 0.039699 | 0.039794 | 0.039851 | 0.039955 | 0.040015 | 0.040084 | 0.040143 | 0.040179 | 0.040218
SCE | MW | Industrial | Ind - Chemicals | HVAC | No | Ind HVAC - Equipment (Electric - Low Cost) | 0.016448 | 0.016441 | 0.016578 | 0.016646 | 0.016686 | 0.01671 | 0.016754 | 0.016779 | 0.016808 | 0.016833 | 0.016847 | 0.016864
SCE | MW | Industrial | Ind - Chemicals | HVAC | No | Ind HVAC - Equipment (Electric - Mid Cost) | 0.012536 | 0.01253 | 0.012635 | 0.012687 | 0.012717 | 0.012736 | 0.012769 | 0.012788 | 0.01281 | 0.012829 | 0.01284 | 0.012853
SCE | MW | Industrial | Ind - Chemicals | HVAC | No | Ind HVAC - O&M (Electric - High Cost) | 0.026923 | 0.026912 | 0.027136 | 0.027248 | 0.027313 | 0.027353 | 0.027424 | 0.027465 | 0.027512 | 0.027553 | 0.027577 | 0.027604
SCE | MW | Industrial | Ind - Chemicals | HVAC | No | Ind HVAC - O&M (Electric - Low Cost) | 0.40404 | 0.40387 | 0.40723 | 0.40892 | 0.40989 | 0.41049 | 0.41156 | 0.41217 | 0.41288 | 0.41349 | 0.41386 | 0.41426
SCE | MW | Industrial | Ind - Chemicals | HVAC | No | Ind HVAC - O&M (Electric - Mid Cost) | 0.087056 | 0.087018 | 0.087744 | 0.088107 | 0.088317 | 0.088445 | 0.088676 | 0.088808 | 0.088961 | 0.089093 | 0.089171 | 0.089257
SCE | MW | Industrial | Ind - Chemicals | Lighting | No | Ind Lighting - Equipment (High Cost) | 0.22282 | 0.22272 | 0.22458 | 0.22551 | 0.22605 | 0.22637 | 0.22696 | 0.2273 | 0.22769 | 0.22803 | 0.22823 | 0.22845
SCE | MW | Industrial | Ind - Chemicals | Lighting | No | Ind Lighting - Equipment (Low Cost) | 0.046336 | 0.046316 | 0.046702 | 0.046895 | 0.047007 | 0.047075 | 0.047198 | 0.047268 | 0.04735 | 0.04742 | 0.047462 | 0.047507
SCE | MW | Industrial | Ind - Chemicals | Lighting | No | Ind Lighting - Equipment (Mid Cost) | 0.51661 | 0.51638 | 0.52069 | 0.52284 | 0.52409 | 0.52485 | 0.52622 | 0.527 | 0.52791 | 0.52869 | 0.52916 | 0.52967
SCE | MW | Industrial | Ind - Chemicals | Lighting | No | Ind Lighting - O&M (High Cost) | 0.0077875 | 0.0077841 | 0.007849 | 0.0078815 | 0.0079003 | 0.0079117 | 0.0079324 | 0.0079442 | 0.0079579 | 0.0079697 | 0.0079767 | 0.0079844
SCE | MW | Industrial | Ind - Chemicals | Lighting | No | Ind Lighting - O&M (Low Cost) | 0.021246 | 0.021237 | 0.021414 | 0.021503 | 0.021554 | 0.021585 | 0.021642 | 0.021674 | 0.021711 | 0.021743 | 0.021763 | 0.021784
SCE | MW | Industrial | Ind - Chemicals | Lighting | No | Ind Lighting - O&M (Mid Cost) | 0.13418 | 0.13412 | 0.13524 | 0.1358 | 0.13612 | 0.13632 | 0.13667 | 0.13688 | 0.13711 | 0.13731 | 0.13744 | 0.13757
SCE | MW | Industrial | Ind - Chemicals | ProcHeat | No | Ind ProcHeat - Equipment (Electric - High Cost) | 0.13891 | 0.13885 | 0.14 | 0.14058 | 0.14092 | 0.14112 | 0.14149 | 0.1417 | 0.14195 | 0.14215 | 0.14228 | 0.14242
SCE | MW | Industrial | Ind - Chemicals | ProcHeat | No | Ind ProcHeat - Equipment (Electric - Low Cost) | 0.0382 | 0.038183 | 0.038501 | 0.038661 | 0.038753 | 0.038809 | 0.03891 | 0.038968 | 0.039035 | 0.039093 | 0.039128 | 0.039165
SCE | MW | Industrial | Ind - Chemicals | ProcHeat | No | Ind ProcHeat - Equipment (Electric - Mid Cost) | 0.0014467 | 0.0014461 | 0.0014581 | 0.0014642 | 0.0014677 | 0.0014698 | 0.0014736 | 0.0014758 | 0.0014784 | 0.0014806 | 0.0014819 | 0.0014833
SCE | MW | Industrial | Ind - Chemicals | ProcRefrig | No | Ind ProcRefrig - O&M (Low Cost) | 0.026103 | 0.026091 | 0.026309 | 0.026418 | 0.026481 | 0.026519 | 0.026588 | 0.026628 | 0.026674 | 0.026713 | 0.026737 | 0.026762
SCE | MW | Industrial | Ind - Chemicals | MachDr | No | Ind MachDr - Equipment (High Cost) | 0.2202 | 0.22011 | 0.22194 | 0.22286 | 0.22339 | 0.22371 | 0.2243 | 0.22463 | 0.22502 | 0.22535 | 0.22555 | 0.22577
SCE | MW | Industrial | Ind - Chemicals | MachDr | No | Ind MachDr - Equipment (Low Cost) | 0.83564 | 0.83528 | 0.84224 | 0.84573 | 0.84774 | 0.84897 | 0.85119 | 0.85246 | 0.85393 | 0.85519 | 0.85594 | 0.85677
SCE | MW | Industrial | Ind - Chemicals | MachDr | No | Ind MachDr - Equipment (Mid Cost) | 0.61583 | 0.61556 | 0.62069 | 0.62326 | 0.62475 | 0.62565 | 0.62728 | 0.62822 | 0.6293 | 0.63023 | 0.63079 | 0.6314
SCE | MW | Industrial | Ind - Chemicals | MachDr | No | Ind MachDr - O&M (High Cost) | 0.039181 | 0.039164 | 0.039491 | 0.039654 | 0.039749 | 0.039806 | 0.03991 | 0.03997 | 0.040038 | 0.040098 | 0.040133 | 0.040172
SCE | MW | Industrial | Ind - Chemicals | MachDr | No | Ind MachDr - O&M (Low Cost) | 1.5842 | 1.5836 | 1.5968 | 1.6034 | 1.6072 | 1.6095 | 1.6137 | 1.6161 | 1.6189 | 1.6213 | 1.6227 | 1.6243
SCE | MW | Industrial | Ind - Chemicals | MachDr | No | Ind MachDr - O&M (Mid Cost) | 0.18557 | 0.18548 | 0.18703 | 0.18781 | 0.18825 | 0.18852 | 0.18902 | 0.1893 | 0.18963 | 0.18991 | 0.19007 | 0.19026
SCE | MW | Industrial | Ind - Electronics | HVAC | No | Ind HVAC - Equipment (Electric - High Cost) | 0.16474 | 0.16467 | 0.16604 | 0.16673 | 0.16713 | 0.16737 | 0.16781 | 0.16806 | 0.16835 | 0.16859 | 0.16874 | 0.16891
SCE | MW | Industrial | Ind - Electronics | HVAC | No | Ind HVAC - Equipment (Electric - Low Cost) | 0.7033 | 0.70299 | 0.70885 | 0.71179 | 0.71348 | 0.71451 | 0.71638 | 0.71745 | 0.71869 | 0.71975 | 0.72038 | 0.72108
SCE | MW | Industrial | Ind - Electronics | HVAC | No | Ind HVAC - Equipment (Electric - Mid Cost) | 0.36827 | 0.36811 | 0.37118 | 0.37271 | 0.3736 | 0.37414 | 0.37512 | 0.37568 | 0.37633 | 0.37688 | 0.37722 | 0.37758
SCE | MW | Industrial | Ind - Electronics | HVAC | No | Ind HVAC - O&M (Electric - High Cost) | 0.01498 | 0.014973 | 0.015098 | 0.01516 | 0.015197 | 0.015219 | 0.015258 | 0.015281 | 0.015307 | 0.01533 | 0.015344 | 0.015358
SCE | MW | Industrial | Ind - Electronics | HVAC | No | Ind HVAC - O&M (Electric - Low Cost) | 2.9703 | 2.969 | 2.9938 | 3.0061 | 3.0133 | 3.0177 | 3.0255 | 3.0301 | 3.0353 | 3.0398 | 3.0424 | 3.0454
SCE | MW | Industrial | Ind - Electronics | HVAC | No | Ind HVAC - O&M (Electric - Mid Cost) | 0.037369 | 0.037353 | 0.037664 | 0.03782 | 0.03791 | 0.037965 | 0.038064 | 0.038121 | 0.038187 | 0.038243 | 0.038277 | 0.038314
SCE | MW | Industrial | Ind - Electronics | Lighting | No | Ind Lighting - Equipment (High Cost) | 0.51201 | 0.51178 | 0.51605 | 0.51819 | 0.51942 | 0.52017 | 0.52153 | 0.52231 | 0.52321 | 0.52398 | 0.52445 | 0.52495
SCE | MW | Industrial | Ind - Electronics | Lighting | No | Ind Lighting - Equipment (Low Cost) | 0.27928 | 0.27915 | 0.28148 | 0.28265 | 0.28332 | 0.28373 | 0.28447 | 0.2849 | 0.28539 | 0.28581 | 0.28606 | 0.28634
SCE | MW | Industrial | Ind - Electronics | Lighting | No | Ind Lighting - Equipment (Mid Cost) | 1.8996 | 1.8987 | 1.9146 | 1.9225 | 1.9271 | 1.9299 | 1.9349 | 1.9378 | 1.9411 | 1.944 | 1.9457 | 1.9476
SCE | MW | Industrial | Ind - Electronics | Lighting | No | Ind Lighting - O&M (High Cost) | 0.055779 | 0.055755 | 0.05622 | 0.056453 | 0.056587 | 0.056669 | 0.056817 | 0.056902 | 0.057 | 0.057084 | 0.057135 | 0.05719
SCE | MW | Industrial | Ind - Electronics | Lighting | No | Ind Lighting - O&M (Low Cost) | 0.21247 | 0.21238 | 0.21415 | 0.21504 | 0.21555 | 0.21586 | 0.21642 | 0.21675 | 0.21712 | 0.21744 | 0.21763 | 0.21784
SCE | MW | Industrial | Ind - Electronics | Lighting | No | Ind Lighting - O&M (Mid Cost) | 0.0063586 | 0.0063558 | 0.0064088 | 0.0064353 | 0.0064507 | 0.00646 | 0.0064768 | 0.0064865 | 0.0064977 | 0.0065073 | 0.006513 | 0.0065193
SCE | MW | Industrial | Ind - Electronics | ProcHeat | No | Ind ProcHeat - Equipment (Electric - Low Cost) | 0.0801 | 0.080065 | 0.080733 | 0.081067 | 0.08126 | 0.081378 | 0.08159 | 0.081712 | 0.081853 | 0.081974 | 0.082046 | 0.082125
SCE | MW | Industrial | Ind - Electronics | ProcHeat | No | Ind ProcHeat - Equipment (Electric - Mid Cost) | 0.032696 | 0.032682 | 0.032955 | 0.033091 | 0.03317 | 0.033218 | 0.033304 | 0.033354 | 0.033412 | 0.033461 | 0.033491 | 0.033523
SCE | MW | Industrial | Ind - Electronics | ProcRefrig | No | Ind ProcRefrig - O&M (High Cost) | 0.00043842 | 0.00043823 | 0.00044188 | 0.00044371 | 0.00044477 | 0.00044541 | 0.00044657 | 0.00044724 | 0.00044801 | 0.00044867 | 0.00044907 | 0.0004495
SCE | MW | Industrial | Ind - Electronics | ProcRefrig | No | Ind ProcRefrig - O&M (Low Cost) | 0.70508 | 0.70478 | 0.71066 | 0.71359 | 0.7153 | 0.71633 | 0.7182 | 0.71927 | 0.72051 | 0.72158 | 0.72221 | 0.72291
SCE | MW | Industrial | Ind - Electronics | ProcRefrig | No | Ind ProcRefrig - O&M (Mid Cost) | 0.097155 | 0.097113 | 0.097923 | 0.098328 | 0.098562 | 0.098704 | 0.098962 | 0.09911 | 0.099281 | 0.099428 | 0.099515 | 0.099611
SCE | MW | Industrial | Ind - Electronics | MachDr | No | Ind MachDr - Equipment (High Cost) | 0.14987 | 0.1498 | 0.15105 | 0.15167 | 0.15204 | 0.15226 | 0.15265 | 0.15288 | 0.15315 | 0.15337 | 0.15351 | 0.15365
SCE | MW | Industrial | Ind - Electronics | MachDr | No | Ind MachDr - Equipment (Low Cost) | 0.74692 | 0.7466 | 0.75282 | 0.75594 | 0.75774 | 0.75883 | 0.76081 | 0.76195 | 0.76327 | 0.76439 | 0.76507 | 0.76581
SCE | MW | Industrial | Ind - Electronics | MachDr | No | Ind MachDr - Equipment (Mid Cost) | 1.3963 | 1.3957 | 1.4074 | 1.4132 | 1.4166 | 1.4186 | 1.4223 | 1.4244 | 1.4269 | 1.429 | 1.4303 | 1.4316
SCE | MW | Industrial | Ind - Electronics | MachDr | No | Ind MachDr - O&M (High Cost) | 0.28697 | 0.28685 | 0.28924 | 0.29044 | 0.29113 | 0.29155 | 0.29231 | 0.29275 | 0.29325 | 0.29369 | 0.29395 | 0.29423
SCE | MW | Industrial | Ind - Electronics | MachDr | No | Ind MachDr - O&M (Low Cost) | 4.4833 | 4.4814 | 4.5188 | 4.5374 | 4.5483 | 4.5548 | 4.5667 | 4.5736 | 4.5814 | 4.5882 | 4.5923 | 4.5967
SCE | MW | Industrial | Ind - Electronics | MachDr | No | Ind MachDr - O&M (Mid Cost) | 0.70802 | 0.70771 | 0.71362 | 0.71657 | 0.71828 | 0.71931 | 0.72119 | 0.72227 | 0.72351 | 0.72458 | 0.72522 | 0.72592
SCE | MW | Industrial | Ind - Food | HVAC | No | Ind HVAC - Equipment (Electric - High Cost) | 0.12089 | 0.12084 | 0.12185 | 0.12235 | 0.12264 | 0.12282 | 0.12314 | 0.12333 | 0.12354 | 0.12372 | 0.12383 | 0.12395
SCE | MW | Industrial | Ind - Food | HVAC | No | Ind HVAC - Equipment (Electric - Low Cost) | 0.096068 | 0.096026 | 0.096827 | 0.097227 | 0.097459 | 0.0976 | 0.097855 | 0.098001 | 0.09817 | 0.098315 | 0.098402 | 0.098497
SCE | MW | Industrial | Ind - Food | HVAC | No | Ind HVAC - Equipment (Electric - Mid Cost) | 0.045557 | 0.045537 | 0.045917 | 0.046107 | 0.046217 | 0.046284 | 0.046404 | 0.046474 | 0.046554 | 0.046623 | 0.046664 | 0.046709
SCE | MW | Industrial | Ind - Food | HVAC | No | Ind HVAC - O&M (Electric - High Cost) | 0.049972 | 0.049951 | 0.050367 | 0.050576 | 0.050696 | 0.050769 | 0.050902 | 0.050978 | 0.051066 | 0.051141 | 0.051186 | 0.051236
SCE | MW | Industrial | Ind - Food | HVAC | No | Ind HVAC - O&M (Electric - Low Cost) | 0.61514 | 0.61487 | 0.62 | 0.62256 | 0.62405 | 0.62495 | 0.62658 | 0.62752 | 0.6286 | 0.62953 | 0.63008 | 0.63069
SCE | MW | Industrial | Ind - Food | HVAC | No | Ind HVAC - O&M (Electric - Mid Cost) | 0.17136 | 0.17129 | 0.17272 | 0.17343 | 0.17385 | 0.1741 | 0.17455 | 0.17481 | 0.17511 | 0.17537 | 0.17553 | 0.1757
SCE | MW | Industrial | Ind - Food | Lighting | No | Ind Lighting - Equipment (High Cost) | 0.6967 | 0.6964 | 0.7022 | 0.70511 | 0.70679 | 0.70781 | 0.70966 | 0.71072 | 0.71194 | 0.713 | 0.71363 | 0.71431
SCE | MW | Industrial | Ind - Food | Lighting | No | Ind Lighting - Equipment (Low Cost) | 0.39671 | 0.39654 | 0.39985 | 0.4015 | 0.40246 | 0.40304 | 0.40409 | 0.4047 | 0.40539 | 0.40599 | 0.40635 | 0.40674
SCE | MW | Industrial | Ind - Food | Lighting | No | Ind Lighting - Equipment (Mid Cost) | 1.524 | 1.5233 | 1.536 | 1.5424 | 1.546 | 1.5483 | 1.5523 | 1.5546 | 1.5573 | 1.5596 | 1.561 | 1.5625
SCE | MW | Industrial | Ind - Food | Lighting | No | Ind Lighting - O&M (High Cost) | 0.010084 | 0.01008 | 0.010164 | 0.010206 | 0.01023 | 0.010245 | 0.010272 | 0.010287 | 0.010305 | 0.01032 | 0.010329 | 0.010339
SCE | MW | Industrial | Ind - Food | Lighting | No | Ind Lighting - O&M (Low Cost) | 0.25893 | 0.25882 | 0.26097 | 0.26205 | 0.26268 | 0.26306 | 0.26374 | 0.26414 | 0.26459 | 0.26499 | 0.26522 | 0.26548
SCE | MW | Industrial | Ind - Food | Lighting | No | Ind Lighting - O&M (Mid Cost) | 0.0041421 | 0.0041403 | 0.0041748 | 0.0041921 | 0.0042021 | 0.0042082 | 0.0042191 | 0.0042255 | 0.0042327 | 0.004239 | 0.0042427 | 0.0042468
SCE | MW | Industrial | Ind - Food | ProcHeat | No | Ind ProcHeat - Equipment (Electric - High Cost) | 0.030574 | 0.030561 | 0.030816 | 0.030943 | 0.031017 | 0.031062 | 0.031143 | 0.03119 | 0.031243 | 0.03129 | 0.031317 | 0.031347
SCE | MW | Industrial | Ind - Food | ProcHeat | No | Ind ProcHeat - Equipment (Electric - Low Cost) | 0.023995 | 0.023985 | 0.024185 | 0.024285 | 0.024342 | 0.024378 | 0.024441 | 0.024478 | 0.02452 | 0.024556 | 0.024578 | 0.024602
SCE | MW | Industrial | Ind - Food | ProcHeat | No | Ind ProcHeat - Equipment (Electric - Mid Cost) | 0.11708 | 0.11703 | 0.11801 | 0.1185 | 0.11878 | 0.11895 | 0.11926 | 0.11944 | 0.11965 | 0.11982 | 0.11993 | 0.12005
SCE | MW | Industrial | Ind - Food | ProcRefrig | No | Ind ProcRefrig - Equipment (High Cost) | 0.13272 | 0.13266 | 0.13377 | 0.13432 | 0.13464 | 0.13484 | 0.13519 | 0.13539 | 0.13563 | 0.13583 | 0.13595 | 0.13608
SCE | MW | Industrial | Ind - Food | ProcRefrig | No | Ind ProcRefrig - Equipment (Mid Cost) | 0.0031129 | 0.0031115 | 0.0031375 | 0.0031504 | 0.0031579 | 0.0031625 | 0.0031708 | 0.0031755 | 0.003181 | 0.0031857 | 0.0031885 | 0.0031916
SCE | MW | Industrial | Ind - Food | ProcRefrig | No | Ind ProcRefrig - O&M (High Cost) | 0.32779 | 0.32765 | 0.33038 | 0.33174 | 0.33254 | 0.33302 | 0.33389 | 0.33439 | 0.33496 | 0.33546 | 0.33575 | 0.33608
SCE | MW | Industrial | Ind - Food | ProcRefrig | No | Ind ProcRefrig - O&M (Low Cost) | 0.33909 | 0.33894 | 0.34177 | 0.34318 | 0.344 | 0.3445 | 0.3454 | 0.34591 | 0.34651 | 0.34702 | 0.34733 | 0.34766
SCE | MW | Industrial | Ind - Food | ProcRefrig | No | Ind ProcRefrig - O&M (Mid Cost) | 0.087089 | 0.087051 | 0.087777 | 0.08814 | 0.088351 | 0.088478 | 0.088709 | 0.088842 | 0.088995 | 0.089127 | 0.089205 | 0.089291
SCE | MW | Industrial | Ind - Food | MachDr | No | Ind MachDr - Equipment (High Cost) | 0.24839 | 0.24828 | 0.25035 | 0.25139 | 0.25199 | 0.25235 | 0.25301 | 0.25339 | 0.25383 | 0.2542 | 0.25443 | 0.25467
SCE | MW | Industrial | Ind - Food | MachDr | No | Ind MachDr - Equipment (Low Cost) | 1.1862 | 1.1857 | 1.1956 | 1.2005 | 1.2034 | 1.2051 | 1.2083 | 1.2101 | 1.2122 | 1.214 | 1.215 | 1.2162
SCE | MW | Industrial | Ind - Food | MachDr | No | Ind MachDr - Equipment (Mid Cost) | 1.8968 | 1.896 | 1.9118 | 1.9197 | 1.9243 | 1.927 | 1.9321 | 1.935 | 1.9383 | 1.9412 | 1.9429 | 1.9447
SCE | MW | Industrial | Ind - Food | MachDr | No | Ind MachDr - O&M (High Cost) | 0.21674 | 0.21664 | 0.21845 | 0.21935 | 0.21988 | 0.22019 | 0.22077 | 0.2211 | 0.22148 | 0.22181 | 0.222 | 0.22222
SCE | MW | Industrial | Ind - Food | MachDr | No | Ind MachDr - O&M (Low Cost) | 4.5733 | 4.5713 | 4.6094 | 4.6285 | 4.6395 | 4.6462 | 4.6583 | 4.6653 | 4.6733 | 4.6802 | 4.6844 | 4.6889
SCE | MW | Industrial | Ind - Food | MachDr | No | Ind MachDr - O&M (Mid Cost) | 0.86125 | 0.86087 | 0.86805 | 0.87164 | 0.87372 | 0.87498 | 0.87727 | 0.87858 | 0.88009 | 0.88139 | 0.88217 | 0.88302
SCE | MW | Industrial | Ind - Lumber & Furniture | HVAC | No | Ind HVAC - Equipment (Electric - High Cost) | 0.0014179 | 0.0014173 | 0.0014291 | 0.001435 | 0.0014384 | 0.0014405 | 0.0014443 | 0.0014464 | 0.0014489 | 0.0014511 | 0.0014523 | 0.0014537
SCE | MW | Industrial | Ind - Lumber & Furniture | HVAC | No | Ind HVAC - Equipment (Electric - Mid Cost) | 0.0065394 | 0.0065366 | 0.0065911 | 0.0066184 | 0.0066342 | 0.0066437 | 0.0066611 | 0.0066711 | 0.0066825 | 0.0066924 | 0.0066983 | 0.0067048
SCE | MW | Industrial | Ind - Lumber & Furniture | HVAC | No | Ind HVAC - O&M (Electric - High Cost) | 0.0013568 | 0.0013562 | 0.0013675 | 0.0013732 | 0.0013765 | 0.0013785 | 0.0013821 | 0.0013841 | 0.0013865 | 0.0013886 | 0.0013898 | 0.0013911
SCE | MW | Industrial | Ind - Lumber & Furniture | HVAC | No | Ind HVAC - O&M (Electric - Low Cost) | 0.019228 | 0.01922 | 0.01938 | 0.01946 | 0.019507 | 0.019535 | 0.019586 | 0.019615 | 0.019649 | 0.019678 | 0.019695 | 0.019714
SCE | MW | Industrial | Ind - Lumber & Furniture | HVAC | No | Ind HVAC - O&M (Electric - Mid Cost) | 0.035937 | 0.035921 | 0.03622 | 0.03637 | 0.036457 | 0.03651 | 0.036605 | 0.03666 | 0.036723 | 0.036777 | 0.03681 | 0.036845
SCE | MW | Industrial | Ind - Lumber & Furniture | Lighting | No | Ind Lighting - Equipment (High Cost) | 0.13449 | 0.13443 | 0.13556 | 0.13612 | 0.13644 | 0.13664 | 0.13699 | 0.1372 | 0.13744 | 0.13764 | 0.13776 | 0.13789
SCE | MW | Industrial | Ind - Lumber & Furniture | Lighting | No | Ind Lighting - Equipment (Low Cost) | 0.047425 | 0.047404 | 0.0478 | 0.047997 | 0.048112 | 0.048181 | 0.048307 | 0.048379 | 0.048463 | 0.048534 | 0.048577 | 0.048624
SCE | MW | Industrial | Ind - Lumber & Furniture | Lighting | No | Ind Lighting - Equipment (Mid Cost) | 0.30732 | 0.30718 | 0.30974 | 0.31103 | 0.31177 | 0.31222 | 0.31303 | 0.3135 | 0.31404 | 0.31451 | 0.31478 | 0.31509
SCE | MW | Industrial | Ind - Lumber & Furniture | Lighting | No | Ind Lighting - O&M (High Cost) | 0.00018291 | 0.00018283 | 0.00018436 | 0.00018512 | 0.00018556 | 0.00018583 | 0.00018632 | 0.00018659 | 0.00018692 | 0.00018719 | 0.00018736 | 0.00018754
SCE | MW | Industrial | Ind - Lumber & Furniture | Lighting | No | Ind Lighting - O&M (Low Cost) | 0.020317 | 0.020308 | 0.020477 | 0.020562 | 0.020611 | 0.020641 | 0.020695 | 0.020726 | 0.020761 | 0.020792 | 0.02081 | 0.020831
SCE | MW | Industrial | Ind - Lumber & Furniture | Lighting | No | Ind Lighting - O&M (Mid Cost) | 4.9104e-05 | 4.9083e-05 | 4.9492e-05 | 4.9697e-05 | 4.9815e-05 | 4.9887e-05 | 5.0018e-05 | 5.0092e-05 | 5.0179e-05 | 5.0253e-05 | 5.0297e-05 | 5.0346e-05
SCE | MW | Industrial | Ind - Lumber & Furniture | MachDr | No | Ind MachDr - Equipment (High Cost) | 0.028236 | 0.028224 | 0.028459 | 0.028577 | 0.028645 | 0.028686 | 0.028761 | 0.028804 | 0.028854 | 0.028896 | 0.028922 | 0.02895
SCE | MW | Industrial | Ind - Lumber & Furniture | MachDr | No | Ind MachDr - Equipment (Low Cost) | 0.11547 | 0.11542 | 0.11638 | 0.11686 | 0.11714 | 0.11731 | 0.11762 | 0.11779 | 0.11799 | 0.11817 | 0.11827 | 0.11839
SCE | MW | Industrial | Ind - Lumber & Furniture | MachDr | No | Ind MachDr - Equipment (Mid Cost) | 0.17308 | 0.17301 | 0.17445 | 0.17517 | 0.17559 | 0.17584 | 0.1763 | 0.17657 | 0.17687 | 0.17713 | 0.17729 | 0.17746
SCE | MW | Industrial | Ind - Lumber & Furniture | MachDr | No | Ind MachDr - O&M (High Cost) | 0.049922 | 0.0499 | 0.050316 | 0.050524 | 0.050645 | 0.050718 | 0.05085 | 0.050926 | 0.051014 | 0.051089 | 0.051134 | 0.051184
SCE | MW | Industrial | Ind - Lumber & Furniture | MachDr | No | Ind MachDr - O&M (Low Cost) | 0.72719 | 0.72687 | 0.73293 | 0.73596 | 0.73772 | 0.73879 | 0.74071 | 0.74182 | 0.7431 | 0.7442 | 0.74485 | 0.74557
SCE | MW | Industrial | Ind - Lumber & Furniture | MachDr | No | Ind MachDr - O&M (Mid Cost) | 0.52824 | 0.52801 | 0.53241 | 0.53461 | 0.53589 | 0.53666 | 0.53806 | 0.53887 | 0.53979 | 0.54059 | 0.54107 | 0.54159
SCE | MW | Industrial | Ind - Machinery | HVAC | No | Ind HVAC - Equipment (Electric - High Cost) | 0.19122 | 0.19113 | 0.19273 | 0.19353 | 0.19399 | 0.19427 | 0.19477 | 0.19507 | 0.1954 | 0.19569 | 0.19586 | 0.19605
SCE | MW | Industrial | Ind - Machinery | HVAC | No | Ind HVAC - Equipment (Electric - Low Cost) | 0.0012077 | 0.0012072 | 0.0012172 | 0.0012223 | 0.0012252 | 0.001227 | 0.0012302 | 0.001232 | 0.0012341 | 0.0012359 | 0.001237 | 0.0012382
SCE | MW | Industrial | Ind - Machinery | HVAC | No | Ind HVAC - Equipment (Electric - Mid Cost) | 0.068114 | 0.068084 | 0.068652 | 0.068936 | 0.0691 | 0.0692 | 0.06938 | 0.069484 | 0.069604 | 0.069707 | 0.069768 | 0.069836
SCE | MW | Industrial | Ind - Machinery | HVAC | No | Ind HVAC - O&M (Electric - High Cost) | 0.0078047 | 0.0078013 | 0.0078664 | 0.0078989 | 0.0079177 | 0.0079292 | 0.0079499 | 0.0079618 | 0.0079755 | 0.0079873 | 0.0079943 | 0.008002
SCE | MW | Industrial | Ind - Machinery | HVAC | No | Ind HVAC - O&M (Electric - Low Cost) | 0.20134 | 0.20126 | 0.20294 | 0.20377 | 0.20426 | 0.20456 | 0.20509 | 0.2054 | 0.20575 | 0.20605 | 0.20624 | 0.20643
SCE | MW | Industrial | Ind - Machinery | Lighting | No | Ind Lighting - Equipment (High Cost) | 0.22199 | 0.22189 | 0.22374 | 0.22467 | 0.2252 | 0.22553 | 0.22612 | 0.22646 | 0.22685 | 0.22718 | 0.22738 | 0.2276
SCE | MW | Industrial | Ind - Machinery | Lighting | No | Ind Lighting - Equipment (Low Cost) | 0.090183 | 0.090144 | 0.090896 | 0.091271 | 0.091489 | 0.091621 | 0.09186 | 0.091998 | 0.092156 | 0.092293 | 0.092374 | 0.092463
SCE | MW | Industrial | Ind - Machinery | Lighting | No | Ind Lighting - Equipment (Mid Cost) | 0.80454 | 0.80419 | 0.8109 | 0.81425 | 0.8162 | 0.81737 | 0.81951 | 0.82073 | 0.82215 | 0.82336 | 0.82409 | 0.82488
SCE | MW | Industrial | Ind - Machinery | Lighting | No | Ind Lighting - O&M (Low Cost) | 0.058369 | 0.058344 | 0.05883 | 0.059074 | 0.059215 | 0.0593 | 0.059455 | 0.059544 | 0.059646 | 0.059735 | 0.059787 | 0.059845
SCE | MW | Industrial | Ind - Machinery | ProcHeat | No | Ind ProcHeat - Equipment (Electric - High Cost) | 0.01233 | 0.012324 | 0.012427 | 0.012479 | 0.012508 | 0.012526 | 0.012559 | 0.012578 | 0.0126 | 0.012618 | 0.012629 | 0.012641
SCE | MW | Industrial | Ind - Machinery | ProcHeat | No | Ind ProcHeat - Equipment (Electric - Low Cost) | 0.008855 | 0.0088512 | 0.008925 | 0.0089619 | 0.0089833 | 0.0089962 | 0.0090197 | 0.0090332 | 0.0090488 | 0.0090622 | 0.0090701 | 0.0090789
SCE | MW | Industrial | Ind - Machinery | ProcHeat | No | Ind ProcHeat - Equipment (Electric - Mid Cost) | 0.0014385 | 0.0014378 | 0.0014498 | 0.0014558 | 0.0014593 | 0.0014614 | 0.0014652 | 0.0014674 | 0.0014699 | 0.0014721 | 0.0014734 | 0.0014748
SCE | MW | Industrial | Ind - Machinery | ProcRefrig | No | Ind ProcRefrig - O&M (High Cost) | 0.014235 | 0.014229 | 0.014348 | 0.014407 | 0.014441 | 0.014462 | 0.0145 | 0.014522 | 0.014547 | 0.014568 | 0.014581 | 0.014595
SCE | MW | Industrial | Ind - Machinery | ProcRefrig | No | Ind ProcRefrig - O&M (Low Cost) | 0.060005 | 0.059979 | 0.060479 | 0.060729 | 0.060874 | 0.060962 | 0.061121 | 0.061212 | 0.061318 | 0.061409 | 0.061463 | 0.061522
SCE | MW | Industrial | Ind - Machinery | ProcRefrig | No | Ind ProcRefrig - O&M (Mid Cost) | 0.05171 | 0.051688 | 0.052119 | 0.052334 | 0.052459 | 0.052535 | 0.052672 | 0.052751 | 0.052842 | 0.05292 | 0.052967 | 0.053018
SCE | MW | Industrial | Ind - Machinery | MachDr | No | Ind MachDr - Equipment (High Cost) | 0.076778 | 0.076745 | 0.077385 | 0.077705 | 0.07789 | 0.078003 | 0.078206 | 0.078323 | 0.078458 | 0.078574 | 0.078644 | 0.07872
SCE | MW | Industrial | Ind - Machinery | MachDr | No | Ind MachDr - Equipment (Low Cost) | 0.33556 | 0.33542 | 0.33821 | 0.33961 | 0.34042 | 0.34091 | 0.3418 | 0.34232 | 0.34291 | 0.34341 | 0.34372 | 0.34405
SCE | MW | Industrial | Ind - Machinery | MachDr | No | Ind MachDr - Equipment (Mid Cost) | 0.20326 | 0.20317 | 0.20487 | 0.20572 | 0.20621 | 0.2065 | 0.20704 | 0.20735 | 0.20771 | 0.20802 | 0.2082 | 0.2084
SCE | MW | Industrial | Ind - Machinery | MachDr | No | Ind MachDr - O&M (High Cost) | 0.0073397 | 0.0073365 | 0.0073977 | 0.0074283 | 0.007446 | 0.0074568 | 0.0074763 | 0.0074875 | 0.0075003 | 0.0075114 | 0.0075181 | 0.0075253
SCE | MW | Industrial | Ind - Machinery | MachDr | No | Ind MachDr - O&M (Low Cost) | 0.99487 | 0.99444 | 1.0027 | 1.0069 | 1.0093 | 1.0107 | 1.0134 | 1.0149 | 1.0166 | 1.0181 | 1.019 | 1.02
SCE | MW | Industrial | Ind - Machinery | MachDr | No | Ind MachDr - O&M (Mid Cost) | 0.23063 | 0.23053 | 0.23245 | 0.23341 | 0.23397 | 0.2343 | 0.23492 | 0.23527 | 0.23567 | 0.23602 | 0.23623 | 0.23646
SCE | MW | Industrial | Ind - Metals (Fabricated) | HVAC | No | Ind HVAC - Equipment (Electric - High Cost) | 0.043908 | 0.043889 | 0.044255 | 0.044438 | 0.044544 | 0.044608 | 0.044725 | 0.044792 | 0.044869 | 0.044935 | 0.044975 | 0.045018
SCE | MW | Industrial | Ind - Metals (Fabricated) | HVAC | No | Ind HVAC - Equipment (Electric - Low Cost) | 0.034555 | 0.03454 | 0.034828 | 0.034972 | 0.035056 | 0.035106 | 0.035198 | 0.035251 | 0.035311 | 0.035363 | 0.035395 | 0.035429
SCE | MW | Industrial | Ind - Metals (Fabricated) | HVAC | No | Ind HVAC - Equipment (Electric - Mid Cost) | 0.0039373 | 0.0039356 | 0.0039685 | 0.0039849 | 0.0039944 | 0.0040001 | 0.0040106 | 0.0040166 | 0.0040235 | 0.0040295 | 0.004033 | 0.0040369
SCE | MW | Industrial | Ind - Metals (Fabricated) | HVAC | No | Ind HVAC - O&M (Electric - High Cost) | 0.026791 | 0.026779 | 0.027003 | 0.027114 | 0.027179 | 0.027218 | 0.027289 | 0.02733 | 0.027377 | 0.027418 | 0.027442 | 0.027468
SCE | MW | Industrial | Ind - Metals (Fabricated) | HVAC | No | Ind HVAC - O&M (Electric - Low Cost) | 0.72072 | 0.7204 | 0.72641 | 0.72942 | 0.73116 | 0.73221 | 0.73412 | 0.73522 | 0.73649 | 0.73758 | 0.73823 | 0.73894
SCE | MW | Industrial | Ind - Metals (Fabricated) | HVAC | No | Ind HVAC - O&M (Electric - Mid Cost) | 0.084287 | 0.08425 | 0.084953 | 0.085304 | 0.085508 | 0.085631 | 0.085855 | 0.085983 | 0.086131 | 0.086259 | 0.086335 | 0.086418
SCE | MW | Industrial | Ind - Metals (Fabricated) | Lighting | No | Ind Lighting - Equipment (High Cost) | 0.94168 | 0.94127 | 0.94912 | 0.95304 | 0.95532 | 0.9567 | 0.95919 | 0.96063 | 0.96228 | 0.96371 | 0.96456 | 0.96549
SCE | MW | Industrial | Ind - Metals (Fabricated) | Lighting | No | Ind Lighting - Equipment (Low Cost) | 0.4811 | 0.48089 | 0.4849 | 0.48691 | 0.48807 | 0.48878 | 0.49005 | 0.49078 | 0.49163 | 0.49236 | 0.49279 | 0.49327
SCE | MW | Industrial | Ind - Metals (Fabricated) | Lighting | No | Ind Lighting - Equipment (Mid Cost) | 6.5768 | 6.574 | 6.6288 | 6.6562 | 6.6721 | 6.6817 | 6.6992 | 6.7092 | 6.7208 | 6.7307 | 6.7366 | 6.7431
SCE | MW | Industrial | Ind - Metals (Fabricated) | Lighting | No | Ind Lighting - O&M (High Cost) | 0.0010453 | 0.0010449 | 0.0010536 | 0.0010579 | 0.0010605 | 0.001062 | 0.0010648 | 0.0010664 | 0.0010682 | 0.0010698 | 0.0010707 | 0.0010717
SCE | MW | Industrial | Ind - Metals (Fabricated) | Lighting | No | Ind Lighting - O&M (Low Cost) | 0.22968 | 0.22958 | 0.2315 | 0.23245 | 0.23301 | 0.23335 | 0.23395 | 0.2343 | 0.23471 | 0.23506 | 0.23526 | 0.23549
SCE | MW | Industrial | Ind - Metals (Fabricated) | Lighting | No | Ind Lighting - O&M (Mid Cost) | 0.067189 | 0.06716 | 0.06772 | 0.068 | 0.068162 | 0.06826 | 0.068439 | 0.068541 | 0.068659 | 0.068761 | 0.068821 | 0.068888
SCE | MW | Industrial | Ind - Metals (Fabricated) | ProcHeat | No | Ind ProcHeat - Equipment (Electric - High Cost) | 0.00041066 | 0.00041048 | 0.0004139 | 0.00041562 | 0.00041661 | 0.00041721 | 0.0004183 | 0.00041892 | 0.00041965 | 0.00042027 | 0.00042064 | 0.00042104
SCE | MW | Industrial | Ind - Metals (Fabricated) | ProcHeat | No | Ind ProcHeat - Equipment (Electric - Low Cost) | 0.16282 | 0.16275 | 0.16411 | 0.16479 | 0.16518 | 0.16542 | 0.16585 | 0.1661 | 0.16638 | 0.16663 | 0.16678 | 0.16694
SCE | MW | Industrial | Ind - Metals (Fabricated) | ProcHeat | No | Ind ProcHeat - Equipment (Electric - Mid Cost) | 0.0047599 | 0.0047578 | 0.0047975 | 0.0048174 | 0.0048289 | 0.0048358 | 0.0048485 | 0.0048557 | 0.0048641 | 0.0048713 | 0.0048756 | 0.0048803
SCE | MW | Industrial | Ind - Metals (Fabricated) | ProcHeat | No | Ind ProcHeat - O&M (Electric - High Cost) | 0.39612 | 0.39595 | 0.39925 | 0.4009 | 0.40186 | 0.40244 | 0.40349 | 0.40409 | 0.40479 | 0.40539 | 0.40574 | 0.40613
SCE | MW | Industrial | Ind - Metals (Fabricated) | ProcHeat | No | Ind ProcHeat - O&M (Electric - Low Cost) | 0.046597 | 0.046576 | 0.046965 | 0.047159 | 0.047272 | 0.04734 | 0.047463 | 0.047535 | 0.047616 | 0.047687 | 0.047729 | 0.047775
SCE | MW | Industrial | Ind - Metals (Fabricated) | ProcHeat | No | Ind ProcHeat - O&M (Electric - Mid Cost) | 0.0017684 | 0.0017676 | 0.0017824 | 0.0017897 | 0.001794 | 0.0017966 | 0.0018013 | 0.001804 | 0.0018071 | 0.0018098 | 0.0018114 | 0.0018131
SCE | MW | Industrial | Ind - Metals (Fabricated) | ProcRefrig | No | Ind ProcRefrig - O&M (Low Cost) | 0.0086062 | 0.0086024 | 0.0086742 | 0.00871 | 0.0087308 | 0.0087434 | 0.0087662 | 0.0087794 | 0.0087945 | 0.0088075 | 0.0088152 | 0.0088237
SCE | MW | Industrial | Ind - Metals (Fabricated) | ProcRefrig | No | Ind ProcRefrig - O&M (Mid Cost) | 0.18603 | 0.18595 | 0.1875 | 0.18828 | 0.18873 | 0.189 | 0.18949 | 0.18978 | 0.19011 | 0.19039 | 0.19055 | 0.19074
SCE | MW | Industrial | Ind - Metals (Fabricated) | MachDr | No | Ind MachDr - Equipment (High Cost) | 0.20279 | 0.2027 | 0.20439 | 0.20523 | 0.20572 | 0.20602 | 0.20656 | 0.20687 | 0.20722 | 0.20753 | 0.20771 | 0.20791
SCE | MW | Industrial | Ind - Metals (Fabricated) | MachDr | No | Ind MachDr - Equipment (Low Cost) | 0.68027 | 0.67998 | 0.68565 | 0.68848 | 0.69013 | 0.69112 | 0.69293 | 0.69396 | 0.69516 | 0.69619 | 0.6968 | 0.69747
SCE | MW | Industrial | Ind - Metals (Fabricated) | MachDr | No | Ind MachDr - Equipment (Mid Cost) | 1.3858 | 1.3852 | 1.3968 | 1.4026 | 1.4059 | 1.4079 | 1.4116 | 1.4137 | 1.4162 | 1.4183 | 1.4195 | 1.4209
SCE | MW | Industrial | Ind - Metals (Fabricated) | MachDr | No | Ind MachDr - O&M (High Cost) | 0.24936 | 0.24925 | 0.25133 | 0.25237 | 0.25297 | 0.25334 | 0.254 | 0.25438 | 0.25482 | 0.2552 | 0.25542 | 0.25567
SCE | MW | Industrial | Ind - Metals (Fabricated) | MachDr | No | Ind MachDr - O&M (Low Cost) | 7.8874 | 7.884 | 7.9498 | 7.9826 | 8.0017 | 8.0132 | 8.0342 | 8.0462 | 8.06 | 8.072 | 8.0791 | 8.0869
SCE | MW | Industrial | Ind - Metals (Fabricated) | MachDr | No | Ind MachDr - O&M (Mid Cost) | 0.6636 | 0.66331 | 0.66884 | 0.67161 | 0.67321 | 0.67418 | 0.67594 | 0.67695 | 0.67812 | 0.67912 | 0.67972 | 0.68038
SCE | MW | Industrial | Ind - Metals (Primary) | HVAC | No | Ind HVAC - Equipment (Electric - High Cost) | 0.00086516 | 0.00086479 | 0.000872 | 0.0008756 | 0.00087769 | 0.00087896 | 0.00088125 | 0.00088257 | 0.00088409 | 0.0008854 | 0.00088618 | 0.00088704
SCE | MW | Industrial | Ind - Metals (Primary) | HVAC | No | Ind HVAC - Equipment (Electric - Low Cost) | 0.01124 | 0.011235 | 0.011329 | 0.011375 | 0.011402 | 0.011419 | 0.011449 | 0.011466 | 0.011486 | 0.011503 | 0.011513 | 0.011524
SCE | MW | Industrial | Ind - Metals (Primary) | HVAC | No | Ind HVAC - Equipment (Electric - Mid Cost) | 0.015462 | 0.015455 | 0.015584 | 0.015649 | 0.015686 | 0.015709 | 0.01575 | 0.015773 | 0.0158 | 0.015824 | 0.015838 | 0.015853
SCE | MW | Industrial | Ind - Metals (Primary) | HVAC | No | Ind HVAC - O&M (Electric - Low Cost) | 0.017076 | 0.017068 | 0.01721 | 0.017282 | 0.017323 | 0.017348 | 0.017393 | 0.017419 | 0.017449 | 0.017475 | 0.01749 | 0.017507
SCE | MW | Industrial | Ind - Metals (Primary) | HVAC | No | Ind HVAC - O&M (Electric - Mid Cost) | 0.038763 | 0.038746 | 0.039069 | 0.039231 | 0.039324 | 0.039381 | 0.039484 | 0.039543 | 0.039611 | 0.03967 | 0.039705 | 0.039743
SCE | MW | Industrial | Ind - Metals (Primary) | Lighting | No | Ind Lighting - Equipment (High Cost) | 0.10831 | 0.10826 | 0.10916 | 0.10962 | 0.10988 | 0.11004 | 0.11032 | 0.11049 | 0.11068 | 0.11084 | 0.11094 | 0.11105
SCE | MW | Industrial | Ind - Metals (Primary) | Lighting | No | Ind Lighting - Equipment (Low Cost) | 0.22639 | 0.22629 | 0.22818 | 0.22913 | 0.22967 | 0.23 | 0.2306 | 0.23095 | 0.23135 | 0.23169 | 0.23189 | 0.23212
SCE | MW | Industrial | Ind - Metals (Primary) | Lighting | No | Ind Lighting - Equipment (Mid Cost) | 0.49292 | 0.49271 | 0.49682 | 0.49887 | 0.50006 | 0.50078 | 0.50209 | 0.50284 | 0.50371 | 0.50445 | 0.5049 | 0.50539
SCE | MW | Industrial | Ind - Metals (Primary) | Lighting | No | Ind Lighting - O&M (High Cost) | 0.00072651 | 0.0007262 | 0.00073225 | 0.00073528 | 0.00073704 | 0.0007381 | 0.00074003 | 0.00074113 | 0.00074241 | 0.00074351 | 0.00074416 | 0.00074488
SCE | MW | Industrial | Ind - Metals (Primary) | Lighting | No | Ind Lighting - O&M (Low Cost) | 0.097904 | 0.097861 | 0.098677 | 0.099085 | 0.099322 | 0.099465 | 0.099725 | 0.099874 | 0.10005 | 0.10019 | 0.10028 | 0.10038
SCE | MW | Industrial | Ind - Metals (Primary) | Lighting | No | Ind Lighting - O&M (Mid Cost) | 0.0034939 | 0.0034924 | 0.0035215 | 0.0035361 | 0.0035445 | 0.0035496 | 0.0035589 | 0.0035642 | 0.0035704 | 0.0035757 | 0.0035788 | 0.0035823
SCE | MW | Industrial | Ind - Metals (Primary) | ProcHeat | No | Ind ProcHeat - Equipment (Electric - High Cost) | 0.050397 | 0.050375 | 0.050795 | 0.051005 | 0.051127 | 0.051201 | 0.051334 | 0.051411 | 0.0515 | 0.051576 | 0.051621 | 0.051671
SCE | MW | Industrial | Ind - Metals (Primary) | ProcHeat | No | Ind ProcHeat - Equipment (Electric - Low Cost) | 0.036873 | 0.036857 | 0.037164 | 0.037318 | 0.037407 | 0.037461 | 0.037559 | 0.037615 | 0.03768 | 0.037735 | 0.037769 | 0.037805
SCE | MW | Industrial | Ind - Metals (Primary) | ProcHeat | No | Ind ProcHeat - Equipment (Electric - Mid Cost) | 0.0040578 | 0.004056 | 0.0040898 | 0.0041067 | 0.0041165 | 0.0041225 | 0.0041332 | 0.0041394 | 0.0041465 | 0.0041527 | 0.0041563 | 0.0041603
SCE | MW | Industrial | Ind - Metals (Primary) | ProcHeat | No | Ind ProcHeat - O&M (Electric - Low Cost) | 0.00026817 | 0.00026806 | 0.00027029 | 0.00027141 | 0.00027206 | 0.00027245 | 0.00027316 | 0.00027357 | 0.00027404 | 0.00027445 | 0.00027469 | 0.00027495
SCE | MW | Industrial | Ind - Metals (Primary) | MachDr | No | Ind MachDr - Equipment (High Cost) | 0.13017 | 0.13012 | 0.1312 | 0.13174 | 0.13206 | 0.13225 | 0.13259 | 0.13279 | 0.13302 | 0.13322 | 0.13334 | 0.13346
SCE | MW | Industrial | Ind - Metals (Primary) | MachDr | No | Ind MachDr - Equipment (Low Cost) | 0.37766 | 0.3775 | 0.38065 | 0.38222 | 0.38313 | 0.38369 | 0.38469 | 0.38526 | 0.38593 | 0.3865 | 0.38684 | 0.38721
SCE | MW | Industrial | Ind - Metals (Primary) | MachDr | No | Ind MachDr - Equipment (Mid Cost) | 0.28784 | 0.28771 | 0.29011 | 0.29131 | 0.29201 | 0.29243 | 0.29319 | 0.29363 | 0.29414 | 0.29457 | 0.29483 | 0.29511
SCE | MW | Industrial | Ind - Metals (Primary) | MachDr | No | Ind MachDr - O&M (High Cost) | 0.012376 | 0.012371 | 0.012474 | 0.012526 | 0.012555 | 0.012574 | 0.012606 | 0.012625 | 0.012647 | 0.012666 | 0.012677 | 0.012689
SCE | MW | Industrial | Ind - Metals (Primary) | MachDr | No | Ind MachDr - O&M (Low Cost) | 1.2774 | 1.2768 | 1.2874 | 1.2928 | 1.2959 | 1.2977 | 1.3011 | 1.3031 | 1.3053 | 1.3072 | 1.3084 | 1.3096
SCE | MW | Industrial | Ind - Metals (Primary) | MachDr | No | Ind MachDr - O&M (Mid Cost) | 0.19197 | 0.19189 | 0.19349 | 0.19429 | 0.19475 | 0.19503 | 0.19554 | 0.19584 | 0.19617 | 0.19646 | 0.19664 | 0.19683
SCE | MW | Industrial | Ind - Other | HVAC | No | Ind HVAC - Equipment (Electric - High Cost) | 0.062957 | 0.062929 | 0.063454 | 0.063717 | 0.063869 | 0.063961 | 0.064128 | 0.064224 | 0.064334 | 0.064429 | 0.064486 | 0.064548
SCE | MW | Industrial | Ind - Other | HVAC | No | Ind HVAC - O&M (Electric - High Cost) | 0.12483 | 0.12477 | 0.12581 | 0.12633 | 0.12663 | 0.12682 | 0.12715 | 0.12734 | 0.12756 | 0.12775 | 0.12786 | 0.12798
SCE | MW | Industrial | Ind - Other | HVAC | No | Ind HVAC - O&M (Electric - Low Cost) | 0.051861 | 0.051838 | 0.052271 | 0.052487 | 0.052612 | 0.052688 | 0.052826 | 0.052905 | 0.052996 | 0.053074 | 0.053121 | 0.053172
SCE | MW | Industrial | Ind - Other | HVAC | No | Ind HVAC - O&M (Electric - Mid Cost) | 0.016511 | 0.016503 | 0.016641 | 0.01671 | 0.01675 | 0.016774 | 0.016818 | 0.016843 | 0.016872 | 0.016897 | 0.016912 | 0.016928
SCE | MW | Industrial | Ind - Other | Lighting | No | Ind Lighting - Equipment (High Cost) | 0.17567 | 0.1756 | 0.17706 | 0.17779 | 0.17822 | 0.17847 | 0.17894 | 0.17921 | 0.17952 | 0.17978 | 0.17994 | 0.18011
SCE | MW | Industrial | Ind - Other | Lighting | No | Ind Lighting - Equipment (Low Cost) | 0.067493 | 0.067464 | 0.068027 | 0.068308 | 0.068471 | 0.06857 | 0.068749 | 0.068852 | 0.06897 | 0.069072 | 0.069133 | 0.0692
SCE | MW | Industrial | Ind - Other | Lighting | No | Ind Lighting - Equipment (Mid Cost) | 0.59916 | 0.5989 | 0.60389 | 0.60639 | 0.60784 | 0.60871 | 0.6103 | 0.61122 | 0.61227 | 0.61317 | 0.61371 | 0.61431
SCE | MW | Industrial | Ind - Other | Lighting | No | Ind Lighting - O&M (High Cost) | 0.013335 | 0.013329 | 0.01344 | 0.013496 | 0.013528 | 0.013547 | 0.013583 | 0.013603 | 0.013627 | 0.013647 | 0.013659 | 0.013672
SCE | MW | Industrial | Ind - Other | Lighting | No | Ind Lighting - O&M (Low Cost) | 0.21607 | 0.21598 | 0.21778 | 0.21868 | 0.2192 | 0.21952 | 0.22009 | 0.22042 | 0.2208 | 0.22112 | 0.22132 | 0.22153
SCE | MW | Industrial | Ind - Other | Lighting | No | Ind Lighting - O&M (Mid Cost) | 0.0049825 | 0.0049803 | 0.0050219 | 0.0050426 | 0.0050547 | 0.005062 | 0.0050752 | 0.0050828 | 0.0050915 | 0.0050991 | 0.0051036 | 0.0051085
SCE | MW | Industrial | Ind - Other | MachDr | No | Ind MachDr - Equipment (High Cost) | 0.41357 | 0.41339 | 0.41683 | 0.41856 | 0.41956 | 0.42016 | 0.42126 | 0.42189 | 0.42262 | 0.42324 | 0.42361 | 0.42402
SCE | MW | Industrial | Ind - Other | MachDr | No | Ind MachDr - Equipment (Low Cost) | 0.60794 | 0.60768 | 0.61275 | 0.61528 | 0.61675 | 0.61764 | 0.61925 | 0.62018 | 0.62125 | 0.62216 | 0.62271 | 0.62331
SCE | MW | Industrial | Ind - Other | MachDr | No | Ind MachDr - Equipment (Mid Cost) | 0.52329 | 0.52306 | 0.52742 | 0.5296 | 0.53087 | 0.53163 | 0.53302 | 0.53382 | 0.53474 | 0.53553 | 0.536 | 0.53652
SCE | MW | Industrial | Ind - Other | MachDr | No | Ind MachDr - O&M (High Cost) | 0.020703 | 0.020694 | 0.020867 | 0.020953 | 0.021003 | 0.021033 | 0.021088 | 0.02112 | 0.021156 | 0.021187 | 0.021206 | 0.021226
SCE | MW | Industrial | Ind - Other | MachDr | No | Ind MachDr - O&M (Low Cost) | 0.98396 | 0.98353 | 0.99173 | 0.99584 | 0.99821 | 0.99965 | 1.0023 | 1.0038 | 1.0055 | 1.007 | 1.0079 | 1.0088
SCE | MW | Industrial | Ind - Other | MachDr | No | Ind MachDr - O&M (Mid Cost) | 0.094613 | 0.094571 | 0.09536 | 0.095754 | 0.095983 | 0.096121 | 0.096372 | 0.096517 | 0.096683 | 0.096826 | 0.096911 | 0.097005
SCE | MW | Industrial | Ind - Paper | HVAC | No | Ind HVAC - Equipment (Electric - High Cost) | 0.0064571 | 0.0064543 | 0.0065082 | 0.0065351 | 0.0065507 | 0.0065601 | 0.0065773 | 0.0065871 | 0.0065984 | 0.0066082 | 0.006614 | 0.0066204
SCE | MW | Industrial | Ind - Paper | HVAC | No | Ind HVAC - Equipment (Electric - Low Cost) | 0.0017699 | 0.0017691 | 0.0017839 | 0.0017913 | 0.0017955 | 0.0017981 | 0.0018028 | 0.0018055 | 0.0018086 | 0.0018113 | 0.0018129 | 0.0018147
SCE | MW | Industrial | Ind - Paper | HVAC | No | Ind HVAC - Equipment (Electric - Mid Cost) | 0.0089141 | 0.0089102 | 0.0089845 | 0.0090217 | 0.0090432 | 0.0090563 | 0.0090799 | 0.0090935 | 0.0091092 | 0.0091226 | 0.0091307 | 0.0091395
SCE | MW | Industrial | Ind - Paper | HVAC | No | Ind HVAC - O&M (Electric - High Cost) | 0.0068384 | 0.0068355 | 0.0068925 | 0.006921 | 0.0069375 | 0.0069475 | 0.0069656 | 0.0069761 | 0.0069881 | 0.0069984 | 0.0070046 | 0.0070113
SCE | MW | Industrial | Ind - Paper | HVAC | No | Ind HVAC - O&M (Electric - Low Cost) | 0.029426 | 0.029413 | 0.029658 | 0.029781 | 0.029852 | 0.029895 | 0.029973 | 0.030018 | 0.03007 | 0.030114 | 0.030141 | 0.03017
SCE | MW | Industrial | Ind - Paper | HVAC | No | Ind HVAC - O&M (Electric - Mid Cost) | 0.019124 | 0.019116 | 0.019275 | 0.019355 | 0.019401 | 0.019429 | 0.01948 | 0.019509 | 0.019542 | 0.019571 | 0.019589 | 0.019607
SCE | MW | Industrial | Ind - Paper | Lighting | No | Ind Lighting - Equipment (High Cost) | 0.14054 | 0.14048 | 0.14165 | 0.14224 | 0.14258 | 0.14278 | 0.14316 | 0.14337 | 0.14362 | 0.14383 | 0.14396 | 0.1441
SCE | MW | Industrial | Ind - Paper | Lighting | No | Ind Lighting - Equipment (Low Cost) | 0.06368 | 0.063653 | 0.064183 | 0.064449 | 0.064603 | 0.064696 | 0.064865 | 0.064962 | 0.065074 | 0.06517 | 0.065227 | 0.06529
SCE | MW | Industrial | Ind - Paper | Lighting | No | Ind Lighting - Equipment (Mid Cost) | 0.51567 | 0.51544 | 0.51974 | 0.52189 | 0.52314 | 0.52389 | 0.52526 | 0.52604 | 0.52695 | 0.52773 | 0.52819 | 0.5287
SCE | MW | Industrial | Ind - Paper | Lighting | No | Ind Lighting - O&M (Low Cost) | 0.04819 | 0.048169 | 0.048571 | 0.048771 | 0.048888 | 0.048958 | 0.049086 | 0.04916 | 0.049244 | 0.049317 | 0.049361 | 0.049408
SCE | MW | Industrial | Ind - Paper | Lighting | No | Ind Lighting - O&M (Mid Cost) | 0.0053822 | 0.0053799 | 0.0054247 | 0.0054472 | 0.0054602 | 0.005468 | 0.0054823 | 0.0054905 | 0.0055 | 0.0055081 | 0.005513 | 0.0055183
SCE | MW | Industrial | Ind - Paper | MachDr | No | Ind MachDr - Equipment (High Cost) | 0.1228 | 0.12274 | 0.12377 | 0.12428 | 0.12458 | 0.12476 | 0.12508 | 0.12527 | 0.12549 | 0.12567 | 0.12578 | 0.1259
SCE | MW | Industrial | Ind - Paper | MachDr | No | Ind MachDr - Equipment (Low Cost) | 0.34027 | 0.34012 | 0.34296 | 0.34438 | 0.3452 | 0.3457 | 0.3466 | 0.34712 | 0.34772 | 0.34823 | 0.34854 | 0.34887
SCE | MW | Industrial | Ind - Paper | MachDr | No | Ind MachDr - Equipment (Mid Cost) | 0.30261 | 0.30248 | 0.305 | 0.30626 | 0.30699 | 0.30744 | 0.30824 | 0.3087 | 0.30923 | 0.30969 | 0.30996 | 0.31026
SCE | MW | Industrial | Ind - Paper | MachDr | No | Ind MachDr - O&M (High Cost) | 0.041603 | 0.041585 | 0.041932 | 0.042105 | 0.042206 | 0.042266 | 0.042377 | 0.04244 | 0.042513 | 0.042576 | 0.042614 | 0.042655
SCE | MW | Industrial | Ind - Paper | MachDr | No | Ind MachDr - O&M (Low Cost) | 1.5292 | 1.5285 | 1.5413 | 1.5476 | 1.5513 | 1.5536 | 1.5576 | 1.56 | 1.5626 | 1.565 | 1.5663 | 1.5678
SCE | MW | Industrial | Ind - Paper | MachDr | No | Ind MachDr - O&M (Mid Cost) | 0.17894 | 0.17887 | 0.18036 | 0.1811 | 0.18154 | 0.1818 | 0.18227 | 0.18255 | 0.18286 | 0.18313 | 0.18329 | 0.18347
SCE | MW | Industrial | Ind - Petroleum | Lighting | No | Ind Lighting - Equipment (High Cost) | 0.13068 | 0.13062 | 0.13171 | 0.13225 | 0.13257 | 0.13276 | 0.13311 | 0.13331 | 0.13354 | 0.13373 | 0.13385 | 0.13398
SCE | MW | Industrial | Ind - Petroleum | Lighting | No | Ind Lighting - Equipment (Low Cost) | 0.099074 | 0.099031 | 0.099857 | 0.10027 | 0.10051 | 0.10065 | 0.10092 | 0.10107 | 0.10124 | 0.10139 | 0.10148 | 0.10158
SCE | MW | Industrial | Ind - Petroleum | Lighting | No | Ind Lighting - Equipment (Mid Cost) | 0.13207 | 0.13201 | 0.13311 | 0.13366 | 0.13398 | 0.13417 | 0.13452 | 0.13472 | 0.13495 | 0.13515 | 0.13527 | 0.1354
SCE | MW | Industrial | Ind - Petroleum | MachDr | No | Ind MachDr - Equipment (High Cost) | 0.58084 | 0.58059 | 0.58543 | 0.58785 | 0.58925 | 0.5901 | 0.59164 | 0.59253 | 0.59355 | 0.59443 | 0.59495 | 0.59552
SCE | MW | Industrial | Ind - Petroleum | MachDr | No | Ind MachDr - Equipment (Low Cost) | 1.518 | 1.5173 | 1.53 | 1.5363 | 1.54 | 1.5422 | 1.5462 | 1.5485 | 1.5512 | 1.5535 | 1.5549 | 1.5564
SCE | MW | Industrial | Ind - Petroleum | MachDr | No | Ind MachDr - Equipment (Mid Cost) | 1.1792 | 1.1787 | 1.1885 | 1.1935 | 1.1963 | 1.198 | 1.2012 | 1.203 | 1.205 | 1.2068 | 1.2079 | 1.209
SCE | MW | Industrial | Ind - Petroleum | MachDr | No | Ind MachDr - O&M (High Cost) | 1.7129 | 1.7121 | 1.7264 | 1.7336 | 1.7377 | 1.7402 | 1.7448 | 1.7474 | 1.7504 | 1.753 | 1.7545 | 1.7562
SCE | MW | Industrial | Ind - Petroleum | MachDr | No | Ind MachDr - O&M (Low Cost) | 5.9181 | 5.9155 | 5.9648 | 5.9895 | 6.0038 | 6.0124 | 6.0281 | 6.0372 | 6.0476 | 6.0565 | 6.0618 | 6.0677
SCE | MW | Industrial | Ind - Petroleum | MachDr | No | Ind MachDr - O&M (Mid Cost) | 0.88242 | 0.88204 | 0.8894 | 0.89307 | 0.8952 | 0.8965 | 0.89884 | 0.90018 | 0.90173 | 0.90307 | 0.90386 | 0.90473
SCE | MW | Industrial | Ind - Plastics | HVAC | No | Ind HVAC - Equipment (Electric - High Cost) | 0.050904 | 0.050882 | 0.051306 | 0.051518 | 0.051641 | 0.051715 | 0.05185 | 0.051928 | 0.052018 | 0.052094 | 0.05214 | 0.052191
SCE | MW | Industrial | Ind - Plastics | HVAC | No | Ind HVAC - Equipment (Electric - Low Cost) | 0.074433 | 0.074401 | 0.075021 | 0.075332 | 0.075511 | 0.07562 | 0.075818 | 0.075931 | 0.076062 | 0.076175 | 0.076242 | 0.076315
SCE | MW | Industrial | Ind - Plastics | HVAC | No | Ind HVAC - Equipment (Electric - Mid Cost) | 0.012602 | 0.012597 | 0.012702 | 0.012754 | 0.012785 | 0.012803 | 0.012836 | 0.012856 | 0.012878 | 0.012897 | 0.012908 | 0.012921
SCE | MW | Industrial | Ind - Plastics | HVAC | No | Ind HVAC - O&M (Electric - High Cost) | 0.033579 | 0.033564 | 0.033844 | 0.033984 | 0.034065 | 0.034114 | 0.034203 | 0.034255 | 0.034314 | 0.034364 | 0.034395 | 0.034428
SCE | MW | Industrial | Ind - Plastics | HVAC | No | Ind HVAC - O&M (Electric - Low Cost) | 0.34225 | 0.3421 | 0.34495 | 0.34638 | 0.3472 | 0.3477 | 0.34861 | 0.34913 | 0.34973 | 0.35025 | 0.35056 | 0.3509
SCE | MW | Industrial | Ind - Plastics | HVAC | No | Ind HVAC - O&M (Electric - Mid Cost) | 0.034054 | 0.034039 | 0.034323 | 0.034465 | 0.034547 | 0.034597 | 0.034687 | 0.034739 | 0.034799 | 0.03485 | 0.034881 | 0.034915
SCE | MW | Industrial | Ind - Plastics | Lighting | No | Ind Lighting - Equipment (High Cost) | 0.30822 | 0.30808 | 0.31065 | 0.31194 | 0.31268 | 0.31313 | 0.31395 | 0.31442 | 0.31496 | 0.31543 | 0.3157 | 0.31601
SCE | MW | Industrial | Ind - Plastics | Lighting | No | Ind Lighting - Equipment (Low Cost) | 0.19575 | 0.19567 | 0.1973 | 0.19812 | 0.19859 | 0.19888 | 0.1994 | 0.19969 | 0.20004 | 0.20033 | 0.20051 | 0.2007
SCE | MW | Industrial | Ind - Plastics | Lighting | No | Ind Lighting - Equipment (Mid Cost) | 2.1775 | 2.1766 | 2.1947 | 2.2038 | 2.209 | 2.2122 | 2.218 | 2.2213 | 2.2251 | 2.2284 | 2.2304 | 2.2326
SCE | MW | Industrial | Ind - Plastics | Lighting | No | Ind Lighting - O&M (Low Cost) | 0.09483 | 0.094789 | 0.09558 | 0.095975 | 0.096204 | 0.096343 | 0.096594 | 0.096739 | 0.096905 | 0.097049 | 0.097134 | 0.097228
SCE | MW | Industrial | Ind - Plastics | Lighting | No | Ind Lighting - O&M (Mid Cost) | 0.0052676 | 0.0052653 | 0.0053092 | 0.0053312 | 0.0053439 | 0.0053516 | 0.0053656 | 0.0053736 | 0.0053828 | 0.0053908 | 0.0053956 | 0.0054008
SCE | MW | Industrial | Ind - Plastics | ProcHeat | No | Ind ProcHeat - Equipment (Electric - High Cost) | 0.00030983 | 0.0003097 | 0.00031228 | 0.00031357 | 0.00031432 | 0.00031477 | 0.00031559 | 0.00031607 | 0.00031661 | 0.00031708 | 0.00031736 | 0.00031766
SCE | MW | Industrial | Ind - Plastics | ProcHeat | No | Ind ProcHeat - Equipment (Electric - Low Cost) | 0.24343 | 0.24333 | 0.24536 | 0.24637 | 0.24696 | 0.24732 | 0.24796 | 0.24833 | 0.24876 | 0.24913 | 0.24935 | 0.24959
SCE | MW | Industrial | Ind - Plastics | ProcHeat | No | Ind ProcHeat - Equipment (Electric - Mid Cost) | 0.11751 | 0.11746 | 0.11844 | 0.11893 | 0.11921 | 0.11938 | 0.11969 | 0.11987 | 0.12008 | 0.12026 | 0.12036 | 0.12048
SCE | MW | Industrial | Ind - Plastics | ProcRefrig | No | Ind ProcRefrig - O&M (High Cost) | 0.13832 | 0.13826 | 0.13941 | 0.13999 | 0.14033 | 0.14053 | 0.14089 | 0.14111 | 0.14135 | 0.14156 | 0.14168 | 0.14182
SCE | MW | Industrial | Ind - Plastics | ProcRefrig | No | Ind ProcRefrig - O&M (Low Cost) | 0.23952 | 0.23942 | 0.24141 | 0.24241 | 0.24299 | 0.24334 | 0.24397 | 0.24434 | 0.24476 | 0.24512 | 0.24534 | 0.24558
SCE | MW | Industrial | Ind - Plastics | ProcRefrig | No | Ind ProcRefrig - O&M (Mid Cost) | 0.10286 | 0.10282 | 0.10368 | 0.10411 | 0.10435 | 0.1045 | 0.10478 | 0.10493 | 0.10511 | 0.10527 | 0.10536 | 0.10546
SCE | MW | Industrial | Ind - Plastics | MachDr | No | Ind MachDr - Equipment (High Cost) | 0.38069 | 0.38052 | 0.38369 | 0.38528 | 0.3862 | 0.38676 | 0.38777 | 0.38835 | 0.38902 | 0.38959 | 0.38994 | 0.39031
SCE | MW | Industrial | Ind - Plastics | MachDr | No | Ind MachDr - Equipment (Low Cost) | 0.77163 | 0.77129 | 0.77772 | 0.78094 | 0.7828 | 0.78393 | 0.78598 | 0.78715 | 0.78851 | 0.78968 | 0.79037 | 0.79113
SCE | MW | Industrial | Ind - Plastics | MachDr | No | Ind MachDr - Equipment (Mid Cost) | 2.0064 | 2.0055 | 2.0223 | 2.0306 | 2.0355 | 2.0384 | 2.0437 | 2.0468 | 2.0503 | 2.0533 | 2.0551 | 2.0571
SCE | MW | Industrial | Ind - Plastics | MachDr | No | Ind MachDr - O&M (High Cost) | 0.015147 | 0.015141 | 0.015267 | 0.01533 | 0.015367 | 0.015389 | 0.015429 | 0.015452 | 0.015479 | 0.015502 | 0.015515 | 0.01553
SCE | MW | Industrial | Ind - Plastics | MachDr | No | Ind MachDr - O&M (Low Cost) | 3.4499 | 3.4484 | 3.4772 | 3.4916 | 3.4999 | 3.505 | 3.5141 | 3.5194 | 3.5254 | 3.5306 | 3.5338 | 3.5372
SCE | MW | Industrial | Ind - Plastics | MachDr | No | Ind MachDr - O&M (Mid Cost) | 0.28113 | 0.28101 | 0.28335 | 0.28452 | 0.2852 | 0.28561 | 0.28636 | 0.28679 | 0.28728 | 0.28771 | 0.28796 | 0.28824
SCE | MW | Industrial | Ind - Printing & Publishing | HVAC | No | Ind HVAC - Equipment (Electric - High Cost) | 0.081748 | 0.081712 | 0.082393 | 0.082734 | 0.082932 | 0.083051 | 0.083268 | 0.083393 | 0.083536 | 0.08366 | 0.083734 | 0.083814
SCE | MW | Industrial | Ind - Printing & Publishing | HVAC | No | Ind HVAC - Equipment (Electric - Low Cost) | 0.030069 | 0.030055 | 0.030306 | 0.030431 | 0.030504 | 0.030548 | 0.030628 | 0.030674 | 0.030727 | 0.030772 | 0.030799 | 0.030829
SCE | MW | Industrial | Ind - Printing & Publishing | HVAC | No | Ind HVAC - Equipment (Electric - Mid Cost) | 0.13855 | 0.13849 | 0.13964 | 0.14022 | 0.14055 | 0.14076 | 0.14112 | 0.14133 | 0.14158 | 0.14179 | 0.14191 | 0.14205
SCE | MW | Industrial | Ind - Printing & Publishing | HVAC | No | Ind HVAC - O&M (Electric - High Cost) | 0.0081173 | 0.0081138 | 0.0081814 | 0.0082153 | 0.0082349 | 0.0082468 | 0.0082683 | 0.0082807 | 0.0082949 | 0.0083072 | 0.0083145 | 0.0083225
SCE | MW | Industrial | Ind - Printing & Publishing | HVAC | No | Ind HVAC - O&M (Electric - Low Cost) | 0.30949 | 0.30936 | 0.31194 | 0.31323 | 0.31398 | 0.31443 | 0.31525 | 0.31572 | 0.31627 | 0.31673 | 0.31701 | 0.31732
SCE | MW | Industrial | Ind - Printing & Publishing | Lighting | No | Ind Lighting - Equipment (High Cost) | 0.10483 | 0.10478 | 0.10566 | 0.10609 | 0.10635 | 0.1065 | 0.10678 | 0.10694 | 0.10712 | 0.10728 | 0.10737 | 0.10748
SCE | MW | Industrial | Ind - Printing & Publishing | Lighting | No | Ind Lighting - Equipment (Low Cost) | 0.17633 | 0.17626 | 0.17773 | 0.17846 | 0.17889 | 0.17915 | 0.17961 | 0.17988 | 0.18019 | 0.18046 | 0.18062 | 0.18079
SCE | MW | Industrial | Ind - Printing & Publishing | Lighting | No | Ind Lighting - Equipment (Mid Cost) | 0.58862 | 0.58837 | 0.59327 | 0.59573 | 0.59715 | 0.59801 | 0.59957 | 0.60047 | 0.6015 | 0.60239 | 0.60292 | 0.6035
SCE | MW | Industrial | Ind - Printing & Publishing | Lighting | No | Ind Lighting - O&M (Low Cost) | 0.19545 | 0.19536 | 0.19699 | 0.19781 | 0.19828 | 0.19856 | 0.19908 | 0.19938 | 0.19972 | 0.20002 | 0.2002 | 0.20039
SCE | MW | Industrial | Ind - Printing & Publishing | Lighting | No | Ind Lighting - O&M (Mid Cost) | 0.0059701 | 0.0059675 | 0.0060173 | 0.0060422 | 0.0060566 | 0.0060654 | 0.0060812 | 0.0060903 | 0.0061008 | 0.0061098 | 0.0061152 | 0.0061211
SCE | MW | Industrial | Ind - Printing & Publishing | MachDr | No | Ind MachDr - Equipment (High Cost) | 0.062886 | 0.062859 | 0.063383 | 0.063645 | 0.063797 | 0.063889 | 0.064056 | 0.064152 | 0.064263 | 0.064357 | 0.064414 | 0.064476
SCE | MW | Industrial | Ind - Printing & Publishing | MachDr | No | Ind MachDr - Equipment (Low Cost) | 0.21143 | 0.21134 | 0.2131 | 0.21398 | 0.21449 | 0.2148 | 0.21536 | 0.21568 | 0.21605 | 0.21637 | 0.21656 | 0.21677
SCE | MW | Industrial | Ind - Printing & Publishing | MachDr | No | Ind MachDr - Equipment (Mid Cost) | 0.3625 | 0.36234 | 0.36537 | 0.36688 | 0.36775 | 0.36828 | 0.36924 | 0.3698 | 0.37043 | 0.37098 | 0.37131 | 0.37167
SCE | MW | Industrial | Ind - Printing & Publishing | MachDr | No | Ind MachDr - O&M (Low Cost) | 2.3807 | 2.3797 | 2.3995 | 2.4094 | 2.4152 | 2.4187 | 2.425 | 2.4286 | 2.4328 | 2.4364 | 2.4385 | 2.4409
SCE | MW | Industrial | Ind - Printing & Publishing | MachDr | No | Ind MachDr - O&M (Mid Cost) | 0.16019 | 0.16012 | 0.16146 | 0.16213 | 0.16251 | 0.16275 | 0.16317 | 0.16342 | 0.1637 | 0.16394 | 0.16409 | 0.16424
SCE | MW | Industrial | Ind - Stone, Glass & Clay | HVAC | No | Ind HVAC - O&M (Electric - Low Cost) | 0.21957 | 0.21948 | 0.22131 | 0.22222 | 0.22275 | 0.22308 | 0.22366 | 0.22399 | 0.22438 | 0.22471 | 0.22491 | 0.22513
SCE | MW | Industrial | Ind - Stone, Glass & Clay | Lighting | No | Ind Lighting - Equipment (High Cost) | 0.22342 | 0.22332 | 0.22518 | 0.22611 | 0.22665 | 0.22698 | 0.22757 | 0.22791 | 0.22831 | 0.22864 | 0.22884 | 0.22907
SCE | MW | Industrial | Ind - Stone, Glass & Clay | Lighting | No | Ind Lighting - Equipment (Low Cost) | 0.058082 | 0.058056 | 0.058541 | 0.058783 | 0.058923 | 0.059008 | 0.059162 | 0.059251 | 0.059353 | 0.05944 | 0.059493 | 0.05955
SCE | MW | Industrial | Ind - Stone, Glass & Clay | Lighting | No | Ind Lighting - Equipment (Mid Cost) | 1.6372 | 1.6364 | 1.6501 | 1.6569 | 1.6609 | 1.6633 | 1.6676 | 1.6701 | 1.673 | 1.6755 | 1.6769 | 1.6786
SCE | MW | Industrial | Ind - Stone, Glass & Clay | Lighting | No | Ind Lighting - O&M (Low Cost) | 0.066488 | 0.066459 | 0.067013 | 0.06729 | 0.067451 | 0.067548 | 0.067724 | 0.067826 | 0.067943 | 0.068043 | 0.068103 | 0.068169
SCE | MW | Industrial | Ind - Stone, Glass & Clay | Lighting | No | Ind Lighting - O&M (Mid Cost) | 0.028604 | 0.028592 | 0.02883 | 0.028949 | 0.029019 | 0.02906 | 0.029136 | 0.02918 | 0.02923 | 0.029273 | 0.029299 | 0.029327
SCE | MW | Industrial | Ind - Stone, Glass & Clay | MachDr | No | Ind MachDr - Equipment (High Cost) | 0.27994 | 0.27982 | 0.28215 | 0.28332 | 0.28399 | 0.2844 | 0.28515 | 0.28557 | 0.28607 | 0.28649 | 0.28674 | 0.28702
SCE | MW | Industrial | Ind - Stone, Glass & Clay | MachDr | No | Ind MachDr - Equipment (Low Cost) | 0.60531 | 0.60504 | 0.61009 | 0.61261 | 0.61407 | 0.61496 | 0.61657 | 0.61749 | 0.61855 | 0.61947 | 0.62001 | 0.62061
SCE | MW | Industrial | Ind - Stone, Glass & Clay | MachDr | No | Ind MachDr - Equipment (Mid Cost) | 0.48893 | 0.48872 | 0.49279 | 0.49483 | 0.49601 | 0.49673 | 0.49802 | 0.49877 | 0.49963 | 0.50037 | 0.50081 | 0.50129
SCE | MW | Industrial | Ind - Stone, Glass & Clay | MachDr | No | Ind MachDr - O&M (High Cost) | 2.0779 | 2.077 | 2.0943 | 2.103 | 2.108 | 2.111 | 2.1166 | 2.1197 | 2.1234 | 2.1265 | 2.1284 | 2.1304
SCE | MW | Industrial | Ind - Stone, Glass & Clay | MachDr | No | Ind MachDr - O&M (Low Cost) | 3.0173 | 3.016 | 3.0411 | 3.0537 | 3.061 | 3.0654 | 3.0734 | 3.078 | 3.0833 | 3.0879 | 3.0906 | 3.0936
SCE | MW | Industrial | Ind - Stone, Glass & Clay | MachDr | No | Ind MachDr - O&M (Mid Cost) | 0.44481 | 0.44461 | 0.44832 | 0.45018 | 0.45125 | 0.4519 | 0.45308 | 0.45376 | 0.45454 | 0.45521 | 0.45561 | 0.45605
SCE | MW | Industrial | Ind - Textiles | HVAC | No | Ind HVAC - Equipment (Electric - High Cost) | 0.020418 | 0.020409 | 0.020579 | 0.020664 | 0.020714 | 0.020744 | 0.020798 | 0.020829 | 0.020865 | 0.020896 | 0.020914 | 0.020934
SCE | MW | Industrial | Ind - Textiles | HVAC | No | Ind HVAC - Equipment (Electric - Mid Cost) | 0.0096007 | 0.0095965 | 0.0096765 | 0.0097166 | 0.0097397 | 0.0097538 | 0.0097793 | 0.0097939 | 0.0098108 | 0.0098253 | 0.0098339 | 0.0098434
SCE | MW | Industrial | Ind - Textiles | HVAC | No | Ind HVAC - O&M (Electric - Low Cost) | 0.088276 | 0.088237 | 0.088973 | 0.089341 | 0.089554 | 0.089684 | 0.089918 | 0.090052 | 0.090207 | 0.090341 | 0.09042 | 0.090508
SCE | MW | Industrial | Ind - Textiles | Lighting | No | Ind Lighting - Equipment (High Cost) | 0.090674 | 0.090635 | 0.091391 | 0.091769 | 0.091988 | 0.09212 | 0.092361 | 0.092499 | 0.092658 | 0.092795 | 0.092877 | 0.092967
SCE | MW | Industrial | Ind - Textiles | Lighting | No | Ind Lighting - Equipment (Low Cost) | 0.020854 | 0.020845 | 0.021019 | 0.021106 | 0.021156 | 0.021187 | 0.021242 | 0.021274 | 0.021311 | 0.021342 | 0.021361 | 0.021382
SCE | MW | Industrial | Ind - Textiles | Lighting | No | Ind Lighting - Equipment (Mid Cost) | 0.49451 | 0.49429 | 0.49841 | 0.50048 | 0.50167 | 0.50239 | 0.50371 | 0.50446 | 0.50533 | 0.50608 | 0.50652 | 0.50701
SCE | MW | Industrial | Ind - Textiles | Lighting | No | Ind Lighting - O&M (Low Cost) | 0.030277 | 0.030264 | 0.030516 | 0.030643 | 0.030716 | 0.03076 | 0.03084 | 0.030887 | 0.03094 | 0.030985 | 0.031013 | 0.031043
SCE | MW | Industrial | Ind - Textiles | Lighting | No | Ind Lighting - O&M (Mid Cost) | 0.021009 | 0.021 | 0.021175 | 0.021263 | 0.021313 | 0.021344 | 0.0214 | 0.021432 | 0.021469 | 0.021501 | 0.02152 | 0.02154
SCE | MW | Industrial | Ind - Textiles | MachDr | No | Ind MachDr - Equipment (Low Cost) | 0.082763 | 0.082727 | 0.083417 | 0.083762 | 0.083962 | 0.084083 | 0.084303 | 0.084429 | 0.084574 | 0.084699 | 0.084774 | 0.084856
SCE | MW | Industrial | Ind - Textiles | MachDr | No | Ind MachDr - Equipment (Mid Cost) | 0.16881 | 0.16874 | 0.17015 | 0.17085 | 0.17126 | 0.17151 | 0.17195 | 0.17221 | 0.17251 | 0.17276 | 0.17292 | 0.17308
SCE | MW | Industrial | Ind - Textiles | MachDr | No | Ind MachDr - O&M (High Cost) | 0.022503 | 0.022493 | 0.022681 | 0.022774 | 0.022829 | 0.022862 | 0.022921 | 0.022956 | 0.022995 | 0.023029 | 0.023049 | 0.023072
SCE | MW | Industrial | Ind - Textiles | MachDr | No | Ind MachDr - O&M (Low Cost) | 0.52292 | 0.5227 | 0.52706 | 0.52924 | 0.5305 | 0.53126 | 0.53265 | 0.53345 | 0.53437 | 0.53516 | 0.53563 | 0.53615
SCE | MW | Industrial | Ind - Textiles | MachDr | No | Ind MachDr - O&M (Mid Cost) | 0.15014 | 0.15008 | 0.15133 | 0.15196 | 0.15232 | 0.15254 | 0.15294 | 0.15317 | 0.15343 | 0.15366 | 0.15379 | 0.15394
SCE | MW | Industrial | Ind - Transportation Equipment | HVAC | No | Ind HVAC - Equipment (Electric - High Cost) | 0.026945 | 0.026933 | 0.027158 | 0.02727 | 0.027335 | 0.027374 | 0.027446 | 0.027487 | 0.027534 | 0.027575 | 0.027599 | 0.027626
SCE | MW | Industrial | Ind - Transportation Equipment | HVAC | No | Ind HVAC - Equipment (Electric - Low Cost) | 0.093056 | 0.093015 | 0.093791 | 0.094179 | 0.094403 | 0.09454 | 0.094786 | 0.094928 | 0.095092 | 0.095232 | 0.095316 | 0.095408
SCE | MW | Industrial | Ind - Transportation Equipment | HVAC | No | Ind HVAC - Equipment (Electric - Mid Cost) | 0.032205 | 0.032191 | 0.032459 | 0.032593 | 0.032671 | 0.032718 | 0.032804 | 0.032853 | 0.032909 | 0.032958 | 0.032987 | 0.033019
SCE | MW | Industrial | Ind - Transportation Equipment | HVAC | No | Ind HVAC - O&M (Electric - High Cost) | 0.05513 | 0.055106 | 0.055566 | 0.055796 | 0.055929 | 0.056009 | 0.056156 | 0.05624 | 0.056336 | 0.05642 | 0.056469 | 0.056524
SCE | MW | Industrial | Ind - Transportation Equipment | HVAC | No | Ind HVAC - O&M (Electric - Low Cost) | 0.62169 | 0.62142 | 0.62661 | 0.6292 | 0.6307 | 0.63161 | 0.63326 | 0.63421 | 0.6353 | 0.63624 | 0.6368 | 0.63741
SCE | MW | Industrial | Ind - Transportation Equipment | HVAC | No | Ind HVAC - O&M (Electric - Mid Cost) | 0.090755 | 0.090715 | 0.091472 | 0.09185 | 0.092069 | 0.092202 | 0.092443 | 0.092581 | 0.092741 | 0.092878 | 0.092959 | 0.093049
SCE | MW | Industrial | Ind - Transportation Equipment | Lighting | No | Ind Lighting - Equipment (High Cost) | 0.77436 | 0.77402 | 0.78047 | 0.7837 | 0.78557 | 0.7867 | 0.78876 | 0.78994 | 0.7913 | 0.79247 | 0.79317 | 0.79393
SCE | MW | Industrial | Ind - Transportation Equipment | Lighting | No | Ind Lighting - Equipment (Low Cost) | 0.23177 | 0.23167 | 0.23361 | 0.23457 | 0.23513 | 0.23547 | 0.23609 | 0.23644 | 0.23685 | 0.2372 | 0.23741 | 0.23763
SCE | MW | Industrial | Ind - Transportation Equipment | Lighting | No | Ind Lighting - Equipment (Mid Cost) | 2.1709 | 2.17 | 2.1881 | 2.1971 | 2.2024 | 2.2055 | 2.2113 | 2.2146 | 2.2184 | 2.2217 | 2.2237 | 2.2258
SCE | MW | Industrial | Ind - Transportation Equipment | Lighting | No | Ind Lighting - O&M (High Cost) | 0.00096253 | 0.00096211 | 0.00097014 | 0.00097415 | 0.00097647 | 0.00097788 | 0.00098044 | 0.0009819 | 0.0009836 | 0.00098505 | 0.00098592 | 0.00098687
SCE | MW | Industrial | Ind - Transportation Equipment | Lighting | No | Ind Lighting - O&M (Low Cost) | 0.2387 | 0.23859 | 0.24058 | 0.24158 | 0.24215 | 0.2425 | 0.24314 | 0.2435 | 0.24392 | 0.24428 | 0.2445 | 0.24473
SCE | MW | Industrial | Ind - Transportation Equipment | Lighting | No | Ind Lighting - O&M (Mid Cost) | 0.014598 | 0.014592 | 0.014714 | 0.014775 | 0.01481 | 0.014831 | 0.01487 | 0.014892 | 0.014918 | 0.01494 | 0.014953 | 0.014968
SCE | MW | Industrial | Ind - Transportation Equipment | ProcHeat | No | Ind ProcHeat - Equipment (Electric - Low Cost) | 0.098636 | 0.098593 | 0.099415 | 0.099826 | 0.10006 | 0.10021 | 0.10047 | 0.10062 | 0.10079 | 0.10094 | 0.10103 | 0.10113
SCE | MW | Industrial | Ind - Transportation Equipment | ProcHeat | No | Ind ProcHeat - Equipment (Electric - Mid Cost) | 0.074945 | 0.074912 | 0.075537 | 0.075849 | 0.07603 | 0.07614 | 0.076339 | 0.076453 | 0.076585 | 0.076698 | 0.076765 | 0.076839
SCE | MW | Industrial | Ind - Transportation Equipment | ProcRefrig | No | Ind ProcRefrig - O&M (High Cost) | 0.0040844 | 0.0040827 | 0.0041167 | 0.0041337 | 0.0041436 | 0.0041496 | 0.0041604 | 0.0041666 | 0.0041738 | 0.00418 | 0.0041837 | 0.0041877
SCE | MW | Industrial | Ind - Transportation Equipment | MachDr | No | Ind MachDr - Equipment (High Cost) | 0.04773 | 0.047709 | 0.048107 | 0.048306 | 0.048421 | 0.048491 | 0.048618 | 0.04869 | 0.048774 | 0.048846 | 0.048889 | 0.048937
SCE | MW | Industrial | Ind - Transportation Equipment | MachDr | No | Ind MachDr - Equipment (Low Cost) | 0.68797 | 0.68767 | 0.6934 | 0.69627 | 0.69793 | 0.69894 | 0.70076 | 0.70181 | 0.70302 | 0.70406 | 0.70468 | 0.70536
SCE | MW | Industrial | Ind - Transportation Equipment | MachDr | No | Ind MachDr - Equipment (Mid Cost) | 1.0305 | 1.03 | 1.0386 | 1.0429 | 1.0454 | 1.0469 | 1.0496 | 1.0512 | 1.053 | 1.0546 | 1.0555 | 1.0565
SCE | MW | Industrial | Ind - Transportation Equipment | MachDr | No | Ind MachDr - O&M (High Cost) | 0.12868 | 0.12862 | 0.12969 | 0.13023 | 0.13054 | 0.13073 | 0.13107 | 0.13127 | 0.13149 | 0.13169 | 0.1318 | 0.13193
SCE | MW | Industrial | Ind - Transportation Equipment | MachDr | No | Ind MachDr - O&M (Low Cost) | 4.0507 | 4.049 | 4.0827 | 4.0996 | 4.1094 | 4.1153 | 4.1261 | 4.1323 | 4.1394 | 4.1455 | 4.1491 | 4.1531
SCE | MW | Industrial | Ind - Transportation Equipment | MachDr | No | Ind MachDr - O&M (Mid Cost) | 0.407 | 0.40682 | 0.41021 | 0.41191 | 0.41289 | 0.41349 | 0.41457 | 0.41519 | 0.41591 | 0.41652 | 0.41689 | 0.41729
SCE | MW | Agricultural | Agr - Dairies | ProcRefrig | No | Ag Refrigeration - Equipment (High Cost) | 0.15712 | 0.15726 | 0.15739 | 0.15752 | 0.15767 | 0.1578 | 0.15789 | 0.15793 | 0.15792 | 0.15782 | 0.15713 | 0.15644
SCE | MW | Agricultural | Agr - Dairies | ProcRefrig | No | Ag Refrigeration - Equipment (Mid Cost) | 0.0036852 | 0.0036883 | 0.0036915 | 0.0036945 | 0.0036981 | 0.003701 | 0.0037031 | 0.0037042 | 0.0037038 | 0.0037014 | 0.0036853 | 0.0036692
SCE | MW | Agricultural | Agr - Dairies | ProcRefrig | No | Ag Refrigeration - O&M (High Cost) | 0.42298 | 0.42334 | 0.4237 | 0.42405 | 0.42447 | 0.4248 | 0.42504 | 0.42517 | 0.42512 | 0.42485 | 0.42299 | 0.42115
SCE | MW | Agricultural | Agr - Dairies | ProcRefrig | No | Ag Refrigeration - O&M (Low Cost) | 0.39348 | 0.39381 | 0.39415 | 0.39448 | 0.39486 | 0.39517 | 0.3954 | 0.39551 | 0.39547 | 0.39522 | 0.39349 | 0.39177
SCE | MW | Agricultural | Agr - Dairies | ProcRefrig | No | Ag Refrigeration - O&M (Mid Cost) | 0.54912 | 0.54959 | 0.55006 | 0.55051 | 0.55105 | 0.55148 | 0.5518 | 0.55196 | 0.5519 | 0.55155 | 0.54914 | 0.54674
SCE | MW | Agricultural | Agr - Dairies | MachDr | No | Ag Process Mtr - Equipment (High Cost) | 0.49856 | 0.49899 | 0.49942 | 0.49983 | 0.50031 | 0.50071 | 0.50099 | 0.50114 | 0.50109 | 0.50076 | 0.49858 | 0.4964
SCE | MW | Agricultural | Agr - Dairies | MachDr | No | Ag Process Mtr - Equipment (Low Cost) | 1.6219 | 1.6233 | 1.6247 | 1.626 | 1.6276 | 1.6289 | 1.6298 | 1.6303 | 1.6301 | 1.629 | 1.6219 | 1.6149
SCE | MW | Agricultural | Agr - Dairies | MachDr | No | Ag Process Mtr - Equipment (Mid Cost) | 2.4896 | 2.4917 | 2.4938 | 2.4959 | 2.4983 | 2.5003 | 2.5017 | 2.5024 | 2.5022 | 2.5006 | 2.4896 | 2.4788
SCE | MW | Agricultural | Agr - Dairies | MachDr | No | Ag Process Mtr - O&M (High Cost) | 0.14388 | 0.144 | 0.14412 | 0.14424 | 0.14438 | 0.14449 | 0.14458 | 0.14462 | 0.1446 | 0.14451 | 0.14388 | 0.14325
SCE | MW | Agricultural | Agr - Dairies | MachDr | No | Ag Process Mtr - O&M (Low Cost) | 4.9974 | 5.0017 | 5.006 | 5.0101 | 5.0149 | 5.0189 | 5.0218 | 5.0232 | 5.0227 | 5.0195 | 4.9976 | 4.9758
SCE | MW | Agricultural | Agr - Dairies | MachDr | No | Ag Process Mtr - O&M (Mid Cost) | 0.72575 | 0.72637 | 0.72699 | 0.72759 | 0.7283 | 0.72887 | 0.72929 | 0.7295 | 0.72943 | 0.72896 | 0.72577 | 0.72261
SCE | MW | Agricultural | Agr - Irrigated Agriculture | MachDr | No | Ag Motor Pmp - Equipment (High Cost) | 0.47295 | 0.47336 | 0.47376 | 0.47415 | 0.47461 | 0.47499 | 0.47526 | 0.47539 | 0.47535 | 0.47504 | 0.47297 | 0.4709
SCE | MW | Agricultural | Agr - Irrigated Agriculture | MachDr | No | Ag Motor Pmp - Equipment (Low Cost) | 0.62885 | 0.62939 | 0.62993 | 0.63045 | 0.63106 | 0.63156 | 0.63191 | 0.6321 | 0.63204 | 0.63163 | 0.62887 | 0.62612
SCE | MW | Agricultural | Agr - Irrigated Agriculture | MachDr | No | Ag Motor Pmp - Equipment (Mid Cost) | 1.8393 | 1.8409 | 1.8424 | 1.844 | 1.8457 | 1.8472 | 1.8483 | 1.8488 | 1.8486 | 1.8474 | 1.8393 | 1.8313
SCE | MW | Agricultural | Agr - Irrigated Agriculture | MachDr | No | Ag Motor Pmp - O&M (High Cost) | 0.035314 | 0.035344 | 0.035374 | 0.035404 | 0.035438 | 0.035466 | 0.035486 | 0.035496 | 0.035493 | 0.03547 | 0.035315 | 0.035161
SCE | MW | Agricultural | Agr - Irrigated Agriculture | MachDr | No | Ag Motor Pmp - O&M (Low Cost) | 0.77597 | 0.77664 | 0.7773 | 0.77794 | 0.7787 | 0.77931 | 0.77976 | 0.77998 | 0.77991 | 0.7794 | 0.776 | 0.77261
SCE | MW | Agricultural | Agr - Irrigated Agriculture | MachDr | No | Ag Motor Pmp - O&M (Mid Cost) | 0.32953 | 0.32981 | 0.3301 | 0.33037 | 0.33069 | 0.33095 | 0.33114 | 0.33123 | 0.3312 | 0.33099 | 0.32954 | 0.3281
SCE | MW | Agricultural | Agr - Post-Harvest Processing | ProcRefrig | No | Ag Refrigeration - Equipment (High Cost) | 0.15634 | 0.15647 | 0.1566 | 0.15673 | 0.15689 | 0.15701 | 0.1571 | 0.15714 | 0.15713 | 0.15703 | 0.15634 | 0.15566
SCE | MW | Agricultural | Agr - Post-Harvest Processing | ProcRefrig | No | Ag Refrigeration - Equipment (Mid Cost) | 0.0036667 | 0.0036699 | 0.003673 | 0.003676 | 0.0036796 | 0.0036825 | 0.0036846 | 0.0036857 | 0.0036853 | 0.0036829 | 0.0036669 | 0.0036509
SCE | MW | Agricultural | Agr - Post-Harvest Processing | ProcRefrig | No | Ag Refrigeration - O&M (High Cost) | 0.42087 | 0.42123 | 0.42159 | 0.42193 | 0.42234 | 0.42268 | 0.42292 | 0.42304 | 0.423 | 0.42273 | 0.42088 | 0.41904
SCE | MW | Agricultural | Agr - Post-Harvest Processing | ProcRefrig | No | Ag Refrigeration - O&M (Low Cost) | 0.39151 | 0.39185 | 0.39218 | 0.39251 | 0.39289 | 0.3932 | 0.39342 | 0.39353 | 0.3935 | 0.39324 | 0.39152 | 0.38982
SCE | MW | Agricultural | Agr - Post-Harvest Processing | ProcRefrig | No | Ag Refrigeration - O&M (Mid Cost) | 0.54637 | 0.54684 | 0.54731 | 0.54776 | 0.54829 | 0.54873 | 0.54904 | 0.5492 | 0.54914 | 0.54879 | 0.54639 | 0.54401
SCE | MW | Agricultural | Agr - Post-Harvest Processing | MachDr | No | Ag Process Mtr - Equipment (High Cost) | 0.49607 | 0.49649 | 0.49692 | 0.49733 | 0.49781 | 0.4982 | 0.49849 | 0.49863 | 0.49858 | 0.49826 | 0.49609 | 0.49392
SCE | MW | Agricultural | Agr - Post-Harvest Processing | MachDr | No | Ag Process Mtr - Equipment (Low Cost) | 1.6138 | 1.6151 | 1.6165 | 1.6179 | 1.6194 | 1.6207 | 1.6216 | 1.6221 | 1.6219 | 1.6209 | 1.6138 | 1.6068
SCE | MW | Agricultural | Agr - Post-Harvest Processing | MachDr | No | Ag Process Mtr - Equipment (Mid Cost) | 2.4771 | 2.4792 | 2.4813 | 2.4834 | 2.4858 | 2.4878 | 2.4892 | 2.4899 | 2.4897 | 2.488 | 2.4772 | 2.4664
SCE | MW | Agricultural | Agr - Post-Harvest Processing | MachDr | No | Ag Process Mtr - O&M (High Cost) | 0.14316 | 0.14328 | 0.1434 | 0.14352 | 0.14366 | 0.14377 | 0.14385 | 0.1439 | 0.14388 | 0.14379 | 0.14316 | 0.14254
SCE | MW | Agricultural | Agr - Post-Harvest Processing | MachDr | No | Ag Process Mtr - O&M (Low Cost) | 4.9724 | 4.9767 | 4.9809 | 4.985 | 4.9899 | 4.9938 | 4.9967 | 4.9981 | 4.9976 | 4.9944 | 4.9726 | 4.9509
SCE | MW | Agricultural | Agr - Post-Harvest Processing | MachDr | No | Ag Process Mtr - O&M (Mid Cost) | 0.72212 | 0.72274 | 0.72336 | 0.72395 | 0.72466 | 0.72523 | 0.72564 | 0.72585 | 0.72578 | 0.72531 | 0.72215 | 0.71899
SCE | MW | Agricultural | Agr - Refrigerated Warehouses | ProcRefrig | No | Ag Refrigeration - Equipment (High Cost) | 0.15712 | 0.15726 | 0.15739 | 0.15752 | 0.15767 | 0.1578 | 0.15789 | 0.15793 | 0.15792 | 0.15782 | 0.15713 | 0.15644
SCE | MW | Agricultural | Agr - Refrigerated Warehouses | ProcRefrig | No | Ag Refrigeration - Equipment (Mid Cost) | 0.0036852 | 0.0036883 | 0.0036915 | 0.0036945 | 0.0036981 | 0.003701 | 0.0037031 | 0.0037042 | 0.0037038 | 0.0037014 | 0.0036853 | 0.0036692
SCE | MW | Agricultural | Agr - Refrigerated Warehouses | ProcRefrig | No | Ag Refrigeration - O&M (High Cost) | 0.42298 | 0.42334 | 0.4237 | 0.42405 | 0.42447 | 0.4248 | 0.42504 | 0.42517 | 0.42512 | 0.42485 | 0.42299 | 0.42115
SCE | MW | Agricultural | Agr - Refrigerated Warehouses | ProcRefrig | No | Ag Refrigeration - O&M (Low Cost) | 0.39348 | 0.39381 | 0.39415 | 0.39448 | 0.39486 | 0.39517 | 0.3954 | 0.39551 | 0.39547 | 0.39522 | 0.39349 | 0.39177
SCE | MW | Agricultural | Agr - Refrigerated Warehouses | ProcRefrig | No | Ag Refrigeration - O&M (Mid Cost) | 0.54912 | 0.54959 | 0.55006 | 0.55051 | 0.55105 | 0.55148 | 0.5518 | 0.55196 | 0.5519 | 0.55155 | 0.54914 | 0.54674
SCE | MW | Agricultural | Agr - Wineries and Vineyards | ProcRefrig | No | Ag Refrigeration - Equipment (High Cost) | 0.15712 | 0.15726 | 0.15739 | 0.15752 | 0.15767 | 0.1578 | 0.15789 | 0.15793 | 0.15792 | 0.15782 | 0.15713 | 0.15644
SCE | MW | Agricultural | Agr - Wineries and Vineyards | ProcRefrig | No | Ag Refrigeration - Equipment (Mid Cost) | 0.0036852 | 0.0036883 | 0.0036915 | 0.0036945 | 0.0036981 | 0.003701 | 0.0037031 | 0.0037042 | 0.0037038 | 0.0037014 | 0.0036853 | 0.0036692
SCE | MW | Agricultural | Agr - Wineries and Vineyards | ProcRefrig | No | Ag Refrigeration - O&M (High Cost) | 0.42298 | 0.42334 | 0.4237 | 0.42405 | 0.42447 | 0.4248 | 0.42504 | 0.42517 | 0.42512 | 0.42485 | 0.42299 | 0.42115
SCE | MW | Agricultural | Agr - Wineries and Vineyards | ProcRefrig | No | Ag Refrigeration - O&M (Low Cost) | 0.39348 | 0.39381 | 0.39415 | 0.39448 | 0.39486 | 0.39517 | 0.3954 | 0.39551 | 0.39547 | 0.39522 | 0.39349 | 0.39177
SCE | MW | Agricultural | Agr - Wineries and Vineyards | ProcRefrig | No | Ag Refrigeration - O&M (Mid Cost) | 0.54912 | 0.54959 | 0.55006 | 0.55051 | 0.55105 | 0.55148 | 0.5518 | 0.55196 | 0.5519 | 0.55155 | 0.54914 | 0.54674
SCE | MW | Mining | Mining - Oil & Gas Extraction (Injection Well) | OilGasExtract | No | Oil - Pump Controls | 5.4469 | 5.4469 | 5.4469 | 5.4469 | 5.4469 | 5.4469 | 5.4469 | 5.4469 | 5.4469 | 5.4469 | 5.4469 | 5.4469
SCE | MW | Mining | Mining - Oil & Gas Extraction (Injection Well) | OilGasExtract | No | Oil - Pump Motor and Controls | 11.6418 | 11.6418 | 11.6418 | 11.6418 | 11.6418 | 11.6418 | 11.6418 | 11.6418 | 11.6418 | 11.6418 | 11.6418 | 11.6418
SCE | MW | Mining | Mining - Oil & Gas Extraction (Regular Well) | OilGasExtract | No | Oil - Pump Controls | 0.68983 | 0.68983 | 0.68983 | 0.68983 | 0.68983 | 0.68983 | 0.68983 | 0.68983 | 0.68983 | 0.68983 | 0.68983 | 0.68983
SCE | MW | Mining | Mining - Oil & Gas Extraction (Regular Well) | OilGasExtract | No | Oil - Pump Motor | 0.35109 | 0.35109 | 0.35109 | 0.35109 | 0.35109 | 0.35109 | 0.35109 | 0.35109 | 0.35109 | 0.35109 | 0.35109 | 0.35109
SCE | MW | Mining | Mining - Oil & Gas Extraction (Regular Well) | OilGasExtract | No | Oil - Pump Motor and Controls | 1.184 | 1.184 | 1.184 | 1.184 | 1.184 | 1.184 | 1.184 | 1.184 | 1.184 | 1.184 | 1.184 | 1.184
SCE | MW | Mining | Mining - Oil & Gas Extraction (Stripper Well) | OilGasExtract | No | Oil - Pump Controls | 0.10821 | 0.10821 | 0.10821 | 0.10821 | 0.10821 | 0.10821 | 0.10821 | 0.10821 | 0.10821 | 0.10821 | 0.10821 | 0.10821
SCE | MW | Mining | Mining - Oil & Gas Extraction (Stripper Well) | OilGasExtract | No | Oil - Pump Motor | 0.055619 | 0.055619 | 0.055619 | 0.055619 | 0.055619 | 0.055619 | 0.055619 | 0.055619 | 0.055619 | 0.055619 | 0.055619 | 0.055619
SCE | MW | Mining | Mining - Oil & Gas Extraction (Stripper Well) | OilGasExtract | No | Oil - Pump Motor and Controls | 0.16899 | 0.16899 | 0.16899 | 0.16899 | 0.16899 | 0.16899 | 0.16899 | 0.16899 | 0.16899 | 0.16899 | 0.16899 | 0.16899
SCG | MM Therms | Industrial | Ind - Chemicals | HVAC | No | Ind HVAC - Equipment (Gas - High Cost) | 0.084526 | 0.088372 | 0.091418 | 0.094013 | 0.09664 | 0.099652 | 0.10302 | 0.10628 | 0.10968 | 0.11299 | 0.11299 | 0.11299
SCG | MM Therms | Industrial | Ind - Chemicals | HVAC | No | Ind HVAC - Equipment (Gas - Low Cost) | 0.00042357 | 0.00044284 | 0.00045811 | 0.00047111 | 0.00048428 | 0.00049937 | 0.00051626 | 0.00053259 | 0.00054962 | 0.00056619 | 0.00056619 | 0.00056619
SCG | MM Therms | Industrial | Ind - Chemicals | HVAC | No | Ind HVAC - Equipment (Gas - Mid Cost) | 0.0083879 | 0.0087695 | 0.0090718 | 0.0093293 | 0.0095899 | 0.0098889 | 0.010223 | 0.010547 | 0.010884 | 0.011212 | 0.011212 | 0.011212
SCG | MM Therms | Industrial | Ind - Chemicals | HVAC | No | Ind HVAC - O&M (Gas - High Cost) | 0.097996 | 0.10245 | 0.10599 | 0.109 | 0.11204 | 0.11553 | 0.11944 | 0.12322 | 0.12716 | 0.13099 | 0.13099 | 0.13099
SCG | MM Therms | Industrial | Ind - Chemicals | HVAC | No | Ind HVAC - O&M (Gas - Low Cost) | 0.26386 | 0.27586 | 0.28537 | 0.29347 | 0.30167 | 0.31108 | 0.3216 | 0.33177 | 0.34237 | 0.3527 | 0.3527 | 0.3527
SCG | MM Therms | Industrial | Ind - Chemicals | HVAC | No | Ind HVAC - O&M (Gas - Mid Cost) | 0.061146 | 0.063928 | 0.066132 | 0.068009 | 0.069909 | 0.072088 | 0.074527 | 0.076884 | 0.079341 | 0.081734 | 0.081734 | 0.081734
SCG | MM Therms | Industrial | Ind - Chemicals | ProcHeat | No | Ind ProcHeat - Equipment (Gas - High Cost) | 0.35525 | 0.37141 | 0.38421 | 0.39512 | 0.40616 | 0.41882 | 0.43298 | 0.44668 | 0.46096 | 0.47486 | 0.47486 | 0.47486
SCG | MM Therms | Industrial | Ind - Chemicals | ProcHeat | No | Ind ProcHeat - Equipment (Gas - Low Cost) | 0.084652 | 0.088503 | 0.091554 | 0.094153 | 0.096783 | 0.0998 | 0.10318 | 0.10644 | 0.10984 | 0.11315 | 0.11315 | 0.11315
SCG | MM Therms | Industrial | Ind - Chemicals | ProcHeat | No | Ind ProcHeat - Equipment (Gas - Mid Cost) | 0.20653 | 0.21593 | 0.22337 | 0.22971 | 0.23613 | 0.24349 | 0.25173 | 0.25969 | 0.26799 | 0.27607 | 0.27607 | 0.27607
SCG | MM Therms | Industrial | Ind - Chemicals | ProcHeat | No | Ind ProcHeat - O&M (Gas - High Cost) | 0.17687 | 0.18492 | 0.19129 | 0.19672 | 0.20222 | 0.20852 | 0.21558 | 0.22239 | 0.2295 | 0.23643 | 0.23643 | 0.23643
SCG | MM Therms | Industrial | Ind - Chemicals | ProcHeat | No | Ind ProcHeat - O&M (Gas - Low Cost) | 0.11058 | 0.11562 | 0.1196 | 0.123 | 0.12643 | 0.13037 | 0.13478 | 0.13905 | 0.14349 | 0.14782 | 0.14782 | 0.14782
SCG | MM Therms | Industrial | Ind - Chemicals | ProcHeat | No | Ind ProcHeat - O&M (Gas - Mid Cost) | 0.69771 | 0.72945 | 0.75459 | 0.77602 | 0.7977 | 0.82256 | 0.85039 | 0.87728 | 0.90532 | 0.93263 | 0.93263 | 0.93263
SCG | MM Therms | Industrial | Ind - Chemicals | SHW | No | Ind SHW - Equipment (High Cost) | 0.3402 | 0.35568 | 0.36794 | 0.37838 | 0.38895 | 0.40108 | 0.41465 | 0.42776 | 0.44143 | 0.45475 | 0.45475 | 0.45475
SCG | MM Therms | Industrial | Ind - Chemicals | SHW | No | Ind SHW - Equipment (Low Cost) | 0.20192 | 0.21111 | 0.21839 | 0.22459 | 0.23086 | 0.23806 | 0.24611 | 0.25389 | 0.26201 | 0.26991 | 0.26991 | 0.26991
SCG | MM Therms | Industrial | Ind - Chemicals | SHW | No | Ind SHW - Equipment (Mid Cost) | 0.28379 | 0.2967 | 0.30693 | 0.31564 | 0.32446 | 0.33457 | 0.34589 | 0.35683 | 0.36824 | 0.37934 | 0.37934 | 0.37934
SCG | MM Therms | Industrial | Ind - Chemicals | SHW | No | Ind SHW - O&M (High Cost) | 0.59869 | 0.62593 | 0.6475 | 0.66589 | 0.68449 | 0.70583 | 0.7297 | 0.75278 | 0.77684 | 0.80027 | 0.80027 | 0.80027
SCG | MM Therms | Industrial | Ind - Chemicals | SHW | No | Ind SHW - O&M (Low Cost) | 0.019507 | 0.020394 | 0.021097 | 0.021696 | 0.022302 | 0.022997 | 0.023775 | 0.024527 | 0.025311 | 0.026075 | 0.026075 | 0.026075
SCG | MM Therms | Industrial | Ind - Chemicals | SHW | No | Ind SHW - O&M (Mid Cost) | 0.63425 | 0.6631 | 0.68596 | 0.70543 | 0.72514 | 0.74775 | 0.77304 | 0.79749 | 0.82298 | 0.8478 | 0.8478 | 0.8478
SCG | MM Therms | Industrial | Ind - Electronics | HVAC | No | Ind HVAC - Equipment (Gas - High Cost) | 0.17005 | 0.17405 | 0.17809 | 0.18196 | 0.18628 | 0.19032 | 0.19429 | 0.19835 | 0.20262 | 0.20677 | 0.20677 | 0.20677
SCG | MM Therms | Industrial | Ind - Electronics | HVAC | No | Ind HVAC - Equipment (Gas - Low Cost) | 0.0022794 | 0.002333 | 0.0023871 | 0.002439 | 0.0024969 | 0.0025511 | 0.0026043 | 0.0026587 | 0.002716 | 0.0027716 | 0.0027716 | 0.0027716
SCG | MM Therms | Industrial | Ind - Electronics | HVAC | No | Ind HVAC - Equipment (Gas - Mid Cost) | 0.21939 | 0.22455 | 0.22976 | 0.23476 | 0.24033 | 0.24554 | 0.25067 | 0.25591 | 0.26142 | 0.26677 | 0.26677 | 0.26677
SCG | MM Therms | Industrial | Ind - Electronics | HVAC | No | Ind HVAC - O&M (Gas - High Cost) | 0.017031 | 0.017431 | 0.017836 | 0.018224 | 0.018656 | 0.019061 | 0.019459 | 0.019865 | 0.020293 | 0.020709 | 0.020709 | 0.020709
SCG | MM Therms | Industrial | Ind - Electronics | HVAC | No | Ind HVAC - O&M (Gas - Low Cost) | 0.0025214 | 0.0025806 | 0.0026405 | 0.0026979 | 0.002762 | 0.0028219 | 0.0028807 | 0.002941 | 0.0030043 | 0.0030658 | 0.0030658 | 0.0030658
SCG | MM Therms | Industrial | Ind - Electronics | HVAC | No | Ind HVAC - O&M (Gas - Mid Cost) | 0.070247 | 0.071898 | 0.073567 | 0.075167 | 0.076951 | 0.07862 | 0.08026 | 0.081938 | 0.083703 | 0.085415 | 0.085415 | 0.085415
SCG | MM Therms | Industrial | Ind - Electronics | ProcHeat | No | Ind ProcHeat - Equipment (Gas - High Cost) | 0.42086 | 0.43075 | 0.44075 | 0.45033 | 0.46102 | 0.47102 | 0.48085 | 0.4909 | 0.50147 | 0.51173 | 0.51173 | 0.51173
SCG | MM Therms | Industrial | Ind - Electronics | ProcHeat | No | Ind ProcHeat - Equipment (Gas - Low Cost) | 0.0013611 | 0.0013931 | 0.0014254 | 0.0014564 | 0.001491 | 0.0015233 | 0.0015551 | 0.0015876 | 0.0016218 | 0.001655 | 0.001655 | 0.001655
SCG | MM Therms | Industrial | Ind - Electronics | ProcHeat | No | Ind ProcHeat - Equipment (Gas - Mid Cost) | 0.18439 | 0.18873 | 0.19311 | 0.19731 | 0.20199 | 0.20637 | 0.21067 | 0.21508 | 0.21971 | 0.22421 | 0.22421 | 0.22421
SCG | MM Therms | Industrial | Ind - Electronics | ProcHeat | No | Ind ProcHeat - O&M (Gas - High Cost) | 1.0284 | 1.0526 | 1.0771 | 1.1005 | 1.1266 | 1.151 | 1.175 | 1.1996 | 1.2254 | 1.2505 | 1.2505 | 1.2505
SCG | MM Therms | Industrial | Ind - Electronics | ProcHeat | No | Ind ProcHeat - O&M (Gas - Low Cost) | 0.030838 | 0.031562 | 0.032295 | 0.032997 | 0.03378 | 0.034513 | 0.035233 | 0.035969 | 0.036744 | 0.037496 | 0.037496 | 0.037496
SCG | MM Therms | Industrial | Ind - Electronics | ProcHeat | No | Ind ProcHeat - O&M (Gas - Mid Cost) | 0.82044 | 0.83972 | 0.85922 | 0.8779 | 0.89874 | 0.91823 | 0.93739 | 0.95698 | 0.9776 | 0.9976 | 0.9976 | 0.9976
SCG | MM Therms | Industrial | Ind - Electronics | SHW | No | Ind SHW - Equipment (High Cost) | 0.11849 | 0.12127 | 0.12409 | 0.12679 | 0.12979 | 0.13261 | 0.13538 | 0.13821 | 0.14118 | 0.14407 | 0.14407 | 0.14407
SCG | MM Therms | Industrial | Ind - Electronics | SHW | No | Ind SHW - Equipment (Low Cost) | 0.22277 | 0.228 | 0.2333 | 0.23837 | 0.24403 | 0.24932 | 0.25452 | 0.25984 | 0.26544 | 0.27087 | 0.27087 | 0.27087
SCG | MM Therms | Industrial | Ind - Electronics | SHW | No | Ind SHW - Equipment (Mid Cost) | 0.013994 | 0.014323 | 0.014655 | 0.014974 | 0.015329 | 0.015662 | 0.015988 | 0.016322 | 0.016674 | 0.017015 | 0.017015 | 0.017015
SCG | MM Therms | Industrial | Ind - Electronics | SHW | No | Ind SHW - O&M (High Cost) | 0.025058 | 0.025646 | 0.026242 | 0.026813 | 0.027449 | 0.028044 | 0.028629 | 0.029228 | 0.029857 | 0.030468 | 0.030468 | 0.030468
SCG | MM Therms | Industrial | Ind - Electronics | SHW | No | Ind SHW - O&M (Low Cost) | 0.073178 | 0.074898 | 0.076637 | 0.078304 | 0.080162 | 0.0819 | 0.083609 | 0.085357 | 0.087195 | 0.088979 | 0.088979 | 0.088979
SCG | MM Therms | Industrial | Ind - Electronics | SHW | No | Ind SHW - O&M (Mid Cost) | 0.028621 | 0.029294 | 0.029974 | 0.030626 | 0.031352 | 0.032032 | 0.032701 | 0.033384 | 0.034103 | 0.034801 | 0.034801 | 0.034801
SCG | MM Therms | Industrial | Ind - Food | HVAC | No | Ind HVAC - Equipment (Gas - High Cost) | 0.095361 | 0.096892 | 0.09733 | 0.097673 | 0.09791 | 0.098037 | 0.097998 | 0.097765 | 0.097481 | 0.097142 | 0.097142 | 0.097142
SCG | MM Therms | Industrial | Ind - Food | HVAC | No | Ind HVAC - Equipment (Gas - Low Cost) | 0.054083 | 0.05495 | 0.055199 | 0.055394 | 0.055528 | 0.0556 | 0.055578 | 0.055446 | 0.055285 | 0.055092 | 0.055092 | 0.055092
SCG | MM Therms | Industrial | Ind - Food | HVAC | No | Ind HVAC - Equipment (Gas - Mid Cost) | 0.026977 | 0.02741 | 0.027534 | 0.027632 | 0.027698 | 0.027734 | 0.027723 | 0.027657 | 0.027577 | 0.027481 | 0.027481 | 0.027481
SCG | MM Therms | Industrial | Ind - Food | ProcHeat | No | Ind ProcHeat - Equipment (Gas - High Cost) | 1.5127 | 1.5369 | 1.5439 | 1.5493 | 1.5531 | 1.5551 | 1.5545 | 1.5508 | 1.5463 | 1.5409 | 1.5409 | 1.5409
SCG | MM Therms | Industrial | Ind - Food | ProcHeat | No | Ind ProcHeat - Equipment (Gas - Low Cost) | 0.57651 | 0.58576 | 0.58842 | 0.59049 | 0.59192 | 0.59269 | 0.59245 | 0.59104 | 0.58933 | 0.58728 | 0.58728 | 0.58728
SCG | MM Therms | Industrial | Ind - Food | ProcHeat | No | Ind ProcHeat - Equipment (Gas - Mid Cost) | 3.5577 | 3.6148 | 3.6311 | 3.6439 | 3.6528 | 3.6575 | 3.656 | 3.6474 | 3.6368 | 3.6241 | 3.6241 | 3.6241
SCG | MM Therms | Industrial | Ind - Food | ProcHeat | No | Ind ProcHeat - O&M (Gas - High Cost) | 4.015 | 4.0794 | 4.0979 | 4.1123 | 4.1223 | 4.1276 | 4.126 | 4.1162 | 4.1042 | 4.0899 | 4.0899 | 4.0899
SCG | MM Therms | Industrial | Ind - Food | ProcHeat | No | Ind ProcHeat - O&M (Gas - Low Cost) | 1.5292 | 1.5537 | 1.5608 | 1.5663 | 1.57 | 1.5721 | 1.5715 | 1.5677 | 1.5632 | 1.5577 | 1.5577 | 1.5577
SCG | MM Therms | Industrial | Ind - Food | ProcHeat | No | Ind ProcHeat - O&M (Gas - Mid Cost) | 3.0928 | 3.1424 | 3.1566 | 3.1677 | 3.1754 | 3.1795 | 3.1783 | 3.1707 | 3.1615 | 3.1505 | 3.1505 | 3.1505
SCG | MM Therms | Industrial | Ind - Food | SHW | No | Ind SHW - Equipment (High Cost) | 0.86108 | 0.8749 | 0.87886 | 0.88195 | 0.88409 | 0.88524 | 0.88488 | 0.88278 | 0.88022 | 0.87715 | 0.87715 | 0.87715
SCG | MM Therms | Industrial | Ind - Food | SHW | No | Ind SHW - Equipment (Low Cost) | 0.34119 | 0.34667 | 0.34824 | 0.34946 | 0.35031 | 0.35077 | 0.35062 | 0.34979 | 0.34878 | 0.34756 | 0.34756 | 0.34756
SCG | MM Therms | Industrial | Ind - Food | SHW | No | Ind SHW - Equipment (Mid Cost) | 0.5905 | 0.59998 | 0.6027 | 0.60482 | 0.60628 | 0.60707 | 0.60683 | 0.60539 | 0.60363 | 0.60153 | 0.60153 | 0.60153
SCG | MM Therms | Industrial | Ind - Food | SHW | No | Ind SHW - O&M (High Cost) | 0.96974 | 0.9853 | 0.98976 | 0.99325 | 0.99565 | 0.99695 | 0.99655 | 0.99418 | 0.9913 | 0.98785 | 0.98785 | 0.98785
SCG | MM Therms | Industrial | Ind - Food | SHW | No | Ind SHW - O&M (Low Cost) | 1.4671 | 1.4906 | 1.4974 | 1.5026 | 1.5063 | 1.5082 | 1.5076 | 1.504 | 1.4997 | 1.4945 | 1.4945 | 1.4945
SCG | MM Therms | Industrial | Ind - Food | SHW | No | Ind SHW - O&M (Mid Cost) | 2.8902 | 2.9365 | 2.9498 | 2.9602 | 2.9674 | 2.9713 | 2.9701 | 2.963 | 2.9544 | 2.9441 | 2.9441 | 2.9441
SCG | MM Therms | Industrial | Ind - Machinery | HVAC | No | Ind HVAC - Equipment (Gas - High Cost) | 0.14027 | 0.14237 | 0.14023 | 0.13769 | 0.13556 | 0.13443 | 0.13418 | 0.13401 | 0.13425 | 0.13425 | 0.13425 | 0.13425
SCG | MM Therms | Industrial | Ind - Machinery | HVAC | No | Ind HVAC - Equipment (Gas - Low Cost) | 0.0085167 | 0.0086443 | 0.0085142 | 0.0083605 | 0.0082311 | 0.0081621 | 0.0081472 | 0.0081368 | 0.0081515 | 0.0081516 | 0.0081516 | 0.0081516
SCG | MM Therms | Industrial | Ind - Machinery | HVAC | No | Ind HVAC - Equipment (Gas - Mid Cost) | 0.24925 | 0.25299 | 0.24918 | 0.24468 | 0.2409 | 0.23888 | 0.23844 | 0.23814 | 0.23857 | 0.23857 | 0.23857 | 0.23857
SCG | MM Therms | Industrial | Ind - Machinery | HVAC | No | Ind HVAC - O&M (Gas - High Cost) | 0.055551 | 0.056383 | 0.055535 | 0.054532 | 0.053688 | 0.053238 | 0.053141 | 0.053073 | 0.053169 | 0.05317 | 0.05317 | 0.05317
SCG | MM Therms | Industrial | Ind - Machinery | HVAC | No | Ind HVAC - O&M (Gas - Low Cost) | 0.2054 | 0.20848 | 0.20534 | 0.20164 | 0.19852 | 0.19685 | 0.19649 | 0.19624 | 0.1966 | 0.1966 | 0.1966 | 0.1966
SCG | MM Therms | Industrial | Ind - Machinery | HVAC | No | Ind HVAC - O&M (Gas - Mid Cost) | 0.011444 | 0.011615 | 0.01144 | 0.011234 | 0.01106 | 0.010967 | 0.010947 | 0.010933 | 0.010953 | 0.010953 | 0.010953 | 0.010953
SCG | MM Therms | Industrial | Ind - Machinery | ProcHeat | No | Ind ProcHeat - Equipment (Gas - High Cost) | 0.034042 | 0.034552 | 0.034032 | 0.033418 | 0.032901 | 0.032625 | 0.032565 | 0.032524 | 0.032582 | 0.032583 | 0.032583 | 0.032583
SCG | MM Therms | Industrial | Ind - Machinery | ProcHeat | No | Ind ProcHeat - Equipment (Gas - Low Cost) | 0.055533 | 0.056365 | 0.055517 | 0.054514 | 0.053671 | 0.053221 | 0.053124 | 0.053056 | 0.053152 | 0.053153 | 0.053153 | 0.053153
SCG | MM Therms | Industrial | Ind - Machinery | ProcHeat | No | Ind ProcHeat - Equipment (Gas - Mid Cost) | 0.12783 | 0.12975 | 0.12779 | 0.12549 | 0.12354 | 0.12251 | 0.12228 | 0.12213 | 0.12235 | 0.12235 | 0.12235 | 0.12235
SCG | MM Therms | Industrial | Ind - Machinery | ProcHeat | No | Ind ProcHeat - O&M (Gas - High Cost) | 0.26178 | 0.2657 | 0.2617 | 0.25697 | 0.253 | 0.25088 | 0.25042 | 0.2501 | 0.25055 | 0.25055 | 0.25055 | 0.25055
SCG | MM Therms | Industrial | Ind - Machinery | ProcHeat | No | Ind ProcHeat - O&M (Gas - Low Cost) | 0.13226 | 0.13424 | 0.13222 | 0.12983 | 0.12782 | 0.12675 | 0.12652 | 0.12636 | 0.12658 | 0.12659 | 0.12659 | 0.12659
SCG | MM Therms | Industrial | Ind - Machinery | ProcHeat | No | Ind ProcHeat - O&M (Gas - Mid Cost) | 0.56469 | 0.57315 | 0.56452 | 0.55433 | 0.54576 | 0.54118 | 0.54019 | 0.5395 | 0.54048 | 0.54048 | 0.54048 | 0.54048
SCG | MM Therms | Industrial | Ind - Metals (Fabricated) | HVAC | No | Ind HVAC - Equipment (Gas - High Cost) | 0.49175 | 0.50781 | 0.52108 | 0.53463 | 0.54909 | 0.56321 | 0.57695 | 0.59012 | 0.60411 | 0.61796 | 0.61796 | 0.61796
SCG | MM Therms | Industrial | Ind - Metals (Fabricated) | HVAC | No | Ind HVAC - Equipment (Gas - Low Cost) | 0.16365 | 0.169 | 0.17341 | 0.17792 | 0.18274 | 0.18744 | 0.19201 | 0.19639 | 0.20105 | 0.20565 | 0.20565 | 0.20565
SCG | MM Therms | Industrial | Ind - Metals (Fabricated) | HVAC | No | Ind HVAC - Equipment (Gas - Mid Cost) | 0.45982 | 0.47484 | 0.48724 | 0.49991 | 0.51343 | 0.52664 | 0.53949 | 0.5518 | 0.56488 | 0.57783 | 0.57783 | 0.57783
SCG | MM Therms | Industrial | Ind - Metals (Fabricated) | HVAC | No | Ind HVAC - O&M (Gas - High Cost) | 0.3478 | 0.35916 | 0.36854 | 0.37813 | 0.38835 | 0.39834 | 0.40806 | 0.41737 | 0.42727 | 0.43706 | 0.43706 | 0.43706
SCG | MM Therms | Industrial | Ind - Metals (Fabricated) | HVAC | No | Ind HVAC - O&M (Gas - Low Cost) | 0.080402 | 0.083029 | 0.085198 | 0.087414 | 0.089777 | 0.092087 | 0.094333 | 0.096486 | 0.098773 | 0.10104 | 0.10104 | 0.10104
SCG | MM Therms | Industrial | Ind - Metals (Fabricated) | HVAC | No | Ind HVAC - O&M (Gas - Mid Cost) | 0.48605 | 0.50193 | 0.51505 | 0.52844 | 0.54273 | 0.55669 | 0.57027 | 0.58329 | 0.59711 | 0.6108 | 0.6108 | 0.6108
SCG | MM Therms | Industrial | Ind - Metals (Fabricated) | ProcHeat | No | Ind ProcHeat - Equipment (Gas - High Cost) | 0.47395 | 0.48943 | 0.50222 | 0.51528 | 0.52921 | 0.54283 | 0.55607 | 0.56876 | 0.58224 | 0.59559 | 0.59559 | 0.59559
SCG | MM Therms | Industrial | Ind - Metals (Fabricated) | ProcHeat | No | Ind ProcHeat - Equipment (Gas - Low Cost) | 0.20793 | 0.21472 | 0.22033 | 0.22606 | 0.23217 | 0.23814 | 0.24395 | 0.24952 | 0.25544 | 0.26129 | 0.26129 | 0.26129
SCG | MM Therms | Industrial | Ind - Metals (Fabricated) | ProcHeat | No | Ind ProcHeat - Equipment (Gas - Mid Cost) | 0.58771 | 0.60691 | 0.62276 | 0.63896 | 0.65624 | 0.67312 | 0.68954 | 0.70528 | 0.722 | 0.73854 | 0.73854 | 0.73854
SCG | MM Therms | Industrial | Ind - Metals (Fabricated) | ProcHeat | No | Ind ProcHeat - O&M (Gas - High Cost) | 2.444 | 2.5238 | 2.5898 | 2.6571 | 2.729 | 2.7992 | 2.8674 | 2.9329 | 3.0024 | 3.0712 | 3.0712 | 3.0712
SCG | MM Therms | Industrial | Ind - Metals (Fabricated) | ProcHeat | No | Ind ProcHeat - O&M (Gas - Low Cost) | 2.6028 | 2.6878 | 2.758 | 2.8297 | 2.9063 | 2.981 | 3.0537 | 3.1234 | 3.1975 | 3.2708 | 3.2708 | 3.2708
SCG | MM Therms | Industrial | Ind - Metals (Fabricated) | ProcHeat | No | Ind ProcHeat - O&M (Gas - Mid Cost) | 2.3631 | 2.4403 | 2.504 | 2.5691 | 2.6386 | 2.7065 | 2.7725 | 2.8358 | 2.903 | 2.9695 | 2.9695 | 2.9695
SCG | MM Therms | Industrial | Ind - Metals (Fabricated) | SHW | No | Ind SHW - Equipment (High Cost) | 0.06714 | 0.069334 | 0.071145 | 0.072995 | 0.074969 | 0.076898 | 0.078774 | 0.080571 | 0.082482 | 0.084372 | 0.084372 | 0.084372
SCG | MM Therms | Industrial | Ind - Metals (Fabricated) | SHW | No | Ind SHW - Equipment (Low Cost) | 0.10765 | 0.11117 | 0.11407 | 0.11704 | 0.1202 | 0.12329 | 0.1263 | 0.12918 | 0.13225 | 0.13528 | 0.13528 | 0.13528
SCG | MM Therms | Industrial | Ind - Metals (Fabricated) | SHW | No | Ind SHW - Equipment (Mid Cost) | 0.13109 | 0.13537 | 0.13891 | 0.14252 | 0.14637 | 0.15014 | 0.1538 | 0.15731 | 0.16104 | 0.16473 | 0.16473 | 0.16473
SCG | MM Therms | Industrial | Ind - Metals (Fabricated) | SHW | No | Ind SHW - O&M (High Cost) | 0.12128 | 0.12524 | 0.12852 | 0.13186 | 0.13542 | 0.13891 | 0.1423 | 0.14554 | 0.14899 | 0.15241 | 0.15241 | 0.15241
SCG | MM Therms | Industrial | Ind - Metals (Fabricated) | SHW | No | Ind SHW - O&M (Low Cost) | 0.30892 | 0.31901 | 0.32734 | 0.33586 | 0.34494 | 0.35381 | 0.36244 | 0.37072 | 0.3795 | 0.3882 | 0.3882 | 0.3882
SCG | MM Therms | Industrial | Ind - Metals (Fabricated) | SHW | No | Ind SHW - O&M (Mid Cost) | 0.17325 | 0.17891 | 0.18358 | 0.18835 | 0.19345 | 0.19842 | 0.20326 | 0.2079 | 0.21283 | 0.21771 | 0.21771 | 0.21771
SCG | MM Therms | Industrial | Ind - Metals (Primary) | HVAC | No | Ind HVAC - Equipment (Gas - High Cost) | 0.093057 | 0.095328 | 0.096478 | 0.097386 | 0.098528 | 0.099731 | 0.10079 | 0.10172 | 0.10277 | 0.10376 | 0.10376 | 0.10376
SCG | MM Therms | Industrial | Ind - Metals (Primary) | HVAC | No | Ind HVAC - Equipment (Gas - Low Cost) | 0.079754 | 0.0817 | 0.082686 | 0.083464 | 0.084443 | 0.085474 | 0.086384 | 0.087183 | 0.088082 | 0.088923 | 0.088923 | 0.088923
SCG | MM Therms | Industrial | Ind - Metals (Primary) | HVAC | No | Ind HVAC - Equipment (Gas - Mid Cost) | 0.052733 | 0.05402 | 0.054672 | 0.055187 | 0.055834 | 0.056516 | 0.057117 | 0.057645 | 0.05824 | 0.058796 | 0.058796 | 0.058796
SCG | MM Therms | Industrial | Ind - Metals (Primary) | HVAC | No | Ind HVAC - O&M (Gas - High Cost) | 0.092069 | 0.094316 | 0.095453 | 0.096352 | 0.097482 | 0.098672 | 0.099723 | 0.10064 | 0.10168 | 0.10265 | 0.10265 | 0.10265
SCG | MM Therms | Industrial | Ind - Metals (Primary) | HVAC | No | Ind HVAC - O&M (Gas - Low Cost) | 0.15533 | 0.15912 | 0.16104 | 0.16256 | 0.16446 | 0.16647 | 0.16824 | 0.1698 | 0.17155 | 0.17319 | 0.17319 | 0.17319
SCG | MM Therms | Industrial | Ind - Metals (Primary) | HVAC | No | Ind HVAC - O&M (Gas - Mid Cost) | 0.31921 | 0.327 | 0.33095 | 0.33406 | 0.33798 | 0.34211 | 0.34575 | 0.34895 | 0.35255 | 0.35591 | 0.35591 | 0.35591
SCG | MM Therms | Industrial | Ind - Metals (Primary) | ProcHeat | No | Ind ProcHeat - Equipment (Gas - High Cost) | 0.30761 | 0.31512 | 0.31892 | 0.32192 | 0.3257 | 0.32968 | 0.33318 | 0.33627 | 0.33973 | 0.34298 | 0.34298 | 0.34298
SCG | MM Therms | Industrial | Ind - Metals (Primary) | ProcHeat | No | Ind ProcHeat - Equipment (Gas - Low Cost) | 0.39273 | 0.40231 | 0.40717 | 0.411 | 0.41582 | 0.4209 | 0.42538 | 0.42931 | 0.43374 | 0.43788 | 0.43788 | 0.43788
SCG | MM Therms | Industrial | Ind - Metals (Primary) | ProcHeat | No | Ind ProcHeat - Equipment (Gas - Mid Cost) | 0.76974 | 0.78853 | 0.79804 | 0.80555 | 0.815 | 0.82495 | 0.83374 | 0.84144 | 0.85013 | 0.85824 | 0.85824 | 0.85824
SCG | MM Therms | Industrial | Ind - Metals (Primary) | ProcHeat | No | Ind ProcHeat - O&M (Gas - High Cost) | 2.5083 | 2.5696 | 2.6005 | 2.625 | 2.6558 | 2.6882 | 2.7169 | 2.742 | 2.7703 | 2.7967 | 2.7967 | 2.7967
SCG | MM Therms | Industrial | Ind - Metals (Primary) | ProcHeat | No | Ind ProcHeat - O&M (Gas - Low Cost) | 10.2272 | 10.4768 | 10.6032 | 10.703 | 10.8286 | 10.9608 | 11.0775 | 11.1799 | 11.2952 | 11.403 | 11.403 | 11.403
SCG | MM Therms | Industrial | Ind - Metals (Primary) | ProcHeat | No | Ind ProcHeat - O&M (Gas - Mid Cost) | 4.6138 | 4.7264 | 4.7835 | 4.8285 | 4.8851 | 4.9448 | 4.9974 | 5.0436 | 5.0956 | 5.1443 | 5.1443 | 5.1443
SCG | MM Therms | Industrial | Ind - Metals (Primary) | SHW | No | Ind SHW - Equipment (High Cost) | 0.016879 | 0.017291 | 0.017499 | 0.017664 | 0.017871 | 0.018089 | 0.018282 | 0.018451 | 0.018641 | 0.018819 | 0.018819 | 0.018819
SCG | MM Therms | Industrial | Ind - Metals (Primary) | SHW | No | Ind SHW - Equipment (Low Cost) | 0.026686 | 0.027338 | 0.027667 | 0.027928 | 0.028255 | 0.0286 | 0.028905 | 0.029172 | 0.029473 | 0.029754 | 0.029754 | 0.029754
SCG | MM Therms | Industrial | Ind - Metals (Primary) | SHW | No | Ind SHW - Equipment (Mid Cost) | 0.0095696 | 0.0098031 | 0.0099214 | 0.010015 | 0.010132 | 0.010256 | 0.010365 | 0.010461 | 0.010569 | 0.01067 | 0.01067 | 0.01067
SCG | MM Therms | Industrial | Ind - Metals (Primary) | SHW | No | Ind SHW - O&M (High Cost) | 0.083422 | 0.085458 | 0.086489 | 0.087303 | 0.088327 | 0.089405 | 0.090357 | 0.091192 | 0.092133 | 0.093013 | 0.093013 | 0.093013
SCG | MM Therms | Industrial | Ind - Metals (Primary) | SHW | No | Ind SHW - O&M (Low Cost) | 0.18341 | 0.18789 | 0.19015 | 0.19194 | 0.19419 | 0.19657 | 0.19866 | 0.20049 | 0.20256 | 0.2045 | 0.2045 | 0.2045
SCG | MM Therms | Industrial | Ind - Metals (Primary) | SHW | No | Ind SHW - O&M (Mid Cost) | 0.44712 | 0.45803 | 0.46356 | 0.46792 | 0.47341 | 0.47919 | 0.48429 | 0.48877 | 0.49381 | 0.49853 | 0.49853 | 0.49853
SCG | MM Therms | Industrial | Ind - Paper | HVAC | No | Ind HVAC - Equipment (Gas - High Cost) | 0.022144 | 0.021931 | 0.021997 | 0.022174 | 0.022335 | 0.022482 | 0.022616 | 0.022678 | 0.022725 | 0.022724 | 0.022724 | 0.022724
SCG | MM Therms | Industrial | Ind - Paper | HVAC | No | Ind HVAC - Equipment (Gas - Mid Cost) | 0.036039 | 0.035693 | 0.0358 | 0.036089 | 0.036351 | 0.03659 | 0.036808 | 0.036908 | 0.036986 | 0.036984 | 0.036984 | 0.036984
SCG | MM Therms | Industrial | Ind - Paper | HVAC | No | Ind HVAC - O&M (Gas - High Cost) | 0.099723 | 0.098765 | 0.099061 | 0.099859 | 0.10059 | 0.10125 | 0.10185 | 0.10213 | 0.10234 | 0.10234 | 0.10234 | 0.10234
SCG | MM Therms | Industrial | Ind - Paper | HVAC | No | Ind HVAC - O&M (Gas - Low Cost) | 0.074898 | 0.074179 | 0.074402 | 0.075001 | 0.075547 | 0.076043 | 0.076496 | 0.076705 | 0.076866 | 0.076862 | 0.076862 | 0.076862
SCG | MM Therms | Industrial | Ind - Paper | HVAC | No | Ind HVAC - O&M (Gas - Mid Cost) | 0.053751 | 0.053235 | 0.053395 | 0.053825 | 0.054216 | 0.054573 | 0.054897 | 0.055048 | 0.055163 | 0.05516 | 0.05516 | 0.05516
SCG | MM Therms | Industrial | Ind - Paper | ProcHeat | No | Ind ProcHeat - Equipment (Gas - High Cost) | 0.16942 | 0.16779 | 0.1683 | 0.16965 | 0.17089 | 0.17201 | 0.17303 | 0.17351 | 0.17387 | 0.17386 | 0.17386 | 0.17386
SCG | MM Therms | Industrial | Ind - Paper | ProcHeat | No | Ind ProcHeat - Equipment (Gas - Low Cost) | 1.7038 | 1.6874 | 1.6925 | 1.7061 | 1.7185 | 1.7298 | 1.7401 | 1.7449 | 1.7485 | 1.7484 | 1.7484 | 1.7484
SCG | MM Therms | Industrial | Ind - Paper | ProcHeat | No | Ind ProcHeat - Equipment (Gas - Mid Cost) | 0.74754 | 0.74036 | 0.74258 | 0.74856 | 0.75401 | 0.75897 | 0.76348 | 0.76557 | 0.76718 | 0.76713 | 0.76713 | 0.76713
SCG | MM Therms | Industrial | Ind - Paper | ProcHeat | No | Ind ProcHeat - O&M (Gas - High Cost) | 0.25297 | 0.25054 | 0.25129 | 0.25332 | 0.25516 | 0.25684 | 0.25836 | 0.25907 | 0.25962 | 0.2596 | 0.2596 | 0.2596
SCG | MM Therms | Industrial | Ind - Paper | ProcHeat | No | Ind ProcHeat - O&M (Gas - Low Cost) | 0.030807 | 0.030511 | 0.030602 | 0.030849 | 0.031073 | 0.031278 | 0.031464 | 0.03155 | 0.031616 | 0.031614 | 0.031614 | 0.031614
SCG | MM Therms | Industrial | Ind - Paper | ProcHeat | No | Ind ProcHeat - O&M (Gas - Mid Cost) | 0.93957 | 0.93055 | 0.93334 | 0.94086 | 0.94771 | 0.95394 | 0.95961 | 0.96224 | 0.96426 | 0.9642 | 0.9642 | 0.9642
SCG | MM Therms | Industrial | Ind - Petroleum | ProcHeat | No | Ind ProcHeat - Equipment (Gas - High Cost) | 13.671 | 13.7252 | 13.7525 | 13.7849 | 13.8102 | 13.8252 | 13.8441 | 13.8375 | 13.8194 | 13.8081 | 13.8081 | 13.8081
SCG | MM Therms | Industrial | Ind - Petroleum | ProcHeat | No | Ind ProcHeat - Equipment (Gas - Mid Cost) | 20.5066 | 20.5878 | 20.6288 | 20.6774 | 20.7153 | 20.7378 | 20.7661 | 20.7563 | 20.7291 | 20.7122 | 20.7122 | 20.7122
SCG | MM Therms | Industrial | Ind - Petroleum | SHW | No | Ind SHW - Equipment (High Cost) | 0.97938 | 0.98326 | 0.98522 | 0.98754 | 0.98935 | 0.99043 | 0.99178 | 0.99131 | 0.99001 | 0.9892 | 0.9892 | 0.9892
SCG | MM Therms | Industrial | Ind - Petroleum | SHW | No | Ind SHW - Equipment (Low Cost) | 0.24542 | 0.24639 | 0.24688 | 0.24747 | 0.24792 | 0.24819 | 0.24853 | 0.24841 | 0.24809 | 0.24788 | 0.24788 | 0.24788
SCG | MM Therms | Industrial | Ind - Petroleum | SHW | No | Ind SHW - Equipment (Mid Cost) | 8.5781 | 8.6121 | 8.6292 | 8.6496 | 8.6654 | 8.6748 | 8.6867 | 8.6825 | 8.6712 | 8.6641 | 8.6641 | 8.6641
SCG | MM Therms | Industrial | Ind - Petroleum | SHW | No | Ind SHW - O&M (High Cost) | 4.0025 | 4.0184 | 4.0264 | 4.0358 | 4.0432 | 4.0476 | 4.0532 | 4.0512 | 4.046 | 4.0426 | 4.0426 | 4.0426
SCG | MM Therms | Industrial | Ind - Petroleum | SHW | No | Ind SHW - O&M (Low Cost) | 0.41818 | 0.41984 | 0.42067 | 0.42166 | 0.42244 | 0.4229 | 0.42347 | 0.42327 | 0.42272 | 0.42237 | 0.42237 | 0.42237
SCG | MM Therms | Industrial | Ind - Petroleum | SHW | No | Ind SHW - O&M (Mid Cost) | 0.20377 | 0.20458 | 0.20498 | 0.20547 | 0.20584 | 0.20607 | 0.20635 | 0.20625 | 0.20598 | 0.20581 | 0.20581 | 0.20581
SCG | MM Therms | Industrial | Ind - Plastics | HVAC | No | Ind HVAC - Equipment (Gas - High Cost) | 0.090364 | 0.096536 | 0.1015 | 0.10603 | 0.11077 | 0.11626 | 0.12248 | 0.12863 | 0.13496 | 0.14123 | 0.14123 | 0.14123
SCG | MM Therms | Industrial | Ind - Plastics | HVAC | No | Ind HVAC - Equipment (Gas - Low Cost) | 0.0030188 | 0.003225 | 0.0033909 | 0.0035422 | 0.0037004 | 0.0038841 | 0.0040917 | 0.0042972 | 0.0045088 | 0.0047181 | 0.0047181 | 0.0047181
SCG | MM Therms | Industrial | Ind - Plastics | HVAC | No | Ind HVAC - Equipment (Gas - Mid Cost) | 0.13909 | 0.14859 | 0.15623 | 0.1632 | 0.17049 | 0.17896 | 0.18852 | 0.19799 | 0.20774 | 0.21738 | 0.21738 | 0.21738
SCG | MM Therms | Industrial | Ind - Plastics | HVAC | No | Ind HVAC - O&M (Gas - High Cost) | 0.0088024 | 0.0094037 | 0.0098873 | 0.010328 | 0.01079 | 0.011325 | 0.011931 | 0.01253 | 0.013147 | 0.013757 | 0.013757 | 0.013757
SCG | MM Therms | Industrial | Ind - Plastics | HVAC | No | Ind HVAC - O&M (Gas - Low Cost) | 0.00062349 | 0.00066608 | 0.00070034 | 0.00073158 | 0.00076426 | 0.0008022 | 0.00084509 | 0.00088751 | 0.00093122 | 0.00097444 | 0.00097444 | 0.00097444
SCG | MM Therms | Industrial | Ind - Plastics | HVAC | No | Ind HVAC - O&M (Gas - Mid Cost) | 0.72397 | 0.77342 | 0.8132 | 0.84948 | 0.88742 | 0.93147 | 0.98127 | 1.0305 | 1.0813 | 1.1315 | 1.1315 | 1.1315
SCG | MM Therms | Industrial | Ind - Plastics | ProcHeat | No | Ind ProcHeat - Equipment (Gas - High Cost) | 0.12162 | 0.12993 | 0.13661 | 0.14271 | 0.14908 | 0.15648 | 0.16485 | 0.17313 | 0.18165 | 0.19008 | 0.19008 | 0.19008
SCG | MM Therms | Industrial | Ind - Plastics | ProcHeat | No | Ind ProcHeat - Equipment (Gas - Low Cost) | 0.12568 | 0.13426 | 0.14117 | 0.14747 | 0.15406 | 0.1617 | 0.17035 | 0.1789 | 0.18771 | 0.19642 | 0.19642 | 0.19642
SCG | MM Therms | Industrial | Ind - Plastics | ProcHeat | No | Ind ProcHeat - Equipment (Gas - Mid Cost) | 0.31671 | 0.33834 | 0.35575 | 0.37162 | 0.38822 | 0.40749 | 0.42927 | 0.45082 | 0.47303 | 0.49498 | 0.49498 | 0.49498
SCG | MM Therms | Industrial | Ind - Plastics | ProcHeat | No | Ind ProcHeat - O&M (Gas - High Cost) | 0.17841 | 0.1906 | 0.2004 | 0.20934 | 0.2187 | 0.22955 | 0.24182 | 0.25396 | 0.26647 | 0.27884 | 0.27884 | 0.27884
SCG | MM Therms | Industrial | Ind - Plastics | ProcHeat | No | Ind ProcHeat - O&M (Gas - Low Cost) | 0.057263 | 0.061174 | 0.06432 | 0.06719 | 0.070191 | 0.073675 | 0.077614 | 0.081511 | 0.085525 | 0.089495 | 0.089495 | 0.089495
SCG | MM Therms | Industrial | Ind - Plastics | ProcHeat | No | Ind ProcHeat - O&M (Gas - Mid Cost) | 0.19733 | 0.21081 | 0.22165 | 0.23154 | 0.24189 | 0.25389 | 0.26747 | 0.28089 | 0.29473 | 0.30841 | 0.30841 | 0.30841
SCG | MM Therms | Industrial | Ind - Plastics | SHW | No | Ind SHW - Equipment (High Cost) | 0.14919 | 0.15938 | 0.16758 | 0.17505 | 0.18287 | 0.19195 | 0.20221 | 0.21236 | 0.22282 | 0.23316 | 0.23316 | 0.23316
SCG | MM Therms | Industrial | Ind - Plastics | SHW | No | Ind SHW - Equipment (Low Cost) | 0.11953 | 0.1277 | 0.13426 | 0.14025 | 0.14652 | 0.15379 | 0.16202 | 0.17015 | 0.17853 | 0.18681 | 0.18681 | 0.18681
SCG | MM Therms | Industrial | Ind - Plastics | SHW | No | Ind SHW - Equipment (Mid Cost) | 0.17006 | 0.18167 | 0.19101 | 0.19954 | 0.20845 | 0.2188 | 0.2305 | 0.24207 | 0.25399 | 0.26578 | 0.26578 | 0.26578
SCG | MM Therms | Industrial | Ind - Plastics | SHW | No | Ind SHW - O&M (High Cost) | 0.15155 | 0.1619 | 0.17022 | 0.17782 | 0.18576 | 0.19498 | 0.20541 | 0.21572 | 0.22634 | 0.23685 | 0.23685 | 0.23685
SCG | MM Therms | Industrial | Ind - Plastics | SHW | No | Ind SHW - O&M (Low Cost) | 0.2374 | 0.25361 | 0.26666 | 0.27855 | 0.291 | 0.30544 | 0.32177 | 0.33792 | 0.35457 | 0.37103 | 0.37103 | 0.37103
SCG | MM Therms | Industrial | Ind - Plastics | SHW | No | Ind SHW - O&M (Mid Cost) | 0.24957 | 0.26662 | 0.28033 | 0.29284 | 0.30592 | 0.3211 | 0.33827 | 0.35525 | 0.37275 | 0.39005 | 0.39005 | 0.39005
SCG | MM Therms | Industrial | Ind - Printing & Publishing | HVAC | No | Ind HVAC - Equipment (Gas - High Cost) | 0.055381 | 0.056114 | 0.056783 | 0.057524 | 0.058291 | 0.059002 | 0.059717 | 0.060335 | 0.060933 | 0.061507 | 0.061507 | 0.061507
SCG | MM Therms | Industrial | Ind - Printing & Publishing | HVAC | No | Ind HVAC - Equipment (Gas - Low Cost) | 0.0043025 | 0.0043594 | 0.0044114 | 0.004469 | 0.0045286 | 0.0045839 | 0.0046394 | 0.0046874 | 0.0047338 | 0.0047784 | 0.0047784 | 0.0047784
SCG | MM Therms | Industrial | Ind - Printing & Publishing | HVAC | No | Ind HVAC - Equipment (Gas - Mid Cost) | 0.035679 | 0.036151 | 0.036583 | 0.03706 | 0.037554 | 0.038012 | 0.038473 | 0.038871 | 0.039256 | 0.039626 | 0.039626 | 0.039626
SCG | MM Therms | Industrial | Ind - Printing & Publishing | ProcHeat | No | Ind ProcHeat - Equipment (Gas - High Cost) | 0.042978 | 0.043546 | 0.044066 | 0.044641 | 0.045236 | 0.045788 | 0.046343 | 0.046823 | 0.047286 | 0.047732 | 0.047732 | 0.047732
SCG | MM Therms | Industrial | Ind - Printing & Publishing | ProcHeat | No | Ind ProcHeat - Equipment (Gas - Mid Cost) | 0.16666 | 0.16887 | 0.17088 | 0.17311 | 0.17542 | 0.17756 | 0.17971 | 0.18157 | 0.18337 | 0.1851 | 0.1851 | 0.1851
SCG | MM Therms | Industrial | Ind - Printing & Publishing | ProcHeat | No | Ind ProcHeat - O&M (Gas - High Cost) | 0.28526 | 0.28903 | 0.29248 | 0.29629 | 0.30024 | 0.30391 | 0.30759 | 0.31077 | 0.31385 | 0.31681 | 0.31681 | 0.31681
SCG | MM Therms | Industrial | Ind - Printing & Publishing | ProcHeat | No | Ind ProcHeat - O&M (Gas - Low Cost) | 0.2234 | 0.22636 | 0.22906 | 0.23205 | 0.23514 | 0.23801 | 0.24089 | 0.24339 | 0.2458 | 0.24811 | 0.24811 | 0.24811
SCG | MM Therms | Industrial | Ind - Printing & Publishing | ProcHeat | No | Ind ProcHeat - O&M (Gas - Mid Cost) | 0.16312 | 0.16528 | 0.16725 | 0.16943 | 0.17169 | 0.17379 | 0.17589 | 0.17771 | 0.17947 | 0.18116 | 0.18116 | 0.18116
SCG | MM Therms | Industrial | Ind - Stone, Glass & Clay | HVAC | No | Ind HVAC - Equipment (Gas - High Cost) | 0.0061149 | 0.0061955 | 0.006315 | 0.0064659 | 0.0066289 | 0.0067804 | 0.0069218 | 0.0070487 | 0.0071788 | 0.0073035 | 0.0073035 | 0.0073035
SCG | MM Therms | Industrial | Ind - Stone, Glass & Clay | HVAC | No | Ind HVAC - Equipment (Gas - Mid Cost) | 0.028154 | 0.028525 | 0.029075 | 0.02977 | 0.03052 | 0.031218 | 0.031869 | 0.032453 | 0.033052 | 0.033627 | 0.033627 | 0.033627
SCG | MM Therms | Industrial | Ind - Stone, Glass & Clay | ProcHeat | No | Ind ProcHeat - Equipment (Gas - High Cost) | 0.39308 | 0.39826 | 0.40595 | 0.41564 | 0.42612 | 0.43586 | 0.44495 | 0.4531 | 0.46147 | 0.46949 | 0.46949 | 0.46949
SCG | MM Therms | Industrial | Ind - Stone, Glass & Clay | ProcHeat | No | Ind ProcHeat - Equipment (Gas - Low Cost) | 0.0098174 | 0.0099468 | 0.010139 | 0.010381 | 0.010643 | 0.010886 | 0.011113 | 0.011317 | 0.011526 | 0.011726 | 0.011726 | 0.011726
SCG | MM Therms | Industrial | Ind - Stone, Glass & Clay | ProcHeat | No | Ind ProcHeat - Equipment (Gas - Mid Cost) | 0.11071 | 0.11217 | 0.11434 | 0.11707 | 0.12002 | 0.12276 | 0.12532 | 0.12762 | 0.12998 | 0.13224 | 0.13224 | 0.13224
SCG | MM Therms | Industrial | Ind - Stone, Glass & Clay | ProcHeat | No | Ind ProcHeat - O&M (Gas - High Cost) | 0.98309 | 0.99605 | 1.0153 | 1.0395 | 1.0657 | 1.0901 | 1.1128 | 1.1332 | 1.1541 | 1.1742 | 1.1742 | 1.1742
SCG | MM Therms | Industrial | Ind - Stone, Glass & Clay | ProcHeat | No | Ind ProcHeat - O&M (Gas - Low Cost) | 0.82402 | 0.83488 | 0.85099 | 0.87131 | 0.89328 | 0.9137 | 0.93275 | 0.94985 | 0.96739 | 0.9842 | 0.9842 | 0.9842
SCG | MM Therms | Industrial | Ind - Stone, Glass & Clay | ProcHeat | No | Ind ProcHeat - O&M (Gas - Mid Cost) | 3.4721 | 3.5179 | 3.5858 | 3.6714 | 3.764 | 3.85 | 3.9303 | 4.0023 | 4.0762 | 4.1471 | 4.1471 | 4.1471
SCG | MM Therms | Industrial | Ind - Textiles | ProcHeat | No | Ind ProcHeat - Equipment (Gas - High Cost) | 0.78989 | 0.78094 | 0.77885 | 0.77992 | 0.78143 | 0.78349 | 0.78468 | 0.78329 | 0.78159 | 0.77768 | 0.77768 | 0.77768
SCG | MM Therms | Industrial | Ind - Textiles | ProcHeat | No | Ind ProcHeat - Equipment (Gas - Mid Cost) | 1.7011 | 1.6818 | 1.6773 | 1.6796 | 1.6829 | 1.6873 | 1.6899 | 1.6869 | 1.6832 | 1.6748 | 1.6748 | 1.6748
SCG | MM Therms | Industrial | Ind - Textiles | ProcHeat | No | Ind ProcHeat - O&M (Gas - High Cost) | 0.7994 | 0.79034 | 0.78822 | 0.78931 | 0.79084 | 0.79292 | 0.79413 | 0.79272 | 0.791 | 0.78704 | 0.78704 | 0.78704
SCG | MM Therms | Industrial | Ind - Textiles | ProcHeat | No | Ind ProcHeat - O&M (Gas - Low Cost) | 1.4994 | 1.4824 | 1.4784 | 1.4805 | 1.4833 | 1.4872 | 1.4895 | 1.4869 | 1.4836 | 1.4762 | 1.4762 | 1.4762
SCG | MM Therms | Industrial | Ind - Textiles | ProcHeat | No | Ind ProcHeat - O&M (Gas - Mid Cost) | 1.7155 | 1.6961 | 1.6915 | 1.6939 | 1.6971 | 1.7016 | 1.7042 | 1.7012 | 1.6975 | 1.689 | 1.689 | 1.689
SCG | MM Therms | Industrial | Ind - Textiles | SHW | No | Ind SHW - Equipment (High Cost) | 0.12194 | 0.12056 | 0.12024 | 0.1204 | 0.12063 | 0.12095 | 0.12114 | 0.12092 | 0.12066 | 0.12006 | 0.12006 | 0.12006
SCG | MM Therms | Industrial | Ind - Textiles | SHW | No | Ind SHW - Equipment (Mid Cost) | 0.14425 | 0.14261 | 0.14223 | 0.14243 | 0.1427 | 0.14308 | 0.1433 | 0.14304 | 0.14273 | 0.14202 | 0.14202 | 0.14202
SCG | MM Therms | Industrial | Ind - Textiles | SHW | No | Ind SHW - O&M (High Cost) | 0.47466 | 0.46928 | 0.46802 | 0.46867 | 0.46958 | 0.47081 | 0.47153 | 0.47069 | 0.46967 | 0.46732 | 0.46732 | 0.46732
SCG | MM Therms | Industrial | Ind - Textiles | SHW | No | Ind SHW - O&M (Low Cost) | 1.5908 | 1.5728 | 1.5686 | 1.5708 | 1.5738 | 1.578 | 1.5803 | 1.5775 | 1.5741 | 1.5662 | 1.5662 | 1.5662
SCG | MM Therms | Industrial | Ind - Textiles | SHW | No | Ind SHW - O&M (Mid Cost) | 0.73989 | 0.73151 | 0.72955 | 0.73055 | 0.73197 | 0.7339 | 0.73501 | 0.73371 | 0.73212 | 0.72846 | 0.72846 | 0.72846
SCG | MM Therms | Industrial | Ind - Transportation Equipment | HVAC | No | Ind HVAC - Equipment (Gas - High Cost) | 0.23316 | 0.2395 | 0.24489 | 0.24886 | 0.25127 | 0.25249 | 0.25326 | 0.25309 | 0.2526 | 0.25173 | 0.25173 | 0.25173
SCG | MM Therms | Industrial | Ind - Transportation Equipment | HVAC | No | Ind HVAC - Equipment (Gas - Low Cost) | 0.013227 | 0.013587 | 0.013893 | 0.014118 | 0.014255 | 0.014323 | 0.014367 | 0.014358 | 0.01433 | 0.014281 | 0.014281 | 0.014281
SCG | MM Therms | Industrial | Ind - Transportation Equipment | HVAC | No | Ind HVAC - Equipment (Gas - Mid Cost) | 0.21961 | 0.22559 | 0.23066 | 0.2344 | 0.23667 | 0.23781 | 0.23854 | 0.23839 | 0.23792 | 0.2371 | 0.2371 | 0.2371
SCG | MM Therms | Industrial | Ind - Transportation Equipment | HVAC | No | Ind HVAC - O&M (Gas - High Cost) | 0.069725 | 0.071622 | 0.073233 | 0.074421 | 0.075141 | 0.075504 | 0.075735 | 0.075686 | 0.075539 | 0.075279 | 0.075279 | 0.075279
SCG | MM Therms | Industrial | Ind - Transportation Equipment | HVAC | No | Ind HVAC - O&M (Gas - Low Cost) | 0.08575 | 0.088083 | 0.090064 | 0.091525 | 0.092411 | 0.092857 | 0.093141 | 0.093081 | 0.0929 | 0.09258 | 0.09258 | 0.09258
SCG | MM Therms | Industrial | Ind - Transportation Equipment | HVAC | No | Ind HVAC - O&M (Gas - Mid Cost) | 0.24053 | 0.24707 | 0.25263 | 0.25673 | 0.25921 | 0.26046 | 0.26126 | 0.26109 | 0.26058 | 0.25969 | 0.25969 | 0.25969
SCG | MM Therms | Industrial | Ind - Transportation Equipment | ProcHeat | No | Ind ProcHeat - Equipment (Gas - High Cost) | 0.29112 | 0.29904 | 0.30577 | 0.31073 | 0.31374 | 0.31525 | 0.31622 | 0.31601 | 0.3154 | 0.31431 | 0.31431 | 0.31431
SCG | MM Therms | Industrial | Ind - Transportation Equipment | ProcHeat | No | Ind ProcHeat - Equipment (Gas - Low Cost) | 0.03333 | 0.034236 | 0.035006 | 0.035575 | 0.035919 | 0.036092 | 0.036202 | 0.036179 | 0.036109 | 0.035984 | 0.035984 | 0.035984
SCG | MM Therms | Industrial | Ind - Transportation Equipment | ProcHeat | No | Ind ProcHeat - Equipment (Gas - Mid Cost) | 0.96981 | 0.99619 | 1.0186 | 1.0351 | 1.0451 | 1.0502 | 1.0534 | 1.0527 | 1.0507 | 1.0471 | 1.0471 | 1.0471
SCG | MM Therms | Industrial | Ind - Transportation Equipment | ProcHeat | No | Ind ProcHeat - O&M (Gas - High Cost) | 0.63139 | 0.64856 | 0.66315 | 0.67391 | 0.68043 | 0.68372 | 0.68581 | 0.68537 | 0.68404 | 0.68168 | 0.68168 | 0.68168
SCG | MM Therms | Industrial | Ind - Transportation Equipment | ProcHeat | No | Ind ProcHeat - O&M (Gas - Low Cost) | 0.080571 | 0.082763 | 0.084624 | 0.085998 | 0.086829 | 0.087249 | 0.087515 | 0.087459 | 0.087289 | 0.086988 | 0.086988 | 0.086988
SCG | MM Therms | Industrial | Ind - Transportation Equipment | ProcHeat | No | Ind ProcHeat - O&M (Gas - Mid Cost) | 1.2913 | 1.3265 | 1.3563 | 1.3783 | 1.3916 | 1.3984 | 1.4026 | 1.4017 | 1.399 | 1.3942 | 1.3942 | 1.3942
SCG | MM Therms | Industrial | Ind - Transportation Equipment | SHW | No | Ind SHW - Equipment (High Cost) | 0.29277 | 0.30074 | 0.3075 | 0.31249 | 0.31552 | 0.31704 | 0.31801 | 0.3178 | 0.31719 | 0.31609 | 0.31609 | 0.31609
SCG | MM Therms | Industrial | Ind - Transportation Equipment | SHW | No | Ind SHW - Equipment (Low Cost) | 0.26279 | 0.26994 | 0.27601 | 0.28049 | 0.28321 | 0.28457 | 0.28544 | 0.28526 | 0.28471 | 0.28373 | 0.28373 | 0.28373
SCG | MM Therms | Industrial | Ind - Transportation Equipment | SHW | No | Ind SHW - Equipment (Mid Cost) | 0.022692 | 0.023309 | 0.023833 | 0.02422 | 0.024454 | 0.024572 | 0.024648 | 0.024632 | 0.024584 | 0.024499 | 0.024499 | 0.024499
SCG | MM Therms | Industrial | Ind - Transportation Equipment | SHW | No | Ind SHW - O&M (High Cost) | 0.020346 | 0.020899 | 0.021369 | 0.021716 | 0.021926 | 0.022032 | 0.0221 | 0.022085 | 0.022042 | 0.021966 | 0.021966 | 0.021966
SCG | MM Therms | Industrial | Ind - Transportation Equipment | SHW | No | Ind SHW - O&M (Mid Cost) | 0.31765 | 0.32629 | 0.33363 | 0.33905 | 0.34233 | 0.34398 | 0.34503 | 0.34481 | 0.34414 | 0.34295 | 0.34295 | 0.34295
SCG | MM Therms | Agricultural | Agr - Concentrated Animal Feeding Operation | SHW | No | Ag SHWC - Equipment (High Cost) | 0.25098 | 0.25098 | 0.25098 | 0.25098 | 0.25098 | 0.25098 | 0.25098 | 0.25098 | 0.25098 | 0.25098 | 0.25505 | 0.25918
SCG | MM Therms | Agricultural | Agr - Concentrated Animal Feeding Operation | SHW | No | Ag SHWC - Equipment (Low Cost) | 0.31058 | 0.31058 | 0.31058 | 0.31058 | 0.31058 | 0.31058 | 0.31058 | 0.31058 | 0.31058 | 0.31058 | 0.31562 | 0.32074
SCG | MM Therms | Agricultural | Agr - Concentrated Animal Feeding Operation | SHW | No | Ag SHWC - Equipment (Mid Cost) | 0.65138 | 0.65138 | 0.65138 | 0.65138 | 0.65138 | 0.65138 | 0.65138 | 0.65138 | 0.65138 | 0.65138 | 0.66195 | 0.67268
SCG | MM Therms | Agricultural | Agr - Concentrated Animal Feeding Operation | SHW | No | Ag SHWC - O&M (High Cost) | 0.73159 | 0.73159 | 0.73159 | 0.73159 | 0.73159 | 0.73159 | 0.73159 | 0.73159 | 0.73159 | 0.73159 | 0.74345 | 0.75551
SCG | MM Therms | Agricultural | Agr - Concentrated Animal Feeding Operation | SHW | No | Ag SHWC - O&M (Low Cost) | 3.3574 | 3.3574 | 3.3574 | 3.3574 | 3.3574 | 3.3574 | 3.3574 | 3.3574 | 3.3574 | 3.3574 | 3.4119 | 3.4672
SCG | MM Therms | Agricultural | Agr - Concentrated Animal Feeding Operation | SHW | No | Ag SHWC - O&M (Mid Cost) | 1.9818 | 1.9818 | 1.9818 | 1.9818 | 1.9818 | 1.9818 | 1.9818 | 1.9818 | 1.9818 | 1.9818 | 2.0139 | 2.0466
SCG | MM Therms | Agricultural | Agr - Greenhouse | HVAC | No | Ag HVAC - Equipment (High Cost) | 9.3794e-06 | 9.3794e-06 | 9.3794e-06 | 9.3794e-06 | 9.3794e-06 | 9.3794e-06 | 9.3794e-06 | 9.3794e-06 | 9.3794e-06 | 9.3794e-06 | 9.5315e-06 | 9.6861e-06
SCG | MM Therms | Agricultural | Agr - Greenhouse | HVAC | No | Ag HVAC - Equipment (Mid Cost) | 0.74891 | 0.74891 | 0.74891 | 0.74891 | 0.74891 | 0.74891 | 0.74891 | 0.74891 | 0.74891 | 0.74891 | 0.76105 | 0.7734
SCG | MM Therms | Agricultural | Agr - Post-Harvest Processing | ProcHeat | No | Ag Process Dry - Equipment (High Cost) | 0.68588 | 0.68588 | 0.68588 | 0.68588 | 0.68588 | 0.68588 | 0.68588 | 0.68588 | 0.68588 | 0.68588 | 0.697 | 0.70831
SCG | MM Therms | Agricultural | Agr - Post-Harvest Processing | ProcHeat | No | Ag Process Dry - Equipment (Low Cost) | 0.32438 | 0.32438 | 0.32438 | 0.32438 | 0.32438 | 0.32438 | 0.32438 | 0.32438 | 0.32438 | 0.32438 | 0.32964 | 0.33498
SCG | MM Therms | Agricultural | Agr - Post-Harvest Processing | ProcHeat | No | Ag Process Dry - Equipment (Mid Cost) | 1.7075 | 1.7075 | 1.7075 | 1.7075 | 1.7075 | 1.7075 | 1.7075 | 1.7075 | 1.7075 | 1.7075 | 1.7351 | 1.7633
SCG | MM Therms | Agricultural | Agr - Post-Harvest Processing | ProcHeat | No | Ag Process Dry - O&M (High Cost) | 1.6899 | 1.6899 | 1.6899 | 1.6899 | 1.6899 | 1.6899 | 1.6899 | 1.6899 | 1.6899 | 1.6899 | 1.7173 | 1.7451
SCG | MM Therms | Agricultural | Agr - Post-Harvest Processing | ProcHeat | No | Ag Process Dry - O&M (Low Cost) | 0.81792 | 0.81792 | 0.81792 | 0.81792 | 0.81792 | 0.81792 | 0.81792 | 0.81792 | 0.81792 | 0.81792 | 0.83118 | 0.84466
SCG | MM Therms | Agricultural | Agr - Post-Harvest Processing | ProcHeat | No | Ag Process Dry - O&M (Mid Cost) | 1.2999 | 1.2999 | 1.2999 | 1.2999 | 1.2999 | 1.2999 | 1.2999 | 1.2999 | 1.2999 | 1.2999 | 1.321 | 1.3424
SCG | MM Therms | Agricultural | Agr - Wineries and Vineyards | HVAC | No | Ag HVAC - Equipment (High Cost) | 0.00073967 | 0.00073967 | 0.00073967 | 0.00073967 | 0.00073967 | 0.00073967 | 0.00073967 | 0.00073967 | 0.00073967 | 0.00073967 | 0.00075167 | 0.00076386
SCG | MM Therms | Agricultural | Agr - Wineries and Vineyards | HVAC | No | Ag HVAC - Equipment (Mid Cost) | 1.2775 | 1.2775 | 1.2775 | 1.2775 | 1.2775 | 1.2775 | 1.2775 | 1.2775 | 1.2775 | 1.2775 | 1.2982 | 1.3193
SCG | MM Therms | Agricultural | Agr - Wineries and Vineyards | SHW | No | Ag SHWC - Equipment (High Cost) | 0.0030262 | 0.0030262 | 0.0030262 | 0.0030262 | 0.0030262 | 0.0030262 | 0.0030262 | 0.0030262 | 0.0030262 | 0.0030262 | 0.0030753 | 0.0031252
SCG | MM Therms | Mining | Mining - Oil & Gas Extraction (Steam Enhancement) | OilGasExtract | No | Oil - Steam Boiler | 31.2355 | 31.2355 | 31.2355 | 31.2355 | 31.2355 | 31.2355 | 31.2355 | 31.2355 | 31.2355 | 31.2355 | 31.2355 | 31.2355
SCG | MM Therms | Mining | Mining - Oil & Gas Extraction (Steam Enhancement) | OilGasExtract | No | Oil - Steam Boiler Controls and Improvements | 50.8024 | 50.8024 | 50.8024 | 50.8024 | 50.8024 | 50.8024 | 50.8024 | 50.8024 | 50.8024 | 50.8024 | 50.8024 | 50.8024
SDG&E | GWh | Industrial | Ind - Chemicals | HVAC | No | Ind HVAC - Equipment (Electric - High Cost) | 0.030261 | 0.030684 | 0.030965 | 0.03104 | 0.031124 | 0.031147 | 0.031192 | 0.031225 | 0.031247 | 0.031257 | 0.031252 | 0.031252
SDG&E | GWh | Industrial | Ind - Chemicals | HVAC | No | Ind HVAC - Equipment (Electric - Low Cost) | 0.04341 | 0.044016 | 0.044419 | 0.044527 | 0.044647 | 0.044681 | 0.044745 | 0.044793 | 0.044825 | 0.044839 | 0.044831 | 0.044832
SDG&E | GWh | Industrial | Ind - Chemicals | HVAC | No | Ind HVAC - Equipment (Electric - Mid Cost) | 0.016471 | 0.016702 | 0.016854 | 0.016895 | 0.016941 | 0.016954 | 0.016978 | 0.016996 | 0.017008 | 0.017014 | 0.017011 | 0.017011
SDG&E | GWh | Industrial | Ind - Chemicals | HVAC | No | Ind HVAC - O&M (Electric - High Cost) | 0.035092 | 0.035582 | 0.035908 | 0.035995 | 0.036092 | 0.03612 | 0.036171 | 0.03621 | 0.036236 | 0.036247 | 0.036241 | 0.036241
SDG&E | GWh | Industrial | Ind - Chemicals | HVAC | No | Ind HVAC - O&M (Electric - Low Cost) | 0.86048 | 0.8725 | 0.88049 | 0.88262 | 0.885 | 0.88568 | 0.88693 | 0.8879 | 0.88852 | 0.8888 | 0.88864 | 0.88866
SDG&E | GWh | Industrial | Ind - Chemicals | HVAC | No | Ind HVAC - O&M (Electric - Mid Cost) | 0.14647 | 0.14852 | 0.14987 | 0.15024 | 0.15064 | 0.15076 | 0.15097 | 0.15114 | 0.15124 | 0.15129 | 0.15126 | 0.15127
SDG&E | GWh | Industrial | Ind - Chemicals | HVAC | No | Ind HVAC - O&M (Gas - High Cost) | 0.003431 | 0.0036774 | 0.0038933 | 0.0040938 | 0.0042953 | 0.0045171 | 0.0047543 | 0.0049913 | 0.005229 | 0.0054656 | 0.0054656 | 0.0054656
SDG&E | GWh | Industrial | Ind - Chemicals | HVAC | No | Ind HVAC - O&M (Gas - Low Cost) | 0.014223 | 0.015245 | 0.01614 | 0.016971 | 0.017807 | 0.018726 | 0.019709 | 0.020692 | 0.021677 | 0.022658 | 0.022658 | 0.022658
SDG&E | GWh | Industrial | Ind - Chemicals | HVAC | No | Ind HVAC - O&M (Gas - Mid Cost) | 0.0042554 | 0.0045611 | 0.0048288 | 0.0050774 | 0.0053274 | 0.0056025 | 0.0058967 | 0.0061906 | 0.0064854 | 0.0067789 | 0.0067789 | 0.0067789
SDG&E | GWh | Industrial | Ind - Chemicals | Lighting | No | Ind Lighting - Equipment (High Cost) | 0.13392 | 0.13579 | 0.13703 | 0.13737 | 0.13774 | 0.13784 | 0.13804 | 0.13819 | 0.13828 | 0.13833 | 0.1383 | 0.1383
SDG&E | GWh | Industrial | Ind - Chemicals | Lighting | No | Ind Lighting - Equipment (Low Cost) | 0.24331 | 0.24671 | 0.24897 | 0.24957 | 0.25024 | 0.25043 | 0.25079 | 0.25106 | 0.25124 | 0.25132 | 0.25127 | 0.25128
SDG&E | GWh | Industrial | Ind - Chemicals | Lighting | No | Ind Lighting - Equipment (Mid Cost) | 0.63633 | 0.64523 | 0.65113 | 0.65271 | 0.65447 | 0.65497 | 0.6559 | 0.65661 | 0.65707 | 0.65728 | 0.65716 | 0.65717
SDG&E | GWh | Industrial | Ind - Chemicals | Lighting | No | Ind Lighting - O&M (High Cost) | 0.0064241 | 0.0065138 | 0.0065735 | 0.0065894 | 0.0066072 | 0.0066122 | 0.0066216 | 0.0066288 | 0.0066334 | 0.0066355 | 0.0066344 | 0.0066345
SDG&E | GWh | Industrial | Ind - Chemicals | Lighting | No | Ind Lighting - O&M (Low Cost) | 0.051068 | 0.051782 | 0.052255 | 0.052382 | 0.052523 | 0.052564 | 0.052638 | 0.052695 | 0.052732 | 0.052749 | 0.05274 | 0.05274
SDG&E | GWh | Industrial | Ind - Chemicals | Lighting | No | Ind Lighting - O&M (Mid Cost) | 0.10707 | 0.10857 | 0.10956 | 0.10983 | 0.11012 | 0.11021 | 0.11036 | 0.11048 | 0.11056 | 0.1106 | 0.11058 | 0.11058
SDG&E | GWh | Industrial | Ind - Chemicals | ProcHeat | No | Ind ProcHeat - Equipment (Electric - High Cost) | 0.060136 | 0.060977 | 0.061535 | 0.061684 | 0.06185 | 0.061898 | 0.061985 | 0.062053 | 0.062096 | 0.062116 | 0.062105 | 0.062106
SDG&E | GWh | Industrial | Ind - Chemicals | ProcHeat | No | Ind ProcHeat - Equipment (Electric - Low Cost) | 0.10854 | 0.11006 | 0.11107 | 0.11134 | 0.11164 | 0.11172 | 0.11188 | 0.112 | 0.11208 | 0.11212 | 0.1121 | 0.1121
SDG&E | GWh | Industrial | Ind - Chemicals | ProcHeat | No | Ind ProcHeat - Equipment (Electric - Mid Cost) | 0.0071769 | 0.0072772 | 0.0073438 | 0.0073616 | 0.0073814 | 0.0073871 | 0.0073976 | 0.0074056 | 0.0074108 | 0.0074131 | 0.0074118 | 0.0074119
SDG&E | GWh | Industrial | Ind - Chemicals | ProcHeat | No | Ind ProcHeat - O&M (Gas - Mid Cost) | 0.00015702 | 0.00016829 | 0.00017817 | 0.00018735 | 0.00019657 | 0.00020672 | 0.00021758 | 0.00022842 | 0.0002393 | 0.00025013 | 0.00025013 | 0.00025013
SDG&E | GWh | Industrial | Ind - Chemicals | ProcRefrig | No | Ind ProcRefrig - O&M (High Cost) | 0.0052434 | 0.0053167 | 0.0053654 | 0.0053784 | 0.0053929 | 0.005397 | 0.0054047 | 0.0054105 | 0.0054143 | 0.005416 | 0.0054151 | 0.0054152
SDG&E | GWh | Industrial | Ind - Chemicals | ProcRefrig | No | Ind ProcRefrig - O&M (Low Cost) | 0.018204 | 0.018459 | 0.018628 | 0.018673 | 0.018723 | 0.018738 | 0.018764 | 0.018784 | 0.018798 | 0.018804 | 0.0188 | 0.018801
SDG&E | GWh | Industrial | Ind - Chemicals | ProcRefrig | No | Ind ProcRefrig - O&M (Mid Cost) | 0.2243 | 0.22744 | 0.22952 | 0.23008 | 0.2307 | 0.23087 | 0.2312 | 0.23145 | 0.23161 | 0.23169 | 0.23165 | 0.23165
SDG&E | GWh | Industrial | Ind - Chemicals | MachDr | No | Ind MachDr - Equipment (High Cost) | 0.3215 | 0.32599 | 0.32897 | 0.32977 | 0.33066 | 0.33091 | 0.33138 | 0.33174 | 0.33197 | 0.33208 | 0.33202 | 0.33202
SDG&E | GWh | Industrial | Ind - Chemicals | MachDr | No | Ind MachDr - Equipment (Low Cost) | 1.7239 | 1.748 | 1.764 | 1.7683 | 1.773 | 1.7744 | 1.7769 | 1.7788 | 1.7801 | 1.7806 | 1.7803 | 1.7804
SDG&E | GWh | Industrial | Ind - Chemicals | MachDr | No | Ind MachDr - Equipment (Mid Cost) | 1.7121 | 1.736 | 1.7519 | 1.7562 | 1.7609 | 1.7623 | 1.7648 | 1.7667 | 1.7679 | 1.7685 | 1.7682 | 1.7682
SDG&E | GWh | Industrial | Ind - Chemicals | MachDr | No | Ind MachDr - O&M (High Cost) | 0.14242 | 0.14441 | 0.14573 | 0.14609 | 0.14648 | 0.14659 | 0.1468 | 0.14696 | 0.14706 | 0.14711 | 0.14708 | 0.14708
SDG&E | GWh | Industrial | Ind - Chemicals | MachDr | No | Ind MachDr - O&M (Low Cost) | 4.7258 | 4.7919 | 4.8357 | 4.8474 | 4.8605 | 4.8642 | 4.8711 | 4.8764 | 4.8798 | 4.8814 | 4.8805 | 4.8806
SDG&E | GWh | Industrial | Ind - Chemicals | MachDr | No | Ind MachDr - O&M (Mid Cost) | 0.38613 | 0.39152 | 0.3951 | 0.39606 | 0.39713 | 0.39743 | 0.398 | 0.39843 | 0.39871 | 0.39883 | 0.39876 | 0.39877
SDG&E | GWh | Industrial | Ind - Electronics | HVAC | No | Ind HVAC - Equipment (Electric - High Cost) | 0.74078 | 0.75112 | 0.758 | 0.75984 | 0.76189 | 0.76247 | 0.76355 | 0.76438 | 0.76492 | 0.76515 | 0.76502 | 0.76503
SDG&E | GWh | Industrial | Ind - Electronics | HVAC | No | Ind HVAC - Equipment (Electric - Low Cost) | 2.1714 | 2.2017 | 2.2218 | 2.2272 | 2.2332 | 2.235 | 2.2381 | 2.2405 | 2.2421 | 2.2428 | 2.2424 | 2.2425
SDG&E | GWh | Industrial | Ind - Electronics | HVAC | No | Ind HVAC - Equipment (Electric - Mid Cost) | 0.69303 | 0.70271 | 0.70914 | 0.71086 | 0.71278 | 0.71333 | 0.71434 | 0.71511 | 0.71561 | 0.71584 | 0.71571 | 0.71573
SDG&E | GWh | Industrial | Ind - Electronics | HVAC | No | Ind HVAC - O&M (Electric - High Cost) | 0.083375 | 0.08454 | 0.085314 | 0.085521 | 0.085751 | 0.085817 | 0.085939 | 0.086032 | 0.086092 | 0.086119 | 0.086104 | 0.086106
SDG&E | GWh | Industrial | Ind - Electronics | HVAC | No | Ind HVAC - O&M (Electric - Low Cost) | 7.3384 | 7.4409 | 7.509 | 7.5273 | 7.5476 | 7.5533 | 7.564 | 7.5722 | 7.5776 | 7.5799 | 7.5786 | 7.5787
SDG&E | GWh | Industrial | Ind - Electronics | HVAC | No | Ind HVAC - O&M (Electric - Mid Cost) | 0.73764 | 0.74795 | 0.75479 | 0.75662 | 0.75866 | 0.75924 | 0.76032 | 0.76114 | 0.76168 | 0.76192 | 0.76178 | 0.7618
SDG&E | GWh | Industrial | Ind - Electronics | HVAC | No | Ind HVAC - O&M (Gas - High Cost) | 0.015882 | 0.016346 | 0.016736 | 0.017096 | 0.01744 | 0.017755 | 0.018065 | 0.018357 | 0.018628 | 0.01889 | 0.01889 | 0.01889
SDG&E | GWh | Industrial | Ind - Electronics | HVAC | No | Ind HVAC - O&M (Gas - Low Cost) | 0.00040109 | 0.00041281 | 0.00042264 | 0.00043173 | 0.00044042 | 0.00044839 | 0.00045623 | 0.00046359 | 0.00047044 | 0.00047705 | 0.00047705 | 0.00047705
SDG&E | GWh | Industrial | Ind - Electronics | HVAC | No | Ind HVAC - O&M (Gas - Mid Cost) | 0.021455 | 0.022082 | 0.022607 | 0.023094 | 0.023558 | 0.023984 | 0.024404 | 0.024797 | 0.025164 | 0.025518 | 0.025518 | 0.025518
SDG&E | GWh | Industrial | Ind - Electronics | Lighting | No | Ind Lighting - Equipment (High Cost) | 0.87077 | 0.88294 | 0.89102 | 0.89318 | 0.89559 | 0.89627 | 0.89754 | 0.89852 | 0.89915 | 0.89943 | 0.89927 | 0.89929
SDG&E | GWh | Industrial | Ind - Electronics | Lighting | No | Ind Lighting - Equipment (Low Cost) | 1.0502 | 1.0648 | 1.0746 | 1.0772 | 1.0801 | 1.0809 | 1.0825 | 1.0836 | 1.0844 | 1.0847 | 1.0845 | 1.0846
SDG&E | GWh | Industrial | Ind - Electronics | Lighting | No | Ind Lighting - Equipment (Mid Cost) | 5.2385 | 5.3117 | 5.3603 | 5.3733 | 5.3878 | 5.3919 | 5.3995 | 5.4054 | 5.4092 | 5.4109 | 5.4099 | 5.41
SDG&E | GWh | Industrial | Ind - Electronics | Lighting | No | Ind Lighting - O&M (High Cost) | 0.074662 | 0.075705 | 0.076398 | 0.076583 | 0.07679 | 0.076849 | 0.076958 | 0.077041 | 0.077095 | 0.077119 | 0.077106 | 0.077107
SDG&E | GWh | Industrial | Ind - Electronics | Lighting | No | Ind Lighting - O&M (Low Cost) | 0.58326 | 0.59141 | 0.59682 | 0.59827 | 0.59988 | 0.60034 | 0.60119 | 0.60185 | 0.60227 | 0.60246 | 0.60235 | 0.60236
SDG&E | GWh | Industrial | Ind - Electronics | Lighting | No | Ind Lighting - O&M (Mid Cost) | 0.022026 | 0.022334 | 0.022539 | 0.022593 | 0.022654 | 0.022672 | 0.022704 | 0.022728 | 0.022744 | 0.022751 | 0.022747 | 0.022748
SDG&E | GWh | Industrial | Ind - Electronics | ProcHeat | No | Ind ProcHeat - Equipment (Electric - Low Cost) | 0.26827 | 0.27202 | 0.27451 | 0.27517 | 0.27592 | 0.27613 | 0.27652 | 0.27682 | 0.27701 | 0.2771 | 0.27705 | 0.27706
SDG&E | GWh | Industrial | Ind - Electronics | ProcHeat | No | Ind ProcHeat - Equipment (Electric - Mid Cost) | 0.05744 | 0.058243 | 0.058776 | 0.058918 | 0.059077 | 0.059122 | 0.059206 | 0.05927 | 0.059312 | 0.059331 | 0.05932 | 0.059321
SDG&E | GWh | Industrial | Ind - Electronics | ProcHeat | No | Ind ProcHeat - Equipment (Gas - Mid Cost) | 0.022388 | 0.023042 | 0.023591 | 0.024098 | 0.024583 | 0.025027 | 0.025465 | 0.025876 | 0.026258 | 0.026628 | 0.026628 | 0.026628
SDG&E | GWh | Industrial | Ind - Electronics | SHW | No | Ind SHW - Equipment (High Cost) | 0.0031031 | 0.0031937 | 0.0032698 | 0.0033401 | 0.0034073 | 0.003469 | 0.0035296 | 0.0035865 | 0.0036396 | 0.0036907 | 0.0036907 | 0.0036907
SDG&E | GWh | Industrial | Ind - Electronics | ProcRefrig | No | Ind ProcRefrig - O&M (High Cost) | 0.05018 | 0.050881 | 0.051347 | 0.051472 | 0.05161 | 0.05165 | 0.051723 | 0.051779 | 0.051816 | 0.051832 | 0.051823 | 0.051824
SDG&E | GWh | Industrial | Ind - Electronics | ProcRefrig | No | Ind ProcRefrig - O&M (Low Cost) | 1.9228 | 1.9497 | 1.9675 | 1.9723 | 1.9776 | 1.9791 | 1.9819 | 1.9841 | 1.9855 | 1.9861 | 1.9858 | 1.9858
SDG&E | GWh | Industrial | Ind - Electronics | ProcRefrig | No | Ind ProcRefrig - O&M (Mid Cost) | 0.69457 | 0.70427 | 0.71072 | 0.71244 | 0.71436 | 0.71491 | 0.71592 | 0.7167 | 0.7172 | 0.71742 | 0.7173 | 0.71731
SDG&E | GWh | Industrial | Ind - Electronics | MachDr | No | Ind MachDr - Equipment (High Cost) | 0.33171 | 0.33634 | 0.33942 | 0.34025 | 0.34116 | 0.34142 | 0.34191 | 0.34228 | 0.34252 | 0.34263 | 0.34257 | 0.34257
SDG&E | GWh | Industrial | Ind - Electronics | MachDr | No | Ind MachDr - Equipment (Low Cost) | 1.8784 | 1.9047 | 1.9221 | 1.9268 | 1.932 | 1.9335 | 1.9362 | 1.9383 | 1.9397 | 1.9403 | 1.9399 | 1.94
SDG&E | GWh | Industrial | Ind - Electronics | MachDr | No | Ind MachDr - Equipment (Mid Cost) | 4.2031 | 4.2618 | 4.3008 | 4.3112 | 4.3229 | 4.3262 | 4.3323 | 4.337 | 4.34 | 4.3414 | 4.3407 | 4.3407
SDG&E | GWh | Industrial | Ind - Electronics | MachDr | No | Ind MachDr - O&M (High Cost) | 0.19144 | 0.19411 | 0.19589 | 0.19636 | 0.19689 | 0.19704 | 0.19732 | 0.19754 | 0.19768 | 0.19774 | 0.1977 | 0.19771
SDG&E | GWh | Industrial | Ind - Electronics | MachDr | No | Ind MachDr - O&M (Low Cost) | 9.5724 | 9.7061 | 9.795 | 9.8187 | 9.8452 | 9.8528 | 9.8667 | 9.8774 | 9.8843 | 9.8874 | 9.8857 | 9.8859
SDG&E | GWh | Industrial | Ind - Electronics | MachDr | No | Ind MachDr - O&M (Mid Cost) | 1.4713 | 1.4918 | 1.5055 | 1.5091 | 1.5132 | 1.5143 | 1.5165 | 1.5181 | 1.5192 | 1.5197 | 1.5194 | 1.5194
SDG&E | GWh | Industrial | Ind - Food | HVAC | No | Ind HVAC - Equipment (Electric - High Cost) | 0.060409 | 0.061253 | 0.061814 | 0.061964 | 0.062131 | 0.062178 | 0.062266 | 0.062334 | 0.062378 | 0.062397 | 0.062386 | 0.062387
SDG&E | GWh | Industrial | Ind - Food | HVAC | No | Ind HVAC - Equipment (Electric - Low Cost) | 0.060652 | 0.061499 | 0.062062 | 0.062213 | 0.062381 | 0.062428 | 0.062517 | 0.062584 | 0.062628 | 0.062648 | 0.062637 | 0.062638
SDG&E | GWh | Industrial | Ind - Food | HVAC | No | Ind HVAC - Equipment (Electric - Mid Cost) | 0.03789 | 0.038419 | 0.038771 | 0.038865 | 0.03897 | 0.039 | 0.039055 | 0.039097 | 0.039125 | 0.039137 | 0.03913 | 0.039131
SDG&E | GWh | Industrial | Ind - Food | HVAC | No | Ind HVAC - O&M (Electric - High Cost) | 0.062983 | 0.063863 | 0.064447 | 0.064604 | 0.064778 | 0.064828 | 0.064919 | 0.06499 | 0.065035 | 0.065056 | 0.065044 | 0.065045
SDG&E | GWh | Industrial | Ind - Food | HVAC | No | Ind HVAC - O&M (Electric - Low Cost) | 0.28898 | 0.29302 | 0.2957 | 0.29642 | 0.29722 | 0.29745 | 0.29787 | 0.29819 | 0.2984 | 0.29849 | 0.29844 | 0.29845
SDG&E | GWh | Industrial | Ind - Food | HVAC | No | Ind HVAC - O&M (Electric - Mid Cost) | 0.090292 | 0.091553 | 0.092391 | 0.092615 | 0.092865 | 0.092936 | 0.093068 | 0.093169 | 0.093234 | 0.093263 | 0.093247 | 0.093249
SDG&E | GWh | Industrial | Ind - Food | Lighting | No | Ind Lighting - Equipment (High Cost) | 0.2204 | 0.22348 | 0.22552 | 0.22607 | 0.22668 | 0.22685 | 0.22717 | 0.22742 | 0.22758 | 0.22765 | 0.22761 | 0.22761
SDG&E | GWh | Industrial | Ind - Food | Lighting | No | Ind Lighting - Equipment (Low Cost) | 0.24297 | 0.24636 | 0.24862 | 0.24922 | 0.24989 | 0.25009 | 0.25044 | 0.25071 | 0.25089 | 0.25097 | 0.25092 | 0.25093
SDG&E | GWh | Industrial | Ind - Food | Lighting | No | Ind Lighting - Equipment (Mid Cost) | 0.60979 | 0.61831 | 0.62397 | 0.62549 | 0.62717 | 0.62765 | 0.62854 | 0.62922 | 0.62966 | 0.62986 | 0.62975 | 0.62976
SDG&E | GWh | Industrial | Ind - Food | Lighting | No | Ind Lighting - O&M (High Cost) | 0.0028504 | 0.0028902 | 0.0029167 | 0.0029238 | 0.0029317 | 0.0029339 | 0.0029381 | 0.0029412 | 0.0029433 | 0.0029442 | 0.0029437 | 0.0029438
SDG&E | GWh | Industrial | Ind - Food | Lighting | No | Ind Lighting - O&M (Low Cost) | 0.10463 | 0.10609 | 0.10706 | 0.10732 | 0.10761 | 0.10769 | 0.10785 | 0.10796 | 0.10804 | 0.10807 | 0.10805 | 0.10805
SDG&E | GWh | Industrial | Ind - Food | Lighting | No | Ind Lighting - O&M (Mid Cost) | 0.0014251 | 0.001445 | 0.0014583 | 0.0014618 | 0.0014658 | 0.0014669 | 0.001469 | 0.0014705 | 0.0014716 | 0.001472 | 0.0014718 | 0.0014718
SDG&E | GWh | Industrial | Ind - Food | ProcHeat | No | Ind ProcHeat - Equipment (Electric - High Cost) | 0.037185 | 0.037705 | 0.03805 | 0.038142 | 0.038245 | 0.038274 | 0.038328 | 0.03837 | 0.038397 | 0.038409 | 0.038402 | 0.038403
SDG&E | GWh | Industrial | Ind - Food | ProcHeat | No | Ind ProcHeat - Equipment (Electric - Low Cost) | 0.049981 | 0.050679 | 0.051143 | 0.051267 | 0.051405 | 0.051445 | 0.051518 | 0.051573 | 0.05161 | 0.051626 | 0.051617 | 0.051618
SDG&E | GWh | Industrial | Ind - Food | ProcHeat | No | Ind ProcHeat - Equipment (Electric - Mid Cost) | 0.056778 | 0.057571 | 0.058098 | 0.058239 | 0.058396 | 0.058441 | 0.058523 | 0.058587 | 0.058628 | 0.058646 | 0.058636 | 0.058637
SDG&E | GWh | Industrial | Ind - Food | ProcHeat | No | Ind ProcHeat - Equipment (Gas - High Cost) | 0.0069123 | 0.0070254 | 0.0070311 | 0.0070227 | 0.0070037 | 0.0069757 | 0.006943 | 0.0068974 | 0.0068475 | 0.0067908 | 0.0067908 | 0.0067908
SDG&E | GWh | Industrial | Ind - Food | ProcHeat | No | Ind ProcHeat - Equipment (Gas - Mid Cost) | 0.0090996 | 0.0092485 | 0.0092559 | 0.009245 | 0.0092199 | 0.0091831 | 0.0091401 | 0.00908 | 0.0090143 | 0.0089397 | 0.0089397 | 0.0089397
SDG&E | GWh | Industrial | Ind - Food | SHW | No | Ind SHW - Equipment (Mid Cost) | 0.001867 | 0.0018976 | 0.0018991 | 0.0018969 | 0.0018917 | 0.0018842 | 0.0018753 | 0.001863 | 0.0018495 | 0.0018342 | 0.0018342 | 0.0018342
SDG&E | GWh | Industrial | Ind - Food | ProcRefrig | No | Ind ProcRefrig - Equipment (High Cost) | 0.046831 | 0.047485 | 0.04792 | 0.048036 | 0.048165 | 0.048202 | 0.048271 | 0.048323 | 0.048357 | 0.048372 | 0.048364 | 0.048364
SDG&E | GWh | Industrial | Ind - Food | ProcRefrig | No | Ind ProcRefrig - Equipment (Low Cost) | 7.397e-05 | 7.5003e-05 | 7.569e-05 | 7.5873e-05 | 7.6078e-05 | 7.6136e-05 | 7.6244e-05 | 7.6327e-05 | 7.638e-05 | 7.6404e-05 | 7.6391e-05 | 7.6392e-05
SDG&E | GWh | Industrial | Ind - Food | ProcRefrig | No | Ind ProcRefrig - Equipment (Mid Cost) | 0.014464 | 0.014666 | 0.0148 | 0.014836 | 0.014876 | 0.014887 | 0.014908 | 0.014925 | 0.014935 | 0.01494 | 0.014937 | 0.014937
SDG&E | GWh | Industrial | Ind - Food | ProcRefrig | No | Ind ProcRefrig - O&M (High Cost) | 0.076361 | 0.077428 | 0.078137 | 0.078326 | 0.078538 | 0.078598 | 0.078709 | 0.078794 | 0.07885 | 0.078874 | 0.078861 | 0.078862
SDG&E | GWh | Industrial | Ind - Food | ProcRefrig | No | Ind ProcRefrig - O&M (Low Cost) | 0.36358 | 0.36866 | 0.37204 | 0.37294 | 0.37395 | 0.37423 | 0.37476 | 0.37517 | 0.37543 | 0.37555 | 0.37548 | 0.37549
SDG&E | GWh | Industrial | Ind - Food | ProcRefrig | No | Ind ProcRefrig - O&M (Mid Cost) | 0.12014 | 0.12182 | 0.12294 | 0.12323 | 0.12357 | 0.12366 | 0.12384 | 0.12397 | 0.12406 | 0.1241 | 0.12407 | 0.12408
SDG&E | GWh | Industrial | Ind - Food | MachDr | No | Ind MachDr - Equipment (High Cost) | 0.22097 | 0.22406 | 0.22611 | 0.22666 | 0.22727 | 0.22745 | 0.22777 | 0.22801 | 0.22817 | 0.22825 | 0.22821 | 0.22821
SDG&E | GWh | Industrial | Ind - Food | MachDr | No | Ind MachDr - Equipment (Low Cost) | 0.84547 | 0.85729 | 0.86513 | 0.86723 | 0.86957 | 0.87024 | 0.87147 | 0.87241 | 0.87303 | 0.8733 | 0.87315 | 0.87316
SDG&E | GWh | Industrial | Ind - Food | MachDr | No | Ind MachDr - Equipment (Mid Cost) | 0.89708 | 0.90961 | 0.91794 | 0.92016 | 0.92265 | 0.92335 | 0.92466 | 0.92566 | 0.92631 | 0.9266 | 0.92644 | 0.92646
SDG&E | GWh | Industrial | Ind - Food | MachDr | No | Ind MachDr - O&M (High Cost) | 0.093347 | 0.094652 | 0.095518 | 0.09575 | 0.096008 | 0.096081 | 0.096217 | 0.096322 | 0.096389 | 0.09642 | 0.096403 | 0.096404
SDG&E | GWh | Industrial | Ind - Food | MachDr | No | Ind MachDr - O&M (Low Cost) | 2.5389 | 2.5744 | 2.5979 | 2.6042 | 2.6113 | 2.6133 | 2.617 | 2.6198 | 2.6216 | 2.6225 | 2.622 | 2.622
SDG&E | GWh | Industrial | Ind - Food | MachDr | No | Ind MachDr - O&M (Mid Cost) | 0.33959 | 0.34434 | 0.34749 | 0.34833 | 0.34927 | 0.34954 | 0.35003 | 0.35041 | 0.35066 | 0.35077 | 0.35071 | 0.35071
SDG&E | GWh | Industrial | Ind - Lumber & Furniture | HVAC | No | Ind HVAC - Equipment (Electric - High Cost) | 0.00032874 | 0.00033333 | 0.00033638 | 0.0003372 | 0.00033811 | 0.00033837 | 0.00033885 | 0.00033922 | 0.00033945 | 0.00033956 | 0.0003395 | 0.00033951
SDG&E | GWh | Industrial | Ind - Lumber & Furniture | HVAC | No | Ind HVAC - Equipment (Electric - Low Cost) | 0.0043777 | 0.0044389 | 0.0044795 | 0.0044903 | 0.0045025 | 0.0045059 | 0.0045123 | 0.0045172 | 0.0045203 | 0.0045218 | 0.004521 | 0.0045211
SDG&E | GWh | Industrial | Ind - Lumber & Furniture | HVAC | No | Ind HVAC - Equipment (Electric - Mid Cost) | 0.006687 | 0.0067804 | 0.0068425 | 0.0068591 | 0.0068776 | 0.0068828 | 0.0068926 | 0.0069001 | 0.0069049 | 0.0069071 | 0.0069059 | 0.006906
SDG&E | GWh | Industrial | Ind - Lumber & Furniture | HVAC | No | Ind HVAC - O&M (Electric - High Cost) | 0.0021239 | 0.0021536 | 0.0021733 | 0.0021786 | 0.0021845 | 0.0021861 | 0.0021892 | 0.0021916 | 0.0021932 | 0.0021938 | 0.0021935 | 0.0021935
SDG&E | GWh | Industrial | Ind - Lumber & Furniture | HVAC | No | Ind HVAC - O&M (Electric - Low Cost) | 0.027312 | 0.027694 | 0.027947 | 0.028015 | 0.028091 | 0.028112 | 0.028152 | 0.028182 | 0.028202 | 0.028211 | 0.028206 | 0.028207
SDG&E | GWh | Industrial | Ind - Lumber & Furniture | HVAC | No | Ind HVAC - O&M (Electric - Mid Cost) | 0.0091133 | 0.0092406 | 0.0093252 | 0.0093478 | 0.009373 | 0.0093802 | 0.0093935 | 0.0094037 | 0.0094103 | 0.0094132 | 0.0094116 | 0.0094118
SDG&E | GWh | Industrial | Ind - Lumber & Furniture | Lighting | No | Ind Lighting - Equipment (High Cost) | 0.042921 | 0.04352 | 0.043919 | 0.044025 | 0.044144 | 0.044178 | 0.04424 | 0.044288 | 0.044319 | 0.044333 | 0.044326 | 0.044326
SDG&E | GWh | Industrial | Ind - Lumber & Furniture | Lighting | No | Ind Lighting - Equipment (Low Cost) | 0.029164 | 0.029571 | 0.029842 | 0.029914 | 0.029995 | 0.030018 | 0.03006 | 0.030093 | 0.030114 | 0.030123 | 0.030118 | 0.030119
SDG&E | GWh | Industrial | Ind - Lumber & Furniture | Lighting | No | Ind Lighting - Equipment (Mid Cost) | 0.10669 | 0.10818 | 0.10917 | 0.10943 | 0.10973 | 0.10981 | 0.10997 | 0.11009 | 0.11016 | 0.1102 | 0.11018 | 0.11018
SDG&E | GWh | Industrial | Ind - Lumber & Furniture | Lighting | No | Ind Lighting - O&M (High Cost) | 0.00024722 | 0.00025067 | 0.00025296 | 0.00025358 | 0.00025426 | 0.00025446 | 0.00025482 | 0.00025509 | 0.00025527 | 0.00025535 | 0.00025531 | 0.00025531
SDG&E | GWh | Industrial | Ind - Lumber & Furniture | Lighting | No | Ind Lighting - O&M (Low Cost) | 0.0087004 | 0.008822 | 0.0089027 | 0.0089243 | 0.0089484 | 0.0089552 | 0.0089679 | 0.0089776 | 0.0089839 | 0.0089867 | 0.0089852 | 0.0089853
SDG&E | GWh | Industrial | Ind - Lumber & Furniture | Lighting | No | Ind Lighting - O&M (Mid Cost) | 1.2169e-05 | 1.2339e-05 | 1.2452e-05 | 1.2482e-05 | 1.2516e-05 | 1.2525e-05 | 1.2543e-05 | 1.2556e-05 | 1.2565e-05 | 1.2569e-05 | 1.2567e-05 | 1.2567e-05
SDG&E | GWh | Industrial | Ind - Lumber & Furniture | MachDr | No | Ind MachDr - Equipment (High Cost) | 0.011864 | 0.012029 | 0.01214 | 0.012169 | 0.012202 | 0.012211 | 0.012228 | 0.012242 | 0.01225 | 0.012254 | 0.012252 | 0.012252
SDG&E | GWh | Industrial | Ind - Lumber & Furniture | MachDr | No | Ind MachDr - Equipment (Low Cost) | 0.089674 | 0.090927 | 0.091759 | 0.091982 | 0.09223 | 0.092301 | 0.092431 | 0.092531 | 0.092596 | 0.092626 | 0.09261 | 0.092611
SDG&E | GWh | Industrial | Ind - Lumber & Furniture | MachDr | No | Ind MachDr - Equipment (Mid Cost) | 0.14791 | 0.14998 | 0.15135 | 0.15172 | 0.15213 | 0.15225 | 0.15246 | 0.15263 | 0.15273 | 0.15278 | 0.15276 | 0.15276
SDG&E | GWh | Industrial | Ind - Lumber & Furniture | MachDr | No | Ind MachDr - O&M (High Cost) | 0.0062798 | 0.0063675 | 0.0064258 | 0.0064414 | 0.0064588 | 0.0064637 | 0.0064729 | 0.0064799 | 0.0064844 | 0.0064865 | 0.0064853 | 0.0064854
SDG&E | GWh | Industrial | Ind - Lumber & Furniture | MachDr | No | Ind MachDr - O&M (Low Cost) | 0.41815 | 0.424 | 0.42788 | 0.42891 | 0.43007 | 0.4304 | 0.43101 | 0.43148 | 0.43178 | 0.43192 | 0.43184 | 0.43185
SDG&E | GWh | Industrial | Ind - Lumber & Furniture | MachDr | No | Ind MachDr - O&M (Mid Cost) | 0.099495 | 0.10089 | 0.10181 | 0.10206 | 0.10233 | 0.10241 | 0.10255 | 0.10267 | 0.10274 | 0.10277 | 0.10275 | 0.10275
SDG&E | GWh | Industrial | Ind - Machinery | HVAC | No | Ind HVAC - Equipment (Electric - High Cost) | 0.19167 | 0.19435 | 0.19613 | 0.1966 | 0.19713 | 0.19728 | 0.19756 | 0.19778 | 0.19791 | 0.19798 | 0.19794 | 0.19795
SDG&E | GWh | Industrial | Ind - Machinery | HVAC | No | Ind HVAC - Equipment (Electric - Low Cost) | 0.14021 | 0.14217 | 0.14347 | 0.14382 | 0.14421 | 0.14432 | 0.14453 | 0.14468 | 0.14478 | 0.14483 | 0.1448 | 0.14481
SDG&E | GWh | Industrial | Ind - Machinery | HVAC | No | Ind HVAC - Equipment (Electric - Mid Cost) | 0.17566 | 0.17812 | 0.17975 | 0.18018 | 0.18067 | 0.18081 | 0.18106 | 0.18126 | 0.18139 | 0.18144 | 0.18141 | 0.18142
SDG&E | GWh | Industrial | Ind - Machinery | HVAC | No | Ind HVAC - Equipment (Gas - High Cost) | 0.0030199 | 0.0030577 | 0.0030186 | 0.0029871 | 0.0029641 | 0.002955 | 0.0029574 | 0.0029587 | 0.0029616 | 0.0029595 | 0.0029595 | 0.0029595
SDG&E | GWh | Industrial | Ind - Machinery | HVAC | No | Ind HVAC - O&M (Electric - High Cost) | 0.022239 | 0.02255 | 0.022756 | 0.022811 | 0.022873 | 0.02289 | 0.022923 | 0.022948 | 0.022964 | 0.022971 | 0.022967 | 0.022967
SDG&E | GWh | Industrial | Ind - Machinery | HVAC | No | Ind HVAC - O&M (Electric - Low Cost) | 0.96581 | 0.9793 | 0.98827 | 0.99066 | 0.99333 | 0.9941 | 0.9955 | 0.99658 | 0.99728 | 0.99759 | 0.99742 | 0.99744
SDG&E | GWh | Industrial | Ind - Machinery | HVAC | No | Ind HVAC - O&M (Electric - Mid Cost) | 0.22916 | 0.23236 | 0.23448 | 0.23505 | 0.23569 | 0.23587 | 0.2362 | 0.23646 | 0.23662 | 0.2367 | 0.23666 | 0.23666
SDG&E | GWh | Industrial | Ind - Machinery | HVAC | No | Ind HVAC - O&M (Gas - High Cost) | 0.062889 | 0.063678 | 0.062863 | 0.062207 | 0.061727 | 0.061538 | 0.061588 | 0.061614 | 0.061675 | 0.061632 | 0.061632 | 0.061632
SDG&E | GWh | Industrial | Ind - Machinery | HVAC | No | Ind HVAC - O&M (Gas - Low Cost) | 0.0081442 | 0.0082463 | 0.0081409 | 0.0080559 | 0.0079937 | 0.0079693 | 0.0079757 | 0.0079791 | 0.007987 | 0.0079814 | 0.0079814 | 0.0079814
SDG&E | GWh | Industrial | Ind - Machinery | Lighting | No | Ind Lighting - Equipment (High Cost) | 0.54264 | 0.55022 | 0.55526 | 0.5566 | 0.5581 | 0.55853 | 0.55932 | 0.55993 | 0.56032 | 0.5605 | 0.5604 | 0.56041
SDG&E | GWh | Industrial | Ind - Machinery | Lighting | No | Ind Lighting - Equipment (Low Cost) | 0.2618 | 0.26546 | 0.26789 | 0.26854 | 0.26926 | 0.26947 | 0.26985 | 0.27014 | 0.27033 | 0.27042 | 0.27037 | 0.27037
SDG&E | GWh | Industrial | Ind - Machinery | Lighting | No | Ind Lighting - Equipment (Mid Cost) | 1.6951 | 1.7188 | 1.7345 | 1.7387 | 1.7434 | 1.7447 | 1.7472 | 1.7491 | 1.7503 | 1.7509 | 1.7506 | 1.7506
SDG&E | GWh | Industrial | Ind - Machinery | Lighting | No | Ind Lighting - O&M (Low Cost) | 0.19597 | 0.19871 | 0.20053 | 0.20102 | 0.20156 | 0.20171 | 0.202 | 0.20222 | 0.20236 | 0.20242 | 0.20239 | 0.20239
SDG&E | GWh | Industrial | Ind - Machinery | Lighting | No | Ind Lighting - O&M (Mid Cost) | 0.017514 | 0.017759 | 0.017921 | 0.017965 | 0.018013 | 0.018027 | 0.018052 | 0.018072 | 0.018085 | 0.01809 | 0.018087 | 0.018088
SDG&E | GWh | Industrial | Ind - Machinery | ProcHeat | No | Ind ProcHeat - Equipment (Electric - High Cost) | 0.022573 | 0.022888 | 0.023098 | 0.023154 | 0.023216 | 0.023234 | 0.023267 | 0.023292 | 0.023308 | 0.023316 | 0.023312 | 0.023312
SDG&E | GWh | Industrial | Ind - Machinery | ProcHeat | No | Ind ProcHeat - Equipment (Electric - Low Cost) | 0.083738 | 0.084908 | 0.085685 | 0.085893 | 0.086124 | 0.08619 | 0.086312 | 0.086406 | 0.086466 | 0.086494 | 0.086479 | 0.08648
SDG&E | GWh | Industrial | Ind - Machinery | ProcHeat | No | Ind ProcHeat - Equipment (Electric - Mid Cost) | 0.020807 | 0.021097 | 0.02129 | 0.021342 | 0.0214 | 0.021416 | 0.021446 | 0.02147 | 0.021485 | 0.021491 | 0.021488 | 0.021488
SDG&E | GWh | Industrial | Ind - Machinery | ProcHeat | No | Ind ProcHeat - Equipment (Gas - Low Cost) | 0.0081229 | 0.0082247 | 0.0081196 | 0.0080348 | 0.0079728 | 0.0079484 | 0.0079548 | 0.0079582 | 0.0079661 | 0.0079605 | 0.0079605 | 0.0079605
SDG&E | GWh | Industrial | Ind - Machinery | ProcHeat | No | Ind ProcHeat - Equipment (Gas - Mid Cost) | 1.923e-07 | 1.9471e-07 | 1.9222e-07 | 1.9022e-07 | 1.8875e-07 | 1.8817e-07 | 1.8832e-07 | 1.8841e-07 | 1.8859e-07 | 1.8846e-07 | 1.8846e-07 | 1.8846e-07
SDG&E | GWh | Industrial | Ind - Machinery | ProcRefrig | No | Ind ProcRefrig - O&M (High Cost) | 0.035499 | 0.035995 | 0.036325 | 0.036413 | 0.036511 | 0.036539 | 0.036591 | 0.03663 | 0.036656 | 0.036668 | 0.036661 | 0.036662
SDG&E | GWh | Industrial | Ind - Machinery | ProcRefrig | No | Ind ProcRefrig - O&M (Low Cost) | 0.12284 | 0.12456 | 0.1257 | 0.12601 | 0.12635 | 0.12644 | 0.12662 | 0.12676 | 0.12685 | 0.12689 | 0.12687 | 0.12687
SDG&E | GWh | Industrial | Ind - Machinery | ProcRefrig | No | Ind ProcRefrig - O&M (Mid Cost) | 0.14382 | 0.14583 | 0.14717 | 0.14752 | 0.14792 | 0.14804 | 0.14825 | 0.14841 | 0.14851 | 0.14856 | 0.14853 | 0.14853
SDG&E | GWh | Industrial | Ind - Machinery | MachDr | No | Ind MachDr - Equipment (High Cost) | 0.124 | 0.12573 | 0.12688 | 0.12719 | 0.12754 | 0.12763 | 0.12781 | 0.12795 | 0.12804 | 0.12808 | 0.12806 | 0.12806
SDG&E | GWh | Industrial | Ind - Machinery | MachDr | No | Ind MachDr - Equipment (Low Cost) | 1.0497 | 1.0643 | 1.0741 | 1.0767 | 1.0796 | 1.0804 | 1.0819 | 1.0831 | 1.0839 | 1.0842 | 1.084 | 1.084
SDG&E | GWh | Industrial | Ind - Machinery | MachDr | No | Ind MachDr - Equipment (Mid Cost) | 0.75849 | 0.76909 | 0.77613 | 0.77801 | 0.78011 | 0.78071 | 0.78181 | 0.78266 | 0.78321 | 0.78346 | 0.78332 | 0.78333
SDG&E | GWh | Industrial | Ind - Machinery | MachDr | No | Ind MachDr - O&M (High Cost) | 0.012482 | 0.012656 | 0.012772 | 0.012803 | 0.012837 | 0.012847 | 0.012865 | 0.012879 | 0.012888 | 0.012892 | 0.01289 | 0.01289
SDG&E | GWh | Industrial | Ind - Machinery | MachDr | No | Ind MachDr - O&M (Low Cost) | 4.1104 | 4.1678 | 4.206 | 4.2162 | 4.2275 | 4.2308 | 4.2368 | 4.2413 | 4.2443 | 4.2457 | 4.2449 | 4.245
SDG&E | GWh | Industrial | Ind - Machinery | MachDr | No | Ind MachDr - O&M (Mid Cost) | 0.62065 | 0.62933 | 0.63509 | 0.63663 | 0.63834 | 0.63883 | 0.63974 | 0.64043 | 0.64088 | 0.64108 | 0.64097 | 0.64098
SDG&E | GWh | Industrial | Ind - Metals (Fabricated) | HVAC | No | Ind HVAC - Equipment (Electric - High Cost) | 0.02504 | 0.02539 | 0.025623 | 0.025685 | 0.025754 | 0.025774 | 0.02581 | 0.025838 | 0.025856 | 0.025865 | 0.02586 | 0.025861
SDG&E | GWh | Industrial | Ind - Metals (Fabricated) | HVAC | No | Ind HVAC - Equipment (Electric - Low Cost) | 0.143 | 0.145 | 0.14633 | 0.14668 | 0.14708 | 0.14719 | 0.1474 | 0.14756 | 0.14766 | 0.14771 | 0.14768 | 0.14768
SDG&E | GWh | Industrial | Ind - Metals (Fabricated) | HVAC | No | Ind HVAC - Equipment (Electric - Mid Cost) | 0.086113 | 0.087316 | 0.088115 | 0.088329 | 0.088567 | 0.088635 | 0.08876 | 0.088856 | 0.088919 | 0.088947 | 0.088931 | 0.088933
SDG&E | GWh | Industrial | Ind - Metals (Fabricated) | HVAC | No | Ind HVAC - Equipment (Gas - Mid Cost) | 0.0025821 | 0.0026533 | 0.002709 | 0.0027677 | 0.002827 | 0.0028822 | 0.0029366 | 0.0029874 | 0.0030378 | 0.0030855 | 0.0030855 | 0.0030855
SDG&E | GWh | Industrial | Ind - Metals (Fabricated) | HVAC | No | Ind HVAC - O&M (Electric - High Cost) | 0.021165 | 0.02146 | 0.021657 | 0.021709 | 0.021768 | 0.021785 | 0.021815 | 0.021839 | 0.021854 | 0.021861 | 0.021858 | 0.021858
SDG&E | GWh | Industrial | Ind - Metals (Fabricated) | HVAC | No | Ind HVAC - O&M (Electric - Low Cost) | 0.76244 | 0.7731 | 0.78017 | 0.78206 | 0.78417 | 0.78477 | 0.78588 | 0.78674 | 0.78729 | 0.78754 | 0.7874 | 0.78741
SDG&E | GWh | Industrial | Ind - Metals (Fabricated) | HVAC | No | Ind HVAC - O&M (Electric - Mid Cost) | 0.12179 | 0.12349 | 0.12462 | 0.12492 | 0.12526 | 0.12535 | 0.12553 | 0.12567 | 0.12576 | 0.12579 | 0.12577 | 0.12577
SDG&E | GWh | Industrial | Ind - Metals (Fabricated) | HVAC | No | Ind HVAC - O&M (Gas - Low Cost) | 0.0013786 | 0.0014166 | 0.0014464 | 0.0014777 | 0.0015093 | 0.0015388 | 0.0015678 | 0.001595 | 0.0016219 | 0.0016474 | 0.0016474 | 0.0016474
SDG&E | GWh | Industrial | Ind - Metals (Fabricated) | HVAC | No | Ind HVAC - O&M (Gas - Mid Cost) | 0.0020375 | 0.0020937 | 0.0021377 | 0.002184 | 0.0022308 | 0.0022743 | 0.0023172 | 0.0023573 | 0.0023972 | 0.0024348 | 0.0024348 | 0.0024348
SDG&E | GWh | Industrial | Ind - Metals (Fabricated) | Lighting | No | Ind Lighting - Equipment (High Cost) | 0.35124 | 0.35614 | 0.3594 | 0.36028 | 0.36125 | 0.36152 | 0.36204 | 0.36243 | 0.36268 | 0.3628 | 0.36273 | 0.36274
SDG&E | GWh | Industrial | Ind - Metals (Fabricated) | Lighting | No | Ind Lighting - Equipment (Low Cost) | 0.3258 | 0.33035 | 0.33337 | 0.33418 | 0.33508 | 0.33534 | 0.33581 | 0.33618 | 0.33641 | 0.33652 | 0.33646 | 0.33647
SDG&E | GWh | Industrial | Ind - Metals (Fabricated) | Lighting | No | Ind Lighting - Equipment (Mid Cost) | 1.3917 | 1.4111 | 1.424 | 1.4275 | 1.4313 | 1.4324 | 1.4344 | 1.436 | 1.437 | 1.4375 | 1.4372 | 1.4372
SDG&E | GWh | Industrial | Ind - Metals (Fabricated) | Lighting | No | Ind Lighting - O&M (High Cost) | 0.0074404 | 0.0075443 | 0.0076134 | 0.0076318 | 0.0076524 | 0.0076583 | 0.0076691 | 0.0076774 | 0.0076828 | 0.0076852 | 0.0076839 | 0.007684
SDG&E | GWh | Industrial | Ind - Metals (Fabricated) | Lighting | No | Ind Lighting - O&M (Low Cost) | 0.13212 | 0.13397 | 0.1352 | 0.13552 | 0.13589 | 0.13599 | 0.13619 | 0.13633 | 0.13643 | 0.13647 | 0.13645 | 0.13645
SDG&E | GWh | Industrial | Ind - Metals (Fabricated) | Lighting | No | Ind Lighting - O&M (Mid Cost) | 0.029575 | 0.029988 | 0.030262 | 0.030336 | 0.030418 | 0.030441 | 0.030484 | 0.030517 | 0.030538 | 0.030548 | 0.030543 | 0.030543
SDG&E | GWh | Industrial | Ind - Metals (Fabricated) | ProcHeat | No | Ind ProcHeat - Equipment (Electric - High Cost) | 0.00046162 | 0.00046807 | 0.00047236 | 0.0004735 | 0.00047478 | 0.00047514 | 0.00047582 | 0.00047633 | 0.00047667 | 0.00047682 | 0.00047674 | 0.00047674
SDG&E | GWh | Industrial | Ind - Metals (Fabricated) | ProcHeat | No | Ind ProcHeat - Equipment (Electric - Low Cost) | 0.23381 | 0.23707 | 0.23924 | 0.23982 | 0.24047 | 0.24065 | 0.24099 | 0.24126 | 0.24142 | 0.2415 | 0.24146 | 0.24146
SDG&E | GWh | Industrial | Ind - Metals (Fabricated) | ProcHeat | No | Ind ProcHeat - Equipment (Electric - Mid Cost) | 0.022716 | 0.023034 | 0.023245 | 0.023301 | 0.023364 | 0.023382 | 0.023415 | 0.02344 | 0.023457 | 0.023464 | 0.02346 | 0.02346
SDG&E | GWh | Industrial | Ind - Metals (Fabricated) | ProcHeat | No | Ind ProcHeat - O&M (Electric - High Cost) | 0.21679 | 0.21982 | 0.22183 | 0.22237 | 0.22297 | 0.22314 | 0.22346 | 0.2237 | 0.22386 | 0.22393 | 0.22389 | 0.22389
SDG&E | GWh | Industrial | Ind - Metals (Fabricated) | ProcHeat | No | Ind ProcHeat - O&M (Electric - Low Cost) | 0.17249 | 0.1749 | 0.1765 | 0.17693 | 0.17741 | 0.17754 | 0.1778 | 0.17799 | 0.17811 | 0.17817 | 0.17814 | 0.17814
SDG&E | GWh | Industrial | Ind - Metals (Fabricated) | ProcHeat | No | Ind ProcHeat - O&M (Electric - Mid Cost) | 0.013385 | 0.013572 | 0.013696 | 0.013729 | 0.013766 | 0.013777 | 0.013796 | 0.013811 | 0.013821 | 0.013825 | 0.013823 | 0.013823
SDG&E | GWh | Industrial | Ind - Metals (Fabricated) | SHW | No | Ind SHW - Equipment (High Cost) | 3.4111e-05 | 3.5052e-05 | 3.5788e-05 | 3.6563e-05 | 3.7346e-05 | 3.8076e-05 | 3.8794e-05 | 3.9465e-05 | 4.0131e-05 | 4.0762e-05 | 4.0762e-05 | 4.0762e-05
SDG&E | GWh | Industrial | Ind - Metals (Fabricated) | ProcRefrig | No | Ind ProcRefrig - O&M (High Cost) | 0.00079521 | 0.00080632 | 0.0008137 | 0.00081567 | 0.00081787 | 0.0008185 | 0.00081965 | 0.00082054 | 0.00082112 | 0.00082138 | 0.00082124 | 0.00082125
SDG&E | GWh | Industrial | Ind - Metals (Fabricated) | ProcRefrig | No | Ind ProcRefrig - O&M (Low Cost) | 0.04895 | 0.049634 | 0.050088 | 0.05021 | 0.050345 | 0.050384 | 0.050455 | 0.05051 | 0.050545 | 0.050561 | 0.050552 | 0.050553
SDG&E | GWh | Industrial | Ind - Metals (Fabricated) | ProcRefrig | No | Ind ProcRefrig - O&M (Mid Cost) | 0.065924 | 0.066845 | 0.067456 | 0.06762 | 0.067802 | 0.067854 | 0.06795 | 0.068024 | 0.068072 | 0.068093 | 0.068081 | 0.068082
SDG&E | GWh | Industrial | Ind - Metals (Fabricated) | MachDr | No | Ind MachDr - Equipment (High Cost) | 0.17964 | 0.18215 | 0.18381 | 0.18426 | 0.18476 | 0.1849 | 0.18516 | 0.18536 | 0.18549 | 0.18555 | 0.18552 | 0.18552
SDG&E | GWh | Industrial | Ind - Metals (Fabricated) | MachDr | No | Ind MachDr - Equipment (Low Cost) | 0.60418 | 0.61262 | 0.61823 | 0.61973 | 0.6214 | 0.62187 | 0.62275 | 0.62343 | 0.62387 | 0.62406 | 0.62395 | 0.62396
SDG&E | GWh | Industrial | Ind - Metals (Fabricated) | MachDr | No | Ind MachDr - Equipment (Mid Cost) | 0.79961 | 0.81079 | 0.81821 | 0.82019 | 0.8224 | 0.82303 | 0.8242 | 0.82509 | 0.82567 | 0.82593 | 0.82579 | 0.8258
SDG&E | GWh | Industrial | Ind - Metals (Fabricated) | MachDr | No | Ind MachDr - O&M (High Cost) | 0.10521 | 0.10668 | 0.10766 | 0.10792 | 0.10821 | 0.1083 | 0.10845 | 0.10857 | 0.10864 | 0.10868 | 0.10866 | 0.10866
SDG&E | GWh | Industrial | Ind - Metals (Fabricated) | MachDr | No | Ind MachDr - O&M (Low Cost) | 4.8667 | 4.9347 | 4.9798 | 4.9919 | 5.0054 | 5.0092 | 5.0163 | 5.0218 | 5.0253 | 5.0269 | 5.026 | 5.0261
SDG&E | GWh | Industrial | Ind - Metals (Fabricated) | MachDr | No | Ind MachDr - O&M (Mid Cost) | 0.60504 | 0.61349 | 0.61911 | 0.62061 | 0.62228 | 0.62276 | 0.62364 | 0.62432 | 0.62476 | 0.62495 | 0.62484 | 0.62485
SDG&E | GWh | Industrial | Ind - Metals (Primary) | HVAC | No | Ind HVAC - Equipment (Electric - High Cost) | 5.7548e-05 | 5.8352e-05 | 5.8886e-05 | 5.9029e-05 | 5.9188e-05 | 5.9234e-05 | 5.9317e-05 | 5.9382e-05 | 5.9423e-05 | 5.9442e-05 | 5.9432e-05 | 5.9433e-05
SDG&E | GWh | Industrial | Ind - Metals (Primary) | HVAC | No | Ind HVAC - Equipment (Electric - Low Cost) | 0.0030793 | 0.0031223 | 0.0031509 | 0.0031585 | 0.0031671 | 0.0031695 | 0.003174 | 0.0031774 | 0.0031796 | 0.0031806 | 0.0031801 | 0.0031801
SDG&E | GWh | Industrial | Ind - Metals (Primary) | HVAC | No | Ind HVAC - Equipment (Electric - Mid Cost) | 0.001955 | 0.0019823 | 0.0020004 | 0.0020053 | 0.0020107 | 0.0020122 | 0.0020151 | 0.0020173 | 0.0020187 | 0.0020193 | 0.002019 | 0.002019
SDG&E | GWh | Industrial | Ind - Metals (Primary) | HVAC | No | Ind HVAC - O&M (Electric - Low Cost) | 0.012299 | 0.012471 | 0.012585 | 0.012616 | 0.01265 | 0.01266 | 0.012677 | 0.012691 | 0.0127 | 0.012704 | 0.012702 | 0.012702
SDG&E | GWh | Industrial | Ind - Metals (Primary) | HVAC | No | Ind HVAC - O&M (Electric - Mid Cost) | 0.0045574 | 0.0046211 | 0.0046634 | 0.0046747 | 0.0046873 | 0.0046909 | 0.0046976 | 0.0047027 | 0.004706 | 0.0047074 | 0.0047066 | 0.0047067
SDG&E | GWh | Industrial | Ind - Metals (Primary) | HVAC | No | Ind HVAC - O&M (Gas - High Cost) | 5.2061e-06 | 5.3196e-06 | 5.3581e-06 | 5.3874e-06 | 5.4218e-06 | 5.4523e-06 | 5.4826e-06 | 5.5031e-06 | 5.5275e-06 | 5.546e-06 | 5.546e-06 | 5.546e-06
SDG&E | GWh | Industrial | Ind - Metals (Primary) | HVAC | No | Ind HVAC - O&M (Gas - Mid Cost) | 0.00049772 | 0.00050857 | 0.00051225 | 0.00051505 | 0.00051834 | 0.00052125 | 0.00052416 | 0.00052611 | 0.00052844 | 0.00053021 | 0.00053021 | 0.00053021
SDG&E | GWh | Industrial | Ind - Metals (Primary) | Lighting | No | Ind Lighting - Equipment (High Cost) | 0.0082466 | 0.0083618 | 0.0084383 | 0.0084588 | 0.0084816 | 0.0084881 | 0.0085001 | 0.0085094 | 0.0085153 | 0.008518 | 0.0085165 | 0.0085167
SDG&E | GWh | Industrial | Ind - Metals (Primary) | Lighting | No | Ind Lighting - Equipment (Low Cost) | 0.019967 | 0.020246 | 0.020431 | 0.020481 | 0.020536 | 0.020552 | 0.020581 | 0.020603 | 0.020618 | 0.020624 | 0.020621 | 0.020621
SDG&E | GWh | Industrial | Ind - Metals (Primary) | Lighting | No | Ind Lighting - Equipment (Mid Cost) | 0.05254 | 0.053274 | 0.053761 | 0.053892 | 0.054037 | 0.054079 | 0.054155 | 0.054214 | 0.054252 | 0.054269 | 0.05426 | 0.05426
SDG&E | GWh | Industrial | Ind - Metals (Primary) | Lighting | No | Ind Lighting - O&M (High Cost) | 0.00015865 | 0.00016087 | 0.00016234 | 0.00016274 | 0.00016318 | 0.0001633 | 0.00016353 | 0.00016371 | 0.00016382 | 0.00016388 | 0.00016385 | 0.00016385
SDG&E | GWh | Industrial | Ind - Metals (Primary) | Lighting | No | Ind Lighting - O&M (Low Cost) | 0.007662 | 0.0077691 | 0.0078402 | 0.0078592 | 0.0078804 | 0.0078864 | 0.0078976 | 0.0079062 | 0.0079117 | 0.0079142 | 0.0079128 | 0.0079129
SDG&E | GWh | Industrial | Ind - Metals (Primary) | Lighting | No | Ind Lighting - O&M (Mid Cost) | 0.00022683 | 0.00023 | 0.00023211 | 0.00023267 | 0.0002333 | 0.00023347 | 0.00023381 | 0.00023406 | 0.00023422 | 0.0002343 | 0.00023426 | 0.00023426
SDG&E | GWh | Industrial | Ind - Metals (Primary) | ProcHeat | No | Ind ProcHeat - Equipment (Electric - High Cost) | 0.0074408 | 0.0075447 | 0.0076138 | 0.0076323 | 0.0076528 | 0.0076587 | 0.0076695 | 0.0076779 | 0.0076833 | 0.0076857 | 0.0076843 | 0.0076844
SDG&E | GWh | Industrial | Ind - Metals (Primary) | ProcHeat | No | Ind ProcHeat - Equipment (Electric - Low Cost) | 0.006578 | 0.0066699 | 0.0067309 | 0.0067472 | 0.0067654 | 0.0067706 | 0.0067802 | 0.0067875 | 0.0067923 | 0.0067944 | 0.0067933 | 0.0067934
SDG&E | GWh | Industrial | Ind - Metals (Primary) | ProcHeat | No | Ind ProcHeat - Equipment (Electric - Mid Cost) | 0.0010039 | 0.0010179 | 0.0010273 | 0.0010298 | 0.0010325 | 0.0010333 | 0.0010348 | 0.0010359 | 0.0010366 | 0.001037 | 0.0010368 | 0.0010368
SDG&E | GWh | Industrial | Ind - Metals (Primary) | ProcHeat | No | Ind ProcHeat - O&M (Electric - Low Cost) | 0.044574 | 0.045197 | 0.04561 | 0.045721 | 0.045844 | 0.045879 | 0.045944 | 0.045994 | 0.046026 | 0.046041 | 0.046033 | 0.046034
SDG&E | GWh | Industrial | Ind - Metals (Primary) | ProcHeat | No | Ind ProcHeat - O&M (Electric - Mid Cost) | 0.00062051 | 0.00062918 | 0.00063494 | 0.00063648 | 0.0006382 | 0.00063869 | 0.00063959 | 0.00064028 | 0.00064073 | 0.00064093 | 0.00064082 | 0.00064083
SDG&E | GWh | Industrial | Ind - Metals (Primary) | MachDr | No | Ind MachDr - Equipment (High Cost) | 0.010329 | 0.010473 | 0.010569 | 0.010594 | 0.010623 | 0.010631 | 0.010646 | 0.010658 | 0.010665 | 0.010668 | 0.010667 | 0.010667
SDG&E | GWh | Industrial | Ind - Metals (Primary) | MachDr | No | Ind MachDr - Equipment (Low Cost) | 0.037839 | 0.038368 | 0.038719 | 0.038813 | 0.038917 | 0.038947 | 0.039002 | 0.039045 | 0.039072 | 0.039084 | 0.039078 | 0.039078
SDG&E | GWh | Industrial | Ind - Metals (Primary) | MachDr | No | Ind MachDr - Equipment (Mid Cost) | 0.032323 | 0.032775 | 0.033075 | 0.033155 | 0.033245 | 0.03327 | 0.033317 | 0.033353 | 0.033377 | 0.033387 | 0.033381 | 0.033382
SDG&E | GWh | Industrial | Ind - Metals (Primary) | MachDr | No | Ind MachDr - O&M (High Cost) | 0.00062762 | 0.00063639 | 0.00064222 | 0.00064377 | 0.00064551 | 0.000646 | 0.00064692 | 0.00064762 | 0.00064807 | 0.00064828 | 0.00064817 | 0.00064818
SDG&E | GWh | Industrial | Ind - Metals (Primary) | MachDr | No | Ind MachDr - O&M (Low Cost) | 0.15314 | 0.15528 | 0.1567 | 0.15708 | 0.1575 | 0.15762 | 0.15785 | 0.15802 | 0.15813 | 0.15818 | 0.15815 | 0.15815
SDG&E | GWh | Industrial | Ind - Metals (Primary) | MachDr | No | Ind MachDr - O&M (Mid Cost) | 0.018014 | 0.018266 | 0.018433 | 0.018478 | 0.018528 | 0.018542 | 0.018568 | 0.018588 | 0.018601 | 0.018607 | 0.018604 | 0.018604
SDG&E | GWh | Industrial | Ind - Other | HVAC | No | Ind HVAC - Equipment (Electric - High Cost) | 0.035598 | 0.036095 | 0.036425 | 0.036514 | 0.036612 | 0.03664 | 0.036692 | 0.036732 | 0.036758 | 0.036769 | 0.036763 | 0.036764
SDG&E | GWh | Industrial | Ind - Other | HVAC | No | Ind HVAC - Equipment (Electric - Low Cost) | 0.069913 | 0.07089 | 0.071539 | 0.071712 | 0.071906 | 0.071961 | 0.072063 | 0.072141 | 0.072192 | 0.072214 | 0.072202 | 0.072203
SDG&E | GWh | Industrial | Ind - Other | HVAC | No | Ind HVAC - Equipment (Electric - Mid Cost) | 0.15409 | 0.15625 | 0.15768 | 0.15806 | 0.15848 | 0.15861 | 0.15883 | 0.159 | 0.15911 | 0.15916 | 0.15914 | 0.15914
SDG&E | GWh | Industrial | Ind - Other | HVAC | No | Ind HVAC - O&M (Electric - High Cost) | 0.051914 | 0.052639 | 0.053121 | 0.05325 | 0.053393 | 0.053434 | 0.05351 | 0.053568 | 0.053605 | 0.053622 | 0.053613 | 0.053614
SDG&E | GWh | Industrial | Ind - Other | HVAC | No | Ind HVAC - O&M (Electric - Low Cost) | 0.59846 | 0.60682 | 0.61238 | 0.61386 | 0.61552 | 0.61599 | 0.61686 | 0.61753 | 0.61797 | 0.61816 | 0.61805 | 0.61806
SDG&E | GWh | Industrial | Ind - Other | HVAC | No | Ind HVAC - O&M (Electric - Mid Cost) | 0.014369 | 0.014569 | 0.014703 | 0.014738 | 0.014778 | 0.014789 | 0.01481 | 0.014826 | 0.014837 | 0.014842 | 0.014839 | 0.014839
SDG&E | GWh | Industrial | Ind - Other | Lighting | No | Ind Lighting - Equipment (High Cost) | 0.39201 | 0.39749 | 0.40112 | 0.4021 | 0.40318 | 0.40349 | 0.40406 | 0.4045 | 0.40478 | 0.40491 | 0.40484 | 0.40485
SDG&E | GWh | Industrial | Ind - Other | Lighting | No | Ind Lighting - Equipment (Low Cost) | 0.3206 | 0.32508 | 0.32805 | 0.32885 | 0.32974 | 0.32999 | 0.33046 | 0.33081 | 0.33105 | 0.33115 | 0.33109 | 0.3311
SDG&E | GWh | Industrial | Ind - Other | Lighting | No | Ind Lighting - Equipment (Mid Cost) | 1.2061 | 1.2229 | 1.2341 | 1.2371 | 1.2404 | 1.2414 | 1.2432 | 1.2445 | 1.2454 | 1.2458 | 1.2456 | 1.2456
SDG&E | GWh | Industrial | Ind - Other | Lighting | No | Ind Lighting - O&M (High Cost) | 0.0041266 | 0.0041843 | 0.0042226 | 0.0042328 | 0.0042442 | 0.0042475 | 0.0042535 | 0.0042581 | 0.0042611 | 0.0042624 | 0.0042617 | 0.0042618
SDG&E | GWh | Industrial | Ind - Other | Lighting | No | Ind Lighting - O&M (Low Cost) | 0.41099 | 0.41673 | 0.42054 | 0.42156 | 0.4227 | 0.42302 | 0.42362 | 0.42408 | 0.42438 | 0.42451 | 0.42444 | 0.42445
SDG&E | GWh | Industrial | Ind - Other | Lighting | No | Ind Lighting - O&M (Mid Cost) | 0.0056119 | 0.0056903 | 0.0057424 | 0.0057564 | 0.0057719 | 0.0057763 | 0.0057845 | 0.0057908 | 0.0057948 | 0.0057966 | 0.0057956 | 0.0057957
SDG&E | GWh | Industrial | Ind - Other | MachDr | No | Ind MachDr - Equipment (High Cost) | 0.39275 | 0.39823 | 0.40188 | 0.40285 | 0.40394 | 0.40425 | 0.40482 | 0.40526 | 0.40554 | 0.40567 | 0.4056 | 0.40561
SDG&E | GWh | Industrial | Ind - Other | MachDr | No | Ind MachDr - Equipment (Low Cost) | 1.4899 | 1.5107 | 1.5245 | 1.5282 | 1.5324 | 1.5335 | 1.5357 | 1.5374 | 1.5384 | 1.5389 | 1.5387 | 1.5387
SDG&E | GWh | Industrial | Ind - Other | MachDr | No | Ind MachDr - Equipment (Mid Cost) | 1.4146 | 1.4343 | 1.4475 | 1.451 | 1.4549 | 1.456 | 1.4581 | 1.4596 | 1.4607 | 1.4611 | 1.4609 | 1.4609
SDG&E | GWh | Industrial | Ind - Other | MachDr | No | Ind MachDr - O&M (High Cost) | 0.047199 | 0.047859 | 0.048297 | 0.048414 | 0.048545 | 0.048582 | 0.048651 | 0.048703 | 0.048738 | 0.048753 | 0.048744 | 0.048745
SDG&E | GWh | Industrial | Ind - Other | MachDr | No | Ind MachDr - O&M (Low Cost) | 2.5986 | 2.6349 | 2.659 | 2.6655 | 2.6727 | 2.6747 | 2.6785 | 2.6814 | 2.6833 | 2.6841 | 2.6837 | 2.6837
SDG&E | GWh | Industrial | Ind - Other | MachDr | No | Ind MachDr - O&M (Mid Cost) | 0.68502 | 0.69459 | 0.70095 | 0.70265 | 0.70455 | 0.70509 | 0.70608 | 0.70685 | 0.70735 | 0.70757 | 0.70745 | 0.70746
SDG&E | GWh | Industrial | Ind - Paper | HVAC | No | Ind HVAC - Equipment (Electric - High Cost) | 0.00029834 | 0.00030251 | 0.00030528 | 0.00030602 | 0.00030685 | 0.00030708 | 0.00030752 | 0.00030785 | 0.00030807 | 0.00030816 | 0.00030811 | 0.00030811
SDG&E | GWh | Industrial | Ind - Paper | HVAC | No | Ind HVAC - Equipment (Electric - Low Cost) | 0.0063826 | 0.0064717 | 0.006531 | 0.0065468 | 0.0065645 | 0.0065695 | 0.0065788 | 0.0065859 | 0.0065906 | 0.0065926 | 0.0065915 | 0.0065916
SDG&E | GWh | Industrial | Ind - Paper | HVAC | No | Ind HVAC - Equipment (Electric - Mid Cost) | 0.002226 | 0.0022571 | 0.0022777 | 0.0022833 | 0.0022894 | 0.0022912 | 0.0022944 | 0.0022969 | 0.0022985 | 0.0022992 | 0.0022988 | 0.0022989
SDG&E | GWh | Industrial | Ind - Paper | HVAC | No | Ind HVAC - O&M (Electric - High Cost) | 0.00038929 | 0.00039472 | 0.00039834 | 0.0003993 | 0.00040038 | 0.00040069 | 0.00040125 | 0.00040169 | 0.00040197 | 0.0004021 | 0.00040203 | 0.00040203
SDG&E | GWh | Industrial | Ind - Paper | HVAC | No | Ind HVAC - O&M (Electric - Low Cost) | 0.021723 | 0.022026 | 0.022228 | 0.022282 | 0.022342 | 0.022359 | 0.02239 | 0.022415 | 0.02243 | 0.022437 | 0.022434 | 0.022434
SDG&E | GWh | Industrial | Ind - Paper | HVAC | No | Ind HVAC - O&M (Electric - Mid Cost) | 0.0037749 | 0.0038277 | 0.0038627 | 0.0038721 | 0.0038825 | 0.0038855 | 0.003891 | 0.0038952 | 0.003898 | 0.0038992 | 0.0038985 | 0.0038986
SDG&E | GWh | Industrial | Ind - Paper | HVAC | No | Ind HVAC - O&M (Gas - High Cost) | 7.2026e-05 | 7.1645e-05 | 7.1845e-05 | 7.2435e-05 | 7.294e-05 | 7.3339e-05 | 7.379e-05 | 7.3969e-05 | 7.4068e-05 | 7.3907e-05 | 7.3907e-05 | 7.3907e-05
SDG&E | GWh | Industrial | Ind - Paper | HVAC | No | Ind HVAC - O&M (Gas - Mid Cost) | 3.1608e-05 | 3.1441e-05 | 3.1529e-05 | 3.1788e-05 | 3.2009e-05 | 3.2185e-05 | 3.2382e-05 | 3.2461e-05 | 3.2504e-05 | 3.2434e-05 | 3.2434e-05 | 3.2434e-05
SDG&E | GWh | Industrial | Ind - Paper | Lighting | No | Ind Lighting - Equipment (High Cost) | 0.011544 | 0.011705 | 0.011812 | 0.011841 | 0.011872 | 0.011882 | 0.011898 | 0.011911 | 0.01192 | 0.011923 | 0.011921 | 0.011922
SDG&E | GWh | Industrial | Ind - Paper | Lighting | No | Ind Lighting - Equipment (Low Cost) | 0.0086732 | 0.0087943 | 0.0088748 | 0.0088964 | 0.0089203 | 0.0089272 | 0.0089398 | 0.0089495 | 0.0089558 | 0.0089586 | 0.0089571 | 0.0089572
SDG&E | GWh | Industrial | Ind - Paper | Lighting | No | Ind Lighting - Equipment (Mid Cost) | 0.057589 | 0.058393 | 0.058928 | 0.059071 | 0.05923 | 0.059275 | 0.059359 | 0.059424 | 0.059465 | 0.059484 | 0.059474 | 0.059475
SDG&E | GWh | Industrial | Ind - Paper | Lighting | No | Ind Lighting - O&M (Low Cost) | 0.0038833 | 0.0039376 | 0.0039736 | 0.0039832 | 0.003994 | 0.003997 | 0.0040027 | 0.004007 | 0.0040099 | 0.0040111 | 0.0040104 | 0.0040105
SDG&E | GWh | Industrial | Ind - Paper | Lighting | No | Ind Lighting - O&M (Mid Cost) | 0.00022815 | 0.00023133 | 0.00023345 | 0.00023402 | 0.00023465 | 0.00023483 | 0.00023516 | 0.00023542 | 0.00023558 | 0.00023566 | 0.00023561 | 0.00023562
SDG&E | GWh | Industrial | Ind - Paper | ProcHeat | No | Ind ProcHeat - O&M (Gas - Mid Cost) | 2.9542e-05 | 2.9386e-05 | 2.9468e-05 | 2.971e-05 | 2.9917e-05 | 3.0081e-05 | 3.0266e-05 | 3.0339e-05 | 3.038e-05 | 3.0314e-05 | 3.0314e-05 | 3.0314e-05
SDG&E | GWh | Industrial | Ind - Paper | MachDr | No | Ind MachDr - Equipment (High Cost) | 0.014718 | 0.014924 | 0.01506 | 0.015097 | 0.015137 | 0.015149 | 0.015171 | 0.015187 | 0.015198 | 0.015202 | 0.0152 | 0.0152
SDG&E | GWh | Industrial | Ind - Paper | MachDr | No | Ind MachDr - Equipment (Low Cost) | 0.029376 | 0.029787 | 0.030059 | 0.030132 | 0.030214 | 0.030237 | 0.030279 | 0.030312 | 0.030334 | 0.030343 | 0.030338 | 0.030338
SDG&E | GWh | Industrial | Ind - Paper | MachDr | No | Ind MachDr - Equipment (Mid Cost) | 0.061904 | 0.062769 | 0.063343 | 0.063497 | 0.063668 | 0.063717 | 0.063807 | 0.063876 | 0.063921 | 0.063941 | 0.06393 | 0.063931
SDG&E | GWh | Industrial | Ind - Paper | MachDr | No | Ind MachDr - O&M (High Cost) | 0.0016921 | 0.0017157 | 0.0017314 | 0.0017356 | 0.0017403 | 0.0017416 | 0.0017441 | 0.001746 | 0.0017472 | 0.0017477 | 0.0017474 | 0.0017475
SDG&E | GWh | Industrial | Ind - Paper | MachDr | No | Ind MachDr - O&M (Low Cost) | 0.18969 | 0.19234 | 0.1941 | 0.19457 | 0.19509 | 0.19524 | 0.19552 | 0.19573 | 0.19587 | 0.19593 | 0.1959 | 0.1959
SDG&E | GWh | Industrial | Ind - Paper | MachDr | No | Ind MachDr - O&M (Mid Cost) | 0.020059 | 0.020339 | 0.020526 | 0.020575 | 0.020631 | 0.020647 | 0.020676 | 0.020698 | 0.020713 | 0.020719 | 0.020716 | 0.020716
SDG&E | GWh | Industrial | Ind - Petroleum | Lighting | No | Ind Lighting - Equipment (High Cost) | 0.0012513 | 0.0012688 | 0.0012804 | 0.0012835 | 0.001287 | 0.0012879 | 0.0012898 | 0.0012912 | 0.0012921 | 0.0012925 | 0.0012923 | 0.0012923
SDG&E | GWh | Industrial | Ind - Petroleum | Lighting | No | Ind Lighting - Equipment (Low Cost) | 0.0022354 | 0.0022666 | 0.0022874 | 0.0022929 | 0.0022991 | 0.0023008 | 0.0023041 | 0.0023066 | 0.0023082 | 0.0023089 | 0.0023085 | 0.0023086
SDG&E | GWh | Industrial | Ind - Petroleum | Lighting | No | Ind Lighting - Equipment (Mid Cost) | 0.001824 | 0.0018495 | 0.0018664 | 0.001871 | 0.001876 | 0.0018774 | 0.0018801 | 0.0018821 | 0.0018835 | 0.001884 | 0.0018837 | 0.0018837
SDG&E | GWh | Industrial | Ind - Petroleum | MachDr | No | Ind MachDr - Equipment (High Cost) | 0.0038533 | 0.0039071 | 0.0039429 | 0.0039524 | 0.0039631 | 0.0039661 | 0.0039718 | 0.0039761 | 0.0039789 | 0.0039801 | 0.0039794 | 0.0039795
SDG&E | GWh | Industrial | Ind - Petroleum | MachDr | No | Ind MachDr - Equipment (Low Cost) | 0.018327 | 0.018583 | 0.018753 | 0.018799 | 0.018849 | 0.018864 | 0.018891 | 0.018911 | 0.018924 | 0.01893 | 0.018927 | 0.018927
SDG&E | GWh | Industrial | Ind - Petroleum | MachDr | No | Ind MachDr - Equipment (Mid Cost) | 0.015368 | 0.015583 | 0.015725 | 0.015763 | 0.015806 | 0.015818 | 0.01584 | 0.015858 | 0.015869 | 0.015874 | 0.015871 | 0.015871
SDG&E | GWh | Industrial | Ind - Petroleum | MachDr | No | Ind MachDr - O&M (High Cost) | 0.0012284 | 0.0012456 | 0.001257 | 0.00126 | 0.0012634 | 0.0012644 | 0.0012662 | 0.0012676 | 0.0012684 | 0.0012688 | 0.0012686 | 0.0012686
SDG&E | GWh | Industrial | Ind - Petroleum | MachDr | No | Ind MachDr - O&M (Low Cost) | 0.067842 | 0.06879 | 0.06942 | 0.069588 | 0.069776 | 0.069829 | 0.069928 | 0.070004 | 0.070053 | 0.070075 | 0.070063 | 0.070064
SDG&E | GWh | Industrial | Ind - Petroleum | MachDr | No | Ind MachDr - O&M (Mid Cost) | 0.0091706 | 0.0092987 | 0.0093838 | 0.0094066 | 0.0094319 | 0.0094392 | 0.0094525 | 0.0094628 | 0.0094694 | 0.0094724 | 0.0094707 | 0.0094709
SDG&E | GWh | Industrial | Ind - Plastics | HVAC | No | Ind HVAC - Equipment (Electric - High Cost) | 0.0027692 | 0.0028079 | 0.0028336 | 0.0028405 | 0.0028481 | 0.0028503 | 0.0028544 | 0.0028575 | 0.0028595 | 0.0028604 | 0.0028599 | 0.0028599
SDG&E | GWh | Industrial | Ind - Plastics | HVAC | No | Ind HVAC - Equipment (Electric - Low Cost) | 0.11539 | 0.11701 | 0.11808 | 0.11836 | 0.11868 | 0.11877 | 0.11894 | 0.11907 | 0.11915 | 0.11919 | 0.11917 | 0.11917
SDG&E | GWh | Industrial | Ind - Plastics | HVAC | No | Ind HVAC - Equipment (Electric - Mid Cost) | 0.11039 | 0.11193 | 0.11296 | 0.11323 | 0.11354 | 0.11363 | 0.11379 | 0.11391 | 0.11399 | 0.11403 | 0.11401 | 0.11401
SDG&E | GWh | Industrial | Ind - Plastics | HVAC | No | Ind HVAC - Equipment (Gas - Low Cost) | 0.0001885 | 0.00020285 | 0.00021488 | 0.00022633 | 0.00023817 | 0.00025119 | 0.00026535 | 0.0002794 | 0.00029356 | 0.00030767 | 0.00030767 | 0.00030767
SDG&E | GWh | Industrial | Ind - Plastics | HVAC | No | Ind HVAC - O&M (Electric - High Cost) | 0.035725 | 0.036224 | 0.036556 | 0.036645 | 0.036743 | 0.036772 | 0.036824 | 0.036864 | 0.036889 | 0.036901 | 0.036895 | 0.036895
SDG&E | GWh | Industrial | Ind - Plastics | HVAC | No | Ind HVAC - O&M (Electric - Low Cost) | 0.42612 | 0.43207 | 0.43603 | 0.43708 | 0.43826 | 0.4386 | 0.43922 | 0.4397 | 0.44 | 0.44014 | 0.44007 | 0.44007
SDG&E | GWh | Industrial | Ind - Plastics | HVAC | No | Ind HVAC - O&M (Electric - Mid Cost) | 0.073356 | 0.074381 | 0.075062 | 0.075244 | 0.075446 | 0.075504 | 0.075611 | 0.075693 | 0.075746 | 0.07577 | 0.075757 | 0.075758
SDG&E | GWh | Industrial | Ind - Plastics | HVAC | No | Ind HVAC - O&M (Gas - Mid Cost) | 0.00014605 | 0.00015717 | 0.00016649 | 0.00017536 | 0.00018453 | 0.00019463 | 0.00020559 | 0.00021648 | 0.00022745 | 0.00023838 | 0.00023838 | 0.00023838
SDG&E | GWh | Industrial | Ind - Plastics | Lighting | No | Ind Lighting - Equipment (High Cost) | 0.15047 | 0.15257 | 0.15397 | 0.15434 | 0.15476 | 0.15487 | 0.15509 | 0.15526 | 0.15537 | 0.15542 | 0.15539 | 0.1554
SDG&E | GWh | Industrial | Ind - Plastics | Lighting | No | Ind Lighting - Equipment (Low Cost) | 0.23051 | 0.23373 | 0.23587 | 0.23644 | 0.23708 | 0.23726 | 0.23759 | 0.23785 | 0.23802 | 0.23809 | 0.23805 | 0.23806
SDG&E | GWh | Industrial | Ind - Plastics | Lighting | No | Ind Lighting - Equipment (Mid Cost) | 1.0115 | 1.0256 | 1.035 | 1.0375 | 1.0403 | 1.0411 | 1.0426 | 1.0437 | 1.0444 | 1.0448 | 1.0446 | 1.0446
SDG&E | GWh | Industrial | Ind - Plastics | Lighting | No | Ind Lighting - O&M (Low Cost) | 0.052326 | 0.053057 | 0.053543 | 0.053673 | 0.053817 | 0.053858 | 0.053935 | 0.053993 | 0.054031 | 0.054048 | 0.054039 | 0.05404
SDG&E | GWh | Industrial | Ind - Plastics | Lighting | No | Ind Lighting - O&M (Mid Cost) | 0.0079485 | 0.0080595 | 0.0081333 | 0.008153 | 0.008175 | 0.0081813 | 0.0081928 | 0.0082017 | 0.0082075 | 0.0082101 | 0.0082086 | 0.0082088
SDG&E | GWh | Industrial | Ind - Plastics | ProcHeat | No | Ind ProcHeat - Equipment (Electric - High Cost) | 0.0044035 | 0.004465 | 0.0045059 | 0.0045168 | 0.004529 | 0.0045325 | 0.0045389 | 0.0045438 | 0.004547 | 0.0045484 | 0.0045476 | 0.0045477
SDG&E | GWh | Industrial | Ind - Plastics | ProcHeat | No | Ind ProcHeat - Equipment (Electric - Low Cost) | 0.31929 | 0.32375 | 0.32671 | 0.32751 | 0.32839 | 0.32864 | 0.32911 | 0.32946 | 0.32969 | 0.3298 | 0.32974 | 0.32975
SDG&E | GWh | Industrial | Ind - Plastics | ProcHeat | No | Ind ProcHeat - Equipment (Electric - Mid Cost) | 0.14317 | 0.14517 | 0.1465 | 0.14685 | 0.14725 | 0.14736 | 0.14757 | 0.14773 | 0.14783 | 0.14788 | 0.14785 | 0.14785
SDG&E | GWh | Industrial | Ind - Plastics | ProcHeat | No | Ind ProcHeat - Equipment (Gas - Mid Cost) | 0.00056425 | 0.00060721 | 0.00064321 | 0.0006775 | 0.00071293 | 0.00075191 | 0.00079429 | 0.00083633 | 0.00087874 | 0.00092095 | 0.00092095 | 0.00092095
SDG&E | GWh | Industrial | Ind - Plastics | ProcHeat | No | Ind ProcHeat - O&M (Gas - Low Cost) | 0.0021723 | 0.0023377 | 0.0024763 | 0.0026083 | 0.0027447 | 0.0028948 | 0.003058 | 0.0032198 | 0.0033831 | 0.0035456 | 0.0035456 | 0.0035456
SDG&E | GWh | Industrial | Ind - Plastics | ProcRefrig | No | Ind ProcRefrig - O&M (High Cost) | 0.26713 | 0.27087 | 0.27335 | 0.27401 | 0.27475 | 0.27496 | 0.27535 | 0.27565 | 0.27584 | 0.27593 | 0.27588 | 0.27588
SDG&E | GWh | Industrial | Ind - Plastics | ProcRefrig | No | Ind ProcRefrig - O&M (Low Cost) | 0.49241 | 0.49929 | 0.50386 | 0.50508 | 0.50645 | 0.50683 | 0.50755 | 0.5081 | 0.50846 | 0.50862 | 0.50853 | 0.50854
SDG&E | GWh | Industrial | Ind - Plastics | ProcRefrig | No | Ind ProcRefrig - O&M (Mid Cost) | 0.09613 | 0.097473 | 0.098365 | 0.098604 | 0.098869 | 0.098945 | 0.099085 | 0.099193 | 0.099262 | 0.099294 | 0.099276 | 0.099278
SDG&E | GWh | Industrial | Ind - Plastics | MachDr | No | Ind MachDr - Equipment (High Cost) | 0.305 | 0.30926 | 0.31209 | 0.31285 | 0.31369 | 0.31393 | 0.31437 | 0.31472 | 0.31494 | 0.31503 | 0.31498 | 0.31499
SDG&E | GWh | Industrial | Ind - Plastics | MachDr | No | Ind MachDr - Equipment (Low Cost) | 1.1475 | 1.1636 | 1.1742 | 1.1771 | 1.1802 | 1.1812 | 1.1828 | 1.1841 | 1.1849 | 1.1853 | 1.1851 | 1.1851
SDG&E | GWh | Industrial | Ind - Plastics | MachDr | No | Ind MachDr - Equipment (Mid Cost) | 1.8846 | 1.9109 | 1.9284 | 1.9331 | 1.9383 | 1.9398 | 1.9425 | 1.9446 | 1.946 | 1.9466 | 1.9463 | 1.9463
SDG&E | GWh | Industrial | Ind - Plastics | MachDr | No | Ind MachDr - O&M (High Cost) | 0.01445 | 0.014652 | 0.014786 | 0.014822 | 0.014862 | 0.014873 | 0.014894 | 0.01491 | 0.014921 | 0.014925 | 0.014923 | 0.014923
SDG&E | GWh | Industrial | Ind - Plastics | MachDr | No | Ind MachDr - O&M (Low Cost) | 4.0258 | 4.082 | 4.1194 | 4.1294 | 4.1405 | 4.1437 | 4.1496 | 4.1541 | 4.157 | 4.1583 | 4.1576 | 4.1576
SDG&E | GWh | Industrial | Ind - Plastics | MachDr | No | Ind MachDr - O&M (Mid Cost) | 0.15203 | 0.15415 | 0.15556 | 0.15594 | 0.15636 | 0.15648 | 0.1567 | 0.15687 | 0.15698 | 0.15703 | 0.15701 | 0.15701
SDG&E | GWh | Industrial | Ind - Printing & Publishing | HVAC | No | Ind HVAC - Equipment (Electric - High Cost) | 0.16964 | 0.17201 | 0.17359 | 0.17401 | 0.17448 | 0.17461 | 0.17486 | 0.17505 | 0.17517 | 0.17523 | 0.1752 | 0.1752
SDG&E | GWh | Industrial | Ind - Printing & Publishing | HVAC | No | Ind HVAC - Equipment (Electric - Low Cost) | 0.28459 | 0.28857 | 0.29121 | 0.29191 | 0.2927 | 0.29293 | 0.29334 | 0.29366 | 0.29387 | 0.29396 | 0.29391 | 0.29391
SDG&E | GWh | Industrial | Ind - Printing & Publishing | HVAC | No | Ind HVAC - Equipment (Electric - Mid Cost) | 0.30947 | 0.31379 | 0.31666 | 0.31743 | 0.31829 | 0.31853 | 0.31898 | 0.31933 | 0.31955 | 0.31965 | 0.3196 | 0.3196
SDG&E | GWh | Industrial | Ind - Printing & Publishing | HVAC | No | Ind HVAC - O&M (Electric - High Cost) | 0.052726 | 0.053462 | 0.053952 | 0.054082 | 0.054228 | 0.05427 | 0.054347 | 0.054406 | 0.054444 | 0.054461 | 0.054451 | 0.054452
SDG&E | GWh | Industrial | Ind - Printing & Publishing | HVAC | No | Ind HVAC - O&M (Electric - Low Cost) | 1.19 | 1.2066 | 1.2176 | 1.2206 | 1.2239 | 1.2248 | 1.2265 | 1.2279 | 1.2287 | 1.2291 | 1.2289 | 1.2289
SDG&E | GWh | Industrial | Ind - Printing & Publishing | HVAC | No | Ind HVAC - O&M (Electric - Mid Cost) | 0.54859 | 0.55625 | 0.56134 | 0.5627 | 0.56422 | 0.56465 | 0.56545 | 0.56607 | 0.56646 | 0.56664 | 0.56654 | 0.56655
SDG&E | GWh | Industrial | Ind - Printing & Publishing | Lighting | No | Ind Lighting - Equipment (High Cost) | 0.20247 | 0.2053 | 0.20718 | 0.20768 | 0.20824 | 0.2084 | 0.2087 | 0.20892 | 0.20907 | 0.20914 | 0.2091 | 0.2091
SDG&E | GWh | Industrial | Ind - Printing & Publishing | Lighting | No | Ind Lighting - Equipment (Low Cost) | 0.42161 | 0.4275 | 0.43141 | 0.43246 | 0.43362 | 0.43396 | 0.43457 | 0.43504 | 0.43535 | 0.43548 | 0.43541 | 0.43542
SDG&E | GWh | Industrial | Ind - Printing & Publishing | Lighting | No | Ind Lighting - Equipment (Mid Cost) | 1.084 | 1.0991 | 1.1092 | 1.1119 | 1.1149 | 1.1157 | 1.1173 | 1.1185 | 1.1193 | 1.1197 | 1.1195 | 1.1195
SDG&E | GWh | Industrial | Ind - Printing & Publishing | Lighting | No | Ind Lighting - O&M (Low Cost) | 0.2007 | 0.2035 | 0.20536 | 0.20586 | 0.20642 | 0.20658 | 0.20687 | 0.20709 | 0.20724 | 0.2073 | 0.20727 | 0.20727
SDG&E | GWh | Industrial | Ind - Printing & Publishing | Lighting | No | Ind Lighting - O&M (Mid Cost) | 0.0095565 | 0.00969 | 0.0097787 | 0.0098024 | 0.0098288 | 0.0098364 | 0.0098503 | 0.009861 | 0.0098679 | 0.009871 | 0.0098693 | 0.0098694
SDG&E | GWh | Industrial | Ind - Printing & Publishing | MachDr | No | Ind MachDr - Equipment (High Cost) | 0.11117 | 0.11272 | 0.11375 | 0.11403 | 0.11433 | 0.11442 | 0.11458 | 0.11471 | 0.11479 | 0.11482 | 0.1148 | 0.11481
SDG&E | GWh | Industrial | Ind - Printing & Publishing | MachDr | No | Ind MachDr - Equipment (Low Cost) | 0.46083 | 0.46727 | 0.47154 | 0.47269 | 0.47396 | 0.47433 | 0.475 | 0.47551 | 0.47585 | 0.476 | 0.47591 | 0.47592
SDG&E | GWh | Industrial | Ind - Printing & Publishing | MachDr | No | Ind MachDr - Equipment (Mid Cost) | 0.74091 | 0.75127 | 0.75814 | 0.75998 | 0.76203 | 0.76261 | 0.76369 | 0.76452 | 0.76506 | 0.7653 | 0.76517 | 0.76518
SDG&E | GWh | Industrial | Ind - Printing & Publishing | MachDr | No | Ind MachDr - O&M (High Cost) | 0.0041766 | 0.0042349 | 0.0042737 | 0.004284 | 0.0042956 | 0.0042989 | 0.004305 | 0.0043096 | 0.0043127 | 0.004314 | 0.0043133 | 0.0043133
SDG&E | GWh | Industrial | Ind - Printing & Publishing | MachDr | No | Ind MachDr - O&M (Low Cost) | 4.9194 | 4.9881 | 5.0338 | 5.046 | 5.0596 | 5.0635 | 5.0707 | 5.0761 | 5.0797 | 5.0813 | 5.0804 | 5.0805
SDG&E | GWh | Industrial | Ind - Printing & Publishing | MachDr | No | Ind MachDr - O&M (Mid Cost) | 0.24361 | 0.24702 | 0.24928 | 0.24988 | 0.25056 | 0.25075 | 0.2511 | 0.25138 | 0.25155 | 0.25163 | 0.25159 | 0.25159
SDG&E | GWh | Industrial | Ind - Stone, Glass & Clay | HVAC | No | Ind HVAC - O&M (Electric - High Cost) | 0.0049115 | 0.0049801 | 0.0050257 | 0.0050379 | 0.0050515 | 0.0050554 | 0.0050625 | 0.005068 | 0.0050716 | 0.0050732 | 0.0050723 | 0.0050724
SDG&E | GWh | Industrial | Ind - Stone, Glass & Clay | HVAC | No | Ind HVAC - O&M (Electric - Low Cost) | 0.076999 | 0.078075 | 0.07879 | 0.078981 | 0.079194 | 0.079255 | 0.079367 | 0.079453 | 0.079509 | 0.079534 | 0.07952 | 0.079521
SDG&E | GWh | Industrial | Ind - Stone, Glass & Clay | HVAC | No | Ind HVAC - O&M (Electric - Mid Cost) | 0.00063145 | 0.00064028 | 0.00064614 | 0.0006477 | 0.00064945 | 0.00064995 | 0.00065087 | 0.00065157 | 0.00065203 | 0.00065224 | 0.00065212 | 0.00065213
SDG&E | GWh | Industrial | Ind - Stone, Glass & Clay | Lighting | No | Ind Lighting - Equipment (High Cost) | 0.022248 | 0.022559 | 0.022765 | 0.02282 | 0.022882 | 0.022899 | 0.022932 | 0.022957 | 0.022973 | 0.02298 | 0.022976 | 0.022976
SDG&E | GWh | Industrial | Ind - Stone, Glass & Clay | Lighting | No | Ind Lighting - Equipment (Low Cost) | 0.024374 | 0.024715 | 0.024941 | 0.025001 | 0.025069 | 0.025088 | 0.025124 | 0.025151 | 0.025169 | 0.025176 | 0.025172 | 0.025172
SDG&E | GWh | Industrial | Ind - Stone, Glass & Clay | Lighting | No | Ind Lighting - Equipment (Mid Cost) | 0.31901 | 0.32347 | 0.32643 | 0.32722 | 0.3281 | 0.32835 | 0.32882 | 0.32917 | 0.3294 | 0.32951 | 0.32945 | 0.32946
SDG&E | GWh | Industrial | Ind - Stone, Glass & Clay | Lighting | No | Ind Lighting - O&M (Low Cost) | 0.0074667 | 0.007571 | 0.0076403 | 0.0076589 | 0.0076795 | 0.0076854 | 0.0076963 | 0.0077046 | 0.00771 | 0.0077125 | 0.0077111 | 0.0077113
SDG&E | GWh | Industrial | Ind - Stone, Glass & Clay | Lighting | No | Ind Lighting - O&M (Mid Cost) | 0.0047744 | 0.0048411 | 0.0048854 | 0.0048972 | 0.0049104 | 0.0049142 | 0.0049212 | 0.0049265 | 0.00493 | 0.0049315 | 0.0049307 | 0.0049307
SDG&E | GWh | Industrial | Ind - Stone, Glass & Clay | MachDr | No | Ind MachDr - Equipment (High Cost) | 0.023864 | 0.024198 | 0.024419 | 0.024478 | 0.024544 | 0.024563 | 0.024598 | 0.024624 | 0.024642 | 0.024649 | 0.024645 | 0.024646
SDG&E | GWh | Industrial | Ind - Stone, Glass & Clay | MachDr | No | Ind MachDr - Equipment (Low Cost) | 0.20179 | 0.2046 | 0.20648 | 0.20698 | 0.20754 | 0.2077 | 0.20799 | 0.20821 | 0.20836 | 0.20843 | 0.20839 | 0.20839
SDG&E | GWh | Industrial | Ind - Stone, Glass & Clay | MachDr | No | Ind MachDr - Equipment (Mid Cost) | 0.16456 | 0.16686 | 0.16839 | 0.16879 | 0.16925 | 0.16938 | 0.16962 | 0.1698 | 0.16992 | 0.16997 | 0.16995 | 0.16995
SDG&E | GWh | Industrial | Ind - Stone, Glass & Clay | MachDr | No | Ind MachDr - O&M (High Cost) | 0.028455 | 0.028853 | 0.029117 | 0.029188 | 0.029266 | 0.029289 | 0.02933 | 0.029362 | 0.029383 | 0.029392 | 0.029387 | 0.029387
SDG&E | GWh | Industrial | Ind - Stone, Glass & Clay | MachDr | No | Ind MachDr - O&M (Low Cost) | 0.64474 | 0.65374 | 0.65973 | 0.66133 | 0.66311 | 0.66362 | 0.66456 | 0.66528 | 0.66575 | 0.66596 | 0.66584 | 0.66585
SDG&E | GWh | Industrial | Ind - Stone, Glass & Clay | MachDr | No | Ind MachDr - O&M (Mid Cost) | 0.10817 | 0.10968 | 0.11068 | 0.11095 | 0.11125 | 0.11133 | 0.11149 | 0.11161 | 0.11169 | 0.11173 | 0.11171 | 0.11171
SDG&E | GWh | Industrial | Ind - Textiles | HVAC | No | Ind HVAC - Equipment (Electric - High Cost) | 0.0061539 | 0.0062399 | 0.006297 | 0.0063123 | 0.0063293 | 0.0063341 | 0.0063431 | 0.00635 | 0.0063544 | 0.0063564 | 0.0063553 | 0.0063554
SDG&E | GWh | Industrial | Ind - Textiles | HVAC | No | Ind HVAC - Equipment (Electric - Low Cost) | 0.0041015 | 0.0041588 | 0.0041969 | 0.0042071 | 0.0042184 | 0.0042216 | 0.0042276 | 0.0042322 | 0.0042352 | 0.0042365 | 0.0042358 | 0.0042358
SDG&E | GWh | Industrial | Ind - Textiles | HVAC | No | Ind HVAC - Equipment (Electric - Mid Cost) | 0.0086393 | 0.00876 | 0.0088402 | 0.0088616 | 0.0088855 | 0.0088923 | 0.0089049 | 0.0089146 | 0.0089208 | 0.0089236 | 0.0089221 | 0.0089222
SDG&E | GWh | Industrial | Ind - Textiles | HVAC | No | Ind HVAC - O&M (Electric - High Cost) | 0.00089771 | 0.00091025 | 0.00091858 | 0.00092081 | 0.00092329 | 0.000924 | 0.00092531 | 0.00092631 | 0.00092696 | 0.00092725 | 0.00092709 | 0.0009271
SDG&E | GWh | Industrial | Ind - Textiles | HVAC | No | Ind HVAC - O&M (Electric - Low Cost) | 0.065709 | 0.066627 | 0.067237 | 0.0674 | 0.067581 | 0.067633 | 0.067729 | 0.067802 | 0.06785 | 0.067871 | 0.06786 | 0.067861
SDG&E | GWh | Industrial | Ind - Textiles | HVAC | No | Ind HVAC - O&M (Electric - Mid Cost) | 0.0275 | 0.027884 | 0.028139 | 0.028208 | 0.028284 | 0.028305 | 0.028345 | 0.028376 | 0.028396 | 0.028405 | 0.0284 | 0.0284
SDG&E | GWh | Industrial | Ind - Textiles | Lighting | No | Ind Lighting - Equipment (High Cost) | 0.018962 | 0.019227 | 0.019403 | 0.01945 | 0.019502 | 0.019517 | 0.019545 | 0.019566 | 0.01958 | 0.019586 | 0.019583 | 0.019583
SDG&E | GWh | Industrial | Ind - Textiles | Lighting | No | Ind Lighting - Equipment (Low Cost) | 0.017659 | 0.017906 | 0.01807 | 0.018114 | 0.018163 | 0.018177 | 0.018202 | 0.018222 | 0.018235 | 0.018241 | 0.018237 | 0.018238
SDG&E | GWh | Industrial | Ind - Textiles | Lighting | No | Ind Lighting - Equipment (Mid Cost) | 0.1466 | 0.14864 | 0.15 | 0.15037 | 0.15077 | 0.15089 | 0.1511 | 0.15127 | 0.15137 | 0.15142 | 0.15139 | 0.1514
SDG&E | GWh | Industrial | Ind - Textiles | Lighting | No | Ind Lighting - O&M (Low Cost) | 0.010506 | 0.010653 | 0.010751 | 0.010777 | 0.010806 | 0.010814 | 0.010829 | 0.010841 | 0.010849 | 0.010852 | 0.01085 | 0.010851
SDG&E | GWh | Industrial | Ind - Textiles | Lighting | No | Ind Lighting - O&M (Mid Cost) | 0.0055871 | 0.0056651 | 0.005717 | 0.0057308 | 0.0057463 | 0.0057507 | 0.0057588 | 0.0057651 | 0.0057691 | 0.0057709 | 0.0057699 | 0.00577
SDG&E | GWh | Industrial | Ind - Textiles | ProcHeat | No | Ind ProcHeat - Equipment (Gas - Mid Cost) | 2.1012e-05 | 2.0723e-05 | 2.056e-05 | 2.0431e-05 | 2.0322e-05 | 2.02e-05 | 2.0135e-05 | 1.9954e-05 | 1.9768e-05 | 1.9498e-05 | 1.9498e-05 | 1.9498e-05
SDG&E | GWh | Industrial | Ind - Textiles | ProcHeat | No | Ind ProcHeat - O&M (Gas - Low Cost) | 0.00012447 | 0.00012276 | 0.0001218 | 0.00012104 | 0.00012039 | 0.00011966 | 0.00011928 | 0.00011821 | 0.0001171 | 0.00011551 | 0.00011551 | 0.00011551
SDG&E | GWh | Industrial | Ind - Textiles | MachDr | No | Ind MachDr - Equipment (High Cost) | 0.0047173 | 0.0047832 | 0.004827 | 0.0048387 | 0.0048517 | 0.0048554 | 0.0048623 | 0.0048676 | 0.004871 | 0.0048725 | 0.0048717 | 0.0048718
SDG&E | GWh | Industrial | Ind - Textiles | MachDr | No | Ind MachDr - Equipment (Low Cost) | 0.034826 | 0.035313 | 0.035636 | 0.035722 | 0.035818 | 0.035846 | 0.035897 | 0.035936 | 0.035961 | 0.035972 | 0.035966 | 0.035966
SDG&E | GWh | Industrial | Ind - Textiles | MachDr | No | Ind MachDr - Equipment (Mid Cost) | 0.086047 | 0.087249 | 0.088048 | 0.088262 | 0.0885 | 0.088567 | 0.088693 | 0.088789 | 0.088851 | 0.088879 | 0.088864 | 0.088865
SDG&E | GWh | Industrial | Ind - Textiles | MachDr | No | Ind MachDr - O&M (High Cost) | 0.0043154 | 0.0043757 | 0.0044157 | 0.0044264 | 0.0044383 | 0.0044417 | 0.004448 | 0.0044529 | 0.004456 | 0.0044574 | 0.0044566 | 0.0044567
SDG&E | GWh | Industrial | Ind - Textiles | MachDr | No | Ind MachDr - O&M (Low Cost) | 0.29479 | 0.29891 | 0.30165 | 0.30238 | 0.30319 | 0.30343 | 0.30386 | 0.30419 | 0.3044 | 0.30449 | 0.30444 | 0.30445
SDG&E | GWh | Industrial | Ind - Textiles | MachDr | No | Ind MachDr - O&M (Mid Cost) | 0.065803 | 0.066722 | 0.067333 | 0.067496 | 0.067678 | 0.06773 | 0.067826 | 0.0679 | 0.067947 | 0.067969 | 0.067957 | 0.067958
SDG&E | GWh | Industrial | Ind - Transportation Equipment | HVAC | No | Ind HVAC - Equipment (Electric - High Cost) | 0.063464 | 0.06435 | 0.064939 | 0.065097 | 0.065272 | 0.065322 | 0.065415 | 0.065486 | 0.065532 | 0.065552 | 0.065541 | 0.065542
SDG&E | GWh | Industrial | Ind - Transportation Equipment | HVAC | No | Ind HVAC - Equipment (Electric - Low Cost) | 0.10902 | 0.11054 | 0.11155 | 0.11182 | 0.11212 | 0.11221 | 0.11237 | 0.11249 | 0.11257 | 0.11261 | 0.11259 | 0.11259
SDG&E | GWh | Industrial | Ind - Transportation Equipment | HVAC | No | Ind HVAC - Equipment (Electric - Mid Cost) | 0.14139 | 0.14337 | 0.14468 | 0.14503 | 0.14542 | 0.14553 | 0.14574 | 0.1459 | 0.146 | 0.14605 | 0.14602 | 0.14602
SDG&E | GWh | Industrial | Ind - Transportation Equipment | HVAC | No | Ind HVAC - O&M (Electric - High Cost) | 0.082383 | 0.083534 | 0.084299 | 0.084503 | 0.084731 | 0.084796 | 0.084916 | 0.085008 | 0.085068 | 0.085094 | 0.08508 | 0.085081
SDG&E | GWh | Industrial | Ind - Transportation Equipment | HVAC | No | Ind HVAC - O&M (Electric - Low Cost) | 1.0585 | 1.0733 | 1.0831 | 1.0858 | 1.0887 | 1.0895 | 1.0911 | 1.0923 | 1.093 | 1.0934 | 1.0932 | 1.0932
SDG&E | GWh | Industrial | Ind - Transportation Equipment | HVAC | No | Ind HVAC - O&M (Electric - Mid Cost) | 0.14282 | 0.14482 | 0.14614 | 0.1465 | 0.14689 | 0.14701 | 0.14721 | 0.14737 | 0.14748 | 0.14752 | 0.1475 | 0.1475
SDG&E | GWh | Industrial | Ind - Transportation Equipment | Lighting | No | Ind Lighting - Equipment (High Cost) | 0.50866 | 0.51577 | 0.52049 | 0.52175 | 0.52316 | 0.52356 | 0.5243 | 0.52487 | 0.52524 | 0.5254 | 0.52531 | 0.52532
SDG&E | GWh | Industrial | Ind - Transportation Equipment | Lighting | No | Ind Lighting - Equipment (Low Cost) | 0.53843 | 0.54595 | 0.55094 | 0.55228 | 0.55377 | 0.55419 | 0.55498 | 0.55558 | 0.55597 | 0.55615 | 0.55605 | 0.55606
SDG&E | GWh | Industrial | Ind - Transportation Equipment | Lighting | No | Ind Lighting - Equipment (Mid Cost) | 2.9545 | 2.9958 | 3.0232 | 3.0306 | 3.0387 | 3.0411 | 3.0454 | 3.0487 | 3.0508 | 3.0518 | 3.0512 | 3.0513
SDG&E | GWh | Industrial | Ind - Transportation Equipment | Lighting | No | Ind Lighting - O&M (High Cost) | 0.022523 | 0.022837 | 0.023046 | 0.023102 | 0.023165 | 0.023182 | 0.023215 | 0.02324 | 0.023257 | 0.023264 | 0.02326 | 0.02326
SDG&E | GWh | Industrial | Ind - Transportation Equipment | Lighting | No | Ind Lighting - O&M (Low Cost) | 0.28129 | 0.28522 | 0.28783 | 0.28853 | 0.28931 | 0.28953 | 0.28994 | 0.29025 | 0.29046 | 0.29055 | 0.2905 | 0.2905
SDG&E | GWh | Industrial | Ind - Transportation Equipment | Lighting | No | Ind Lighting - O&M (Mid Cost) | 0.022148 | 0.022457 | 0.022663 | 0.022718 | 0.022779 | 0.022796 | 0.022829 | 0.022853 | 0.022869 | 0.022877 | 0.022873 | 0.022873
SDG&E | GWh | Industrial | Ind - Transportation Equipment | ProcHeat | No | Ind ProcHeat - Equipment (Electric - High Cost) | 5.7676e-05 | 5.8482e-05 | 5.9017e-05 | 5.9161e-05 | 5.932e-05 | 5.9366e-05 | 5.945e-05 | 5.9514e-05 | 5.9556e-05 | 5.9575e-05 | 5.9564e-05 | 5.9565e-05
SDG&E | GWh | Industrial | Ind - Transportation Equipment | ProcHeat | No | Ind ProcHeat - Equipment (Electric - Low Cost) | 0.095546 | 0.096881 | 0.097767 | 0.098004 | 0.098269 | 0.098344 | 0.098483 | 0.09859 | 0.098659 | 0.09869 | 0.098673 | 0.098675
SDG&E | GWh | Industrial | Ind - Transportation Equipment | ProcHeat | No | Ind ProcHeat - Equipment (Electric - Mid Cost) | 0.066961 | 0.067896 | 0.068518 | 0.068684 | 0.068869 | 0.068922 | 0.06902 | 0.069094 | 0.069143 | 0.069165 | 0.069153 | 0.069154
SDG&E | GWh | Industrial | Ind - Transportation Equipment | ProcHeat | No | Ind ProcHeat - Equipment (Gas - Mid Cost) | 0.00022036 | 0.00022462 | 0.00022862 | 0.00023236 | 0.00023539 | 0.00023771 | 0.00023979 | 0.0002412 | 0.00024248 | 0.00024359 | 0.00024359 | 0.00024359
SDG&E | GWh | Industrial | Ind - Transportation Equipment | ProcHeat | No | Ind ProcHeat - O&M (Gas - Low Cost) | 0.00025701 | 0.00026198 | 0.00026665 | 0.00027101 | 0.00027454 | 0.00027725 | 0.00027968 | 0.00028132 | 0.00028281 | 0.00028411 | 0.00028411 | 0.00028411
SDG&E | GWh | Industrial | Ind - Transportation Equipment | SHW | No | Ind SHW - Equipment (High Cost) | 0.0016025 | 0.0016335 | 0.0016626 | 0.0016898 | 0.0017118 | 0.0017287 | 0.0017438 | 0.0017541 | 0.0017633 | 0.0017714 | 0.0017714 | 0.0017714
SDG&E | GWh | Industrial | Ind - Transportation Equipment | ProcRefrig | No | Ind ProcRefrig - O&M (High Cost) | 0.027939 | 0.02833 | 0.028589 | 0.028658 | 0.028736 | 0.028758 | 0.028798 | 0.02883 | 0.02885 | 0.028859 | 0.028854 | 0.028854
SDG&E | GWh | Industrial | Ind - Transportation Equipment | ProcRefrig | No | Ind ProcRefrig - O&M (Mid Cost) | 0.19645 | 0.1992 | 0.20102 | 0.20151 | 0.20205 | 0.2022 | 0.20249 | 0.20271 | 0.20285 | 0.20292 | 0.20288 | 0.20288
SDG&E | GWh | Industrial | Ind - Transportation Equipment | MachDr | No | Ind MachDr - Equipment (High Cost) | 0.17885 | 0.18135 | 0.18301 | 0.18346 | 0.18395 | 0.18409 | 0.18435 | 0.18455 | 0.18468 | 0.18474 | 0.18471 | 0.18471
SDG&E | GWh | Industrial | Ind - Transportation Equipment | MachDr | No | Ind MachDr - Equipment (Low Cost) | 1.5265 | 1.5478 | 1.562 | 1.5658 | 1.57 | 1.5712 | 1.5734 | 1.5751 | 1.5762 | 1.5767 | 1.5765 | 1.5765
SDG&E | GWh | Industrial | Ind - Transportation Equipment | MachDr | No | Ind MachDr - Equipment (Mid Cost) | 1.8419 | 1.8677 | 1.8848 | 1.8893 | 1.8944 | 1.8959 | 1.8986 | 1.9006 | 1.902 | 1.9026 | 1.9022 | 1.9023
SDG&E | GWh | Industrial | Ind - Transportation Equipment | MachDr | No | Ind MachDr - O&M (High Cost) | 0.31568 | 0.32009 | 0.32302 | 0.3238 | 0.32468 | 0.32493 | 0.32539 | 0.32574 | 0.32597 | 0.32607 | 0.32601 | 0.32602
SDG&E | GWh | Industrial | Ind - Transportation Equipment | MachDr | No | Ind MachDr - O&M (Low Cost) | 8.083 | 8.196 | 8.271 | 8.2911 | 8.3134 | 8.3198 | 8.3316 | 8.3406 | 8.3464 | 8.3491 | 8.3476 | 8.3477
SDG&E | GWh | Industrial | Ind - Transportation Equipment | MachDr | No | Ind MachDr - O&M (Mid Cost) | 1.616 | 1.6386 | 1.6536 | 1.6576 | 1.662 | 1.6633 | 1.6657 | 1.6675 | 1.6687 | 1.6692 | 1.6689 | 1.6689
SDG&E | GWh | Agricultural | Agr - Concentrated Animal Feeding Operation | SHW | No | Ag SHWC - Equipment (Low Cost) | 0.0013332 | 0.0013391 | 0.0013447 | 0.0013497 | 0.0013489 | 0.0013489 | 0.0013489 | 0.0013489 | 0.0013489 | 0.0013489 | 0.0013559 | 0.0013629
SDG&E | GWh | Agricultural | Agr - Concentrated Animal Feeding Operation | SHW | No | Ag SHWC - Equipment (Mid Cost) | 0.0019057 | 0.0019141 | 0.0019221 | 0.0019293 | 0.0019281 | 0.0019281 | 0.0019281 | 0.0019281 | 0.0019281 | 0.0019281 | 0.0019381 | 0.0019482
SDG&E | GWh | Agricultural | Agr - Concentrated Animal Feeding Operation | SHW | No | Ag SHWC - O&M (Mid Cost) | 0.0012684 | 0.001274 | 0.0012793 | 0.0012841 | 0.0012833 | 0.0012833 | 0.0012833 | 0.0012833 | 0.0012833 | 0.0012833 | 0.0012899 | 0.0012966
SDG&E | GWh | Agricultural | Agr - Dairies | ProcRefrig | No | Ag Refrigeration - Equipment (High Cost) | 0.13374 | 0.13484 | 0.136 | 0.13741 | 0.13875 | 0.13992 | 0.14081 | 0.1417 | 0.14223 | 0.14233 | 0.14182 | 0.14131
SDG&E | GWh | Agricultural | Agr - Dairies | ProcRefrig | No | Ag Refrigeration - Equipment (Low Cost) | 0.00028166 | 0.00028398 | 0.00028642 | 0.00028939 | 0.00029221 | 0.00029468 | 0.00029655 | 0.00029843 | 0.00029954 | 0.00029975 | 0.00029868 | 0.00029761
SDG&E | GWh | Agricultural | Agr - Dairies | ProcRefrig | No | Ag Refrigeration - Equipment (Mid Cost) | 0.041306 | 0.041647 | 0.042004 | 0.042439 | 0.042853 | 0.043216 | 0.04349 | 0.043765 | 0.043928 | 0.043959 | 0.043802 | 0.043645
SDG&E | GWh | Agricultural | Agr - Dairies | ProcRefrig | No | Ag Refrigeration - O&M (High Cost) | 0.39603 | 0.3993 | 0.40272 | 0.4069 | 0.41087 | 0.41434 | 0.41697 | 0.41961 | 0.42117 | 0.42147 | 0.41996 | 0.41846
SDG&E | GWh | Agricultural | Agr - Dairies | ProcRefrig | No | Ag Refrigeration - O&M (Low Cost) | 1.0577 | 1.0665 | 1.0756 | 1.0868 | 1.0974 | 1.1066 | 1.1137 | 1.1207 | 1.1249 | 1.1257 | 1.1216 | 1.1176
SDG&E | GWh | Agricultural | Agr - Dairies | ProcRefrig | No | Ag Refrigeration - O&M (Mid Cost) | 0.64744 | 0.65278 | 0.65838 | 0.66521 | 0.6717 | 0.67737 | 0.68168 | 0.68599 | 0.68853 | 0.68903 | 0.68656 | 0.6841
SDG&E | GWh | Agricultural | Agr - Dairies | MachDr | No | Ag Process Mtr - Equipment (High Cost) | 0.58872 | 0.59358 | 0.59866 | 0.60487 | 0.61077 | 0.61593 | 0.61985 | 0.62377 | 0.62608 | 0.62653 | 0.62429 | 0.62205
SDG&E | GWh | Agricultural | Agr - Dairies | MachDr | No | Ag Process Mtr - Equipment (Low Cost) | 2.6125 | 2.634 | 2.6566 | 2.6841 | 2.7103 | 2.7332 | 2.7506 | 2.768 | 2.7783 | 2.7803 | 2.7703 | 2.7604
SDG&E | GWh | Agricultural | Agr - Dairies | MachDr | No | Ag Process Mtr - Equipment (Mid Cost) | 2.855 | 2.8786 | 2.9033 | 2.9334 | 2.962 | 2.987 | 3.006 | 3.025 | 3.0362 | 3.0384 | 3.0275 | 3.0167
SDG&E | GWh | Agricultural | Agr - Dairies | MachDr | No | Ag Process Mtr - O&M (High Cost) | 0.21384 | 0.21561 | 0.21745 | 0.21971 | 0.22185 | 0.22373 | 0.22515 | 0.22657 | 0.22741 | 0.22757 | 0.22676 | 0.22595
SDG&E | GWh | Agricultural | Agr - Dairies | MachDr | No | Ag Process Mtr - O&M (Low Cost) | 7.6515 | 7.7146 | 7.7808 | 7.8614 | 7.9381 | 8.0052 | 8.0561 | 8.1071 | 8.1371 | 8.1429 | 8.1138 | 8.0848
SDG&E | GWh | Agricultural | Agr - Dairies | MachDr | No | Ag Process Mtr - O&M (Mid Cost) | 0.81135 | 0.81805 | 0.82506 | 0.83361 | 0.84175 | 0.84886 | 0.85426 | 0.85966 | 0.86285 | 0.86346 | 0.86038 | 0.8573
SDG&E | GWh | Agricultural | Agr - Irrigated Agriculture | MachDr | No | Ag Motor Pmp - Equipment (High Cost) | 0.56744 | 0.57212 | 0.57702 | 0.58301 | 0.5887 | 0.59367 | 0.59745 | 0.60123 | 0.60345 | 0.60388 | 0.60172 | 0.59957
SDG&E | GWh | Agricultural | Agr - Irrigated Agriculture | MachDr | No | Ag Motor Pmp - Equipment (Low Cost) | 1.3708 | 1.3821 | 1.3939 | 1.4084 | 1.4221 | 1.4341 | 1.4432 | 1.4524 | 1.4578 | 1.4588 | 1.4536 | 1.4484
SDG&E | GWh | Agricultural | Agr - Irrigated Agriculture | MachDr | No | Ag Motor Pmp - Equipment (Mid Cost) | 2.2263 | 2.2447 | 2.2639 | 2.2874 | 2.3097 | 2.3292 | 2.344 | 2.3589 | 2.3676 | 2.3693 | 2.3608 | 2.3524
SDG&E | GWh | Agricultural | Agr - Irrigated Agriculture | MachDr | No | Ag Motor Pmp - O&M (High Cost) | 0.02131 | 0.021485 | 0.02167 | 0.021894 | 0.022108 | 0.022295 | 0.022437 | 0.022578 | 0.022662 | 0.022678 | 0.022597 | 0.022516
SDG&E | GWh | Agricultural | Agr - Irrigated Agriculture | MachDr | No | Ag Motor Pmp - O&M (Low Cost) | 1.1759 | 1.1856 | 1.1958 | 1.2082 | 1.22 | 1.2303 | 1.2381 | 1.2459 | 1.2505 | 1.2514 | 1.247 | 1.2425
SDG&E | GWh | Agricultural | Agr - Irrigated Agriculture | MachDr | No | Ag Motor Pmp - O&M (Mid Cost) | 0.29775 | 0.3002 | 0.30278 | 0.30592 | 0.3089 | 0.31151 | 0.31349 | 0.31548 | 0.31664 | 0.31687 | 0.31574 | 0.31461
SDG&E | GWh | Agricultural | Agr - Post-Harvest Processing | ProcHeat | No | Ag Process Dry - Equipment (High Cost) | 0.0063716 | 0.0063997 | 0.0064264 | 0.0064507 | 0.0064465 | 0.0064465 | 0.0064465 | 0.0064465 | 0.0064465 | 0.0064465 | 0.00648 | 0.0065136
SDG&E | GWh | Agricultural | Agr - Post-Harvest Processing | ProcHeat | No | Ag Process Dry - Equipment (Mid Cost) | 0.0083879 | 0.0084248 | 0.00846 | 0.0084919 | 0.0084865 | 0.0084865 | 0.0084865 | 0.0084865 | 0.0084865 | 0.0084865 | 0.0085305 | 0.0085748
SDG&E | GWh | Agricultural | Agr - Post-Harvest Processing | ProcRefrig | No | Ag Refrigeration - Equipment (High Cost) | 0.13307 | 0.13417 | 0.13532 | 0.13672 | 0.13806 | 0.13922 | 0.14011 | 0.141 | 0.14152 | 0.14162 | 0.14111 | 0.14061
SDG&E | GWh | Agricultural | Agr - Post-Harvest Processing | ProcRefrig | No | Ag Refrigeration - Equipment (Low Cost) | 0.00028025 | 0.00028256 | 0.00028499 | 0.00028794 | 0.00029075 | 0.00029321 | 0.00029507 | 0.00029694 | 0.00029804 | 0.00029825 | 0.00029719 | 0.00029612
SDG&E | GWh | Agricultural | Agr - Post-Harvest Processing | ProcRefrig | No | Ag Refrigeration - Equipment (Mid Cost) | 0.041099 | 0.041439 | 0.041794 | 0.042227 | 0.042639 | 0.042999 | 0.043273 | 0.043547 | 0.043708 | 0.043739 | 0.043583 | 0.043427
SDG&E | GWh | Agricultural | Agr - Post-Harvest Processing | ProcRefrig | No | Ag Refrigeration - O&M (High Cost) | 0.39405 | 0.3973 | 0.40071 | 0.40486 | 0.40881 | 0.41227 | 0.41489 | 0.41751 | 0.41906 | 0.41936 | 0.41786 | 0.41636
SDG&E | GWh | Agricultural | Agr - Post-Harvest Processing | ProcRefrig | No | Ag Refrigeration - O&M (Low Cost) | 1.0524 | 1.0611 | 1.0702 | 1.0813 | 1.0919 | 1.1011 | 1.1081 | 1.1151 | 1.1192 | 1.12 | 1.116 | 1.112
SDG&E | GWh | Agricultural | Agr - Post-Harvest Processing | ProcRefrig | No | Ag Refrigeration - O&M (Mid Cost) | 0.6442 | 0.64952 | 0.65509 | 0.66188 | 0.66834 | 0.67398 | 0.67827 | 0.68256 | 0.68509 | 0.68558 | 0.68313 | 0.68068
SDG&E | GWh | Agricultural | Agr - Post-Harvest Processing | MachDr | No | Ag Process Mtr - Equipment (High Cost) | 0.58577 | 0.59061 | 0.59567 | 0.60185 | 0.60772 | 0.61285 | 0.61675 | 0.62065 | 0.62295 | 0.6234 | 0.62117 | 0.61894
SDG&E | GWh | Agricultural | Agr - Post-Harvest Processing | MachDr | No | Ag Process Mtr - Equipment (Low Cost) | 2.5994 | 2.6209 | 2.6433 | 2.6707 | 2.6968 | 2.7196 | 2.7369 | 2.7542 | 2.7644 | 2.7664 | 2.7565 | 2.7466
SDG&E | GWh | Agricultural | Agr - Post-Harvest Processing | MachDr | No | Ag Process Mtr - Equipment (Mid Cost) | 2.8407 | 2.8642 | 2.8887 | 2.9187 | 2.9472 | 2.9721 | 2.991 | 3.0099 | 3.021 | 3.0232 | 3.0124 | 3.0016
SDG&E | GWh | Agricultural | Agr - Post-Harvest Processing | MachDr | No | Ag Process Mtr - O&M (High Cost) | 0.21277 | 0.21453 | 0.21637 | 0.21861 | 0.22074 | 0.22261 | 0.22402 | 0.22544 | 0.22628 | 0.22644 | 0.22563 | 0.22482
SDG&E | GWh | Agricultural | Agr - Post-Harvest Processing | MachDr | No | Ag Process Mtr - O&M (Low Cost) | 7.6132 | 7.6761 | 7.7418 | 7.8221 | 7.8985 | 7.9652 | 8.0158 | 8.0666 | 8.0965 | 8.1022 | 8.0732 | 8.0444
SDG&E | GWh | Agricultural | Agr - Post-Harvest Processing | MachDr | No | Ag Process Mtr - O&M (Mid Cost) | 0.80729 | 0.81396 | 0.82093 | 0.82945 | 0.83754 | 0.84462 | 0.84999 | 0.85536 | 0.85854 | 0.85915 | 0.85607 | 0.85301
SDG&E | GWh | Agricultural | Agr - Refrigerated Warehouses | ProcRefrig | No | Ag Refrigeration - Equipment (High Cost) | 0.13374 | 0.13484 | 0.136 | 0.13741 | 0.13875 | 0.13992 | 0.14081 | 0.1417 | 0.14223 | 0.14233 | 0.14182 | 0.14131
SDG&E | GWh | Agricultural | Agr - Refrigerated Warehouses | ProcRefrig | No | Ag Refrigeration - Equipment (Low Cost) | 0.00028166 | 0.00028398 | 0.00028642 | 0.00028939 | 0.00029221 | 0.00029468 | 0.00029655 | 0.00029843 | 0.00029954 | 0.00029975 | 0.00029868 | 0.00029761
SDG&E | GWh | Agricultural | Agr - Refrigerated Warehouses | ProcRefrig | No | Ag Refrigeration - Equipment (Mid Cost) | 0.041306 | 0.041647 | 0.042004 | 0.042439 | 0.042853 | 0.043216 | 0.04349 | 0.043765 | 0.043928 | 0.043959 | 0.043802 | 0.043645
SDG&E | GWh | Agricultural | Agr - Refrigerated Warehouses | ProcRefrig | No | Ag Refrigeration - O&M (High Cost) | 0.39603 | 0.3993 | 0.40272 | 0.4069 | 0.41087 | 0.41434 | 0.41697 | 0.41961 | 0.42117 | 0.42147 | 0.41996 | 0.41846
SDG&E | GWh | Agricultural | Agr - Refrigerated Warehouses | ProcRefrig | No | Ag Refrigeration - O&M (Low Cost) | 1.0577 | 1.0665 | 1.0756 | 1.0868 | 1.0974 | 1.1066 | 1.1137 | 1.1207 | 1.1249 | 1.1257 | 1.1216 | 1.1176
SDG&E | GWh | Agricultural | Agr - Refrigerated Warehouses | ProcRefrig | No | Ag Refrigeration - O&M (Mid Cost) | 0.64744 | 0.65278 | 0.65838 | 0.66521 | 0.6717 | 0.67737 | 0.68168 | 0.68599 | 0.68853 | 0.68903 | 0.68656 | 0.6841
SDG&E | GWh | Agricultural | Agr - Wineries and Vineyards | HVAC | No | Ag HVAC - Equipment (High Cost) | 4.2314e-05 | 4.25e-05 | 4.2678e-05 | 4.2839e-05 | 4.2812e-05 | 4.2812e-05 | 4.2812e-05 | 4.2812e-05 | 4.2812e-05 | 4.2812e-05 | 4.3034e-05 | 4.3257e-05
SDG&E | GWh | Agricultural | Agr - Wineries and Vineyards | SHW | No | Ag SHWC - Equipment (High Cost) | 0.00027058 | 0.00027178 | 0.00027291 | 0.00027394 | 0.00027376 | 0.00027376 | 0.00027376 | 0.00027376 | 0.00027376 | 0.00027376 | 0.00027519 | 0.00027661
SDG&E | GWh | Agricultural | Agr - Wineries and Vineyards | ProcRefrig | No | Ag Refrigeration - Equipment (High Cost) | 0.13374 | 0.13484 | 0.136 | 0.13741 | 0.13875 | 0.13992 | 0.14081 | 0.1417 | 0.14223 | 0.14233 | 0.14182 | 0.14131
SDG&E | GWh | Agricultural | Agr - Wineries and Vineyards | ProcRefrig | No | Ag Refrigeration - Equipment (Low Cost) | 0.00028166 | 0.00028398 | 0.00028642 | 0.00028939 | 0.00029221 | 0.00029468 | 0.00029655 | 0.00029843 | 0.00029954 | 0.00029975 | 0.00029868 | 0.00029761
SDG&E | GWh | Agricultural | Agr - Wineries and Vineyards | ProcRefrig | No | Ag Refrigeration - Equipment (Mid Cost) | 0.041306 | 0.041647 | 0.042004 | 0.042439 | 0.042853 | 0.043216 | 0.04349 | 0.043765 | 0.043928 | 0.043959 | 0.043802 | 0.043645
SDG&E | GWh | Agricultural | Agr - Wineries and Vineyards | ProcRefrig | No | Ag Refrigeration - O&M (High Cost) | 0.39603 | 0.3993 | 0.40272 | 0.4069 | 0.41087 | 0.41434 | 0.41697 | 0.41961 | 0.42117 | 0.42147 | 0.41996 | 0.41846
SDG&E | GWh | Agricultural | Agr - Wineries and Vineyards | ProcRefrig | No | Ag Refrigeration - O&M (Low Cost) | 1.0577 | 1.0665 | 1.0756 | 1.0868 | 1.0974 | 1.1066 | 1.1137 | 1.1207 | 1.1249 | 1.1257 | 1.1216 | 1.1176
SDG&E | GWh | Agricultural | Agr - Wineries and Vineyards | ProcRefrig | No | Ag Refrigeration - O&M (Mid Cost) | 0.64744 | 0.65278 | 0.65838 | 0.66521 | 0.6717 | 0.67737 | 0.68168 | 0.68599 | 0.68853 | 0.68903 | 0.68656 | 0.6841
SDG&E | GWh | Street Lighting | Street - Lights | Stl | Yes | StreetLight - LED with Controls | 32.5782 | 33.9565 | 35.1625 | 35.507 | 36.1962 | 36.8853 | 37.4022 | 38.0913 | 38.6082 | 38.9528 | 39.4696 | 39.8142
SDG&E | GWh | Street Lighting | Street - Signs | Stl | Yes | StreetLight - LED | 0 | 0 | 2.6669 | 2.697 | 2.7571 | 2.8172 | 2.8622 | 2.9223 | 2.9674 | 2.9975 | 3.0425 | 3.0726
SDG&E | GWh | Street Lighting | Street - Signs | Stl | No | StreetLight - Induction | 1.9762 | 1.9762 | 0 | 0 | 0 | 0 | 0 | 0 | 0 | 0 | 0 | 0
SDG&E | MW | Industrial | Ind - Chemicals | HVAC | No | Ind HVAC - Equipment (Electric - High Cost) | 0.004792 | 0.0048589 | 0.0049034 | 0.0049153 | 0.0049285 | 0.0049323 | 0.0049393 | 0.0049447 | 0.0049481 | 0.0049497 | 0.0049488 | 0.0049489
SDG&E | MW | Industrial | Ind - Chemicals | HVAC | No | Ind HVAC - Equipment (Electric - Low Cost) | 0.0020093 | 0.0020374 | 0.0020561 | 0.002061 | 0.0020666 | 0.0020682 | 0.0020711 | 0.0020734 | 0.0020748 | 0.0020755 | 0.0020751 | 0.0020751
SDG&E | MW | Industrial | Ind - Chemicals | HVAC | No | Ind HVAC - Equipment (Electric - Mid Cost) | 0.0015314 | 0.0015528 | 0.001567 | 0.0015708 | 0.001575 | 0.0015762 | 0.0015785 | 0.0015802 | 0.0015813 | 0.0015818 | 0.0015815 | 0.0015815
SDG&E | MW | Industrial | Ind - Chemicals | HVAC | No | Ind HVAC - O&M (Electric - High Cost) | 0.0032891 | 0.003335 | 0.0033655 | 0.0033737 | 0.0033828 | 0.0033854 | 0.0033902 | 0.0033939 | 0.0033962 | 0.0033973 | 0.0033967 | 0.0033968
SDG&E | MW | Industrial | Ind - Chemicals | HVAC | No | Ind HVAC - O&M (Electric - Low Cost) | 0.049359 | 0.050049 | 0.050507 | 0.050629 | 0.050766 | 0.050805 | 0.050877 | 0.050932 | 0.050968 | 0.050984 | 0.050975 | 0.050976
SDG&E | MW | Industrial | Ind - Chemicals | HVAC | No | Ind HVAC - O&M (Electric - Mid Cost) | 0.010635 | 0.010784 | 0.010882 | 0.010909 | 0.010938 | 0.010947 | 0.010962 | 0.010974 | 0.010982 | 0.010985 | 0.010983 | 0.010983
SDG&E | MW | Industrial | Ind - Chemicals | HVAC | No | Ind HVAC - O&M (Gas - High Cost) | 0.00037519 | 0.00040214 | 0.00042574 | 0.00044767 | 0.00046971 | 0.00049396 | 0.0005199 | 0.00054581 | 0.0005718 | 0.00059768 | 0.00059768 | 0.00059768
SDG&E | MW | Industrial | Ind - Chemicals | HVAC | No | Ind HVAC - O&M (Gas - Mid Cost) | 0.0009206 | 0.00098673 | 0.0010446 | 0.0010984 | 0.0011525 | 0.001212 | 0.0012757 | 0.0013393 | 0.001403 | 0.0014665 | 0.0014665 | 0.0014665
SDG&E | MW | Industrial | Ind - Chemicals | Lighting | No | Ind Lighting - Equipment (High Cost) | 0.02722 | 0.027601 | 0.027853 | 0.027921 | 0.027996 | 0.028018 | 0.028057 | 0.028088 | 0.028107 | 0.028116 | 0.028111 | 0.028112
SDG&E | MW | Industrial | Ind - Chemicals | Lighting | No | Ind Lighting - Equipment (Low Cost) | 0.0056606 | 0.0057397 | 0.0057922 | 0.0058062 | 0.0058219 | 0.0058264 | 0.0058346 | 0.0058409 | 0.005845 | 0.0058469 | 0.0058459 | 0.0058459
SDG&E | MW | Industrial | Ind - Chemicals | Lighting | No | Ind Lighting - Equipment (Mid Cost) | 0.063111 | 0.063992 | 0.064578 | 0.064735 | 0.064909 | 0.064959 | 0.065051 | 0.065121 | 0.065167 | 0.065188 | 0.065176 | 0.065177
SDG&E | MW | Industrial | Ind - Chemicals | Lighting | No | Ind Lighting - O&M (High Cost) | 0.00095135 | 0.00096465 | 0.00097347 | 0.00097584 | 0.00097847 | 0.00097922 | 0.0009806 | 0.00098167 | 0.00098236 | 0.00098266 | 0.00098249 | 0.00098251
SDG&E | MW | Industrial | Ind - Chemicals | Lighting | No | Ind Lighting - O&M (Low Cost) | 0.0025955 | 0.0026318 | 0.0026559 | 0.0026623 | 0.0026695 | 0.0026716 | 0.0026753 | 0.0026782 | 0.0026801 | 0.002681 | 0.0026805 | 0.0026805
SDG&E | MW | Industrial | Ind - Chemicals | Lighting | No | Ind Lighting - O&M (Mid Cost) | 0.016391 | 0.01662 | 0.016773 | 0.016813 | 0.016859 | 0.016872 | 0.016895 | 0.016914 | 0.016926 | 0.016931 | 0.016928 | 0.016928
SDG&E | MW | Industrial | Ind - Chemicals | ProcHeat | No | Ind ProcHeat - Equipment (Electric - High Cost) | 0.016969 | 0.017206 | 0.017364 | 0.017406 | 0.017453 | 0.017466 | 0.017491 | 0.01751 | 0.017522 | 0.017528 | 0.017525 | 0.017525
SDG&E | MW | Industrial | Ind - Chemicals | ProcHeat | No | Ind ProcHeat - Equipment (Electric - Low Cost) | 0.0046666 | 0.0047318 | 0.0047751 | 0.0047867 | 0.0047996 | 0.0048033 | 0.0048101 | 0.0048153 | 0.0048187 | 0.0048202 | 0.0048194 | 0.0048194
SDG&E | MW | Industrial | Ind - Chemicals | ProcHeat | No | Ind ProcHeat - Equipment (Electric - Mid Cost) | 0.00017674 | 0.00017921 | 0.00018085 | 0.00018128 | 0.00018177 | 0.00018191 | 0.00018217 | 0.00018237 | 0.0001825 | 0.00018255 | 0.00018252 | 0.00018252
SDG&E | MW | Industrial | Ind - Chemicals | ProcRefrig | No | Ind ProcRefrig - O&M (Low Cost) | 0.0031888 | 0.0032333 | 0.0032629 | 0.0032708 | 0.0032797 | 0.0032822 | 0.0032868 | 0.0032904 | 0.0032927 | 0.0032937 | 0.0032932 | 0.0032932
SDG&E | MW | Industrial | Ind - Chemicals | MachDr | No | Ind MachDr - Equipment (High Cost) | 0.026901 | 0.027277 | 0.027526 | 0.027593 | 0.027667 | 0.027689 | 0.027728 | 0.027758 | 0.027777 | 0.027786 | 0.027781 | 0.027782
SDG&E | MW | Industrial | Ind - Chemicals | MachDr | No | Ind MachDr - Equipment (Low Cost) | 0.10209 | 0.10351 | 0.10446 | 0.10471 | 0.10499 | 0.10507 | 0.10522 | 0.10534 | 0.10541 | 0.10544 | 0.10543 | 0.10543
SDG&E | MW | Industrial | Ind - Chemicals | MachDr | No | Ind MachDr - Equipment (Mid Cost) | 0.075232 | 0.076283 | 0.076981 | 0.077168 | 0.077376 | 0.077435 | 0.077545 | 0.077629 | 0.077683 | 0.077708 | 0.077694 | 0.077696
SDG&E | MW | Industrial | Ind - Chemicals | MachDr | No | Ind MachDr - O&M (High Cost) | 0.0047865 | 0.0048534 | 0.0048978 | 0.0049097 | 0.0049229 | 0.0049267 | 0.0049337 | 0.004939 | 0.0049425 | 0.004944 | 0.0049432 | 0.0049433
SDG&E | MW | Industrial | Ind - Chemicals | MachDr | No | Ind MachDr - O&M (Low Cost) | 0.19354 | 0.19624 | 0.19804 | 0.19852 | 0.19905 | 0.19921 | 0.19949 | 0.1997 | 0.19984 | 0.19991 | 0.19987 | 0.19988
SDG&E | MW | Industrial | Ind - Chemicals | MachDr | No | Ind MachDr - O&M (Mid Cost) | 0.022669 | 0.022986 | 0.023196 | 0.023253 | 0.023315 | 0.023333 | 0.023366 | 0.023392 | 0.023408 | 0.023415 | 0.023411 | 0.023412
SDG&E | MW | Industrial | Ind - Electronics | HVAC | No | Ind HVAC - Equipment (Electric - High Cost) | 0.050858 | 0.051569 | 0.052041 | 0.052167 | 0.052308 | 0.052348 | 0.052422 | 0.052479 | 0.052515 | 0.052532 | 0.052523 | 0.052524
SDG&E | MW | Industrial | Ind - Electronics | HVAC | No | Ind HVAC - Equipment (Electric - Low Cost) | 0.21712 | 0.22015 | 0.22217 | 0.22271 | 0.22331 | 0.22348 | 0.22379 | 0.22404 | 0.22419 | 0.22426 | 0.22423 | 0.22423
SDG&E | MW | Industrial | Ind - Electronics | HVAC | No | Ind HVAC - Equipment (Electric - Mid Cost) | 0.11369 | 0.11528 | 0.11633 | 0.11662 | 0.11693 | 0.11702 | 0.11719 | 0.11731 | 0.1174 | 0.11743 | 0.11741 | 0.11741
SDG&E | MW | Industrial | Ind - Electronics | HVAC | No | Ind HVAC - O&M (Electric - High Cost) | 0.0046245 | 0.0046891 | 0.004732 | 0.0047435 | 0.0047563 | 0.0047599 | 0.0047666 | 0.0047718 | 0.0047752 | 0.0047767 | 0.0047758 | 0.0047759
SDG&E | MW | Industrial | Ind - Electronics | HVAC | No | Ind HVAC - O&M (Electric - Low Cost) | 0.91697 | 0.92979 | 0.9383 | 0.94057 | 0.94311 | 0.94383 | 0.94517 | 0.94619 | 0.94686 | 0.94715 | 0.94699 | 0.947
SDG&E | MW | Industrial | Ind - Electronics | HVAC | No | Ind HVAC - O&M (Electric - Mid Cost) | 0.011536 | 0.011698 | 0.011805 | 0.011833 | 0.011865 | 0.011874 | 0.011891 | 0.011904 | 0.011912 | 0.011916 | 0.011914 | 0.011914
SDG&E | MW | Industrial | Ind - Electronics | Lighting | No | Ind Lighting - Equipment (High Cost) | 0.15806 | 0.16027 | 0.16174 | 0.16213 | 0.16257 | 0.16269 | 0.16292 | 0.1631 | 0.16322 | 0.16327 | 0.16324 | 0.16324
SDG&E | MW | Industrial | Ind - Electronics | Lighting | No | Ind Lighting - Equipment (Low Cost) | 0.086217 | 0.087422 | 0.088222 | 0.088436 | 0.088674 | 0.088742 | 0.088868 | 0.088964 | 0.089027 | 0.089054 | 0.089039 | 0.08904
SDG&E | MW | Industrial | Ind - Electronics | Lighting | No | Ind Lighting - Equipment (Mid Cost) | 0.58642 | 0.59462 | 0.60006 | 0.60152 | 0.60314 | 0.6036 | 0.60445 | 0.60511 | 0.60553 | 0.60572 | 0.60562 | 0.60563
SDG&E | MW | Industrial | Ind - Electronics | Lighting | No | Ind Lighting - O&M (High Cost) | 0.01722 | 0.017461 | 0.01762 | 0.017663 | 0.017711 | 0.017724 | 0.017749 | 0.017769 | 0.017781 | 0.017787 | 0.017784 | 0.017784
SDG&E | MW | Industrial | Ind - Electronics | Lighting | No | Ind Lighting - O&M (Low Cost) | 0.065593 | 0.06651 | 0.067118 | 0.067281 | 0.067462 | 0.067514 | 0.06761 | 0.067683 | 0.067731 | 0.067752 | 0.06774 | 0.067741
SDG&E | MW | Industrial | Ind - Electronics | Lighting | No | Ind Lighting - O&M (Mid Cost) | 0.001963 | 0.0019904 | 0.0020086 | 0.0020135 | 0.0020189 | 0.0020205 | 0.0020233 | 0.0020255 | 0.002027 | 0.0020276 | 0.0020272 | 0.0020273
SDG&E | MW | Industrial | Ind - Electronics | ProcHeat | No | Ind ProcHeat - Equipment (Electric - Low Cost) | 0.024728 | 0.025074 | 0.025303 | 0.025365 | 0.025433 | 0.025452 | 0.025488 | 0.025516 | 0.025534 | 0.025542 | 0.025538 | 0.025538
SDG&E | MW | Industrial | Ind - Electronics | ProcHeat | No | Ind ProcHeat - Equipment (Electric - Mid Cost) | 0.010094 | 0.010235 | 0.010329 | 0.010354 | 0.010382 | 0.010389 | 0.010404 | 0.010415 | 0.010423 | 0.010426 | 0.010424 | 0.010424
SDG&E | MW | Industrial | Ind - Electronics | ProcRefrig | No | Ind ProcRefrig - O&M (High Cost) | 0.00013535 | 0.00013724 | 0.00013849 | 0.00013883 | 0.0001392 | 0.00013931 | 0.00013951 | 0.00013966 | 0.00013976 | 0.0001398 | 0.00013978 | 0.00013978
SDG&E | MW | Industrial | Ind - Electronics | ProcRefrig | No | Ind ProcRefrig - O&M (Low Cost) | 0.21767 | 0.22071 | 0.22273 | 0.22327 | 0.22387 | 0.22405 | 0.22436 | 0.22461 | 0.22476 | 0.22483 | 0.2248 | 0.2248
SDG&E | MW | Industrial | Ind - Electronics | ProcRefrig | No | Ind ProcRefrig - O&M (Mid Cost) | 0.029993 | 0.030412 | 0.030691 | 0.030765 | 0.030848 | 0.030872 | 0.030915 | 0.030949 | 0.030971 | 0.03098 | 0.030975 | 0.030976
SDG&E | MW | Industrial | Ind - Electronics | MachDr | No | Ind MachDr - Equipment (High Cost) | 0.046266 | 0.046912 | 0.047342 | 0.047457 | 0.047585 | 0.047621 | 0.047688 | 0.04774 | 0.047774 | 0.047789 | 0.04778 | 0.047781
SDG&E | MW | Industrial | Ind - Electronics | MachDr | No | Ind MachDr - Equipment (Low Cost) | 0.23059 | 0.23381 | 0.23595 | 0.23652 | 0.23716 | 0.23734 | 0.23768 | 0.23793 | 0.2381 | 0.23818 | 0.23813 | 0.23814
SDG&E | MW | Industrial | Ind - Electronics | MachDr | No | Ind MachDr - Equipment (Mid Cost) | 0.43107 | 0.43709 | 0.4411 | 0.44217 | 0.44336 | 0.4437 | 0.44433 | 0.44481 | 0.44512 | 0.44526 | 0.44518 | 0.44519
SDG&E | MW | Industrial | Ind - Electronics | MachDr | No | Ind MachDr - O&M (High Cost) | 0.088594 | 0.089831 | 0.090654 | 0.090874 | 0.091119 | 0.091188 | 0.091318 | 0.091417 | 0.091481 | 0.091509 | 0.091494 | 0.091495
SDG&E | MW | Industrial | Ind - Electronics | MachDr | No | Ind MachDr - O&M (Low Cost) | 1.3841 | 1.4034 | 1.4163 | 1.4197 | 1.4235 | 1.4246 | 1.4266 | 1.4282 | 1.4292 | 1.4296 | 1.4294 | 1.4294
SDG&E | MW | Industrial | Ind - Electronics | MachDr | No | Ind MachDr - O&M (Mid Cost) | 0.21858 | 0.22163 | 0.22366 | 0.2242 | 0.22481 | 0.22498 | 0.2253 | 0.22554 | 0.2257 | 0.22577 | 0.22573 | 0.22574
SDG&E | MW | Industrial | Ind - Food | HVAC | No | Ind HVAC - Equipment (Electric - High Cost) | 0.0051233 | 0.0051948 | 0.0052424 | 0.0052551 | 0.0052693 | 0.0052733 | 0.0052808 | 0.0052865 | 0.0052902 | 0.0052919 | 0.005291 | 0.005291
SDG&E | MW | Industrial | Ind - Food | HVAC | No | Ind HVAC - Equipment (Electric - Low Cost) | 0.0040712 | 0.0041281 | 0.0041659 | 0.004176 | 0.0041872 | 0.0041904 | 0.0041964 | 0.0042009 | 0.0042039 | 0.0042052 | 0.0042045 | 0.0042045
SDG&E | MW | Industrial | Ind - Food | HVAC | No | Ind HVAC - Equipment (Electric - Mid Cost) | 0.0019306 | 0.0019576 | 0.0019755 | 0.0019803 | 0.0019857 | 0.0019872 | 0.00199 | 0.0019921 | 0.0019935 | 0.0019942 | 0.0019938 | 0.0019939
SDG&E | MW | Industrial | Ind - Food | HVAC | No | Ind HVAC - O&M (Electric - High Cost) | 0.0021177 | 0.0021473 | 0.002167 | 0.0021722 | 0.0021781 | 0.0021798 | 0.0021829 | 0.0021852 | 0.0021868 | 0.0021874 | 0.0021871 | 0.0021871
SDG&E | MW | Industrial | Ind - Food | HVAC | No | Ind HVAC - O&M (Electric - Low Cost) | 0.026068 | 0.026433 | 0.026675 | 0.026739 | 0.026811 | 0.026832 | 0.02687 | 0.026899 | 0.026918 | 0.026926 | 0.026922 | 0.026922
SDG&E | MW | Industrial | Ind - Food | HVAC | No | Ind HVAC - O&M (Electric - Mid Cost) | 0.0072621 | 0.0073636 | 0.007431 | 0.007449 | 0.0074691 | 0.0074748 | 0.0074854 | 0.0074935 | 0.0074988 | 0.0075011 | 0.0074999 | 0.0075
SDG&E | MW | Industrial | Ind - Food | Lighting | No | Ind Lighting - Equipment (High Cost) | 0.029525 | 0.029937 | 0.030211 | 0.030285 | 0.030366 | 0.03039 | 0.030433 | 0.030466 | 0.030487 | 0.030497 | 0.030491 | 0.030492
SDG&E | MW | Industrial | Ind - Food | Lighting | No | Ind Lighting - Equipment (Low Cost) | 0.016812 | 0.017047 | 0.017203 | 0.017245 | 0.017291 | 0.017304 | 0.017329 | 0.017348 | 0.01736 | 0.017365 | 0.017362 | 0.017363
SDG&E | MW | Industrial | Ind - Food | Lighting | No | Ind Lighting - Equipment (Mid Cost) | 0.064583 | 0.065486 | 0.066085 | 0.066245 | 0.066424 | 0.066475 | 0.066569 | 0.066641 | 0.066688 | 0.066709 | 0.066697 | 0.066698
SDG&E | MW | Industrial | Ind - Food | Lighting | No | Ind Lighting - O&M (High Cost) | 0.00042736 | 0.00043333 | 0.0004373 | 0.00043836 | 0.00043954 | 0.00043988 | 0.0004405 | 0.00044098 | 0.00044129 | 0.00044143 | 0.00044135 | 0.00044136
SDG&E | MW | Industrial | Ind - Food | Lighting | No | Ind Lighting - O&M (Low Cost) | 0.010973 | 0.011126 | 0.011228 | 0.011255 | 0.011286 | 0.011294 | 0.01131 | 0.011323 | 0.011331 | 0.011334 | 0.011332 | 0.011332
SDG&E | MW | Industrial | Ind - Food | Lighting | No | Ind Lighting - O&M (Mid Cost) | 0.00017553 | 0.00017799 | 0.00017962 | 0.00018005 | 0.00018054 | 0.00018068 | 0.00018093 | 0.00018113 | 0.00018126 | 0.00018131 | 0.00018128 | 0.00018128
SDG&E | MW | Industrial | Ind - Food | ProcHeat | No | Ind ProcHeat - Equipment (Electric - High Cost) | 0.0012957 | 0.0013138 | 0.0013258 | 0.001329 | 0.0013326 | 0.0013336 | 0.0013355 | 0.001337 | 0.0013379 | 0.0013383 | 0.0013381 | 0.0013381
SDG&E | MW | Industrial | Ind - Food | ProcHeat | No | Ind ProcHeat - Equipment (Electric - Low Cost) | 0.0010169 | 0.0010311 | 0.0010405 | 0.001043 | 0.0010458 | 0.0010466 | 0.0010481 | 0.0010493 | 0.00105 | 0.0010503 | 0.0010502 | 0.0010502
SDG&E | MW | Industrial | Ind - Food | ProcHeat | No | Ind ProcHeat - Equipment (Electric - Mid Cost) | 0.0049619 | 0.0050312 | 0.0050772 | 0.0050895 | 0.0051033 | 0.0051072 | 0.0051144 | 0.00512 | 0.0051236 | 0.0051252 | 0.0051243 | 0.0051243
SDG&E | MW | Industrial | Ind - Food | ProcHeat | No | Ind ProcHeat - Equipment (Gas - High Cost) | 0.00086871 | 0.00088291 | 0.00088363 | 0.00088258 | 0.00088019 | 0.00087667 | 0.00087257 | 0.00086684 | 0.00086056 | 0.00085344 | 0.00085344 | 0.00085344
SDG&E | MW | Industrial | Ind - Food | SHW | No | Ind SHW - Equipment (Mid Cost) | 0.00020441 | 0.00020775 | 0.00020792 | 0.00020767 | 0.00020711 | 0.00020628 | 0.00020532 | 0.00020397 | 0.00020249 | 0.00020081 | 0.00020081 | 0.00020081
SDG&E | MW | Industrial | Ind - Food | ProcRefrig | No | Ind ProcRefrig - Equipment (High Cost) | 0.0056245 | 0.0057031 | 0.0057553 | 0.0057692 | 0.0057848 | 0.0057892 | 0.0057974 | 0.0058037 | 0.0058078 | 0.0058096 | 0.0058086 | 0.0058087
SDG&E | MW | Industrial | Ind - Food | ProcRefrig | No | Ind ProcRefrig - Equipment (Mid Cost) | 0.00013192 | 0.00013376 | 0.00013499 | 0.00013531 | 0.00013568 | 0.00013578 | 0.00013597 | 0.00013612 | 0.00013622 | 0.00013626 | 0.00013624 | 0.00013624
SDG&E | MW | Industrial | Ind - Food | ProcRefrig | No | Ind ProcRefrig - O&M (High Cost) | 0.013891 | 0.014085 | 0.014214 | 0.014249 | 0.014287 | 0.014298 | 0.014318 | 0.014334 | 0.014344 | 0.014348 | 0.014346 | 0.014346
SDG&E | MW | Industrial | Ind - Food | ProcRefrig | No | Ind ProcRefrig - O&M (Low Cost) | 0.01437 | 0.014571 | 0.014704 | 0.01474 | 0.01478 | 0.014791 | 0.014812 | 0.014828 | 0.014838 | 0.014843 | 0.01484 | 0.014841
SDG&E | MW | Industrial | Ind - Food | ProcRefrig | No | Ind ProcRefrig - O&M (Mid Cost) | 0.0036907 | 0.0037423 | 0.0037765 | 0.0037857 | 0.0037959 | 0.0037988 | 0.0038042 | 0.0038083 | 0.003811 | 0.0038122 | 0.0038115 | 0.0038116
SDG&E | MW | Industrial | Ind - Food | MachDr | No | Ind MachDr - Equipment (High Cost) | 0.010526 | 0.010674 | 0.010771 | 0.010797 | 0.010826 | 0.010835 | 0.01085 | 0.010862 | 0.010869 | 0.010873 | 0.010871 | 0.010871
SDG&E | MW | Industrial | Ind - Food | MachDr | No | Ind MachDr - Equipment (Low Cost) | 0.050269 | 0.050972 | 0.051438 | 0.051563 | 0.051702 | 0.051742 | 0.051815 | 0.051871 | 0.051907 | 0.051924 | 0.051915 | 0.051916
SDG&E | MW | Industrial | Ind - Food | MachDr | No | Ind MachDr - Equipment (Mid Cost) | 0.080383 | 0.081506 | 0.082252 | 0.082451 | 0.082673 | 0.082737 | 0.082854 | 0.082944 | 0.083002 | 0.083028 | 0.083014 | 0.083015
SDG&E | MW | Industrial | Ind - Food | MachDr | No | Ind MachDr - O&M (High Cost) | 0.0091849 | 0.0093133 | 0.0093985 | 0.0094213 | 0.0094467 | 0.0094539 | 0.0094673 | 0.0094776 | 0.0094843 | 0.0094872 | 0.0094856 | 0.0094857
SDG&E | MW | Industrial | Ind - Food | MachDr | No | Ind MachDr - O&M (Low Cost) | 0.19381 | 0.19652 | 0.19831 | 0.19879 | 0.19933 | 0.19948 | 0.19977 | 0.19998 | 0.20012 | 0.20019 | 0.20015 | 0.20015
SDG&E | MW | Industrial | Ind - Food | MachDr | No | Ind MachDr - O&M (Mid Cost) | 0.036498 | 0.037008 | 0.037347 | 0.037437 | 0.037538 | 0.037567 | 0.03762 | 0.037661 | 0.037688 | 0.037699 | 0.037693 | 0.037693
SDG&E | MW | Industrial | Ind - Lumber & Furniture | HVAC | No | Ind HVAC - Equipment (Electric - High Cost) | 6.9593e-05 | 7.0565e-05 | 7.1211e-05 | 7.1384e-05 | 7.1576e-05 | 7.1631e-05 | 7.1732e-05 | 7.181e-05 | 7.186e-05 | 7.1883e-05 | 7.1871e-05 | 7.1872e-05
SDG&E | MW | Industrial | Ind - Lumber & Furniture | HVAC | No | Ind HVAC - Equipment (Electric - Mid Cost) | 0.00032097 | 0.00032545 | 0.00032843 | 0.00032923 | 0.00033012 | 0.00033037 | 0.00033084 | 0.0003312 | 0.00033143 | 0.00033153 | 0.00033148 | 0.00033148
SDG&E | MW | Industrial | Ind - Lumber & Furniture | HVAC | No | Ind HVAC - O&M (Electric - High Cost) | 6.6596e-05 | 6.7526e-05 | 6.8144e-05 | 6.831e-05 | 6.8494e-05 | 6.8546e-05 | 6.8643e-05 | 6.8718e-05 | 6.8766e-05 | 6.8788e-05 | 6.8776e-05 | 6.8777e-05
SDG&E | MW | Industrial | Ind - Lumber & Furniture | HVAC | No | Ind HVAC - O&M (Electric - Low Cost) | 0.00094376 | 0.00095694 | 0.0009657 | 0.00096804 | 0.00097065 | 0.0009714 | 0.00097277 | 0.00097383 | 0.00097451 | 0.00097482 | 0.00097465 | 0.00097466
SDG&E | MW | Industrial | Ind - Lumber & Furniture | HVAC | No | Ind HVAC - O&M (Electric - Mid Cost) | 0.0017638 | 0.0017885 | 0.0018049 | 0.0018092 | 0.0018141 | 0.0018155 | 0.0018181 | 0.00182 | 0.0018213 | 0.0018219 | 0.0018216 | 0.0018216
SDG&E | MW | Industrial | Ind - Lumber & Furniture | Lighting | No | Ind Lighting - Equipment (High Cost) | 0.0066012 | 0.0066934 | 0.0067547 | 0.0067711 | 0.0067893 | 0.0067945 | 0.0068041 | 0.0068115 | 0.0068163 | 0.0068184 | 0.0068173 | 0.0068174
SDG&E | MW | Industrial | Ind - Lumber & Furniture | Lighting | No | Ind Lighting - Equipment (Low Cost) | 0.0023277 | 0.0023602 | 0.0023818 | 0.0023876 | 0.002394 | 0.0023959 | 0.0023993 | 0.0024019 | 0.0024036 | 0.0024043 | 0.0024039 | 0.0024039
SDG&E | MW | Industrial | Ind - Lumber & Furniture | Lighting | No | Ind Lighting - Equipment (Mid Cost) | 0.015084 | 0.015294 | 0.015434 | 0.015472 | 0.015514 | 0.015525 | 0.015547 | 0.015564 | 0.015575 | 0.01558 | 0.015577 | 0.015578
SDG&E | MW | Industrial | Ind - Lumber & Furniture | Lighting | No | Ind Lighting - O&M (High Cost) | 8.9777e-06 | 9.1032e-06 | 9.1865e-06 | 9.2088e-06 | 9.2336e-06 | 9.2407e-06 | 9.2538e-06 | 9.2638e-06 | 9.2703e-06 | 9.2732e-06 | 9.2716e-06 | 9.2718e-06
SDG&E | MW | Industrial | Ind - Lumber & Furniture | Lighting | No | Ind Lighting - O&M (Low Cost) | 0.00099719 | 0.0010111 | 0.0010204 | 0.0010229 | 0.0010256 | 0.0010264 | 0.0010279 | 0.001029 | 0.0010297 | 0.00103 | 0.0010298 | 0.0010298
SDG&E | MW | Industrial | Ind - Lumber & Furniture | Lighting | No | Ind Lighting - O&M (Mid Cost) | 2.4101e-06 | 2.4438e-06 | 2.4662e-06 | 2.4722e-06 | 2.4788e-06 | 2.4807e-06 | 2.4842e-06 | 2.4869e-06 | 2.4887e-06 | 2.4895e-06 | 2.489e-06 | 2.4891e-06
SDG&E | MW | Industrial | Ind - Lumber & Furniture | MachDr | No | Ind MachDr - Equipment (High Cost) | 0.0013859 | 0.0014052 | 0.0014181 | 0.0014215 | 0.0014254 | 0.0014265 | 0.0014285 | 0.00143 | 0.001431 | 0.0014315 | 0.0014312 | 0.0014313
SDG&E | MW | Industrial | Ind - Lumber & Furniture | MachDr | No | Ind MachDr - Equipment (Low Cost) | 0.0056674 | 0.0057466 | 0.0057991 | 0.0058132 | 0.0058289 | 0.0058334 | 0.0058416 | 0.0058479 | 0.0058521 | 0.0058539 | 0.0058529 | 0.005853
SDG&E | MW | Industrial | Ind - Lumber & Furniture | MachDr | No | Ind MachDr - Equipment (Mid Cost) | 0.0084952 | 0.0086139 | 0.0086928 | 0.0087139 | 0.0087374 | 0.0087441 | 0.0087564 | 0.0087659 | 0.0087721 | 0.0087748 | 0.0087733 | 0.0087735
SDG&E | MW | Industrial | Ind - Lumber & Furniture | MachDr | No | Ind MachDr - O&M (High Cost) | 0.0024502 | 0.0024845 | 0.0025072 | 0.0025133 | 0.0025201 | 0.002522 | 0.0025256 | 0.0025283 | 0.0025301 | 0.0025309 | 0.0025305 | 0.0025305
SDG&E | MW | Industrial | Ind - Lumber & Furniture | MachDr | No | Ind MachDr - O&M (Low Cost) | 0.035692 | 0.036191 | 0.036522 | 0.03661 | 0.036709 | 0.036737 | 0.036789 | 0.036829 | 0.036855 | 0.036867 | 0.03686 | 0.036861
SDG&E | MW | Industrial | Ind - Lumber & Furniture | MachDr | No | Ind MachDr - O&M (Mid Cost) | 0.025927 | 0.026289 | 0.02653 | 0.026594 | 0.026666 | 0.026686 | 0.026724 | 0.026753 | 0.026772 | 0.02678 | 0.026776 | 0.026776
SDG&E | MW | Industrial | Ind - Machinery | HVAC | No | Ind HVAC - Equipment (Electric - High Cost) | 0.053015 | 0.053756 | 0.054248 | 0.054379 | 0.054526 | 0.054568 | 0.054645 | 0.054704 | 0.054742 | 0.05476 | 0.05475 | 0.054751
SDG&E | MW | Industrial | Ind - Machinery | HVAC | No | Ind HVAC - Equipment (Electric - Low Cost) | 0.00033483 | 0.00033951 | 0.00034262 | 0.00034345 | 0.00034438 | 0.00034464 | 0.00034513 | 0.0003455 | 0.00034575 | 0.00034585 | 0.00034579 | 0.0003458
SDG&E | MW | Industrial | Ind - Machinery | HVAC | No | Ind HVAC - Equipment (Electric - Mid Cost) | 0.018884 | 0.019148 | 0.019324 | 0.01937 | 0.019423 | 0.019438 | 0.019465 | 0.019486 | 0.0195 | 0.019506 | 0.019503 | 0.019503
SDG&E | MW | Industrial | Ind - Machinery | HVAC | No | Ind HVAC - O&M (Electric - High Cost) | 0.0021638 | 0.0021941 | 0.0022142 | 0.0022195 | 0.0022255 | 0.0022272 | 0.0022304 | 0.0022328 | 0.0022344 | 0.0022351 | 0.0022347 | 0.0022347
SDG&E | MW | Industrial | Ind - Machinery | HVAC | No | Ind HVAC - O&M (Electric - Low Cost) | 0.055823 | 0.056603 | 0.057121 | 0.057259 | 0.057414 | 0.057458 | 0.057539 | 0.057601 | 0.057642 | 0.05766 | 0.05765 | 0.057651
SDG&E | MW | Industrial | Ind - Machinery | HVAC | No | Ind HVAC - O&M (Gas - Low Cost) | 0.00076555 | 0.00077515 | 0.00076524 | 0.00075725 | 0.00075141 | 0.00074911 | 0.00074971 | 0.00075003 | 0.00075078 | 0.00075024 | 0.00075024 | 0.00075024
SDG&E | MW | Industrial | Ind - Machinery | Lighting | No | Ind Lighting - Equipment (High Cost) | 0.061546 | 0.062406 | 0.062977 | 0.06313 | 0.0633 | 0.063349 | 0.063438 | 0.063507 | 0.063552 | 0.063572 | 0.063561 | 0.063562
SDG&E | MW | Industrial | Ind - Machinery | Lighting | No | Ind Lighting - Equipment (Low Cost) | 0.025003 | 0.025353 | 0.025585 | 0.025647 | 0.025716 | 0.025735 | 0.025772 | 0.0258 | 0.025818 | 0.025826 | 0.025822 | 0.025822
SDG&E | MW | Industrial | Ind - Machinery | Lighting | No | Ind Lighting - Equipment (Mid Cost) | 0.22306 | 0.22618 | 0.22825 | 0.2288 | 0.22942 | 0.22959 | 0.22992 | 0.23017 | 0.23033 | 0.2304 | 0.23036 | 0.23036
SDG&E | MW | Industrial | Ind - Machinery | Lighting | No | Ind Lighting - O&M (Low Cost) | 0.016183 | 0.016409 | 0.016559 | 0.016599 | 0.016644 | 0.016657 | 0.01668 | 0.016698 | 0.01671 | 0.016715 | 0.016713 | 0.016713
SDG&E | MW | Industrial | Ind - Machinery | ProcHeat | No | Ind ProcHeat - Equipment (Electric - High Cost) | 0.0034184 | 0.0034662 | 0.0034979 | 0.0035064 | 0.0035158 | 0.0035185 | 0.0035235 | 0.0035273 | 0.0035298 | 0.0035309 | 0.0035303 | 0.0035304
SDG&E | MW | Industrial | Ind - Machinery | ProcHeat | No | Ind ProcHeat - Equipment (Electric - Low Cost) | 0.002455 | 0.0024893 | 0.0025121 | 0.0025182 | 0.002525 | 0.002527 | 0.0025305 | 0.0025333 | 0.0025351 | 0.0025358 | 0.0025354 | 0.0025354
SDG&E | MW | Industrial | Ind - Machinery | ProcHeat | No | Ind ProcHeat - Equipment (Electric - Mid Cost) | 0.00039882 | 0.00040439 | 0.00040809 | 0.00040908 | 0.00041018 | 0.0004105 | 0.00041108 | 0.00041152 | 0.00041181 | 0.00041194 | 0.00041187 | 0.00041188
SDG&E | MW | Industrial | Ind - Machinery | ProcRefrig | No | Ind ProcRefrig - O&M (High Cost) | 0.0039467 | 0.0040019 | 0.0040385 | 0.0040483 | 0.0040592 | 0.0040623 | 0.0040681 | 0.0040725 | 0.0040753 | 0.0040766 | 0.0040759 | 0.004076
SDG&E | MW | Industrial | Ind - Machinery | ProcRefrig | No | Ind ProcRefrig - O&M (Low Cost) | 0.016636 | 0.016869 | 0.017023 | 0.017064 | 0.01711 | 0.017124 | 0.017148 | 0.017166 | 0.017178 | 0.017184 | 0.017181 | 0.017181
SDG&E | MW | Industrial | Ind - Machinery | ProcRefrig | No | Ind ProcRefrig - O&M (Mid Cost) | 0.014337 | 0.014537 | 0.01467 | 0.014706 | 0.014745 | 0.014757 | 0.014777 | 0.014793 | 0.014804 | 0.014808 | 0.014806 | 0.014806
SDG&E | MW | Industrial | Ind - Machinery | MachDr | No | Ind MachDr - Equipment (High Cost) | 0.021287 | 0.021584 | 0.021782 | 0.021835 | 0.021893 | 0.02191 | 0.021941 | 0.021965 | 0.02198 | 0.021987 | 0.021984 | 0.021984
SDG&E | MW | Industrial | Ind - Machinery | MachDr | No | Ind MachDr - Equipment (Low Cost) | 0.093035 | 0.094334 | 0.095198 | 0.095429 | 0.095686 | 0.095759 | 0.095895 | 0.095999 | 0.096066 | 0.096097 | 0.09608 | 0.096081
SDG&E | MW | Industrial | Ind - Machinery | MachDr | No | Ind MachDr - Equipment (Mid Cost) | 0.056354 | 0.057142 | 0.057665 | 0.057805 | 0.057961 | 0.058005 | 0.058087 | 0.05815 | 0.058191 | 0.058209 | 0.058199 | 0.0582
SDG&E | MW | Industrial | Ind - Machinery | MachDr | No | Ind MachDr - O&M (High Cost) | 0.0020349 | 0.0020634 | 0.0020823 | 0.0020873 | 0.0020929 | 0.0020945 | 0.0020975 | 0.0020998 | 0.0021013 | 0.0021019 | 0.0021015 | 0.0021016
SDG&E | MW | Industrial | Ind - Machinery | MachDr | No | Ind MachDr - O&M (Low Cost) | 0.27583 | 0.27968 | 0.28224 | 0.28293 | 0.28369 | 0.28391 | 0.28431 | 0.28462 | 0.28482 | 0.28491 | 0.28486 | 0.28486
SDG&E | MW | Industrial | Ind - Machinery | MachDr | No | Ind MachDr - O&M (Mid Cost) | 0.063941 | 0.064834 | 0.065428 | 0.065586 | 0.065763 | 0.065814 | 0.065907 | 0.065978 | 0.066024 | 0.066045 | 0.066034 | 0.066035
SDG&E | MW | Industrial | Ind - Metals (Fabricated) | HVAC | No | Ind HVAC - Equipment (Electric - High Cost) | 0.0030655 | 0.0031084 | 0.0031368 | 0.0031444 | 0.0031529 | 0.0031553 | 0.0031598 | 0.0031632 | 0.0031654 | 0.0031664 | 0.0031659 | 0.0031659
SDG&E | MW | Industrial | Ind - Metals (Fabricated) | HVAC | No | Ind HVAC - Equipment (Electric - Low Cost) | 0.0024125 | 0.0024462 | 0.0024686 | 0.0024746 | 0.0024813 | 0.0024832 | 0.0024867 | 0.0024894 | 0.0024912 | 0.0024919 | 0.0024915 | 0.0024915
SDG&E | MW | Industrial | Ind - Metals (Fabricated) | HVAC | No | Ind HVAC - Equipment (Electric - Mid Cost) | 0.00027489 | 0.00027874 | 0.00028129 | 0.00028197 | 0.00028273 | 0.00028295 | 0.00028335 | 0.00028365 | 0.00028385 | 0.00028394 | 0.00028389 | 0.0002839
SDG&E | MW | Industrial | Ind - Metals (Fabricated) | HVAC | No | Ind HVAC - Equipment (Gas - Mid Cost) | 0.00027429 | 0.00028185 | 0.00028778 | 0.00029401 | 0.0003003 | 0.00030617 | 0.00031195 | 0.00031734 | 0.0003227 | 0.00032777 | 0.00032777 | 0.00032777
SDG&E | MW | Industrial | Ind - Metals (Fabricated) | HVAC | No | Ind HVAC - O&M (Electric - High Cost) | 0.0018705 | 0.0018966 | 0.001914 | 0.0019186 | 0.0019238 | 0.0019253 | 0.001928 | 0.0019301 | 0.0019314 | 0.001932 | 0.0019317 | 0.0019317
SDG&E | MW | Industrial | Ind - Metals (Fabricated) | HVAC | No | Ind HVAC - O&M (Electric - Low Cost) | 0.050318 | 0.051021 | 0.051488 | 0.051613 | 0.051752 | 0.051792 | 0.051865 | 0.051922 | 0.051958 | 0.051974 | 0.051965 | 0.051966
SDG&E | MW | Industrial | Ind - Metals (Fabricated) | HVAC | No | Ind HVAC - O&M (Electric - Mid Cost) | 0.0058847 | 0.0059669 | 0.0060215 | 0.0060361 | 0.0060524 | 0.006057 | 0.0060656 | 0.0060722 | 0.0060764 | 0.0060783 | 0.0060773 | 0.0060774
SDG&E | MW | Industrial | Ind - Metals (Fabricated) | Lighting | No | Ind Lighting - Equipment (High Cost) | 0.065745 | 0.066664 | 0.067274 | 0.067437 | 0.067619 | 0.067671 | 0.067767 | 0.06784 | 0.067888 | 0.067909 | 0.067897 | 0.067898
SDG&E | MW | Industrial | Ind - Metals (Fabricated) | Lighting | No | Ind Lighting - Equipment (Low Cost) | 0.033589 | 0.034058 | 0.03437 | 0.034454 | 0.034546 | 0.034573 | 0.034622 | 0.034659 | 0.034684 | 0.034695 | 0.034689 | 0.034689
SDG&E | MW | Industrial | Ind - Metals (Fabricated) | Lighting | No | Ind Lighting - Equipment (Mid Cost) | 0.45918 | 0.46559 | 0.46985 | 0.47099 | 0.47226 | 0.47262 | 0.47329 | 0.47381 | 0.47414 | 0.47429 | 0.47421 | 0.47421
SDG&E | MW | Industrial | Ind - Metals (Fabricated) | Lighting | No | Ind Lighting - O&M (High Cost) | 7.2981e-05 | 7.4001e-05 | 7.4678e-05 | 7.4859e-05 | 7.5061e-05 | 7.5118e-05 | 7.5225e-05 | 7.5306e-05 | 7.5359e-05 | 7.5383e-05 | 7.537e-05 | 7.5371e-05
SDG&E | MW | Industrial | Ind - Metals (Fabricated) | Lighting | No | Ind Lighting - O&M (Low Cost) | 0.016036 | 0.01626 | 0.016409 | 0.016448 | 0.016493 | 0.016505 | 0.016529 | 0.016547 | 0.016558 | 0.016564 | 0.016561 | 0.016561
SDG&E | MW | Industrial | Ind - Metals (Fabricated) | Lighting | No | Ind Lighting - O&M (Mid Cost) | 0.0046909 | 0.0047565 | 0.0048 | 0.0048116 | 0.0048246 | 0.0048283 | 0.0048352 | 0.0048404 | 0.0048438 | 0.0048453 | 0.0048445 | 0.0048446
SDG&E | MW | Industrial | Ind - Metals (Fabricated) | ProcHeat | No | Ind ProcHeat - Equipment (Electric - High Cost) | 2.8671e-05 | 2.9072e-05 | 2.9338e-05 | 2.9409e-05 | 2.9488e-05 | 2.9511e-05 | 2.9553e-05 | 2.9585e-05 | 2.9605e-05 | 2.9615e-05 | 2.961e-05 | 2.961e-05
SDG&E | MW | Industrial | Ind - Metals (Fabricated) | ProcHeat | No | Ind ProcHeat - Equipment (Electric - Low Cost) | 0.011368 | 0.011526 | 0.011632 | 0.01166 | 0.011692 | 0.011701 | 0.011717 | 0.01173 | 0.011738 | 0.011742 | 0.01174 | 0.01174
SDG&E | MW | Industrial | Ind - Metals (Fabricated) | ProcHeat | No | Ind ProcHeat - Equipment (Electric - Mid Cost) | 0.00033232 | 0.00033697 | 0.00034005 | 0.00034088 | 0.00034179 | 0.00034206 | 0.00034254 | 0.00034291 | 0.00034315 | 0.00034326 | 0.0003432 | 0.00034321
SDG&E | MW | Industrial | Ind - Metals (Fabricated) | ProcHeat | No | Ind ProcHeat - Equipment (Gas - High Cost) | 8.416e-05 | 8.6481e-05 | 8.8298e-05 | 9.021e-05 | 9.2141e-05 | 9.3941e-05 | 9.5713e-05 | 9.737e-05 | 9.9014e-05 | 0.00010057 | 0.00010057 | 0.00010057
SDG&E | MW | Industrial | Ind - Metals (Fabricated) | ProcHeat | No | Ind ProcHeat - O&M (Electric - High Cost) | 0.027656 | 0.028042 | 0.028299 | 0.028368 | 0.028444 | 0.028466 | 0.028506 | 0.028537 | 0.028557 | 0.028566 | 0.028561 | 0.028562
SDG&E | MW | Industrial | Ind - Metals (Fabricated) | ProcHeat | No | Ind ProcHeat - O&M (Electric - Low Cost) | 0.0032533 | 0.0032987 | 0.0033289 | 0.003337 | 0.003346 | 0.0033485 | 0.0033533 | 0.0033569 | 0.0033593 | 0.0033603 | 0.0033597 | 0.0033598
SDG&E | MW | Industrial | Ind - Metals (Fabricated) | ProcHeat | No | Ind ProcHeat - O&M (Electric - Mid Cost) | 0.00012346 | 0.00012519 | 0.00012633 | 0.00012664 | 0.00012698 | 0.00012708 | 0.00012726 | 0.0001274 | 0.00012749 | 0.00012753 | 0.00012751 | 0.00012751
SDG&E | MW | Industrial | Ind - Metals (Fabricated) | SHW | No | Ind SHW - Equipment (High Cost) | 1.5863e-06 | 1.63e-06 | 1.6642e-06 | 1.7003e-06 | 1.7367e-06 | 1.7706e-06 | 1.804e-06 | 1.8352e-06 | 1.8662e-06 | 1.8955e-06 | 1.8955e-06 | 1.8955e-06
SDG&E | MW | Industrial | Ind - Metals (Fabricated) | ProcRefrig | No | Ind ProcRefrig - O&M (Low Cost) | 0.00060086 | 0.00060925 | 0.00061483 | 0.00061632 | 0.00061798 | 0.00061846 | 0.00061933 | 0.00062 | 0.00062044 | 0.00062063 | 0.00062053 | 0.00062053
SDG&E | MW | Industrial | Ind - Metals (Fabricated) | ProcRefrig | No | Ind ProcRefrig - O&M (Mid Cost) | 0.012988 | 0.01317 | 0.01329 | 0.013323 | 0.013359 | 0.013369 | 0.013388 | 0.013402 | 0.013412 | 0.013416 | 0.013414 | 0.013414
SDG&E | MW | Industrial | Ind - Metals (Fabricated) | MachDr | No | Ind MachDr - Equipment (High Cost) | 0.014158 | 0.014356 | 0.014487 | 0.014522 | 0.014561 | 0.014573 | 0.014593 | 0.014609 | 0.014619 | 0.014624 | 0.014621 | 0.014622
SDG&E | MW | Industrial | Ind - Metals (Fabricated) | MachDr | No | Ind MachDr - Equipment (Low Cost) | 0.047495 | 0.048158 | 0.048599 | 0.048717 | 0.048848 | 0.048886 | 0.048955 | 0.049008 | 0.049042 | 0.049058 | 0.049049 | 0.04905
SDG&E | MW | Industrial | Ind - Metals (Fabricated) | MachDr | No | Ind MachDr - Equipment (Mid Cost) | 0.096755 | 0.098107 | 0.099005 | 0.099245 | 0.099513 | 0.099589 | 0.09973 | 0.099838 | 0.099908 | 0.099939 | 0.099922 | 0.099924
SDG&E | MW | Industrial | Ind - Metals (Fabricated) | MachDr | No | Ind MachDr - O&M (High Cost) | 0.01741 | 0.017653 | 0.017815 | 0.017858 | 0.017906 | 0.01792 | 0.017945 | 0.017965 | 0.017977 | 0.017983 | 0.01798 | 0.01798
SDG&E | MW | Industrial | Ind - Metals (Fabricated) | MachDr | No | Ind MachDr - O&M (Low Cost) | 0.55068 | 0.55837 | 0.56348 | 0.56485 | 0.56637 | 0.56681 | 0.56761 | 0.56823 | 0.56862 | 0.5688 | 0.5687 | 0.56871
SDG&E | MW | Industrial | Ind - Metals (Fabricated) | MachDr | No | Ind MachDr - O&M (Mid Cost) | 0.04633 | 0.046978 | 0.047408 | 0.047523 | 0.047651 | 0.047687 | 0.047755 | 0.047807 | 0.04784 | 0.047855 | 0.047847 | 0.047848
SDG&E | MW | Industrial | Ind - Metals (Primary) | HVAC | No | Ind HVAC - Equipment (Electric - High Cost) | 7.7877e-06 | 7.8965e-06 | 7.9688e-06 | 7.9881e-06 | 8.0096e-06 | 8.0158e-06 | 8.0271e-06 | 8.0358e-06 | 8.0415e-06 | 8.044e-06 | 8.0426e-06 | 8.0427e-06
SDG&E | MW | Industrial | Ind - Metals (Primary) | HVAC | No | Ind HVAC - Equipment (Electric - Low Cost) | 0.00010117 | 0.00010259 | 0.00010353 | 0.00010378 | 0.00010406 | 0.00010414 | 0.00010428 | 0.0001044 | 0.00010447 | 0.0001045 | 0.00010448 | 0.00010449
SDG&E | MW | Industrial | Ind - Metals (Primary) | HVAC | No | Ind HVAC - Equipment (Electric - Mid Cost) | 0.00013918 | 0.00014112 | 0.00014242 | 0.00014276 | 0.00014315 | 0.00014326 | 0.00014346 | 0.00014361 | 0.00014372 | 0.00014376 | 0.00014374 | 0.00014374
SDG&E | MW | Industrial | Ind - Metals (Primary) | HVAC | No | Ind HVAC - O&M (Electric - Low Cost) | 0.0001537 | 0.00015585 | 0.00015728 | 0.00015766 | 0.00015808 | 0.00015821 | 0.00015843 | 0.0001586 | 0.00015871 | 0.00015876 | 0.00015874 | 0.00015874
SDG&E | MW | Industrial | Ind - Metals (Primary) | HVAC | No | Ind HVAC - O&M (Electric - Mid Cost) | 0.00034892 | 0.0003538 | 0.00035703 | 0.0003579 | 0.00035887 | 0.00035914 | 0.00035965 | 0.00036004 | 0.00036029 | 0.0003604 | 0.00036034 | 0.00036035
SDG&E | MW | Industrial | Ind - Metals (Primary) | HVAC | No | Ind HVAC - O&M (Gas - High Cost) | 9.1284e-06 | 9.3274e-06 | 9.3949e-06 | 9.4463e-06 | 9.5066e-06 | 9.5601e-06 | 9.6134e-06 | 9.6493e-06 | 9.692e-06 | 9.7244e-06 | 9.7244e-06 | 9.7244e-06
SDG&E | MW | Industrial | Ind - Metals (Primary) | Lighting | No | Ind Lighting - Equipment (High Cost) | 0.00097493 | 0.00098855 | 0.0009976 | 0.001 | 0.0010027 | 0.0010035 | 0.0010049 | 0.001006 | 0.0010067 | 0.001007 | 0.0010068 | 0.0010069
SDG&E | MW | Industrial | Ind - Metals (Primary) | Lighting | No | Ind Lighting - Equipment (Low Cost) | 0.0020379 | 0.0020663 | 0.0020852 | 0.0020903 | 0.0020959 | 0.0020975 | 0.0021005 | 0.0021028 | 0.0021043 | 0.0021049 | 0.0021046 | 0.0021046
SDG&E | MW | Industrial | Ind - Metals (Primary) | Lighting | No | Ind Lighting - Equipment (Mid Cost) | 0.004437 | 0.004499 | 0.0045402 | 0.0045512 | 0.0045635 | 0.004567 | 0.0045734 | 0.0045784 | 0.0045816 | 0.004583 | 0.0045822 | 0.0045823
SDG&E | MW | Industrial | Ind - Metals (Primary) | Lighting | No | Ind Lighting - O&M (High Cost) | 6.5397e-06 | 6.631e-06 | 6.6917e-06 | 6.7079e-06 | 6.726e-06 | 6.7312e-06 | 6.7407e-06 | 6.748e-06 | 6.7528e-06 | 6.7549e-06 | 6.7537e-06 | 6.7538e-06
SDG&E | MW | Industrial | Ind - Metals (Primary) | Lighting | No | Ind Lighting - O&M (Low Cost) | 0.00088127 | 0.00089358 | 0.00090176 | 0.00090395 | 0.00090639 | 0.00090708 | 0.00090837 | 0.00090935 | 0.00090999 | 0.00091028 | 0.00091012 | 0.00091013
SDG&E | MW | Industrial | Ind - Metals (Primary) | Lighting | No | Ind Lighting - O&M (Mid Cost) | 3.145e-05 | 3.189e-05 | 3.2182e-05 | 3.226e-05 | 3.2347e-05 | 3.2371e-05 | 3.2417e-05 | 3.2452e-05 | 3.2475e-05 | 3.2485e-05 | 3.248e-05 | 3.248e-05
SDG&E | MW | Industrial | Ind - Metals (Primary) | ProcHeat | No | Ind ProcHeat - Equipment (Electric - High Cost) | 0.00045364 | 0.00045998 | 0.00046419 | 0.00046532 | 0.00046657 | 0.00046693 | 0.00046759 | 0.0004681 | 0.00046843 | 0.00046857 | 0.00046849 | 0.0004685
SDG&E | MW | Industrial | Ind - Metals (Primary) | ProcHeat | No | Ind ProcHeat - Equipment (Electric - Low Cost) | 0.00033191 | 0.00033655 | 0.00033963 | 0.00034045 | 0.00034137 | 0.00034163 | 0.00034211 | 0.00034248 | 0.00034272 | 0.00034283 | 0.00034277 | 0.00034278
SDG&E | MW | Industrial | Ind - Metals (Primary) | ProcHeat | No | Ind ProcHeat - Equipment (Electric - Mid Cost) | 3.6526e-05 | 3.7036e-05 | 3.7375e-05 | 3.7465e-05 | 3.7567e-05 | 3.7595e-05 | 3.7649e-05 | 3.7689e-05 | 3.7716e-05 | 3.7728e-05 | 3.7721e-05 | 3.7722e-05
SDG&E | MW | Industrial | Ind - Metals (Primary) | ProcHeat | No | Ind ProcHeat - O&M (Electric - Low Cost) | 2.4139e-06 | 2.4477e-06 | 2.4701e-06 | 2.4761e-06 | 2.4827e-06 | 2.4846e-06 | 2.4882e-06 | 2.4909e-06 | 2.4926e-06 | 2.4934e-06 | 2.493e-06 | 2.493e-06
SDG&E | MW | Industrial | Ind - Metals (Primary) | MachDr | No | Ind MachDr - Equipment (High Cost) | 0.0011717 | 0.0011881 | 0.001199 | 0.0012019 | 0.0012051 | 0.0012061 | 0.0012078 | 0.0012091 | 0.0012099 | 0.0012103 | 0.0012101 | 0.0012101
SDG&E | MW | Industrial | Ind - Metals (Primary) | MachDr | No | Ind MachDr - Equipment (Low Cost) | 0.0033995 | 0.003447 | 0.0034785 | 0.003487 | 0.0034964 | 0.0034991 | 0.003504 | 0.0035078 | 0.0035103 | 0.0035114 | 0.0035108 | 0.0035108
SDG&E | MW | Industrial | Ind - Metals (Primary) | MachDr | No | Ind MachDr - Equipment (Mid Cost) | 0.0025909 | 0.0026271 | 0.0026512 | 0.0026576 | 0.0026648 | 0.0026668 | 0.0026706 | 0.0026735 | 0.0026754 | 0.0026762 | 0.0026758 | 0.0026758
SDG&E | MW | Industrial | Ind - Metals (Primary) | MachDr | No | Ind MachDr - O&M (High Cost) | 0.0001114 | 0.00011296 | 0.00011399 | 0.00011427 | 0.00011458 | 0.00011467 | 0.00011483 | 0.00011495 | 0.00011503 | 0.00011507 | 0.00011505 | 0.00011505
SDG&E | MW | Industrial | Ind - Metals (Primary) | MachDr | No | Ind MachDr - O&M (Low Cost) | 0.011498 | 0.011659 | 0.011765 | 0.011794 | 0.011826 | 0.011835 | 0.011851 | 0.011864 | 0.011873 | 0.011876 | 0.011874 | 0.011875
SDG&E | MW | Industrial | Ind - Metals (Primary) | MachDr | No | Ind MachDr - O&M (Mid Cost) | 0.001728 | 0.0017522 | 0.0017682 | 0.0017725 | 0.0017773 | 0.0017786 | 0.0017812 | 0.0017831 | 0.0017843 | 0.0017849 | 0.0017846 | 0.0017846
SDG&E | MW | Industrial | Ind - Other | HVAC | No | Ind HVAC - Equipment (Electric - High Cost) | 0.015902 | 0.016124 | 0.016271 | 0.016311 | 0.016355 | 0.016367 | 0.016391 | 0.016408 | 0.01642 | 0.016425 | 0.016422 | 0.016422
SDG&E | MW | Industrial | Ind - Other | HVAC | No | Ind HVAC - O&M (Electric - High Cost) | 0.031529 | 0.031969 | 0.032262 | 0.03234 | 0.032427 | 0.032452 | 0.032498 | 0.032533 | 0.032556 | 0.032566 | 0.032561 | 0.032561
SDG&E | MW | Industrial | Ind - Other | HVAC | No | Ind HVAC - O&M (Electric - Low Cost) | 0.013099 | 0.013282 | 0.013404 | 0.013436 | 0.013472 | 0.013483 | 0.013502 | 0.013516 | 0.013526 | 0.01353 | 0.013528 | 0.013528
SDG&E | MW | Industrial | Ind - Other | HVAC | No | Ind HVAC - O&M (Electric - Mid Cost) | 0.0041703 | 0.0042285 | 0.0042672 | 0.0042776 | 0.0042891 | 0.0042924 | 0.0042985 | 0.0043032 | 0.0043062 | 0.0043075 | 0.0043068 | 0.0043068
SDG&E | MW | Industrial | Ind - Other | Lighting | No | Ind Lighting - Equipment (High Cost) | 0.044372 | 0.044992 | 0.045403 | 0.045513 | 0.045636 | 0.045671 | 0.045736 | 0.045785 | 0.045818 | 0.045832 | 0.045824 | 0.045825
SDG&E | MW | Industrial | Ind - Other | Lighting | No | Ind Lighting - Equipment (Low Cost) | 0.017048 | 0.017286 | 0.017444 | 0.017486 | 0.017533 | 0.017547 | 0.017572 | 0.017591 | 0.017603 | 0.017609 | 0.017606 | 0.017606
SDG&E | MW | Industrial | Ind - Other | Lighting | No | Ind Lighting - Equipment (Mid Cost) | 0.15134 | 0.15345 | 0.15485 | 0.15523 | 0.15565 | 0.15577 | 0.15599 | 0.15616 | 0.15627 | 0.15632 | 0.15629 | 0.15629
SDG&E | MW | Industrial | Ind - Other | Lighting | No | Ind Lighting - O&M (High Cost) | 0.0033681 | 0.0034152 | 0.0034464 | 0.0034548 | 0.0034641 | 0.0034668 | 0.0034717 | 0.0034754 | 0.0034779 | 0.003479 | 0.0034784 | 0.0034784
SDG&E | MW | Industrial | Ind - Other | Lighting | No | Ind Lighting - O&M (Low Cost) | 0.054575 | 0.055338 | 0.055844 | 0.05598 | 0.056131 | 0.056174 | 0.056253 | 0.056314 | 0.056354 | 0.056372 | 0.056362 | 0.056363
SDG&E | MW | Industrial | Ind - Other | Lighting | No | Ind Lighting - O&M (Mid Cost) | 0.0012585 | 0.0012761 | 0.0012878 | 0.0012909 | 0.0012944 | 0.0012953 | 0.0012972 | 0.0012986 | 0.0012995 | 0.0012999 | 0.0012997 | 0.0012997
SDG&E | MW | Industrial | Ind - Other | MachDr | No | Ind MachDr - Equipment (High Cost) | 0.10446 | 0.10592 | 0.10689 | 0.10715 | 0.10744 | 0.10752 | 0.10767 | 0.10779 | 0.10786 | 0.1079 | 0.10788 | 0.10788
SDG&E | MW | Industrial | Ind - Other | MachDr | No | Ind MachDr - Equipment (Low Cost) | 0.15356 | 0.1557 | 0.15713 | 0.15751 | 0.15793 | 0.15805 | 0.15828 | 0.15845 | 0.15856 | 0.15861 | 0.15858 | 0.15858
SDG&E | MW | Industrial | Ind - Other | MachDr | No | Ind MachDr - Equipment (Mid Cost) | 0.13217 | 0.13402 | 0.13525 | 0.13557 | 0.13594 | 0.13604 | 0.13624 | 0.13638 | 0.13648 | 0.13652 | 0.1365 | 0.1365
SDG&E | MW | Industrial | Ind - Other | MachDr | No | Ind MachDr - O&M (High Cost) | 0.0052292 | 0.0053022 | 0.0053508 | 0.0053638 | 0.0053782 | 0.0053823 | 0.00539 | 0.0053958 | 0.0053996 | 0.0054013 | 0.0054004 | 0.0054004
SDG&E | MW | Industrial | Ind - Other | MachDr | No | Ind MachDr - O&M (Low Cost) | 0.24853 | 0.252 | 0.25431 | 0.25493 | 0.25561 | 0.25581 | 0.25617 | 0.25645 | 0.25663 | 0.25671 | 0.25667 | 0.25667
SDG&E | MW | Industrial | Ind - Other | MachDr | No | Ind MachDr - O&M (Mid Cost) | 0.023897 | 0.024231 | 0.024453 | 0.024512 | 0.024578 | 0.024597 | 0.024632 | 0.024659 | 0.024676 | 0.024684 | 0.02468 | 0.02468
SDG&E | MW | Industrial | Ind - Paper | HVAC | No | Ind HVAC - Equipment (Electric - High Cost) | 8.1051e-05 | 8.2184e-05 | 8.2936e-05 | 8.3137e-05 | 8.3361e-05 | 8.3425e-05 | 8.3543e-05 | 8.3634e-05 | 8.3693e-05 | 8.3719e-05 | 8.3704e-05 | 8.3706e-05
SDG&E | MW | Industrial | Ind - Paper | HVAC | No | Ind HVAC - Equipment (Electric - Low Cost) | 2.2216e-05 | 2.2527e-05 | 2.2733e-05 | 2.2788e-05 | 2.2849e-05 | 2.2867e-05 | 2.2899e-05 | 2.2924e-05 | 2.294e-05 | 2.2947e-05 | 2.2943e-05 | 2.2944e-05
SDG&E | MW | Industrial | Ind - Paper | HVAC | No | Ind HVAC - Equipment (Electric - Mid Cost) | 0.00011189 | 0.00011345 | 0.00011449 | 0.00011477 | 0.00011508 | 0.00011517 | 0.00011533 | 0.00011546 | 0.00011554 | 0.00011557 | 0.00011555 | 0.00011556
SDG&E | MW | Industrial | Ind - Paper | HVAC | No | Ind HVAC - O&M (Electric - High Cost) | 8.5838e-05 | 8.7037e-05 | 8.7833e-05 | 8.8046e-05 | 8.8284e-05 | 8.8352e-05 | 8.8477e-05 | 8.8573e-05 | 8.8635e-05 | 8.8663e-05 | 8.8647e-05 | 8.8649e-05
SDG&E | MW | Industrial | Ind - Paper | HVAC | No | Ind HVAC - O&M (Electric - Low Cost) | 0.00036936 | 0.00037452 | 0.00037795 | 0.00037887 | 0.00037989 | 0.00038018 | 0.00038072 | 0.00038113 | 0.0003814 | 0.00038152 | 0.00038145 | 0.00038146
SDG&E | MW | Industrial | Ind - Paper | HVAC | No | Ind HVAC - O&M (Electric - Mid Cost) | 0.00024005 | 0.0002434 | 0.00024563 | 0.00024623 | 0.00024689 | 0.00024708 | 0.00024743 | 0.0002477 | 0.00024787 | 0.00024795 | 0.00024791 | 0.00024791
SDG&E | MW | Industrial | Ind - Paper | Lighting | No | Ind Lighting - Equipment (High Cost) | 0.0017641 | 0.0017888 | 0.0018051 | 0.0018095 | 0.0018144 | 0.0018158 | 0.0018184 | 0.0018203 | 0.0018216 | 0.0018222 | 0.0018219 | 0.0018219
SDG&E | MW | Industrial | Ind - Paper | Lighting | No | Ind Lighting - Equipment (Low Cost) | 0.00079933 | 0.0008105 | 0.00081791 | 0.0008199 | 0.00082211 | 0.00082274 | 0.0008239 | 0.0008248 | 0.00082538 | 0.00082563 | 0.00082549 | 0.0008255
SDG&E | MW | Industrial | Ind - Paper | Lighting | No | Ind Lighting - Equipment (Mid Cost) | 0.0064728 | 0.0065632 | 0.0066233 | 0.0066393 | 0.0066572 | 0.0066623 | 0.0066718 | 0.006679 | 0.0066837 | 0.0066858 | 0.0066846 | 0.0066847
SDG&E | MW | Industrial | Ind - Paper | Lighting | No | Ind Lighting - O&M (Low Cost) | 0.00060489 | 0.00061334 | 0.00061895 | 0.00062046 | 0.00062213 | 0.0006226 | 0.00062349 | 0.00062416 | 0.0006246 | 0.0006248 | 0.00062469 | 0.0006247
SDG&E | MW | Industrial | Ind - Paper | Lighting | No | Ind Lighting - O&M (Mid Cost) | 6.7559e-05 | 6.8502e-05 | 6.9129e-05 | 6.9297e-05 | 6.9484e-05 | 6.9537e-05 | 6.9636e-05 | 6.9711e-05 | 6.976e-05 | 6.9782e-05 | 6.977e-05 | 6.9771e-05
SDG&E | MW | Industrial | Ind - Paper | MachDr | No | Ind MachDr - Equipment (High Cost) | 0.0015414 | 0.0015629 | 0.0015772 | 0.0015811 | 0.0015853 | 0.0015865 | 0.0015888 | 0.0015905 | 0.0015916 | 0.0015921 | 0.0015918 | 0.0015919
SDG&E | MW | Industrial | Ind - Paper | MachDr | No | Ind MachDr - Equipment (Low Cost) | 0.0042712 | 0.0043308 | 0.0043705 | 0.0043811 | 0.0043929 | 0.0043962 | 0.0044025 | 0.0044072 | 0.0044103 | 0.0044117 | 0.004411 | 0.004411
SDG&E | MW | Industrial | Ind - Paper | MachDr | No | Ind MachDr - Equipment (Mid Cost) | 0.0037984 | 0.0038515 | 0.0038868 | 0.0038962 | 0.0039067 | 0.0039097 | 0.0039152 | 0.0039195 | 0.0039222 | 0.0039234 | 0.0039228 | 0.0039228
SDG&E | MW | Industrial | Ind - Paper | MachDr | No | Ind MachDr - O&M (High Cost) | 0.00052221 | 0.00052951 | 0.00053435 | 0.00053565 | 0.00053709 | 0.0005375 | 0.00053826 | 0.00053885 | 0.00053923 | 0.0005394 | 0.0005393 | 0.00053931
SDG&E | MW | Industrial | Ind - Paper | MachDr | No | Ind MachDr - O&M (Low Cost) | 0.019195 | 0.019463 | 0.019641 | 0.019689 | 0.019742 | 0.019757 | 0.019785 | 0.019806 | 0.01982 | 0.019826 | 0.019823 | 0.019823
SDG&E | MW | Industrial | Ind - Paper | MachDr | No | Ind MachDr - O&M (Mid Cost) | 0.0022461 | 0.0022775 | 0.0022984 | 0.0023039 | 0.0023102 | 0.0023119 | 0.0023152 | 0.0023177 | 0.0023193 | 0.0023201 | 0.0023197 | 0.0023197
SDG&E | MW | Industrial | Ind - Petroleum | Lighting | No | Ind Lighting - Equipment (High Cost) | 0.00012436 | 0.00012609 | 0.00012725 | 0.00012756 | 0.0001279 | 0.000128 | 0.00012818 | 0.00012832 | 0.00012841 | 0.00012845 | 0.00012843 | 0.00012843
SDG&E | MW | Industrial | Ind - Petroleum | Lighting | No | Ind Lighting - Equipment (Low Cost) | 9.4283e-05 | 9.56e-05 | 9.6475e-05 | 9.6709e-05 | 9.697e-05 | 9.7044e-05 | 9.7181e-05 | 9.7287e-05 | 9.7355e-05 | 9.7386e-05 | 9.7369e-05 | 9.737e-05
SDG&E | MW | Industrial | Ind - Petroleum | Lighting | No | Ind Lighting - Equipment (Mid Cost) | 0.00012568 | 0.00012743 | 0.0001286 | 0.00012891 | 0.00012926 | 0.00012936 | 0.00012954 | 0.00012968 | 0.00012977 | 0.00012981 | 0.00012979 | 0.00012979
SDG&E | MW | Industrial | Ind - Petroleum | MachDr | No | Ind MachDr - Equipment (High Cost) | 0.00055275 | 0.00056047 | 0.0005656 | 0.00056697 | 0.0005685 | 0.00056894 | 0.00056974 | 0.00057036 | 0.00057076 | 0.00057094 | 0.00057084 | 0.00057085
SDG&E | MW | Industrial | Ind - Petroleum | MachDr | No | Ind MachDr - Equipment (Low Cost) | 0.0014446 | 0.0014647 | 0.0014782 | 0.0014817 | 0.0014857 | 0.0014869 | 0.001489 | 0.0014906 | 0.0014916 | 0.0014921 | 0.0014918 | 0.0014919
SDG&E | MW | Industrial | Ind - Petroleum | MachDr | No | Ind MachDr - Equipment (Mid Cost) | 0.0011222 | 0.0011379 | 0.0011483 | 0.0011511 | 0.0011542 | 0.0011551 | 0.0011567 | 0.001158 | 0.0011588 | 0.0011591 | 0.0011589 | 0.001159
SDG&E | MW | Industrial | Ind - Petroleum | MachDr | No | Ind MachDr - O&M (High Cost) | 0.00163 | 0.0016528 | 0.001668 | 0.001672 | 0.0016765 | 0.0016778 | 0.0016802 | 0.001682 | 0.0016832 | 0.0016837 | 0.0016834 | 0.0016834
SDG&E | MW | Industrial | Ind - Petroleum | MachDr | No | Ind MachDr - O&M (Low Cost) | 0.0056318 | 0.0057105 | 0.0057628 | 0.0057768 | 0.0057923 | 0.0057968 | 0.005805 | 0.0058113 | 0.0058154 | 0.0058172 | 0.0058162 | 0.0058163
SDG&E | MW | Industrial | Ind - Petroleum | MachDr | No | Ind MachDr - O&M (Mid Cost) | 0.00083975 | 0.00085148 | 0.00085927 | 0.00086136 | 0.00086368 | 0.00086434 | 0.00086557 | 0.0008665 | 0.00086711 | 0.00086738 | 0.00086723 | 0.00086725
SDG&E | MW | Industrial | Ind - Plastics | HVAC | No | Ind HVAC - Equipment (Electric - High Cost) | 0.0039848 | 0.0040405 | 0.0040774 | 0.0040873 | 0.0040984 | 0.0041015 | 0.0041073 | 0.0041118 | 0.0041146 | 0.0041159 | 0.0041152 | 0.0041153
SDG&E | MW | Industrial | Ind - Plastics | HVAC | No | Ind HVAC - Equipment (Electric - Low Cost) | 0.0058267 | 0.0059081 | 0.0059622 | 0.0059767 | 0.0059928 | 0.0059974 | 0.0060059 | 0.0060124 | 0.0060166 | 0.0060185 | 0.0060174 | 0.0060175
SDG&E | MW | Industrial | Ind - Plastics | HVAC | No | Ind HVAC - Equipment (Electric - Mid Cost) | 0.0009865 | 0.0010003 | 0.0010094 | 0.0010119 | 0.0010146 | 0.0010154 | 0.0010168 | 0.0010179 | 0.0010186 | 0.001019 | 0.0010188 | 0.0010188
SDG&E | MW | Industrial | Ind - Plastics | HVAC | No | Ind HVAC - O&M (Electric - High Cost) | 0.0026286 | 0.0026653 | 0.0026897 | 0.0026962 | 0.0027035 | 0.0027056 | 0.0027094 | 0.0027123 | 0.0027142 | 0.0027151 | 0.0027146 | 0.0027147
SDG&E | MW | Industrial | Ind - Plastics | HVAC | No | Ind HVAC - O&M (Electric - Low Cost) | 0.026791 | 0.027166 | 0.027414 | 0.027481 | 0.027555 | 0.027576 | 0.027615 | 0.027645 | 0.027664 | 0.027673 | 0.027668 | 0.027669
SDG&E | MW | Industrial | Ind - Plastics | HVAC | No | Ind HVAC - O&M (Electric - Mid Cost) | 0.0026658 | 0.002703 | 0.0027278 | 0.0027344 | 0.0027417 | 0.0027438 | 0.0027477 | 0.0027507 | 0.0027526 | 0.0027535 | 0.002753 | 0.0027531
SDG&E | MW | Industrial | Ind - Plastics | Lighting | No | Ind Lighting - Equipment (High Cost) | 0.024127 | 0.024465 | 0.024688 | 0.024748 | 0.024815 | 0.024834 | 0.024869 | 0.024896 | 0.024914 | 0.024922 | 0.024917 | 0.024918
SDG&E | MW | Industrial | Ind - Plastics | Lighting | No | Ind Lighting - Equipment (Low Cost) | 0.015324 | 0.015538 | 0.01568 | 0.015718 | 0.015761 | 0.015773 | 0.015795 | 0.015812 | 0.015823 | 0.015828 | 0.015825 | 0.015826
SDG&E | MW | Industrial | Ind - Plastics | Lighting | No | Ind Lighting - Equipment (Mid Cost) | 0.17046 | 0.17284 | 0.17442 | 0.17484 | 0.17531 | 0.17545 | 0.1757 | 0.17589 | 0.17601 | 0.17607 | 0.17604 | 0.17604
SDG&E | MW | Industrial | Ind - Plastics | Lighting | No | Ind Lighting - O&M (Low Cost) | 0.0074234 | 0.0075271 | 0.007596 | 0.0076144 | 0.007635 | 0.0076408 | 0.0076516 | 0.0076599 | 0.0076653 | 0.0076677 | 0.0076664 | 0.0076665
SDG&E | MW | Industrial | Ind - Plastics | Lighting | No | Ind Lighting - O&M (Mid Cost) | 0.00041235 | 0.00041811 | 0.00042194 | 0.00042296 | 0.0004241 | 0.00042443 | 0.00042503 | 0.00042549 | 0.00042579 | 0.00042592 | 0.00042585 | 0.00042586
SDG&E | MW | Industrial | Ind - Plastics | ProcHeat | No | Ind ProcHeat - Equipment (Electric - High Cost) | 2.4254e-05 | 2.4593e-05 | 2.4818e-05 | 2.4878e-05 | 2.4945e-05 | 2.4964e-05 | 2.5e-05 | 2.5027e-05 | 2.5044e-05 | 2.5052e-05 | 2.5048e-05 | 2.5048e-05
SDG&E | MW | Industrial | Ind - Plastics | ProcHeat | No | Ind ProcHeat - Equipment (Electric - Low Cost) | 0.019056 | 0.019322 | 0.019499 | 0.019547 | 0.019599 | 0.019614 | 0.019642 | 0.019663 | 0.019677 | 0.019683 | 0.01968 | 0.01968
SDG&E | MW | Industrial | Ind - Plastics | ProcHeat | No | Ind ProcHeat - Equipment (Electric - Mid Cost) | 0.0091987 | 0.0093272 | 0.0094126 | 0.0094354 | 0.0094608 | 0.0094681 | 0.0094815 | 0.0094918 | 0.0094984 | 0.0095014 | 0.0094998 | 0.0094999
SDG&E | MW | Industrial | Ind - Plastics | ProcHeat | No | Ind ProcHeat - Equipment (Gas - Mid Cost) | 6.5852e-05 | 7.0866e-05 | 7.5067e-05 | 7.9068e-05 | 8.3203e-05 | 8.7753e-05 | 9.2699e-05 | 9.7606e-05 | 0.00010256 | 0.00010748 | 0.00010748 | 0.00010748
SDG&E | MW | Industrial | Ind - Plastics | ProcRefrig | No | Ind ProcRefrig - O&M (High Cost) | 0.010828 | 0.010979 | 0.01108 | 0.011107 | 0.011137 | 0.011145 | 0.011161 | 0.011173 | 0.011181 | 0.011184 | 0.011182 | 0.011183
SDG&E | MW | Industrial | Ind - Plastics | ProcRefrig | No | Ind ProcRefrig - O&M (Low Cost) | 0.01875 | 0.019012 | 0.019186 | 0.019232 | 0.019284 | 0.019299 | 0.019326 | 0.019347 | 0.019361 | 0.019367 | 0.019364 | 0.019364
SDG&E | MW | Industrial | Ind - Plastics | ProcRefrig | No | Ind ProcRefrig - O&M (Mid Cost) | 0.0080523 | 0.0081648 | 0.0082395 | 0.0082595 | 0.0082818 | 0.0082881 | 0.0082998 | 0.0083088 | 0.0083147 | 0.0083173 | 0.0083158 | 0.008316
SDG&E | MW | Industrial | Ind - Plastics | MachDr | No | Ind MachDr - Equipment (High Cost) | 0.029801 | 0.030217 | 0.030493 | 0.030567 | 0.03065 | 0.030673 | 0.030717 | 0.03075 | 0.030772 | 0.030781 | 0.030776 | 0.030776
SDG&E | MW | Industrial | Ind - Plastics | MachDr | No | Ind MachDr - Equipment (Low Cost) | 0.060404 | 0.061248 | 0.061808 | 0.061958 | 0.062125 | 0.062173 | 0.062261 | 0.062328 | 0.062372 | 0.062392 | 0.062381 | 0.062382
SDG&E | MW | Industrial | Ind - Plastics | MachDr | No | Ind MachDr - Equipment (Mid Cost) | 0.15706 | 0.15926 | 0.16072 | 0.16111 | 0.16154 | 0.16166 | 0.16189 | 0.16207 | 0.16218 | 0.16223 | 0.1622 | 0.16221
SDG&E | MW | Industrial | Ind - Plastics | MachDr | No | Ind MachDr - O&M (High Cost) | 0.0011857 | 0.0012023 | 0.0012133 | 0.0012163 | 0.0012195 | 0.0012205 | 0.0012222 | 0.0012235 | 0.0012244 | 0.0012248 | 0.0012246 | 0.0012246
SDG&E | MW | Industrial | Ind - Plastics | MachDr | No | Ind MachDr - O&M (Low Cost) | 0.27006 | 0.27384 | 0.27634 | 0.27701 | 0.27776 | 0.27797 | 0.27837 | 0.27867 | 0.27887 | 0.27895 | 0.2789 | 0.27891
SDG&E | MW | Industrial | Ind - Plastics | MachDr | No | Ind MachDr - O&M (Mid Cost) | 0.022007 | 0.022315 | 0.022519 | 0.022574 | 0.022634 | 0.022652 | 0.022684 | 0.022708 | 0.022724 | 0.022732 | 0.022728 | 0.022728
SDG&E | MW | Industrial | Ind - Printing & Publishing | HVAC | No | Ind HVAC - Equipment (Electric - High Cost) | 0.016855 | 0.017091 | 0.017247 | 0.017289 | 0.017336 | 0.017349 | 0.017373 | 0.017392 | 0.017405 | 0.01741 | 0.017407 | 0.017407
SDG&E | MW | Industrial | Ind - Printing & Publishing | HVAC | No | Ind HVAC - Equipment (Electric - Low Cost) | 0.0061997 | 0.0062864 | 0.0063439 | 0.0063593 | 0.0063764 | 0.0063813 | 0.0063903 | 0.0063973 | 0.0064018 | 0.0064038 | 0.0064027 | 0.0064028
SDG&E | MW | Industrial | Ind - Printing & Publishing | HVAC | No | Ind HVAC - Equipment (Electric - Mid Cost) | 0.028566 | 0.028966 | 0.029231 | 0.029302 | 0.029381 | 0.029403 | 0.029445 | 0.029477 | 0.029497 | 0.029507 | 0.029502 | 0.029502
SDG&E | MW | Industrial | Ind - Printing & Publishing | HVAC | No | Ind HVAC - O&M (Electric - High Cost) | 0.0016737 | 0.0016971 | 0.0017126 | 0.0017167 | 0.0017214 | 0.0017227 | 0.0017251 | 0.001727 | 0.0017282 | 0.0017288 | 0.0017285 | 0.0017285
SDG&E | MW | Industrial | Ind - Printing & Publishing | HVAC | No | Ind HVAC - O&M (Electric - Low Cost) | 0.063813 | 0.064705 | 0.065297 | 0.065455 | 0.065632 | 0.065682 | 0.065775 | 0.065847 | 0.065893 | 0.065913 | 0.065902 | 0.065903
SDG&E | MW | Industrial | Ind - Printing & Publishing | Lighting | No | Ind Lighting - Equipment (High Cost) | 0.021614 | 0.021916 | 0.022117 | 0.02217 | 0.02223 | 0.022247 | 0.022279 | 0.022303 | 0.022318 | 0.022325 | 0.022321 | 0.022322
SDG&E | MW | Industrial | Ind - Printing & Publishing | Lighting | No | Ind Lighting - Equipment (Low Cost) | 0.036358 | 0.036866 | 0.037203 | 0.037293 | 0.037394 | 0.037422 | 0.037475 | 0.037516 | 0.037542 | 0.037554 | 0.037548 | 0.037548
SDG&E | MW | Industrial | Ind - Printing & Publishing | Lighting | No | Ind Lighting - Equipment (Mid Cost) | 0.12137 | 0.12306 | 0.12419 | 0.12449 | 0.12482 | 0.12492 | 0.1251 | 0.12523 | 0.12532 | 0.12536 | 0.12534 | 0.12534
SDG&E | MW | Industrial | Ind - Printing & Publishing | Lighting | No | Ind Lighting - O&M (Low Cost) | 0.040299 | 0.040862 | 0.041236 | 0.041336 | 0.041447 | 0.041479 | 0.041538 | 0.041583 | 0.041612 | 0.041625 | 0.041618 | 0.041618
SDG&E | MW | Industrial | Ind - Printing & Publishing | Lighting | No | Ind Lighting - O&M (Mid Cost) | 0.001231 | 0.0012482 | 0.0012596 | 0.0012626 | 0.001266 | 0.001267 | 0.0012688 | 0.0012702 | 0.0012711 | 0.0012715 | 0.0012713 | 0.0012713
SDG&E | MW | Industrial | Ind - Printing & Publishing | MachDr | No | Ind MachDr - Equipment (High Cost) | 0.012966 | 0.013148 | 0.013268 | 0.0133 | 0.013336 | 0.013346 | 0.013365 | 0.013379 | 0.013389 | 0.013393 | 0.013391 | 0.013391
SDG&E | MW | Industrial | Ind - Printing & Publishing | MachDr | No | Ind MachDr - Equipment (Low Cost) | 0.043594 | 0.044203 | 0.044607 | 0.044715 | 0.044836 | 0.04487 | 0.044934 | 0.044983 | 0.045014 | 0.045028 | 0.04502 | 0.045021
SDG&E | MW | Industrial | Ind - Printing & Publishing | MachDr | No | Ind MachDr - Equipment (Mid Cost) | 0.074743 | 0.075787 | 0.076481 | 0.076667 | 0.076873 | 0.076932 | 0.077041 | 0.077125 | 0.077179 | 0.077203 | 0.07719 | 0.077191
SDG&E | MW | Industrial | Ind - Printing & Publishing | MachDr | No | Ind MachDr - O&M (Low Cost) | 0.49087 | 0.49773 | 0.50228 | 0.5035 | 0.50486 | 0.50525 | 0.50596 | 0.50651 | 0.50687 | 0.50702 | 0.50694 | 0.50695
SDG&E | MW | Industrial | Ind - Printing & Publishing | MachDr | No | Ind MachDr - O&M (Mid Cost) | 0.03303 | 0.033491 | 0.033798 | 0.03388 | 0.033971 | 0.033997 | 0.034045 | 0.034082 | 0.034106 | 0.034117 | 0.034111 | 0.034112
SDG&E | MW | Industrial | Ind - Stone, Glass & Clay | HVAC | No | Ind HVAC - O&M (Electric - Low Cost) | 0.0045863 | 0.0046504 | 0.004693 | 0.0047044 | 0.0047171 | 0.0047207 | 0.0047274 | 0.0047325 | 0.0047358 | 0.0047373 | 0.0047365 | 0.0047365
SDG&E | MW | Industrial | Ind - Stone, Glass & Clay | Lighting | No | Ind Lighting - Equipment (High Cost) | 0.0046666 | 0.0047318 | 0.0047751 | 0.0047867 | 0.0047996 | 0.0048033 | 0.0048101 | 0.0048153 | 0.0048187 | 0.0048202 | 0.0048194 | 0.0048194
SDG&E | MW | Industrial | Ind - Stone, Glass & Clay | Lighting | No | Ind Lighting - Equipment (Low Cost) | 0.0012132 | 0.0012301 | 0.0012414 | 0.0012444 | 0.0012478 | 0.0012487 | 0.0012505 | 0.0012518 | 0.0012527 | 0.0012531 | 0.0012529 | 0.0012529
SDG&E | MW | Industrial | Ind - Stone, Glass & Clay | Lighting | No | Ind Lighting - Equipment (Mid Cost) | 0.034196 | 0.034674 | 0.034991 | 0.035076 | 0.035171 | 0.035198 | 0.035247 | 0.035286 | 0.03531 | 0.035322 | 0.035315 | 0.035316
SDG&E | MW | Industrial | Ind - Stone, Glass & Clay | Lighting | No | Ind Lighting - O&M (Low Cost) | 0.0013888 | 0.0014082 | 0.001421 | 0.0014245 | 0.0014283 | 0.0014294 | 0.0014315 | 0.001433 | 0.001434 | 0.0014345 | 0.0014342 | 0.0014342
SDG&E | MW | Industrial | Ind - Stone, Glass & Clay | Lighting | No | Ind Lighting - O&M (Mid Cost) | 0.00059747 | 0.00060582 | 0.00061136 | 0.00061284 | 0.0006145 | 0.00061497 | 0.00061584 | 0.0006165 | 0.00061694 | 0.00061713 | 0.00061703 | 0.00061703
SDG&E | MW | Industrial | Ind - Stone, Glass & Clay | MachDr | No | Ind MachDr - Equipment (High Cost) | 0.0058472 | 0.0059289 | 0.0059832 | 0.0059977 | 0.0060139 | 0.0060185 | 0.006027 | 0.0060335 | 0.0060378 | 0.0060397 | 0.0060386 | 0.0060387
SDG&E | MW | Industrial | Ind - Stone, Glass & Clay | MachDr | No | Ind MachDr - Equipment (Low Cost) | 0.012643 | 0.01282 | 0.012937 | 0.012969 | 0.013004 | 0.013014 | 0.013032 | 0.013046 | 0.013055 | 0.013059 | 0.013057 | 0.013057
SDG&E | MW | Industrial | Ind - Stone, Glass & Clay | MachDr | No | Ind MachDr - Equipment (Mid Cost) | 0.010212 | 0.010355 | 0.01045 | 0.010475 | 0.010504 | 0.010512 | 0.010526 | 0.010538 | 0.010545 | 0.010549 | 0.010547 | 0.010547
SDG&E | MW | Industrial | Ind - Stone, Glass & Clay | MachDr | No | Ind MachDr - O&M (High Cost) | 0.043402 | 0.044008 | 0.044411 | 0.044519 | 0.044639 | 0.044673 | 0.044736 | 0.044785 | 0.044816 | 0.04483 | 0.044823 | 0.044823
SDG&E | MW | Industrial | Ind - Stone, Glass & Clay | MachDr | No | Ind MachDr - O&M (Low Cost) | 0.063023 | 0.063904 | 0.064489 | 0.064645 | 0.06482 | 0.064869 | 0.064961 | 0.065032 | 0.065077 | 0.065098 | 0.065086 | 0.065087
SDG&E | MW | Industrial | Ind - Stone, Glass & Clay | MachDr | No | Ind MachDr - O&M (Mid Cost) | 0.0092909 | 0.0094207 | 0.0095069 | 0.00953 | 0.0095557 | 0.009563 | 0.0095765 | 0.0095869 | 0.0095936 | 0.0095966 | 0.009595 | 0.0095951
SDG&E | MW | Industrial | Ind - Textiles | HVAC | No | Ind HVAC - Equipment (Electric - High Cost) | 0.00067129 | 0.00068067 | 0.0006869 | 0.00068856 | 0.00069042 | 0.00069095 | 0.00069193 | 0.00069268 | 0.00069316 | 0.00069338 | 0.00069326 | 0.00069327
SDG&E | MW | Industrial | Ind - Textiles | HVAC | No | Ind HVAC - Equipment (Electric - Mid Cost) | 0.00031564 | 0.00032005 | 0.00032298 | 0.00032377 | 0.00032464 | 0.00032489 | 0.00032535 | 0.0003257 | 0.00032593 | 0.00032603 | 0.00032598 | 0.00032598
SDG&E | MW | Industrial | Ind - Textiles | HVAC | No | Ind HVAC - O&M (Electric - Low Cost) | 0.0029023 | 0.0029428 | 0.0029697 | 0.0029769 | 0.002985 | 0.0029873 | 0.0029915 | 0.0029947 | 0.0029968 | 0.0029978 | 0.0029973 | 0.0029973
SDG&E | MW | Industrial | Ind - Textiles | Lighting | No | Ind Lighting - Equipment (High Cost) | 0.0029811 | 0.0030228 | 0.0030504 | 0.0030578 | 0.0030661 | 0.0030684 | 0.0030728 | 0.0030761 | 0.0030783 | 0.0030792 | 0.0030787 | 0.0030787
SDG&E | MW | Industrial | Ind - Textiles | Lighting | No | Ind Lighting - Equipment (Low Cost) | 0.00068563 | 0.00069521 | 0.00070157 | 0.00070328 | 0.00070517 | 0.00070571 | 0.00070671 | 0.00070748 | 0.00070798 | 0.0007082 | 0.00070808 | 0.00070809
SDG&E | MW | Industrial | Ind - Textiles | Lighting | No | Ind Lighting - Equipment (Mid Cost) | 0.016258 | 0.016485 | 0.016636 | 0.016676 | 0.016721 | 0.016734 | 0.016758 | 0.016776 | 0.016788 | 0.016793 | 0.01679 | 0.01679
SDG&E | MW | Industrial | Ind - Textiles | Lighting | No | Ind Lighting - O&M (Low Cost) | 0.00099543 | 0.0010093 | 0.0010186 | 0.001021 | 0.0010238 | 0.0010246 | 0.001026 | 0.0010271 | 0.0010279 | 0.0010282 | 0.001028 | 0.001028
SDG&E | MW | Industrial | Ind - Textiles | Lighting | No | Ind Lighting - O&M (Mid Cost) | 0.00069072 | 0.00070038 | 0.00070679 | 0.0007085 | 0.00071041 | 0.00071095 | 0.00071196 | 0.00071273 | 0.00071323 | 0.00071346 | 0.00071333 | 0.00071334
SDG&E | MW | Industrial | Ind - Textiles | ProcHeat | No | Ind ProcHeat - Equipment (Gas - Mid Cost) | 5.9662e-06 | 5.8843e-06 | 5.838e-06 | 5.8014e-06 | 5.7705e-06 | 5.7356e-06 | 5.7172e-06 | 5.6659e-06 | 5.613e-06 | 5.5366e-06 | 5.5366e-06 | 5.5366e-06
SDG&E | MW | Industrial | Ind - Textiles | ProcHeat | No | Ind ProcHeat - O&M (Gas - Low Cost) | 2.9596e-05 | 2.919e-05 | 2.896e-05 | 2.8779e-05 | 2.8625e-05 | 2.8452e-05 | 2.8361e-05 | 2.8106e-05 | 2.7844e-05 | 2.7465e-05 | 2.7465e-05 | 2.7465e-05
SDG&E | MW | Industrial | Ind - Textiles | MachDr | No | Ind MachDr - Equipment (Low Cost) | 0.002721 | 0.002759 | 0.0027843 | 0.0027911 | 0.0027986 | 0.0028007 | 0.0028047 | 0.0028077 | 0.0028097 | 0.0028106 | 0.0028101 | 0.0028101
SDG&E | MW | Industrial | Ind - Textiles | MachDr | No | Ind MachDr - Equipment (Mid Cost) | 0.0055502 | 0.0056277 | 0.0056792 | 0.005693 | 0.0057083 | 0.0057127 | 0.0057208 | 0.005727 | 0.005731 | 0.0057328 | 0.0057318 | 0.0057319
SDG&E | MW | Industrial | Ind - Textiles | MachDr | No | Ind MachDr - O&M (High Cost) | 0.00073983 | 0.00075017 | 0.00075703 | 0.00075887 | 0.00076092 | 0.0007615 | 0.00076258 | 0.0007634 | 0.00076394 | 0.00076418 | 0.00076405 | 0.00076406
SDG&E | MW | Industrial | Ind - Textiles | MachDr | No | Ind MachDr - O&M (Low Cost) | 0.017192 | 0.017433 | 0.017592 | 0.017635 | 0.017682 | 0.017696 | 0.017721 | 0.01774 | 0.017753 | 0.017758 | 0.017755 | 0.017755
SDG&E | MW | Industrial | Ind - Textiles | MachDr | No | Ind MachDr - O&M (Mid Cost) | 0.0049363 | 0.0050053 | 0.0050511 | 0.0050633 | 0.005077 | 0.0050809 | 0.0050881 | 0.0050936 | 0.0050972 | 0.0050988 | 0.0050979 | 0.005098
SDG&E | MW | Industrial | Ind - Transportation Equipment | HVAC | No | Ind HVAC - Equipment (Electric - High Cost) | 0.0037715 | 0.0038242 | 0.0038592 | 0.0038686 | 0.003879 | 0.003882 | 0.0038875 | 0.0038917 | 0.0038944 | 0.0038957 | 0.003895 | 0.003895
SDG&E | MW | Industrial | Ind - Transportation Equipment | HVAC | No | Ind HVAC - Equipment (Electric - Low Cost) | 0.013025 | 0.013207 | 0.013328 | 0.01336 | 0.013397 | 0.013407 | 0.013426 | 0.01344 | 0.01345 | 0.013454 | 0.013452 | 0.013452
SDG&E | MW | Industrial | Ind - Transportation Equipment | HVAC | No | Ind HVAC - Equipment (Electric - Mid Cost) | 0.0045078 | 0.0045708 | 0.0046126 | 0.0046238 | 0.0046363 | 0.0046398 | 0.0046464 | 0.0046514 | 0.0046547 | 0.0046562 | 0.0046554 | 0.0046554
SDG&E | MW | Industrial | Ind - Transportation Equipment | HVAC | No | Ind HVAC - Equipment (Gas - Low Cost) | 2.2782e-05 | 2.3222e-05 | 2.3637e-05 | 2.4023e-05 | 2.4336e-05 | 2.4576e-05 | 2.4791e-05 | 2.4937e-05 | 2.5069e-05 | 2.5184e-05 | 2.5184e-05 | 2.5184e-05
SDG&E | MW | Industrial | Ind - Transportation Equipment | HVAC | No | Ind HVAC - O&M (Electric - High Cost) | 0.0077167 | 0.0078246 | 0.0078962 | 0.0079153 | 0.0079367 | 0.0079428 | 0.007954 | 0.0079626 | 0.0079682 | 0.0079707 | 0.0079693 | 0.0079695
SDG&E | MW | Industrial | Ind - Transportation Equipment | HVAC | No | Ind HVAC - O&M (Electric - Low Cost) | 0.087021 | 0.088236 | 0.089044 | 0.08926 | 0.089501 | 0.089569 | 0.089696 | 0.089793 | 0.089856 | 0.089884 | 0.089869 | 0.08987
SDG&E | MW | Industrial | Ind - Transportation Equipment | HVAC | No | Ind HVAC - O&M (Electric - Mid Cost) | 0.012703 | 0.012881 | 0.012999 | 0.01303 | 0.013065 | 0.013075 | 0.013094 | 0.013108 | 0.013117 | 0.013121 | 0.013119 | 0.013119
SDG&E | MW | Industrial | Ind - Transportation Equipment | Lighting | No | Ind Lighting - Equipment (High Cost) | 0.10839 | 0.1099 | 0.11091 | 0.11118 | 0.11148 | 0.11156 | 0.11172 | 0.11184 | 0.11192 | 0.11196 | 0.11194 | 0.11194
SDG&E | MW | Industrial | Ind - Transportation Equipment | Lighting | No | Ind Lighting - Equipment (Low Cost) | 0.032442 | 0.032895 | 0.033197 | 0.033277 | 0.033367 | 0.033392 | 0.03344 | 0.033476 | 0.033499 | 0.03351 | 0.033504 | 0.033505
SDG&E | MW | Industrial | Ind - Transportation Equipment | Lighting | No | Ind Lighting - Equipment (Mid Cost) | 0.30387 | 0.30812 | 0.31094 | 0.31169 | 0.31253 | 0.31277 | 0.31321 | 0.31355 | 0.31377 | 0.31387 | 0.31382 | 0.31382
SDG&E | MW | Industrial | Ind - Transportation Equipment | Lighting | No | Ind Lighting - O&M (High Cost) | 0.00013473 | 0.00013661 | 0.00013786 | 0.0001382 | 0.00013857 | 0.00013867 | 0.00013887 | 0.00013902 | 0.00013912 | 0.00013916 | 0.00013914 | 0.00013914
SDG&E | MW | Industrial | Ind - Transportation Equipment | Lighting | No | Ind Lighting - O&M (Low Cost) | 0.033411 | 0.033878 | 0.034188 | 0.034271 | 0.034363 | 0.03439 | 0.034439 | 0.034476 | 0.0345 | 0.034511 | 0.034505 | 0.034505
SDG&E | MW | Industrial | Ind - Transportation Equipment | Lighting | No | Ind Lighting - O&M (Mid Cost) | 0.0020434 | 0.0020719 | 0.0020909 | 0.002096 | 0.0021016 | 0.0021032 | 0.0021062 | 0.0021085 | 0.00211 | 0.0021106 | 0.0021103 | 0.0021103
SDG&E | MW | Industrial | Ind - Transportation Equipment | ProcHeat | No | Ind ProcHeat - Equipment (Electric - Low Cost) | 0.013806 | 0.013999 | 0.014127 | 0.014162 | 0.0142 | 0.014211 | 0.014231 | 0.014246 | 0.014256 | 0.014261 | 0.014258 | 0.014259
SDG&E | MW | Industrial | Ind - Transportation Equipment | ProcHeat | No | Ind ProcHeat - Equipment (Electric - Mid Cost) | 0.01049 | 0.010637 | 0.010734 | 0.01076 | 0.010789 | 0.010797 | 0.010813 | 0.010824 | 0.010832 | 0.010835 | 0.010834 | 0.010834
SDG&E | MW | Industrial | Ind - Transportation Equipment | ProcRefrig | No | Ind ProcRefrig - O&M (High Cost) | 0.00057171 | 0.0005797 | 0.00058501 | 0.00058642 | 0.00058801 | 0.00058846 | 0.00058929 | 0.00058993 | 0.00059034 | 0.00059053 | 0.00059043 | 0.00059043
SDG&E | MW | Industrial | Ind - Transportation Equipment | MachDr | No | Ind MachDr - Equipment (High Cost) | 0.0066809 | 0.0067742 | 0.0068362 | 0.0068528 | 0.0068713 | 0.0068766 | 0.0068863 | 0.0068938 | 0.0068986 | 0.0069008 | 0.0068996 | 0.0068997
SDG&E | MW | Industrial | Ind - Transportation Equipment | MachDr | No | Ind MachDr - Equipment (Low Cost) | 0.096297 | 0.097642 | 0.098536 | 0.098775 | 0.099041 | 0.099117 | 0.099258 | 0.099365 | 0.099435 | 0.099466 | 0.099449 | 0.099451
SDG&E | MW | Industrial | Ind - Transportation Equipment | MachDr | No | Ind MachDr - Equipment (Mid Cost) | 0.14424 | 0.14625 | 0.14759 | 0.14795 | 0.14835 | 0.14846 | 0.14867 | 0.14883 | 0.14894 | 0.14898 | 0.14896 | 0.14896
SDG&E | MW | Industrial | Ind - Transportation Equipment | MachDr | No | Ind MachDr - O&M (High Cost) | 0.018011 | 0.018263 | 0.01843 | 0.018475 | 0.018524 | 0.018539 | 0.018565 | 0.018585 | 0.018598 | 0.018604 | 0.018601 | 0.018601
SDG&E | MW | Industrial | Ind - Transportation Equipment | MachDr | No | Ind MachDr - O&M (Low Cost) | 0.56699 | 0.57492 | 0.58018 | 0.58159 | 0.58315 | 0.5836 | 0.58443 | 0.58506 | 0.58547 | 0.58565 | 0.58555 | 0.58556
SDG&E | MW | Industrial | Ind - Transportation Equipment | MachDr | No | Ind MachDr - O&M (Mid Cost) | 0.056969 | 0.057765 | 0.058294 | 0.058435 | 0.058593 | 0.058638 | 0.058721 | 0.058784 | 0.058826 | 0.058844 | 0.058834 | 0.058835
SDG&E | MW | Agricultural | Agr - Concentrated Animal Feeding Operation | SHW | No | Ag SHWC - Equipment (Low Cost) | 0.00030051 | 0.00030183 | 0.00030309 | 0.00030424 | 0.00030404 | 0.00030404 | 0.00030404 | 0.00030404 | 0.00030404 | 0.00030404 | 0.00030562 | 0.0003072
SDG&E | MW | Agricultural | Agr - Dairies | ProcRefrig | No | Ag Refrigeration - Equipment (High Cost) | 0.01416 | 0.014277 | 0.0144 | 0.014549 | 0.014691 | 0.014815 | 0.014909 | 0.015004 | 0.015059 | 0.01507 | 0.015016 | 0.014962
SDG&E | MW | Agricultural | Agr - Dairies | ProcRefrig | No | Ag Refrigeration - Equipment (Mid Cost) | 0.00033212 | 0.00033486 | 0.00033773 | 0.00034124 | 0.00034456 | 0.00034748 | 0.00034969 | 0.0003519 | 0.0003532 | 0.00035345 | 0.00035219 | 0.00035093
SDG&E | MW | Agricultural | Agr - Dairies | ProcRefrig | No | Ag Refrigeration - O&M (High Cost) | 0.038121 | 0.038435 | 0.038765 | 0.039167 | 0.039549 | 0.039883 | 0.040137 | 0.040391 | 0.04054 | 0.040569 | 0.040424 | 0.04028
SDG&E | MW | Agricultural | Agr - Dairies | ProcRefrig | No | Ag Refrigeration - O&M (Low Cost) | 0.035462 | 0.035755 | 0.036061 | 0.036435 | 0.03679 | 0.037101 | 0.037337 | 0.037573 | 0.037713 | 0.03774 | 0.037605 | 0.03747
SDG&E | MW | Agricultural | Agr - Dairies | ProcRefrig | No | Ag Refrigeration - O&M (Mid Cost) | 0.049489 | 0.049897 | 0.050325 | 0.050847 | 0.051343 | 0.051777 | 0.052106 | 0.052436 | 0.05263 | 0.052668 | 0.052479 | 0.052292
SDG&E | MW | Agricultural | Agr - Dairies | MachDr | No | Ag Process Mtr - Equipment (High Cost) | 0.044932 | 0.045303 | 0.045691 | 0.046165 | 0.046616 | 0.04701 | 0.047309 | 0.047608 | 0.047784 | 0.047818 | 0.047647 | 0.047477
SDG&E | MW | Agricultural | Agr - Dairies | MachDr | No | Ag Process Mtr - Equipment (Low Cost) | 0.14617 | 0.14738 | 0.14864 | 0.15018 | 0.15165 | 0.15293 | 0.1539 | 0.15487 | 0.15545 | 0.15556 | 0.155 | 0.15445
SDG&E | MW | Agricultural | Agr - Dairies | MachDr | No | Ag Process Mtr - Equipment (Mid Cost) | 0.22437 | 0.22622 | 0.22816 | 0.23053 | 0.23277 | 0.23474 | 0.23623 | 0.23773 | 0.23861 | 0.23878 | 0.23793 | 0.23707
SDG&E | MW | Agricultural | Agr - Dairies | MachDr | No | Ag Process Mtr - O&M (High Cost) | 0.012967 | 0.013074 | 0.013186 | 0.013322 | 0.013452 | 0.013566 | 0.013652 | 0.013739 | 0.01379 | 0.013799 | 0.01375 | 0.013701
SDG&E | MW | Agricultural | Agr - Dairies | MachDr | No | Ag Process Mtr - O&M (Low Cost) | 0.45039 | 0.4541 | 0.45799 | 0.46274 | 0.46726 | 0.47121 | 0.4742 | 0.4772 | 0.47897 | 0.47931 | 0.4776 | 0.47589
SDG&E | MW | Agricultural | Agr - Dairies | MachDr | No | Ag Process Mtr - O&M (Mid Cost) | 0.065407 | 0.065947 | 0.066512 | 0.067202 | 0.067858 | 0.068431 | 0.068866 | 0.069302 | 0.069559 | 0.069609 | 0.06936 | 0.069112
SDG&E | MW | Agricultural | Agr - Irrigated Agriculture | MachDr | No | Ag Motor Pmp - Equipment (High Cost) | 0.042624 | 0.042976 | 0.043344 | 0.043794 | 0.044221 | 0.044595 | 0.044878 | 0.045162 | 0.04533 | 0.045362 | 0.0452 | 0.045038
SDG&E | MW | Agricultural | Agr - Irrigated Agriculture | MachDr | No | Ag Motor Pmp - Equipment (Low Cost) | 0.056674 | 0.057142 | 0.057632 | 0.058229 | 0.058798 | 0.059294 | 0.059671 | 0.060049 | 0.060272 | 0.060315 | 0.060099 | 0.059884
SDG&E | MW | Agricultural | Agr - Irrigated Agriculture | MachDr | No | Ag Motor Pmp - Equipment (Mid Cost) | 0.16576 | 0.16713 | 0.16856 | 0.17031 | 0.17197 | 0.17343 | 0.17453 | 0.17563 | 0.17628 | 0.17641 | 0.17578 | 0.17515
SDG&E | MW | Agricultural | Agr - Irrigated Agriculture | MachDr | No | Ag Motor Pmp - O&M (High Cost) | 0.0031826 | 0.0032089 | 0.0032364 | 0.00327 | 0.0033019 | 0.0033298 | 0.0033509 | 0.0033721 | 0.0033846 | 0.0033871 | 0.0033749 | 0.0033629
SDG&E | MW | Agricultural | Agr - Irrigated Agriculture | MachDr | No | Ag Motor Pmp - O&M (Low Cost) | 0.069934 | 0.070511 | 0.071115 | 0.071853 | 0.072554 | 0.073167 | 0.073632 | 0.074098 | 0.074373 | 0.074426 | 0.074159 | 0.073894
SDG&E | MW | Agricultural | Agr - Irrigated Agriculture | MachDr | No | Ag Motor Pmp - O&M (Mid Cost) | 0.029699 | 0.029944 | 0.0302 | 0.030514 | 0.030811 | 0.031072 | 0.031269 | 0.031467 | 0.031584 | 0.031606 | 0.031493 | 0.031381
SDG&E | MW | Agricultural | Agr - Post-Harvest Processing | ProcHeat | No | Ag Process Dry - Equipment (High Cost) | 0.00080076 | 0.00080428 | 0.00080765 | 0.00081069 | 0.00081017 | 0.00081017 | 0.00081017 | 0.00081017 | 0.00081017 | 0.00081017 | 0.00081437 | 0.0008186
SDG&E | MW | Agricultural | Agr - Post-Harvest Processing | ProcRefrig | No | Ag Refrigeration - Equipment (High Cost) | 0.01409 | 0.014206 | 0.014328 | 0.014476 | 0.014618 | 0.014741 | 0.014835 | 0.014929 | 0.014984 | 0.014995 | 0.014941 | 0.014888
SDG&E | MW | Agricultural | Agr - Post-Harvest Processing | ProcRefrig | No | Ag Refrigeration - Equipment (Mid Cost) | 0.00033046 | 0.00033319 | 0.00033604 | 0.00033953 | 0.00034284 | 0.00034574 | 0.00034794 | 0.00035014 | 0.00035144 | 0.00035169 | 0.00035043 | 0.00034918
SDG&E | MW | Agricultural | Agr - Post-Harvest Processing | ProcRefrig | No | Ag Refrigeration - O&M (High Cost) | 0.03793 | 0.038243 | 0.038571 | 0.038971 | 0.039351 | 0.039684 | 0.039936 | 0.040189 | 0.040338 | 0.040366 | 0.040222 | 0.040078
SDG&E | MW | Agricultural | Agr - Post-Harvest Processing | ProcRefrig | No | Ag Refrigeration - O&M (Low Cost) | 0.035285 | 0.035576 | 0.035881 | 0.036253 | 0.036607 | 0.036916 | 0.037151 | 0.037386 | 0.037524 | 0.037551 | 0.037417 | 0.037283
SDG&E | MW | Agricultural | Agr - Post-Harvest Processing | ProcRefrig | No | Ag Refrigeration - O&M (Mid Cost) | 0.049241 | 0.049648 | 0.050073 | 0.050593 | 0.051086 | 0.051518 | 0.051846 | 0.052174 | 0.052367 | 0.052404 | 0.052217 | 0.05203
SDG&E | MW | Agricultural | Agr - Post-Harvest Processing | MachDr | No | Ag Process Mtr - Equipment (High Cost) | 0.044708 | 0.045077 | 0.045463 | 0.045934 | 0.046383 | 0.046775 | 0.047072 | 0.04737 | 0.047545 | 0.047579 | 0.047409 | 0.04724
SDG&E | MW | Agricultural | Agr - Post-Harvest Processing | MachDr | No | Ag Process Mtr - Equipment (Low Cost) | 0.14544 | 0.14664 | 0.1479 | 0.14943 | 0.15089 | 0.15216 | 0.15313 | 0.1541 | 0.15467 | 0.15478 | 0.15423 | 0.15368
SDG&E | MW | Agricultural | Agr - Post-Harvest Processing | MachDr | No | Ag Process Mtr - Equipment (Mid Cost) | 0.22325 | 0.22509 | 0.22702 | 0.22937 | 0.23161 | 0.23357 | 0.23505 | 0.23654 | 0.23742 | 0.23759 | 0.23674 | 0.23589
SDG&E | MW | Agricultural | Agr - Post-Harvest Processing | MachDr | No | Ag Process Mtr - O&M (High Cost) | 0.012902 | 0.013008 | 0.01312 | 0.013256 | 0.013385 | 0.013498 | 0.013584 | 0.01367 | 0.013721 | 0.01373 | 0.013681 | 0.013632
SDG&E | MW | Agricultural | Agr - Post-Harvest Processing | MachDr | No | Ag Process Mtr - O&M (Low Cost) | 0.44813 | 0.45183 | 0.4557 | 0.46043 | 0.46492 | 0.46885 | 0.47183 | 0.47482 | 0.47658 | 0.47692 | 0.47521 | 0.47351
SDG&E | MW | Agricultural | Agr - Post-Harvest Processing | MachDr | No | Ag Process Mtr - O&M (Mid Cost) | 0.06508 | 0.065618 | 0.06618 | 0.066866 | 0.067519 | 0.068089 | 0.068522 | 0.068956 | 0.069211 | 0.069261 | 0.069013 | 0.068766
SDG&E | MW | Agricultural | Agr - Refrigerated Warehouses | ProcRefrig | No | Ag Refrigeration - Equipment (High Cost) | 0.01416 | 0.014277 | 0.0144 | 0.014549 | 0.014691 | 0.014815 | 0.014909 | 0.015004 | 0.015059 | 0.01507 | 0.015016 | 0.014962
SDG&E | MW | Agricultural | Agr - Refrigerated Warehouses | ProcRefrig | No | Ag Refrigeration - Equipment (Mid Cost) | 0.00033212 | 0.00033486 | 0.00033773 | 0.00034124 | 0.00034456 | 0.00034748 | 0.00034969 | 0.0003519 | 0.0003532 | 0.00035345 | 0.00035219 | 0.00035093
SDG&E | MW | Agricultural | Agr - Refrigerated Warehouses | ProcRefrig | No | Ag Refrigeration - O&M (High Cost) | 0.038121 | 0.038435 | 0.038765 | 0.039167 | 0.039549 | 0.039883 | 0.040137 | 0.040391 | 0.04054 | 0.040569 | 0.040424 | 0.04028
SDG&E | MW | Agricultural | Agr - Refrigerated Warehouses | ProcRefrig | No | Ag Refrigeration - O&M (Low Cost) | 0.035462 | 0.035755 | 0.036061 | 0.036435 | 0.03679 | 0.037101 | 0.037337 | 0.037573 | 0.037713 | 0.03774 | 0.037605 | 0.03747
SDG&E | MW | Agricultural | Agr - Refrigerated Warehouses | ProcRefrig | No | Ag Refrigeration - O&M (Mid Cost) | 0.049489 | 0.049897 | 0.050325 | 0.050847 | 0.051343 | 0.051777 | 0.052106 | 0.052436 | 0.05263 | 0.052668 | 0.052479 | 0.052292
SDG&E | MW | Agricultural | Agr - Wineries and Vineyards | HVAC | No | Ag HVAC - Equipment (High Cost) | 2.2673e-05 | 2.2773e-05 | 2.2868e-05 | 2.2955e-05 | 2.294e-05 | 2.294e-05 | 2.294e-05 | 2.294e-05 | 2.294e-05 | 2.294e-05 | 2.3059e-05 | 2.3179e-05
SDG&E | MW | Agricultural | Agr - Wineries and Vineyards | SHW | No | Ag SHWC - Equipment (High Cost) | 6.4425e-05 | 6.4708e-05 | 6.4979e-05 | 6.5224e-05 | 6.5182e-05 | 6.5182e-05 | 6.5182e-05 | 6.5182e-05 | 6.5182e-05 | 6.5182e-05 | 6.552e-05 | 6.586e-05
SDG&E | MW | Agricultural | Agr - Wineries and Vineyards | ProcRefrig | No | Ag Refrigeration - Equipment (High Cost) | 0.01416 | 0.014277 | 0.0144 | 0.014549 | 0.014691 | 0.014815 | 0.014909 | 0.015004 | 0.015059 | 0.01507 | 0.015016 | 0.014962
SDG&E | MW | Agricultural | Agr - Wineries and Vineyards | ProcRefrig | No | Ag Refrigeration - Equipment (Mid Cost) | 0.00033212 | 0.00033486 | 0.00033773 | 0.00034124 | 0.00034456 | 0.00034748 | 0.00034969 | 0.0003519 | 0.0003532 | 0.00035345 | 0.00035219 | 0.00035093
SDG&E | MW | Agricultural | Agr - Wineries and Vineyards | ProcRefrig | No | Ag Refrigeration - O&M (High Cost) | 0.038121 | 0.038435 | 0.038765 | 0.039167 | 0.039549 | 0.039883 | 0.040137 | 0.040391 | 0.04054 | 0.040569 | 0.040424 | 0.04028
SDG&E | MW | Agricultural | Agr - Wineries and Vineyards | ProcRefrig | No | Ag Refrigeration - O&M (Low Cost) | 0.035462 | 0.035755 | 0.036061 | 0.036435 | 0.03679 | 0.037101 | 0.037337 | 0.037573 | 0.037713 | 0.03774 | 0.037605 | 0.03747
SDG&E | MW | Agricultural | Agr - Wineries and Vineyards | ProcRefrig | No | Ag Refrigeration - O&M (Mid Cost) | 0.049489 | 0.049897 | 0.050325 | 0.050847 | 0.051343 | 0.051777 | 0.052106 | 0.052436 | 0.05263 | 0.052668 | 0.052479 | 0.052292
SDG&E | MM Therms | Industrial | Ind - Chemicals | HVAC | No | Ind HVAC - Equipment (Electric - High Cost) | 0.00014038 | 0.00014234 | 0.00014364 | 0.00014399 | 0.00014438 | 0.00014449 | 0.00014469 | 0.00014485 | 0.00014495 | 0.000145 | 0.00014497 | 0.00014498
SDG&E | MM Therms | Industrial | Ind - Chemicals | HVAC | No | Ind HVAC - Equipment (Electric - Mid Cost) | 0.00012026 | 0.00012194 | 0.00012306 | 0.00012335 | 0.00012369 | 0.00012378 | 0.00012396 | 0.00012409 | 0.00012418 | 0.00012422 | 0.0001242 | 0.0001242
SDG&E | MM Therms | Industrial | Ind - Chemicals | HVAC | No | Ind HVAC - Equipment (Gas - High Cost) | 0.0011097 | 0.0011894 | 0.0012593 | 0.0013241 | 0.0013893 | 0.001461 | 0.0015377 | 0.0016144 | 0.0016913 | 0.0017678 | 0.0017678 | 0.0017678
SDG&E | MM Therms | Industrial | Ind - Chemicals | HVAC | No | Ind HVAC - Equipment (Gas - Low Cost) | 5.561e-06 | 5.9605e-06 | 6.3103e-06 | 6.6353e-06 | 6.9619e-06 | 7.3214e-06 | 7.7059e-06 | 8.0899e-06 | 8.4752e-06 | 8.8587e-06 | 8.8587e-06 | 8.8587e-06
SDG&E | MM Therms | Industrial | Ind - Chemicals | HVAC | No | Ind HVAC - Equipment (Gas - Mid Cost) | 0.00011012 | 0.00011803 | 0.00012496 | 0.0001314 | 0.00013786 | 0.00014498 | 0.0001526 | 0.0001602 | 0.00016783 | 0.00017543 | 0.00017543 | 0.00017543
SDG&E | MM Therms | Industrial | Ind - Chemicals | HVAC | No | Ind HVAC - O&M (Electric - Low Cost) | 0.016721 | 0.016955 | 0.01711 | 0.017152 | 0.017198 | 0.017211 | 0.017235 | 0.017254 | 0.017266 | 0.017272 | 0.017269 | 0.017269
SDG&E | MM Therms | Industrial | Ind - Chemicals | HVAC | No | Ind HVAC - O&M (Electric - Mid Cost) | 0.0062221 | 0.0063091 | 0.0063668 | 0.0063823 | 0.0063995 | 0.0064044 | 0.0064134 | 0.0064204 | 0.0064249 | 0.0064269 | 0.0064258 | 0.0064259
SDG&E | MM Therms | Industrial | Ind - Chemicals | HVAC | No | Ind HVAC - O&M (Gas - High Cost) | 0.0012866 | 0.001379 | 0.0014599 | 0.0015351 | 0.0016107 | 0.0016939 | 0.0017828 | 0.0018717 | 0.0019608 | 0.0020495 | 0.0020495 | 0.0020495
SDG&E | MM Therms | Industrial | Ind - Chemicals | HVAC | No | Ind HVAC - O&M (Gas - Low Cost) | 0.0034641 | 0.003713 | 0.0039309 | 0.0041333 | 0.0043368 | 0.0045608 | 0.0048003 | 0.0050395 | 0.0052795 | 0.0055184 | 0.0055184 | 0.0055184
SDG&E | MM Therms | Industrial | Ind - Chemicals | HVAC | No | Ind HVAC - O&M (Gas - Mid Cost) | 0.00080277 | 0.00086044 | 0.00091094 | 0.00095785 | 0.001005 | 0.0010569 | 0.0011124 | 0.0011678 | 0.0012235 | 0.0012788 | 0.0012788 | 0.0012788
SDG&E | MM Therms | Industrial | Ind - Chemicals | ProcHeat | No | Ind ProcHeat - Equipment (Electric - High Cost) | 0.00015342 | 0.00015557 | 0.00015699 | 0.00015737 | 0.0001578 | 0.00015792 | 0.00015814 | 0.00015831 | 0.00015842 | 0.00015847 | 0.00015844 | 0.00015845
SDG&E | MM Therms | Industrial | Ind - Chemicals | ProcHeat | No | Ind ProcHeat - Equipment (Gas - High Cost) | 0.0046639 | 0.004999 | 0.0052924 | 0.0055649 | 0.0058389 | 0.0061404 | 0.0064628 | 0.0067849 | 0.007108 | 0.0074297 | 0.0074297 | 0.0074297
SDG&E | MM Therms | Industrial | Ind - Chemicals | ProcHeat | No | Ind ProcHeat - Equipment (Gas - Low Cost) | 0.0011114 | 0.0011912 | 0.0012611 | 0.0013261 | 0.0013913 | 0.0014632 | 0.00154 | 0.0016168 | 0.0016938 | 0.0017704 | 0.0017704 | 0.0017704
SDG&E | MM Therms | Industrial | Ind - Chemicals | ProcHeat | No | Ind ProcHeat - Equipment (Gas - Mid Cost) | 0.0027115 | 0.0029063 | 0.0030769 | 0.0032353 | 0.0033946 | 0.0035699 | 0.0037573 | 0.0039446 | 0.0041325 | 0.0043195 | 0.0043195 | 0.0043195
SDG&E | MM Therms | Industrial | Ind - Chemicals | ProcHeat | No | Ind ProcHeat - O&M (Gas - High Cost) | 0.0023221 | 0.0024889 | 0.002635 | 0.0027707 | 0.0029071 | 0.0030572 | 0.0032178 | 0.0033781 | 0.003539 | 0.0036992 | 0.0036992 | 0.0036992
SDG&E | MM Therms | Industrial | Ind - Chemicals | ProcHeat | No | Ind ProcHeat - O&M (Gas - Low Cost) | 0.0014518 | 0.0015561 | 0.0016475 | 0.0017323 | 0.0018176 | 0.0019114 | 0.0020118 | 0.0021121 | 0.0022127 | 0.0023128 | 0.0023128 | 0.0023128
SDG&E | MM Therms | Industrial | Ind - Chemicals | ProcHeat | No | Ind ProcHeat - O&M (Gas - Mid Cost) | 0.0091601 | 0.0098181 | 0.010394 | 0.01093 | 0.011468 | 0.01206 | 0.012693 | 0.013326 | 0.01396 | 0.014592 | 0.014592 | 0.014592
SDG&E | MM Therms | Industrial | Ind - Chemicals | SHW | No | Ind SHW - Equipment (High Cost) | 0.0044664 | 0.0047872 | 0.0050682 | 0.0053292 | 0.0055916 | 0.0058803 | 0.0061891 | 0.0064975 | 0.006807 | 0.007115 | 0.007115 | 0.007115
SDG&E | MM Therms | Industrial | Ind - Chemicals | SHW | No | Ind SHW - Equipment (Low Cost) | 0.002651 | 0.0028414 | 0.0030082 | 0.0031631 | 0.0033188 | 0.0034902 | 0.0036735 | 0.0038566 | 0.0040402 | 0.0042231 | 0.0042231 | 0.0042231
SDG&E | MM Therms | Industrial | Ind - Chemicals | SHW | No | Ind SHW - Equipment (Mid Cost) | 0.0037258 | 0.0039935 | 0.0042279 | 0.0044456 | 0.0046644 | 0.0049053 | 0.0051629 | 0.0054202 | 0.0056783 | 0.0059353 | 0.0059353 | 0.0059353
SDG&E | MM Therms | Industrial | Ind - Chemicals | SHW | No | Ind SHW - O&M (High Cost) | 0.0078601 | 0.0084247 | 0.0089192 | 0.0093785 | 0.0098402 | 0.010348 | 0.010892 | 0.011435 | 0.011979 | 0.012521 | 0.012521 | 0.012521
SDG&E | MM Therms | Industrial | Ind - Chemicals | SHW | No | Ind SHW - O&M (Low Cost) | 0.0002561 | 0.00027449 | 0.00029061 | 0.00030557 | 0.00032061 | 0.00033717 | 0.00035488 | 0.00037256 | 0.00039031 | 0.00040797 | 0.00040797 | 0.00040797
SDG&E | MM Therms | Industrial | Ind - Chemicals | SHW | No | Ind SHW - O&M (Mid Cost) | 0.0083269 | 0.0089251 | 0.0094489 | 0.0099355 | 0.010425 | 0.010963 | 0.011539 | 0.012114 | 0.012691 | 0.013265 | 0.013265 | 0.013265
SDG&E | MM Therms | Industrial | Ind - Chemicals | MachDr | No | Ind MachDr - Equipment (Low Cost) | 0.0036725 | 0.0037238 | 0.0037579 | 0.003767 | 0.0037772 | 0.0037801 | 0.0037854 | 0.0037895 | 0.0037922 | 0.0037934 | 0.0037927 | 0.0037928
SDG&E | MM Therms | Industrial | Ind - Electronics | HVAC | No | Ind HVAC - Equipment (Electric - High Cost) | 0.00025034 | 0.00025384 | 0.00025616 | 0.00025679 | 0.00025748 | 0.00025768 | 0.00025804 | 0.00025832 | 0.0002585 | 0.00025858 | 0.00025854 | 0.00025854
SDG&E | MM Therms | Industrial | Ind - Electronics | HVAC | No | Ind HVAC - Equipment (Gas - High Cost) | 0.050365 | 0.051836 | 0.053071 | 0.054212 | 0.055303 | 0.056303 | 0.057288 | 0.058212 | 0.059072 | 0.059903 | 0.059903 | 0.059903
SDG&E | MM Therms | Industrial | Ind - Electronics | HVAC | No | Ind HVAC - Equipment (Gas - Low Cost) | 0.0006751 | 0.00069482 | 0.00071137 | 0.00072667 | 0.00074129 | 0.0007547 | 0.0007679 | 0.00078028 | 0.00079181 | 0.00080295 | 0.00080295 | 0.00080295
SDG&E | MM Therms | Industrial | Ind - Electronics | HVAC | No | Ind HVAC - Equipment (Gas - Mid Cost) | 0.064979 | 0.066877 | 0.06847 | 0.069942 | 0.07135 | 0.07264 | 0.073911 | 0.075103 | 0.076213 | 0.077285 | 0.077285 | 0.077285
SDG&E | MM Therms | Industrial | Ind - Electronics | HVAC | No | Ind HVAC - O&M (Electric - High Cost) | 0.00066869 | 0.00067803 | 0.00068424 | 0.0006859 | 0.00068775 | 0.00068828 | 0.00068925 | 0.00069 | 0.00069048 | 0.0006907 | 0.00069058 | 0.00069059
SDG&E | MM Therms | Industrial | Ind - Electronics | HVAC | No | Ind HVAC - O&M (Electric - Low Cost) | 0.00077552 | 0.00078636 | 0.00079356 | 0.00079548 | 0.00079763 | 0.00079824 | 0.00079937 | 0.00080023 | 0.0008008 | 0.00080105 | 0.00080091 | 0.00080092
SDG&E | MM Therms | Industrial | Ind - Electronics | HVAC | No | Ind HVAC - O&M (Electric - Mid Cost) | 0.002283 | 0.0023149 | 0.0023361 | 0.0023418 | 0.0023481 | 0.0023499 | 0.0023532 | 0.0023558 | 0.0023574 | 0.0023582 | 0.0023578 | 0.0023578
SDG&E | MM Therms | Industrial | Ind - Electronics | HVAC | No | Ind HVAC - O&M (Gas - High Cost) | 0.0050442 | 0.0051916 | 0.0053152 | 0.0054295 | 0.0055387 | 0.0056389 | 0.0057375 | 0.0058301 | 0.0059162 | 0.0059995 | 0.0059995 | 0.0059995
SDG&E | MM Therms | Industrial | Ind - Electronics | HVAC | No | Ind HVAC - O&M (Gas - Low Cost) | 0.00074676 | 0.00076858 | 0.00078688 | 0.0008038 | 0.00081998 | 0.00083481 | 0.00084941 | 0.00086311 | 0.00087586 | 0.00088818 | 0.00088818 | 0.00088818
SDG&E | MM Therms | Industrial | Ind - Electronics | HVAC | No | Ind HVAC - O&M (Gas - Mid Cost) | 0.020805 | 0.021413 | 0.021923 | 0.022395 | 0.022845 | 0.023259 | 0.023665 | 0.024047 | 0.024402 | 0.024746 | 0.024746 | 0.024746
SDG&E | MM Therms | Industrial | Ind - Electronics | ProcHeat | No | Ind ProcHeat - Equipment (Gas - High Cost) | 0.12465 | 0.12829 | 0.13134 | 0.13417 | 0.13687 | 0.13934 | 0.14178 | 0.14407 | 0.1462 | 0.14825 | 0.14825 | 0.14825
SDG&E | MM Therms | Industrial | Ind - Electronics | ProcHeat | No | Ind ProcHeat - Equipment (Gas - Low Cost) | 0.00040312 | 0.0004149 | 0.00042478 | 0.00043392 | 0.00044265 | 0.00045066 | 0.00045854 | 0.00046593 | 0.00047282 | 0.00047947 | 0.00047947 | 0.00047947
SDG&E | MM Therms | Industrial | Ind - Electronics | ProcHeat | No | Ind ProcHeat - Equipment (Gas - Mid Cost) | 0.054612 | 0.056208 | 0.057546 | 0.058784 | 0.059967 | 0.061051 | 0.062119 | 0.063121 | 0.064054 | 0.064955 | 0.064955 | 0.064955
SDG&E | MM Therms | Industrial | Ind - Electronics | ProcHeat | No | Ind ProcHeat - O&M (Gas - High Cost) | 0.3046 | 0.3135 | 0.32096 | 0.32787 | 0.33446 | 0.34051 | 0.34647 | 0.35206 | 0.35726 | 0.36228 | 0.36228 | 0.36228
SDG&E | MM Therms | Industrial | Ind - Electronics | ProcHeat | No | Ind ProcHeat - O&M (Gas - Low Cost) | 0.0091332 | 0.0094001 | 0.009624 | 0.0098309 | 0.010029 | 0.01021 | 0.010389 | 0.010556 | 0.010712 | 0.010863 | 0.010863 | 0.010863
SDG&E | MM Therms | Industrial | Ind - Electronics | ProcHeat | No | Ind ProcHeat - O&M (Gas - Mid Cost) | 0.24299 | 0.25009 | 0.25605 | 0.26155 | 0.26682 | 0.27164 | 0.27639 | 0.28085 | 0.285 | 0.28901 | 0.28901 | 0.28901
SDG&E | MM Therms | Industrial | Ind - Electronics | SHW | No | Ind SHW - Equipment (High Cost) | 0.035093 | 0.036118 | 0.036978 | 0.037773 | 0.038534 | 0.039231 | 0.039917 | 0.04056 | 0.04116 | 0.041739 | 0.041739 | 0.041739
SDG&E | MM Therms | Industrial | Ind - Electronics | SHW | No | Ind SHW - Equipment (Low Cost) | 0.065978 | 0.067906 | 0.069523 | 0.071018 | 0.072447 | 0.073757 | 0.075047 | 0.076257 | 0.077385 | 0.078473 | 0.078473 | 0.078473
SDG&E | MM Therms | Industrial | Ind - Electronics | SHW | No | Ind SHW - Equipment (Mid Cost) | 0.0041445 | 0.0042657 | 0.0043672 | 0.0044611 | 0.0045509 | 0.0046332 | 0.0047143 | 0.0047903 | 0.0048611 | 0.0049295 | 0.0049295 | 0.0049295
SDG&E | MM Therms | Industrial | Ind - Electronics | SHW | No | Ind SHW - O&M (High Cost) | 0.0074214 | 0.0076382 | 0.0078201 | 0.0079883 | 0.008149 | 0.0082964 | 0.0084415 | 0.0085777 | 0.0087044 | 0.0088269 | 0.0088269 | 0.0088269
SDG&E | MM Therms | Industrial | Ind - Electronics | SHW | No | Ind SHW - O&M (Low Cost) | 0.021673 | 0.022307 | 0.022838 | 0.023329 | 0.023799 | 0.024229 | 0.024653 | 0.02505 | 0.025421 | 0.025778 | 0.025778 | 0.025778
SDG&E | MM Therms | Industrial | Ind - Electronics | SHW | No | Ind SHW - O&M (Mid Cost) | 0.0084768 | 0.0087245 | 0.0089322 | 0.0091243 | 0.0093079 | 0.0094763 | 0.009642 | 0.0097975 | 0.0099423 | 0.010082 | 0.010082 | 0.010082
SDG&E | MM Therms | Industrial | Ind - Electronics | MachDr | No | Ind MachDr - Equipment (Mid Cost) | 0.0058639 | 0.0059458 | 0.0060003 | 0.0060148 | 0.006031 | 0.0060357 | 0.0060442 | 0.0060507 | 0.006055 | 0.0060569 | 0.0060559 | 0.0060559
SDG&E | MM Therms | Industrial | Ind - Electronics | MachDr | No | Ind MachDr - O&M (Low Cost) | 0.0038381 | 0.0038917 | 0.0039273 | 0.0039368 | 0.0039474 | 0.0039505 | 0.0039561 | 0.0039603 | 0.0039631 | 0.0039644 | 0.0039637 | 0.0039637
SDG&E | MM Therms | Industrial | Ind - Food | HVAC | No | Ind HVAC - Equipment (Electric - Low Cost) | 0.00014073 | 0.00014269 | 0.000144 | 0.00014435 | 0.00014474 | 0.00014485 | 0.00014505 | 0.00014521 | 0.00014531 | 0.00014536 | 0.00014533 | 0.00014533
SDG&E | MM Therms | Industrial | Ind - Food | HVAC | No | Ind HVAC - Equipment (Gas - High Cost) | 0.0016729 | 0.0017003 | 0.0017017 | 0.0016997 | 0.001695 | 0.0016883 | 0.0016804 | 0.0016693 | 0.0016573 | 0.0016435 | 0.0016435 | 0.0016435
SDG&E | MM Therms | Industrial | Ind - Food | HVAC | No | Ind HVAC - Equipment (Gas - Low Cost) | 0.00094878 | 0.0009643 | 0.00096508 | 0.00096393 | 0.00096132 | 0.00095748 | 0.000953 | 0.00094674 | 0.00093988 | 0.0009321 | 0.0009321 | 0.0009321
SDG&E | MM Therms | Industrial | Ind - Food | HVAC | No | Ind HVAC - Equipment (Gas - Mid Cost) | 0.00047327 | 0.00048101 | 0.0004814 | 0.00048083 | 0.00047952 | 0.00047761 | 0.00047537 | 0.00047225 | 0.00046883 | 0.00046495 | 0.00046495 | 0.00046495
SDG&E | MM Therms | Industrial | Ind - Food | HVAC | No | Ind HVAC - O&M (Electric - Low Cost) | 0.011951 | 0.012118 | 0.012228 | 0.012258 | 0.012291 | 0.012301 | 0.012318 | 0.012331 | 0.01234 | 0.012344 | 0.012342 | 0.012342
SDG&E | MM Therms | Industrial | Ind - Food | HVAC | No | Ind HVAC - O&M (Electric - Mid Cost) | 5.1208e-05 | 5.1924e-05 | 5.2399e-05 | 5.2526e-05 | 5.2667e-05 | 5.2708e-05 | 5.2782e-05 | 5.284e-05 | 5.2877e-05 | 5.2893e-05 | 5.2884e-05 | 5.2885e-05
SDG&E | MM Therms | Industrial | Ind - Food | ProcHeat | No | Ind ProcHeat - Equipment (Electric - High Cost) | 0.017256 | 0.017497 | 0.017657 | 0.0177 | 0.017747 | 0.017761 | 0.017786 | 0.017805 | 0.017818 | 0.017823 | 0.01782 | 0.017821
SDG&E | MM Therms | Industrial | Ind - Food | ProcHeat | No | Ind ProcHeat - Equipment (Electric - Mid Cost) | 0.0014337 | 0.0014537 | 0.001467 | 0.0014706 | 0.0014746 | 0.0014757 | 0.0014778 | 0.0014794 | 0.0014804 | 0.0014809 | 0.0014806 | 0.0014807
SDG&E | MM Therms | Industrial | Ind - Food | ProcHeat | No | Ind ProcHeat - Equipment (Gas - High Cost) | 0.026537 | 0.026971 | 0.026993 | 0.026961 | 0.026888 | 0.02678 | 0.026655 | 0.02648 | 0.026288 | 0.026071 | 0.026071 | 0.026071
SDG&E | MM Therms | Industrial | Ind - Food | ProcHeat | No | Ind ProcHeat - Equipment (Gas - Low Cost) | 0.010114 | 0.010279 | 0.010288 | 0.010275 | 0.010248 | 0.010207 | 0.010159 | 0.010092 | 0.010019 | 0.0099361 | 0.0099361 | 0.0099361
SDG&E | MM Therms | Industrial | Ind - Food | ProcHeat | No | Ind ProcHeat - Equipment (Gas - Mid Cost) | 0.062413 | 0.063434 | 0.063485 | 0.06341 | 0.063238 | 0.062986 | 0.062691 | 0.062279 | 0.061828 | 0.061316 | 0.061316 | 0.061316
SDG&E | MM Therms | Industrial | Ind - Food | ProcHeat | No | Ind ProcHeat - O&M (Gas - High Cost) | 0.070436 | 0.071588 | 0.071645 | 0.071561 | 0.071366 | 0.071081 | 0.070749 | 0.070284 | 0.069775 | 0.069198 | 0.069198 | 0.069198
SDG&E | MM Therms | Industrial | Ind - Food | ProcHeat | No | Ind ProcHeat - O&M (Gas - Low Cost) | 0.026827 | 0.027266 | 0.027288 | 0.027255 | 0.027181 | 0.027073 | 0.026946 | 0.026769 | 0.026575 | 0.026355 | 0.026355 | 0.026355
SDG&E | MM Therms | Industrial | Ind - Food | ProcHeat | No | Ind ProcHeat - O&M (Gas - Mid Cost) | 0.054257 | 0.055144 | 0.055189 | 0.055123 | 0.054974 | 0.054754 | 0.054498 | 0.05414 | 0.053748 | 0.053303 | 0.053303 | 0.053303
SDG&E | MM Therms | Industrial | Ind - Food | SHW | No | Ind SHW - Equipment (High Cost) | 0.015106 | 0.015353 | 0.015366 | 0.015347 | 0.015306 | 0.015245 | 0.015173 | 0.015074 | 0.014964 | 0.014841 | 0.014841 | 0.014841
SDG&E | MM Therms | Industrial | Ind - Food | SHW | No | Ind SHW - Equipment (Low Cost) | 0.0059856 | 0.0060835 | 0.0060884 | 0.0060812 | 0.0060647 | 0.0060405 | 0.0060122 | 0.0059727 | 0.0059295 | 0.0058804 | 0.0058804 | 0.0058804
SDG&E | MM Therms | Industrial | Ind - Food | SHW | No | Ind SHW - Equipment (Mid Cost) | 0.010359 | 0.010529 | 0.010537 | 0.010525 | 0.010496 | 0.010454 | 0.010405 | 0.010337 | 0.010262 | 0.010177 | 0.010177 | 0.010177
SDG&E | MM Therms | Industrial | Ind - Food | SHW | No | Ind SHW - O&M (High Cost) | 0.017012 | 0.017291 | 0.017305 | 0.017284 | 0.017237 | 0.017168 | 0.017088 | 0.016976 | 0.016853 | 0.016713 | 0.016713 | 0.016713
SDG&E | MM Therms | Industrial | Ind - Food | SHW | No | Ind SHW - O&M (Low Cost) | 0.025737 | 0.026158 | 0.026179 | 0.026148 | 0.026077 | 0.025973 | 0.025851 | 0.025682 | 0.025496 | 0.025285 | 0.025285 | 0.025285
SDG&E | MM Therms | Industrial | Ind - Food | SHW | No | Ind SHW - O&M (Mid Cost) | 0.050703 | 0.051532 | 0.051573 | 0.051512 | 0.051373 | 0.051168 | 0.050928 | 0.050593 | 0.050227 | 0.049811 | 0.049811 | 0.049811
SDG&E | MM Therms | Industrial | Ind - Food | MachDr | No | Ind MachDr - Equipment (High Cost) | 0.0010972 | 0.0011126 | 0.0011227 | 0.0011255 | 0.0011285 | 0.0011294 | 0.001131 | 0.0011322 | 0.001133 | 0.0011333 | 0.0011332 | 0.0011332
SDG&E | MM Therms | Industrial | Ind - Lumber & Furniture | HVAC | No | Ind HVAC - Equipment (Electric - High Cost) | 9.1103e-06 | 9.2376e-06 | 9.3221e-06 | 9.3448e-06 | 9.3699e-06 | 9.3771e-06 | 9.3904e-06 | 9.4006e-06 | 9.4072e-06 | 9.4101e-06 | 9.4085e-06 | 9.4087e-06
SDG&E | MM Therms | Industrial | Ind - Lumber & Furniture | HVAC | No | Ind HVAC - O&M (Electric - Low Cost) | 0.00016482 | 0.00016713 | 0.00016866 | 0.00016907 | 0.00016952 | 0.00016965 | 0.00016989 | 0.00017008 | 0.0001702 | 0.00017025 | 0.00017022 | 0.00017022
SDG&E | MM Therms | Industrial | Ind - Lumber & Furniture | HVAC | No | Ind HVAC - O&M (Electric - Mid Cost) | 0.00017864 | 0.00018113 | 0.00018279 | 0.00018324 | 0.00018373 | 0.00018387 | 0.00018413 | 0.00018433 | 0.00018446 | 0.00018452 | 0.00018449 | 0.00018449
SDG&E | MM Therms | Industrial | Ind - Lumber & Furniture | MachDr | No | Ind MachDr - Equipment (High Cost) | 0.00012096 | 0.00012265 | 0.00012378 | 0.00012408 | 0.00012441 | 0.00012451 | 0.00012468 | 0.00012482 | 0.00012491 | 0.00012495 | 0.00012492 | 0.00012493
SDG&E | MM Therms | Industrial | Ind - Machinery | HVAC | No | Ind HVAC - Equipment (Electric - High Cost) | 0.002177 | 0.0022075 | 0.0022277 | 0.0022331 | 0.0022391 | 0.0022408 | 0.002244 | 0.0022464 | 0.002248 | 0.0022487 | 0.0022483 | 0.0022483
SDG&E | MM Therms | Industrial | Ind - Machinery | HVAC | No | Ind HVAC - Equipment (Electric - Mid Cost) | 0.00080331 | 0.00081453 | 0.00082199 | 0.00082398 | 0.0008262 | 0.00082684 | 0.00082801 | 0.00082891 | 0.00082949 | 0.00082975 | 0.0008296 | 0.00082962
SDG&E | MM Therms | Industrial | Ind - Machinery | HVAC | No | Ind HVAC - Equipment (Gas - High Cost) | 0.059883 | 0.060634 | 0.059858 | 0.059234 | 0.058777 | 0.058597 | 0.058644 | 0.058669 | 0.058727 | 0.058686 | 0.058686 | 0.058686
SDG&E | MM Therms | Industrial | Ind - Machinery | HVAC | No | Ind HVAC - Equipment (Gas - Low Cost) | 0.003636 | 0.0036816 | 0.0036345 | 0.0035966 | 0.0035688 | 0.0035579 | 0.0035608 | 0.0035623 | 0.0035658 | 0.0035633 | 0.0035633 | 0.0035633
SDG&E | MM Therms | Industrial | Ind - Machinery | HVAC | No | Ind HVAC - Equipment (Gas - Mid Cost) | 0.10641 | 0.10775 | 0.10637 | 0.10526 | 0.10445 | 0.10413 | 0.10421 | 0.10426 | 0.10436 | 0.10428 | 0.10428 | 0.10428
SDG&E | MM Therms | Industrial | Ind - Machinery | HVAC | No | Ind HVAC - O&M (Electric - High Cost) | 5.7457e-05 | 5.826e-05 | 5.8793e-05 | 5.8936e-05 | 5.9095e-05 | 5.914e-05 | 5.9224e-05 | 5.9288e-05 | 5.9329e-05 | 5.9348e-05 | 5.9338e-05 | 5.9339e-05
SDG&E | MM Therms | Industrial | Ind - Machinery | HVAC | No | Ind HVAC - O&M (Electric - Low Cost) | 0.0099346 | 0.010073 | 0.010166 | 0.01019 | 0.010218 | 0.010226 | 0.01024 | 0.010251 | 0.010258 | 0.010262 | 0.01026 | 0.01026
SDG&E | MM Therms | Industrial | Ind - Machinery | HVAC | No | Ind HVAC - O&M (Electric - Mid Cost) | 0.014889 | 0.015097 | 0.015235 | 0.015272 | 0.015313 | 0.015325 | 0.015347 | 0.015364 | 0.015374 | 0.015379 | 0.015376 | 0.015377
SDG&E | MM Therms | Industrial | Ind - Machinery | HVAC | No | Ind HVAC - O&M (Gas - High Cost) | 0.023716 | 0.024013 | 0.023706 | 0.023459 | 0.023278 | 0.023207 | 0.023225 | 0.023235 | 0.023258 | 0.023242 | 0.023242 | 0.023242
SDG&E | MM Therms | Industrial | Ind - Machinery | HVAC | No | Ind HVAC - O&M (Gas - Low Cost) | 0.087692 | 0.088791 | 0.087656 | 0.086741 | 0.086072 | 0.085808 | 0.085877 | 0.085914 | 0.085999 | 0.085938 | 0.085938 | 0.085938
SDG&E | MM Therms | Industrial | Ind - Machinery | HVAC | No | Ind HVAC - O&M (Gas - Mid Cost) | 0.0048856 | 0.0049469 | 0.0048836 | 0.0048326 | 0.0047953 | 0.0047807 | 0.0047845 | 0.0047866 | 0.0047913 | 0.0047879 | 0.0047879 | 0.0047879
SDG&E | MM Therms | Industrial | Ind - Machinery | Lighting | No | Ind Lighting - Equipment (Mid Cost) | 3.9189e-06 | 3.9736e-06 | 4.01e-06 | 4.0197e-06 | 4.0306e-06 | 4.0336e-06 | 4.0394e-06 | 4.0437e-06 | 4.0466e-06 | 4.0478e-06 | 4.0471e-06 | 4.0472e-06
SDG&E | MM Therms | Industrial | Ind - Machinery | ProcHeat | No | Ind ProcHeat - Equipment (Electric - High Cost) | 0.00016574 | 0.00016806 | 0.0001696 | 0.00017001 | 0.00017047 | 0.0001706 | 0.00017084 | 0.00017102 | 0.00017114 | 0.0001712 | 0.00017117 | 0.00017117
SDG&E | MM Therms | Industrial | Ind - Machinery | ProcHeat | No | Ind ProcHeat - Equipment (Gas - High Cost) | 0.014533 | 0.014716 | 0.014527 | 0.014376 | 0.014265 | 0.014221 | 0.014233 | 0.014239 | 0.014253 | 0.014243 | 0.014243 | 0.014243
SDG&E | MM Therms | Industrial | Ind - Machinery | ProcHeat | No | Ind ProcHeat - Equipment (Gas - Low Cost) | 0.023708 | 0.024006 | 0.023699 | 0.023451 | 0.02327 | 0.023199 | 0.023218 | 0.023228 | 0.023251 | 0.023234 | 0.023234 | 0.023234
SDG&E | MM Therms | Industrial | Ind - Machinery | ProcHeat | No | Ind ProcHeat - Equipment (Gas - Mid Cost) | 0.054574 | 0.055258 | 0.054551 | 0.053982 | 0.053565 | 0.053401 | 0.053445 | 0.053467 | 0.05352 | 0.053482 | 0.053482 | 0.053482
SDG&E | MM Therms | Industrial | Ind - Machinery | ProcHeat | No | Ind ProcHeat - O&M (Gas - High Cost) | 0.11176 | 0.11316 | 0.11171 | 0.11055 | 0.10969 | 0.10936 | 0.10945 | 0.10949 | 0.1096 | 0.10952 | 0.10952 | 0.10952
SDG&E | MM Therms | Industrial | Ind - Machinery | ProcHeat | No | Ind ProcHeat - O&M (Gas - Low Cost) | 0.056463 | 0.057171 | 0.05644 | 0.055851 | 0.05542 | 0.05525 | 0.055295 | 0.055318 | 0.055373 | 0.055334 | 0.055334 | 0.055334
SDG&E | MM Therms | Industrial | Ind - Machinery | ProcHeat | No | Ind ProcHeat - O&M (Gas - Mid Cost) | 0.24108 | 0.2441 | 0.24098 | 0.23847 | 0.23663 | 0.2359 | 0.23609 | 0.23619 | 0.23643 | 0.23626 | 0.23626 | 0.23626
SDG&E | MM Therms | Industrial | Ind - Machinery | MachDr | No | Ind MachDr - Equipment (High Cost) | 0.0002464 | 0.00024985 | 0.00025213 | 0.00025274 | 0.00025342 | 0.00025362 | 0.00025398 | 0.00025425 | 0.00025443 | 0.00025451 | 0.00025447 | 0.00025447
SDG&E | MM Therms | Industrial | Ind - Machinery | MachDr | No | Ind MachDr - Equipment (Mid Cost) | 0.0061766 | 0.0062629 | 0.0063203 | 0.0063356 | 0.0063527 | 0.0063575 | 0.0063665 | 0.0063734 | 0.0063779 | 0.0063799 | 0.0063788 | 0.0063789
SDG&E | MM Therms | Industrial | Ind - Metals (Fabricated) | HVAC | No | Ind HVAC - Equipment (Electric - High Cost) | 7.0062e-05 | 7.104e-05 | 7.1691e-05 | 7.1865e-05 | 7.2058e-05 | 7.2114e-05 | 7.2216e-05 | 7.2294e-05 | 7.2345e-05 | 7.2367e-05 | 7.2355e-05 | 7.2356e-05
SDG&E | MM Therms | Industrial | Ind - Metals (Fabricated) | HVAC | No | Ind HVAC - Equipment (Electric - Mid Cost) | 0.00016231 | 0.00016458 | 0.00016608 | 0.00016649 | 0.00016694 | 0.00016706 | 0.0001673 | 0.00016748 | 0.0001676 | 0.00016765 | 0.00016762 | 0.00016762
SDG&E | MM Therms | Industrial | Ind - Metals (Fabricated) | HVAC | No | Ind HVAC - Equipment (Gas - High Cost) | 0.0092494 | 0.0095044 | 0.0097041 | 0.0099143 | 0.010127 | 0.010324 | 0.010519 | 0.010701 | 0.010882 | 0.011053 | 0.011053 | 0.011053
SDG&E | MM Therms | Industrial | Ind - Metals (Fabricated) | HVAC | No | Ind HVAC - Equipment (Gas - Low Cost) | 0.0030782 | 0.003163 | 0.0032295 | 0.0032995 | 0.0033701 | 0.0034359 | 0.0035007 | 0.0035613 | 0.0036215 | 0.0036783 | 0.0036783 | 0.0036783
SDG&E | MM Therms | Industrial | Ind - Metals (Fabricated) | HVAC | No | Ind HVAC - Equipment (Gas - Mid Cost) | 0.0086488 | 0.0088872 | 0.0090739 | 0.0092705 | 0.0094689 | 0.0096539 | 0.009836 | 0.010006 | 0.010175 | 0.010335 | 0.010335 | 0.010335
SDG&E | MM Therms | Industrial | Ind - Metals (Fabricated) | HVAC | No | Ind HVAC - O&M (Electric - High Cost) | 0.0002019 | 0.00020473 | 0.0002066 | 0.0002071 | 0.00020766 | 0.00020782 | 0.00020811 | 0.00020834 | 0.00020848 | 0.00020855 | 0.00020851 | 0.00020852
SDG&E | MM Therms | Industrial | Ind - Metals (Fabricated) | HVAC | No | Ind HVAC - O&M (Electric - Low Cost) | 0.0032803 | 0.0033261 | 0.0033565 | 0.0033647 | 0.0033738 | 0.0033763 | 0.0033811 | 0.0033848 | 0.0033872 | 0.0033882 | 0.0033876 | 0.0033877
SDG&E | MM Therms | Industrial | Ind - Metals (Fabricated) | HVAC | No | Ind HVAC - O&M (Electric - Mid Cost) | 0.0018976 | 0.0019241 | 0.0019417 | 0.0019465 | 0.0019517 | 0.0019532 | 0.001956 | 0.0019581 | 0.0019595 | 0.0019601 | 0.0019597 | 0.0019598
SDG&E | MM Therms | Industrial | Ind - Metals (Fabricated) | HVAC | No | Ind HVAC - O&M (Gas - High Cost) | 0.0065418 | 0.0067222 | 0.0068634 | 0.0070121 | 0.0071622 | 0.0073021 | 0.0074399 | 0.0075686 | 0.0076964 | 0.0078173 | 0.0078173 | 0.0078173
SDG&E | MM Therms | Industrial | Ind - Metals (Fabricated) | HVAC | No | Ind HVAC - O&M (Gas - Low Cost) | 0.0015123 | 0.001554 | 0.0015866 | 0.001621 | 0.0016557 | 0.0016881 | 0.0017199 | 0.0017497 | 0.0017792 | 0.0018072 | 0.0018072 | 0.0018072
SDG&E | MM Therms | Industrial | Ind - Metals (Fabricated) | HVAC | No | Ind HVAC - O&M (Gas - Mid Cost) | 0.0091423 | 0.0093943 | 0.0095917 | 0.0097995 | 0.010009 | 0.010205 | 0.010397 | 0.010577 | 0.010756 | 0.010925 | 0.010925 | 0.010925
SDG&E | MM Therms | Industrial | Ind - Metals (Fabricated) | ProcHeat | No | Ind ProcHeat - Equipment (Electric - High Cost) | 0.00025491 | 0.00025847 | 0.00026084 | 0.00026147 | 0.00026218 | 0.00026238 | 0.00026275 | 0.00026303 | 0.00026322 | 0.0002633 | 0.00026326 | 0.00026326
SDG&E | MM Therms | Industrial | Ind - Metals (Fabricated) | ProcHeat | No | Ind ProcHeat - Equipment (Electric - Low Cost) | 3.378e-05 | 3.4252e-05 | 3.4565e-05 | 3.4649e-05 | 3.4742e-05 | 3.4769e-05 | 3.4818e-05 | 3.4856e-05 | 3.4881e-05 | 3.4891e-05 | 3.4885e-05 | 3.4886e-05
SDG&E | MM Therms | Industrial | Ind - Metals (Fabricated) | ProcHeat | No | Ind ProcHeat - Equipment (Gas - High Cost) | 0.0089146 | 0.0091604 | 0.0093528 | 0.0095554 | 0.00976 | 0.0099506 | 0.010138 | 0.010314 | 0.010488 | 0.010653 | 0.010653 | 0.010653
SDG&E | MM Therms | Industrial | Ind - Metals (Fabricated) | ProcHeat | No | Ind ProcHeat - Equipment (Gas - Low Cost) | 0.0039109 | 0.0040187 | 0.0041032 | 0.0041921 | 0.0042818 | 0.0043654 | 0.0044478 | 0.0045247 | 0.0046012 | 0.0046734 | 0.0046734 | 0.0046734
SDG&E | MM Therms | Industrial | Ind - Metals (Fabricated) | ProcHeat | No | Ind ProcHeat - Equipment (Gas - Mid Cost) | 0.011054 | 0.011359 | 0.011598 | 0.011849 | 0.012103 | 0.012339 | 0.012572 | 0.012789 | 0.013005 | 0.01321 | 0.01321 | 0.01321
SDG&E | MM Therms | Industrial | Ind - Metals (Fabricated) | ProcHeat | No | Ind ProcHeat - O&M (Gas - High Cost) | 0.045969 | 0.047237 | 0.048229 | 0.049274 | 0.050328 | 0.051312 | 0.05228 | 0.053184 | 0.054082 | 0.054932 | 0.054932 | 0.054932
SDG&E | MM Therms | Industrial | Ind - Metals (Fabricated) | ProcHeat | No | Ind ProcHeat - O&M (Gas - Low Cost) | 0.048956 | 0.050306 | 0.051363 | 0.052475 | 0.053598 | 0.054646 | 0.055676 | 0.05664 | 0.057596 | 0.058501 | 0.058501 | 0.058501
SDG&E | MM Therms | Industrial | Ind - Metals (Fabricated) | ProcHeat | No | Ind ProcHeat - O&M (Gas - Mid Cost) | 0.044447 | 0.045673 | 0.046632 | 0.047642 | 0.048662 | 0.049613 | 0.050549 | 0.051423 | 0.052292 | 0.053113 | 0.053113 | 0.053113
SDG&E | MM Therms | Industrial | Ind - Metals (Fabricated) | SHW | No | Ind SHW - Equipment (High Cost) | 0.0012629 | 0.0012977 | 0.0013249 | 0.0013536 | 0.0013826 | 0.0014096 | 0.0014362 | 0.0014611 | 0.0014857 | 0.0015091 | 0.0015091 | 0.0015091
SDG&E | MM Therms | Industrial | Ind - Metals (Fabricated) | SHW | No | Ind SHW - Equipment (Low Cost) | 0.0020248 | 0.0020806 | 0.0021243 | 0.0021704 | 0.0022168 | 0.0022601 | 0.0023027 | 0.0023426 | 0.0023822 | 0.0024196 | 0.0024196 | 0.0024196
SDG&E | MM Therms | Industrial | Ind - Metals (Fabricated) | SHW | No | Ind SHW - Equipment (Mid Cost) | 0.0024656 | 0.0025336 | 0.0025868 | 0.0026429 | 0.0026994 | 0.0027522 | 0.0028041 | 0.0028526 | 0.0029008 | 0.0029464 | 0.0029464 | 0.0029464
SDG&E | MM Therms | Industrial | Ind - Metals (Fabricated) | SHW | No | Ind SHW - O&M (High Cost) | 0.0022812 | 0.0023441 | 0.0023934 | 0.0024452 | 0.0024975 | 0.0025463 | 0.0025944 | 0.0026393 | 0.0026838 | 0.002726 | 0.002726 | 0.002726
SDG&E | MM Therms | Industrial | Ind - Metals (Fabricated) | SHW | No | Ind SHW - O&M (Low Cost) | 0.0058105 | 0.0059707 | 0.0060961 | 0.0062282 | 0.0063615 | 0.0064858 | 0.0066081 | 0.0067225 | 0.006836 | 0.0069434 | 0.0069434 | 0.0069434
SDG&E | MM Therms | Industrial | Ind - Metals (Fabricated) | SHW | No | Ind SHW - O&M (Mid Cost) | 0.0032586 | 0.0033485 | 0.0034188 | 0.0034929 | 0.0035676 | 0.0036373 | 0.003706 | 0.0037701 | 0.0038338 | 0.003894 | 0.003894 | 0.003894
SDG&E | MM Therms | Industrial | Ind - Metals (Fabricated) | MachDr | No | Ind MachDr - Equipment (High Cost) | 0.00093332 | 0.00094636 | 0.00095502 | 0.00095734 | 0.00095992 | 0.00096066 | 0.00096202 | 0.00096306 | 0.00096374 | 0.00096404 | 0.00096387 | 0.00096389
SDG&E | MM Therms | Industrial | Ind - Metals (Primary) | HVAC | No | Ind HVAC - Equipment (Electric - Low Cost) | 1.0112e-05 | 1.0253e-05 | 1.0347e-05 | 1.0372e-05 | 1.04e-05 | 1.0408e-05 | 1.0423e-05 | 1.0434e-05 | 1.0442e-05 | 1.0445e-05 | 1.0443e-05 | 1.0443e-05
SDG&E | MM Therms | Industrial | Ind - Metals (Primary) | HVAC | No | Ind HVAC - Equipment (Gas - High Cost) | 0.00038928 | 0.00039777 | 0.00040065 | 0.00040284 | 0.00040541 | 0.00040769 | 0.00040996 | 0.00041149 | 0.00041332 | 0.0004147 | 0.0004147 | 0.0004147
SDG&E | MM Therms | Industrial | Ind - Metals (Primary) | HVAC | No | Ind HVAC - Equipment (Gas - Low Cost) | 0.00033363 | 0.00034091 | 0.00034337 | 0.00034525 | 0.00034746 | 0.00034941 | 0.00035136 | 0.00035267 | 0.00035423 | 0.00035541 | 0.00035541 | 0.00035541
SDG&E | MM Therms | Industrial | Ind - Metals (Primary) | HVAC | No | Ind HVAC - Equipment (Gas - Mid Cost) | 0.0002206 | 0.00022541 | 0.00022704 | 0.00022828 | 0.00022974 | 0.00023103 | 0.00023232 | 0.00023318 | 0.00023422 | 0.000235 | 0.000235 | 0.000235
SDG&E | MM Therms | Industrial | Ind - Metals (Primary) | HVAC | No | Ind HVAC - O&M (Gas - High Cost) | 0.00038515 | 0.00039354 | 0.00039639 | 0.00039856 | 0.00040111 | 0.00040336 | 0.00040561 | 0.00040712 | 0.00040893 | 0.0004103 | 0.0004103 | 0.0004103
SDG&E | MM Therms | Industrial | Ind - Metals (Primary) | HVAC | No | Ind HVAC - O&M (Gas - Low Cost) | 0.00064979 | 0.00066396 | 0.00066876 | 0.00067242 | 0.00067671 | 0.00068052 | 0.00068431 | 0.00068687 | 0.00068991 | 0.00069222 | 0.00069222 | 0.00069222
SDG&E | MM Therms | Industrial | Ind - Metals (Primary) | HVAC | No | Ind HVAC - O&M (Gas - Mid Cost) | 0.0013354 | 0.0013645 | 0.0013743 | 0.0013819 | 0.0013907 | 0.0013985 | 0.0014063 | 0.0014115 | 0.0014178 | 0.0014225 | 0.0014225 | 0.0014225
SDG&E | MM Therms | Industrial | Ind - Metals (Primary) | ProcHeat | No | Ind ProcHeat - Equipment (Electric - High Cost) | 0.0001591 | 0.00016132 | 0.0001628 | 0.0001632 | 0.00016364 | 0.00016376 | 0.00016399 | 0.00016417 | 0.00016429 | 0.00016434 | 0.00016431 | 0.00016431
SDG&E | MM Therms | Industrial | Ind - Metals (Primary) | ProcHeat | No | Ind ProcHeat - Equipment (Electric - Low Cost) | 8.7611e-05 | 8.8835e-05 | 8.9649e-05 | 8.9866e-05 | 9.0108e-05 | 9.0177e-05 | 9.0305e-05 | 9.0403e-05 | 9.0466e-05 | 9.0495e-05 | 9.0479e-05 | 9.0481e-05
SDG&E | MM Therms | Industrial | Ind - Metals (Primary) | ProcHeat | No | Ind ProcHeat - Equipment (Electric - Mid Cost) | 4.2633e-06 | 4.3228e-06 | 4.3624e-06 | 4.373e-06 | 4.3848e-06 | 4.3881e-06 | 4.3943e-06 | 4.3991e-06 | 4.4022e-06 | 4.4036e-06 | 4.4028e-06 | 4.4029e-06
SDG&E | MM Therms | Industrial | Ind - Metals (Primary) | ProcHeat | No | Ind ProcHeat - Equipment (Gas - High Cost) | 0.0012868 | 0.0013149 | 0.0013244 | 0.0013316 | 0.0013401 | 0.0013477 | 0.0013552 | 0.0013602 | 0.0013663 | 0.0013708 | 0.0013708 | 0.0013708
SDG&E | MM Therms | Industrial | Ind - Metals (Primary) | ProcHeat | No | Ind ProcHeat - Equipment (Gas - Low Cost) | 0.0016429 | 0.0016787 | 0.0016909 | 0.0017001 | 0.001711 | 0.0017206 | 0.0017302 | 0.0017366 | 0.0017443 | 0.0017502 | 0.0017502 | 0.0017502
SDG&E | MM Therms | Industrial | Ind - Metals (Primary) | ProcHeat | No | Ind ProcHeat - Equipment (Gas - Mid Cost) | 0.00322 | 0.0032903 | 0.0033141 | 0.0033322 | 0.0033535 | 0.0033723 | 0.0033911 | 0.0034038 | 0.0034189 | 0.0034303 | 0.0034303 | 0.0034303
SDG&E | MM Therms | Industrial | Ind - Metals (Primary) | ProcHeat | No | Ind ProcHeat - O&M (Electric - Mid Cost) | 8.6705e-05 | 8.7916e-05 | 8.8721e-05 | 8.8936e-05 | 8.9176e-05 | 8.9244e-05 | 8.9371e-05 | 8.9468e-05 | 8.953e-05 | 8.9558e-05 | 8.9543e-05 | 8.9544e-05
SDG&E | MM Therms | Industrial | Ind - Metals (Primary) | ProcHeat | No | Ind ProcHeat - O&M (Gas - High Cost) | 0.010493 | 0.010722 | 0.010799 | 0.010858 | 0.010928 | 0.010989 | 0.011051 | 0.011092 | 0.011141 | 0.011178 | 0.011178 | 0.011178
SDG&E | MM Therms | Industrial | Ind - Metals (Primary) | ProcHeat | No | Ind ProcHeat - O&M (Gas - Low Cost) | 0.042783 | 0.043716 | 0.044032 | 0.044273 | 0.044556 | 0.044807 | 0.045056 | 0.045224 | 0.045425 | 0.045577 | 0.045577 | 0.045577
SDG&E | MM Therms | Industrial | Ind - Metals (Primary) | ProcHeat | No | Ind ProcHeat - O&M (Gas - Mid Cost) | 0.019301 | 0.019722 | 0.019864 | 0.019973 | 0.020101 | 0.020214 | 0.020326 | 0.020402 | 0.020493 | 0.020561 | 0.020561 | 0.020561
SDG&E | MM Therms | Industrial | Ind - Metals (Primary) | SHW | No | Ind SHW - Equipment (High Cost) | 7.0608e-05 | 7.2147e-05 | 7.2669e-05 | 7.3067e-05 | 7.3533e-05 | 7.3947e-05 | 7.4359e-05 | 7.4636e-05 | 7.4967e-05 | 7.5218e-05 | 7.5218e-05 | 7.5218e-05
SDG&E | MM Therms | Industrial | Ind - Metals (Primary) | SHW | No | Ind SHW - Equipment (Low Cost) | 0.00011164 | 0.00011407 | 0.0001149 | 0.00011552 | 0.00011626 | 0.00011692 | 0.00011757 | 0.00011801 | 0.00011853 | 0.00011892 | 0.00011892 | 0.00011892
SDG&E | MM Therms | Industrial | Ind - Metals (Primary) | SHW | No | Ind SHW - Equipment (Mid Cost) | 4.0032e-05 | 4.0905e-05 | 4.1201e-05 | 4.1426e-05 | 4.1691e-05 | 4.1925e-05 | 4.2159e-05 | 4.2316e-05 | 4.2504e-05 | 4.2646e-05 | 4.2646e-05 | 4.2646e-05
SDG&E | MM Therms | Industrial | Ind - Metals (Primary) | SHW | No | Ind SHW - O&M (High Cost) | 0.00034898 | 0.00035658 | 0.00035917 | 0.00036113 | 0.00036344 | 0.00036548 | 0.00036752 | 0.00036889 | 0.00037052 | 0.00037176 | 0.00037176 | 0.00037176
SDG&E | MM Therms | Industrial | Ind - Metals (Primary) | SHW | No | Ind SHW - O&M (Low Cost) | 0.00076726 | 0.00078398 | 0.00078966 | 0.00079398 | 0.00079905 | 0.00080354 | 0.00080802 | 0.00081103 | 0.00081463 | 0.00081735 | 0.00081735 | 0.00081735
SDG&E | MM Therms | Industrial | Ind - Metals (Primary) | SHW | No | Ind SHW - O&M (Mid Cost) | 0.0018704 | 0.0019112 | 0.001925 | 0.0019356 | 0.0019479 | 0.0019589 | 0.0019698 | 0.0019772 | 0.0019859 | 0.0019926 | 0.0019926 | 0.0019926
SDG&E | MM Therms | Industrial | Ind - Metals (Primary) | MachDr | No | Ind MachDr - Equipment (High Cost) | 1.6674e-05 | 1.6907e-05 | 1.7061e-05 | 1.7103e-05 | 1.7149e-05 | 1.7162e-05 | 1.7186e-05 | 1.7205e-05 | 1.7217e-05 | 1.7222e-05 | 1.7219e-05 | 1.722e-05
SDG&E | MM Therms | Industrial | Ind - Other | HVAC | No | Ind HVAC - Equipment (Electric - Mid Cost) | 5.5639e-05 | 5.6416e-05 | 5.6932e-05 | 5.707e-05 | 5.7224e-05 | 5.7268e-05 | 5.7349e-05 | 5.7411e-05 | 5.7452e-05 | 5.747e-05 | 5.746e-05 | 5.7461e-05
SDG&E | MM Therms | Industrial | Ind - Other | HVAC | No | Ind HVAC - O&M (Electric - Low Cost) | 0.00084713 | 0.00085896 | 0.00086683 | 0.00086893 | 0.00087127 | 0.00087194 | 0.00087317 | 0.00087412 | 0.00087473 | 0.00087501 | 0.00087486 | 0.00087487
SDG&E | MM Therms | Industrial | Ind - Other | MachDr | No | Ind MachDr - Equipment (High Cost) | 0.0003263 | 0.00033086 | 0.00033389 | 0.0003347 | 0.0003356 | 0.00033586 | 0.00033633 | 0.0003367 | 0.00033693 | 0.00033704 | 0.00033698 | 0.00033699
SDG&E | MM Therms | Industrial | Ind - Other | MachDr | No | Ind MachDr - Equipment (Mid Cost) | 5.6475e-05 | 5.7264e-05 | 5.7788e-05 | 5.7929e-05 | 5.8085e-05 | 5.8129e-05 | 5.8212e-05 | 5.8275e-05 | 5.8316e-05 | 5.8334e-05 | 5.8324e-05 | 5.8325e-05
SDG&E | MM Therms | Industrial | Ind - Paper | HVAC | No | Ind HVAC - Equipment (Electric - Low Cost) | 4.0607e-05 | 4.1174e-05 | 4.1551e-05 | 4.1652e-05 | 4.1764e-05 | 4.1796e-05 | 4.1855e-05 | 4.1901e-05 | 4.193e-05 | 4.1943e-05 | 4.1936e-05 | 4.1936e-05
SDG&E | MM Therms | Industrial | Ind - Paper | HVAC | No | Ind HVAC - Equipment (Electric - Mid Cost) | 0.00010562 | 0.0001071 | 0.00010808 | 0.00010834 | 0.00010863 | 0.00010871 | 0.00010887 | 0.00010899 | 0.00010906 | 0.0001091 | 0.00010908 | 0.00010908
SDG&E | MM Therms | Industrial | Ind - Paper | HVAC | No | Ind HVAC - Equipment (Gas - High Cost) | 7.2704e-05 | 7.2319e-05 | 7.2521e-05 | 7.3117e-05 | 7.3626e-05 | 7.4029e-05 | 7.4484e-05 | 7.4664e-05 | 7.4765e-05 | 7.4602e-05 | 7.4602e-05 | 7.4602e-05
SDG&E | MM Therms | Industrial | Ind - Paper | HVAC | No | Ind HVAC - Equipment (Gas - Mid Cost) | 0.00011833 | 0.0001177 | 0.00011803 | 0.000119 | 0.00011983 | 0.00012048 | 0.00012122 | 0.00012152 | 0.00012168 | 0.00012142 | 0.00012142 | 0.00012142
SDG&E | MM Therms | Industrial | Ind - Paper | HVAC | No | Ind HVAC - O&M (Electric - Low Cost) | 0.00016329 | 0.00016557 | 0.00016709 | 0.00016749 | 0.00016795 | 0.00016807 | 0.00016831 | 0.00016849 | 0.00016861 | 0.00016867 | 0.00016864 | 0.00016864
SDG&E | MM Therms | Industrial | Ind - Paper | HVAC | No | Ind HVAC - O&M (Gas - High Cost) | 0.00032742 | 0.00032568 | 0.00032659 | 0.00032928 | 0.00033157 | 0.00033338 | 0.00033543 | 0.00033625 | 0.0003367 | 0.00033597 | 0.00033597 | 0.00033597
SDG&E | MM Therms | Industrial | Ind - Paper | HVAC | No | Ind HVAC - O&M (Gas - Low Cost) | 0.00024591 | 0.00024461 | 0.00024529 | 0.00024731 | 0.00024903 | 0.00025039 | 0.00025193 | 0.00025254 | 0.00025288 | 0.00025233 | 0.00025233 | 0.00025233
SDG&E | MM Therms | Industrial | Ind - Paper | HVAC | No | Ind HVAC - O&M (Gas - Mid Cost) | 0.00017648 | 0.00017555 | 0.00017603 | 0.00017748 | 0.00017872 | 0.0001797 | 0.0001808 | 0.00018124 | 0.00018148 | 0.00018109 | 0.00018109 | 0.00018109
SDG&E | MM Therms | Industrial | Ind - Paper | ProcHeat | No | Ind ProcHeat - Equipment (Gas - High Cost) | 0.00055625 | 0.00055331 | 0.00055485 | 0.00055941 | 0.00056331 | 0.00056639 | 0.00056987 | 0.00057125 | 0.00057202 | 0.00057077 | 0.00057077 | 0.00057077
SDG&E | MM Therms | Industrial | Ind - Paper | ProcHeat | No | Ind ProcHeat - Equipment (Gas - Low Cost) | 0.0055939 | 0.0055643 | 0.0055798 | 0.0056257 | 0.0056649 | 0.0056959 | 0.0057309 | 0.0057448 | 0.0057525 | 0.00574 | 0.00574 | 0.00574
SDG&E | MM Therms | Industrial | Ind - Paper | ProcHeat | No | Ind ProcHeat - Equipment (Gas - Mid Cost) | 0.0024544 | 0.0024414 | 0.0024482 | 0.0024683 | 0.0024855 | 0.0024991 | 0.0025145 | 0.0025206 | 0.002524 | 0.0025185 | 0.0025185 | 0.0025185
SDG&E | MM Therms | Industrial | Ind - Paper | ProcHeat | No | Ind ProcHeat - O&M (Gas - High Cost) | 0.00083057 | 0.00082617 | 0.00082848 | 0.00083528 | 0.00084111 | 0.00084571 | 0.0008509 | 0.00085296 | 0.00085411 | 0.00085226 | 0.00085226 | 0.00085226
SDG&E | MM Therms | Industrial | Ind - Paper | ProcHeat | No | Ind ProcHeat - O&M (Gas - Low Cost) | 0.00010115 | 0.00010061 | 0.00010089 | 0.00010172 | 0.00010243 | 0.00010299 | 0.00010362 | 0.00010387 | 0.00010401 | 0.00010379 | 0.00010379 | 0.00010379
SDG&E | MM Therms | Industrial | Ind - Paper | ProcHeat | No | Ind ProcHeat - O&M (Gas - Mid Cost) | 0.0030849 | 0.0030686 | 0.0030771 | 0.0031024 | 0.003124 | 0.0031411 | 0.0031604 | 0.0031681 | 0.0031723 | 0.0031654 | 0.0031654 | 0.0031654
SDG&E | MM Therms | Industrial | Ind - Paper | MachDr | No | Ind MachDr - Equipment (Low Cost) | 0.00014527 | 0.0001473 | 0.00014865 | 0.00014901 | 0.00014941 | 0.00014953 | 0.00014974 | 0.0001499 | 0.00015001 | 0.00015005 | 0.00015003 | 0.00015003
SDG&E | MM Therms | Industrial | Ind - Petroleum | ProcHeat | No | Ind ProcHeat - Equipment (Gas - High Cost) | 0.03102 | 0.031201 | 0.031299 | 0.031405 | 0.031497 | 0.031566 | 0.031637 | 0.031658 | 0.03167 | 0.031663 | 0.031663 | 0.031663
SDG&E | MM Therms | Industrial | Ind - Petroleum | ProcHeat | No | Ind ProcHeat - Equipment (Gas - Mid Cost) | 0.04653 | 0.046802 | 0.046949 | 0.047107 | 0.047245 | 0.04735 | 0.047456 | 0.047487 | 0.047505 | 0.047494 | 0.047494 | 0.047494
SDG&E | MM Therms | Industrial | Ind - Petroleum | SHW | No | Ind SHW - Equipment (High Cost) | 0.0022223 | 0.0022352 | 0.0022423 | 0.0022498 | 0.0022564 | 0.0022614 | 0.0022665 | 0.002268 | 0.0022688 | 0.0022683 | 0.0022683 | 0.0022683
SDG&E | MM Therms | Industrial | Ind - Petroleum | SHW | No | Ind SHW - Equipment (Low Cost) | 0.00055687 | 0.00056013 | 0.00056188 | 0.00056378 | 0.00056543 | 0.00056668 | 0.00056795 | 0.00056833 | 0.00056854 | 0.00056841 | 0.00056841 | 0.00056841
SDG&E | MM Therms | Industrial | Ind - Petroleum | SHW | No | Ind SHW - Equipment (Mid Cost) | 0.019464 | 0.019578 | 0.019639 | 0.019705 | 0.019763 | 0.019807 | 0.019851 | 0.019864 | 0.019872 | 0.019867 | 0.019867 | 0.019867
SDG&E | MM Therms | Industrial | Ind - Petroleum | SHW | No | Ind SHW - O&M (High Cost) | 0.0090819 | 0.0091349 | 0.0091636 | 0.0091945 | 0.0092214 | 0.0092418 | 0.0092625 | 0.0092687 | 0.0092722 | 0.00927 | 0.00927 | 0.00927
SDG&E | MM Therms | Industrial | Ind - Petroleum | SHW | No | Ind SHW - O&M (Low Cost) | 0.00094887 | 0.00095441 | 0.00095741 | 0.00096064 | 0.00096345 | 0.00096558 | 0.00096775 | 0.00096839 | 0.00096875 | 0.00096853 | 0.00096853 | 0.00096853
SDG&E | MM Therms | Industrial | Ind - Petroleum | SHW | No | Ind SHW - O&M (Mid Cost) | 0.00046236 | 0.00046506 | 0.00046652 | 0.00046809 | 0.00046946 | 0.0004705 | 0.00047156 | 0.00047187 | 0.00047205 | 0.00047194 | 0.00047194 | 0.00047194
SDG&E | MM Therms | Industrial | Ind - Petroleum | MachDr | No | Ind MachDr - Equipment (High Cost) | 4.8021e-06 | 4.8691e-06 | 4.9137e-06 | 4.9256e-06 | 4.9389e-06 | 4.9427e-06 | 4.9497e-06 | 4.9551e-06 | 4.9585e-06 | 4.9601e-06 | 4.9592e-06 | 4.9593e-06
SDG&E | MM Therms | Industrial | Ind - Plastics | HVAC | No | Ind HVAC - Equipment (Electric - Low Cost) | 0.00040077 | 0.00040637 | 0.00041009 | 0.00041109 | 0.00041219 | 0.00041251 | 0.00041309 | 0.00041354 | 0.00041383 | 0.00041396 | 0.00041389 | 0.0004139
SDG&E | MM Therms | Industrial | Ind - Plastics | HVAC | No | Ind HVAC - Equipment (Gas - High Cost) | 0.0036242 | 0.0039002 | 0.0041313 | 0.0043516 | 0.0045792 | 0.0048296 | 0.0051017 | 0.0053718 | 0.0056442 | 0.0059153 | 0.0059153 | 0.0059153
SDG&E | MM Therms | Industrial | Ind - Plastics | HVAC | No | Ind HVAC - Equipment (Gas - Low Cost) | 0.00012108 | 0.00013029 | 0.00013802 | 0.00014537 | 0.00015298 | 0.00016134 | 0.00017043 | 0.00017946 | 0.00018856 | 0.00019761 | 0.00019761 | 0.00019761
SDG&E | MM Therms | Industrial | Ind - Plastics | HVAC | No | Ind HVAC - Equipment (Gas - Mid Cost) | 0.0055785 | 0.0060032 | 0.0063591 | 0.0066981 | 0.0070483 | 0.0074338 | 0.0078527 | 0.0082684 | 0.0086877 | 0.009105 | 0.009105 | 0.009105
SDG&E | MM Therms | Industrial | Ind - Plastics | HVAC | No | Ind HVAC - O&M (Electric - High Cost) | 0.00041193 | 0.00041768 | 0.00042151 | 0.00042253 | 0.00042367 | 0.00042399 | 0.00042459 | 0.00042505 | 0.00042535 | 0.00042548 | 0.00042541 | 0.00042542
SDG&E | MM Therms | Industrial | Ind - Plastics | HVAC | No | Ind HVAC - O&M (Electric - Low Cost) | 0.00090434 | 0.00091697 | 0.00092537 | 0.00092761 | 0.00093011 | 0.00093082 | 0.00093214 | 0.00093315 | 0.00093381 | 0.0009341 | 0.00093394 | 0.00093395
SDG&E | MM Therms | Industrial | Ind - Plastics | HVAC | No | Ind HVAC - O&M (Gas - High Cost) | 0.00035304 | 0.00037992 | 0.00040244 | 0.00042389 | 0.00044606 | 0.00047045 | 0.00049696 | 0.00052327 | 0.00054981 | 0.00057622 | 0.00057622 | 0.00057622
SDG&E | MM Therms | Industrial | Ind - Plastics | HVAC | No | Ind HVAC - O&M (Gas - Low Cost) | 2.5006e-05 | 2.691e-05 | 2.8505e-05 | 3.0025e-05 | 3.1595e-05 | 3.3323e-05 | 3.5201e-05 | 3.7064e-05 | 3.8944e-05 | 4.0814e-05 | 4.0814e-05 | 4.0814e-05
SDG&E | MM Therms | Industrial | Ind - Plastics | HVAC | No | Ind HVAC - O&M (Gas - Mid Cost) | 0.029036 | 0.031247 | 0.033099 | 0.034863 | 0.036687 | 0.038693 | 0.040873 | 0.043037 | 0.045219 | 0.047392 | 0.047392 | 0.047392
SDG&E | MM Therms | Industrial | Ind - Plastics | ProcHeat | No | Ind ProcHeat - Equipment (Electric - High Cost) | 0.0010132 | 0.0010274 | 0.0010368 | 0.0010393 | 0.0010421 | 0.0010429 | 0.0010444 | 0.0010455 | 0.0010462 | 0.0010466 | 0.0010464 | 0.0010464
SDG&E | MM Therms | Industrial | Ind - Plastics | ProcHeat | No | Ind ProcHeat - Equipment (Electric - Low Cost) | 0.00029512 | 0.00029924 | 0.00030198 | 0.00030272 | 0.00030353 | 0.00030376 | 0.00030419 | 0.00030452 | 0.00030474 | 0.00030483 | 0.00030478 | 0.00030479
SDG&E | MM Therms | Industrial | Ind - Plastics | ProcHeat | No | Ind ProcHeat - Equipment (Gas - High Cost) | 0.004878 | 0.0052494 | 0.0055605 | 0.0058569 | 0.0061632 | 0.0065003 | 0.0068666 | 0.0072301 | 0.0075967 | 0.0079616 | 0.0079616 | 0.0079616
SDG&E | MM Therms | Industrial | Ind - Plastics | ProcHeat | No | Ind ProcHeat - Equipment (Gas - Low Cost) | 0.0050406 | 0.0054244 | 0.005746 | 0.0060523 | 0.0063688 | 0.0067171 | 0.0070956 | 0.0074712 | 0.0078501 | 0.0082272 | 0.0082272 | 0.0082272
SDG&E | MM Therms | Industrial | Ind - Plastics | ProcHeat | No | Ind ProcHeat - Equipment (Gas - Mid Cost) | 0.012702 | 0.013669 | 0.01448 | 0.015252 | 0.016049 | 0.016927 | 0.017881 | 0.018827 | 0.019782 | 0.020732 | 0.020732 | 0.020732
SDG&E | MM Therms | Industrial | Ind - Plastics | ProcHeat | No | Ind ProcHeat - O&M (Gas - High Cost) | 0.0071556 | 0.0077004 | 0.0081569 | 0.0085917 | 0.009041 | 0.0095354 | 0.010073 | 0.010606 | 0.011144 | 0.011679 | 0.011679 | 0.011679
SDG&E | MM Therms | Industrial | Ind - Plastics | ProcHeat | No | Ind ProcHeat - O&M (Gas - Low Cost) | 0.0022966 | 0.0024715 | 0.002618 | 0.0027575 | 0.0029018 | 0.0030604 | 0.0032329 | 0.003404 | 0.0035767 | 0.0037485 | 0.0037485 | 0.0037485
SDG&E | MM Therms | Industrial | Ind - Plastics | ProcHeat | No | Ind ProcHeat - O&M (Gas - Mid Cost) | 0.0079144 | 0.0085169 | 0.0090218 | 0.0095028 | 0.0099997 | 0.010547 | 0.011141 | 0.011731 | 0.012326 | 0.012918 | 0.012918 | 0.012918
SDG&E | MM Therms | Industrial | Ind - Plastics | SHW | No | Ind SHW - Equipment (High Cost) | 0.0059834 | 0.006439 | 0.0068207 | 0.0071843 | 0.00756 | 0.0079734 | 0.0084228 | 0.0088686 | 0.0093184 | 0.009766 | 0.009766 | 0.009766
SDG&E | MM Therms | Industrial | Ind - Plastics | SHW | No | Ind SHW - Equipment (Low Cost) | 0.0047941 | 0.0051591 | 0.0054649 | 0.0057562 | 0.0060572 | 0.0063885 | 0.0067485 | 0.0071057 | 0.007466 | 0.0078247 | 0.0078247 | 0.0078247
SDG&E | MM Therms | Industrial | Ind - Plastics | SHW | No | Ind SHW - Equipment (Mid Cost) | 0.0068204 | 0.0073397 | 0.0077748 | 0.0081892 | 0.0086175 | 0.0090887 | 0.0096009 | 0.010109 | 0.010622 | 0.011132 | 0.011132 | 0.011132
SDG&E | MM Therms | Industrial | Ind - Plastics | SHW | No | Ind SHW - O&M (High Cost) | 0.006078 | 0.0065408 | 0.0069285 | 0.0072978 | 0.0076795 | 0.0080994 | 0.0085559 | 0.0090088 | 0.0094656 | 0.0099203 | 0.0099203 | 0.0099203
SDG&E | MM Therms | Industrial | Ind - Plastics | SHW | No | Ind SHW - O&M (Low Cost) | 0.0095213 | 0.010246 | 0.010854 | 0.011432 | 0.01203 | 0.012688 | 0.013403 | 0.014112 | 0.014828 | 0.01554 | 0.01554 | 0.01554
SDG&E | MM Therms | Industrial | Ind - Plastics | SHW | No | Ind SHW - O&M (Mid Cost) | 0.010009 | 0.010772 | 0.01141 | 0.012018 | 0.012647 | 0.013338 | 0.01409 | 0.014836 | 0.015588 | 0.016337 | 0.016337 | 0.016337
SDG&E | MM Therms | Industrial | Ind - Plastics | MachDr | No | Ind MachDr - Equipment (High Cost) | 0.00012108 | 0.00012277 | 0.00012389 | 0.00012419 | 0.00012453 | 0.00012462 | 0.0001248 | 0.00012493 | 0.00012502 | 0.00012506 | 0.00012504 | 0.00012504
SDG&E | MM Therms | Industrial | Ind - Plastics | MachDr | No | Ind MachDr - Equipment (Mid Cost) | 0.00052 | 0.00052727 | 0.00053209 | 0.00053338 | 0.00053482 | 0.00053523 | 0.00053599 | 0.00053657 | 0.00053695 | 0.00053712 | 0.00053702 | 0.00053703
SDG&E | MM Therms | Industrial | Ind - Printing & Publishing | HVAC | No | Ind HVAC - Equipment (Electric - High Cost) | 1.3578e-05 | 1.3768e-05 | 1.3894e-05 | 1.3927e-05 | 1.3965e-05 | 1.3976e-05 | 1.3995e-05 | 1.4011e-05 | 1.402e-05 | 1.4025e-05 | 1.4022e-05 | 1.4023e-05
SDG&E | MM Therms | Industrial | Ind - Printing & Publishing | HVAC | No | Ind HVAC - Equipment (Electric - Low Cost) | 0.0006213 | 0.00062998 | 0.00063575 | 0.00063729 | 0.00063901 | 0.0006395 | 0.0006404 | 0.0006411 | 0.00064155 | 0.00064175 | 0.00064164 | 0.00064165
SDG&E | MM Therms | Industrial | Ind - Printing & Publishing | HVAC | No | Ind HVAC - Equipment (Electric - Mid Cost) | 5.6699e-05 | 5.7491e-05 | 5.8017e-05 | 5.8158e-05 | 5.8315e-05 | 5.836e-05 | 5.8442e-05 | 5.8506e-05 | 5.8547e-05 | 5.8565e-05 | 5.8555e-05 | 5.8556e-05
SDG&E | MM Therms | Industrial | Ind - Printing & Publishing | HVAC | No | Ind HVAC - Equipment (Gas - High Cost) | 0.0037774 | 0.0038863 | 0.0039945 | 0.0041104 | 0.0042206 | 0.0043325 | 0.0044378 | 0.0045383 | 0.0046347 | 0.0047331 | 0.0047331 | 0.0047331
SDG&E | MM Therms | Industrial | Ind - Printing & Publishing | HVAC | No | Ind HVAC - Equipment (Gas - Low Cost) | 0.00029346 | 0.00030192 | 0.00031033 | 0.00031933 | 0.0003279 | 0.00033659 | 0.00034477 | 0.00035258 | 0.00036007 | 0.00036771 | 0.00036771 | 0.00036771
SDG&E | MM Therms | Industrial | Ind - Printing & Publishing | HVAC | No | Ind HVAC - Equipment (Gas - Mid Cost) | 0.0024336 | 0.0025037 | 0.0025734 | 0.0026481 | 0.0027191 | 0.0027912 | 0.002859 | 0.0029238 | 0.0029859 | 0.0030493 | 0.0030493 | 0.0030493
SDG&E | MM Therms | Industrial | Ind - Printing & Publishing | HVAC | No | Ind HVAC - O&M (Electric - Low Cost) | 0.022796 | 0.023115 | 0.023326 | 0.023383 | 0.023446 | 0.023464 | 0.023497 | 0.023522 | 0.023539 | 0.023546 | 0.023542 | 0.023543
SDG&E | MM Therms | Industrial | Ind - Printing & Publishing | HVAC | No | Ind HVAC - O&M (Electric - Mid Cost) | 0.0035018 | 0.0035507 | 0.0035832 | 0.0035919 | 0.0036016 | 0.0036043 | 0.0036094 | 0.0036133 | 0.0036159 | 0.003617 | 0.0036164 | 0.0036164
SDG&E | MM Therms | Industrial | Ind - Printing & Publishing | ProcHeat | No | Ind ProcHeat - Equipment (Gas - High Cost) | 0.0029314 | 0.0030159 | 0.0030998 | 0.0031898 | 0.0032753 | 0.0033622 | 0.0034439 | 0.0035219 | 0.0035967 | 0.003673 | 0.003673 | 0.003673
SDG&E | MM Therms | Industrial | Ind - Printing & Publishing | ProcHeat | No | Ind ProcHeat - Equipment (Gas - Mid Cost) | 0.011367 | 0.011695 | 0.012021 | 0.01237 | 0.012701 | 0.013038 | 0.013355 | 0.013657 | 0.013947 | 0.014243 | 0.014243 | 0.014243
SDG&E | MM Therms | Industrial | Ind - Printing & Publishing | ProcHeat | No | Ind ProcHeat - O&M (Gas - High Cost) | 0.019456 | 0.020017 | 0.020575 | 0.021172 | 0.021739 | 0.022316 | 0.022858 | 0.023376 | 0.023872 | 0.024379 | 0.024379 | 0.024379
SDG&E | MM Therms | Industrial | Ind - Printing & Publishing | ProcHeat | No | Ind ProcHeat - O&M (Gas - Low Cost) | 0.015238 | 0.015677 | 0.016113 | 0.016581 | 0.017025 | 0.017477 | 0.017902 | 0.018307 | 0.018696 | 0.019093 | 0.019093 | 0.019093
SDG&E | MM Therms | Industrial | Ind - Printing & Publishing | ProcHeat | No | Ind ProcHeat - O&M (Gas - Mid Cost) | 0.011126 | 0.011447 | 0.011765 | 0.012107 | 0.012431 | 0.012761 | 0.013071 | 0.013367 | 0.013651 | 0.013941 | 0.013941 | 0.013941
SDG&E | MM Therms | Industrial | Ind - Stone, Glass & Clay | HVAC | No | Ind HVAC - Equipment (Gas - High Cost) | 0.00019192 | 0.00019621 | 0.00020078 | 0.00020642 | 0.00021229 | 0.00021764 | 0.00022282 | 0.00022754 | 0.00023205 | 0.00023643 | 0.00023643 | 0.00023643
SDG&E | MM Therms | Industrial | Ind - Stone, Glass & Clay | HVAC | No | Ind HVAC - Equipment (Gas - Mid Cost) | 0.00088364 | 0.00090338 | 0.0009244 | 0.0009504 | 0.0009774 | 0.001002 | 0.0010259 | 0.0010476 | 0.0010684 | 0.0010886 | 0.0010886 | 0.0010886
SDG&E | MM Therms | Industrial | Ind - Stone, Glass & Clay | ProcHeat | No | Ind ProcHeat - Equipment (Gas - High Cost) | 0.012337 | 0.012613 | 0.012906 | 0.013269 | 0.013646 | 0.01399 | 0.014323 | 0.014626 | 0.014917 | 0.015199 | 0.015199 | 0.015199
SDG&E | MM Therms | Industrial | Ind - Stone, Glass & Clay | ProcHeat | No | Ind ProcHeat - Equipment (Gas - Low Cost) | 0.00030813 | 0.00031501 | 0.00032234 | 0.00033141 | 0.00034083 | 0.00034942 | 0.00035773 | 0.0003653 | 0.00037256 | 0.00037959 | 0.00037959 | 0.00037959
SDG&E | MM Therms | Industrial | Ind - Stone, Glass & Clay | ProcHeat | No | Ind ProcHeat - Equipment (Gas - Mid Cost) | 0.0034749 | 0.0035525 | 0.0036352 | 0.0037374 | 0.0038436 | 0.0039405 | 0.0040342 | 0.0041197 | 0.0042015 | 0.0042808 | 0.0042808 | 0.0042808
SDG&E | MM Therms | Industrial | Ind - Stone, Glass & Clay | ProcHeat | No | Ind ProcHeat - O&M (Gas - High Cost) | 0.030856 | 0.031545 | 0.032279 | 0.033187 | 0.03413 | 0.03499 | 0.035822 | 0.036581 | 0.037307 | 0.038012 | 0.038012 | 0.038012
SDG&E | MM Therms | Industrial | Ind - Stone, Glass & Clay | ProcHeat | No | Ind ProcHeat - O&M (Gas - Low Cost) | 0.025863 | 0.026441 | 0.027056 | 0.027817 | 0.028607 | 0.029328 | 0.030026 | 0.030662 | 0.03127 | 0.031861 | 0.031861 | 0.031861
SDG&E | MM Therms | Industrial | Ind - Stone, Glass & Clay | ProcHeat | No | Ind ProcHeat - O&M (Gas - Mid Cost) | 0.10898 | 0.11141 | 0.114 | 0.11721 | 0.12054 | 0.12358 | 0.12652 | 0.1292 | 0.13176 | 0.13425 | 0.13425 | 0.13425
SDG&E | MM Therms | Industrial | Ind - Textiles | HVAC | No | Ind HVAC - Equipment (Electric - Low Cost) | 1.2221e-06 | 1.2392e-06 | 1.2505e-06 | 1.2536e-06 | 1.2569e-06 | 1.2579e-06 | 1.2597e-06 | 1.2611e-06 | 1.2619e-06 | 1.2623e-06 | 1.2621e-06 | 1.2621e-06
SDG&E | MM Therms | Industrial | Ind - Textiles | HVAC | No | Ind HVAC - O&M (Electric - Low Cost) | 5.1042e-05 | 5.1756e-05 | 5.2229e-05 | 5.2356e-05 | 5.2497e-05 | 5.2537e-05 | 5.2612e-05 | 5.2669e-05 | 5.2706e-05 | 5.2722e-05 | 5.2713e-05 | 5.2714e-05
SDG&E | MM Therms | Industrial | Ind - Textiles | ProcHeat | No | Ind ProcHeat - Equipment (Gas - High Cost) | 0.0013884 | 0.0013693 | 0.0013585 | 0.00135 | 0.0013428 | 0.0013347 | 0.0013304 | 0.0013185 | 0.0013062 | 0.0012884 | 0.0012884 | 0.0012884
SDG&E | MM Therms | Industrial | Ind - Textiles | ProcHeat | No | Ind ProcHeat - Equipment (Gas - Mid Cost) | 0.0029899 | 0.0029489 | 0.0029257 | 0.0029073 | 0.0028918 | 0.0028744 | 0.0028651 | 0.0028394 | 0.0028129 | 0.0027746 | 0.0027746 | 0.0027746
SDG&E | MM Therms | Industrial | Ind - Textiles | ProcHeat | No | Ind ProcHeat - O&M (Gas - High Cost) | 0.0014051 | 0.0013858 | 0.0013749 | 0.0013663 | 0.001359 | 0.0013508 | 0.0013464 | 0.0013343 | 0.0013219 | 0.0013039 | 0.0013039 | 0.0013039
SDG&E | MM Therms | Industrial | Ind - Textiles | ProcHeat | No | Ind ProcHeat - O&M (Gas - Low Cost) | 0.0026354 | 0.0025992 | 0.0025788 | 0.0025626 | 0.0025489 | 0.0025335 | 0.0025254 | 0.0025027 | 0.0024794 | 0.0024456 | 0.0024456 | 0.0024456
SDG&E | MM Therms | Industrial | Ind - Textiles | ProcHeat | No | Ind ProcHeat - O&M (Gas - Mid Cost) | 0.0030153 | 0.0029739 | 0.0029505 | 0.002932 | 0.0029164 | 0.0028988 | 0.0028894 | 0.0028635 | 0.0028368 | 0.0027981 | 0.0027981 | 0.0027981
SDG&E | MM Therms | Industrial | Ind - Textiles | SHW | No | Ind SHW - Equipment (High Cost) | 0.00021433 | 0.00021139 | 0.00020972 | 0.00020841 | 0.0002073 | 0.00020605 | 0.00020538 | 0.00020354 | 0.00020164 | 0.00019889 | 0.00019889 | 0.00019889
SDG&E | MM Therms | Industrial | Ind - Textiles | SHW | No | Ind SHW - Equipment (Mid Cost) | 0.00025354 | 0.00025005 | 0.00024809 | 0.00024653 | 0.00024522 | 0.00024374 | 0.00024295 | 0.00024077 | 0.00023853 | 0.00023528 | 0.00023528 | 0.00023528
SDG&E | MM Therms | Industrial | Ind - Textiles | SHW | No | Ind SHW - O&M (High Cost) | 0.00083429 | 0.00082283 | 0.00081636 | 0.00081124 | 0.00080692 | 0.00080204 | 0.00079947 | 0.00079229 | 0.00078489 | 0.0007742 | 0.0007742 | 0.0007742
SDG&E | MM Therms | Industrial | Ind - Textiles | SHW | No | Ind SHW - O&M (Low Cost) | 0.0027961 | 0.0027578 | 0.0027361 | 0.0027189 | 0.0027044 | 0.0026881 | 0.0026794 | 0.0026554 | 0.0026306 | 0.0025948 | 0.0025948 | 0.0025948
SDG&E | MM Therms | Industrial | Ind - Textiles | SHW | No | Ind SHW - O&M (Mid Cost) | 0.0013005 | 0.0012826 | 0.0012725 | 0.0012646 | 0.0012578 | 0.0012502 | 0.0012462 | 0.001235 | 0.0012235 | 0.0012068 | 0.0012068 | 0.0012068
SDG&E | MM Therms | Industrial | Ind - Transportation Equipment | HVAC | No | Ind HVAC - Equipment (Gas - High Cost) | 0.01372 | 0.013986 | 0.014235 | 0.014468 | 0.014656 | 0.014801 | 0.014931 | 0.015018 | 0.015098 | 0.015167 | 0.015167 | 0.015167
SDG&E | MM Therms | Industrial | Ind - Transportation Equipment | HVAC | No | Ind HVAC - Equipment (Gas - Low Cost) | 0.00077835 | 0.0007934 | 0.00080756 | 0.00082075 | 0.00083144 | 0.00083966 | 0.00084701 | 0.00085198 | 0.00085649 | 0.00086043 | 0.00086043 | 0.00086043
SDG&E | MM Therms | Industrial | Ind - Transportation Equipment | HVAC | No | Ind HVAC - Equipment (Gas - Mid Cost) | 0.012923 | 0.013173 | 0.013408 | 0.013627 | 0.013805 | 0.013941 | 0.014063 | 0.014146 | 0.01422 | 0.014286 | 0.014286 | 0.014286
SDG&E | MM Therms | Industrial | Ind - Transportation Equipment | HVAC | No | Ind HVAC - O&M (Electric - Low Cost) | 0.0024999 | 0.0025349 | 0.0025581 | 0.0025643 | 0.0025712 | 0.0025731 | 0.0025768 | 0.0025796 | 0.0025814 | 0.0025822 | 0.0025818 | 0.0025818
SDG&E | MM Therms | Industrial | Ind - Transportation Equipment | HVAC | No | Ind HVAC - O&M (Gas - High Cost) | 0.004103 | 0.0041823 | 0.004257 | 0.0043265 | 0.0043829 | 0.0044262 | 0.0044649 | 0.0044911 | 0.0045149 | 0.0045356 | 0.0045356 | 0.0045356
SDG&E | MM Therms | Industrial | Ind - Transportation Equipment | HVAC | No | Ind HVAC - O&M (Gas - Low Cost) | 0.005046 | 0.0051435 | 0.0052353 | 0.0053208 | 0.0053901 | 0.0054434 | 0.0054911 | 0.0055233 | 0.0055525 | 0.005578 | 0.005578 | 0.005578
SDG&E | MM Therms | Industrial | Ind - Transportation Equipment | HVAC | No | Ind HVAC - O&M (Gas - Mid Cost) | 0.014154 | 0.014428 | 0.014685 | 0.014925 | 0.015119 | 0.015269 | 0.015402 | 0.015493 | 0.015575 | 0.015646 | 0.015646 | 0.015646
SDG&E | MM Therms | Industrial | Ind - Transportation Equipment | Lighting | No | Ind Lighting - Equipment (High Cost) | 1.1227e-05 | 1.1384e-05 | 1.1488e-05 | 1.1516e-05 | 1.1547e-05 | 1.1556e-05 | 1.1573e-05 | 1.1585e-05 | 1.1593e-05 | 1.1597e-05 | 1.1595e-05 | 1.1595e-05
SDG&E | MM Therms | Industrial | Ind - Transportation Equipment | Lighting | No | Ind Lighting - Equipment (Low Cost) | 0.0042125 | 0.0042714 | 0.0043105 | 0.0043209 | 0.0043326 | 0.0043359 | 0.004342 | 0.0043467 | 0.0043498 | 0.0043512 | 0.0043504 | 0.0043505
SDG&E | MM Therms | Industrial | Ind - Transportation Equipment | ProcHeat | No | Ind ProcHeat - Equipment (Electric - Low Cost) | 4.4673e-05 | 4.5297e-05 | 4.5712e-05 | 4.5823e-05 | 4.5946e-05 | 4.5982e-05 | 4.6047e-05 | 4.6097e-05 | 4.6129e-05 | 4.6144e-05 | 4.6136e-05 | 4.6136e-05
SDG&E | MM Therms | Industrial | Ind - Transportation Equipment | ProcHeat | No | Ind ProcHeat - Equipment (Gas - High Cost) | 0.017131 | 0.017463 | 0.017774 | 0.018065 | 0.0183 | 0.018481 | 0.018642 | 0.018752 | 0.018851 | 0.018938 | 0.018938 | 0.018938
SDG&E | MM Therms | Industrial | Ind - Transportation Equipment | ProcHeat | No | Ind ProcHeat - Equipment (Gas - Low Cost) | 0.0019613 | 0.0019992 | 0.0020349 | 0.0020681 | 0.0020951 | 0.0021158 | 0.0021343 | 0.0021468 | 0.0021582 | 0.0021681 | 0.0021681 | 0.0021681
SDG&E | MM Therms | Industrial | Ind - Transportation Equipment | ProcHeat | No | Ind ProcHeat - Equipment (Gas - Mid Cost) | 0.057068 | 0.058172 | 0.05921 | 0.060177 | 0.060961 | 0.061563 | 0.062102 | 0.062467 | 0.062797 | 0.063086 | 0.063086 | 0.063086
SDG&E | MM Therms | Industrial | Ind - Transportation Equipment | ProcHeat | No | Ind ProcHeat - O&M (Gas - High Cost) | 0.037154 | 0.037873 | 0.038548 | 0.039178 | 0.039688 | 0.04008 | 0.040431 | 0.040669 | 0.040884 | 0.041072 | 0.041072 | 0.041072
SDG&E | MM Therms | Industrial | Ind - Transportation Equipment | ProcHeat | No | Ind ProcHeat - O&M (Gas - Low Cost) | 0.0047412 | 0.0048329 | 0.0049191 | 0.0049995 | 0.0050646 | 0.0051146 | 0.0051594 | 0.0051897 | 0.0052171 | 0.0052411 | 0.0052411 | 0.0052411
SDG&E | MM Therms | Industrial | Ind - Transportation Equipment | ProcHeat | No | Ind ProcHeat - O&M (Gas - Mid Cost) | 0.075988 | 0.077458 | 0.07884 | 0.080128 | 0.081172 | 0.081974 | 0.082691 | 0.083177 | 0.083617 | 0.084001 | 0.084001 | 0.084001
SDG&E | MM Therms | Industrial | Ind - Transportation Equipment | SHW | No | Ind SHW - Equipment (High Cost) | 0.017228 | 0.017561 | 0.017875 | 0.018167 | 0.018403 | 0.018585 | 0.018748 | 0.018858 | 0.018958 | 0.019045 | 0.019045 | 0.019045
SDG&E | MM Therms | Industrial | Ind - Transportation Equipment | SHW | No | Ind SHW - Equipment (Low Cost) | 0.015464 | 0.015763 | 0.016044 | 0.016307 | 0.016519 | 0.016682 | 0.016828 | 0.016927 | 0.017016 | 0.017095 | 0.017095 | 0.017095
SDG&E | MM Therms | Industrial | Ind - Transportation Equipment | SHW | No | Ind SHW - Equipment (Mid Cost) | 0.0013353 | 0.0013611 | 0.0013854 | 0.001408 | 0.0014264 | 0.0014405 | 0.0014531 | 0.0014616 | 0.0014693 | 0.0014761 | 0.0014761 | 0.0014761
SDG&E | MM Therms | Industrial | Ind - Transportation Equipment | SHW | No | Ind SHW - O&M (High Cost) | 0.0011973 | 0.0012204 | 0.0012422 | 0.0012625 | 0.0012789 | 0.0012916 | 0.0013029 | 0.0013105 | 0.0013174 | 0.0013235 | 0.0013235 | 0.0013235
SDG&E | MM Therms | Industrial | Ind - Transportation Equipment | SHW | No | Ind SHW - O&M (Mid Cost) | 0.018692 | 0.019054 | 0.019394 | 0.019711 | 0.019967 | 0.020165 | 0.020341 | 0.020461 | 0.020569 | 0.020663 | 0.020663 | 0.020663
SDG&E | MM Therms | Industrial | Ind - Transportation Equipment | MachDr | No | Ind MachDr - Equipment (High Cost) | 0.00082823 | 0.0008398 | 0.00084749 | 0.00084954 | 0.00085183 | 0.00085249 | 0.00085369 | 0.00085462 | 0.00085522 | 0.00085549 | 0.00085534 | 0.00085535
SDG&E | MM Therms | Agricultural | Agr - Concentrated Animal Feeding Operation | SHW | No | Ag SHWC - Equipment (High Cost) | 0.013227 | 0.013286 | 0.013341 | 0.013391 | 0.013383 | 0.013383 | 0.013383 | 0.013383 | 0.013383 | 0.013383 | 0.013452 | 0.013522
SDG&E | MM Therms | Agricultural | Agr - Concentrated Animal Feeding Operation | SHW | No | Ag SHWC - Equipment (Low Cost) | 0.016369 | 0.016441 | 0.01651 | 0.016572 | 0.016561 | 0.016561 | 0.016561 | 0.016561 | 0.016561 | 0.016561 | 0.016647 | 0.016734
SDG&E | MM Therms | Agricultural | Agr - Concentrated Animal Feeding Operation | SHW | No | Ag SHWC - Equipment (Mid Cost) | 0.03433 | 0.034481 | 0.034625 | 0.034756 | 0.034734 | 0.034734 | 0.034734 | 0.034734 | 0.034734 | 0.034734 | 0.034914 | 0.035095
SDG&E | MM Therms | Agricultural | Agr - Concentrated Animal Feeding Operation | SHW | No | Ag SHWC - O&M (High Cost) | 0.038557 | 0.038727 | 0.038889 | 0.039036 | 0.03901 | 0.03901 | 0.03901 | 0.03901 | 0.03901 | 0.03901 | 0.039213 | 0.039416
SDG&E | MM Therms | Agricultural | Agr - Concentrated Animal Feeding Operation | SHW | No | Ag SHWC - O&M (Low Cost) | 0.17695 | 0.17773 | 0.17847 | 0.17914 | 0.17903 | 0.17903 | 0.17903 | 0.17903 | 0.17903 | 0.17903 | 0.17996 | 0.18089
SDG&E | MM Therms | Agricultural | Agr - Concentrated Animal Feeding Operation | SHW | No | Ag SHWC - O&M (Mid Cost) | 0.10445 | 0.10491 | 0.10535 | 0.10574 | 0.10567 | 0.10567 | 0.10567 | 0.10567 | 0.10567 | 0.10567 | 0.10622 | 0.10677
SDG&E | MM Therms | Agricultural | Agr - Dairies | MachDr | No | Ag Process Mtr - Equipment (High Cost) | 0.0027624 | 0.0027853 | 0.0028091 | 0.0028382 | 0.0028659 | 0.0028902 | 0.0029085 | 0.0029269 | 0.0029378 | 0.0029399 | 0.0029294 | 0.0029189
SDG&E | MM Therms | Agricultural | Agr - Irrigated Agriculture | MachDr | No | Ag Motor Pmp - Equipment (High Cost) | 0.0027624 | 0.0027853 | 0.0028091 | 0.0028382 | 0.0028659 | 0.0028902 | 0.0029085 | 0.0029269 | 0.0029378 | 0.0029399 | 0.0029294 | 0.0029189
SDG&E | MM Therms | Agricultural | Agr - Post-Harvest Processing | ProcHeat | No | Ag Process Dry - Equipment (High Cost) | 0.036148 | 0.036307 | 0.036459 | 0.036597 | 0.036573 | 0.036573 | 0.036573 | 0.036573 | 0.036573 | 0.036573 | 0.036763 | 0.036954
SDG&E | MM Therms | Agricultural | Agr - Post-Harvest Processing | ProcHeat | No | Ag Process Dry - Equipment (Low Cost) | 0.017096 | 0.017171 | 0.017243 | 0.017308 | 0.017297 | 0.017297 | 0.017297 | 0.017297 | 0.017297 | 0.017297 | 0.017386 | 0.017477
SDG&E | MM Therms | Agricultural | Agr - Post-Harvest Processing | ProcHeat | No | Ag Process Dry - Equipment (Mid Cost) | 0.089989 | 0.090385 | 0.090763 | 0.091106 | 0.091047 | 0.091047 | 0.091047 | 0.091047 | 0.091047 | 0.091047 | 0.091519 | 0.091994
SDG&E | MM Therms | Agricultural | Agr - Post-Harvest Processing | ProcHeat | No | Ag Process Dry - O&M (High Cost) | 0.089061 | 0.089454 | 0.089827 | 0.090167 | 0.090108 | 0.090108 | 0.090108 | 0.090108 | 0.090108 | 0.090108 | 0.090576 | 0.091046
SDG&E | MM Therms | Agricultural | Agr - Post-Harvest Processing | ProcHeat | No | Ag Process Dry - O&M (Low Cost) | 0.043107 | 0.043297 | 0.043478 | 0.043642 | 0.043614 | 0.043614 | 0.043614 | 0.043614 | 0.043614 | 0.043614 | 0.04384 | 0.044068
SDG&E | MM Therms | Agricultural | Agr - Post-Harvest Processing | ProcHeat | No | Ag Process Dry - O&M (Mid Cost) | 0.068509 | 0.06881 | 0.069098 | 0.069359 | 0.069314 | 0.069314 | 0.069314 | 0.069314 | 0.069314 | 0.069314 | 0.069674 | 0.070035
SDG&E | MM Therms | Agricultural | Agr - Post-Harvest Processing | MachDr | No | Ag Process Mtr - Equipment (High Cost) | 0.0027486 | 0.0027713 | 0.0027951 | 0.0028241 | 0.0028516 | 0.0028757 | 0.002894 | 0.0029123 | 0.0029231 | 0.0029252 | 0.0029147 | 0.0029043
SDG&E | MM Therms | Agricultural | Agr - Wineries and Vineyards | HVAC | No | Ag HVAC - Equipment (High Cost) | 0.00020035 | 0.00020123 | 0.00020207 | 0.00020283 | 0.0002027 | 0.0002027 | 0.0002027 | 0.0002027 | 0.0002027 | 0.0002027 | 0.00020375 | 0.00020481
SDG&E | MM Therms | Agricultural | Agr - Wineries and Vineyards | SHW | No | Ag SHWC - Equipment (High Cost) | 0.00010028 | 0.00010073 | 0.00010115 | 0.00010153 | 0.00010146 | 0.00010146 | 0.00010146 | 0.00010146 | 0.00010146 | 0.00010146 | 0.00010199 | 0.00010252

## Economic Potential
Service Territory | Savings | Sector | Building Type | Use Category | Emerging Tech | Measure | 2013 | 2014 | 2015 | 2016 | 2017 | 2018 | 2019 | 2020 | 2021 | 2022 | 2023 | 2024
PG&E | GWh | Residential | Res - Multi Family | AppPlug | Yes | AppPlug - Clothes Washer (Electric) - Emerging | 18.1894 | 18.3657 | 12.1009 | 12.2174 | 12.3311 | 10.1925 | 10.2657 | 10.3481 | 10.429 | 10.5063 | 10.5795 | 10.6528
PG&E | GWh | Residential | Res - Multi Family | AppPlug | Yes | AppPlug - Dishwasher (Electric) - Emerging | 1.271 | 1.2833 | 1.2957 | 1.3082 | 1.3204 | 1.3319 | 1.3415 | 1.3522 | 1.3628 | 1.3729 | 1.3825 | 1.392
PG&E | GWh | Residential | Res - Multi Family | AppPlug | Yes | AppPlug - HP Clothes Dryer - Emerging | 0 | 0 | 0 | 75.9364 | 76.6435 | 77.3123 | 77.8673 | 78.4925 | 79.1065 | 79.6928 | 80.248 | 80.8035
PG&E | GWh | Residential | Res - Multi Family | AppPlug | Yes | AppPlug - Smart Strip Home Office - Emerging | 10.9084 | 11.0141 | 11.1204 | 11.2274 | 11.3319 | 11.4308 | 11.5129 | 11.6053 | 11.6961 | 11.7828 | 11.8648 | 11.947
PG&E | GWh | Residential | Res - Multi Family | AppPlug | Yes | AppPlug - Smart Strip Home Theater - Emerging | 11.1135 | 11.2213 | 11.3295 | 11.4385 | 11.545 | 11.6458 | 11.7294 | 11.8236 | 11.916 | 12.0043 | 12.088 | 12.1717
PG&E | GWh | Residential | Res - Multi Family | AppPlug | No | AppPlug - Computer Monitor | 0.43195 | 0.43614 | 0.44035 | 0.44458 | 0.44872 | 0.45264 | 0.45589 | 0.45955 | 0.46314 | 0.46658 | 0.46983 | 0.47308
PG&E | GWh | Residential | Res - Multi Family | AppPlug | No | AppPlug - Desktop Computer (Res - ES Plus) | 0 | 0 | 17.9313 | 18.1038 | 18.2724 | 18.4319 | 18.5642 | 18.7132 | 18.8596 | 18.9994 | 19.1317 | 19.2642
PG&E | GWh | Residential | Res - Multi Family | AppPlug | No | AppPlug - Recycle Refrigerator | 28.3182 | 28.2358 | 28.1535 | 28.0715 | 27.9898 | 27.9083 | 27.827 | 27.746 | 27.6652 | 27.5846 | 27.5043 | 27.4242
PG&E | GWh | Residential | Res - Multi Family | AppPlug | No | AppPlug - Self-Contained Refrigerator | 60.1432 | 60.7264 | 0 | 0 | 0 | 0 | 0 | 0 | 0 | 0 | 0 | 0
PG&E | GWh | Residential | Res - Multi Family | BldgEnv | No | BldgEnv - Attic Batt Insulation | 4.4859 | 4.4695 | 4.4532 | 4.4369 | 4.4207 | 4.4045 | 4.3884 | 4.3724 | 4.3564 | 4.3404 | 4.3245 | 4.3087
PG&E | GWh | Residential | Res - Multi Family | BldgEnv | No | BldgEnv - Wall Spray On Insulation | 0 | 0 | 0 | 0 | 0 | 0 | 0 | 0 | 0 | 0.27343 | 0.27243 | 0.27144
PG&E | GWh | Residential | Res - Multi Family | BldgEnv | No | BldgEnv - Window Film | 0 | 0 | 0 | 0 | 0 | 0 | 0 | 0 | 0 | 0 | 0 | 33.0402
PG&E | GWh | Residential | Res - Multi Family | HVAC | No | HVAC - SEER Rated Split System AC (SEER 15) | 4.1719 | 4.2386 | 1.999 | 2.0303 | 2.0609 | 2.09 | 2.1148 | 2.1422 | 2.1692 | 2.1951 | 2.2197 | 2.2444
PG&E | GWh | Residential | Res - Multi Family | Lighting | Yes | Lighting - LED Lamp (Basic High - Indoor) - Emerging | 36.0608 | 37.5365 | 38.8967 | 39.9978 | 41.1036 | 8.7159 | 8.9023 | 9.0687 | 9.2353 | 9.3693 | 9.5004 | 9.6324
PG&E | GWh | Residential | Res - Multi Family | Lighting | Yes | Lighting - LED Lamp (Basic High - Outdoor) - Emerging | 4.3093 | 4.461 | 4.6012 | 4.7155 | 4.8301 | 0.85107 | 0.8671 | 0.88156 | 0.89602 | 0.90773 | 0.91917 | 0.93068
PG&E | GWh | Residential | Res - Multi Family | Lighting | Yes | Lighting - LED Lamp (Basic Low - Indoor) - Emerging | 48.7822 | 50.317 | 51.7445 | 52.9308 | 54.1179 | 9.9496 | 10.1231 | 10.283 | 10.4427 | 10.5997 | 10.7284 | 10.8578
PG&E | GWh | Residential | Res - Multi Family | Lighting | Yes | Lighting - LED Lamp (Basic Low - Outdoor) - Emerging | 4.74 | 4.8722 | 4.9954 | 5.0984 | 5.2013 | 0.90924 | 0.92351 | 0.93678 | 0.95001 | 0.963 | 0.9737 | 0.98446
PG&E | GWh | Residential | Res - Multi Family | Lighting | Yes | Lighting - LED Lamp (Reflector - Indoor) - Emerging | 9.1871 | 9.49 | 9.7713 | 10.0038 | 10.2366 | 10.4396 | 10.6284 | 10.8013 | 10.9741 | 11.1162 | 11.2546 | 11.3939
PG&E | GWh | Residential | Res - Multi Family | Lighting | Yes | Lighting - LED Lamp (Reflector - Outdoor) - Emerging | 0.48325 | 0.49748 | 0.5107 | 0.52169 | 0.53268 | 0.54228 | 0.55116 | 0.55935 | 0.56752 | 0.57428 | 0.58085 | 0.58746
PG&E | GWh | Residential | Res - Multi Family | Lighting | Yes | Lighting - LED Lamp (Specialty - Indoor) - Emerging | 17.8724 | 18.6704 | 19.4042 | 19.9936 | 20.5863 | 21.0959 | 21.5785 | 22.0054 | 22.4331 | 22.8566 | 23.1914 | 23.5288
PG&E | GWh | Residential | Res - Multi Family | Lighting | Yes | Lighting - LED Lamp (Specialty - Outdoor) - Emerging | 0.65054 | 0.6916 | 0.72898 | 0.75813 | 0.78754 | 0.81244 | 0.83644 | 0.85688 | 0.87742 | 0.89787 | 0.91348 | 0.92923
PG&E | GWh | Residential | Res - Multi Family | Lighting | Yes | Lighting - LED Plug-In Indoor Fixture - Emerging | 3.8603 | 3.9668 | 4.0598 | 4.1239 | 4.2028 | 0.31463 | 0.31875 | 0.32435 | 0.3282 | 0.33254 | 0.33618 | 0.34043
PG&E | GWh | Residential | Res - Multi Family | Lighting | Yes | Lighting - LED Plug-In Outdoor Fixture - Emerging | 4.6259 | 4.7258 | 4.8146 | 4.8796 | 4.9565 | 0.26501 | 0.26792 | 0.27177 | 0.27458 | 0.27765 | 0.28028 | 0.28327
PG&E | GWh | Residential | Res - Multi Family | Lighting | No | Lighting - Compact Fluorescent Fixture (Indoor) | 0.099473 | 0.1005 | 0.10152 | 0.10256 | 0.10357 | 0 | 0 | 0 | 0 | 0 | 0 | 0
PG&E | GWh | Residential | Res - Multi Family | Lighting | No | Lighting - Halogen Lamp (A-Line) | 0.18567 | 0.19086 | 0.19607 | 0.20131 | 0.20645 | 0 | 0 | 0 | 0 | 0 | 0 | 0
PG&E | GWh | Residential | Res - Multi Family | Lighting | No | Lighting - Halogen Lamp (Reflector) | 0.0052907 | 0.011144 | 0.01701 | 0.022903 | 0.02869 | 0.034244 | 0.039114 | 0.22021 | 0.22478 | 0.22918 | 0.23339 | 0.2376
PG&E | GWh | Residential | Res - Multi Family | Lighting | No | Lighting - Induction Fixture (Outdoor) | 0.0273 | 0.027565 | 0.027831 | 0.028099 | 0.02836 | 0.028608 | 0.028813 | 0.029044 | 0.029272 | 0.029489 | 0.029694 | 0.0299
PG&E | GWh | Residential | Res - Multi Family | Lighting | No | Lighting - Night Light Fixture (LED) | 10.0558 | 10.1533 | 10.2512 | 10.3498 | 10.4462 | 10.5374 | 10.613 | 10.6982 | 10.7819 | 10.8618 | 10.9375 | 11.0132
PG&E | GWh | Residential | Res - Multi Family | Lighting | No | Lighting - Plug-In Fixture (Exterior) | 15.7917 | 15.9448 | 16.0986 | 16.2535 | 16.4049 | 0 | 0 | 0 | 0 | 0 | 0 | 0
PG&E | GWh | Residential | Res - Multi Family | Lighting | No | Lighting - Seasonal Lighting | 16.885 | 17.0487 | 17.2132 | 17.3788 | 17.5406 | 17.6937 | 17.8207 | 17.9638 | 18.1043 | 18.2385 | 18.3656 | 18.4927
PG&E | GWh | Residential | Res - Multi Family | SHW | No | SHW - EF Rated Instantaneous Water Heater (Electric) | 10.1189 | 10.2171 | 10.3156 | 10.4149 | 10.5119 | 10.6036 | 10.6797 | 10.7655 | 10.8497 | 10.9301 | 11.0062 | 11.0824
PG&E | GWh | Residential | Res - Multi Family | WholeBlg | No | WholeBlg - Low Income | 291.1699 | 290.3307 | 289.4942 | 288.6599 | 287.828 | 223.2212 | 222.578 | 221.9365 | 221.2969 | 220.6593 | 220.0235 | 219.3894
PG&E | GWh | Residential | Res - Single Family | AppPlug | Yes | AppPlug - Clothes Washer (Electric) - Emerging | 94.8911 | 95.8841 | 63.2242 | 63.8801 | 64.5222 | 53.3709 | 53.7926 | 54.2632 | 54.7262 | 55.1704 | 55.5933 | 56.0166
PG&E | GWh | Residential | Res - Single Family | AppPlug | Yes | AppPlug - Dishwasher (Electric) - Emerging | 16.1017 | 16.2703 | 16.4396 | 16.6101 | 16.7771 | 16.9358 | 17.0696 | 17.219 | 17.3659 | 17.5068 | 17.641 | 17.7754
PG&E | GWh | Residential | Res - Single Family | AppPlug | Yes | AppPlug - HP Clothes Dryer - Emerging | 0 | 0 | 0 | 610.3097 | 616.4444 | 622.277 | 627.1945 | 632.6814 | 638.0794 | 643.2586 | 648.1895 | 653.1253
PG&E | GWh | Residential | Res - Single Family | AppPlug | Yes | AppPlug - Smart Strip Home Office - Emerging | 61.9658 | 62.6143 | 63.2658 | 63.9222 | 64.5647 | 65.1756 | 65.6906 | 66.2653 | 66.8307 | 67.3732 | 67.8896 | 68.4066
PG&E | GWh | Residential | Res - Single Family | AppPlug | Yes | AppPlug - Smart Strip Home Theater - Emerging | 63.1312 | 63.7918 | 64.4556 | 65.1243 | 65.7789 | 66.4013 | 66.926 | 67.5115 | 68.0875 | 68.6402 | 69.1663 | 69.693
PG&E | GWh | Residential | Res - Single Family | AppPlug | No | AppPlug - Computer Monitor | 3.2519 | 3.2859 | 3.3201 | 3.3545 | 3.3883 | 3.4203 | 3.4473 | 3.4775 | 3.5072 | 3.5356 | 3.5627 | 3.5899
PG&E | GWh | Residential | Res - Single Family | AppPlug | No | AppPlug - Desktop Computer (Res - ES Plus) | 0 | 0 | 183.8987 | 185.8065 | 187.6742 | 189.4499 | 190.947 | 192.6175 | 194.2609 | 195.8377 | 197.3389 | 198.8415
PG&E | GWh | Residential | Res - Single Family | AppPlug | No | AppPlug - Recycle Refrigerator | 700.1916 | 698.1524 | 696.1192 | 694.0919 | 692.0705 | 690.0551 | 688.0457 | 686.0421 | 684.0444 | 682.0525 | 680.0665 | 678.0864
PG&E | GWh | Residential | Res - Single Family | AppPlug | No | AppPlug - Self-Contained Refrigerator | 305.0213 | 308.2134 | 0 | 0 | 0 | 0 | 0 | 0 | 0 | 0 | 0 | 0
PG&E | GWh | Residential | Res - Single Family | AppPlug | No | AppPlug - Variable Speed Pool Pump | 608.0084 | 614.3713 | 620.764 | 627.2041 | 633.5086 | 639.5026 | 644.5562 | 650.195 | 655.7425 | 661.0651 | 666.1324 | 671.2048
PG&E | GWh | Residential | Res - Single Family | BldgEnv | No | BldgEnv - Attic Batt Insulation | 48.6671 | 48.5267 | 48.3866 | 48.247 | 48.1078 | 47.969 | 47.8305 | 47.6925 | 47.5549 | 47.4177 | 47.2809 | 47.1444
PG&E | GWh | Residential | Res - Single Family | BldgEnv | No | BldgEnv - Wall Spray On Insulation | 0 | 0 | 21.6082 | 21.5458 | 21.4837 | 21.4217 | 21.3599 | 21.2982 | 21.2368 | 21.1755 | 21.1144 | 21.0535
PG&E | GWh | Residential | Res - Single Family | BldgEnv | No | BldgEnv - Window Film | 0 | 0 | 0 | 0 | 0 | 0 | 0 | 0 | 0 | 0 | 0 | 442.8387
PG&E | GWh | Residential | Res - Single Family | HVAC | No | HVAC - Direct Evaporative Cooler | 0 | 0 | 0 | 0 | 415.6729 | 414.4735 | 413.2775 | 412.085 | 410.8958 | 409.7102 | 408.528 | 407.3494
PG&E | GWh | Residential | Res - Single Family | HVAC | No | HVAC - Repair Duct System | 0 | 0 | 0 | 56.0371 | 55.8754 | 55.7142 | 55.5534 | 55.3931 | 55.2332 | 55.0739 | 54.915 | 54.7565
PG&E | GWh | Residential | Res - Single Family | HVAC | No | HVAC - SEER Rated Split System AC (Recharge) | 0 | 0 | 0 | 0 | 0 | 0 | 0 | 0 | 0 | 0 | 150.7589 | 150.324
PG&E | GWh | Residential | Res - Single Family | HVAC | No | HVAC - SEER Rated Split System AC (SEER 15) | 97.8174 | 98.8986 | 46.4215 | 46.9295 | 3.0975 | 3.6986 | 4.226 | 4.7986 | 5.3637 | 5.9109 | 6.4378 | 6.9647
PG&E | GWh | Residential | Res - Single Family | Lighting | Yes | Lighting - LED Lamp (Basic High - Indoor) - Emerging | 359.4541 | 374.1267 | 387.677 | 398.6903 | 409.7593 | 86.9042 | 88.7831 | 90.4659 | 92.1514 | 93.5175 | 94.8567 | 96.206
PG&E | GWh | Residential | Res - Single Family | Lighting | Yes | Lighting - LED Lamp (Basic High - Outdoor) - Emerging | 108.4777 | 112.0814 | 115.4299 | 118.2025 | 120.9814 | 21.3077 | 21.6997 | 22.0587 | 22.4175 | 22.7141 | 23.0037 | 23.2953
PG&E | GWh | Residential | Res - Single Family | Lighting | Yes | Lighting - LED Lamp (Basic Low - Indoor) - Emerging | 459.0604 | 474.8754 | 489.5644 | 501.7051 | 513.8799 | 94.6187 | 96.4145 | 98.0554 | 99.6961 | 101.3154 | 102.6404 | 103.9744
PG&E | GWh | Residential | Res - Single Family | Lighting | Yes | Lighting - LED Lamp (Basic Low - Outdoor) - Emerging | 96.3597 | 99.2564 | 101.9586 | 104.2211 | 106.4857 | 18.6396 | 18.9571 | 19.2517 | 19.5458 | 19.8354 | 20.0754 | 20.3169
PG&E | GWh | Residential | Res - Single Family | Lighting | Yes | Lighting - LED Lamp (Reflector - Indoor) - Emerging | 176.1266 | 182.6828 | 188.7557 | 193.7353 | 198.7342 | 203.0847 | 207.1753 | 210.8782 | 214.5836 | 217.6159 | 220.5831 | 223.5717
PG&E | GWh | Residential | Res - Single Family | Lighting | Yes | Lighting - LED Lamp (Reflector - Outdoor) - Emerging | 70.6753 | 72.8108 | 74.8026 | 76.4693 | 78.1376 | 79.6034 | 80.9647 | 82.227 | 83.4873 | 84.5405 | 85.5669 | 86.5997
PG&E | GWh | Residential | Res - Single Family | Lighting | Yes | Lighting - LED Lamp (Specialty - Indoor) - Emerging | 221.4857 | 233.2548 | 244.0455 | 252.6276 | 261.2784 | 268.6942 | 275.7957 | 281.9882 | 288.2059 | 294.3871 | 299.2368 | 304.1283
PG&E | GWh | Residential | Res - Single Family | Lighting | Yes | Lighting - LED Lamp (Specialty - Outdoor) - Emerging | 26.5688 | 28.2461 | 29.777 | 30.9787 | 32.1919 | 33.2247 | 34.2212 | 35.0759 | 35.9352 | 36.7915 | 37.4528 | 38.1202
PG&E | GWh | Residential | Res - Single Family | Lighting | Yes | Lighting - LED Plug-In Indoor Fixture - Emerging | 40.2966 | 41.6223 | 42.7677 | 43.5243 | 44.4831 | 3.3379 | 3.3878 | 3.4568 | 3.5025 | 3.5551 | 3.5988 | 3.6507
PG&E | GWh | Residential | Res - Single Family | Lighting | Yes | Lighting - LED Plug-In Outdoor Fixture - Emerging | 28.3283 | 29.0292 | 29.6491 | 30.0943 | 30.6284 | 1.6404 | 1.6608 | 1.6879 | 1.7073 | 1.7288 | 1.7472 | 1.7683
PG&E | GWh | Residential | Res - Single Family | Lighting | No | Lighting - Compact Fluorescent Fixture (Indoor) | 0.8628 | 0.87199 | 0.88122 | 0.89052 | 0.89963 | 0 | 0 | 0 | 0 | 0 | 0 | 0
PG&E | GWh | Residential | Res - Single Family | Lighting | No | Lighting - Halogen Lamp (A-Line) | 1.0547 | 1.085 | 1.1155 | 1.1461 | 1.1761 | 0 | 0 | 0 | 0 | 0 | 0 | 0
PG&E | GWh | Residential | Res - Single Family | Lighting | No | Lighting - Halogen Lamp (Reflector) | 0.030054 | 0.063329 | 0.096706 | 0.13026 | 0.16323 | 0.19491 | 0.2227 | 1.257 | 1.2839 | 1.3098 | 1.3347 | 1.3596
PG&E | GWh | Residential | Res - Single Family | Lighting | No | Lighting - Night Light Fixture (LED) | 57.1226 | 57.7204 | 58.321 | 58.926 | 59.5183 | 60.0815 | 60.5562 | 61.086 | 61.6072 | 62.1073 | 62.5833 | 63.0599
PG&E | GWh | Residential | Res - Single Family | Lighting | No | Lighting - Plug-In Fixture (Exterior) | 112.1511 | 113.3248 | 114.504 | 115.6919 | 116.8548 | 0 | 0 | 0 | 0 | 0 | 0 | 0
PG&E | GWh | Residential | Res - Single Family | Lighting | No | Lighting - Seasonal Lighting | 140.2946 | 141.7628 | 143.2379 | 144.7239 | 146.1786 | 147.5617 | 148.7278 | 150.0289 | 151.309 | 152.5371 | 153.7064 | 154.8768
PG&E | GWh | Residential | Res - Single Family | SHW | No | SHW - EF Rated Instantaneous Water Heater (Electric) | 127.0258 | 128.3551 | 129.6907 | 131.0361 | 132.3533 | 133.6056 | 134.6614 | 135.8394 | 136.9984 | 138.1104 | 139.1691 | 140.2288
PG&E | GWh | Residential | Res - Single Family | WholeBlg | No | WholeBlg - Low Income | 201.198 | 200.6182 | 200.0403 | 199.4635 | 198.889 | 154.2456 | 153.8011 | 153.3579 | 152.9161 | 152.4755 | 152.0361 | 151.5979
PG&E | MW | Residential | Res - Multi Family | AppPlug | Yes | AppPlug - Clothes Washer (Electric) - Emerging | 2.793 | 2.8201 | 1.8581 | 1.876 | 1.8935 | 1.5651 | 1.5763 | 1.589 | 1.6014 | 1.6133 | 1.6245 | 1.6358
PG&E | MW | Residential | Res - Multi Family | AppPlug | Yes | AppPlug - Clothes Washer (Gas) - Emerging | 1.0852 | 1.0959 | 0.7222 | 0.72931 | 0.73624 | 0.60868 | 0.61313 | 0.6182 | 0.62318 | 0.62801 | 0.6326 | 0.63719
PG&E | MW | Residential | Res - Multi Family | AppPlug | Yes | AppPlug - Dishwasher (Electric) - Emerging | 0.11475 | 0.11586 | 0.11698 | 0.1181 | 0.1192 | 0.12024 | 0.12111 | 0.12208 | 0.12303 | 0.12395 | 0.12481 | 0.12567
PG&E | MW | Residential | Res - Multi Family | AppPlug | Yes | AppPlug - HP Clothes Dryer - Emerging | 0 | 0 | 0 | 11.6597 | 11.7683 | 11.871 | 11.9562 | 12.0522 | 12.1465 | 12.2365 | 12.3217 | 12.407
PG&E | MW | Residential | Res - Multi Family | AppPlug | Yes | AppPlug - Smart Strip Home Office - Emerging | 1.5954 | 1.6109 | 1.6265 | 1.6421 | 1.6574 | 1.6719 | 1.6839 | 1.6974 | 1.7107 | 1.7233 | 1.7353 | 1.7474
PG&E | MW | Residential | Res - Multi Family | AppPlug | Yes | AppPlug - Smart Strip Home Theater - Emerging | 1.4504 | 1.4645 | 1.4786 | 1.4928 | 1.5067 | 1.5199 | 1.5308 | 1.5431 | 1.5551 | 1.5667 | 1.5776 | 1.5885
PG&E | MW | Residential | Res - Multi Family | AppPlug | No | AppPlug - Computer Monitor | 0.22373 | 0.2259 | 0.22808 | 0.23028 | 0.23242 | 0.23445 | 0.23613 | 0.23803 | 0.23989 | 0.24167 | 0.24335 | 0.24504
PG&E | MW | Residential | Res - Multi Family | AppPlug | No | AppPlug - Desktop Computer (Res - ES Plus) | 0 | 0 | 0.1658 | 0.1674 | 0.16896 | 0.17043 | 0.17165 | 0.17303 | 0.17439 | 0.17568 | 0.1769 | 0.17813
PG&E | MW | Residential | Res - Multi Family | AppPlug | No | AppPlug - Recycle Refrigerator | 6.4654 | 6.4465 | 6.4277 | 6.409 | 6.3904 | 6.3718 | 6.3532 | 6.3347 | 6.3163 | 6.2979 | 6.2795 | 6.2612
PG&E | MW | Residential | Res - Multi Family | AppPlug | No | AppPlug - Self-Contained Refrigerator | 13.7313 | 13.8645 | 0 | 0 | 0 | 0 | 0 | 0 | 0 | 0 | 0 | 0
PG&E | MW | Residential | Res - Multi Family | BldgEnv | No | BldgEnv - Attic Batt Insulation | 4.9816 | 4.9634 | 4.9453 | 4.9272 | 4.9092 | 4.8913 | 4.8734 | 4.8555 | 4.8378 | 4.8201 | 4.8024 | 4.7848
PG&E | MW | Residential | Res - Multi Family | BldgEnv | No | BldgEnv - Wall Spray On Insulation | 0 | 0 | 0 | 0 | 0 | 0 | 0 | 0 | 0 | 0.71502 | 0.7124 | 0.70979
PG&E | MW | Residential | Res - Multi Family | BldgEnv | No | BldgEnv - Window Film | 0 | 0 | 0 | 0 | 0 | 0 | 0 | 0 | 0 | 0 | 0 | 34.764
PG&E | MW | Residential | Res - Multi Family | HVAC | No | HVAC - SEER Rated Split System AC (SEER 15) | 0.068919 | 0.14516 | 0.10288 | 0.13852 | 0.17351 | 0.20711 | 0.23656 | 0.26851 | 0.30002 | 0.33051 | 0.35985 | 0.38916
PG&E | MW | Residential | Res - Multi Family | Lighting | Yes | Lighting - LED Lamp (Basic High - Indoor) - Emerging | 4.3905 | 4.5658 | 4.727 | 4.8564 | 4.9863 | 1.0565 | 1.0783 | 1.0976 | 1.1169 | 1.1323 | 1.1474 | 1.1626
PG&E | MW | Residential | Res - Multi Family | Lighting | Yes | Lighting - LED Lamp (Basic Low - Indoor) - Emerging | 6.0732 | 6.2585 | 6.4301 | 6.5715 | 6.7131 | 1.2332 | 1.2538 | 1.2726 | 1.2914 | 1.3099 | 1.3249 | 1.3401
PG&E | MW | Residential | Res - Multi Family | Lighting | Yes | Lighting - LED Lamp (Reflector - Indoor) - Emerging | 1.2827 | 1.3237 | 1.3617 | 1.3928 | 1.424 | 1.451 | 1.4762 | 1.4991 | 1.522 | 1.5406 | 1.5587 | 1.577
PG&E | MW | Residential | Res - Multi Family | Lighting | Yes | Lighting - LED Lamp (Specialty - Indoor) - Emerging | 2.0597 | 2.1497 | 2.2321 | 2.2978 | 2.3639 | 2.4204 | 2.474 | 2.5211 | 2.5682 | 2.6148 | 2.6513 | 2.6881
PG&E | MW | Residential | Res - Multi Family | Lighting | Yes | Lighting - LED Plug-In Indoor Fixture - Emerging | 0.35154 | 0.3609 | 0.36903 | 0.37452 | 0.38135 | 0.028525 | 0.028878 | 0.029363 | 0.02969 | 0.030061 | 0.030369 | 0.030733
PG&E | MW | Residential | Res - Multi Family | Lighting | No | Lighting - Compact Fluorescent Fixture (Indoor) | 0.0090587 | 0.0091432 | 0.0092282 | 0.0093137 | 0.0093973 | 0 | 0 | 0 | 0 | 0 | 0 | 0
PG&E | MW | Residential | Res - Multi Family | Lighting | No | Lighting - Halogen Lamp (A-Line) | 0.024823 | 0.025518 | 0.026214 | 0.026915 | 0.027601 | 0 | 0 | 0 | 0 | 0 | 0 | 0
PG&E | MW | Residential | Res - Multi Family | Lighting | No | Lighting - Halogen Lamp (Reflector) | 0.00070735 | 0.0014899 | 0.0022742 | 0.003062 | 0.0038357 | 0.0045783 | 0.0052294 | 0.029441 | 0.030052 | 0.03064 | 0.031203 | 0.031766
PG&E | MW | Residential | Res - Multi Family | SHW | No | SHW - EF Rated Instantaneous Water Heater (Electric) | 2.0233 | 2.0429 | 2.0626 | 2.0825 | 2.1018 | 2.1202 | 2.1354 | 2.1526 | 2.1694 | 2.1855 | 2.2007 | 2.2159
PG&E | MW | Residential | Res - Multi Family | WholeBlg | No | WholeBlg - Low Income | 67.0212 | 66.828 | 66.6355 | 66.4435 | 66.252 | 51.3808 | 51.2328 | 51.0851 | 50.9379 | 50.7911 | 50.6448 | 50.4988
PG&E | MW | Residential | Res - Single Family | AppPlug | Yes | AppPlug - Clothes Washer (Electric) - Emerging | 15.0283 | 15.1856 | 10.0131 | 10.117 | 10.2186 | 8.4526 | 8.5194 | 8.5939 | 8.6672 | 8.7376 | 8.8045 | 8.8716
PG&E | MW | Residential | Res - Single Family | AppPlug | Yes | AppPlug - Clothes Washer (Gas) - Emerging | 2.6228 | 2.6497 | 1.747 | 1.7651 | 1.7827 | 1.4745 | 1.4859 | 1.4989 | 1.5116 | 1.524 | 1.5358 | 1.5476
PG&E | MW | Residential | Res - Single Family | AppPlug | Yes | AppPlug - Dishwasher (Electric) - Emerging | 1.3438 | 1.3578 | 1.372 | 1.3862 | 1.4001 | 1.4134 | 1.4245 | 1.437 | 1.4493 | 1.461 | 1.4722 | 1.4834
PG&E | MW | Residential | Res - Single Family | AppPlug | Yes | AppPlug - HP Clothes Dryer - Emerging | 0 | 0 | 0 | 96.6585 | 97.63 | 98.5538 | 99.3326 | 100.2016 | 101.0565 | 101.8768 | 102.6577 | 103.4394
PG&E | MW | Residential | Res - Single Family | AppPlug | Yes | AppPlug - Smart Strip Home Office - Emerging | 9.0631 | 9.1579 | 9.2532 | 9.3492 | 9.4432 | 9.5325 | 9.6078 | 9.6919 | 9.7746 | 9.8539 | 9.9295 | 10.0051
PG&E | MW | Residential | Res - Single Family | AppPlug | Yes | AppPlug - Smart Strip Home Theater - Emerging | 8.2391 | 8.3254 | 8.412 | 8.4993 | 8.5847 | 8.6659 | 8.7344 | 8.8108 | 8.886 | 8.9581 | 9.0268 | 9.0955
PG&E | MW | Residential | Res - Single Family | AppPlug | No | AppPlug - Computer Monitor | 1.6844 | 1.702 | 1.7197 | 1.7375 | 1.755 | 1.7716 | 1.7856 | 1.8012 | 1.8166 | 1.8313 | 1.8454 | 1.8594
PG&E | MW | Residential | Res - Single Family | AppPlug | No | AppPlug - Desktop Computer (Res - ES Plus) | 0 | 0 | 1.7004 | 1.7181 | 1.7353 | 1.7518 | 1.7656 | 1.7811 | 1.7962 | 1.8108 | 1.8247 | 1.8386
PG&E | MW | Residential | Res - Single Family | AppPlug | No | AppPlug - Recycle Refrigerator | 159.8611 | 159.3955 | 158.9313 | 158.4685 | 158.007 | 157.5468 | 157.088 | 156.6306 | 156.1745 | 155.7198 | 155.2663 | 154.8142
PG&E | MW | Residential | Res - Single Family | AppPlug | No | AppPlug - Self-Contained Refrigerator | 69.6396 | 70.3684 | 0 | 0 | 0 | 0 | 0 | 0 | 0 | 0 | 0 | 0
PG&E | MW | Residential | Res - Single Family | AppPlug | No | AppPlug - Variable Speed Pool Pump | 191.1296 | 193.1298 | 195.1393 | 197.1638 | 199.1456 | 201.0299 | 202.6185 | 204.3911 | 206.1349 | 207.8081 | 209.401 | 210.9956
PG&E | MW | Residential | Res - Single Family | BldgEnv | No | BldgEnv - Attic Batt Insulation | 76.2364 | 76.0164 | 75.797 | 75.5783 | 75.3601 | 75.1427 | 74.9259 | 74.7097 | 74.4941 | 74.2791 | 74.0648 | 73.8511
PG&E | MW | Residential | Res - Single Family | BldgEnv | No | BldgEnv - Wall Spray On Insulation | 0 | 0 | 25.6411 | 25.5671 | 25.4933 | 25.4198 | 25.3464 | 25.2733 | 25.2004 | 25.1276 | 25.0551 | 24.9829
PG&E | MW | Residential | Res - Single Family | BldgEnv | No | BldgEnv - Window Film | 0 | 0 | 0 | 0 | 0 | 0 | 0 | 0 | 0 | 0 | 0 | 465.9431
PG&E | MW | Residential | Res - Single Family | HVAC | No | HVAC - Direct Evaporative Cooler | 0 | 0 | 0 | 0 | 715.0223 | 712.9592 | 710.9018 | 708.8505 | 706.805 | 704.7655 | 702.7321 | 700.7046
PG&E | MW | Residential | Res - Single Family | HVAC | No | HVAC - Repair Duct System | 0 | 0 | 0 | 104.2651 | 103.9642 | 103.6642 | 103.3651 | 103.0668 | 102.7694 | 102.4729 | 102.1772 | 101.8824
PG&E | MW | Residential | Res - Single Family | HVAC | No | HVAC - SEER Rated Split System AC (Recharge) | 0 | 0 | 0 | 0 | 0 | 0 | 0 | 0 | 0 | 0 | 324.8676 | 323.9303
PG&E | MW | Residential | Res - Single Family | HVAC | No | HVAC - SEER Rated Split System AC (SEER 15) | 1.803 | 3.7993 | 2.6936 | 3.6281 | 4.5466 | 5.4289 | 6.2029 | 7.0434 | 7.8729 | 8.6761 | 9.4495 | 10.2229
PG&E | MW | Residential | Res - Single Family | Lighting | Yes | Lighting - LED Lamp (Basic High - Indoor) - Emerging | 51.0684 | 53.1621 | 55.0968 | 56.6713 | 58.254 | 12.3567 | 12.6255 | 12.8666 | 13.108 | 13.304 | 13.4962 | 13.6898
PG&E | MW | Residential | Res - Single Family | Lighting | Yes | Lighting - LED Lamp (Basic Low - Indoor) - Emerging | 67.5218 | 69.8599 | 72.0329 | 73.8314 | 75.6351 | 13.9285 | 14.1947 | 14.4382 | 14.6818 | 14.9222 | 15.1191 | 15.3174
PG&E | MW | Residential | Res - Single Family | Lighting | Yes | Lighting - LED Lamp (Reflector - Indoor) - Emerging | 26.3056 | 27.2895 | 28.2014 | 28.9502 | 29.7019 | 30.3566 | 30.9721 | 31.53 | 32.0883 | 32.5459 | 32.9937 | 33.4447
PG&E | MW | Residential | Res - Single Family | Lighting | Yes | Lighting - LED Lamp (Specialty - Indoor) - Emerging | 30.6259 | 32.2587 | 33.7567 | 34.9496 | 36.1521 | 37.1838 | 38.1714 | 39.0339 | 39.8999 | 40.7608 | 41.4373 | 42.1197
PG&E | MW | Residential | Res - Single Family | Lighting | Yes | Lighting - LED Plug-In Indoor Fixture - Emerging | 3.9369 | 4.0671 | 4.1797 | 4.2544 | 4.3488 | 0.32637 | 0.3313 | 0.33809 | 0.3426 | 0.3478 | 0.35211 | 0.35723
PG&E | MW | Residential | Res - Single Family | Lighting | No | Lighting - Compact Fluorescent Fixture (Indoor) | 0.084294 | 0.085206 | 0.086123 | 0.087046 | 0.08795 | 0 | 0 | 0 | 0 | 0 | 0 | 0
PG&E | MW | Residential | Res - Single Family | Lighting | No | Lighting - Halogen Lamp (A-Line) | 0.14101 | 0.14506 | 0.14913 | 0.15322 | 0.15724 | 0 | 0 | 0 | 0 | 0 | 0 | 0
PG&E | MW | Residential | Res - Single Family | Lighting | No | Lighting - Halogen Lamp (Reflector) | 0.0040182 | 0.0084669 | 0.012929 | 0.017415 | 0.021823 | 0.026058 | 0.029774 | 0.16806 | 0.17165 | 0.17512 | 0.17845 | 0.18178
PG&E | MW | Residential | Res - Single Family | SHW | No | SHW - EF Rated Instantaneous Water Heater (Electric) | 24.5785 | 24.8358 | 25.0942 | 25.3545 | 25.6094 | 25.8517 | 26.056 | 26.2839 | 26.5082 | 26.7233 | 26.9282 | 27.1332
PG&E | MW | Residential | Res - Single Family | WholeBlg | No | WholeBlg - Low Income | 46.3116 | 46.1781 | 46.0451 | 45.9123 | 45.7801 | 35.5041 | 35.4018 | 35.2998 | 35.1981 | 35.0967 | 34.9955 | 34.8947
PG&E | MM Therms | Residential | Res - Multi Family | AppPlug | Yes | AppPlug - Clothes Washer (Gas) - Emerging | 29.1792 | 29.4644 | 19.4178 | 19.6091 | 19.7955 | 16.3655 | 16.4854 | 16.6215 | 16.7555 | 16.8854 | 17.0087 | 17.1322
PG&E | MM Therms | Residential | Res - Multi Family | AppPlug | Yes | AppPlug - Dishwasher (Gas) - Emerging | 3.6087 | 3.644 | 3.6799 | 3.7162 | 3.7515 | 3.785 | 3.8127 | 3.8442 | 3.8752 | 3.9052 | 3.9338 | 3.9623
PG&E | MM Therms | Residential | Res - Multi Family | BldgEnv | No | BldgEnv - Attic Batt Insulation | 1.2631 | 1.2585 | 1.2539 | 1.2493 | 1.2447 | 1.2401 | 1.2356 | 1.2311 | 1.2266 | 1.2221 | 1.2176 | 1.2132
PG&E | MM Therms | Residential | Res - Multi Family | BldgEnv | No | BldgEnv - Wall Spray On Insulation | 0 | 0 | 0 | 0 | 0 | 0 | 0 | 0 | 0 | 0.43835 | 0.43674 | 0.43514
PG&E | MM Therms | Residential | Res - Multi Family | HVAC | Yes | HVAC - Gas Furnace - Emerging | 0 | 0 | 11.0811 | 11.0437 | 11.0064 | 10.9692 | 10.9322 | 10.8953 | 10.8585 | 10.8219 | 10.7853 | 10.7489
PG&E | MM Therms | Residential | Res - Multi Family | HVAC | No | HVAC - Gas Furnace | 7.7699 | 7.7866 | 0.12481 | 0.16844 | 0.21117 | 0.25222 | 0.288 | 0.32718 | 0.36585 | 0.40363 | 0.44002 | 0.47638
PG&E | MM Therms | Residential | Res - Multi Family | SHW | Yes | SHW - EF Rated Storage Water Heater (Gas) - Emerging | 0 | 0 | 27.8589 | 28.1675 | 28.4682 | 28.7538 | 28.9916 | 29.2606 | 29.5253 | 29.7823 | 30.0267 | 30.2712
PG&E | MM Therms | Residential | Res - Multi Family | SHW | No | ProcHeat - Boiler Controls | 21.1613 | 21.3682 | 21.5789 | 21.7915 | 21.9986 | 22.195 | 22.3575 | 22.5422 | 22.7238 | 22.9 | 23.0673 | 23.2347
PG&E | MM Therms | Residential | Res - Multi Family | SHW | No | SHW - EF Rated Storage Water Heater (Gas) | 29.8631 | 30.1316 | 0 | 0 | 0 | 0 | 0 | 0 | 0 | 0 | 0 | 0
PG&E | MM Therms | Residential | Res - Multi Family | WholeBlg | No | WholeBlg - Low Income | 17.7774 | 17.7261 | 17.675 | 17.6241 | 17.5733 | 13.6287 | 13.5895 | 13.5503 | 13.5113 | 13.4723 | 13.4335 | 13.3948
PG&E | MM Therms | Residential | Res - Single Family | AppPlug | Yes | AppPlug - Clothes Washer (Gas) - Emerging | 98.0112 | 99.0167 | 65.2852 | 65.9592 | 66.6168 | 55.0994 | 55.5279 | 56.0116 | 56.488 | 56.9508 | 57.3917 | 57.8331
PG&E | MM Therms | Residential | Res - Single Family | AppPlug | Yes | AppPlug - Dishwasher (Gas) - Emerging | 30.8689 | 31.1856 | 31.5079 | 31.8332 | 32.1506 | 32.4524 | 32.7047 | 32.9896 | 33.2702 | 33.5428 | 33.8025 | 34.0625
PG&E | MM Therms | Residential | Res - Single Family | BldgEnv | No | BldgEnv - Attic Batt Insulation | 16.0819 | 16.0354 | 15.9892 | 15.943 | 15.897 | 15.8511 | 15.8054 | 15.7598 | 15.7143 | 15.669 | 15.6238 | 15.5787
PG&E | MM Therms | Residential | Res - Single Family | BldgEnv | No | BldgEnv - Wall Spray On Insulation | 0 | 0 | 11.8941 | 11.8598 | 11.8256 | 11.7914 | 11.7574 | 11.7235 | 11.6897 | 11.6559 | 11.6223 | 11.5888
PG&E | MM Therms | Residential | Res - Single Family | HVAC | Yes | HVAC - Gas Furnace - Emerging | 0 | 0 | 170.7938 | 171.6089 | 172.3995 | 173.1419 | 173.7294 | 174.4198 | 175.0972 | 175.7502 | 176.3632 | 176.9776
PG&E | MM Therms | Residential | Res - Single Family | HVAC | No | HVAC - Gas Furnace | 106.0346 | 106.5278 | 0 | 0 | 0 | 0 | 0 | 0 | 0 | 0 | 0 | 0
PG&E | MM Therms | Residential | Res - Single Family | HVAC | No | HVAC - Repair Duct System | 0 | 0 | 0 | 25.2197 | 25.1469 | 25.0744 | 25.002 | 24.9299 | 24.8579 | 24.7862 | 24.7147 | 24.6434
PG&E | MM Therms | Residential | Res - Single Family | HVAC | No | HVAC - SEER Rated Split System AC (Recharge) | 0 | 0 | 0 | 0 | 0 | 0 | 0 | 0 | 0 | 0 | 6.1961 | 6.1783
PG&E | MM Therms | Residential | Res - Single Family | SHW | Yes | SHW - EF Rated Storage Water Heater (Gas) - Emerging | 0 | 0 | 173.5808 | 175.7475 | 177.8629 | 179.8784 | 181.5767 | 183.4833 | 185.3621 | 187.1896 | 188.9341 | 190.68
PG&E | MM Therms | Residential | Res - Single Family | SHW | No | SHW - EF Rated Storage Water Heater (Gas) | 197.2496 | 199.273 | 0 | 0 | 0 | 0 | 0 | 0 | 0 | 0 | 0 | 0
PG&E | MM Therms | Residential | Res - Single Family | WholeBlg | No | WholeBlg - Low Income | 12.2841 | 12.2487 | 12.2134 | 12.1782 | 12.1431 | 9.4174 | 9.3903 | 9.3632 | 9.3363 | 9.3094 | 9.2825 | 9.2558
SCE | GWh | Residential | Res - Multi Family | AppPlug | Yes | AppPlug - Clothes Washer (Electric) - Emerging | 22.2197 | 22.4313 | 14.78 | 14.9154 | 15.0443 | 12.4257 | 12.5364 | 12.6322 | 12.7223 | 12.81 | 12.8935 | 12.9771
SCE | GWh | Residential | Res - Multi Family | AppPlug | Yes | AppPlug - Dishwasher (Electric) - Emerging | 4.9462 | 4.9933 | 5.0416 | 5.0878 | 5.1317 | 5.1726 | 5.2186 | 5.2586 | 5.2961 | 5.3325 | 5.3673 | 5.4021
SCE | GWh | Residential | Res - Multi Family | AppPlug | Yes | AppPlug - HP Clothes Dryer - Emerging | 0 | 0 | 0 | 75.1066 | 75.7555 | 76.3586 | 77.0386 | 77.6277 | 78.1814 | 78.72 | 79.2334 | 79.7472
SCE | GWh | Residential | Res - Multi Family | AppPlug | Yes | AppPlug - Smart Strip Home Office - Emerging | 10.7956 | 10.8985 | 11.0038 | 11.1047 | 11.2006 | 11.2898 | 11.3903 | 11.4774 | 11.5593 | 11.6389 | 11.7148 | 11.7908
SCE | GWh | Residential | Res - Multi Family | AppPlug | Yes | AppPlug - Smart Strip Home Theater - Emerging | 10.9987 | 11.1034 | 11.2107 | 11.3135 | 11.4113 | 11.5021 | 11.6045 | 11.6933 | 11.7767 | 11.8578 | 11.9351 | 12.0125
SCE | GWh | Residential | Res - Multi Family | AppPlug | No | AppPlug - Computer Monitor | 0.42622 | 0.43028 | 0.43444 | 0.43842 | 0.44221 | 0.44573 | 0.4497 | 0.45314 | 0.45637 | 0.45952 | 0.46251 | 0.46551
SCE | GWh | Residential | Res - Multi Family | AppPlug | No | AppPlug - Desktop Computer (Res - ES Plus) | 28.2281 | 28.4971 | 28.7725 | 29.0362 | 29.2871 | 29.5202 | 29.7831 | 30.0109 | 30.2249 | 30.4332 | 30.6316 | 30.8303
SCE | GWh | Residential | Res - Multi Family | AppPlug | No | AppPlug - Recycle Refrigerator | 77.3683 | 77.1428 | 76.918 | 76.6939 | 76.4704 | 76.2476 | 76.0254 | 75.8039 | 75.583 | 75.3628 | 75.1432 | 74.9243
SCE | GWh | Residential | Res - Multi Family | AppPlug | No | AppPlug - Self-Contained Refrigerator | 47.5199 | 47.9726 | 0 | 0 | 0 | 0 | 0 | 0 | 0 | 0 | 0 | 0
SCE | GWh | Residential | Res - Multi Family | BldgEnv | No | BldgEnv - Attic Batt Insulation | 0 | 0 | 0 | 0 | 0 | 0 | 0 | 0 | 0 | 0 | 0 | 7.0435
SCE | GWh | Residential | Res - Multi Family | HVAC | No | HVAC - Direct Evaporative Cooler | 0 | 0 | 0 | 0 | 0 | 0 | 0 | 0 | 0 | 0 | 0 | 43.8617
SCE | GWh | Residential | Res - Multi Family | HVAC | No | HVAC - SEER Rated Split System AC (Recharge) | 0 | 0 | 0 | 0 | 0 | 0 | 0 | 25.7611 | 25.667 | 25.5732 | 25.4796 | 25.3865
SCE | GWh | Residential | Res - Multi Family | HVAC | No | HVAC - SEER Rated Split System AC (SEER 15) | 15.4095 | 15.6016 | 7.3348 | 7.4224 | 7.506 | 7.584 | 7.6713 | 7.7476 | 7.8197 | 7.8899 | 7.9571 | 1.2495
SCE | GWh | Residential | Res - Multi Family | Lighting | Yes | Lighting - LED Lamp (Basic High - Indoor) - Emerging | 40.8461 | 42.5068 | 44.0447 | 45.2668 | 46.483 | 9.8481 | 10.076 | 10.2598 | 10.4402 | 10.5854 | 10.728 | 10.8716
SCE | GWh | Residential | Res - Multi Family | Lighting | Yes | Lighting - LED Lamp (Basic High - Outdoor) - Emerging | 4.6576 | 4.8208 | 4.9723 | 5.0936 | 5.2139 | 0.918 | 0.9369 | 0.95216 | 0.96711 | 0.97925 | 0.99115 | 1.0031
SCE | GWh | Residential | Res - Multi Family | Lighting | Yes | Lighting - LED Lamp (Basic Low - Indoor) - Emerging | 52.5561 | 54.196 | 55.7304 | 56.977 | 58.2107 | 10.6929 | 10.898 | 11.0652 | 11.2283 | 11.3904 | 11.5228 | 11.6559
SCE | GWh | Residential | Res - Multi Family | Lighting | Yes | Lighting - LED Lamp (Basic Low - Outdoor) - Emerging | 7.0535 | 7.249 | 7.4324 | 7.5822 | 7.7301 | 1.3503 | 1.3738 | 1.393 | 1.4117 | 1.4303 | 1.4455 | 1.4609
SCE | GWh | Residential | Res - Multi Family | Lighting | Yes | Lighting - LED Lamp (Reflector - Indoor) - Emerging | 15.4339 | 15.9388 | 16.4101 | 16.7915 | 17.1692 | 17.4947 | 17.8417 | 18.1238 | 18.3995 | 18.6266 | 18.849 | 19.0727
SCE | GWh | Residential | Res - Multi Family | Lighting | Yes | Lighting - LED Lamp (Reflector - Outdoor) - Emerging | 0.20228 | 0.2082 | 0.21374 | 0.21824 | 0.22269 | 0.22653 | 0.23063 | 0.23397 | 0.23723 | 0.23993 | 0.24257 | 0.24522
SCE | GWh | Residential | Res - Multi Family | Lighting | Yes | Lighting - LED Lamp (Specialty - Indoor) - Emerging | 18.1695 | 18.9759 | 19.7205 | 20.3085 | 20.8946 | 21.3936 | 21.9206 | 22.3441 | 22.7609 | 23.1767 | 23.5042 | 23.8342
SCE | GWh | Residential | Res - Multi Family | Lighting | Yes | Lighting - LED Lamp (Specialty - Outdoor) - Emerging | 0.92633 | 0.98463 | 1.0379 | 1.0789 | 1.12 | 1.1545 | 1.1907 | 1.2193 | 1.2477 | 1.2761 | 1.2977 | 1.3195
SCE | GWh | Residential | Res - Multi Family | Lighting | Yes | Lighting - LED Plug-In Indoor Fixture - Emerging | 7.6449 | 7.8539 | 8.0376 | 8.1601 | 8.3099 | 0.62157 | 0.63078 | 0.64157 | 0.64869 | 0.65687 | 0.66372 | 0.67178
SCE | GWh | Residential | Res - Multi Family | Lighting | Yes | Lighting - LED Plug-In Outdoor Fixture - Emerging | 5.3788 | 5.494 | 5.5974 | 5.6704 | 5.7559 | 0.30752 | 0.31143 | 0.31578 | 0.31883 | 0.32223 | 0.32514 | 0.32846
SCE | GWh | Residential | Res - Multi Family | Lighting | No | Lighting - Halogen Lamp (A-Line) | 0.18364 | 0.1887 | 0.19386 | 0.19884 | 0.20362 | 0 | 0 | 0 | 0 | 0 | 0 | 0
SCE | GWh | Residential | Res - Multi Family | Lighting | No | Lighting - Halogen Lamp (Reflector) | 0.0050378 | 0.010755 | 0.016567 | 0.022193 | 0.20362 | 0.20812 | 0.21308 | 0.21749 | 0.22169 | 0.22579 | 0.22974 | 0.2337
SCE | GWh | Residential | Res - Multi Family | Lighting | No | Lighting - Induction Fixture (Outdoor) | 0.019369 | 0.019553 | 0.019742 | 0.019923 | 0.020095 | 0.020255 | 0.020436 | 0.020592 | 0.020739 | 0.020882 | 0.021018 | 0.021154
SCE | GWh | Residential | Res - Multi Family | Lighting | No | Lighting - Night Light Fixture (LED) | 10.3256 | 10.424 | 10.5247 | 10.6212 | 10.713 | 10.7983 | 10.8944 | 10.9777 | 11.056 | 11.1322 | 11.2048 | 11.2775
SCE | GWh | Residential | Res - Multi Family | Lighting | No | Lighting - Plug-In Fixture (Exterior) | 15.6285 | 15.7774 | 15.9299 | 16.0759 | 16.2148 | 0 | 0 | 0 | 0 | 0 | 0 | 0
SCE | GWh | Residential | Res - Multi Family | Lighting | No | Lighting - Seasonal Lighting | 16.5629 | 16.7207 | 16.8823 | 17.0371 | 17.1843 | 17.3211 | 17.4753 | 17.609 | 17.7346 | 17.8567 | 17.9732 | 18.0898
SCE | GWh | Residential | Res - Multi Family | SHW | No | SHW - EF Rated Instantaneous Water Heater (Electric) | 36.7078 | 37.0575 | 37.4156 | 37.7586 | 38.0849 | 38.388 | 38.7299 | 39.0261 | 39.3044 | 39.5752 | 39.8333 | 40.0916
SCE | GWh | Residential | Res - Multi Family | WholeBlg | No | WholeBlg - Low Income | 211.2163 | 210.6076 | 210.0007 | 209.3956 | 208.7921 | 161.9258 | 161.4592 | 160.994 | 160.53 | 160.0674 | 159.6063 | 159.1462
SCE | GWh | Residential | Res - Single Family | AppPlug | Yes | AppPlug - Clothes Washer (Electric) - Emerging | 33.6688 | 34.0152 | 22.4293 | 22.6516 | 22.8639 | 18.8979 | 19.0798 | 19.2393 | 19.3901 | 19.5372 | 19.6782 | 19.8193
SCE | GWh | Residential | Res - Single Family | AppPlug | Yes | AppPlug - Dishwasher (Electric) - Emerging | 7.1668 | 7.2405 | 7.3159 | 7.3884 | 7.4577 | 7.5225 | 7.5949 | 7.6584 | 7.7184 | 7.777 | 7.8331 | 7.8893
SCE | GWh | Residential | Res - Single Family | AppPlug | Yes | AppPlug - HP Clothes Dryer - Emerging | 0 | 0 | 0 | 598.7834 | 604.3976 | 609.6478 | 615.5174 | 620.6627 | 625.5272 | 630.2734 | 634.8208 | 639.3734
SCE | GWh | Residential | Res - Single Family | AppPlug | Yes | AppPlug - Smart Strip Home Office - Emerging | 60.8333 | 61.4592 | 62.0995 | 62.7149 | 63.303 | 63.8529 | 64.4676 | 65.0065 | 65.516 | 66.0131 | 66.4894 | 66.9662
SCE | GWh | Residential | Res - Single Family | AppPlug | Yes | AppPlug - Smart Strip Home Theater - Emerging | 61.9774 | 62.615 | 63.2673 | 63.8944 | 64.4934 | 65.0537 | 65.68 | 66.229 | 66.7481 | 67.2546 | 67.7398 | 68.2256
SCE | GWh | Residential | Res - Single Family | AppPlug | No | AppPlug - Computer Monitor | 3.7777 | 3.8166 | 3.8563 | 3.8945 | 3.9311 | 3.9652 | 4.0034 | 4.0368 | 4.0685 | 4.0993 | 4.1289 | 4.1585
SCE | GWh | Residential | Res - Single Family | AppPlug | No | AppPlug - Desktop Computer (Res - ES Plus) | 204.9646 | 207.0733 | 209.2306 | 211.3043 | 213.2855 | 215.1382 | 217.2095 | 219.0252 | 220.7419 | 222.4168 | 224.0215 | 225.628
SCE | GWh | Residential | Res - Single Family | AppPlug | No | AppPlug - Recycle Refrigerator | 729.1767 | 727.0518 | 724.9331 | 722.8206 | 720.7144 | 718.6143 | 716.5204 | 714.4327 | 712.351 | 710.2755 | 708.2061 | 706.1428
SCE | GWh | Residential | Res - Single Family | AppPlug | No | AppPlug - Self-Contained Refrigerator | 217.5292 | 219.7672 | 0 | 0 | 0 | 0 | 0 | 0 | 0 | 0 | 0 | 0
SCE | GWh | Residential | Res - Single Family | AppPlug | No | AppPlug - Variable Speed Pool Pump | 695.4857 | 702.641 | 709.9612 | 716.9975 | 723.7201 | 730.0068 | 737.0353 | 743.1963 | 749.0211 | 754.7044 | 760.1496 | 765.6009
SCE | GWh | Residential | Res - Single Family | BldgEnv | No | BldgEnv - Window Film | 0 | 1005.7967 | 1002.8926 | 999.997 | 997.11 | 994.2312 | 991.3608 | 988.4989 | 985.645 | 982.7999 | 979.9624 | 977.1336
SCE | GWh | Residential | Res - Single Family | HVAC | No | HVAC - Direct Evaporative Cooler | 670.513 | 668.5771 | 666.6466 | 664.7219 | 662.8028 | 660.8892 | 658.9812 | 657.0788 | 655.1817 | 653.2905 | 651.4044 | 649.524
SCE | GWh | Residential | Res - Single Family | HVAC | No | HVAC - Repair Duct System | 0 | 0 | 0 | 113.7828 | 113.4543 | 113.1268 | 112.8002 | 112.4745 | 112.1498 | 111.8261 | 111.5032 | 111.1813
SCE | GWh | Residential | Res - Single Family | HVAC | No | HVAC - SEER Rated Split System AC (Recharge) | 0 | 0 | 0 | 0 | 399.8271 | 398.6727 | 397.5217 | 396.3741 | 395.2297 | 394.0889 | 392.9511 | 391.8168
SCE | GWh | Residential | Res - Single Family | HVAC | No | HVAC - SEER Rated Split System AC (SEER 15) | 2.4187 | 5.1654 | 3.6957 | 4.9528 | 6.1653 | 7.3162 | 8.5698 | 9.7015 | 10.7856 | 11.8491 | 12.8786 | 13.9082
SCE | GWh | Residential | Res - Single Family | Lighting | Yes | Lighting - LED Lamp (Basic High - Indoor) - Emerging | 355.7599 | 370.2023 | 383.6012 | 394.3015 | 404.9606 | 85.817 | 87.8215 | 89.4485 | 91.0491 | 92.3472 | 93.6249 | 94.9121
SCE | GWh | Residential | Res - Single Family | Lighting | Yes | Lighting - LED Lamp (Basic High - Outdoor) - Emerging | 103.407 | 106.8235 | 110.0164 | 112.6072 | 115.1775 | 20.27 | 20.6782 | 21.0121 | 21.3392 | 21.6102 | 21.876 | 22.1435
SCE | GWh | Residential | Res - Single Family | Lighting | Yes | Lighting - LED Lamp (Basic Low - Indoor) - Emerging | 445.2341 | 460.4739 | 474.7061 | 486.235 | 497.6805 | 91.5619 | 93.4584 | 95.0091 | 96.5287 | 98.0419 | 99.2766 | 100.5196
SCE | GWh | Residential | Res - Single Family | Lighting | Yes | Lighting - LED Lamp (Basic Low - Outdoor) - Emerging | 98.9039 | 101.8592 | 104.6336 | 106.9064 | 109.1562 | 19.0924 | 19.4508 | 19.7455 | 20.0334 | 20.3195 | 20.5562 | 20.7943
SCE | GWh | Residential | Res - Single Family | Lighting | Yes | Lighting - LED Lamp (Reflector - Indoor) - Emerging | 209.3144 | 217.0595 | 224.2698 | 230.0712 | 235.8399 | 240.8077 | 246.0762 | 250.3692 | 254.5839 | 258.0372 | 261.4306 | 264.8481
SCE | GWh | Residential | Res - Single Family | Lighting | Yes | Lighting - LED Lamp (Reflector - Outdoor) - Emerging | 53.9501 | 55.5705 | 57.0914 | 58.3367 | 59.5695 | 60.6404 | 61.783 | 62.7221 | 63.6395 | 64.4085 | 65.1614 | 65.9189
SCE | GWh | Residential | Res - Single Family | Lighting | Yes | Lighting - LED Lamp (Specialty - Indoor) - Emerging | 233.0453 | 245.376 | 256.7213 | 265.6162 | 274.5166 | 282.0798 | 290.0277 | 296.4152 | 302.7314 | 309.0515 | 313.9927 | 318.9754
SCE | GWh | Residential | Res - Single Family | Lighting | Yes | Lighting - LED Lamp (Specialty - Outdoor) - Emerging | 36.9425 | 39.2678 | 41.3966 | 43.0475 | 44.7033 | 46.1021 | 47.5662 | 48.7354 | 49.895 | 51.0571 | 51.9515 | 52.854
SCE | GWh | Residential | Res - Single Family | Lighting | Yes | Lighting - LED Plug-In Indoor Fixture - Emerging | 23.7936 | 24.5711 | 25.2466 | 25.6804 | 26.2275 | 1.9664 | 1.9993 | 2.0391 | 2.0646 | 2.0944 | 2.1191 | 2.1487
SCE | GWh | Residential | Res - Single Family | Lighting | Yes | Lighting - LED Plug-In Outdoor Fixture - Emerging | 40.4524 | 41.4459 | 42.3315 | 42.9474 | 43.6804 | 2.3376 | 2.3708 | 2.4085 | 2.4346 | 2.4639 | 2.489 | 2.5179
SCE | GWh | Residential | Res - Single Family | Lighting | No | Lighting - Compact Fluorescent Fixture (Indoor) | 1.8656 | 1.885 | 1.9049 | 1.9241 | 1.9424 | 0 | 0 | 0 | 0 | 0 | 0 | 0
SCE | GWh | Residential | Res - Single Family | Lighting | No | Lighting - Halogen Lamp (A-Line) | 1.0348 | 1.0641 | 1.094 | 1.1229 | 1.1507 | 0 | 0 | 0 | 0 | 0 | 0 | 0
SCE | GWh | Residential | Res - Single Family | Lighting | No | Lighting - Halogen Lamp (Reflector) | 0.028388 | 0.060627 | 0.093428 | 0.12521 | 1.1507 | 1.1769 | 1.2057 | 1.2315 | 1.256 | 1.2801 | 1.3033 | 1.3265
SCE | GWh | Residential | Res - Single Family | Lighting | No | Lighting - Night Light Fixture (LED) | 58.1848 | 58.7834 | 59.3959 | 59.9845 | 60.5469 | 61.0729 | 61.6609 | 62.1763 | 62.6636 | 63.1391 | 63.5946 | 64.0507
SCE | GWh | Residential | Res - Single Family | Lighting | No | Lighting - Plug-In Fixture (Exterior) | 111.036 | 112.1784 | 113.3471 | 114.4704 | 115.5437 | 0 | 0 | 0 | 0 | 0 | 0 | 0
SCE | GWh | Residential | Res - Single Family | Lighting | No | Lighting - Seasonal Lighting | 136.5427 | 137.9475 | 139.3847 | 140.7661 | 142.0859 | 143.3202 | 144.7001 | 145.9096 | 147.0532 | 148.169 | 149.238 | 150.3083
SCE | GWh | Residential | Res - Single Family | SHW | No | SHW - EF Rated Instantaneous Water Heater (Electric) | 42.5014 | 42.9387 | 43.386 | 43.816 | 44.2268 | 44.611 | 45.0405 | 45.417 | 45.773 | 46.1203 | 46.4531 | 46.7862
SCE | GWh | Residential | Res - Single Family | WholeBlg | No | WholeBlg - Low Income | 145.7064 | 145.2864 | 144.8678 | 144.4503 | 144.0339 | 111.7036 | 111.3817 | 111.0607 | 110.7408 | 110.4215 | 110.1035 | 109.7862
SCE | MW | Residential | Res - Multi Family | AppPlug | Yes | AppPlug - Clothes Washer (Electric) - Emerging | 3.4016 | 3.434 | 2.2627 | 2.2834 | 2.3031 | 1.9022 | 1.9192 | 1.9339 | 1.9477 | 1.9611 | 1.9739 | 1.9867
SCE | MW | Residential | Res - Multi Family | AppPlug | Yes | AppPlug - Dishwasher (Electric) - Emerging | 0.44729 | 0.45155 | 0.45591 | 0.46009 | 0.46407 | 0.46776 | 0.47193 | 0.47554 | 0.47893 | 0.48223 | 0.48537 | 0.48852
SCE | MW | Residential | Res - Multi Family | AppPlug | Yes | AppPlug - HP Clothes Dryer - Emerging | 0 | 0 | 0 | 11.4997 | 11.5991 | 11.6914 | 11.7955 | 11.8857 | 11.9705 | 12.0529 | 12.1316 | 12.2102
SCE | MW | Residential | Res - Multi Family | AppPlug | Yes | AppPlug - Smart Strip Home Office - Emerging | 1.579 | 1.594 | 1.6094 | 1.6242 | 1.6382 | 1.6512 | 1.6659 | 1.6787 | 1.6907 | 1.7023 | 1.7134 | 1.7245
SCE | MW | Residential | Res - Multi Family | AppPlug | Yes | AppPlug - Smart Strip Home Theater - Emerging | 1.4354 | 1.4491 | 1.4631 | 1.4765 | 1.4893 | 1.5011 | 1.5145 | 1.5261 | 1.537 | 1.5475 | 1.5576 | 1.5677
SCE | MW | Residential | Res - Multi Family | AppPlug | No | AppPlug - Computer Monitor | 0.22077 | 0.22287 | 0.22503 | 0.22709 | 0.22905 | 0.23087 | 0.23293 | 0.23471 | 0.23638 | 0.23801 | 0.23957 | 0.24112
SCE | MW | Residential | Res - Multi Family | AppPlug | No | AppPlug - Desktop Computer (Res - ES Plus) | 0.38246 | 0.3861 | 0.38983 | 0.3934 | 0.3968 | 0.39996 | 0.40352 | 0.40661 | 0.40951 | 0.41233 | 0.41502 | 0.41771
SCE | MW | Residential | Res - Multi Family | AppPlug | No | AppPlug - Recycle Refrigerator | 17.664 | 17.6125 | 17.5612 | 17.51 | 17.459 | 17.4081 | 17.3574 | 17.3068 | 17.2564 | 17.2061 | 17.156 | 17.106
SCE | MW | Residential | Res - Multi Family | AppPlug | No | AppPlug - Self-Contained Refrigerator | 10.8493 | 10.9526 | 0 | 0 | 0 | 0 | 0 | 0 | 0 | 0 | 0 | 0
SCE | MW | Residential | Res - Multi Family | BldgEnv | No | BldgEnv - Attic Batt Insulation | 0 | 0 | 0 | 0 | 0 | 0 | 0 | 0 | 0 | 0 | 0 | 5.7592
SCE | MW | Residential | Res - Multi Family | HVAC | No | HVAC - SEER Rated Split System AC (Recharge) | 0 | 0 | 0 | 0 | 0 | 0 | 0 | 27.6583 | 27.5573 | 27.4565 | 27.3561 | 27.2561
SCE | MW | Residential | Res - Multi Family | HVAC | No | HVAC - SEER Rated Split System AC (SEER 15) | 0.20334 | 0.43409 | 0.31046 | 0.4159 | 0.51753 | 0.61392 | 0.71883 | 0.81347 | 0.90406 | 0.99285 | 1.0787 | 1.1646
SCE | MW | Residential | Res - Multi Family | Lighting | Yes | Lighting - LED Lamp (Basic High - Indoor) - Emerging | 4.9289 | 5.1302 | 5.3167 | 5.4651 | 5.6128 | 1.1893 | 1.217 | 1.2394 | 1.2614 | 1.2791 | 1.2964 | 1.314
SCE | MW | Residential | Res - Multi Family | Lighting | Yes | Lighting - LED Lamp (Basic Low - Indoor) - Emerging | 6.4849 | 6.6884 | 6.879 | 7.034 | 7.1874 | 1.3205 | 1.346 | 1.3668 | 1.3872 | 1.4074 | 1.4239 | 1.4405
SCE | MW | Residential | Res - Multi Family | Lighting | Yes | Lighting - LED Lamp (Reflector - Indoor) - Emerging | 2.1357 | 2.2059 | 2.2715 | 2.3247 | 2.3773 | 2.4228 | 2.4712 | 2.5106 | 2.5491 | 2.5809 | 2.612 | 2.6433
SCE | MW | Residential | Res - Multi Family | Lighting | Yes | Lighting - LED Lamp (Specialty - Indoor) - Emerging | 2.0754 | 2.1679 | 2.2533 | 2.3209 | 2.3882 | 2.4456 | 2.5062 | 2.555 | 2.603 | 2.6509 | 2.6887 | 2.7267
SCE | MW | Residential | Res - Multi Family | Lighting | Yes | Lighting - LED Plug-In Indoor Fixture - Emerging | 0.69001 | 0.70899 | 0.72571 | 0.73688 | 0.75053 | 0.056146 | 0.056987 | 0.05797 | 0.058621 | 0.059368 | 0.059994 | 0.060729
SCE | MW | Residential | Res - Multi Family | Lighting | No | Lighting - Halogen Lamp (A-Line) | 0.024551 | 0.025229 | 0.025919 | 0.026584 | 0.027223 | 0 | 0 | 0 | 0 | 0 | 0 | 0
SCE | MW | Residential | Res - Multi Family | Lighting | No | Lighting - Halogen Lamp (Reflector) | 0.00067354 | 0.0014379 | 0.0022149 | 0.0029672 | 0.027223 | 0.027825 | 0.028488 | 0.029078 | 0.029639 | 0.030188 | 0.030716 | 0.031244
SCE | MW | Residential | Res - Multi Family | Lighting | No | Lighting - Induction Fixture (Outdoor) | 0.0044221 | 0.0044642 | 0.0045074 | 0.0045487 | 0.004588 | 0.0046245 | 0.0046657 | 0.0047014 | 0.0047349 | 0.0047675 | 0.0047986 | 0.0048297
SCE | MW | Residential | Res - Multi Family | SHW | No | SHW - EF Rated Instantaneous Water Heater (Electric) | 7.5594 | 7.6315 | 7.7052 | 7.7758 | 7.843 | 7.9055 | 7.9759 | 8.0369 | 8.0942 | 8.15 | 8.2031 | 8.2563
SCE | MW | Residential | Res - Multi Family | WholeBlg | No | WholeBlg - Low Income | 59.0815 | 58.9112 | 58.7415 | 58.5722 | 58.4034 | 45.2939 | 45.1634 | 45.0333 | 44.9035 | 44.7741 | 44.6451 | 44.5164
SCE | MW | Residential | Res - Single Family | AppPlug | Yes | AppPlug - Clothes Washer (Electric) - Emerging | 5.2759 | 5.3301 | 3.5146 | 3.5495 | 3.5827 | 2.9613 | 2.9898 | 3.0148 | 3.0384 | 3.0615 | 3.0835 | 3.1057
SCE | MW | Residential | Res - Single Family | AppPlug | Yes | AppPlug - Dishwasher (Electric) - Emerging | 0.65366 | 0.66039 | 0.66727 | 0.67388 | 0.6802 | 0.68611 | 0.69271 | 0.6985 | 0.70398 | 0.70932 | 0.71444 | 0.71956
SCE | MW | Residential | Res - Single Family | AppPlug | Yes | AppPlug - HP Clothes Dryer - Emerging | 0 | 0 | 0 | 93.8067 | 94.6862 | 95.5087 | 96.4283 | 97.2343 | 97.9964 | 98.74 | 99.4524 | 100.1656
SCE | MW | Residential | Res - Single Family | AppPlug | Yes | AppPlug - Smart Strip Home Office - Emerging | 8.8974 | 8.989 | 9.0826 | 9.1726 | 9.2586 | 9.3391 | 9.429 | 9.5078 | 9.5823 | 9.655 | 9.7247 | 9.7944
SCE | MW | Residential | Res - Single Family | AppPlug | Yes | AppPlug - Smart Strip Home Theater - Emerging | 8.0886 | 8.1718 | 8.2569 | 8.3387 | 8.4169 | 8.49 | 8.5718 | 8.6434 | 8.7112 | 8.7773 | 8.8406 | 8.904
SCE | MW | Residential | Res - Single Family | AppPlug | No | AppPlug - Computer Monitor | 1.9567 | 1.9768 | 1.9974 | 2.0172 | 2.0361 | 2.0538 | 2.0736 | 2.0909 | 2.1073 | 2.1233 | 2.1386 | 2.154
SCE | MW | Residential | Res - Single Family | AppPlug | No | AppPlug - Desktop Computer (Res - ES Plus) | 2.777 | 2.8056 | 2.8348 | 2.8629 | 2.8897 | 2.9149 | 2.9429 | 2.9675 | 2.9908 | 3.0135 | 3.0352 | 3.057
SCE | MW | Residential | Res - Single Family | AppPlug | No | AppPlug - Recycle Refrigerator | 166.4787 | 165.9936 | 165.5098 | 165.0275 | 164.5467 | 164.0672 | 163.5891 | 163.1125 | 162.6372 | 162.1634 | 161.6909 | 161.2198
SCE | MW | Residential | Res - Single Family | AppPlug | No | AppPlug - Self-Contained Refrigerator | 49.6642 | 50.1752 | 0 | 0 | 0 | 0 | 0 | 0 | 0 | 0 | 0 | 0
SCE | MW | Residential | Res - Single Family | AppPlug | No | AppPlug - Variable Speed Pool Pump | 218.6284 | 220.8777 | 223.1788 | 225.3907 | 227.504 | 229.4802 | 231.6896 | 233.6264 | 235.4574 | 237.244 | 238.9557 | 240.6693
SCE | MW | Residential | Res - Single Family | BldgEnv | No | BldgEnv - Window Film | 0 | 767.2862 | 765.0707 | 762.8618 | 760.6594 | 758.4632 | 756.2735 | 754.0903 | 751.9131 | 749.7427 | 747.5781 | 745.4201
SCE | MW | Residential | Res - Single Family | HVAC | No | HVAC - Direct Evaporative Cooler | 304.7822 | 303.9023 | 303.0248 | 302.1499 | 301.2776 | 300.4078 | 299.5405 | 298.6757 | 297.8134 | 296.9538 | 296.0964 | 295.2417
SCE | MW | Residential | Res - Single Family | HVAC | No | HVAC - Repair Duct System | 0 | 0 | 0 | 175.2628 | 174.7568 | 174.2522 | 173.7492 | 173.2476 | 172.7474 | 172.2488 | 171.7514 | 171.2557
SCE | MW | Residential | Res - Single Family | HVAC | No | HVAC - SEER Rated Split System AC (Recharge) | 0 | 0 | 0 | 0 | 579.7086 | 578.0349 | 576.3661 | 574.7022 | 573.043 | 571.3888 | 569.7391 | 568.0945
SCE | MW | Residential | Res - Single Family | HVAC | No | HVAC - SEER Rated Split System AC (SEER 15) | 3.6308 | 7.754 | 5.5478 | 7.4349 | 9.255 | 10.9827 | 12.8645 | 14.5634 | 16.1908 | 17.7872 | 19.3327 | 20.8783
SCE | MW | Residential | Res - Single Family | Lighting | Yes | Lighting - LED Lamp (Basic High - Indoor) - Emerging | 50.3246 | 52.3788 | 54.2862 | 55.8118 | 57.3315 | 12.1516 | 12.4378 | 12.6703 | 12.8991 | 13.085 | 13.268 | 13.4524
SCE | MW | Residential | Res - Single Family | Lighting | Yes | Lighting - LED Lamp (Basic Low - Indoor) - Emerging | 65.2044 | 67.4508 | 69.5503 | 71.2539 | 72.9451 | 13.4226 | 13.7033 | 13.933 | 14.1581 | 14.3823 | 14.5656 | 14.7501
SCE | MW | Residential | Res - Single Family | Lighting | Yes | Lighting - LED Lamp (Reflector - Indoor) - Emerging | 31.127 | 32.2857 | 33.3653 | 34.2353 | 35.1005 | 35.8462 | 36.6375 | 37.283 | 37.9166 | 38.4369 | 38.9481 | 39.463
SCE | MW | Residential | Res - Single Family | Lighting | Yes | Lighting - LED Lamp (Specialty - Indoor) - Emerging | 32.0847 | 33.7895 | 35.3594 | 36.5919 | 37.8253 | 38.8744 | 39.9773 | 40.8647 | 41.7422 | 42.6202 | 43.308 | 44.0016
SCE | MW | Residential | Res - Single Family | Lighting | Yes | Lighting - LED Plug-In Indoor Fixture - Emerging | 2.3145 | 2.3907 | 2.4569 | 2.4996 | 2.5534 | 0.19148 | 0.19471 | 0.19863 | 0.20114 | 0.20408 | 0.20651 | 0.20943
SCE | MW | Residential | Res - Single Family | Lighting | No | Lighting - Compact Fluorescent Fixture (Indoor) | 0.18147 | 0.18341 | 0.18538 | 0.18728 | 0.1891 | 0 | 0 | 0 | 0 | 0 | 0 | 0
SCE | MW | Residential | Res - Single Family | Lighting | No | Lighting - Halogen Lamp (A-Line) | 0.13835 | 0.14227 | 0.14627 | 0.15013 | 0.15384 | 0 | 0 | 0 | 0 | 0 | 0 | 0
SCE | MW | Residential | Res - Single Family | Lighting | No | Lighting - Halogen Lamp (Reflector) | 0.0037954 | 0.0081056 | 0.012491 | 0.01674 | 0.15384 | 0.15735 | 0.1612 | 0.16464 | 0.16793 | 0.17114 | 0.17424 | 0.17735
SCE | MW | Residential | Res - Single Family | SHW | No | SHW - EF Rated Instantaneous Water Heater (Electric) | 8.4694 | 8.5566 | 8.6457 | 8.7314 | 8.8133 | 8.8898 | 8.9754 | 9.0504 | 9.1214 | 9.1906 | 9.2569 | 9.3233
SCE | MW | Residential | Res - Single Family | WholeBlg | No | WholeBlg - Low Income | 40.757 | 40.6396 | 40.5225 | 40.4057 | 40.2892 | 31.2458 | 31.1557 | 31.0659 | 30.9764 | 30.8871 | 30.7982 | 30.7094
SCG | MM Therms | Residential | Res - Multi Family | AppPlug | Yes | AppPlug - Clothes Washer (Gas) - Emerging | 37.1029 | 37.4467 | 24.668 | 24.8881 | 25.0995 | 20.7277 | 20.9184 | 21.0734 | 21.2184 | 21.3589 | 21.4922 | 21.6256
SCG | MM Therms | Residential | Res - Multi Family | AppPlug | Yes | AppPlug - Dishwasher (Gas) - Emerging | 4.4138 | 4.4547 | 4.4967 | 4.5369 | 4.5754 | 4.6112 | 4.6536 | 4.6881 | 4.7203 | 4.7516 | 4.7812 | 4.8109
SCG | MM Therms | Residential | Res - Multi Family | HVAC | No | HVAC - Gas Furnace | 6.3903 | 6.3902 | 6.3905 | 6.3902 | 6.3893 | 6.3874 | 6.3881 | 6.3858 | 6.3828 | 6.3793 | 6.3754 | 6.3714
SCG | MM Therms | Residential | Res - Multi Family | SHW | Yes | SHW - EF Rated Storage Water Heater (Gas) - Emerging | 0 | 0 | 26.6693 | 26.9362 | 27.1929 | 27.4317 | 27.7134 | 27.9439 | 28.1599 | 28.3695 | 28.5687 | 28.7681
SCG | MM Therms | Residential | Res - Multi Family | SHW | No | ProcHeat - Boiler Controls | 0 | 0 | 0 | 0 | 21.9311 | 22.1025 | 22.3058 | 22.4711 | 22.6257 | 22.7755 | 22.9177 | 23.06
SCG | MM Therms | Residential | Res - Multi Family | SHW | No | SHW - EF Rated Storage Water Heater (Gas) | 28.6974 | 28.9387 | 0 | 0 | 0 | 0 | 0 | 0 | 0 | 0 | 0 | 0
SCG | MM Therms | Residential | Res - Multi Family | WholeBlg | No | WholeBlg - Low Income | 11.0017 | 10.9698 | 10.9379 | 10.9061 | 10.8745 | 8.4333 | 8.4089 | 8.3844 | 8.3601 | 8.3358 | 8.3116 | 8.2875
SCG | MM Therms | Residential | Res - Single Family | AppPlug | Yes | AppPlug - Clothes Washer (Gas) - Emerging | 68.4211 | 69.085 | 45.5292 | 45.9548 | 46.3645 | 38.3048 | 38.6729 | 38.9753 | 39.2592 | 39.5349 | 39.7973 | 40.0601
SCG | MM Therms | Residential | Res - Single Family | AppPlug | Yes | AppPlug - Dishwasher (Gas) - Emerging | 19.8455 | 20.0381 | 20.2359 | 20.425 | 20.6072 | 20.7768 | 20.9765 | 21.1405 | 21.2945 | 21.4441 | 21.5864 | 21.7289
SCG | MM Therms | Residential | Res - Single Family | HVAC | No | HVAC - Gas Furnace | 58.5054 | 58.7841 | 59.0723 | 59.3453 | 59.6058 | 59.8442 | 60.1367 | 60.3653 | 60.5761 | 60.7792 | 60.9695 | 61.1603
SCG | MM Therms | Residential | Res - Single Family | SHW | Yes | SHW - EF Rated Storage Water Heater (Gas) - Emerging | 0 | 0 | 120.5474 | 121.9112 | 123.2264 | 124.4554 | 125.8917 | 127.081 | 128.2011 | 129.2902 | 130.3295 | 131.3699
SCG | MM Therms | Residential | Res - Single Family | SHW | No | SHW - EF Rated Storage Water Heater (Gas) | 133.133 | 134.4249 | 0 | 0 | 0 | 0 | 0 | 0 | 0 | 0 | 0 | 0
SCG | MM Therms | Residential | Res - Single Family | WholeBlg | No | WholeBlg - Low Income | 6.267 | 6.2488 | 6.2307 | 6.2126 | 6.1945 | 4.804 | 4.79 | 4.7761 | 4.7622 | 4.7484 | 4.7346 | 4.7209
SDG&E | GWh | Residential | Res - Multi Family | AppPlug | Yes | AppPlug - Clothes Washer (Electric) - Emerging | 25.3371 | 25.6052 | 16.8889 | 17.058 | 17.2147 | 14.2157 | 14.2985 | 14.4001 | 14.497 | 14.5838 | 14.6627 | 14.7416
SDG&E | GWh | Residential | Res - Multi Family | AppPlug | Yes | AppPlug - Dishwasher (Electric) - Emerging | 1.3163 | 1.3302 | 1.3445 | 1.358 | 1.3704 | 1.3811 | 1.3891 | 1.399 | 1.4084 | 1.4169 | 1.4245 | 1.4322
SDG&E | GWh | Residential | Res - Multi Family | AppPlug | Yes | AppPlug - HP Clothes Dryer - Emerging | 0 | 0 | 0 | 42.4947 | 42.885 | 43.2185 | 43.4703 | 43.7792 | 44.0737 | 44.3378 | 44.5774 | 44.8174
SDG&E | GWh | Residential | Res - Multi Family | AppPlug | Yes | AppPlug - Smart Strip Home Office - Emerging | 6.0902 | 6.1547 | 6.2207 | 6.2829 | 6.3406 | 6.39 | 6.4272 | 6.4729 | 6.5164 | 6.5554 | 6.5909 | 6.6264
SDG&E | GWh | Residential | Res - Multi Family | AppPlug | Yes | AppPlug - Smart Strip Home Theater - Emerging | 6.2047 | 6.2704 | 6.3377 | 6.4011 | 6.4599 | 6.5101 | 6.5481 | 6.5946 | 6.639 | 6.6787 | 6.7148 | 6.751
SDG&E | GWh | Residential | Res - Multi Family | AppPlug | No | AppPlug - Computer Monitor | 0.15642 | 0.15808 | 0.15978 | 0.16137 | 0.16286 | 0.16412 | 0.16508 | 0.16625 | 0.16737 | 0.16837 | 0.16928 | 0.1702
SDG&E | GWh | Residential | Res - Multi Family | AppPlug | No | AppPlug - Desktop Computer (Res - ES Plus) | 0 | 0 | 16.9751 | 17.145 | 17.3025 | 17.437 | 17.5386 | 17.6632 | 17.7821 | 17.8886 | 17.9853 | 18.0821
SDG&E | GWh | Residential | Res - Multi Family | AppPlug | No | AppPlug - Recycle Refrigerator | 21.1111 | 21.0483 | 20.9857 | 20.9233 | 20.8611 | 20.799 | 20.7372 | 20.6755 | 20.614 | 20.5527 | 20.4916 | 20.4307
SDG&E | GWh | Residential | Res - Multi Family | AppPlug | No | AppPlug - Self-Contained Refrigerator | 32.1184 | 32.4583 | 0 | 0 | 0 | 0 | 0 | 0 | 0 | 0 | 0 | 0
SDG&E | GWh | Residential | Res - Multi Family | BldgEnv | No | BldgEnv - Attic Batt Insulation | 2.1785 | 2.1712 | 2.164 | 2.1569 | 2.1497 | 2.1426 | 2.1354 | 2.1283 | 2.1213 | 2.1142 | 2.1072 | 2.1002
SDG&E | GWh | Residential | Res - Multi Family | BldgEnv | No | BldgEnv - Wall Spray On Insulation | 0 | 0 | 0 | 0 | 0 | 0.35042 | 0.34925 | 0.34809 | 0.34694 | 0.34578 | 0.34464 | 0.34349
SDG&E | GWh | Residential | Res - Multi Family | BldgEnv | No | BldgEnv - Window Film | 0 | 0 | 0 | 37.3674 | 37.2434 | 37.1198 | 36.9965 | 36.8736 | 36.7512 | 36.6291 | 36.5075 | 36.3862
SDG&E | GWh | Residential | Res - Multi Family | HVAC | No | HVAC - SEER Rated Split System AC (SEER 15) | 5.2661 | 5.3302 | 2.5052 | 2.5341 | 2.5608 | 2.5838 | 2.6014 | 2.6228 | 2.6432 | 2.6616 | 2.6784 | 2.6952
SDG&E | GWh | Residential | Res - Multi Family | Lighting | Yes | Lighting - LED Lamp (Basic High - Indoor) - Emerging | 32.4191 | 33.7886 | 35.0645 | 36.0833 | 37.0873 | 7.8586 | 8.0172 | 8.1613 | 8.3038 | 8.4137 | 8.5193 | 8.6257
SDG&E | GWh | Residential | Res - Multi Family | Lighting | Yes | Lighting - LED Lamp (Basic High - Outdoor) - Emerging | 2.4388 | 2.5268 | 2.609 | 2.6749 | 2.7395 | 0.48225 | 0.49068 | 0.4984 | 0.50603 | 0.51192 | 0.51757 | 0.52324
SDG&E | GWh | Residential | Res - Multi Family | Lighting | Yes | Lighting - LED Lamp (Basic Low - Indoor) - Emerging | 25.1389 | 25.9627 | 26.7385 | 27.3714 | 27.9902 | 5.1423 | 5.2258 | 5.3046 | 5.3821 | 5.4562 | 5.5146 | 5.5734
SDG&E | GWh | Residential | Res - Multi Family | Lighting | Yes | Lighting - LED Lamp (Basic Low - Outdoor) - Emerging | 4.4235 | 4.5509 | 4.6709 | 4.7691 | 4.8648 | 0.8496 | 0.86178 | 0.87336 | 0.88473 | 0.89556 | 0.90411 | 0.9127
SDG&E | GWh | Residential | Res - Multi Family | Lighting | Yes | Lighting - LED Lamp (Reflector - Indoor) - Emerging | 11.1089 | 11.4897 | 11.8476 | 12.1383 | 12.423 | 12.6602 | 12.8739 | 13.0742 | 13.2713 | 13.4263 | 13.5743 | 13.7232
SDG&E | GWh | Residential | Res - Multi Family | Lighting | Yes | Lighting - LED Lamp (Reflector - Outdoor) - Emerging | 0.13187 | 0.13587 | 0.13963 | 0.14269 | 0.14568 | 0.14816 | 0.15038 | 0.15248 | 0.15454 | 0.15616 | 0.1577 | 0.15925
SDG&E | GWh | Residential | Res - Multi Family | Lighting | Yes | Lighting - LED Lamp (Specialty - Indoor) - Emerging | 13.511 | 14.1321 | 14.7091 | 15.1669 | 15.6192 | 15.9944 | 16.341 | 16.6524 | 16.9608 | 17.2593 | 17.4874 | 17.7171
SDG&E | GWh | Residential | Res - Multi Family | Lighting | Yes | Lighting - LED Lamp (Specialty - Outdoor) - Emerging | 0.79237 | 0.84312 | 0.88963 | 0.92557 | 0.96134 | 0.99081 | 1.0187 | 1.0427 | 1.0665 | 1.0898 | 1.107 | 1.1244
SDG&E | GWh | Residential | Res - Multi Family | Lighting | Yes | Lighting - LED Plug-In Indoor Fixture - Emerging | 3.4654 | 3.5655 | 3.6545 | 3.7149 | 3.7866 | 0.28327 | 0.28664 | 0.29147 | 0.29467 | 0.29819 | 0.30102 | 0.30441
SDG&E | GWh | Residential | Res - Multi Family | Lighting | Yes | Lighting - LED Plug-In Outdoor Fixture - Emerging | 3.8153 | 3.9011 | 3.9786 | 4.0339 | 4.097 | 0.21884 | 0.22095 | 0.22392 | 0.22599 | 0.2282 | 0.23 | 0.2321
SDG&E | GWh | Residential | Res - Multi Family | Lighting | No | Lighting - Compact Fluorescent Fixture (Indoor) | 0.71376 | 0.72202 | 0.73047 | 0.73845 | 0.74585 | 0 | 0 | 0 | 0 | 0 | 0 | 0
SDG&E | GWh | Residential | Res - Multi Family | Lighting | No | Lighting - Halogen Lamp (A-Line) | 0.1038 | 0.10687 | 0.11 | 0.11298 | 0.11578 | 0 | 0 | 0 | 0 | 0 | 0 | 0
SDG&E | GWh | Residential | Res - Multi Family | Lighting | No | Lighting - Halogen Lamp (Reflector) | 0.0031991 | 0.0066015 | 0.010066 | 0.013376 | 0.016499 | 0.019282 | 0.021575 | 0.1225 | 0.12471 | 0.12674 | 0.12863 | 0.13052
SDG&E | GWh | Residential | Res - Multi Family | Lighting | No | Lighting - Induction Fixture (Outdoor) | 0.010927 | 0.011042 | 0.011161 | 0.011272 | 0.011376 | 0.011464 | 0.011531 | 0.011613 | 0.011691 | 0.011761 | 0.011825 | 0.011889
SDG&E | GWh | Residential | Res - Multi Family | Lighting | No | Lighting - Night Light Fixture (LED) | 5.6538 | 5.7136 | 5.7749 | 5.8327 | 5.8862 | 5.932 | 5.9666 | 6.009 | 6.0494 | 6.0856 | 6.1185 | 6.1515
SDG&E | GWh | Residential | Res - Multi Family | Lighting | No | Lighting - Plug-In Fixture (Exterior) | 8.8166 | 8.9099 | 9.0055 | 9.0956 | 9.1792 | 0 | 0 | 0 | 0 | 0 | 0 | 0
SDG&E | GWh | Residential | Res - Multi Family | Lighting | No | Lighting - Seasonal Lighting | 6.4691 | 6.5376 | 6.6077 | 6.6738 | 6.7351 | 6.7875 | 6.8271 | 6.8756 | 6.9218 | 6.9633 | 7.0009 | 7.0386
SDG&E | GWh | Residential | Res - Multi Family | SHW | No | SHW - EF Rated Instantaneous Water Heater (Electric) | 7.6599 | 7.741 | 7.824 | 7.9023 | 7.9749 | 8.0369 | 8.0837 | 8.1412 | 8.1959 | 8.245 | 8.2896 | 8.3342
SDG&E | GWh | Residential | Res - Multi Family | WholeBlg | No | WholeBlg - Low Income | 59.3376 | 59.1644 | 58.9919 | 58.8198 | 58.6482 | 45.4822 | 45.3496 | 45.2175 | 45.0855 | 44.954 | 44.8229 | 44.6923
SDG&E | GWh | Residential | Res - Single Family | AppPlug | Yes | AppPlug - Clothes Washer (Electric) - Emerging | 21.2006 | 21.4324 | 14.1416 | 14.2881 | 14.4242 | 11.9154 | 11.9889 | 12.0781 | 12.1633 | 12.2402 | 12.3104 | 12.3806
SDG&E | GWh | Residential | Res - Single Family | AppPlug | Yes | AppPlug - Dishwasher (Electric) - Emerging | 3.0871 | 3.1208 | 3.1554 | 3.1881 | 3.2185 | 3.2446 | 3.2646 | 3.2889 | 3.3121 | 3.333 | 3.3521 | 3.3713
SDG&E | GWh | Residential | Res - Single Family | AppPlug | Yes | AppPlug - HP Clothes Dryer - Emerging | 0 | 0 | 0 | 158.9101 | 160.4242 | 161.7266 | 162.7236 | 163.9343 | 165.0914 | 166.1347 | 167.0869 | 168.0404
SDG&E | GWh | Residential | Res - Single Family | AppPlug | Yes | AppPlug - Smart Strip Home Office - Emerging | 16.1163 | 16.2926 | 16.4732 | 16.6438 | 16.8024 | 16.9388 | 17.0432 | 17.17 | 17.2912 | 17.4005 | 17.5002 | 17.6001
SDG&E | GWh | Residential | Res - Single Family | AppPlug | Yes | AppPlug - Smart Strip Home Theater - Emerging | 16.4194 | 16.599 | 16.783 | 16.9568 | 17.1184 | 17.2574 | 17.3637 | 17.4929 | 17.6164 | 17.7277 | 17.8293 | 17.9311
SDG&E | GWh | Residential | Res - Single Family | AppPlug | No | AppPlug - Computer Monitor | 0.61453 | 0.62125 | 0.62814 | 0.63464 | 0.64069 | 0.64589 | 0.64987 | 0.65471 | 0.65933 | 0.6635 | 0.6673 | 0.67111
SDG&E | GWh | Residential | Res - Single Family | AppPlug | No | AppPlug - Desktop Computer (Res - ES Plus) | 0 | 0 | 56.8747 | 57.4639 | 58.0114 | 58.4823 | 58.8429 | 59.2807 | 59.6991 | 60.0764 | 60.4207 | 60.7655
SDG&E | GWh | Residential | Res - Single Family | AppPlug | No | AppPlug - Recycle Refrigerator | 128.3137 | 127.932 | 127.5515 | 127.1722 | 126.7939 | 126.4168 | 126.0408 | 125.666 | 125.2923 | 124.9197 | 124.5482 | 124.1778
SDG&E | GWh | Residential | Res - Single Family | AppPlug | No | AppPlug - Self-Contained Refrigerator | 78.392 | 79.2493 | 0 | 0 | 0 | 0 | 0 | 0 | 0 | 0 | 0 | 0
SDG&E | GWh | Residential | Res - Single Family | AppPlug | No | AppPlug - Variable Speed Pool Pump | 207.2985 | 209.5657 | 211.8882 | 214.0832 | 216.1229 | 217.8774 | 219.2206 | 220.8517 | 222.4106 | 223.816 | 225.0989 | 226.3834
SDG&E | GWh | Residential | Res - Single Family | BldgEnv | No | BldgEnv - Attic Batt Insulation | 14.1992 | 14.1572 | 14.1153 | 14.0735 | 14.0318 | 13.9903 | 13.9489 | 13.9076 | 13.8664 | 13.8254 | 13.7845 | 13.7437
SDG&E | GWh | Residential | Res - Single Family | BldgEnv | No | BldgEnv - Wall Spray On Insulation | 9.1127 | 9.0857 | 9.0588 | 9.032 | 9.0052 | 8.9786 | 8.952 | 8.9255 | 8.8991 | 8.8727 | 8.8465 | 8.8203
SDG&E | GWh | Residential | Res - Single Family | BldgEnv | No | BldgEnv - Window Film | 0 | 0 | 0 | 222.8635 | 222.2035 | 221.5459 | 220.8901 | 220.2361 | 219.5842 | 218.9344 | 218.2864 | 217.6401
SDG&E | GWh | Residential | Res - Single Family | HVAC | No | HVAC - Direct Evaporative Cooler | 0 | 0 | 0 | 0 | 0 | 0 | 0 | 0 | 166.1466 | 165.6549 | 165.1646 | 164.6756
SDG&E | GWh | Residential | Res - Single Family | HVAC | No | HVAC - SEER Rated Split System AC (Recharge) | 0 | 0 | 0 | 0 | 0 | 0 | 0 | 0 | 0 | 64.9731 | 64.7808 | 64.589
SDG&E | GWh | Residential | Res - Single Family | HVAC | No | HVAC - SEER Rated Split System AC (SEER 15) | 28.4302 | 28.6889 | 13.4431 | 13.5592 | 13.6668 | 13.7587 | 13.8278 | 13.9129 | 1.2493 | 1.3596 | 1.4631 | 1.5666
SDG&E | GWh | Residential | Res - Single Family | Lighting | Yes | Lighting - LED Lamp (Basic High - Indoor) - Emerging | 101.8592 | 106.0757 | 110.0011 | 113.1328 | 116.2208 | 24.6171 | 25.1066 | 25.5504 | 25.9893 | 26.3283 | 26.6547 | 26.9833
SDG&E | GWh | Residential | Res - Single Family | Lighting | Yes | Lighting - LED Lamp (Basic High - Outdoor) - Emerging | 26.6243 | 27.5216 | 28.3628 | 29.0436 | 29.711 | 5.2259 | 5.3128 | 5.3937 | 5.4734 | 5.536 | 5.5958 | 5.656
SDG&E | GWh | Residential | Res - Single Family | Lighting | Yes | Lighting - LED Lamp (Basic Low - Indoor) - Emerging | 101.6027 | 105.1612 | 108.4965 | 111.1937 | 113.8401 | 20.934 | 21.2951 | 21.6303 | 21.9609 | 22.2784 | 22.527 | 22.7771
SDG&E | GWh | Residential | Res - Single Family | Lighting | Yes | Lighting - LED Lamp (Basic Low - Outdoor) - Emerging | 26.8022 | 27.6208 | 28.3918 | 29.0214 | 29.6366 | 5.1808 | 5.2599 | 5.3348 | 5.4084 | 5.4787 | 5.5343 | 5.5903
SDG&E | GWh | Residential | Res - Single Family | Lighting | Yes | Lighting - LED Lamp (Reflector - Indoor) - Emerging | 74.8646 | 77.6944 | 80.3382 | 82.4626 | 84.5517 | 86.2914 | 87.8803 | 89.3386 | 90.7788 | 91.8999 | 92.9764 | 94.0598
SDG&E | GWh | Residential | Res - Single Family | Lighting | Yes | Lighting - LED Lamp (Reflector - Outdoor) - Emerging | 31.9971 | 32.9793 | 33.9042 | 34.6591 | 35.3969 | 36.0129 | 36.5657 | 37.0876 | 37.601 | 38.0074 | 38.3951 | 38.7849
SDG&E | GWh | Residential | Res - Single Family | Lighting | Yes | Lighting - LED Lamp (Specialty - Indoor) - Emerging | 57.7465 | 60.8487 | 63.712 | 65.9564 | 68.1839 | 70.0289 | 71.7578 | 73.2768 | 74.7858 | 76.2556 | 77.3649 | 78.4824
SDG&E | GWh | Residential | Res - Single Family | Lighting | Yes | Lighting - LED Lamp (Specialty - Outdoor) - Emerging | 13.1488 | 13.9854 | 14.7533 | 15.3484 | 15.9412 | 16.4308 | 16.8944 | 17.2939 | 17.6917 | 18.081 | 18.3706 | 18.6626
SDG&E | GWh | Residential | Res - Single Family | Lighting | Yes | Lighting - LED Plug-In Indoor Fixture - Emerging | 8.4957 | 8.7801 | 9.0285 | 9.1888 | 9.3869 | 0.70346 | 0.71278 | 0.72638 | 0.73493 | 0.74466 | 0.75237 | 0.76181
SDG&E | GWh | Residential | Res - Single Family | Lighting | Yes | Lighting - LED Plug-In Outdoor Fixture - Emerging | 19.1008 | 19.5825 | 20.0141 | 20.3143 | 20.6641 | 1.1052 | 1.1171 | 1.1338 | 1.1452 | 1.1576 | 1.1676 | 1.1795
SDG&E | GWh | Residential | Res - Single Family | Lighting | No | Lighting - Compact Fluorescent Fixture (Indoor) | 0.51498 | 0.52076 | 0.52667 | 0.53226 | 0.53746 | 0 | 0 | 0 | 0 | 0 | 0 | 0
SDG&E | GWh | Residential | Res - Single Family | Lighting | No | Lighting - Halogen Lamp (A-Line) | 0.27469 | 0.28291 | 0.2913 | 0.29929 | 0.30678 | 0 | 0 | 0 | 0 | 0 | 0 | 0
SDG&E | GWh | Residential | Res - Single Family | Lighting | No | Lighting - Halogen Lamp (Reflector) | 0.0084657 | 0.017473 | 0.026647 | 0.035416 | 0.043693 | 0.05107 | 0.057151 | 0.32489 | 0.33087 | 0.33636 | 0.34146 | 0.34656
SDG&E | GWh | Residential | Res - Single Family | Lighting | No | Lighting - Night Light Fixture (LED) | 14.9614 | 15.125 | 15.2926 | 15.451 | 15.5983 | 15.7249 | 15.8218 | 15.9396 | 16.0521 | 16.1535 | 16.2461 | 16.3388
SDG&E | GWh | Residential | Res - Single Family | Lighting | No | Lighting - Plug-In Fixture (Exterior) | 29.1734 | 29.4924 | 29.8193 | 30.1282 | 30.4152 | 0 | 0 | 0 | 0 | 0 | 0 | 0
SDG&E | GWh | Residential | Res - Single Family | Lighting | No | Lighting - Seasonal Lighting | 31.5865 | 31.9319 | 32.2858 | 32.6203 | 32.9311 | 33.1984 | 33.4031 | 33.6516 | 33.8891 | 34.1033 | 34.2988 | 34.4945
SDG&E | GWh | Residential | Res - Single Family | SHW | No | SHW - EF Rated Instantaneous Water Heater (Electric) | 24.4429 | 24.7102 | 24.9841 | 25.2429 | 25.4834 | 25.6903 | 25.8486 | 26.041 | 26.2248 | 26.3905 | 26.5417 | 26.6932
SDG&E | GWh | Residential | Res - Single Family | WholeBlg | No | WholeBlg - Low Income | 15.9877 | 15.9412 | 15.8946 | 15.8481 | 15.8022 | 12.2546 | 12.2189 | 12.1833 | 12.1478 | 12.1123 | 12.0769 | 12.0418
SDG&E | MW | Residential | Res - Multi Family | AppPlug | Yes | AppPlug - Clothes Washer (Electric) - Emerging | 3.8743 | 3.9153 | 2.5825 | 2.6084 | 2.6323 | 2.1737 | 2.1864 | 2.2019 | 2.2168 | 2.23 | 2.2421 | 2.2542
SDG&E | MW | Residential | Res - Multi Family | AppPlug | Yes | AppPlug - Clothes Washer (Gas) - Emerging | 0.4363 | 0.44092 | 0.29083 | 0.29374 | 0.29644 | 0.24479 | 0.24622 | 0.24797 | 0.24964 | 0.25113 | 0.25249 | 0.25385
SDG&E | MW | Residential | Res - Multi Family | AppPlug | Yes | AppPlug - Dishwasher (Electric) - Emerging | 0.13127 | 0.13266 | 0.13408 | 0.13543 | 0.13667 | 0.13773 | 0.13854 | 0.13952 | 0.14046 | 0.1413 | 0.14206 | 0.14283
SDG&E | MW | Residential | Res - Multi Family | AppPlug | Yes | AppPlug - HP Clothes Dryer - Emerging | 0 | 0 | 0 | 6.4979 | 6.5575 | 6.6085 | 6.6471 | 6.6943 | 6.7393 | 6.7797 | 6.8163 | 6.853
SDG&E | MW | Residential | Res - Multi Family | AppPlug | Yes | AppPlug - Smart Strip Home Office - Emerging | 0.89075 | 0.90017 | 0.90983 | 0.91894 | 0.92738 | 0.93459 | 0.94003 | 0.94671 | 0.95308 | 0.95879 | 0.96398 | 0.96916
SDG&E | MW | Residential | Res - Multi Family | AppPlug | Yes | AppPlug - Smart Strip Home Theater - Emerging | 0.80977 | 0.81834 | 0.82712 | 0.8354 | 0.84307 | 0.84963 | 0.85458 | 0.86065 | 0.86644 | 0.87163 | 0.87634 | 0.88106
SDG&E | MW | Residential | Res - Multi Family | AppPlug | No | AppPlug - Computer Monitor | 0.081022 | 0.081879 | 0.082758 | 0.083586 | 0.084354 | 0.08501 | 0.085505 | 0.086113 | 0.086692 | 0.087211 | 0.087683 | 0.088155
SDG&E | MW | Residential | Res - Multi Family | AppPlug | No | AppPlug - Desktop Computer (Res - ES Plus) | 0 | 0 | 0.20048 | 0.20248 | 0.20434 | 0.20593 | 0.20713 | 0.2086 | 0.21001 | 0.21126 | 0.21241 | 0.21355
SDG&E | MW | Residential | Res - Multi Family | AppPlug | No | AppPlug - Recycle Refrigerator | 4.8199 | 4.8056 | 4.7913 | 4.777 | 4.7628 | 4.7486 | 4.7345 | 4.7204 | 4.7064 | 4.6924 | 4.6784 | 4.6645
SDG&E | MW | Residential | Res - Multi Family | AppPlug | No | AppPlug - Self-Contained Refrigerator | 7.333 | 7.4106 | 0 | 0 | 0 | 0 | 0 | 0 | 0 | 0 | 0 | 0
SDG&E | MW | Residential | Res - Multi Family | BldgEnv | No | BldgEnv - Attic Batt Insulation | 5.7344 | 5.7154 | 5.6964 | 5.6775 | 5.6587 | 5.6399 | 5.6211 | 5.6025 | 5.5839 | 5.5653 | 5.5468 | 5.5284
SDG&E | MW | Residential | Res - Multi Family | BldgEnv | No | BldgEnv - Wall Spray On Insulation | 0 | 0 | 0 | 0 | 0 | 0.57799 | 0.57607 | 0.57415 | 0.57225 | 0.57035 | 0.56845 | 0.56656
SDG&E | MW | Residential | Res - Multi Family | BldgEnv | No | BldgEnv - Window Film | 0 | 0 | 0 | 39.317 | 39.1865 | 39.0564 | 38.9267 | 38.7974 | 38.6686 | 38.5402 | 38.4122 | 38.2846
SDG&E | MW | Residential | Res - Multi Family | HVAC | No | HVAC - SEER Rated Split System AC (SEER 15) | 0.06236 | 0.12868 | 0.0911 | 0.12106 | 0.14932 | 0.17451 | 0.19526 | 0.21907 | 0.24208 | 0.26342 | 0.28342 | 0.30342
SDG&E | MW | Residential | Res - Multi Family | Lighting | Yes | Lighting - LED Lamp (Basic High - Indoor) - Emerging | 3.7239 | 3.8812 | 4.0278 | 4.1448 | 4.2602 | 0.90271 | 0.92093 | 0.93748 | 0.95385 | 0.96647 | 0.97861 | 0.99083
SDG&E | MW | Residential | Res - Multi Family | Lighting | Yes | Lighting - LED Lamp (Basic Low - Indoor) - Emerging | 2.9528 | 3.0495 | 3.1407 | 3.215 | 3.2877 | 0.60401 | 0.61382 | 0.62308 | 0.63218 | 0.64088 | 0.64775 | 0.65465
SDG&E | MW | Residential | Res - Multi Family | Lighting | Yes | Lighting - LED Lamp (Reflector - Indoor) - Emerging | 1.4633 | 1.5134 | 1.5606 | 1.5989 | 1.6364 | 1.6676 | 1.6958 | 1.7222 | 1.7481 | 1.7686 | 1.7881 | 1.8077
SDG&E | MW | Residential | Res - Multi Family | Lighting | Yes | Lighting - LED Lamp (Specialty - Indoor) - Emerging | 1.4691 | 1.5366 | 1.5993 | 1.6491 | 1.6983 | 1.7391 | 1.7768 | 1.8107 | 1.8442 | 1.8767 | 1.9015 | 1.9264
SDG&E | MW | Residential | Res - Multi Family | Lighting | Yes | Lighting - LED Plug-In Indoor Fixture - Emerging | 0.29774 | 0.30634 | 0.31399 | 0.31918 | 0.32534 | 0.024339 | 0.024628 | 0.025043 | 0.025318 | 0.02562 | 0.025864 | 0.026154
SDG&E | MW | Residential | Res - Multi Family | Lighting | No | Lighting - Compact Fluorescent Fixture (Indoor) | 0.061326 | 0.062035 | 0.062761 | 0.063446 | 0.064083 | 0 | 0 | 0 | 0 | 0 | 0 | 0
SDG&E | MW | Residential | Res - Multi Family | Lighting | No | Lighting - Halogen Lamp (A-Line) | 0.013878 | 0.014288 | 0.014707 | 0.015105 | 0.015479 | 0 | 0 | 0 | 0 | 0 | 0 | 0
SDG&E | MW | Residential | Res - Multi Family | Lighting | No | Lighting - Halogen Lamp (Reflector) | 0.00042771 | 0.0008826 | 0.0013458 | 0.0017883 | 0.0022059 | 0.0025779 | 0.0028845 | 0.016377 | 0.016674 | 0.016945 | 0.017197 | 0.01745
SDG&E | MW | Residential | Res - Multi Family | Lighting | No | Lighting - Induction Fixture (Outdoor) | 0.0024947 | 0.0025211 | 0.0025481 | 0.0025736 | 0.0025972 | 0.0026174 | 0.0026327 | 0.0026514 | 0.0026692 | 0.0026852 | 0.0026997 | 0.0027143
SDG&E | MW | Residential | Res - Multi Family | SHW | No | SHW - EF Rated Instantaneous Water Heater (Electric) | 1.5938 | 1.6107 | 1.628 | 1.6443 | 1.6594 | 1.6723 | 1.682 | 1.694 | 1.7054 | 1.7156 | 1.7249 | 1.7342
SDG&E | MW | Residential | Res - Multi Family | WholeBlg | No | WholeBlg - Low Income | 13.4519 | 13.4126 | 13.3735 | 13.3345 | 13.2956 | 10.3108 | 10.2808 | 10.2508 | 10.2209 | 10.1911 | 10.1614 | 10.1317
SDG&E | MW | Residential | Res - Single Family | AppPlug | Yes | AppPlug - Clothes Washer (Electric) - Emerging | 3.3743 | 3.4112 | 2.2508 | 2.2741 | 2.2958 | 1.8965 | 1.9082 | 1.9224 | 1.9359 | 1.9482 | 1.9593 | 1.9705
SDG&E | MW | Residential | Res - Single Family | AppPlug | Yes | AppPlug - Clothes Washer (Gas) - Emerging | 0.68559 | 0.69309 | 0.45732 | 0.46206 | 0.46646 | 0.38533 | 0.3877 | 0.39059 | 0.39334 | 0.39583 | 0.3981 | 0.40037
SDG&E | MW | Residential | Res - Single Family | AppPlug | Yes | AppPlug - Dishwasher (Electric) - Emerging | 0.23137 | 0.2339 | 0.23649 | 0.23894 | 0.24122 | 0.24318 | 0.24468 | 0.2465 | 0.24824 | 0.2498 | 0.25124 | 0.25267
SDG&E | MW | Residential | Res - Single Family | AppPlug | Yes | AppPlug - HP Clothes Dryer - Emerging | 0 | 0 | 0 | 25.2781 | 25.5189 | 25.7261 | 25.8847 | 26.0773 | 26.2613 | 26.4273 | 26.5788 | 26.7304
SDG&E | MW | Residential | Res - Single Family | AppPlug | Yes | AppPlug - Smart Strip Home Office - Emerging | 2.3572 | 2.3829 | 2.4093 | 2.4343 | 2.4575 | 2.4775 | 2.4927 | 2.5113 | 2.529 | 2.545 | 2.5596 | 2.5742
SDG&E | MW | Residential | Res - Single Family | AppPlug | Yes | AppPlug - Smart Strip Home Theater - Emerging | 2.1429 | 2.1663 | 2.1903 | 2.213 | 2.2341 | 2.2522 | 2.2661 | 2.283 | 2.2991 | 2.3136 | 2.3269 | 2.3402
SDG&E | MW | Residential | Res - Single Family | AppPlug | No | AppPlug - Computer Monitor | 0.3183 | 0.32179 | 0.32535 | 0.32872 | 0.33185 | 0.33455 | 0.33661 | 0.33912 | 0.34151 | 0.34367 | 0.34564 | 0.34761
SDG&E | MW | Residential | Res - Single Family | AppPlug | No | AppPlug - Desktop Computer (Res - ES Plus) | 0 | 0 | 0.67169 | 0.67865 | 0.68511 | 0.69067 | 0.69493 | 0.7001 | 0.70504 | 0.7095 | 0.71357 | 0.71764
SDG&E | MW | Residential | Res - Single Family | AppPlug | No | AppPlug - Recycle Refrigerator | 29.2954 | 29.2082 | 29.1214 | 29.0347 | 28.9484 | 28.8623 | 28.7764 | 28.6909 | 28.6055 | 28.5205 | 28.4357 | 28.3511
SDG&E | MW | Residential | Res - Single Family | AppPlug | No | AppPlug - Self-Contained Refrigerator | 17.8977 | 18.0934 | 0 | 0 | 0 | 0 | 0 | 0 | 0 | 0 | 0 | 0
SDG&E | MW | Residential | Res - Single Family | AppPlug | No | AppPlug - Variable Speed Pool Pump | 65.165 | 65.8777 | 66.6078 | 67.2978 | 67.939 | 68.4905 | 68.9128 | 69.4255 | 69.9155 | 70.3573 | 70.7606 | 71.1644
SDG&E | MW | Residential | Res - Single Family | BldgEnv | No | BldgEnv - Attic Batt Insulation | 45.4749 | 45.3403 | 45.206 | 45.0723 | 44.9388 | 44.8058 | 44.6732 | 44.5409 | 44.409 | 44.2776 | 44.1466 | 44.0159
SDG&E | MW | Residential | Res - Single Family | BldgEnv | No | BldgEnv - Wall Spray On Insulation | 8.9503 | 8.9238 | 8.8974 | 8.8711 | 8.8448 | 8.8186 | 8.7925 | 8.7665 | 8.7405 | 8.7147 | 8.6889 | 8.6631
SDG&E | MW | Residential | Res - Single Family | BldgEnv | No | BldgEnv - Window Film | 0 | 0 | 0 | 234.4911 | 233.7966 | 233.1047 | 232.4147 | 231.7266 | 231.0407 | 230.357 | 229.6751 | 228.9952
SDG&E | MW | Residential | Res - Single Family | HVAC | No | HVAC - Direct Evaporative Cooler | 0 | 0 | 0 | 0 | 0 | 0 | 0 | 0 | 213.0485 | 212.4181 | 211.7893 | 211.1623
SDG&E | MW | Residential | Res - Single Family | HVAC | No | HVAC - SEER Rated Split System AC (Recharge) | 0 | 0 | 0 | 0 | 0 | 0 | 0 | 0 | 0 | 93.8229 | 93.5452 | 93.2683
SDG&E | MW | Residential | Res - Single Family | HVAC | No | HVAC - SEER Rated Split System AC (SEER 15) | 0.54301 | 1.1207 | 0.79357 | 1.0547 | 1.3012 | 1.5209 | 1.702 | 1.9098 | 2.1108 | 2.2972 | 2.472 | 2.6468
SDG&E | MW | Residential | Res - Single Family | Lighting | Yes | Lighting - LED Lamp (Basic High - Indoor) - Emerging | 14.0746 | 14.6485 | 15.1815 | 15.605 | 16.0226 | 3.3923 | 3.4584 | 3.5181 | 3.5771 | 3.6224 | 3.6661 | 3.71
SDG&E | MW | Residential | Res - Single Family | Lighting | Yes | Lighting - LED Lamp (Basic Low - Indoor) - Emerging | 14.5347 | 15.0348 | 15.5023 | 15.8789 | 16.2483 | 2.9865 | 3.0369 | 3.0834 | 3.1293 | 3.1734 | 3.2077 | 3.2422
SDG&E | MW | Residential | Res - Single Family | Lighting | Yes | Lighting - LED Lamp (Reflector - Indoor) - Emerging | 10.875 | 11.2793 | 11.6561 | 11.9576 | 12.2542 | 12.5007 | 12.7261 | 12.9319 | 13.1351 | 13.2925 | 13.4436 | 13.5957
SDG&E | MW | Residential | Res - Single Family | Lighting | Yes | Lighting - LED Lamp (Specialty - Indoor) - Emerging | 7.766 | 8.1783 | 8.558 | 8.8545 | 9.1488 | 9.3921 | 9.6204 | 9.8199 | 10.0182 | 10.2113 | 10.3563 | 10.5024
SDG&E | MW | Residential | Res - Single Family | Lighting | Yes | Lighting - LED Plug-In Indoor Fixture - Emerging | 0.80726 | 0.83378 | 0.85686 | 0.87159 | 0.88992 | 0.06666 | 0.067518 | 0.068778 | 0.06956 | 0.070455 | 0.071161 | 0.072029
SDG&E | MW | Residential | Res - Single Family | Lighting | No | Lighting - Compact Fluorescent Fixture (Indoor) | 0.048934 | 0.049452 | 0.049984 | 0.050487 | 0.050953 | 0 | 0 | 0 | 0 | 0 | 0 | 0
SDG&E | MW | Residential | Res - Single Family | Lighting | No | Lighting - Halogen Lamp (A-Line) | 0.036725 | 0.037824 | 0.038946 | 0.040013 | 0.041016 | 0 | 0 | 0 | 0 | 0 | 0 | 0
SDG&E | MW | Residential | Res - Single Family | Lighting | No | Lighting - Halogen Lamp (Reflector) | 0.0011318 | 0.002336 | 0.0035626 | 0.0047349 | 0.0058416 | 0.0068278 | 0.0076409 | 0.043437 | 0.044235 | 0.044969 | 0.045652 | 0.046334
SDG&E | MW | Residential | Res - Single Family | SHW | No | SHW - EF Rated Instantaneous Water Heater (Electric) | 4.9972 | 5.0519 | 5.1079 | 5.1608 | 5.2099 | 5.2522 | 5.2846 | 5.3239 | 5.3615 | 5.3954 | 5.4263 | 5.4573
SDG&E | MW | Residential | Res - Single Family | WholeBlg | No | WholeBlg - Low Income | 3.6244 | 3.6139 | 3.6033 | 3.5928 | 3.5824 | 2.7781 | 2.77 | 2.762 | 2.7539 | 2.7459 | 2.7378 | 2.7299
SDG&E | MM Therms | Residential | Res - Multi Family | AppPlug | Yes | AppPlug - Clothes Washer (Gas) - Emerging | 12.2675 | 12.3973 | 8.1771 | 8.259 | 8.3348 | 6.8828 | 6.9229 | 6.9721 | 7.019 | 7.0611 | 7.0992 | 7.1375
SDG&E | MM Therms | Residential | Res - Multi Family | AppPlug | Yes | AppPlug - Dishwasher (Gas) - Emerging | 1.5521 | 1.5685 | 1.5853 | 1.6012 | 1.6159 | 1.6285 | 1.6379 | 1.6496 | 1.6607 | 1.6706 | 1.6797 | 1.6887
SDG&E | MM Therms | Residential | Res - Multi Family | BldgEnv | No | BldgEnv - Attic Batt Insulation | 0.58024 | 0.57831 | 0.57639 | 0.57448 | 0.57257 | 0.57067 | 0.56878 | 0.56689 | 0.56501 | 0.56313 | 0.56126 | 0.5594
SDG&E | MM Therms | Residential | Res - Multi Family | BldgEnv | No | BldgEnv - Wall Spray On Insulation | 0 | 0 | 0 | 0 | 0 | 0.50739 | 0.50571 | 0.50403 | 0.50235 | 0.50068 | 0.49902 | 0.49736
SDG&E | MM Therms | Residential | Res - Multi Family | HVAC | No | HVAC - Gas Furnace | 1.6248 | 1.6261 | 1.6275 | 1.6286 | 1.6294 | 1.6295 | 1.6287 | 1.6286 | 1.6283 | 1.6277 | 1.6268 | 1.626
SDG&E | MM Therms | Residential | Res - Multi Family | SHW | Yes | SHW - EF Rated Storage Water Heater (Gas) - Emerging | 0 | 0 | 10.7067 | 10.8241 | 10.933 | 11.0265 | 11.0976 | 11.1844 | 11.2672 | 11.3416 | 11.4095 | 11.4774
SDG&E | MM Therms | Residential | Res - Multi Family | SHW | No | ProcHeat - Boiler Controls | 8.3619 | 8.4503 | 8.541 | 8.6265 | 8.7057 | 8.7734 | 8.8245 | 8.8872 | 8.947 | 9.0006 | 9.0493 | 9.098
SDG&E | MM Therms | Residential | Res - Multi Family | SHW | No | SHW - EF Rated Storage Water Heater (Gas) | 11.3461 | 11.4549 | 0 | 0 | 0 | 0 | 0 | 0 | 0 | 0 | 0 | 0
SDG&E | MM Therms | Residential | Res - Multi Family | WholeBlg | No | WholeBlg - Low Income | 4.684 | 4.6704 | 4.6568 | 4.6432 | 4.6296 | 3.5903 | 3.5798 | 3.5694 | 3.559 | 3.5486 | 3.5383 | 3.528
SDG&E | MM Therms | Residential | Res - Single Family | AppPlug | Yes | AppPlug - Clothes Washer (Gas) - Emerging | 18.6592 | 18.8632 | 12.4464 | 12.5754 | 12.6952 | 10.4871 | 10.5517 | 10.6303 | 10.7053 | 10.7729 | 10.8347 | 10.8965
SDG&E | MM Therms | Residential | Res - Single Family | AppPlug | Yes | AppPlug - Dishwasher (Gas) - Emerging | 5.476 | 5.5359 | 5.5972 | 5.6552 | 5.7091 | 5.7554 | 5.7909 | 5.834 | 5.8752 | 5.9123 | 5.9462 | 5.9801
SDG&E | MM Therms | Residential | Res - Single Family | BldgEnv | No | BldgEnv - Attic Batt Insulation | 3.7266 | 3.7155 | 3.7045 | 3.6936 | 3.6826 | 3.6717 | 3.6609 | 3.65 | 3.6392 | 3.6284 | 3.6177 | 3.607
SDG&E | MM Therms | Residential | Res - Single Family | BldgEnv | No | BldgEnv - Wall Spray On Insulation | 5.1329 | 5.1177 | 5.1025 | 5.0874 | 5.0724 | 5.0574 | 5.0424 | 5.0275 | 5.0126 | 4.9978 | 4.983 | 4.9682
SDG&E | MM Therms | Residential | Res - Single Family | HVAC | Yes | HVAC - Gas Furnace - Emerging | 0 | 0 | 0 | 0 | 21.3035 | 21.2405 | 21.1776 | 21.1149 | 21.0524 | 20.9901 | 20.928 | 20.866
SDG&E | MM Therms | Residential | Res - Single Family | HVAC | No | HVAC - Gas Furnace | 15.1785 | 15.2561 | 15.3362 | 15.4109 | 0.59297 | 0.69308 | 0.77561 | 0.87033 | 0.96188 | 1.0468 | 1.1265 | 1.2062
SDG&E | MM Therms | Residential | Res - Single Family | HVAC | No | HVAC - SEER Rated Split System AC (Recharge) | 0 | 0 | 0 | 0 | 0 | 0 | 0 | 0 | 0 | 1.0328 | 1.0297 | 1.0266
SDG&E | MM Therms | Residential | Res - Single Family | SHW | Yes | SHW - EF Rated Storage Water Heater (Gas) - Emerging | 0 | 0 | 33.8291 | 34.2325 | 34.6082 | 34.933 | 35.1843 | 35.487 | 35.7767 | 36.0391 | 36.2795 | 36.5202
SDG&E | MM Therms | Residential | Res - Single Family | SHW | No | SHW - EF Rated Storage Water Heater (Gas) | 36.9612 | 37.3532 | 0 | 0 | 0 | 0 | 0 | 0 | 0 | 0 | 0 | 0
SDG&E | MM Therms | Residential | Res - Single Family | WholeBlg | No | WholeBlg - Low Income | 1.2621 | 1.2584 | 1.2547 | 1.251 | 1.2474 | 0.96736 | 0.96454 | 0.96174 | 0.95893 | 0.95613 | 0.95334 | 0.95057
PG&E | GWh | Commercial | Com - Assembly | AppPlug | No | AppPlug - Computer Monitor | 0.1077 | 0.21407 | 0.31804 | 0.42357 | 0.5268 | 0.62696 | 0.72243 | 0.81704 | 0.9092 | 1.0026 | 1.0964 | 1.1903
PG&E | GWh | Commercial | Com - Assembly | AppPlug | No | AppPlug - Desktop Computer (Com - Power Management) | 5.6923 | 5.7821 | 5.8692 | 5.9602 | 6.0487 | 6.1335 | 6.2117 | 6.2897 | 6.3649 | 6.4433 | 6.5236 | 6.6051
PG&E | GWh | Commercial | Com - Assembly | AppPlug | No | AppPlug - Occupancy Sensor Plug Strip | 2.3826 | 2.4202 | 2.4567 | 2.4948 | 2.5318 | 2.5673 | 2.6 | 2.6327 | 2.6642 | 2.697 | 2.7306 | 2.7647
PG&E | GWh | Commercial | Com - Assembly | AppPlug | No | AppPlug - Vending Machine Controls | 4.1349 | 4.2001 | 4.2634 | 4.3295 | 4.3938 | 4.4554 | 4.5122 | 4.5689 | 4.6235 | 4.6804 | 4.7388 | 4.798
PG&E | GWh | Commercial | Com - Assembly | BldgEnv | No | BldgEnv - Wall Spray On Insulation | 1.7295 | 1.7028 | 1.6766 | 1.6508 | 1.6254 | 1.6003 | 1.5757 | 1.5514 | 1.5275 | 1.504 | 1.4808 | 1.458
PG&E | GWh | Commercial | Com - Assembly | BldgEnv | No | BldgEnv - Window Film | 0 | 0 | 0 | 0 | 0 | 0 | 0 | 0 | 3.8661 | 3.8065 | 3.7479 | 3.6902
PG&E | GWh | Commercial | Com - Assembly | HVAC | Yes | HVAC - Advanced Package Rooftop AC (> EER 12) - Emerging | 0 | 28.3385 | 27.9021 | 27.4724 | 27.0493 | 26.6328 | 26.2226 | 25.8188 | 25.4212 | 25.0297 | 24.6443 | 24.2647
PG&E | GWh | Commercial | Com - Assembly | HVAC | No | HVAC - Demand Controlled Ventilation | 6.867 | 6.9728 | 7.0756 | 7.1829 | 7.2873 | 7.3871 | 7.4793 | 7.5712 | 7.6598 | 7.7521 | 7.8469 | 7.943
PG&E | GWh | Commercial | Com - Assembly | HVAC | No | HVAC - Direct Evaporative Cooler | 14.9508 | 15.1867 | 15.4156 | 15.6547 | 15.8871 | 16.1096 | 16.3151 | 16.5201 | 16.7176 | 16.9234 | 17.1344 | 17.3485
PG&E | GWh | Commercial | Com - Assembly | HVAC | No | HVAC - EER Rated Package Rooftop AC (EER 11) | 0 | 0 | 0 | 0 | 0 | 0 | 1.1574 | 1.309 | 1.4567 | 1.6062 | 1.7566 | 1.9071
PG&E | GWh | Commercial | Com - Assembly | HVAC | No | HVAC - SEER Rated Package Rooftop AC (Recharge) | 0 | 0 | 0 | 0 | 8.1461 | 8.0206 | 7.8971 | 7.7755 | 7.6558 | 7.5379 | 7.4218 | 7.3075
PG&E | GWh | Commercial | Com - Assembly | HVAC | No | HVAC - SEER Rated Package Rooftop AC (SEER 14) | 35.8621 | 36.3743 | 0 | 0 | 0 | 0 | 0 | 0 | 0 | 0 | 0 | 0
PG&E | GWh | Commercial | Com - Assembly | HVAC | No | HVAC - SEER Rated Package Rooftop AC (SEER 15) | 0 | 0 | 20.6607 | 20.9837 | 21.2979 | 21.5985 | 21.8763 | 22.1534 | 22.4204 | 22.6985 | 22.9838 | 23.273
PG&E | GWh | Commercial | Com - Assembly | HVAC | No | HVAC - SEER Rated Package Rooftop HP (SEER 15) | 24.3057 | 24.681 | 11.6282 | 11.8049 | 11.9767 | 12.1411 | 12.2928 | 12.4442 | 12.59 | 12.742 | 12.898 | 13.0563
PG&E | GWh | Commercial | Com - Assembly | HVAC | No | HVAC - SEER Rated Split System AC (SEER 14) | 17.827 | 18.1152 | 18.395 | 0 | 0 | 0 | 0 | 0 | 0 | 0 | 0 | 0
PG&E | GWh | Commercial | Com - Assembly | HVAC | No | HVAC - SEER Rated Split System AC (SEER 15) | 0 | 0 | 0 | 9.6059 | 9.7318 | 9.852 | 9.9626 | 10.073 | 10.1792 | 10.2903 | 10.4046 | 10.5207
PG&E | GWh | Commercial | Com - Assembly | HVAC | No | HVAC - SEER Rated Split System HP (SEER 15) | 6.887 | 7.0373 | 3.3352 | 3.4055 | 3.474 | 3.5398 | 3.6011 | 3.6622 | 3.7212 | 3.7822 | 3.8444 | 3.9072
PG&E | GWh | Commercial | Com - Assembly | Lighting | Yes | Lighting - LED Fixture (Replacing T8) - Emerging | 0 | 0 | 49.2518 | 51.4296 | 53.3389 | 55.2477 | 56.8323 | 58.4373 | 60.0378 | 61.6896 | 63.383 | 64.7948
PG&E | GWh | Commercial | Com - Assembly | Lighting | Yes | Lighting - LED Lamp (Basic High - Indoor) - Emerging | 7.4679 | 7.7207 | 7.9568 | 8.1663 | 8.3751 | 1.1036 | 1.1269 | 1.148 | 1.1687 | 1.1878 | 1.2073 | 1.2272
PG&E | GWh | Commercial | Com - Assembly | Lighting | Yes | Lighting - LED Lamp (Basic Low - Indoor) - Emerging | 12.0872 | 12.5135 | 12.911 | 13.2616 | 13.6112 | 2.1259 | 2.1721 | 2.2138 | 2.2548 | 2.2973 | 2.3358 | 2.3749
PG&E | GWh | Commercial | Com - Assembly | Lighting | Yes | Lighting - LED Plug-In Indoor Fixture - Emerging | 5.0178 | 5.1709 | 5.307 | 5.4136 | 5.5364 | 0.32062 | 0.32616 | 0.33277 | 0.33772 | 0.34339 | 0.34867 | 0.35458
PG&E | GWh | Commercial | Com - Assembly | Lighting | No | Lighting - Cold Cathode Lamp | 0.15876 | 0.16126 | 0.1637 | 0.16623 | 0.1687 | 0 | 0 | 0 | 0 | 0 | 0 | 0
PG&E | GWh | Commercial | Com - Assembly | Lighting | No | Lighting - Compact Fluorescent Fixture (Indoor) | 23.1809 | 23.5393 | 23.8872 | 24.2505 | 24.6038 | 0 | 0 | 0 | 0 | 0 | 0 | 0
PG&E | GWh | Commercial | Com - Assembly | Lighting | No | Lighting - Exit Fixture (LED) | 3.5126 | 3.4585 | 3.4052 | 3.3528 | 3.3012 | 3.2503 | 3.2003 | 3.151 | 3.1025 | 3.0547 | 3.0076 | 2.9613
PG&E | GWh | Commercial | Com - Assembly | Lighting | No | Lighting - Halogen Lamp (A-Line) | 0.59274 | 0.60209 | 0.61117 | 0.62064 | 0.62986 | 0 | 0 | 0 | 0 | 0 | 0 | 0
PG&E | GWh | Commercial | Com - Assembly | Lighting | No | Lighting - High Bay HID to T5 | 4.1776 | 4.2423 | 4.3052 | 4.3709 | 4.4348 | 4.4959 | 4.5523 | 4.6086 | 4.6628 | 4.7194 | 4.7773 | 4.8362
PG&E | GWh | Commercial | Com - Assembly | Lighting | No | Lighting - Induction Fixture (Indoor) | 2.8496 | 2.8946 | 2.9382 | 2.9838 | 3.0281 | 3.0705 | 3.1097 | 3.1487 | 3.1864 | 3.2256 | 3.2658 | 3.3066
PG&E | GWh | Commercial | Com - Assembly | Lighting | No | Lighting - Induction Fixture (Outdoor) | 2.4693 | 2.5082 | 2.546 | 2.5855 | 2.6239 | 2.6606 | 2.6946 | 2.7284 | 2.7611 | 2.795 | 2.8299 | 2.8653
PG&E | GWh | Commercial | Com - Assembly | Lighting | No | Lighting - Linear Fluorescent Delamping | 0.61068 | 0.60128 | 0.44402 | 0.29145 | 0 | 0 | 0 | 0 | 0 | 0 | 0 | 0
PG&E | GWh | Commercial | Com - Assembly | Lighting | No | Lighting - Linear Fluorescent Fixture (Low Wattage T8) | 10.2852 | 10.4447 | 0 | 0 | 0 | 0 | 0 | 0 | 0 | 0 | 0 | 0
PG&E | GWh | Commercial | Com - Assembly | Lighting | No | Lighting - Plug-In Fixture (Exterior) | 2.0709 | 2.1035 | 2.1353 | 2.1684 | 2.2006 | 2.2314 | 2.2598 | 2.2882 | 2.3156 | 2.3441 | 2.3733 | 2.403
PG&E | GWh | Commercial | Com - Assembly | Lighting | No | Lighting - Plug-In Fixture (PSMH with Electronic Ballast) | 0 | 0 | 0 | 0 | 0 | 0 | 0 | 0 | 0 | 4.5248 | 4.4552 | 4.3866
PG&E | GWh | Commercial | Com - Assembly | Lighting | No | Lighting - Plug-In Fixture (PSMH) | 5.3168 | 5.3988 | 5.4784 | 5.5615 | 5.6423 | 5.7197 | 5.791 | 5.8622 | 5.9308 | 1.5207 | 1.6631 | 1.8055
PG&E | GWh | Commercial | Com - Assembly | SHW | No | SHW - EF Rated Instantaneous Water Heater (Electric) | 0.5264 | 0.53435 | 0.54206 | 0.55013 | 0.55797 | 0.56546 | 0.57238 | 0.57928 | 0.58593 | 0.59286 | 0.59998 | 0.6072
PG&E | GWh | Commercial | Com - Assembly | Service | No | HVAC - Comprehensive Rooftop Unit Quality Maintenance | 11.2916 | 11.1177 | 10.9465 | 10.7779 | 10.6119 | 10.4485 | 10.2876 | 10.1292 | 9.9732 | 9.8196 | 9.6684 | 9.5195
PG&E | GWh | Commercial | Com - Assembly | Service | No | Service - HVAC Fault Detection & Diagnositics | 11.0561 | 11.2305 | 11.3998 | 11.5766 | 11.7485 | 11.913 | 12.065 | 12.2166 | 12.3626 | 12.5148 | 12.6709 | 12.8292
PG&E | GWh | Commercial | Com - Assembly | Service | No | Service - Retro-Commissioning (Electric) | 35.054 | 34.5142 | 33.9827 | 33.4593 | 32.9441 | 32.4367 | 31.9372 | 31.4454 | 30.9611 | 30.4843 | 30.0149 | 29.5526
PG&E | GWh | Commercial | Com - Assembly | WholeBlg | No | HVAC - Energy Management System | 7.1114 | 7.2236 | 7.3325 | 7.4462 | 7.5568 | 7.6626 | 7.7603 | 7.8578 | 7.9518 | 8.0497 | 8.1501 | 8.2519
PG&E | GWh | Commercial | Com - Assembly | WholeBlg | No | WholeBlg - Com RET Level 1 | 41.2546 | 40.6193 | 39.9938 | 39.3779 | 38.7714 | 38.1744 | 37.5865 | 37.0076 | 36.4377 | 35.8766 | 35.3241 | 34.7801
PG&E | GWh | Commercial | Com - Assembly | WholeBlg | No | WholeBlg - Com RET Level 2 | 252.7275 | 248.8355 | 245.0034 | 241.2304 | 237.5154 | 233.8577 | 230.2563 | 226.7103 | 223.219 | 219.7814 | 216.3968 | 213.0643
PG&E | GWh | Commercial | Com - Education (Community College) | AppPlug | No | AppPlug - Computer Monitor | 0.06014 | 0.11954 | 0.1776 | 0.23652 | 0.29417 | 0.3501 | 0.40341 | 0.45624 | 0.5077 | 0.55983 | 0.61226 | 0.66468
PG&E | GWh | Commercial | Com - Education (Community College) | AppPlug | No | AppPlug - Desktop Computer (Com - Power Management) | 3.1879 | 3.2381 | 3.287 | 3.3379 | 3.3875 | 3.4349 | 3.4788 | 3.5225 | 3.5646 | 3.6084 | 3.6535 | 3.6991
PG&E | GWh | Commercial | Com - Education (Community College) | AppPlug | No | AppPlug - Occupancy Sensor Plug Strip | 1.3305 | 1.3514 | 1.3718 | 1.3931 | 1.4138 | 1.4336 | 1.4519 | 1.4701 | 1.4877 | 1.506 | 1.5248 | 1.5438
PG&E | GWh | Commercial | Com - Education (Community College) | AppPlug | No | AppPlug - Vending Machine Controls | 9.1142 | 9.258 | 9.3976 | 9.5433 | 9.685 | 9.8207 | 9.9459 | 10.0709 | 10.1913 | 10.3167 | 10.4454 | 10.5759
PG&E | GWh | Commercial | Com - Education (Community College) | BldgEnv | No | BldgEnv - Wall Spray On Insulation | 0.96368 | 0.94884 | 0.93423 | 0.91984 | 0.90567 | 0.89173 | 0.87799 | 0.86447 | 0.85116 | 0.83805 | 0.82515 | 0.81244
PG&E | GWh | Commercial | Com - Education (Community College) | BldgEnv | No | BldgEnv - Window Film | 0 | 0 | 0 | 0 | 0 | 0 | 0 | 0 | 3.6041 | 3.5486 | 3.494 | 3.4401
PG&E | GWh | Commercial | Com - Education (Community College) | FoodServ | No | FoodServ - Electric Griddle | 0.2489 | 0.25282 | 0.25663 | 0.26061 | 0.26448 | 0.26819 | 0.27161 | 0.27502 | 0.27831 | 0.28173 | 0.28525 | 0.28881
PG&E | GWh | Commercial | Com - Education (Community College) | FoodServ | No | FoodServ - Electric Steamer | 0.11816 | 0.12002 | 0.12183 | 0.12372 | 0.12556 | 0.12732 | 0.12894 | 0.13056 | 0.13212 | 0.13375 | 0.13541 | 0.13711
PG&E | GWh | Commercial | Com - Education (Community College) | FoodServ | No | FoodServ - Fryer (Electric) | 0.011164 | 0.01134 | 0.011511 | 0.01169 | 0.011863 | 0.012029 | 0.012183 | 0.012336 | 0.012483 | 0.012637 | 0.012795 | 0.012954
PG&E | GWh | Commercial | Com - Education (Community College) | FoodServ | No | FoodServ - Oven (Electric) | 2.2205 | 2.2555 | 2.2895 | 2.325 | 2.3596 | 2.3926 | 2.4231 | 2.4536 | 2.4829 | 2.5135 | 2.5448 | 2.5766
PG&E | GWh | Commercial | Com - Education (Community College) | HVAC | No | HVAC - Chiller (Centrifugal) | 3.0873 | 3.0397 | 2.9929 | 2.9468 | 2.9015 | 2.8568 | 2.8128 | 2.7695 | 2.7268 | 2.6848 | 2.6435 | 2.6028
PG&E | GWh | Commercial | Com - Education (Community College) | HVAC | No | HVAC - Chiller (Reciprocating) | 2.4341 | 2.448 | 2.4614 | 2.4761 | 2.4902 | 2.5034 | 2.5149 | 2.5266 | 2.5375 | 2.5496 | 2.5624 | 2.5757
PG&E | GWh | Commercial | Com - Education (Community College) | HVAC | No | HVAC - Demand Controlled Ventilation | 2.1315 | 2.1652 | 2.1978 | 2.2319 | 2.265 | 2.2968 | 2.3261 | 2.3553 | 2.3834 | 2.4128 | 2.4429 | 2.4734
PG&E | GWh | Commercial | Com - Education (Community College) | HVAC | No | HVAC - Direct Evaporative Cooler | 4.0065 | 4.0697 | 4.1311 | 4.1951 | 4.2574 | 4.3171 | 4.3721 | 4.4271 | 4.48 | 4.5351 | 4.5917 | 4.649
PG&E | GWh | Commercial | Com - Education (Community College) | HVAC | No | HVAC - EER Rated Package Rooftop AC (EER 11) | 0 | 0 | 0 | 0 | 0 | 0 | 0 | 1.904 | 1.927 | 1.951 | 1.9756 | 2.0005
PG&E | GWh | Commercial | Com - Education (Community College) | HVAC | No | HVAC - SEER Rated Package Rooftop AC (SEER 14) | 10.5291 | 10.6903 | 0 | 0 | 0 | 0 | 0 | 0 | 0 | 0 | 0 | 0
PG&E | GWh | Commercial | Com - Education (Community College) | HVAC | No | HVAC - SEER Rated Package Rooftop AC (SEER 15) | 0 | 0 | 5.7954 | 5.8814 | 5.965 | 6.045 | 6.1187 | 6.1923 | 6.2632 | 6.3371 | 6.413 | 6.49
PG&E | GWh | Commercial | Com - Education (Community College) | HVAC | No | HVAC - SEER Rated Package Rooftop HP (SEER 15) | 4.6096 | 4.7046 | 2.2272 | 2.2716 | 2.315 | 2.3566 | 2.3953 | 2.4338 | 2.4711 | 2.5096 | 2.5489 | 2.5887
PG&E | GWh | Commercial | Com - Education (Community College) | HVAC | No | HVAC - SEER Rated Split System AC (SEER 14) | 5.2149 | 5.2964 | 5.3755 | 0 | 0 | 0 | 0 | 0 | 0 | 0 | 0 | 0
PG&E | GWh | Commercial | Com - Education (Community College) | HVAC | No | HVAC - SEER Rated Split System AC (SEER 15) | 0 | 0 | 0 | 2.7518 | 2.7871 | 2.8207 | 2.8517 | 2.8825 | 2.9122 | 2.9433 | 2.9753 | 3.0079
PG&E | GWh | Commercial | Com - Education (Community College) | HVAC | No | HVAC - SEER Rated Split System HP (SEER 15) | 2.3372 | 2.3875 | 1.1312 | 1.1547 | 1.1777 | 1.1997 | 1.2202 | 1.2406 | 1.2604 | 1.2808 | 1.3016 | 1.3227
PG&E | GWh | Commercial | Com - Education (Community College) | HVAC | No | HVAC - Thermostat | 6.7149 | 6.8208 | 6.9236 | 7.031 | 7.1354 | 7.2353 | 7.3276 | 7.4197 | 7.5084 | 7.6008 | 7.6956 | 7.7917
PG&E | GWh | Commercial | Com - Education (Community College) | Lighting | Yes | Lighting - LED Fixture (Replacing T8) - Emerging | 0 | 0 | 48.4067 | 50.56 | 52.4498 | 54.3393 | 55.9099 | 57.5007 | 59.0872 | 60.7246 | 62.4034 | 63.8051
PG&E | GWh | Commercial | Com - Education (Community College) | Lighting | Yes | Lighting - LED Lamp (Basic High - Indoor) - Emerging | 0.95972 | 0.99228 | 1.0227 | 1.0497 | 1.0766 | 0.14186 | 0.14487 | 0.14759 | 0.15026 | 0.15272 | 0.15524 | 0.1578
PG&E | GWh | Commercial | Com - Education (Community College) | Lighting | Yes | Lighting - LED Lamp (Basic Low - Indoor) - Emerging | 1.6658 | 1.7247 | 1.7796 | 1.828 | 1.8763 | 0.29308 | 0.29947 | 0.30523 | 0.3109 | 0.31677 | 0.32209 | 0.32749
PG&E | GWh | Commercial | Com - Education (Community College) | Lighting | Yes | Lighting - LED Plug-In Indoor Fixture - Emerging | 3.9893 | 4.1113 | 4.2197 | 4.3048 | 4.4026 | 0.25497 | 0.25939 | 0.26466 | 0.26861 | 0.27314 | 0.27735 | 0.28206
PG&E | GWh | Commercial | Com - Education (Community College) | Lighting | No | Lighting - Cold Cathode Lamp | 0.082044 | 0.083339 | 0.084595 | 0.085907 | 0.087182 | 0 | 0 | 0 | 0 | 0 | 0 | 0
PG&E | GWh | Commercial | Com - Education (Community College) | Lighting | No | Lighting - Compact Fluorescent Fixture (Indoor) | 13.332 | 13.539 | 13.74 | 13.9498 | 14.1539 | 0 | 0 | 0 | 0 | 0 | 0 | 0
PG&E | GWh | Commercial | Com - Education (Community College) | Lighting | No | Lighting - Exit Fixture (LED) | 1.989 | 1.9584 | 1.9282 | 1.8985 | 1.8693 | 1.8405 | 1.8122 | 1.7843 | 1.7568 | 1.7297 | 1.7031 | 1.6769
PG&E | GWh | Commercial | Com - Education (Community College) | Lighting | No | Lighting - Halogen Lamp (A-Line) | 0.33099 | 0.33621 | 0.34128 | 0.34657 | 0.35172 | 0 | 0 | 0 | 0 | 0 | 0 | 0
PG&E | GWh | Commercial | Com - Education (Community College) | Lighting | No | Lighting - High Bay HID to T5 | 1.6527 | 1.6788 | 1.7042 | 1.7306 | 1.7563 | 1.7809 | 1.8037 | 1.8264 | 1.8482 | 1.871 | 1.8943 | 1.918
PG&E | GWh | Commercial | Com - Education (Community College) | Lighting | No | Lighting - Induction Fixture (Indoor) | 1.3364 | 1.3575 | 1.3779 | 1.3993 | 1.4201 | 1.4399 | 1.4583 | 1.4766 | 1.4943 | 1.5127 | 1.5315 | 1.5507
PG&E | GWh | Commercial | Com - Education (Community College) | Lighting | No | Lighting - Induction Fixture (Outdoor) | 1.3788 | 1.4006 | 1.4217 | 1.4438 | 1.4652 | 1.4857 | 1.5047 | 1.5236 | 1.5418 | 1.5608 | 1.5802 | 1.6
PG&E | GWh | Commercial | Com - Education (Community College) | Lighting | No | Lighting - Light Sensor | 0 | 0 | 0 | 0.084934 | 0.10563 | 0.12572 | 0.14486 | 0.16383 | 0.61837 | 0.63038 | 0.64259 | 0.6549
PG&E | GWh | Commercial | Com - Education (Community College) | Lighting | No | Lighting - Linear Fluorescent Delamping | 0.072482 | 0.071366 | 0.0527 | 0.034592 | 0 | 0 | 0 | 0 | 0 | 0 | 0 | 0
PG&E | GWh | Commercial | Com - Education (Community College) | Lighting | No | Lighting - Linear Fluorescent Fixture (Low Wattage T8) | 8.697 | 8.8343 | 0 | 0 | 0 | 0 | 0 | 0 | 0 | 0 | 0 | 0
PG&E | GWh | Commercial | Com - Education (Community College) | Lighting | No | Lighting - Plug-In Fixture (Exterior) | 1.1564 | 1.1746 | 1.1923 | 1.2108 | 1.2288 | 1.246 | 1.2619 | 1.2778 | 1.293 | 1.309 | 1.3253 | 1.3418
PG&E | GWh | Commercial | Com - Education (Community College) | Lighting | No | Lighting - Plug-In Fixture (PSMH with Electronic Ballast) | 0 | 0.17798 | 2.9694 | 3.0155 | 3.0603 | 3.1032 | 3.1428 | 3.1823 | 3.2204 | 3.2601 | 3.3008 | 3.342
PG&E | GWh | Commercial | Com - Education (Community College) | Lighting | No | Lighting - Plug-In Fixture (PSMH) | 2.8523 | 2.7211 | 0 | 0 | 0 | 0 | 0 | 0 | 0 | 0 | 0 | 0
PG&E | GWh | Commercial | Com - Education (Community College) | SHW | No | SHW - EF Rated Instantaneous Water Heater (Electric) | 0.11784 | 0.1197 | 0.12152 | 0.12341 | 0.12525 | 0.12701 | 0.12863 | 0.13025 | 0.13182 | 0.13344 | 0.13511 | 0.13681
PG&E | GWh | Commercial | Com - Education (Community College) | Service | No | HVAC - Comprehensive Rooftop Unit Quality Maintenance | 6.3053 | 6.2082 | 6.1126 | 6.0184 | 5.9258 | 5.8345 | 5.7447 | 5.6562 | 5.5691 | 5.4833 | 5.3989 | 5.3157
PG&E | GWh | Commercial | Com - Education (Community College) | Service | No | Service - HVAC Fault Detection & Diagnositics | 6.1738 | 6.2712 | 6.3657 | 6.4644 | 6.5604 | 6.6523 | 6.7372 | 6.8218 | 6.9034 | 6.9883 | 7.0755 | 7.1639
PG&E | GWh | Commercial | Com - Education (Community College) | Service | No | Service - Retro-Commissioning (Electric) | 19.5744 | 19.2729 | 18.9761 | 18.6839 | 18.3961 | 18.1128 | 17.8339 | 17.5593 | 17.2889 | 17.0226 | 16.7605 | 16.5023
PG&E | GWh | Commercial | Com - Education (Community College) | WholeBlg | No | HVAC - Energy Management System | 3.971 | 4.0337 | 4.0945 | 4.158 | 4.2197 | 4.2788 | 4.3334 | 4.3879 | 4.4403 | 4.495 | 4.551 | 4.6079
PG&E | GWh | Commercial | Com - Education (Community College) | WholeBlg | No | WholeBlg - Com RET Level 1 | 15.277 | 15.0417 | 14.8101 | 14.582 | 14.3574 | 14.1363 | 13.9186 | 13.7043 | 13.4932 | 13.2854 | 13.0808 | 12.8794
PG&E | GWh | Commercial | Com - Education (Community College) | WholeBlg | No | WholeBlg - Com RET Level 2 | 109.2896 | 107.6066 | 105.9494 | 104.3178 | 102.7113 | 101.1296 | 99.5722 | 98.0388 | 96.529 | 95.0424 | 93.5788 | 92.1377
PG&E | GWh | Commercial | Com - Education (Primary School) | AppPlug | No | AppPlug - Desktop Computer (Com - Power Management) | 5.5067 | 5.5935 | 5.6779 | 5.7659 | 5.8515 | 5.9335 | 6.0091 | 6.0846 | 6.1574 | 6.2332 | 6.3109 | 6.3898
PG&E | GWh | Commercial | Com - Education (Primary School) | AppPlug | No | AppPlug - Occupancy Sensor Plug Strip | 2.0669 | 2.0995 | 2.1311 | 2.1642 | 2.1963 | 2.2271 | 2.2555 | 2.2838 | 2.3111 | 2.3396 | 2.3688 | 2.3984
PG&E | GWh | Commercial | Com - Education (Primary School) | AppPlug | No | AppPlug - Vending Machine Controls | 9.7226 | 9.876 | 10.0249 | 10.1803 | 10.3315 | 10.4762 | 10.6098 | 10.7431 | 10.8716 | 11.0054 | 11.1426 | 11.2818
PG&E | GWh | Commercial | Com - Education (Primary School) | BldgEnv | No | BldgEnv - Wall Spray On Insulation | 1.4971 | 1.474 | 1.4513 | 1.429 | 1.407 | 1.3853 | 1.364 | 1.343 | 1.3223 | 1.3019 | 1.2819 | 1.2621
PG&E | GWh | Commercial | Com - Education (Primary School) | BldgEnv | No | BldgEnv - Window Film | 0 | 0 | 0 | 0 | 0 | 0 | 0 | 0 | 10.9018 | 10.7339 | 10.5686 | 10.4058
PG&E | GWh | Commercial | Com - Education (Primary School) | FoodServ | No | FoodServ - Electric Griddle | 4.4466 | 4.5168 | 4.5849 | 4.656 | 4.7251 | 4.7913 | 4.8524 | 4.9134 | 4.9721 | 5.0333 | 5.0961 | 5.1598
PG&E | GWh | Commercial | Com - Education (Primary School) | FoodServ | No | FoodServ - Electric Steamer | 0.39771 | 0.40399 | 0.41008 | 0.41644 | 0.42262 | 0.42854 | 0.434 | 0.43946 | 0.44471 | 0.45018 | 0.4558 | 0.46149
PG&E | GWh | Commercial | Com - Education (Primary School) | FoodServ | No | FoodServ - Fryer (Electric) | 0.048562 | 0.049328 | 0.050072 | 0.050848 | 0.051603 | 0.052326 | 0.052993 | 0.053659 | 0.054301 | 0.054969 | 0.055655 | 0.05635
PG&E | GWh | Commercial | Com - Education (Primary School) | FoodServ | No | FoodServ - Oven (Electric) | 0.78674 | 0.79916 | 0.8112 | 0.82378 | 0.83602 | 0.84772 | 0.85854 | 0.86932 | 0.87972 | 0.89054 | 0.90165 | 0.91292
PG&E | GWh | Commercial | Com - Education (Primary School) | HVAC | No | HVAC - Demand Controlled Ventilation | 2.6661 | 2.7081 | 2.7489 | 2.7916 | 2.833 | 2.8727 | 2.9093 | 2.9459 | 2.9811 | 3.0178 | 3.0554 | 3.0936
PG&E | GWh | Commercial | Com - Education (Primary School) | HVAC | No | HVAC - Direct Evaporative Cooler | 4.3959 | 4.4652 | 4.5325 | 4.6028 | 4.6712 | 4.7366 | 4.797 | 4.8573 | 4.9153 | 4.9758 | 5.0379 | 5.1008
PG&E | GWh | Commercial | Com - Education (Primary School) | HVAC | No | HVAC - SEER Rated Package Rooftop AC (SEER 14) | 11.8733 | 12.0395 | 0 | 0 | 0 | 0 | 0 | 0 | 0 | 0 | 0 | 0
PG&E | GWh | Commercial | Com - Education (Primary School) | HVAC | No | HVAC - SEER Rated Package Rooftop AC (SEER 15) | 0 | 0 | 6.3219 | 6.4075 | 6.4907 | 6.5701 | 6.6432 | 6.7161 | 6.7862 | 6.8596 | 6.9351 | 7.0118
PG&E | GWh | Commercial | Com - Education (Primary School) | HVAC | No | HVAC - SEER Rated Package Rooftop HP (SEER 15) | 6.5495 | 6.6683 | 3.1496 | 3.2053 | 3.2595 | 3.3115 | 3.3597 | 3.4078 | 3.4542 | 3.5023 | 3.5516 | 3.6014
PG&E | GWh | Commercial | Com - Education (Primary School) | HVAC | No | HVAC - SEER Rated Split System AC (SEER 14) | 5.9591 | 6.0463 | 6.1309 | 0 | 0 | 0 | 0 | 0 | 0 | 0 | 0 | 0
PG&E | GWh | Commercial | Com - Education (Primary School) | HVAC | No | HVAC - SEER Rated Split System AC (SEER 15) | 0 | 0 | 0 | 2.9785 | 3.0142 | 3.0484 | 3.0796 | 3.1109 | 3.1409 | 3.1724 | 3.2049 | 3.2379
PG&E | GWh | Commercial | Com - Education (Primary School) | HVAC | No | HVAC - SEER Rated Split System HP (SEER 15) | 2.0883 | 2.1436 | 1.0202 | 1.046 | 1.0711 | 1.0952 | 1.1179 | 1.1404 | 1.1621 | 1.1846 | 1.2074 | 1.2304
PG&E | GWh | Commercial | Com - Education (Primary School) | HVAC | No | HVAC - Thermostat | 8.1586 | 8.2874 | 8.4123 | 8.5427 | 8.6696 | 8.791 | 8.9031 | 9.015 | 9.1228 | 9.2351 | 9.3502 | 9.4671
PG&E | GWh | Commercial | Com - Education (Primary School) | Lighting | Yes | Lighting - LED Fixture (Replacing T8) - Emerging | 0 | 0 | 0 | 67.2366 | 69.7418 | 72.2466 | 74.3273 | 76.4348 | 78.5366 | 80.7057 | 82.9296 | 84.7851
PG&E | GWh | Commercial | Com - Education (Primary School) | Lighting | Yes | Lighting - LED Lamp (Basic High - Indoor) - Emerging | 1.3361 | 1.3814 | 1.4237 | 1.4612 | 1.4986 | 0.19746 | 0.20163 | 0.20541 | 0.20913 | 0.21254 | 0.21604 | 0.2196
PG&E | GWh | Commercial | Com - Education (Primary School) | Lighting | Yes | Lighting - LED Lamp (Basic Low - Indoor) - Emerging | 2.3192 | 2.4011 | 2.4774 | 2.5447 | 2.6118 | 0.40794 | 0.41681 | 0.42481 | 0.43269 | 0.44085 | 0.44823 | 0.45574
PG&E | GWh | Commercial | Com - Education (Primary School) | Lighting | Yes | Lighting - LED Plug-In Indoor Fixture - Emerging | 6.0003 | 6.1835 | 6.3462 | 6.4739 | 6.6207 | 0.38342 | 0.39005 | 0.39796 | 0.40388 | 0.41067 | 0.41699 | 0.42406
PG&E | GWh | Commercial | Com - Education (Primary School) | Lighting | No | Lighting - Cold Cathode Lamp | 0.13411 | 0.13622 | 0.13828 | 0.14042 | 0.14251 | 0 | 0 | 0 | 0 | 0 | 0 | 0
PG&E | GWh | Commercial | Com - Education (Primary School) | Lighting | No | Lighting - Compact Fluorescent Fixture (Indoor) | 18.5612 | 18.8484 | 19.1273 | 19.4185 | 19.7017 | 0 | 0 | 0 | 0 | 0 | 0 | 0
PG&E | GWh | Commercial | Com - Education (Primary School) | Lighting | No | Lighting - Exit Fixture (LED) | 2.9908 | 2.9447 | 2.8994 | 2.8547 | 2.8108 | 2.7675 | 2.7249 | 2.6829 | 2.6416 | 2.6009 | 2.5609 | 2.5214
PG&E | GWh | Commercial | Com - Education (Primary School) | Lighting | No | Lighting - Halogen Lamp (A-Line) | 0.5142 | 0.52231 | 0.53018 | 0.5384 | 0.5464 | 0 | 0 | 0 | 0 | 0 | 0 | 0
PG&E | GWh | Commercial | Com - Education (Primary School) | Lighting | No | Lighting - High Bay HID to T5 | 2.1987 | 2.2331 | 2.2665 | 2.3014 | 2.3354 | 2.3678 | 2.3978 | 2.4277 | 2.4566 | 2.4866 | 2.5174 | 2.5487
PG&E | GWh | Commercial | Com - Education (Primary School) | Lighting | No | Lighting - Induction Fixture (Indoor) | 2.0362 | 2.0683 | 2.0995 | 2.1321 | 2.1637 | 2.194 | 2.222 | 2.2499 | 2.2768 | 2.3048 | 2.3336 | 2.3627
PG&E | GWh | Commercial | Com - Education (Primary School) | Lighting | No | Lighting - Induction Fixture (Outdoor) | 2.1421 | 2.1759 | 2.2087 | 2.2429 | 2.2762 | 2.3081 | 2.3375 | 2.3669 | 2.3952 | 2.4247 | 2.4549 | 2.4856
PG&E | GWh | Commercial | Com - Education (Primary School) | Lighting | No | Lighting - Light Sensor | 0 | 0 | 0 | 0 | 0 | 0 | 0 | 0 | 0 | 0 | 0.2175 | 0.23613
PG&E | GWh | Commercial | Com - Education (Primary School) | Lighting | No | Lighting - Linear Fluorescent Delamping | 0.1009 | 0.099345 | 0.073361 | 0.048154 | 0 | 0 | 0 | 0 | 0 | 0 | 0 | 0
PG&E | GWh | Commercial | Com - Education (Primary School) | Lighting | No | Lighting - Linear Fluorescent Fixture (Low Wattage T8) | 11.5699 | 11.751 | 11.9269 | 0 | 0 | 0 | 0 | 0 | 0 | 0 | 0 | 0
PG&E | GWh | Commercial | Com - Education (Primary School) | Lighting | No | Lighting - Plug-In Fixture (Exterior) | 1.7965 | 1.8248 | 1.8523 | 1.881 | 1.909 | 1.9357 | 1.9604 | 1.985 | 2.0088 | 2.0335 | 2.0588 | 2.0846
PG&E | GWh | Commercial | Com - Education (Primary School) | Lighting | No | Lighting - Plug-In Fixture (PSMH with Electronic Ballast) | 0 | 0 | 3.9889 | 4.4445 | 4.5101 | 4.5728 | 4.6307 | 4.6885 | 4.7442 | 4.8022 | 4.8617 | 4.922
PG&E | GWh | Commercial | Com - Education (Primary School) | Lighting | No | Lighting - Plug-In Fixture (PSMH) | 4.2055 | 4.2714 | 0.38457 | 0 | 0 | 0 | 0 | 0 | 0 | 0 | 0 | 0
PG&E | GWh | Commercial | Com - Education (Primary School) | SHW | No | SHW - EF Rated Instantaneous Water Heater (Electric) | 0.20709 | 0.21021 | 0.21323 | 0.21639 | 0.21946 | 0.2224 | 0.22511 | 0.22781 | 0.23042 | 0.23313 | 0.23592 | 0.23875
PG&E | GWh | Commercial | Com - Education (Primary School) | Service | No | HVAC - Comprehensive Rooftop Unit Quality Maintenance | 9.7954 | 9.6445 | 9.496 | 9.3498 | 9.2058 | 9.064 | 8.9244 | 8.787 | 8.6517 | 8.5184 | 8.3872 | 8.2581
PG&E | GWh | Commercial | Com - Education (Primary School) | Service | No | Service - HVAC Fault Detection & Diagnositics | 9.5911 | 9.7424 | 9.8893 | 10.0426 | 10.1917 | 10.3345 | 10.4663 | 10.5978 | 10.7245 | 10.8565 | 10.9919 | 11.1292
PG&E | GWh | Commercial | Com - Education (Primary School) | Service | No | Service - Retro-Commissioning (Electric) | 30.4091 | 29.9408 | 29.4797 | 29.0257 | 28.5787 | 28.1386 | 27.7053 | 27.2786 | 26.8585 | 26.4449 | 26.0377 | 25.6367
PG&E | GWh | Commercial | Com - Education (Primary School) | WholeBlg | No | HVAC - Energy Management System | 6.1691 | 6.2664 | 6.3609 | 6.4595 | 6.5554 | 6.6472 | 6.732 | 6.8166 | 6.8981 | 6.983 | 7.0701 | 7.1584
PG&E | GWh | Commercial | Com - Education (Primary School) | WholeBlg | No | WholeBlg - Com RET Level 1 | 21.1013 | 20.7763 | 20.4564 | 20.1413 | 19.8312 | 19.5258 | 19.2251 | 18.929 | 18.6375 | 18.3505 | 18.0679 | 17.7896
PG&E | GWh | Commercial | Com - Education (Primary School) | WholeBlg | No | WholeBlg - Com RET Level 2 | 151.9769 | 149.6365 | 147.3321 | 145.0631 | 142.8292 | 140.6296 | 138.4639 | 136.3316 | 134.2321 | 132.1649 | 130.1295 | 128.1255
PG&E | GWh | Commercial | Com - Education (Relocatable Classroom) | AppPlug | No | AppPlug - Desktop Computer (Com - Power Management) | 4.9524 | 5.0305 | 5.1064 | 5.1855 | 5.2625 | 5.3362 | 5.4043 | 5.4722 | 5.5376 | 5.6058 | 5.6757 | 5.7466
PG&E | GWh | Commercial | Com - Education (Relocatable Classroom) | AppPlug | No | AppPlug - Occupancy Sensor Plug Strip | 2.0669 | 2.0995 | 2.1311 | 2.1642 | 2.1963 | 2.2271 | 2.2555 | 2.2838 | 2.3111 | 2.3396 | 2.3688 | 2.3984
PG&E | GWh | Commercial | Com - Education (Relocatable Classroom) | AppPlug | No | AppPlug - Vending Machine Controls | 9.7226 | 9.876 | 10.0249 | 10.1803 | 10.3315 | 10.4762 | 10.6098 | 10.7431 | 10.8716 | 11.0054 | 11.1426 | 11.2818
PG&E | GWh | Commercial | Com - Education (Relocatable Classroom) | BldgEnv | No | BldgEnv - Wall Spray On Insulation | 1.4971 | 1.474 | 1.4513 | 1.429 | 1.407 | 1.3853 | 1.364 | 1.343 | 1.3223 | 1.3019 | 1.2819 | 1.2621
PG&E | GWh | Commercial | Com - Education (Relocatable Classroom) | BldgEnv | No | BldgEnv - Window Film | 0 | 0 | 0 | 0 | 0 | 0 | 0 | 0 | 10.9018 | 10.7339 | 10.5686 | 10.4058
PG&E | GWh | Commercial | Com - Education (Relocatable Classroom) | FoodServ | No | FoodServ - Electric Griddle | 4.4466 | 4.5168 | 4.5849 | 4.656 | 4.7251 | 4.7913 | 4.8524 | 4.9134 | 4.9721 | 5.0333 | 5.0961 | 5.1598
PG&E | GWh | Commercial | Com - Education (Relocatable Classroom) | FoodServ | No | FoodServ - Electric Steamer | 0.39771 | 0.40399 | 0.41008 | 0.41644 | 0.42262 | 0.42854 | 0.434 | 0.43946 | 0.44471 | 0.45018 | 0.4558 | 0.46149
PG&E | GWh | Commercial | Com - Education (Relocatable Classroom) | FoodServ | No | FoodServ - Fryer (Electric) | 0.048562 | 0.049328 | 0.050072 | 0.050848 | 0.051603 | 0.052326 | 0.052993 | 0.053659 | 0.054301 | 0.054969 | 0.055655 | 0.05635
PG&E | GWh | Commercial | Com - Education (Relocatable Classroom) | FoodServ | No | FoodServ - Oven (Electric) | 0.78674 | 0.79916 | 0.8112 | 0.82378 | 0.83602 | 0.84772 | 0.85854 | 0.86932 | 0.87972 | 0.89054 | 0.90165 | 0.91292
PG&E | GWh | Commercial | Com - Education (Relocatable Classroom) | HVAC | No | HVAC - Demand Controlled Ventilation | 2.8335 | 2.8782 | 2.9216 | 2.9669 | 3.011 | 3.0532 | 3.0921 | 3.131 | 3.1684 | 3.2074 | 3.2474 | 3.288
PG&E | GWh | Commercial | Com - Education (Relocatable Classroom) | HVAC | No | HVAC - SEER Rated Package Rooftop AC (SEER 14) | 28.5183 | 28.75 | 0 | 0 | 0 | 0 | 0 | 0 | 0 | 0 | 0 | 0
PG&E | GWh | Commercial | Com - Education (Relocatable Classroom) | HVAC | No | HVAC - SEER Rated Package Rooftop AC (SEER 15) | 0 | 0 | 10.2156 | 10.3147 | 10.4107 | 10.5018 | 10.5841 | 10.6666 | 10.7456 | 10.8294 | 10.9164 | 11.0055
PG&E | GWh | Commercial | Com - Education (Relocatable Classroom) | HVAC | No | HVAC - SEER Rated Package Rooftop HP (SEER 15) | 9.3664 | 9.5515 | 4.5182 | 4.6049 | 4.6893 | 4.7704 | 4.8457 | 4.9208 | 4.9932 | 5.0683 | 5.145 | 5.2226
PG&E | GWh | Commercial | Com - Education (Relocatable Classroom) | HVAC | No | HVAC - SEER Rated Split System AC (SEER 14) | 15.5886 | 15.7141 | 15.8351 | 0 | 0 | 0 | 0 | 0 | 0 | 0 | 0 | 0
PG&E | GWh | Commercial | Com - Education (Relocatable Classroom) | HVAC | No | HVAC - SEER Rated Split System AC (SEER 15) | 0 | 0 | 0 | 5.4225 | 5.4622 | 5.4997 | 5.533 | 5.5666 | 5.5984 | 5.6328 | 5.6688 | 5.7059
PG&E | GWh | Commercial | Com - Education (Relocatable Classroom) | HVAC | No | HVAC - SEER Rated Split System HP (SEER 15) | 3.8205 | 3.9015 | 1.848 | 1.886 | 1.9229 | 1.9584 | 1.9914 | 2.0243 | 2.0561 | 2.089 | 2.1225 | 2.1564
PG&E | GWh | Commercial | Com - Education (Relocatable Classroom) | HVAC | No | HVAC - Thermostat | 13.2679 | 13.4772 | 13.6804 | 13.8925 | 14.0988 | 14.2963 | 14.4786 | 14.6605 | 14.8358 | 15.0184 | 15.2057 | 15.3957
PG&E | GWh | Commercial | Com - Education (Relocatable Classroom) | Lighting | Yes | Lighting - LED Fixture (Replacing T8) - Emerging | 0 | 0 | 72.3877 | 75.7692 | 78.76 | 81.7527 | 84.2643 | 86.8097 | 89.3494 | 91.9717 | 94.6615 | 96.9342
PG&E | GWh | Commercial | Com - Education (Relocatable Classroom) | Lighting | Yes | Lighting - LED Lamp (Basic High - Indoor) - Emerging | 1.5003 | 1.5545 | 1.6054 | 1.6511 | 1.6966 | 0.22397 | 0.22909 | 0.23377 | 0.23837 | 0.24263 | 0.247 | 0.25143
PG&E | GWh | Commercial | Com - Education (Relocatable Classroom) | Lighting | Yes | Lighting - LED Lamp (Basic Low - Indoor) - Emerging | 2.6041 | 2.702 | 2.7937 | 2.8754 | 2.957 | 0.46271 | 0.47358 | 0.48346 | 0.49319 | 0.50327 | 0.51246 | 0.52181
PG&E | GWh | Commercial | Com - Education (Relocatable Classroom) | Lighting | Yes | Lighting - LED Plug-In Indoor Fixture - Emerging | 5.8046 | 5.995 | 6.1656 | 6.3025 | 6.458 | 0.37468 | 0.38181 | 0.39019 | 0.39662 | 0.40391 | 0.41074 | 0.41832
PG&E | GWh | Commercial | Com - Education (Relocatable Classroom) | Lighting | No | Lighting - Cold Cathode Lamp | 0.1478 | 0.15014 | 0.1524 | 0.15476 | 0.15706 | 0 | 0 | 0 | 0 | 0 | 0 | 0
PG&E | GWh | Commercial | Com - Education (Relocatable Classroom) | Lighting | No | Lighting - Compact Fluorescent Fixture (Indoor) | 20.8411 | 21.2104 | 21.5691 | 21.9424 | 22.3057 | 0 | 0 | 0 | 0 | 0 | 0 | 0
PG&E | GWh | Commercial | Com - Education (Relocatable Classroom) | Lighting | No | Lighting - Exit Fixture (LED) | 2.7299 | 2.6878 | 2.6464 | 2.6057 | 2.5655 | 2.526 | 2.4871 | 2.4488 | 2.4111 | 2.374 | 2.3374 | 2.3014
PG&E | GWh | Commercial | Com - Education (Relocatable Classroom) | Lighting | No | Lighting - Halogen Lamp (A-Line) | 0.5142 | 0.52231 | 0.53018 | 0.5384 | 0.5464 | 0 | 0 | 0 | 0 | 0 | 0 | 0
PG&E | GWh | Commercial | Com - Education (Relocatable Classroom) | Lighting | No | Lighting - High Bay HID to T5 | 2.4605 | 2.5051 | 2.5484 | 2.5935 | 2.6373 | 2.6794 | 2.7184 | 2.7573 | 2.7948 | 2.8337 | 2.8736 | 2.9139
PG&E | GWh | Commercial | Com - Education (Relocatable Classroom) | Lighting | No | Lighting - Induction Fixture (Indoor) | 2.0362 | 2.0683 | 2.0995 | 2.1321 | 2.1637 | 2.194 | 2.222 | 2.2499 | 2.2768 | 2.3048 | 2.3336 | 2.3627
PG&E | GWh | Commercial | Com - Education (Relocatable Classroom) | Lighting | No | Lighting - Induction Fixture (Outdoor) | 2.1421 | 2.1759 | 2.2087 | 2.2429 | 2.2762 | 2.3081 | 2.3375 | 2.3669 | 2.3952 | 2.4247 | 2.4549 | 2.4856
PG&E | GWh | Commercial | Com - Education (Relocatable Classroom) | Lighting | No | Lighting - Linear Fluorescent Delamping | 0.10915 | 0.10747 | 0.079362 | 0.052093 | 0 | 0 | 0 | 0 | 0 | 0 | 0 | 0
PG&E | GWh | Commercial | Com - Education (Relocatable Classroom) | Lighting | No | Lighting - Linear Fluorescent Fixture (Low Wattage T8) | 12.9476 | 13.1823 | 0 | 0 | 0 | 0 | 0 | 0 | 0 | 0 | 0 | 0
PG&E | GWh | Commercial | Com - Education (Relocatable Classroom) | Lighting | No | Lighting - Plug-In Fixture (Exterior) | 1.7965 | 1.8248 | 1.8523 | 1.881 | 1.909 | 1.9357 | 1.9604 | 1.985 | 2.0088 | 2.0335 | 2.0588 | 2.0846
PG&E | GWh | Commercial | Com - Education (Relocatable Classroom) | Lighting | No | Lighting - Plug-In Fixture (PSMH with Electronic Ballast) | 0 | 0 | 0 | 0.53893 | 4.395 | 4.4651 | 4.53 | 4.5948 | 4.6573 | 4.7222 | 4.7886 | 4.8558
PG&E | GWh | Commercial | Com - Education (Relocatable Classroom) | Lighting | No | Lighting - Plug-In Fixture (PSMH) | 4.0611 | 4.1347 | 4.2062 | 3.7468 | 0 | 0 | 0 | 0 | 0 | 0 | 0 | 0
PG&E | GWh | Commercial | Com - Education (Relocatable Classroom) | SHW | No | SHW - EF Rated Instantaneous Water Heater (Electric) | 0.43856 | 0.44493 | 0.45112 | 0.45759 | 0.46388 | 0.46989 | 0.47543 | 0.48096 | 0.48628 | 0.49184 | 0.49755 | 0.50334
PG&E | GWh | Commercial | Com - Education (Relocatable Classroom) | Service | No | HVAC - Comprehensive Rooftop Unit Quality Maintenance | 9.7954 | 9.6445 | 9.496 | 9.3498 | 9.2058 | 9.064 | 8.9244 | 8.787 | 8.6517 | 8.5184 | 8.3872 | 8.2581
PG&E | GWh | Commercial | Com - Education (Relocatable Classroom) | Service | No | Service - HVAC Fault Detection & Diagnositics | 9.5911 | 9.7424 | 9.8893 | 10.0426 | 10.1917 | 10.3345 | 10.4663 | 10.5978 | 10.7245 | 10.8565 | 10.9919 | 11.1292
PG&E | GWh | Commercial | Com - Education (Relocatable Classroom) | Service | No | Service - Retro-Commissioning (Electric) | 30.4091 | 29.9408 | 29.4797 | 29.0257 | 28.5787 | 28.1386 | 27.7053 | 27.2786 | 26.8585 | 26.4449 | 26.0377 | 25.6367
PG&E | GWh | Commercial | Com - Education (Relocatable Classroom) | WholeBlg | No | HVAC - Energy Management System | 6.1691 | 6.2664 | 6.3609 | 6.4595 | 6.5554 | 6.6472 | 6.732 | 6.8166 | 6.8981 | 6.983 | 7.0701 | 7.1584
PG&E | GWh | Commercial | Com - Education (Relocatable Classroom) | WholeBlg | No | WholeBlg - Com RET Level 1 | 22.6444 | 22.2956 | 21.9523 | 21.6142 | 21.2814 | 20.9536 | 20.6309 | 20.3132 | 20.0004 | 19.6924 | 19.3891 | 19.0905
PG&E | GWh | Commercial | Com - Education (Relocatable Classroom) | WholeBlg | No | WholeBlg - Com RET Level 2 | 154.6785 | 152.2965 | 149.9511 | 147.6419 | 145.3682 | 143.1295 | 140.9253 | 138.7551 | 136.6182 | 134.5143 | 132.4428 | 130.4032
PG&E | GWh | Commercial | Com - Education (Secondary School) | AppPlug | No | AppPlug - Desktop Computer (Com - Power Management) | 2.7497 | 2.7931 | 2.8352 | 2.8792 | 2.9219 | 2.9629 | 3.0006 | 3.0383 | 3.0747 | 3.1125 | 3.1513 | 3.1907
PG&E | GWh | Commercial | Com - Education (Secondary School) | AppPlug | No | AppPlug - Occupancy Sensor Plug Strip | 1.0334 | 1.0497 | 1.0656 | 1.0821 | 1.0982 | 1.1135 | 1.1277 | 1.1419 | 1.1556 | 1.1698 | 1.1844 | 1.1992
PG&E | GWh | Commercial | Com - Education (Secondary School) | AppPlug | No | AppPlug - Vending Machine Controls | 4.8613 | 4.938 | 5.0124 | 5.0902 | 5.1657 | 5.2381 | 5.3049 | 5.3716 | 5.4358 | 5.5027 | 5.5713 | 5.6409
PG&E | GWh | Commercial | Com - Education (Secondary School) | BldgEnv | No | BldgEnv - Attic Batt Insulation | 1.1246 | 1.1072 | 1.0902 | 1.0734 | 1.0569 | 1.0406 | 1.0246 | 1.0088 | 0.99325 | 0.97795 | 0.96289 | 0.94806
PG&E | GWh | Commercial | Com - Education (Secondary School) | BldgEnv | No | BldgEnv - Wall Spray On Insulation | 0.74855 | 0.73702 | 0.72567 | 0.71449 | 0.70349 | 0.69266 | 0.68199 | 0.67149 | 0.66115 | 0.65096 | 0.64094 | 0.63107
PG&E | GWh | Commercial | Com - Education (Secondary School) | BldgEnv | No | BldgEnv - Window Film | 0 | 0 | 0 | 0 | 0 | 0 | 0 | 0 | 5.4509 | 5.3669 | 5.2843 | 5.2029
PG&E | GWh | Commercial | Com - Education (Secondary School) | FoodServ | No | FoodServ - Electric Griddle | 2.2233 | 2.2584 | 2.2924 | 2.328 | 2.3626 | 2.3956 | 2.4262 | 2.4567 | 2.4861 | 2.5167 | 2.548 | 2.5799
PG&E | GWh | Commercial | Com - Education (Secondary School) | FoodServ | No | FoodServ - Electric Steamer | 0.19886 | 0.20199 | 0.20504 | 0.20822 | 0.21131 | 0.21427 | 0.217 | 0.21973 | 0.22236 | 0.22509 | 0.2279 | 0.23075
PG&E | GWh | Commercial | Com - Education (Secondary School) | FoodServ | No | FoodServ - Fryer (Electric) | 0.024281 | 0.024664 | 0.025036 | 0.025424 | 0.025802 | 0.026163 | 0.026497 | 0.02683 | 0.02715 | 0.027484 | 0.027827 | 0.028175
PG&E | GWh | Commercial | Com - Education (Secondary School) | FoodServ | No | FoodServ - Oven (Electric) | 0.39337 | 0.39958 | 0.4056 | 0.41189 | 0.41801 | 0.42386 | 0.42927 | 0.43466 | 0.43986 | 0.44527 | 0.45083 | 0.45646
PG&E | GWh | Commercial | Com - Education (Secondary School) | HVAC | No | HVAC - Chiller (Centrifugal) | 0 | 0 | 0 | 0 | 1.4793 | 1.4565 | 1.4341 | 1.412 | 1.3902 | 1.3688 | 1.3477 | 1.327
PG&E | GWh | Commercial | Com - Education (Secondary School) | HVAC | No | HVAC - Chiller (Reciprocating) | 1.0929 | 1.0989 | 1.1047 | 1.1111 | 1.1172 | 1.1229 | 1.1278 | 1.1328 | 1.1375 | 1.1427 | 1.1483 | 1.154
PG&E | GWh | Commercial | Com - Education (Secondary School) | HVAC | No | HVAC - Demand Controlled Ventilation | 1.3842 | 1.406 | 1.4272 | 1.4494 | 1.4709 | 1.4915 | 1.5105 | 1.5295 | 1.5478 | 1.5668 | 1.5864 | 1.6062
PG&E | GWh | Commercial | Com - Education (Secondary School) | HVAC | No | HVAC - Direct Evaporative Cooler | 2.7076 | 2.7503 | 2.7918 | 2.8351 | 2.8772 | 2.9175 | 2.9547 | 2.9918 | 3.0276 | 3.0648 | 3.1031 | 3.1418
PG&E | GWh | Commercial | Com - Education (Secondary School) | HVAC | No | HVAC - SEER Rated Package Rooftop AC (SEER 14) | 6.1295 | 6.2184 | 0 | 0 | 0 | 0 | 0 | 0 | 0 | 0 | 0 | 0
PG&E | GWh | Commercial | Com - Education (Secondary School) | HVAC | No | HVAC - SEER Rated Package Rooftop AC (SEER 15) | 0 | 0 | 3.1809 | 3.225 | 3.2679 | 3.3089 | 3.3465 | 3.3841 | 3.4203 | 3.4582 | 3.4971 | 3.5366
PG&E | GWh | Commercial | Com - Education (Secondary School) | HVAC | No | HVAC - SEER Rated Package Rooftop HP (SEER 15) | 3.5283 | 3.6022 | 1.7058 | 1.7404 | 1.7741 | 1.8065 | 1.8366 | 1.8666 | 1.8956 | 1.9256 | 1.9562 | 1.9872
PG&E | GWh | Commercial | Com - Education (Secondary School) | HVAC | No | HVAC - SEER Rated Split System AC (SEER 14) | 3.1068 | 3.1542 | 3.2001 | 0 | 0 | 0 | 0 | 0 | 0 | 0 | 0 | 0
PG&E | GWh | Commercial | Com - Education (Secondary School) | HVAC | No | HVAC - SEER Rated Split System AC (SEER 15) | 0 | 0 | 0 | 1.5165 | 1.5352 | 1.553 | 1.5693 | 1.5857 | 1.6014 | 1.6178 | 1.6348 | 1.652
PG&E | GWh | Commercial | Com - Education (Secondary School) | HVAC | No | HVAC - SEER Rated Split System HP (SEER 15) | 1.0207 | 1.0505 | 0.50123 | 0.51512 | 0.52866 | 0.54171 | 0.55394 | 0.5661 | 0.57788 | 0.58998 | 0.60229 | 0.61469
PG&E | GWh | Commercial | Com - Education (Secondary School) | HVAC | No | HVAC - Thermostat | 3.9345 | 3.9966 | 4.0568 | 4.1197 | 4.1809 | 4.2394 | 4.2935 | 4.3475 | 4.3994 | 4.4536 | 4.5091 | 4.5655
PG&E | GWh | Commercial | Com - Education (Secondary School) | Lighting | Yes | Lighting - LED Fixture (Replacing T8) - Emerging | 0 | 0 | 0 | 35.5083 | 36.8485 | 38.1886 | 39.3045 | 40.4348 | 41.5623 | 42.7259 | 43.9191 | 44.9176
PG&E | GWh | Commercial | Com - Education (Secondary School) | Lighting | Yes | Lighting - LED Lamp (Basic High - Indoor) - Emerging | 0.68828 | 0.71203 | 0.73424 | 0.75401 | 0.7737 | 0.102 | 0.10421 | 0.10621 | 0.10818 | 0.10999 | 0.11184 | 0.11373
PG&E | GWh | Commercial | Com - Education (Secondary School) | Lighting | Yes | Lighting - LED Lamp (Basic Low - Indoor) - Emerging | 1.1947 | 1.2376 | 1.2777 | 1.3131 | 1.3485 | 0.21073 | 0.21541 | 0.21965 | 0.22382 | 0.22814 | 0.23205 | 0.23603
PG&E | GWh | Commercial | Com - Education (Secondary School) | Lighting | Yes | Lighting - LED Plug-In Indoor Fixture - Emerging | 2.9716 | 3.0641 | 3.1466 | 3.2117 | 3.2863 | 0.19041 | 0.1938 | 0.19782 | 0.20085 | 0.20431 | 0.20754 | 0.21115
PG&E | GWh | Commercial | Com - Education (Secondary School) | Lighting | No | Lighting - Cold Cathode Lamp | 0.069096 | 0.070186 | 0.071244 | 0.072348 | 0.073423 | 0 | 0 | 0 | 0 | 0 | 0 | 0
PG&E | GWh | Commercial | Com - Education (Secondary School) | Lighting | No | Lighting - Compact Fluorescent Fixture (Indoor) | 9.5613 | 9.7152 | 9.8646 | 10.0204 | 10.172 | 0 | 0 | 0 | 0 | 0 | 0 | 0
PG&E | GWh | Commercial | Com - Education (Secondary School) | Lighting | No | Lighting - Exit Fixture (LED) | 1.5486 | 1.5247 | 1.5013 | 1.4781 | 1.4554 | 1.433 | 1.4109 | 1.3892 | 1.3678 | 1.3467 | 1.326 | 1.3056
PG&E | GWh | Commercial | Com - Education (Secondary School) | Lighting | No | Lighting - Halogen Lamp (A-Line) | 0.2571 | 0.26115 | 0.26509 | 0.2692 | 0.2732 | 0 | 0 | 0 | 0 | 0 | 0 | 0
PG&E | GWh | Commercial | Com - Education (Secondary School) | Lighting | No | Lighting - High Bay HID to T5 | 1.1594 | 1.1782 | 1.1964 | 1.2154 | 1.2339 | 1.2516 | 1.268 | 1.2843 | 1.3 | 1.3164 | 1.3332 | 1.3502
PG&E | GWh | Commercial | Com - Education (Secondary School) | Lighting | No | Lighting - Induction Fixture (Indoor) | 1.0862 | 1.1033 | 1.1199 | 1.1373 | 1.1542 | 1.1703 | 1.1853 | 1.2002 | 1.2145 | 1.2295 | 1.2448 | 1.2603
PG&E | GWh | Commercial | Com - Education (Secondary School) | Lighting | No | Lighting - Induction Fixture (Outdoor) | 1.071 | 1.0879 | 1.1043 | 1.1215 | 1.1381 | 1.154 | 1.1688 | 1.1835 | 1.1976 | 1.2123 | 1.2275 | 1.2428
PG&E | GWh | Commercial | Com - Education (Secondary School) | Lighting | No | Lighting - Light Sensor | 0 | 0 | 0 | 0 | 0 | 0 | 0 | 0 | 0 | 0.10694 | 0.11695 | 0.12697
PG&E | GWh | Commercial | Com - Education (Secondary School) | Lighting | No | Lighting - Linear Fluorescent Delamping | 0.052716 | 0.051904 | 0.038329 | 0.025159 | 0 | 0 | 0 | 0 | 0 | 0 | 0 | 0
PG&E | GWh | Commercial | Com - Education (Secondary School) | Lighting | No | Lighting - Linear Fluorescent Fixture (Low Wattage T8) | 6.1009 | 6.1997 | 6.2956 | 0 | 0 | 0 | 0 | 0 | 0 | 0 | 0 | 0
PG&E | GWh | Commercial | Com - Education (Secondary School) | Lighting | No | Lighting - Plug-In Fixture (Exterior) | 0.89823 | 0.9124 | 0.92616 | 0.94052 | 0.95449 | 0.96785 | 0.9802 | 0.99251 | 1.0044 | 1.0167 | 1.0294 | 1.0423
PG&E | GWh | Commercial | Com - Education (Secondary School) | Lighting | No | Lighting - Plug-In Fixture (PSMH) | 0 | 0 | 0 | 0 | 2.031 | 1.9997 | 2.4403 | 2.4717 | 2.502 | 2.5336 | 2.5659 | 2.5986
PG&E | GWh | Commercial | Com - Education (Secondary School) | SHW | No | SHW - EF Rated Instantaneous Water Heater (Electric) | 0.14484 | 0.14706 | 0.1492 | 0.15145 | 0.15363 | 0.15571 | 0.15764 | 0.15956 | 0.16141 | 0.16334 | 0.16532 | 0.16733
PG&E | GWh | Commercial | Com - Education (Secondary School) | Service | No | HVAC - Comprehensive Rooftop Unit Quality Maintenance | 4.8977 | 4.8223 | 4.748 | 4.6749 | 4.6029 | 4.532 | 4.4622 | 4.3935 | 4.3258 | 4.2592 | 4.1936 | 4.129
PG&E | GWh | Commercial | Com - Education (Secondary School) | Service | No | Service - HVAC Fault Detection & Diagnositics | 4.7955 | 4.8712 | 4.9446 | 5.0213 | 5.0959 | 5.1672 | 5.2331 | 5.2989 | 5.3622 | 5.4282 | 5.4959 | 5.5646
PG&E | GWh | Commercial | Com - Education (Secondary School) | Service | No | Service - Retro-Commissioning (Electric) | 15.2046 | 14.9704 | 14.7399 | 14.5129 | 14.2894 | 14.0693 | 13.8526 | 13.6393 | 13.4293 | 13.2225 | 13.0188 | 12.8183
PG&E | GWh | Commercial | Com - Education (Secondary School) | WholeBlg | No | HVAC - Energy Management System | 3.0845 | 3.1332 | 3.1804 | 3.2298 | 3.2777 | 3.3236 | 3.366 | 3.4083 | 3.4491 | 3.4915 | 3.5351 | 3.5792
PG&E | GWh | Commercial | Com - Education (Secondary School) | WholeBlg | No | WholeBlg - Com RET Level 1 | 11.5572 | 11.3793 | 11.204 | 11.0315 | 10.8616 | 10.6943 | 10.5296 | 10.3675 | 10.2078 | 10.0506 | 9.8958 | 9.7434
PG&E | GWh | Commercial | Com - Education (Secondary School) | WholeBlg | No | WholeBlg - Com RET Level 2 | 80.1288 | 78.8948 | 77.6799 | 76.4836 | 75.3057 | 74.146 | 73.0042 | 71.8799 | 70.773 | 69.6831 | 68.6099 | 67.5534
PG&E | GWh | Commercial | Com - Education (University) | AppPlug | No | AppPlug - Desktop Computer (Com - Power Management) | 3.1879 | 3.2381 | 3.287 | 3.3379 | 3.3875 | 3.4349 | 3.4788 | 3.5225 | 3.5646 | 3.6084 | 3.6535 | 3.6991
PG&E | GWh | Commercial | Com - Education (University) | AppPlug | No | AppPlug - Occupancy Sensor Plug Strip | 1.3305 | 1.3514 | 1.3718 | 1.3931 | 1.4138 | 1.4336 | 1.4519 | 1.4701 | 1.4877 | 1.506 | 1.5248 | 1.5438
PG&E | GWh | Commercial | Com - Education (University) | AppPlug | No | AppPlug - Vending Machine Controls | 9.1142 | 9.258 | 9.3976 | 9.5433 | 9.685 | 9.8207 | 9.9459 | 10.0709 | 10.1913 | 10.3167 | 10.4454 | 10.5759
PG&E | GWh | Commercial | Com - Education (University) | BldgEnv | No | BldgEnv - Wall Spray On Insulation | 0.96368 | 0.94884 | 0.93423 | 0.91984 | 0.90567 | 0.89173 | 0.87799 | 0.86447 | 0.85116 | 0.83805 | 0.82515 | 0.81244
PG&E | GWh | Commercial | Com - Education (University) | BldgEnv | No | BldgEnv - Window Film | 0 | 0 | 0 | 0 | 0 | 0 | 0 | 0 | 3.6041 | 3.5486 | 3.494 | 3.4401
PG&E | GWh | Commercial | Com - Education (University) | FoodServ | No | FoodServ - Electric Griddle | 0.2489 | 0.25282 | 0.25663 | 0.26061 | 0.26448 | 0.26819 | 0.27161 | 0.27502 | 0.27831 | 0.28173 | 0.28525 | 0.28881
PG&E | GWh | Commercial | Com - Education (University) | FoodServ | No | FoodServ - Electric Steamer | 0.11816 | 0.12002 | 0.12183 | 0.12372 | 0.12556 | 0.12732 | 0.12894 | 0.13056 | 0.13212 | 0.13375 | 0.13541 | 0.13711
PG&E | GWh | Commercial | Com - Education (University) | FoodServ | No | FoodServ - Fryer (Electric) | 0.011164 | 0.01134 | 0.011511 | 0.01169 | 0.011863 | 0.012029 | 0.012183 | 0.012336 | 0.012483 | 0.012637 | 0.012795 | 0.012954
PG&E | GWh | Commercial | Com - Education (University) | FoodServ | No | FoodServ - Oven (Electric) | 2.2205 | 2.2555 | 2.2895 | 2.325 | 2.3596 | 2.3926 | 2.4231 | 2.4536 | 2.4829 | 2.5135 | 2.5448 | 2.5766
PG&E | GWh | Commercial | Com - Education (University) | HVAC | No | HVAC - Chiller (Centrifugal) | 5.4511 | 5.3672 | 5.2845 | 5.2031 | 5.123 | 5.0441 | 4.9664 | 4.89 | 4.8147 | 4.7405 | 4.6675 | 4.5956
PG&E | GWh | Commercial | Com - Education (University) | HVAC | No | HVAC - Chiller (Reciprocating) | 3.6466 | 3.6658 | 3.6842 | 3.7045 | 3.724 | 3.7422 | 3.7579 | 3.7738 | 3.7887 | 3.8053 | 3.8229 | 3.8413
PG&E | GWh | Commercial | Com - Education (University) | HVAC | No | HVAC - EER Rated Package Rooftop AC (EER 11) | 0 | 0 | 0 | 0 | 0 | 2.0895 | 2.1159 | 2.1422 | 2.1676 | 2.194 | 2.2212 | 2.2487
PG&E | GWh | Commercial | Com - Education (University) | HVAC | No | HVAC - SEER Rated Package Rooftop AC (Recharge) | 0 | 0 | 0 | 0 | 0 | 0 | 0 | 2.2826 | 2.2475 | 2.2129 | 2.1788 | 2.1452
PG&E | GWh | Commercial | Com - Education (University) | HVAC | No | HVAC - SEER Rated Package Rooftop AC (SEER 14) | 11.8074 | 11.9833 | 0 | 0 | 0 | 0 | 0 | 0 | 0 | 0 | 0 | 0
PG&E | GWh | Commercial | Com - Education (University) | HVAC | No | HVAC - SEER Rated Package Rooftop AC (SEER 15) | 0 | 0 | 6.5046 | 6.6027 | 6.6981 | 6.7894 | 6.8736 | 6.9577 | 7.0386 | 7.123 | 7.2097 | 7.2976
PG&E | GWh | Commercial | Com - Education (University) | HVAC | No | HVAC - SEER Rated Package Rooftop HP (SEER 15) | 4.8626 | 4.9548 | 2.342 | 2.3853 | 2.4273 | 2.4677 | 2.5052 | 2.5425 | 2.5786 | 2.616 | 2.6542 | 2.6928
PG&E | GWh | Commercial | Com - Education (University) | HVAC | No | HVAC - SEER Rated Split System AC (SEER 14) | 6.4543 | 6.5526 | 6.6481 | 0 | 0 | 0 | 0 | 0 | 0 | 0 | 0 | 0
PG&E | GWh | Commercial | Com - Education (University) | HVAC | No | HVAC - SEER Rated Split System AC (SEER 15) | 0 | 0 | 0 | 3.4319 | 3.4764 | 3.5189 | 3.558 | 3.597 | 3.6345 | 3.6738 | 3.7142 | 3.7552
PG&E | GWh | Commercial | Com - Education (University) | HVAC | No | HVAC - SEER Rated Split System HP (SEER 15) | 2.7264 | 2.7779 | 1.313 | 1.3372 | 1.3607 | 1.3833 | 1.4042 | 1.4251 | 1.4453 | 1.4662 | 1.4876 | 1.5092
PG&E | GWh | Commercial | Com - Education (University) | HVAC | No | HVAC - Thermostat | 6.7031 | 6.8089 | 6.9115 | 7.0187 | 7.1229 | 7.2227 | 7.3148 | 7.4067 | 7.4953 | 7.5875 | 7.6822 | 7.7781
PG&E | GWh | Commercial | Com - Education (University) | Lighting | Yes | Lighting - LED Fixture (Replacing T8) - Emerging | 0 | 0 | 47.5168 | 49.6403 | 51.5054 | 53.3703 | 54.9219 | 56.4936 | 58.0611 | 59.679 | 61.3378 | 62.7245
PG&E | GWh | Commercial | Com - Education (University) | Lighting | Yes | Lighting - LED Lamp (Basic High - Indoor) - Emerging | 0.94973 | 0.98225 | 1.0127 | 1.0397 | 1.0666 | 0.14059 | 0.1436 | 0.14633 | 0.14902 | 0.15149 | 0.15402 | 0.15659
PG&E | GWh | Commercial | Com - Education (University) | Lighting | Yes | Lighting - LED Lamp (Basic Low - Indoor) - Emerging | 1.6485 | 1.7073 | 1.7622 | 1.8106 | 1.859 | 0.29045 | 0.29685 | 0.30262 | 0.30832 | 0.31421 | 0.31955 | 0.32498
PG&E | GWh | Commercial | Com - Education (University) | Lighting | Yes | Lighting - LED Plug-In Indoor Fixture - Emerging | 4.031 | 4.1555 | 4.2664 | 4.3537 | 4.4538 | 0.25801 | 0.26255 | 0.26794 | 0.272 | 0.27664 | 0.28097 | 0.2858
PG&E | GWh | Commercial | Com - Education (University) | Lighting | No | Lighting - Cold Cathode Lamp | 0.081482 | 0.082768 | 0.084016 | 0.085318 | 0.086585 | 0 | 0 | 0 | 0 | 0 | 0 | 0
PG&E | GWh | Commercial | Com - Education (University) | Lighting | No | Lighting - Compact Fluorescent Fixture (Indoor) | 13.1932 | 13.4022 | 13.6051 | 13.8169 | 14.0229 | 0 | 0 | 0 | 0 | 0 | 0 | 0
PG&E | GWh | Commercial | Com - Education (University) | Lighting | No | Lighting - Exit Fixture (LED) | 2.0244 | 1.9932 | 1.9625 | 1.9323 | 1.9025 | 1.8732 | 1.8444 | 1.816 | 1.788 | 1.7605 | 1.7334 | 1.7067
PG&E | GWh | Commercial | Com - Education (University) | Lighting | No | Lighting - Halogen Lamp (A-Line) | 0.33099 | 0.33621 | 0.34128 | 0.34657 | 0.35172 | 0 | 0 | 0 | 0 | 0 | 0 | 0
PG&E | GWh | Commercial | Com - Education (University) | Lighting | No | Lighting - High Bay HID to T5 | 1.6217 | 1.6476 | 1.6728 | 1.6991 | 1.7247 | 1.7492 | 1.7718 | 1.7944 | 1.8161 | 1.8388 | 1.862 | 1.8855
PG&E | GWh | Commercial | Com - Education (University) | Lighting | No | Lighting - Induction Fixture (Indoor) | 1.3682 | 1.3898 | 1.4108 | 1.4326 | 1.4539 | 1.4743 | 1.4931 | 1.5118 | 1.5299 | 1.5487 | 1.5681 | 1.5877
PG&E | GWh | Commercial | Com - Education (University) | Lighting | No | Lighting - Induction Fixture (Outdoor) | 1.3788 | 1.4006 | 1.4217 | 1.4438 | 1.4652 | 1.4857 | 1.5047 | 1.5236 | 1.5418 | 1.5608 | 1.5802 | 1.6
PG&E | GWh | Commercial | Com - Education (University) | Lighting | No | Lighting - Light Sensor | 1.0046 | 1.0286 | 1.0518 | 1.0759 | 1.0993 | 1.1219 | 1.1429 | 1.1639 | 1.1841 | 1.205 | 1.2263 | 1.2478
PG&E | GWh | Commercial | Com - Education (University) | Lighting | No | Lighting - Linear Fluorescent Delamping | 0.070694 | 0.069606 | 0.0514 | 0.033739 | 0 | 0 | 0 | 0 | 0 | 0 | 0 | 0
PG&E | GWh | Commercial | Com - Education (University) | Lighting | No | Lighting - Linear Fluorescent Fixture (Low Wattage T8) | 8.5336 | 8.6702 | 0 | 0 | 0 | 0 | 0 | 0 | 0 | 0 | 0 | 0
PG&E | GWh | Commercial | Com - Education (University) | Lighting | No | Lighting - Plug-In Fixture (Exterior) | 1.1564 | 1.1746 | 1.1923 | 1.2108 | 1.2288 | 1.246 | 1.2619 | 1.2778 | 1.293 | 1.309 | 1.3253 | 1.3418
PG&E | GWh | Commercial | Com - Education (University) | Lighting | No | Lighting - Plug-In Fixture (PSMH with Electronic Ballast) | 0.10095 | 0.20065 | 3.326 | 3.3783 | 3.4292 | 3.4778 | 3.5228 | 3.5677 | 3.6109 | 3.6559 | 3.7021 | 3.7489
PG&E | GWh | Commercial | Com - Education (University) | Lighting | No | Lighting - Plug-In Fixture (PSMH) | 3.0936 | 3.0459 | 0 | 0 | 0 | 0 | 0 | 0 | 0 | 0 | 0 | 0
PG&E | GWh | Commercial | Com - Education (University) | SHW | No | SHW - EF Rated Instantaneous Water Heater (Electric) | 0.090456 | 0.091888 | 0.093279 | 0.094731 | 0.096143 | 0.097495 | 0.098743 | 0.099988 | 0.10119 | 0.10244 | 0.10372 | 0.10502
PG&E | GWh | Commercial | Com - Education (University) | Service | No | HVAC - Comprehensive Rooftop Unit Quality Maintenance | 6.3053 | 6.2082 | 6.1126 | 6.0184 | 5.9258 | 5.8345 | 5.7447 | 5.6562 | 5.5691 | 5.4833 | 5.3989 | 5.3157
PG&E | GWh | Commercial | Com - Education (University) | Service | No | Service - HVAC Fault Detection & Diagnositics | 6.1738 | 6.2712 | 6.3657 | 6.4644 | 6.5604 | 6.6523 | 6.7372 | 6.8218 | 6.9034 | 6.9883 | 7.0755 | 7.1639
PG&E | GWh | Commercial | Com - Education (University) | Service | No | Service - Retro-Commissioning (Electric) | 19.5744 | 19.2729 | 18.9761 | 18.6839 | 18.3961 | 18.1128 | 17.8339 | 17.5593 | 17.2889 | 17.0226 | 16.7605 | 16.5023
PG&E | GWh | Commercial | Com - Education (University) | WholeBlg | No | HVAC - Energy Management System | 3.971 | 4.0337 | 4.0945 | 4.158 | 4.2197 | 4.2788 | 4.3334 | 4.3879 | 4.4403 | 4.495 | 4.551 | 4.6079
PG&E | GWh | Commercial | Com - Education (University) | WholeBlg | No | WholeBlg - Com RET Level 1 | 17.2361 | 16.9707 | 16.7094 | 16.452 | 16.1987 | 15.9492 | 15.7036 | 15.4618 | 15.2237 | 14.9892 | 14.7584 | 14.5311
PG&E | GWh | Commercial | Com - Education (University) | WholeBlg | No | WholeBlg - Com RET Level 2 | 115.4271 | 113.6495 | 111.8993 | 110.1761 | 108.4794 | 106.8088 | 105.1639 | 103.5444 | 101.9498 | 100.3798 | 98.8339 | 97.3119
PG&E | GWh | Commercial | Com - Grocery | AppPlug | No | AppPlug - Desktop Computer (Com - Power Management) | 6.147 | 6.244 | 6.3382 | 6.4364 | 6.532 | 6.6235 | 6.708 | 6.7923 | 6.8735 | 6.9581 | 7.0448 | 7.1329
PG&E | GWh | Commercial | Com - Grocery | AppPlug | No | AppPlug - Occupancy Sensor Plug Strip | 2.5655 | 2.606 | 2.6452 | 2.6863 | 2.7261 | 2.7643 | 2.7996 | 2.8348 | 2.8687 | 2.904 | 2.9402 | 2.9769
PG&E | GWh | Commercial | Com - Grocery | AppPlug | No | AppPlug - Vending Machine Controls | 3.9836 | 4.0464 | 4.1075 | 4.1711 | 4.2331 | 4.2924 | 4.3471 | 4.4017 | 4.4544 | 4.5092 | 4.5654 | 4.6225
PG&E | GWh | Commercial | Com - Grocery | BldgEnv | No | BldgEnv - Attic Batt Insulation | 0.071891 | 0.070784 | 0.069694 | 0.068621 | 0.067564 | 0.066524 | 0.065499 | 0.06449 | 0.063497 | 0.062519 | 0.061557 | 0.060609
PG&E | GWh | Commercial | Com - Grocery | BldgEnv | No | BldgEnv - Wall Spray On Insulation | 1.8582 | 1.8296 | 1.8014 | 1.7737 | 1.7464 | 1.7195 | 1.693 | 1.6669 | 1.6413 | 1.616 | 1.5911 | 1.5666
PG&E | GWh | Commercial | Com - Grocery | BldgEnv | No | BldgEnv - Window Film | 0 | 0 | 0 | 0 | 0 | 0 | 0 | 0 | 8.5698 | 8.4379 | 8.3079 | 8.18
PG&E | GWh | Commercial | Com - Grocery | ComRefrig | No | ComRefrig - Refrigerated Case Night Cover (Low Temp) | 34.5073 | 33.9759 | 33.4526 | 32.9375 | 32.4302 | 31.9308 | 31.4391 | 30.9549 | 30.4782 | 30.0088 | 29.5467 | 29.0917
PG&E | GWh | Commercial | Com - Grocery | ComRefrig | No | ComRefrig - Refrigerated Case Night Cover (Med Temp) | 50.9571 | 50.1724 | 49.3997 | 48.639 | 47.8899 | 47.1524 | 46.4263 | 45.7113 | 45.0074 | 44.3143 | 43.6318 | 42.9599
PG&E | GWh | Commercial | Com - Grocery | ComRefrig | No | ComRefrig - Strip Curtain for Walk In Refrigerator | 27.2433 | 26.8237 | 26.4106 | 26.0039 | 25.6035 | 25.2092 | 24.8209 | 24.4387 | 24.0624 | 23.6918 | 23.3269 | 22.9677
PG&E | GWh | Commercial | Com - Grocery | FoodServ | No | FoodServ - Electric Steamer | 2.772 | 2.8158 | 2.8582 | 2.9025 | 2.9456 | 2.9869 | 3.025 | 3.063 | 3.0996 | 3.1378 | 3.1769 | 3.2166
PG&E | GWh | Commercial | Com - Grocery | FoodServ | No | FoodServ - Oven (Electric) | 1.2019 | 1.2208 | 1.2392 | 1.2585 | 1.2772 | 1.295 | 1.3116 | 1.328 | 1.3439 | 1.3605 | 1.3774 | 1.3946
PG&E | GWh | Commercial | Com - Grocery | HVAC | No | HVAC - SEER Rated Package Rooftop AC (Recharge) | 12.4059 | 12.2148 | 12.0267 | 11.8415 | 11.6592 | 11.4796 | 11.3028 | 11.1288 | 10.9574 | 10.7886 | 10.6225 | 10.4589
PG&E | GWh | Commercial | Com - Grocery | HVAC | No | HVAC - SEER Rated Package Rooftop AC (SEER 14) | 56.6791 | 57.5878 | 0 | 0 | 0 | 0 | 0 | 0 | 0 | 0 | 0 | 0
PG&E | GWh | Commercial | Com - Grocery | HVAC | No | HVAC - SEER Rated Package Rooftop AC (SEER 15) | 0 | 0 | 25.7245 | 26.1472 | 26.5585 | 26.9524 | 27.3169 | 27.6804 | 28.0308 | 28.3953 | 28.7688 | 29.1471
PG&E | GWh | Commercial | Com - Grocery | HVAC | No | HVAC - SEER Rated Package Rooftop HP (SEER 15) | 33.0771 | 33.4616 | 15.7086 | 15.891 | 16.0679 | 16.2364 | 16.3903 | 16.5441 | 16.6917 | 16.8471 | 17.0077 | 17.1713
PG&E | GWh | Commercial | Com - Grocery | HVAC | No | HVAC - SEER Rated Split System AC (SEER 14) | 29.754 | 30.226 | 30.6843 | 0 | 0 | 0 | 0 | 0 | 0 | 0 | 0 | 0
PG&E | GWh | Commercial | Com - Grocery | HVAC | No | HVAC - SEER Rated Split System AC (SEER 15) | 0 | 0 | 0 | 11.4418 | 11.603 | 11.7572 | 11.8993 | 12.0411 | 12.1777 | 12.3202 | 12.4665 | 12.6151
PG&E | GWh | Commercial | Com - Grocery | HVAC | No | HVAC - Thermostat | 15.8714 | 16.1218 | 16.3649 | 16.6186 | 16.8654 | 17.1016 | 17.3197 | 17.5373 | 17.747 | 17.9655 | 18.1895 | 18.4167
PG&E | GWh | Commercial | Com - Grocery | Lighting | Yes | Lighting - LED Fixture (Replacing T8) - Emerging | 128.9697 | 134.3298 | 139.7296 | 146.1391 | 151.792 | 157.4469 | 162.1761 | 166.968 | 171.7484 | 176.6834 | 181.7446 | 186.0028
PG&E | GWh | Commercial | Com - Grocery | Lighting | Yes | Lighting - LED Lamp (Basic High - Indoor) - Emerging | 2.4934 | 2.5815 | 2.6642 | 2.738 | 2.8116 | 0.37093 | 0.37919 | 0.38671 | 0.39411 | 0.40094 | 0.40794 | 0.41506
PG&E | GWh | Commercial | Com - Grocery | Lighting | Yes | Lighting - LED Lamp (Basic Low - Indoor) - Emerging | 8.9555 | 9.2848 | 9.593 | 9.8668 | 10.1399 | 1.5857 | 1.622 | 1.6549 | 1.6873 | 1.7208 | 1.7514 | 1.7824
PG&E | GWh | Commercial | Com - Grocery | Lighting | Yes | Lighting - LED Plug-In Indoor Fixture - Emerging | 20.6361 | 21.2967 | 21.887 | 22.3572 | 22.8934 | 1.3274 | 1.3519 | 1.3807 | 1.4027 | 1.4278 | 1.4512 | 1.4772
PG&E | GWh | Commercial | Com - Grocery | Lighting | No | Lighting - Cold Cathode Lamp | 0.24447 | 0.24833 | 0.25207 | 0.25598 | 0.25978 | 0 | 0 | 0 | 0 | 0 | 0 | 0
PG&E | GWh | Commercial | Com - Grocery | Lighting | No | Lighting - Compact Fluorescent Fixture (Indoor) | 20.0113 | 20.3502 | 20.6794 | 21.0225 | 21.3562 | 0 | 0 | 0 | 0 | 0 | 0 | 0
PG&E | GWh | Commercial | Com - Grocery | Lighting | No | Lighting - Exit Fixture (LED) | 3.4125 | 3.36 | 3.3082 | 3.2573 | 3.2071 | 3.1577 | 3.1091 | 3.0612 | 3.0141 | 2.9677 | 2.922 | 2.877
PG&E | GWh | Commercial | Com - Grocery | Lighting | No | Lighting - Halogen Lamp (A-Line) | 0.63823 | 0.6483 | 0.65808 | 0.66828 | 0.6782 | 0 | 0 | 0 | 0 | 0 | 0 | 0
PG&E | GWh | Commercial | Com - Grocery | Lighting | No | Lighting - High Bay HID to T5 | 1.7286 | 1.7584 | 1.7873 | 1.8175 | 1.8468 | 1.8749 | 1.901 | 1.9269 | 1.9519 | 1.9779 | 2.0046 | 2.0315
PG&E | GWh | Commercial | Com - Grocery | Lighting | No | Lighting - Induction Fixture (Indoor) | 5.1811 | 5.2628 | 5.3421 | 5.425 | 5.5055 | 5.5826 | 5.6538 | 5.7249 | 5.7933 | 5.8646 | 5.9378 | 6.012
PG&E | GWh | Commercial | Com - Grocery | Lighting | No | Lighting - Induction Fixture (Outdoor) | 2.6588 | 2.7007 | 2.7415 | 2.784 | 2.8253 | 2.8649 | 2.9014 | 2.9379 | 2.973 | 3.0096 | 3.0471 | 3.0852
PG&E | GWh | Commercial | Com - Grocery | Lighting | No | Lighting - Linear Fluorescent Delamping | 0.036779 | 0.036213 | 0.026741 | 0.017553 | 0.0086413 | 0 | 0 | 0 | 0 | 0 | 0 | 0
PG&E | GWh | Commercial | Com - Grocery | Lighting | No | Lighting - Plug-In Fixture (Exterior) | 2.2298 | 2.265 | 2.2992 | 2.3348 | 2.3695 | 2.4027 | 2.4333 | 2.4639 | 2.4933 | 2.524 | 2.5555 | 2.5874
PG&E | GWh | Commercial | Com - Grocery | Lighting | No | Lighting - Plug-In Fixture (Linear Fluorescent) | 19.1801 | 19.5107 | 19.8319 | 20.1663 | 20.4917 | 0 | 0 | 0 | 0 | 0 | 0 | 0
PG&E | GWh | Commercial | Com - Grocery | Lighting | No | Lighting - Plug-In Fixture (PSMH with Electronic Ballast) | 10.3187 | 10.4966 | 10.6694 | 10.8493 | 11.0244 | 11.1921 | 11.3475 | 11.5024 | 11.6518 | 11.8071 | 11.9661 | 12.1271
PG&E | GWh | Commercial | Com - Grocery | SHW | No | SHW - EF Rated Instantaneous Water Heater (Electric) | 0.28494 | 0.28912 | 0.29318 | 0.29743 | 0.30155 | 0.3055 | 0.30914 | 0.31276 | 0.31626 | 0.31991 | 0.32365 | 0.32746
PG&E | GWh | Commercial | Com - Grocery | Service | No | HVAC - Comprehensive Rooftop Unit Quality Maintenance | 12.1583 | 11.9711 | 11.7867 | 11.6052 | 11.4265 | 11.2505 | 11.0772 | 10.9066 | 10.7387 | 10.5733 | 10.4105 | 10.2502
PG&E | GWh | Commercial | Com - Grocery | Service | No | Service - HVAC Fault Detection & Diagnositics | 11.9047 | 12.0925 | 12.2748 | 12.4652 | 12.6503 | 12.8274 | 12.9911 | 13.1543 | 13.3115 | 13.4754 | 13.6434 | 13.8139
PG&E | GWh | Commercial | Com - Grocery | Service | No | Service - Retro-Commissioning (Electric) | 37.7447 | 37.1634 | 36.5911 | 36.0276 | 35.4727 | 34.9265 | 34.3886 | 33.859 | 33.3376 | 32.8242 | 32.3187 | 31.821
PG&E | GWh | Commercial | Com - Grocery | WholeBlg | No | HVAC - Energy Management System | 7.6573 | 7.7781 | 7.8953 | 8.0177 | 8.1368 | 8.2508 | 8.356 | 8.461 | 8.5621 | 8.6675 | 8.7756 | 8.8853
PG&E | GWh | Commercial | Com - Grocery | WholeBlg | No | WholeBlg - Com RET Level 1 | 70.4388 | 69.354 | 68.2859 | 67.2343 | 66.1989 | 65.1795 | 64.1757 | 63.1874 | 62.2143 | 61.2562 | 60.3129 | 59.3841
PG&E | GWh | Commercial | Com - Grocery | WholeBlg | No | WholeBlg - Com RET Level 2 | 442.3928 | 435.5799 | 428.872 | 422.2674 | 415.7645 | 409.3617 | 403.0575 | 396.8504 | 390.7389 | 384.7216 | 378.7969 | 372.9634
PG&E | GWh | Commercial | Com - Hospital | AppPlug | No | AppPlug - Desktop Computer (Com - Power Management) | 4.0604 | 4.1245 | 4.1867 | 4.2516 | 4.3147 | 4.3752 | 4.431 | 4.4866 | 4.5403 | 4.5962 | 4.6535 | 4.7116
PG&E | GWh | Commercial | Com - Hospital | AppPlug | No | AppPlug - Occupancy Sensor Plug Strip | 1.6946 | 1.7214 | 1.7473 | 1.7744 | 1.8008 | 1.826 | 1.8493 | 1.8725 | 1.8949 | 1.9182 | 1.9421 | 1.9664
PG&E | GWh | Commercial | Com - Hospital | BldgEnv | No | BldgEnv - Wall Spray On Insulation | 2.2026 | 2.1687 | 2.1353 | 2.1024 | 2.0701 | 2.0382 | 2.0068 | 1.9759 | 1.9455 | 1.9155 | 1.886 | 1.857
PG&E | GWh | Commercial | Com - Hospital | BldgEnv | No | BldgEnv - Window Film | 0 | 0 | 0 | 0 | 0 | 0 | 0 | 0 | 9.5082 | 9.3618 | 9.2176 | 9.0757
PG&E | GWh | Commercial | Com - Hospital | FoodServ | No | FoodServ - Electric Steamer | 0.42641 | 0.43314 | 0.43967 | 0.44649 | 0.45312 | 0.45947 | 0.46533 | 0.47117 | 0.47681 | 0.48267 | 0.48869 | 0.4948
PG&E | GWh | Commercial | Com - Hospital | FoodServ | No | FoodServ - Oven (Electric) | 0.39695 | 0.40321 | 0.40929 | 0.41564 | 0.42181 | 0.42772 | 0.43318 | 0.43862 | 0.44386 | 0.44932 | 0.45493 | 0.46061
PG&E | GWh | Commercial | Com - Hospital | HVAC | Yes | HVAC - Advanced Package Rooftop AC (> EER 12) - Emerging | 0 | 17.789 | 17.515 | 17.2453 | 16.9797 | 16.7182 | 16.4608 | 16.2073 | 15.9577 | 15.7119 | 15.47 | 15.2317
PG&E | GWh | Commercial | Com - Hospital | HVAC | Yes | HVAC - Energy Recovery Ventilation - Emerging | 7.7974 | 7.9204 | 8.0398 | 8.1644 | 8.2857 | 8.4017 | 8.5089 | 8.6158 | 8.7188 | 8.8261 | 8.9362 | 9.0478
PG&E | GWh | Commercial | Com - Hospital | HVAC | No | HVAC - Chiller (Centrifugal) | 8.8349 | 8.6989 | 8.5649 | 8.433 | 8.3032 | 8.1753 | 8.0494 | 7.9254 | 7.8034 | 7.6832 | 7.5649 | 8.3594
PG&E | GWh | Commercial | Com - Hospital | HVAC | No | HVAC - Chiller (Reciprocating) | 7.1842 | 7.2475 | 7.3087 | 7.3739 | 7.4371 | 7.4969 | 7.5508 | 7.6048 | 7.6563 | 7.7113 | 7.7686 | 7.8273
PG&E | GWh | Commercial | Com - Hospital | HVAC | No | HVAC - Demand Controlled Ventilation | 12.8551 | 13.0579 | 13.2547 | 13.4603 | 13.6601 | 13.8514 | 14.0281 | 14.2044 | 14.3742 | 14.5511 | 14.7326 | 14.9167
PG&E | GWh | Commercial | Com - Hospital | HVAC | No | HVAC - Direct Evaporative Cooler | 12.2203 | 12.4131 | 12.6002 | 12.7956 | 12.9856 | 13.1675 | 13.3354 | 13.503 | 13.6644 | 13.8326 | 14.0051 | 14.1801
PG&E | GWh | Commercial | Com - Hospital | HVAC | No | HVAC - EER Rated Package Rooftop AC (EER 11) | 0 | 0 | 0 | 0 | 0.58969 | 0.7018 | 0.80867 | 0.91458 | 1.0177 | 1.1222 | 1.2273 | 1.3324
PG&E | GWh | Commercial | Com - Hospital | HVAC | No | HVAC - SEER Rated Package Rooftop AC (SEER 14) | 39.1484 | 39.8149 | 0 | 0 | 0 | 0 | 0 | 0 | 0 | 0 | 0 | 0
PG&E | GWh | Commercial | Com - Hospital | HVAC | No | HVAC - SEER Rated Package Rooftop AC (SEER 15) | 0 | 0 | 18.1623 | 18.433 | 18.6961 | 18.9479 | 19.1801 | 19.4117 | 19.6349 | 19.8676 | 20.1065 | 20.349
PG&E | GWh | Commercial | Com - Hospital | HVAC | No | HVAC - SEER Rated Package Rooftop HP (SEER 15) | 12.9252 | 13.1367 | 6.1946 | 6.2941 | 6.3909 | 6.4835 | 6.5692 | 6.6547 | 6.737 | 6.8228 | 6.9106 | 6.9997
PG&E | GWh | Commercial | Com - Hospital | HVAC | No | HVAC - SEER Rated Split System AC (SEER 14) | 19.6051 | 19.9271 | 20.2397 | 0 | 0 | 0 | 0 | 0 | 0 | 0 | 0 | 0
PG&E | GWh | Commercial | Com - Hospital | HVAC | No | HVAC - SEER Rated Split System AC (SEER 15) | 0 | 0 | 0 | 9.1835 | 9.2991 | 9.4094 | 9.5107 | 9.6118 | 9.7091 | 9.811 | 9.9159 | 10.0226
PG&E | GWh | Commercial | Com - Hospital | HVAC | No | HVAC - SEER Rated Split System HP (SEER 15) | 7.8185 | 7.9754 | 3.7737 | 3.8471 | 3.9187 | 3.9874 | 4.0512 | 4.1148 | 4.1763 | 4.2399 | 4.3049 | 4.3706
PG&E | GWh | Commercial | Com - Hospital | Lighting | Yes | Lighting - LED Fixture (Replacing T8) - Emerging | 106.8969 | 111.0604 | 115.2502 | 120.2552 | 124.6299 | 129.0023 | 132.6183 | 136.28 | 139.9309 | 143.6979 | 147.5594 | 150.7633
PG&E | GWh | Commercial | Com - Hospital | Lighting | Yes | Lighting - LED Lamp (Basic High - Indoor) - Emerging | 2.9873 | 3.086 | 3.178 | 3.2593 | 3.3403 | 0.43985 | 0.44886 | 0.457 | 0.465 | 0.47231 | 0.47982 | 0.48746
PG&E | GWh | Commercial | Com - Hospital | Lighting | Yes | Lighting - LED Lamp (Basic Low - Indoor) - Emerging | 19.4402 | 20.1101 | 20.7335 | 21.2809 | 21.8267 | 3.4069 | 3.4788 | 3.5434 | 3.607 | 3.673 | 3.7324 | 3.7929
PG&E | GWh | Commercial | Com - Hospital | Lighting | Yes | Lighting - LED Plug-In Indoor Fixture - Emerging | 16.4422 | 16.9306 | 17.363 | 17.699 | 18.0877 | 1.0468 | 1.0642 | 1.0852 | 1.1007 | 1.1185 | 1.1351 | 1.1537
PG&E | GWh | Commercial | Com - Hospital | Lighting | No | Lighting - Cold Cathode Lamp | 0.19697 | 0.20007 | 0.20309 | 0.20624 | 0.2093 | 0 | 0 | 0 | 0 | 0 | 0 | 0
PG&E | GWh | Commercial | Com - Hospital | Lighting | No | Lighting - Compact Fluorescent Fixture (Indoor) | 32.1624 | 32.6341 | 33.0917 | 33.5705 | 34.036 | 0 | 0 | 0 | 0 | 0 | 0 | 0
PG&E | GWh | Commercial | Com - Hospital | Lighting | No | Lighting - Exit Fixture (LED) | 2.6403 | 2.5997 | 2.5596 | 2.5202 | 2.4814 | 2.4432 | 2.4056 | 2.3685 | 2.332 | 2.2961 | 2.2608 | 2.226
PG&E | GWh | Commercial | Com - Hospital | Lighting | No | Lighting - Halogen Lamp (A-Line) | 0.42159 | 0.42824 | 0.43469 | 0.44143 | 0.44799 | 0 | 0 | 0 | 0 | 0 | 0 | 0
PG&E | GWh | Commercial | Com - Hospital | Lighting | No | Lighting - High Bay HID to T5 | 2.7992 | 2.8403 | 2.8802 | 2.9219 | 2.9625 | 3.0013 | 3.037 | 3.0727 | 3.107 | 3.1429 | 3.1797 | 3.2171
PG&E | GWh | Commercial | Com - Hospital | Lighting | No | Lighting - Induction Fixture (Indoor) | 3.9578 | 4.0202 | 4.0809 | 4.1441 | 4.2057 | 4.2646 | 4.319 | 4.3732 | 4.4255 | 4.48 | 4.5359 | 4.5925
PG&E | GWh | Commercial | Com - Hospital | Lighting | No | Lighting - Induction Fixture (Outdoor) | 1.7563 | 1.784 | 1.8109 | 1.8389 | 1.8663 | 1.8924 | 1.9165 | 1.9406 | 1.9638 | 1.988 | 2.0128 | 2.0379
PG&E | GWh | Commercial | Com - Hospital | Lighting | No | Lighting - Linear Fluorescent Delamping | 0.39796 | 0.39183 | 0.28935 | 0.18993 | 0.093502 | 0 | 0 | 0 | 0 | 0 | 0 | 0
PG&E | GWh | Commercial | Com - Hospital | Lighting | No | Lighting - Plug-In Fixture (Exterior) | 1.4729 | 1.4961 | 1.5187 | 1.5423 | 1.5652 | 1.5871 | 1.6073 | 1.6275 | 1.647 | 1.6672 | 1.688 | 1.7091
PG&E | GWh | Commercial | Com - Hospital | Lighting | No | Lighting - Plug-In Fixture (Linear Fluorescent) | 15.1391 | 15.3614 | 15.5771 | 15.8028 | 16.0222 | 0 | 0 | 0 | 0 | 0 | 0 | 0
PG&E | GWh | Commercial | Com - Hospital | Lighting | No | Lighting - Plug-In Fixture (MH Directional) | 0 | 0 | 0 | 0 | 0 | 0 | 0 | 0 | 0 | 0 | 0.83863 | 1.1604
PG&E | GWh | Commercial | Com - Hospital | Lighting | No | Lighting - Plug-In Fixture (PSMH with Electronic Ballast) | 8.1447 | 8.2643 | 8.3804 | 8.5018 | 8.6198 | 8.7326 | 8.8366 | 8.9404 | 9.0403 | 9.1446 | 9.2517 | 9.3605
PG&E | GWh | Commercial | Com - Hospital | SHW | No | SHW - EF Rated Instantaneous Water Heater (Electric) | 0.21715 | 0.22069 | 0.22412 | 0.2277 | 0.23118 | 0.23452 | 0.2376 | 0.24068 | 0.24364 | 0.24673 | 0.24989 | 0.2531
PG&E | GWh | Commercial | Com - Hospital | Service | No | HVAC - Comprehensive Rooftop Unit Quality Maintenance | 8.0312 | 7.9075 | 7.7857 | 7.6658 | 7.5478 | 7.4315 | 7.3171 | 7.2044 | 7.0934 | 6.9842 | 6.8766 | 6.7707
PG&E | GWh | Commercial | Com - Hospital | Service | No | Service - HVAC Fault Detection & Diagnositics | 7.8637 | 7.9877 | 8.1082 | 8.2339 | 8.3561 | 8.4732 | 8.5812 | 8.6891 | 8.7929 | 8.9012 | 9.0122 | 9.1248
PG&E | GWh | Commercial | Com - Hospital | Service | No | Service - Retro-Commissioning (Electric) | 24.9322 | 24.5483 | 24.1702 | 23.798 | 23.4315 | 23.0707 | 22.7154 | 22.3656 | 22.0212 | 21.682 | 21.3481 | 21.0194
PG&E | GWh | Commercial | Com - Hospital | WholeBlg | No | HVAC - Energy Management System | 5.058 | 5.1378 | 5.2153 | 5.2961 | 5.3748 | 5.45 | 5.5196 | 5.5889 | 5.6557 | 5.7253 | 5.7967 | 5.8692
PG&E | GWh | Commercial | Com - Hospital | WholeBlg | No | WholeBlg - Com RET Level 1 | 42.1469 | 41.4979 | 40.8588 | 40.2296 | 39.6101 | 39.0001 | 38.3995 | 37.8081 | 37.2259 | 36.6526 | 36.0881 | 35.5324
PG&E | GWh | Commercial | Com - Hospital | WholeBlg | No | WholeBlg - Com RET Level 2 | 266.5876 | 262.4822 | 258.44 | 254.46 | 250.5413 | 246.683 | 242.884 | 239.1436 | 235.4608 | 231.8347 | 228.2645 | 224.7492
PG&E | GWh | Commercial | Com - Hotel | AppPlug | No | AppPlug - Desktop Computer (Com - Power Management) | 3.6052 | 3.6621 | 3.7173 | 3.7749 | 3.831 | 3.8846 | 3.9342 | 3.9836 | 4.0313 | 4.0809 | 4.1318 | 4.1834
PG&E | GWh | Commercial | Com - Hotel | AppPlug | No | AppPlug - Occupancy Sensor Plug Strip | 1.5046 | 1.5284 | 1.5514 | 1.5755 | 1.5989 | 1.6213 | 1.6419 | 1.6626 | 1.6825 | 1.7032 | 1.7244 | 1.7459
PG&E | GWh | Commercial | Com - Hotel | AppPlug | No | AppPlug - Vending Machine Controls | 5.6348 | 5.7237 | 5.8099 | 5.9 | 5.9876 | 6.0715 | 6.1489 | 6.2262 | 6.3006 | 6.3782 | 6.4577 | 6.5384
PG&E | GWh | Commercial | Com - Hotel | BldgEnv | No | BldgEnv - Wall Spray On Insulation | 1.9557 | 1.9256 | 1.8959 | 1.8667 | 1.838 | 1.8097 | 1.7818 | 1.7544 | 1.7273 | 1.7007 | 1.6746 | 1.6488
PG&E | GWh | Commercial | Com - Hotel | BldgEnv | No | BldgEnv - Window Film | 0 | 0 | 0 | 0 | 0 | 0 | 0 | 0 | 8.6285 | 8.4957 | 8.3648 | 8.236
PG&E | GWh | Commercial | Com - Hotel | FoodServ | No | FoodServ - Electric Griddle | 0.031987 | 0.032491 | 0.032981 | 0.033492 | 0.03399 | 0.034466 | 0.034905 | 0.035344 | 0.035767 | 0.036207 | 0.036658 | 0.037116
PG&E | GWh | Commercial | Com - Hotel | FoodServ | No | FoodServ - Electric Steamer | 0.17817 | 0.18098 | 0.18371 | 0.18656 | 0.18933 | 0.19198 | 0.19443 | 0.19687 | 0.19922 | 0.20168 | 0.20419 | 0.20674
PG&E | GWh | Commercial | Com - Hotel | FoodServ | No | FoodServ - Fryer (Electric) | 0.020201 | 0.02052 | 0.020829 | 0.021152 | 0.021466 | 0.021767 | 0.022044 | 0.022321 | 0.022588 | 0.022866 | 0.023151 | 0.023441
PG&E | GWh | Commercial | Com - Hotel | FoodServ | No | FoodServ - Oven (Electric) | 0.17622 | 0.179 | 0.1817 | 0.18452 | 0.18726 | 0.18988 | 0.19231 | 0.19472 | 0.19705 | 0.19948 | 0.20196 | 0.20449
PG&E | GWh | Commercial | Com - Hotel | HVAC | Yes | HVAC - Advanced Package Rooftop AC (> EER 12) - Emerging | 0 | 9.4735 | 9.3277 | 9.184 | 9.0426 | 8.9033 | 8.7662 | 8.6312 | 8.4983 | 8.3674 | 8.2386 | 8.1117
PG&E | GWh | Commercial | Com - Hotel | HVAC | No | HVAC - Chiller (Centrifugal) | 4.8385 | 4.764 | 4.6906 | 4.6184 | 4.5473 | 4.4772 | 4.4083 | 4.3404 | 4.2736 | 4.2077 | 4.1429 | 4.5331
PG&E | GWh | Commercial | Com - Hotel | HVAC | No | HVAC - Chiller (Reciprocating) | 3.3176 | 3.3395 | 3.3605 | 3.3834 | 3.4054 | 3.4261 | 3.4443 | 3.4627 | 3.4801 | 3.499 | 3.519 | 3.5396
PG&E | GWh | Commercial | Com - Hotel | HVAC | No | HVAC - Demand Controlled Ventilation | 3.107 | 3.156 | 3.2036 | 3.2533 | 3.3016 | 3.3478 | 3.3905 | 3.4331 | 3.4742 | 3.5169 | 3.5608 | 3.6053
PG&E | GWh | Commercial | Com - Hotel | HVAC | No | HVAC - EER Rated Package Rooftop AC (EER 11) | 0 | 0.14249 | 0.2117 | 0.28194 | 0.35065 | 0.41732 | 0.48087 | 0.54385 | 0.60519 | 0.66733 | 0.72982 | 0.79232
PG&E | GWh | Commercial | Com - Hotel | HVAC | No | HVAC - SEER Rated Package Rooftop AC (Recharge) | 0 | 0 | 0 | 2.3949 | 2.358 | 2.3217 | 2.286 | 2.2508 | 2.2161 | 2.182 | 2.1484 | 2.1153
PG&E | GWh | Commercial | Com - Hotel | HVAC | No | HVAC - SEER Rated Package Rooftop AC (SEER 14) | 17.731 | 17.9939 | 0 | 0 | 0 | 0 | 0 | 0 | 0 | 0 | 0 | 0
PG&E | GWh | Commercial | Com - Hotel | HVAC | No | HVAC - SEER Rated Package Rooftop AC (SEER 15) | 0 | 0 | 8.907 | 9.0358 | 9.161 | 9.2808 | 9.3911 | 9.5012 | 9.6072 | 9.7179 | 9.8315 | 9.947
PG&E | GWh | Commercial | Com - Hotel | HVAC | No | HVAC - SEER Rated Package Rooftop HP (SEER 15) | 7.1973 | 7.3371 | 3.4696 | 3.5352 | 3.599 | 3.6602 | 3.7171 | 3.7737 | 3.8284 | 3.8851 | 3.9431 | 4.0017
PG&E | GWh | Commercial | Com - Hotel | HVAC | No | HVAC - SEER Rated Split System AC (SEER 14) | 9.7408 | 9.8877 | 10.0303 | 0 | 0 | 0 | 0 | 0 | 0 | 0 | 0 | 0
PG&E | GWh | Commercial | Com - Hotel | HVAC | No | HVAC - SEER Rated Split System AC (SEER 15) | 0 | 0 | 0 | 4.7812 | 4.839 | 4.8942 | 4.9447 | 4.9952 | 5.0437 | 5.0946 | 5.1471 | 5.2004
PG&E | GWh | Commercial | Com - Hotel | HVAC | No | HVAC - SEER Rated Split System HP (SEER 15) | 3.6165 | 3.6984 | 1.7541 | 1.7924 | 1.8297 | 1.8656 | 1.899 | 1.9323 | 1.9645 | 1.9978 | 2.0316 | 2.0659
PG&E | GWh | Commercial | Com - Hotel | Lighting | Yes | Lighting - LED Fixture (Replacing T8) - Emerging | 0 | 0 | 0 | 0 | 30.2299 | 31.3015 | 32.1896 | 33.089 | 33.9858 | 34.9112 | 35.86 | 36.6491
PG&E | GWh | Commercial | Com - Hotel | Lighting | Yes | Lighting - LED Lamp (Basic High - Indoor) - Emerging | 3.8932 | 4.0247 | 4.1475 | 4.2564 | 4.3649 | 0.57511 | 0.58722 | 0.59818 | 0.60897 | 0.61887 | 0.62901 | 0.63934
PG&E | GWh | Commercial | Com - Hotel | Lighting | Yes | Lighting - LED Lamp (Basic Low - Indoor) - Emerging | 3.6239 | 3.7514 | 3.8703 | 3.9751 | 4.0797 | 0.63717 | 0.65098 | 0.66343 | 0.67569 | 0.68838 | 0.69987 | 0.71155
PG&E | GWh | Commercial | Com - Hotel | Lighting | Yes | Lighting - LED Plug-In Indoor Fixture - Emerging | 5.3652 | 5.5285 | 5.6736 | 5.7872 | 5.918 | 0.3427 | 0.3486 | 0.35564 | 0.36092 | 0.36696 | 0.37258 | 0.37888
PG&E | GWh | Commercial | Com - Hotel | Lighting | No | Lighting - Cold Cathode Lamp | 0.07109 | 0.072212 | 0.073301 | 0.074437 | 0.075542 | 0 | 0 | 0 | 0 | 0 | 0 | 0
PG&E | GWh | Commercial | Com - Hotel | Lighting | No | Lighting - Compact Fluorescent Fixture (Indoor) | 10.3725 | 10.5321 | 10.687 | 10.8488 | 11.0062 | 0 | 0 | 0 | 0 | 0 | 0 | 0
PG&E | GWh | Commercial | Com - Hotel | Lighting | No | Lighting - Exit Fixture (LED) | 2.2347 | 2.2003 | 2.1664 | 2.133 | 2.1002 | 2.0678 | 2.036 | 2.0046 | 1.9738 | 1.9434 | 1.9135 | 1.884
PG&E | GWh | Commercial | Com - Hotel | Lighting | No | Lighting - Halogen Lamp (A-Line) | 0.37432 | 0.38023 | 0.38596 | 0.39194 | 0.39776 | 0 | 0 | 0 | 0 | 0 | 0 | 0
PG&E | GWh | Commercial | Com - Hotel | Lighting | No | Lighting - High Bay HID to T5 | 0 | 0 | 1.1153 | 1.2401 | 1.2578 | 1.2747 | 1.2903 | 1.3059 | 1.3209 | 1.3365 | 1.3526 | 1.3689
PG&E | GWh | Commercial | Com - Hotel | Lighting | No | Lighting - Induction Fixture (Indoor) | 1.4142 | 1.4366 | 1.4582 | 1.4808 | 1.5028 | 1.5239 | 1.5433 | 1.5627 | 1.5814 | 1.6008 | 1.6208 | 1.641
PG&E | GWh | Commercial | Com - Hotel | Lighting | No | Lighting - Induction Fixture (Outdoor) | 1.5594 | 1.584 | 1.6079 | 1.6328 | 1.657 | 1.6802 | 1.7017 | 1.723 | 1.7436 | 1.7651 | 1.7871 | 1.8094
PG&E | GWh | Commercial | Com - Hotel | Lighting | No | Lighting - Linear Fluorescent Delamping | 0.067403 | 0.066365 | 0.049007 | 0.032168 | 0 | 0 | 0 | 0 | 0 | 0 | 0 | 0
PG&E | GWh | Commercial | Com - Hotel | Lighting | No | Lighting - Linear Fluorescent Fixture (Low Wattage T8) | 4.997 | 5.0726 | 5.1459 | 5.2225 | 0 | 0 | 0 | 0 | 0 | 0 | 0 | 0
PG&E | GWh | Commercial | Com - Hotel | Lighting | No | Lighting - Occupancy Sensor | 0 | 0 | 0 | 0 | 0 | 0 | 0 | 0 | 0 | 0 | 0 | 7.9902
PG&E | GWh | Commercial | Com - Hotel | Lighting | No | Lighting - Plug-In Fixture (Exterior) | 1.3078 | 1.3284 | 1.3484 | 1.3693 | 1.3897 | 1.4091 | 1.4271 | 1.445 | 1.4623 | 1.4803 | 1.4988 | 1.5175
PG&E | GWh | Commercial | Com - Hotel | Lighting | No | Lighting - Plug-In Fixture (Linear Fluorescent) | 0 | 4.9155 | 4.9865 | 5.0607 | 5.1329 | 0 | 0 | 0 | 0 | 0 | 0 | 0
PG&E | GWh | Commercial | Com - Hotel | Lighting | No | Lighting - Plug-In Fixture (PSMH with Electronic Ballast) | 0 | 0 | 2.4486 | 2.7226 | 2.7615 | 2.7986 | 2.8329 | 2.8671 | 2.9 | 2.9343 | 2.9696 | 3.0054
PG&E | GWh | Commercial | Com - Hotel | Lighting | No | Lighting - Plug-In Fixture (PSMH) | 2.5802 | 2.6192 | 0.23181 | 0 | 0 | 0 | 0 | 0 | 0 | 0 | 0 | 0
PG&E | GWh | Commercial | Com - Hotel | SHW | No | SHW - EF Rated Instantaneous Water Heater (Electric) | 0.095048 | 0.096548 | 0.098003 | 0.099523 | 0.101 | 0.10242 | 0.10372 | 0.10503 | 0.10628 | 0.10759 | 0.10893 | 0.11029
PG&E | GWh | Commercial | Com - Hotel | Service | No | HVAC - Comprehensive Rooftop Unit Quality Maintenance | 7.1308 | 7.021 | 6.9128 | 6.8064 | 6.7016 | 6.5984 | 6.4967 | 6.3967 | 6.2982 | 6.2012 | 6.1057 | 6.0117
PG&E | GWh | Commercial | Com - Hotel | Service | No | Service - HVAC Fault Detection & Diagnositics | 6.9821 | 7.0922 | 7.1991 | 7.3108 | 7.4193 | 7.5232 | 7.6192 | 7.7149 | 7.8072 | 7.9032 | 8.0018 | 8.1018
PG&E | GWh | Commercial | Com - Hotel | Service | No | Service - Retro-Commissioning (Electric) | 22.1371 | 21.7961 | 21.4605 | 21.13 | 20.8046 | 20.4842 | 20.1687 | 19.8581 | 19.5523 | 19.2512 | 18.9548 | 18.6629
PG&E | GWh | Commercial | Com - Hotel | WholeBlg | No | HVAC - Energy Management System | 4.4909 | 4.5618 | 4.6306 | 4.7024 | 4.7722 | 4.839 | 4.9008 | 4.9623 | 5.0217 | 5.0835 | 5.1469 | 5.2112
PG&E | GWh | Commercial | Com - Hotel | WholeBlg | No | WholeBlg - Com RET Level 1 | 22.8645 | 22.5124 | 22.1657 | 21.8244 | 21.4883 | 21.1574 | 20.8315 | 20.5107 | 20.1949 | 19.8839 | 19.5777 | 19.2762
PG&E | GWh | Commercial | Com - Hotel | WholeBlg | No | WholeBlg - Com RET Level 2 | 132.0948 | 130.0605 | 128.0576 | 126.0855 | 124.1438 | 122.232 | 120.3496 | 118.4962 | 116.6714 | 114.8746 | 113.1056 | 111.3637
PG&E | GWh | Commercial | Com - Motel | AppPlug | No | AppPlug - Desktop Computer (Com - Power Management) | 3.6052 | 3.6621 | 3.7173 | 3.7749 | 3.831 | 3.8846 | 3.9342 | 3.9836 | 4.0313 | 4.0809 | 4.1318 | 4.1834
PG&E | GWh | Commercial | Com - Motel | AppPlug | No | AppPlug - Occupancy Sensor Plug Strip | 1.5046 | 1.5284 | 1.5514 | 1.5755 | 1.5989 | 1.6213 | 1.6419 | 1.6626 | 1.6825 | 1.7032 | 1.7244 | 1.7459
PG&E | GWh | Commercial | Com - Motel | AppPlug | No | AppPlug - Vending Machine Controls | 5.6348 | 5.7237 | 5.8099 | 5.9 | 5.9876 | 6.0715 | 6.1489 | 6.2262 | 6.3006 | 6.3782 | 6.4577 | 6.5384
PG&E | GWh | Commercial | Com - Motel | BldgEnv | No | BldgEnv - Attic Batt Insulation | 0 | 0 | 0 | 0 | 0 | 0 | 0 | 0 | 0 | 0 | 0.56572 | 0.55701
PG&E | GWh | Commercial | Com - Motel | BldgEnv | No | BldgEnv - Wall Spray On Insulation | 1.9557 | 1.9256 | 1.8959 | 1.8667 | 1.838 | 1.8097 | 1.7818 | 1.7544 | 1.7273 | 1.7007 | 1.6746 | 1.6488
PG&E | GWh | Commercial | Com - Motel | BldgEnv | No | BldgEnv - Window Film | 0 | 0 | 0 | 0 | 0 | 0 | 0 | 0 | 8.6285 | 8.4957 | 8.3648 | 8.236
PG&E | GWh | Commercial | Com - Motel | FoodServ | No | FoodServ - Electric Griddle | 0.031987 | 0.032491 | 0.032981 | 0.033492 | 0.03399 | 0.034466 | 0.034905 | 0.035344 | 0.035767 | 0.036207 | 0.036658 | 0.037116
PG&E | GWh | Commercial | Com - Motel | FoodServ | No | FoodServ - Electric Steamer | 0.17817 | 0.18098 | 0.18371 | 0.18656 | 0.18933 | 0.19198 | 0.19443 | 0.19687 | 0.19922 | 0.20168 | 0.20419 | 0.20674
PG&E | GWh | Commercial | Com - Motel | FoodServ | No | FoodServ - Fryer (Electric) | 0.020201 | 0.02052 | 0.020829 | 0.021152 | 0.021466 | 0.021767 | 0.022044 | 0.022321 | 0.022588 | 0.022866 | 0.023151 | 0.023441
PG&E | GWh | Commercial | Com - Motel | FoodServ | No | FoodServ - Oven (Electric) | 0.17622 | 0.179 | 0.1817 | 0.18452 | 0.18726 | 0.18988 | 0.19231 | 0.19472 | 0.19705 | 0.19948 | 0.20196 | 0.20449
PG&E | GWh | Commercial | Com - Motel | HVAC | Yes | HVAC - Advanced Package Rooftop AC (> EER 12) - Emerging | 0 | 9.463 | 9.3173 | 9.1738 | 9.0325 | 8.8934 | 8.7565 | 8.6216 | 8.4888 | 8.3581 | 8.2294 | 8.1027
PG&E | GWh | Commercial | Com - Motel | HVAC | No | HVAC - Chiller (Centrifugal) | 3.1018 | 3.0541 | 3.007 | 2.9607 | 2.9151 | 2.8702 | 2.826 | 2.7825 | 2.7397 | 2.6975 | 3.1768 | 3.1805
PG&E | GWh | Commercial | Com - Motel | HVAC | No | HVAC - Chiller (Reciprocating) | 2.3719 | 2.4201 | 2.467 | 2.5156 | 2.563 | 2.6085 | 2.6508 | 2.6929 | 2.7336 | 2.7757 | 2.8187 | 2.8622
PG&E | GWh | Commercial | Com - Motel | HVAC | No | HVAC - Demand Controlled Ventilation | 3.107 | 3.156 | 3.2036 | 3.2533 | 3.3016 | 3.3478 | 3.3905 | 3.4331 | 3.4742 | 3.5169 | 3.5608 | 3.6053
PG&E | GWh | Commercial | Com - Motel | HVAC | No | HVAC - EER Rated Package Rooftop AC (EER 11) | 0 | 0.14249 | 0.2117 | 0.28194 | 0.35065 | 0.41732 | 0.48087 | 0.54385 | 0.60519 | 0.66733 | 0.72982 | 0.79232
PG&E | GWh | Commercial | Com - Motel | HVAC | No | HVAC - Repair Duct System | 0 | 0 | 0 | 0 | 0 | 0 | 0 | 0 | 2.5149 | 2.4762 | 2.4381 | 2.4005
PG&E | GWh | Commercial | Com - Motel | HVAC | No | HVAC - SEER Rated Package Rooftop AC (Recharge) | 3.2524 | 3.2024 | 3.153 | 3.1045 | 3.0567 | 3.0096 | 2.9633 | 2.9176 | 2.8727 | 2.8284 | 2.7849 | 2.742
PG&E | GWh | Commercial | Com - Motel | HVAC | No | HVAC - SEER Rated Package Rooftop AC (SEER 14) | 17.731 | 17.9939 | 0 | 0 | 0 | 0 | 0 | 0 | 0 | 0 | 0 | 0
PG&E | GWh | Commercial | Com - Motel | HVAC | No | HVAC - SEER Rated Package Rooftop AC (SEER 15) | 0 | 0 | 8.907 | 9.0358 | 9.161 | 9.2808 | 9.3911 | 9.5012 | 9.6072 | 9.7179 | 9.8315 | 9.947
PG&E | GWh | Commercial | Com - Motel | HVAC | No | HVAC - SEER Rated Package Rooftop HP (SEER 15) | 7.1973 | 7.3371 | 3.4696 | 3.5352 | 3.599 | 3.6602 | 3.7171 | 3.7737 | 3.8284 | 3.8851 | 3.9431 | 4.0017
PG&E | GWh | Commercial | Com - Motel | HVAC | No | HVAC - SEER Rated Split System AC (SEER 14) | 9.7408 | 9.8877 | 10.0303 | 0 | 0 | 0 | 0 | 0 | 0 | 0 | 0 | 0
PG&E | GWh | Commercial | Com - Motel | HVAC | No | HVAC - SEER Rated Split System AC (SEER 15) | 0 | 0 | 0 | 4.7812 | 4.839 | 4.8942 | 4.9447 | 4.9952 | 5.0437 | 5.0946 | 5.1471 | 5.2004
PG&E | GWh | Commercial | Com - Motel | HVAC | No | HVAC - SEER Rated Split System HP (SEER 15) | 3.6165 | 3.6984 | 1.7541 | 1.7924 | 1.8297 | 1.8656 | 1.899 | 1.9323 | 1.9645 | 1.9978 | 2.0316 | 2.0659
PG&E | GWh | Commercial | Com - Motel | Lighting | Yes | Lighting - LED Fixture (Replacing T8) - Emerging | 0 | 0 | 0 | 0 | 0 | 26.0841 | 26.8255 | 27.5763 | 28.325 | 29.0975 | 29.8896 | 30.5486
PG&E | GWh | Commercial | Com - Motel | Lighting | Yes | Lighting - LED Lamp (Basic High - Indoor) - Emerging | 3.3457 | 3.4587 | 3.5642 | 3.6578 | 3.751 | 0.49422 | 0.50463 | 0.51405 | 0.52331 | 0.53181 | 0.54053 | 0.5494
PG&E | GWh | Commercial | Com - Motel | Lighting | Yes | Lighting - LED Lamp (Basic Low - Indoor) - Emerging | 3.1143 | 3.2239 | 3.326 | 3.4161 | 3.5059 | 0.54755 | 0.55941 | 0.57011 | 0.58064 | 0.59155 | 0.60142 | 0.61145
PG&E | GWh | Commercial | Com - Motel | Lighting | Yes | Lighting - LED Plug-In Indoor Fixture - Emerging | 4.7676 | 4.9127 | 5.0415 | 5.1424 | 5.2586 | 0.30451 | 0.30976 | 0.31601 | 0.3207 | 0.32606 | 0.33106 | 0.33665
PG&E | GWh | Commercial | Com - Motel | Lighting | No | Lighting - Cold Cathode Lamp | 0.054051 | 0.054904 | 0.055732 | 0.056596 | 0.057436 | 0 | 0 | 0 | 0 | 0 | 0 | 0
PG&E | GWh | Commercial | Com - Motel | Lighting | No | Lighting - Compact Fluorescent Fixture (Indoor) | 8.914 | 9.051 | 9.1841 | 9.3231 | 9.4582 | 0 | 0 | 0 | 0 | 0 | 0 | 0
PG&E | GWh | Commercial | Com - Motel | Lighting | No | Lighting - Exit Fixture (LED) | 2.3324 | 2.2964 | 2.2611 | 2.2263 | 2.192 | 2.1582 | 2.125 | 2.0923 | 2.06 | 2.0283 | 1.9971 | 1.9663
PG&E | GWh | Commercial | Com - Motel | Lighting | No | Lighting - Halogen Lamp (A-Line) | 0.37432 | 0.38023 | 0.38596 | 0.39194 | 0.39776 | 0 | 0 | 0 | 0 | 0 | 0 | 0
PG&E | GWh | Commercial | Com - Motel | Lighting | No | Lighting - High Bay HID to T5 | 0 | 0 | 0 | 0 | 0 | 0 | 0 | 0.85972 | 0.84648 | 1.114 | 1.1274 | 1.141
PG&E | GWh | Commercial | Com - Motel | Lighting | No | Lighting - Induction Fixture (Indoor) | 0.99487 | 1.0106 | 1.0258 | 1.0417 | 1.0572 | 1.072 | 1.0857 | 1.0993 | 1.1124 | 1.1261 | 1.1402 | 1.1544
PG&E | GWh | Commercial | Com - Motel | Lighting | No | Lighting - Induction Fixture (Outdoor) | 1.5594 | 1.584 | 1.6079 | 1.6328 | 1.657 | 1.6802 | 1.7017 | 1.723 | 1.7436 | 1.7651 | 1.7871 | 1.8094
PG&E | GWh | Commercial | Com - Motel | Lighting | No | Lighting - Linear Fluorescent Delamping | 0.054875 | 0.05403 | 0.039898 | 0.026189 | 0 | 0 | 0 | 0 | 0 | 0 | 0 | 0
PG&E | GWh | Commercial | Com - Motel | Lighting | No | Lighting - Linear Fluorescent Fixture (Low Wattage T8) | 4.1629 | 4.2261 | 4.2874 | 4.3515 | 4.4139 | 0 | 0 | 0 | 0 | 0 | 0 | 0
PG&E | GWh | Commercial | Com - Motel | Lighting | No | Lighting - Occupancy Sensor | 0 | 0 | 0 | 0 | 0 | 0 | 0 | 0 | 0 | 9.005 | 9.1178 | 9.2322
PG&E | GWh | Commercial | Com - Motel | Lighting | No | Lighting - Plug-In Fixture (Exterior) | 1.3078 | 1.3284 | 1.3484 | 1.3693 | 1.3897 | 1.4091 | 1.4271 | 1.445 | 1.4623 | 1.4803 | 1.4988 | 1.5175
PG&E | GWh | Commercial | Com - Motel | Lighting | No | Lighting - Plug-In Fixture (Linear Fluorescent) | 0 | 0 | 0 | 3.9839 | 4.5646 | 0 | 0 | 0 | 0 | 0 | 0 | 0
PG&E | GWh | Commercial | Com - Motel | Lighting | No | Lighting - Plug-In Fixture (PSMH with Electronic Ballast) | 0 | 0 | 0 | 0 | 0 | 2.0778 | 2.0458 | 2.55 | 2.5794 | 2.61 | 2.6415 | 2.6735
PG&E | GWh | Commercial | Com - Motel | Lighting | No | Lighting - Plug-In Fixture (PSMH) | 2.294 | 2.3288 | 2.3626 | 2.3979 | 2.4322 | 0.40712 | 0.46911 | 0 | 0 | 0 | 0 | 0
PG&E | GWh | Commercial | Com - Motel | SHW | No | SHW - EF Rated Instantaneous Water Heater (Electric) | 0.083939 | 0.085271 | 0.086565 | 0.087915 | 0.089228 | 0.090484 | 0.091645 | 0.092803 | 0.093919 | 0.095082 | 0.096274 | 0.097483
PG&E | GWh | Commercial | Com - Motel | Service | No | HVAC - Comprehensive Rooftop Unit Quality Maintenance | 7.1308 | 7.021 | 6.9128 | 6.8064 | 6.7016 | 6.5984 | 6.4967 | 6.3967 | 6.2982 | 6.2012 | 6.1057 | 6.0117
PG&E | GWh | Commercial | Com - Motel | Service | No | Service - HVAC Fault Detection & Diagnositics | 6.9821 | 7.0922 | 7.1991 | 7.3108 | 7.4193 | 7.5232 | 7.6192 | 7.7149 | 7.8072 | 7.9032 | 8.0018 | 8.1018
PG&E | GWh | Commercial | Com - Motel | Service | No | Service - Retro-Commissioning (Electric) | 22.1371 | 21.7961 | 21.4605 | 21.13 | 20.8046 | 20.4842 | 20.1687 | 19.8581 | 19.5523 | 19.2512 | 18.9548 | 18.6629
PG&E | GWh | Commercial | Com - Motel | WholeBlg | No | HVAC - Energy Management System | 4.4909 | 4.5618 | 4.6306 | 4.7024 | 4.7722 | 4.839 | 4.9008 | 4.9623 | 5.0217 | 5.0835 | 5.1469 | 5.2112
PG&E | GWh | Commercial | Com - Motel | WholeBlg | No | WholeBlg - Com RET Level 1 | 23.8803 | 23.5125 | 23.1504 | 22.7939 | 22.4429 | 22.0973 | 21.757 | 21.4219 | 21.092 | 20.7672 | 20.4474 | 20.1325
PG&E | GWh | Commercial | Com - Motel | WholeBlg | No | WholeBlg - Com RET Level 2 | 132.3724 | 130.3338 | 128.3267 | 126.3505 | 124.4047 | 122.4888 | 120.6025 | 118.7452 | 116.9166 | 115.116 | 113.3433 | 111.5978
PG&E | GWh | Commercial | Com - Nusing Home | AppPlug | No | AppPlug - Desktop Computer (Com - Power Management) | 4.0604 | 4.1245 | 4.1867 | 4.2516 | 4.3147 | 4.3752 | 4.431 | 4.4866 | 4.5403 | 4.5962 | 4.6535 | 4.7116
PG&E | GWh | Commercial | Com - Nusing Home | AppPlug | No | AppPlug - Occupancy Sensor Plug Strip | 1.6946 | 1.7214 | 1.7473 | 1.7744 | 1.8008 | 1.826 | 1.8493 | 1.8725 | 1.8949 | 1.9182 | 1.9421 | 1.9664
PG&E | GWh | Commercial | Com - Nusing Home | AppPlug | No | AppPlug - Vending Machine Controls | 5.5723 | 5.6602 | 5.7456 | 5.8347 | 5.9213 | 6.0042 | 6.0808 | 6.1572 | 6.2308 | 6.3075 | 6.3862 | 6.466
PG&E | GWh | Commercial | Com - Nusing Home | BldgEnv | No | BldgEnv - Wall Spray On Insulation | 1.2275 | 1.2086 | 1.1899 | 1.1716 | 1.1536 | 1.1358 | 1.1183 | 1.1011 | 1.0841 | 1.0674 | 1.051 | 1.0348
PG&E | GWh | Commercial | Com - Nusing Home | BldgEnv | No | BldgEnv - Window Film | 0 | 0 | 0 | 0 | 0 | 0 | 0 | 0 | 9.5082 | 9.3618 | 9.2176 | 9.0757
PG&E | GWh | Commercial | Com - Nusing Home | FoodServ | No | FoodServ - Electric Steamer | 0.42641 | 0.43314 | 0.43967 | 0.44649 | 0.45312 | 0.45947 | 0.46533 | 0.47117 | 0.47681 | 0.48267 | 0.48869 | 0.4948
PG&E | GWh | Commercial | Com - Nusing Home | FoodServ | No | FoodServ - Oven (Electric) | 0.39695 | 0.40321 | 0.40929 | 0.41564 | 0.42181 | 0.42772 | 0.43318 | 0.43862 | 0.44386 | 0.44932 | 0.45493 | 0.46061
PG&E | GWh | Commercial | Com - Nusing Home | HVAC | No | HVAC - Chiller (Centrifugal) | 4.6334 | 4.562 | 4.4917 | 4.4226 | 4.3545 | 4.2874 | 4.2214 | 4.1564 | 4.0924 | 4.0293 | 3.9673 | 3.9062
PG&E | GWh | Commercial | Com - Nusing Home | HVAC | No | HVAC - Chiller (Reciprocating) | 3.377 | 3.3971 | 3.4163 | 3.4374 | 3.4577 | 3.4767 | 3.4934 | 3.5101 | 3.526 | 3.5433 | 3.5617 | 3.5808
PG&E | GWh | Commercial | Com - Nusing Home | HVAC | No | HVAC - Demand Controlled Ventilation | 9.2238 | 9.3693 | 9.5106 | 9.6581 | 9.8015 | 9.9387 | 10.0655 | 10.192 | 10.3138 | 10.4408 | 10.571 | 10.703
PG&E | GWh | Commercial | Com - Nusing Home | HVAC | No | HVAC - EER Rated Package Rooftop AC (EER 11) | 0 | 0 | 0 | 0 | 0 | 0 | 3.1298 | 3.0816 | 3.0341 | 2.9874 | 3.8152 | 3.8447
PG&E | GWh | Commercial | Com - Nusing Home | HVAC | No | HVAC - SEER Rated Package Rooftop AC (SEER 14) | 35.7663 | 36.3363 | 0 | 0 | 0 | 0 | 0 | 0 | 0 | 0 | 0 | 0
PG&E | GWh | Commercial | Com - Nusing Home | HVAC | No | HVAC - SEER Rated Package Rooftop AC (SEER 15) | 0 | 0 | 15.95 | 16.1814 | 16.4064 | 16.6215 | 16.8197 | 17.0175 | 17.208 | 17.4068 | 17.6111 | 17.8184
PG&E | GWh | Commercial | Com - Nusing Home | HVAC | No | HVAC - SEER Rated Package Rooftop HP (SEER 15) | 16.6514 | 16.9158 | 7.9729 | 8.0973 | 8.2183 | 8.334 | 8.441 | 8.5477 | 8.6505 | 8.7576 | 8.8674 | 8.9788
PG&E | GWh | Commercial | Com - Nusing Home | HVAC | No | HVAC - SEER Rated Split System AC (SEER 14) | 21.0155 | 21.35 | 21.6747 | 0 | 0 | 0 | 0 | 0 | 0 | 0 | 0 | 0
PG&E | GWh | Commercial | Com - Nusing Home | HVAC | No | HVAC - SEER Rated Split System AC (SEER 15) | 0 | 0 | 0 | 9.2661 | 9.3803 | 9.4892 | 9.5891 | 9.6889 | 9.7848 | 9.8853 | 9.9889 | 10.0943
PG&E | GWh | Commercial | Com - Nusing Home | HVAC | No | HVAC - SEER Rated Split System HP (SEER 15) | 6.5139 | 6.7116 | 3.2055 | 3.2976 | 3.3873 | 3.4738 | 3.555 | 3.6357 | 3.7138 | 3.7941 | 3.8757 | 3.9579
PG&E | GWh | Commercial | Com - Nusing Home | HVAC | No | HVAC - Thermostat | 8.7707 | 8.9091 | 9.0434 | 9.1836 | 9.32 | 9.4505 | 9.571 | 9.6913 | 9.8072 | 9.9279 | 10.0517 | 10.1773
PG&E | GWh | Commercial | Com - Nusing Home | Lighting | Yes | Lighting - LED Fixture (Replacing T8) - Emerging | 76.7087 | 82.1955 | 85.3131 | 89.0352 | 92.2911 | 95.5455 | 98.2396 | 100.9679 | 103.6882 | 106.4952 | 109.3728 | 111.7632
PG&E | GWh | Commercial | Com - Nusing Home | Lighting | Yes | Lighting - LED Lamp (Basic High - Indoor) - Emerging | 2.3937 | 2.4735 | 2.5479 | 2.6138 | 2.6794 | 0.35291 | 0.36022 | 0.36682 | 0.37332 | 0.37927 | 0.38537 | 0.39158
PG&E | GWh | Commercial | Com - Nusing Home | Lighting | Yes | Lighting - LED Lamp (Basic Low - Indoor) - Emerging | 15.5775 | 16.1188 | 16.6229 | 17.0662 | 17.5083 | 2.7335 | 2.7918 | 2.8442 | 2.8959 | 2.9494 | 2.9977 | 3.0469
PG&E | GWh | Commercial | Com - Nusing Home | Lighting | Yes | Lighting - LED Plug-In Indoor Fixture - Emerging | 13.5096 | 13.9148 | 14.274 | 14.554 | 14.8773 | 0.86119 | 0.87574 | 0.89314 | 0.9061 | 0.92098 | 0.93482 | 0.95034
PG&E | GWh | Commercial | Com - Nusing Home | Lighting | No | Lighting - Cold Cathode Lamp | 0.17177 | 0.17448 | 0.17711 | 0.17986 | 0.18253 | 0 | 0 | 0 | 0 | 0 | 0 | 0
PG&E | GWh | Commercial | Com - Nusing Home | Lighting | No | Lighting - Compact Fluorescent Fixture (Indoor) | 25.7719 | 26.1571 | 26.531 | 26.9219 | 27.3019 | 0 | 0 | 0 | 0 | 0 | 0 | 0
PG&E | GWh | Commercial | Com - Nusing Home | Lighting | No | Lighting - Exit Fixture (LED) | 2.4556 | 2.4178 | 2.3805 | 2.3439 | 2.3078 | 2.2722 | 2.2373 | 2.2028 | 2.1689 | 2.1355 | 2.1026 | 2.0702
PG&E | GWh | Commercial | Com - Nusing Home | Lighting | No | Lighting - Halogen Lamp (A-Line) | 0.42159 | 0.42824 | 0.43469 | 0.44143 | 0.44799 | 0 | 0 | 0 | 0 | 0 | 0 | 0
PG&E | GWh | Commercial | Com - Nusing Home | Lighting | No | Lighting - High Bay HID to T5 | 2.0712 | 2.1021 | 2.132 | 2.1633 | 2.1938 | 2.2229 | 2.2497 | 2.2765 | 2.3023 | 2.3292 | 2.3568 | 2.3849
PG&E | GWh | Commercial | Com - Nusing Home | Lighting | No | Lighting - Induction Fixture (Indoor) | 3.4415 | 3.4958 | 3.5485 | 3.6035 | 3.657 | 3.7083 | 3.7556 | 3.8027 | 3.8482 | 3.8956 | 3.9442 | 3.9934
PG&E | GWh | Commercial | Com - Nusing Home | Lighting | No | Lighting - Induction Fixture (Outdoor) | 1.7563 | 1.784 | 1.8109 | 1.8389 | 1.8663 | 1.8924 | 1.9165 | 1.9406 | 1.9638 | 1.988 | 2.0128 | 2.0379
PG&E | GWh | Commercial | Com - Nusing Home | Lighting | No | Lighting - Linear Fluorescent Delamping | 0.29254 | 0.28804 | 0.2127 | 0.13962 | 0.068733 | 0 | 0 | 0 | 0 | 0 | 0 | 0
PG&E | GWh | Commercial | Com - Nusing Home | Lighting | No | Lighting - Linear Fluorescent Fixture (Low Wattage T8) | 0.50938 | 0 | 0 | 0 | 0 | 0 | 0 | 0 | 0 | 0 | 0 | 0
PG&E | GWh | Commercial | Com - Nusing Home | Lighting | No | Lighting - Plug-In Fixture (Exterior) | 1.4729 | 1.4961 | 1.5187 | 1.5423 | 1.5652 | 1.5871 | 1.6073 | 1.6275 | 1.647 | 1.6672 | 1.688 | 1.7091
PG&E | GWh | Commercial | Com - Nusing Home | Lighting | No | Lighting - Plug-In Fixture (Linear Fluorescent) | 12.3447 | 12.5286 | 12.707 | 12.8936 | 13.075 | 0 | 0 | 0 | 0 | 0 | 0 | 0
PG&E | GWh | Commercial | Com - Nusing Home | Lighting | No | Lighting - Plug-In Fixture (PSMH with Electronic Ballast) | 6.6413 | 6.7403 | 6.8363 | 6.9367 | 7.0343 | 7.1276 | 7.2136 | 7.2995 | 7.3822 | 7.4684 | 7.557 | 7.647
PG&E | GWh | Commercial | Com - Nusing Home | SHW | No | SHW - EF Rated Instantaneous Water Heater (Electric) | 0.2228 | 0.22626 | 0.22961 | 0.23312 | 0.23653 | 0.23979 | 0.2428 | 0.2458 | 0.2487 | 0.25171 | 0.25481 | 0.25795
PG&E | GWh | Commercial | Com - Nusing Home | Service | No | HVAC - Comprehensive Rooftop Unit Quality Maintenance | 8.0312 | 7.9075 | 7.7857 | 7.6658 | 7.5478 | 7.4315 | 7.3171 | 7.2044 | 7.0934 | 6.9842 | 6.8766 | 6.7707
PG&E | GWh | Commercial | Com - Nusing Home | Service | No | Service - HVAC Fault Detection & Diagnositics | 7.8637 | 7.9877 | 8.1082 | 8.2339 | 8.3561 | 8.4732 | 8.5812 | 8.6891 | 8.7929 | 8.9012 | 9.0122 | 9.1248
PG&E | GWh | Commercial | Com - Nusing Home | Service | No | Service - Retro-Commissioning (Electric) | 24.9322 | 24.5483 | 24.1702 | 23.798 | 23.4315 | 23.0707 | 22.7154 | 22.3656 | 22.0212 | 21.682 | 21.3481 | 21.0194
PG&E | GWh | Commercial | Com - Nusing Home | WholeBlg | No | HVAC - Energy Management System | 5.058 | 5.1378 | 5.2153 | 5.2961 | 5.3748 | 5.45 | 5.5196 | 5.5889 | 5.6557 | 5.7253 | 5.7967 | 5.8692
PG&E | GWh | Commercial | Com - Nusing Home | WholeBlg | No | WholeBlg - Com RET Level 1 | 35.7609 | 35.2102 | 34.6679 | 34.134 | 33.6084 | 33.0908 | 32.5812 | 32.0795 | 31.5854 | 31.099 | 30.6201 | 30.1485
PG&E | GWh | Commercial | Com - Nusing Home | WholeBlg | No | WholeBlg - Com RET Level 2 | 236.4723 | 232.8306 | 229.2451 | 225.7147 | 222.2387 | 218.8162 | 215.4464 | 212.1286 | 208.8618 | 205.6453 | 202.4784 | 199.3602
PG&E | GWh | Commercial | Com - Office (Large) | AppPlug | No | AppPlug - Desktop Computer (Com - Power Management) | 26.5176 | 26.936 | 27.3421 | 27.766 | 28.1783 | 28.573 | 28.9374 | 29.301 | 29.6513 | 30.0163 | 30.3906 | 30.7703
PG&E | GWh | Commercial | Com - Office (Large) | AppPlug | No | AppPlug - Occupancy Sensor Plug Strip | 10.1794 | 10.34 | 10.4959 | 10.6587 | 10.8169 | 10.9684 | 11.1083 | 11.2479 | 11.3824 | 11.5225 | 11.6662 | 11.8119
PG&E | GWh | Commercial | Com - Office (Large) | AppPlug | No | AppPlug - Vending Machine Controls | 34.4021 | 34.9447 | 35.4716 | 36.0216 | 36.5565 | 37.0685 | 37.5413 | 38.0129 | 38.4674 | 38.9409 | 39.4266 | 39.9191
PG&E | GWh | Commercial | Com - Office (Large) | BldgEnv | No | BldgEnv - Wall Spray On Insulation | 7.3732 | 7.2596 | 7.1478 | 7.0378 | 6.9294 | 6.8227 | 6.7176 | 6.6142 | 6.5123 | 6.412 | 6.3133 | 6.216
PG&E | GWh | Commercial | Com - Office (Large) | BldgEnv | No | BldgEnv - Window Film | 0 | 0 | 0 | 0 | 0 | 0 | 0 | 0 | 95.4246 | 93.9551 | 92.5082 | 91.0836
PG&E | GWh | Commercial | Com - Office (Large) | FoodServ | No | FoodServ - Electric Steamer | 1.5067 | 1.5305 | 1.5536 | 1.5777 | 1.6011 | 1.6235 | 1.6442 | 1.6649 | 1.6848 | 1.7055 | 1.7268 | 1.7484
PG&E | GWh | Commercial | Com - Office (Large) | FoodServ | No | FoodServ - Oven (Electric) | 1.4903 | 1.5138 | 1.5366 | 1.5604 | 1.5836 | 1.6058 | 1.6263 | 1.6467 | 1.6664 | 1.6869 | 1.7079 | 1.7293
PG&E | GWh | Commercial | Com - Office (Large) | HVAC | No | HVAC - Chiller (Centrifugal) | 29.5685 | 29.1131 | 28.6648 | 28.2234 | 27.7887 | 27.3608 | 26.9394 | 26.5245 | 26.1161 | 25.7139 | 25.3179 | 24.928
PG&E | GWh | Commercial | Com - Office (Large) | HVAC | No | HVAC - Chiller (Reciprocating) | 25.403 | 25.5793 | 25.7489 | 25.9324 | 26.1096 | 26.2764 | 26.424 | 26.5725 | 26.7136 | 26.8662 | 27.0268 | 27.1924
PG&E | GWh | Commercial | Com - Office (Large) | HVAC | No | HVAC - Demand Controlled Ventilation | 15.3825 | 15.6251 | 15.8607 | 16.1066 | 16.3458 | 16.5747 | 16.7861 | 16.997 | 17.2003 | 17.412 | 17.6291 | 17.8493
PG&E | GWh | Commercial | Com - Office (Large) | HVAC | No | HVAC - EER Rated Package Rooftop AC (EER 11) | 0 | 0 | 0 | 0 | 0 | 0 | 16.1657 | 16.3612 | 16.5494 | 16.7458 | 16.9474 | 17.1519
PG&E | GWh | Commercial | Com - Office (Large) | HVAC | No | HVAC - SEER Rated Package Rooftop AC (Recharge) | 0 | 0 | 0 | 0 | 0 | 0 | 0 | 0 | 17.1913 | 16.9265 | 16.6658 | 16.4092
PG&E | GWh | Commercial | Com - Office (Large) | HVAC | No | HVAC - SEER Rated Package Rooftop AC (SEER 14) | 75.7315 | 76.8602 | 0 | 0 | 0 | 0 | 0 | 0 | 0 | 0 | 0 | 0
PG&E | GWh | Commercial | Com - Office (Large) | HVAC | No | HVAC - SEER Rated Package Rooftop AC (SEER 15) | 0 | 0 | 42.4447 | 43.0845 | 43.7067 | 44.302 | 44.8513 | 45.3992 | 45.9271 | 46.4775 | 47.0424 | 47.6155
PG&E | GWh | Commercial | Com - Office (Large) | HVAC | No | HVAC - SEER Rated Package Rooftop HP (SEER 15) | 32.29 | 32.9452 | 15.5918 | 15.8986 | 16.1973 | 16.4842 | 16.751 | 17.0168 | 17.2735 | 17.5393 | 17.8107 | 18.085
PG&E | GWh | Commercial | Com - Office (Large) | HVAC | No | HVAC - SEER Rated Split System AC (SEER 14) | 38.2186 | 38.7621 | 39.2894 | 0 | 0 | 0 | 0 | 0 | 0 | 0 | 0 | 0
PG&E | GWh | Commercial | Com - Office (Large) | HVAC | No | HVAC - SEER Rated Split System AC (SEER 15) | 0 | 0 | 0 | 21.2712 | 21.545 | 21.8064 | 22.0466 | 22.2865 | 22.5172 | 22.7587 | 23.0072 | 23.2598
PG&E | GWh | Commercial | Com - Office (Large) | HVAC | No | HVAC - SEER Rated Split System HP (SEER 15) | 18.161 | 18.507 | 8.7487 | 8.9109 | 9.0688 | 9.2203 | 9.361 | 9.5012 | 9.6365 | 9.7768 | 9.9202 | 10.0653
PG&E | GWh | Commercial | Com - Office (Large) | HVAC | No | HVAC - Thermostat | 53.8261 | 54.6752 | 55.4995 | 56.3601 | 57.197 | 57.998 | 58.7378 | 59.4757 | 60.1868 | 60.9277 | 61.6875 | 62.4582
PG&E | GWh | Commercial | Com - Office (Large) | Lighting | Yes | Lighting - LED Fixture (Replacing T8) - Emerging | 0 | 0 | 260.9982 | 272.6609 | 282.9037 | 293.1457 | 301.6666 | 310.2979 | 318.9064 | 327.7911 | 336.9009 | 344.516
PG&E | GWh | Commercial | Com - Office (Large) | Lighting | Yes | Lighting - LED Lamp (Basic High - Indoor) - Emerging | 9.8896 | 10.2283 | 10.5449 | 10.8264 | 11.1068 | 1.464 | 1.4953 | 1.5238 | 1.5517 | 1.5775 | 1.6038 | 1.6306
PG&E | GWh | Commercial | Com - Office (Large) | Lighting | Yes | Lighting - LED Lamp (Basic Low - Indoor) - Emerging | 18.9622 | 19.6384 | 20.2695 | 20.8272 | 21.3835 | 3.3409 | 3.4146 | 3.481 | 3.5465 | 3.6143 | 3.6758 | 3.7382
PG&E | GWh | Commercial | Com - Office (Large) | Lighting | Yes | Lighting - LED Plug-In Indoor Fixture - Emerging | 87.4121 | 90.1131 | 92.5167 | 94.4095 | 96.5821 | 5.5949 | 5.6934 | 5.8103 | 5.8984 | 5.999 | 6.0929 | 6.1977
PG&E | GWh | Commercial | Com - Office (Large) | Lighting | No | Lighting - Cold Cathode Lamp | 0.86826 | 0.88196 | 0.89525 | 0.90914 | 0.92264 | 0 | 0 | 0 | 0 | 0 | 0 | 0
PG&E | GWh | Commercial | Com - Office (Large) | Lighting | No | Lighting - Compact Fluorescent Fixture (Indoor) | 147.4989 | 149.8358 | 152.1047 | 154.4729 | 156.7761 | 0 | 0 | 0 | 0 | 0 | 0 | 0
PG&E | GWh | Commercial | Com - Office (Large) | Lighting | No | Lighting - Exit Fixture (LED) | 16.0943 | 15.8464 | 15.6024 | 15.3621 | 15.1255 | 14.8926 | 14.6633 | 14.4375 | 14.2151 | 13.9962 | 13.7807 | 13.5684
PG&E | GWh | Commercial | Com - Office (Large) | Lighting | No | Lighting - Halogen Lamp (A-Line) | 2.5324 | 2.5724 | 2.6112 | 2.6516 | 2.691 | 0 | 0 | 0 | 0 | 0 | 0 | 0
PG&E | GWh | Commercial | Com - Office (Large) | Lighting | No | Lighting - High Bay HID to T5 | 7.0844 | 7.1977 | 7.3078 | 7.4226 | 7.5343 | 7.6412 | 7.74 | 7.8385 | 7.9334 | 8.0323 | 8.1337 | 8.2365
PG&E | GWh | Commercial | Com - Office (Large) | Lighting | No | Lighting - Induction Fixture (Indoor) | 12.2967 | 12.4907 | 12.679 | 12.8756 | 13.0668 | 13.2498 | 13.4188 | 13.5874 | 13.7498 | 13.9191 | 14.0927 | 14.2687
PG&E | GWh | Commercial | Com - Office (Large) | Lighting | No | Lighting - Induction Fixture (Outdoor) | 10.5497 | 10.7161 | 10.8777 | 11.0463 | 11.2104 | 11.3674 | 11.5124 | 11.657 | 11.7964 | 11.9416 | 12.0905 | 12.2416
PG&E | GWh | Commercial | Com - Office (Large) | Lighting | No | Lighting - Linear Fluorescent Delamping | 0.66089 | 0.65071 | 0.48052 | 0.31541 | 0 | 0 | 0 | 0 | 0 | 0 | 0 | 0
PG&E | GWh | Commercial | Com - Office (Large) | Lighting | No | Lighting - Linear Fluorescent Fixture (Low Wattage T8) | 50.1596 | 50.962 | 0 | 0 | 0 | 0 | 0 | 0 | 0 | 0 | 0 | 0
PG&E | GWh | Commercial | Com - Office (Large) | Lighting | No | Lighting - Occupancy Sensor | 0 | 0 | 0 | 0 | 0 | 0 | 0 | 0 | 0 | 0 | 0 | 54.5516
PG&E | GWh | Commercial | Com - Office (Large) | Lighting | No | Lighting - Plug-In Fixture (Exterior) | 8.8476 | 8.9872 | 9.1227 | 9.2641 | 9.4017 | 9.5334 | 9.655 | 9.7763 | 9.8932 | 10.0149 | 10.1398 | 10.2665
PG&E | GWh | Commercial | Com - Office (Large) | Lighting | No | Lighting - Plug-In Fixture (Linear Fluorescent) | 81.3651 | 82.6667 | 83.9305 | 85.2492 | 86.5317 | 0 | 0 | 0 | 0 | 0 | 0 | 0
PG&E | GWh | Commercial | Com - Office (Large) | Lighting | No | Lighting - Plug-In Fixture (PSMH with Electronic Ballast) | 26.7815 | 27.2099 | 27.6259 | 28.0599 | 28.4821 | 28.8862 | 29.2597 | 29.6321 | 29.9911 | 30.3649 | 30.7482 | 31.1369
PG&E | GWh | Commercial | Com - Office (Large) | SHW | No | SHW - EF Rated Instantaneous Water Heater (Electric) | 0.20807 | 0.2113 | 0.21443 | 0.2177 | 0.22088 | 0.22392 | 0.22673 | 0.22953 | 0.23223 | 0.23505 | 0.23794 | 0.24086
PG&E | GWh | Commercial | Com - Office (Large) | Service | No | HVAC - Comprehensive Rooftop Unit Quality Maintenance | 48.2423 | 47.4993 | 46.7678 | 46.0476 | 45.3385 | 44.6403 | 43.9528 | 43.2759 | 42.6095 | 41.9533 | 41.3072 | 40.6711
PG&E | GWh | Commercial | Com - Office (Large) | Service | No | Service - HVAC Fault Detection & Diagnositics | 47.2362 | 47.9813 | 48.7047 | 49.4599 | 50.1943 | 50.8973 | 51.5465 | 52.1941 | 52.8182 | 53.4683 | 54.1351 | 54.8114
PG&E | GWh | Commercial | Com - Office (Large) | Service | No | Service - Retro-Commissioning (Electric) | 149.7651 | 147.4587 | 145.1878 | 142.9519 | 140.7505 | 138.5829 | 136.4487 | 134.3474 | 132.2785 | 130.2414 | 128.2357 | 126.2608
PG&E | GWh | Commercial | Com - Office (Large) | WholeBlg | No | HVAC - Energy Management System | 30.3828 | 30.8621 | 31.3274 | 31.8132 | 32.2856 | 32.7377 | 33.1553 | 33.5719 | 33.9733 | 34.3914 | 34.8203 | 35.2553
PG&E | GWh | Commercial | Com - Office (Large) | WholeBlg | No | WholeBlg - Com RET Level 1 | 147.3983 | 145.1284 | 142.8934 | 140.6928 | 138.5262 | 136.3928 | 134.2924 | 132.2243 | 130.188 | 128.1831 | 126.2091 | 124.2655
PG&E | GWh | Commercial | Com - Office (Large) | WholeBlg | No | WholeBlg - Com RET Level 2 | 900.2688 | 886.4047 | 872.754 | 859.3136 | 846.0802 | 833.0505 | 820.2216 | 807.5902 | 795.1533 | 782.9079 | 770.8511 | 758.98
PG&E | GWh | Commercial | Com - Office (Small) | AppPlug | No | AppPlug - Desktop Computer (Com - Power Management) | 8.3335 | 8.4649 | 8.5926 | 8.7258 | 8.8554 | 8.9794 | 9.0939 | 9.2082 | 9.3183 | 9.433 | 9.5506 | 9.6699
PG&E | GWh | Commercial | Com - Office (Small) | AppPlug | No | AppPlug - Occupancy Sensor Plug Strip | 3.199 | 3.2495 | 3.2985 | 3.3496 | 3.3994 | 3.447 | 3.4909 | 3.5348 | 3.577 | 3.6211 | 3.6662 | 3.712
PG&E | GWh | Commercial | Com - Office (Small) | AppPlug | No | AppPlug - Vending Machine Controls | 11.98 | 12.169 | 12.3525 | 12.544 | 12.7303 | 12.9086 | 13.0732 | 13.2375 | 13.3958 | 13.5606 | 13.7298 | 13.9013
PG&E | GWh | Commercial | Com - Office (Small) | BldgEnv | No | BldgEnv - Wall Spray On Insulation | 2.3171 | 2.2814 | 2.2463 | 2.2117 | 2.1776 | 2.1441 | 2.1111 | 2.0786 | 2.0466 | 2.0151 | 1.984 | 1.9535
PG&E | GWh | Commercial | Com - Office (Small) | BldgEnv | No | BldgEnv - Window Film | 0 | 0 | 0 | 0 | 0 | 0 | 0 | 0 | 28.0772 | 27.6449 | 27.2191 | 26.8
PG&E | GWh | Commercial | Com - Office (Small) | HVAC | No | HVAC - Chiller (Centrifugal) | 8.4258 | 8.2961 | 8.1683 | 8.0425 | 7.9187 | 7.7967 | 7.6767 | 7.5584 | 7.442 | 7.3274 | 7.2146 | 7.1035
PG&E | GWh | Commercial | Com - Office (Small) | HVAC | No | HVAC - Chiller (Reciprocating) | 7.2254 | 7.2769 | 7.3265 | 7.3801 | 7.4318 | 7.4805 | 7.5238 | 7.5672 | 7.6086 | 7.6532 | 7.7001 | 7.7484
PG&E | GWh | Commercial | Com - Office (Small) | HVAC | No | HVAC - Direct Evaporative Cooler | 12.2545 | 12.4479 | 12.6355 | 12.8315 | 13.022 | 13.2044 | 13.3728 | 13.5408 | 13.7027 | 13.8714 | 14.0444 | 14.2198
PG&E | GWh | Commercial | Com - Office (Small) | HVAC | No | HVAC - EER Rated Package Rooftop AC (EER 11) | 0 | 0 | 0 | 0 | 0 | 0 | 0 | 0 | 0 | 5.2734 | 5.3374 | 5.4023
PG&E | GWh | Commercial | Com - Office (Small) | HVAC | No | HVAC - SEER Rated Package Rooftop AC (SEER 14) | 26.4895 | 26.9093 | 0 | 0 | 0 | 0 | 0 | 0 | 0 | 0 | 0 | 0
PG&E | GWh | Commercial | Com - Office (Small) | HVAC | No | HVAC - SEER Rated Package Rooftop AC (SEER 15) | 0 | 0 | 14.1803 | 14.3998 | 14.6132 | 14.8176 | 15.0063 | 15.1945 | 15.3759 | 15.5648 | 15.7587 | 15.9552
PG&E | GWh | Commercial | Com - Office (Small) | HVAC | No | HVAC - SEER Rated Package Rooftop HP (SEER 15) | 11.1963 | 11.4274 | 5.4099 | 5.5181 | 5.6234 | 5.7246 | 5.8187 | 5.9125 | 6.0031 | 6.0968 | 6.1925 | 6.2893
PG&E | GWh | Commercial | Com - Office (Small) | HVAC | No | HVAC - SEER Rated Split System AC (SEER 14) | 12.0496 | 12.2372 | 12.4194 | 0 | 0 | 0 | 0 | 0 | 0 | 0 | 0 | 0
PG&E | GWh | Commercial | Com - Office (Small) | HVAC | No | HVAC - SEER Rated Split System AC (SEER 15) | 0 | 0 | 0 | 6.3866 | 6.4702 | 6.5502 | 6.6237 | 6.6971 | 6.7677 | 6.8415 | 6.9175 | 6.9947
PG&E | GWh | Commercial | Com - Office (Small) | HVAC | No | HVAC - SEER Rated Split System HP (SEER 15) | 5.7787 | 5.8989 | 2.793 | 2.8493 | 2.9041 | 2.9567 | 3.0057 | 3.0545 | 3.1016 | 3.1504 | 3.2002 | 3.2505
PG&E | GWh | Commercial | Com - Office (Small) | HVAC | No | HVAC - Thermostat | 19.7832 | 20.0952 | 20.3982 | 20.7145 | 21.0221 | 21.3165 | 21.5884 | 21.8596 | 22.121 | 22.3933 | 22.6725 | 22.9558
PG&E | GWh | Commercial | Com - Office (Small) | Lighting | Yes | Lighting - LED Fixture (Replacing T8) - Emerging | 0 | 0 | 76.4987 | 79.892 | 82.8686 | 85.8446 | 88.3168 | 90.8208 | 93.318 | 95.8951 | 98.5374 | 100.7419
PG&E | GWh | Commercial | Com - Office (Small) | Lighting | Yes | Lighting - LED Lamp (Basic High - Indoor) - Emerging | 2.9504 | 3.0505 | 3.1439 | 3.2269 | 3.3095 | 0.4361 | 0.44533 | 0.45369 | 0.46191 | 0.46946 | 0.4772 | 0.48507
PG&E | GWh | Commercial | Com - Office (Small) | Lighting | Yes | Lighting - LED Lamp (Basic Low - Indoor) - Emerging | 5.6571 | 5.8569 | 6.0433 | 6.2077 | 6.3716 | 0.99523 | 1.0169 | 1.0365 | 1.0557 | 1.0756 | 1.0937 | 1.112
PG&E | GWh | Commercial | Com - Office (Small) | Lighting | Yes | Lighting - LED Plug-In Indoor Fixture - Emerging | 9.3003 | 9.5845 | 9.8372 | 10.0354 | 10.2634 | 0.59439 | 0.60469 | 0.61697 | 0.62617 | 0.63671 | 0.64652 | 0.65751
PG&E | GWh | Commercial | Com - Office (Small) | Lighting | No | Lighting - Cold Cathode Lamp | 0.27742 | 0.28179 | 0.28604 | 0.29048 | 0.29479 | 0 | 0 | 0 | 0 | 0 | 0 | 0
PG&E | GWh | Commercial | Com - Office (Small) | Lighting | No | Lighting - Compact Fluorescent Fixture (Indoor) | 44.0038 | 44.6866 | 45.3493 | 46.0415 | 46.7146 | 0 | 0 | 0 | 0 | 0 | 0 | 0
PG&E | GWh | Commercial | Com - Office (Small) | Lighting | No | Lighting - Exit Fixture (LED) | 4.8055 | 4.7315 | 4.6586 | 4.5869 | 4.5162 | 4.4467 | 4.3782 | 4.3108 | 4.2444 | 4.179 | 4.1147 | 4.0513
PG&E | GWh | Commercial | Com - Office (Small) | Lighting | No | Lighting - Halogen Lamp (A-Line) | 0.79584 | 0.8084 | 0.82059 | 0.83331 | 0.84568 | 0 | 0 | 0 | 0 | 0 | 0 | 0
PG&E | GWh | Commercial | Com - Office (Small) | Lighting | No | Lighting - High Bay HID to T5 | 2.0778 | 2.1103 | 2.1419 | 2.1749 | 2.2069 | 2.2376 | 2.266 | 2.2942 | 2.3215 | 2.3498 | 2.379 | 2.4085
PG&E | GWh | Commercial | Com - Office (Small) | Lighting | No | Lighting - Induction Fixture (Indoor) | 3.9282 | 3.9902 | 4.0504 | 4.1132 | 4.1742 | 4.2327 | 4.2867 | 4.3405 | 4.3924 | 4.4465 | 4.502 | 4.5582
PG&E | GWh | Commercial | Com - Office (Small) | Lighting | No | Lighting - Induction Fixture (Outdoor) | 3.3154 | 3.3677 | 3.4184 | 3.4714 | 3.523 | 3.5723 | 3.6179 | 3.6634 | 3.7072 | 3.7528 | 3.7996 | 3.8471
PG&E | GWh | Commercial | Com - Office (Small) | Lighting | No | Lighting - Linear Fluorescent Delamping | 0.20139 | 0.19828 | 0.14642 | 0.096112 | 0 | 0 | 0 | 0 | 0 | 0 | 0 | 0
PG&E | GWh | Commercial | Com - Office (Small) | Lighting | No | Lighting - Linear Fluorescent Fixture (Low Wattage T8) | 14.7115 | 14.9418 | 0 | 0 | 0 | 0 | 0 | 0 | 0 | 0 | 0 | 0
PG&E | GWh | Commercial | Com - Office (Small) | Lighting | No | Lighting - Occupancy Sensor | 0 | 0 | 0 | 0 | 0 | 24.7403 | 25.0531 | 25.3651 | 25.6657 | 25.979 | 26.3005 | 26.6265
PG&E | GWh | Commercial | Com - Office (Small) | Lighting | No | Lighting - Plug-In Fixture (Exterior) | 2.7805 | 2.8243 | 2.8669 | 2.9114 | 2.9546 | 2.996 | 3.0342 | 3.0723 | 3.109 | 3.1473 | 3.1866 | 3.2264
PG&E | GWh | Commercial | Com - Office (Small) | Lighting | No | Lighting - Plug-In Fixture (Linear Fluorescent) | 12.8388 | 13.0398 | 13.2349 | 13.4387 | 13.6368 | 0 | 0 | 0 | 0 | 0 | 0 | 0
PG&E | GWh | Commercial | Com - Office (Small) | Lighting | No | Lighting - Plug-In Fixture (PSMH with Electronic Ballast) | 7.8344 | 7.957 | 8.0761 | 8.2004 | 8.3213 | 8.437 | 8.5438 | 8.6504 | 8.7531 | 8.8601 | 8.9699 | 9.0812
PG&E | GWh | Commercial | Com - Office (Small) | SHW | No | SHW - EF Rated Instantaneous Water Heater (Electric) | 0.38065 | 0.38653 | 0.39224 | 0.3982 | 0.404 | 0.40955 | 0.41467 | 0.41978 | 0.4247 | 0.42983 | 0.4351 | 0.44044
PG&E | GWh | Commercial | Com - Office (Small) | Service | No | HVAC - Comprehensive Rooftop Unit Quality Maintenance | 15.1607 | 14.9272 | 14.6974 | 14.471 | 14.2482 | 14.0287 | 13.8127 | 13.6 | 13.3905 | 13.1843 | 12.9813 | 12.7814
PG&E | GWh | Commercial | Com - Office (Small) | Service | No | Service - HVAC Fault Detection & Diagnositics | 14.8445 | 15.0787 | 15.306 | 15.5434 | 15.7742 | 15.9951 | 16.1991 | 16.4026 | 16.5988 | 16.8031 | 17.0126 | 17.2251
PG&E | GWh | Commercial | Com - Office (Small) | Service | No | Service - Retro-Commissioning (Electric) | 47.0655 | 46.3407 | 45.627 | 44.9244 | 44.2325 | 43.5514 | 42.8807 | 42.2203 | 41.5701 | 40.9299 | 40.2996 | 39.679
PG&E | GWh | Commercial | Com - Office (Small) | WholeBlg | No | HVAC - Energy Management System | 9.5482 | 9.6988 | 9.845 | 9.9977 | 10.1461 | 10.2882 | 10.4195 | 10.5504 | 10.6765 | 10.8079 | 10.9427 | 11.0794
PG&E | GWh | Commercial | Com - Office (Small) | WholeBlg | No | WholeBlg - Com RET Level 1 | 43.9191 | 43.2428 | 42.5768 | 41.9211 | 41.2756 | 40.6399 | 40.0141 | 39.3978 | 38.7911 | 38.1937 | 37.6056 | 37.0264
PG&E | GWh | Commercial | Com - Office (Small) | WholeBlg | No | WholeBlg - Com RET Level 2 | 276.785 | 272.5225 | 268.3257 | 264.1935 | 260.1249 | 256.119 | 252.1747 | 248.2912 | 244.4676 | 240.7028 | 236.9959 | 233.3462
PG&E | GWh | Commercial | Com - Restaurant (Fast Food) | AppPlug | No | AppPlug - Desktop Computer (Com - Power Management) | 1.401 | 1.4231 | 1.4445 | 1.4669 | 1.4887 | 1.5096 | 1.5288 | 1.548 | 1.5665 | 1.5858 | 1.6056 | 1.6257
PG&E | GWh | Commercial | Com - Restaurant (Fast Food) | AppPlug | No | AppPlug - Occupancy Sensor Plug Strip | 0.5847 | 0.59393 | 0.60288 | 0.61223 | 0.62132 | 0.63002 | 0.63806 | 0.64607 | 0.6538 | 0.66184 | 0.6701 | 0.67847
PG&E | GWh | Commercial | Com - Restaurant (Fast Food) | AppPlug | No | AppPlug - Vending Machine Controls | 2.6703 | 2.7124 | 2.7533 | 2.796 | 2.8375 | 2.8773 | 2.914 | 2.9506 | 2.9859 | 3.0226 | 3.0603 | 3.0986
PG&E | GWh | Commercial | Com - Restaurant (Fast Food) | BldgEnv | No | BldgEnv - Wall Spray On Insulation | 0.42351 | 0.41699 | 0.41057 | 0.40425 | 0.39802 | 0.39189 | 0.38586 | 0.37991 | 0.37406 | 0.3683 | 0.36263 | 0.35705
PG&E | GWh | Commercial | Com - Restaurant (Fast Food) | BldgEnv | No | BldgEnv - Window Film | 0 | 0 | 0 | 0 | 0 | 0 | 0 | 0 | 5.7261 | 5.6379 | 5.5511 | 5.4656
PG&E | GWh | Commercial | Com - Restaurant (Fast Food) | ComRefrig | No | ComRefrig - Strip Curtain for Walk In Refrigerator | 17.6625 | 17.3905 | 17.1226 | 16.859 | 16.5993 | 16.3437 | 16.092 | 15.8442 | 15.6002 | 15.3599 | 15.1234 | 14.8905
PG&E | GWh | Commercial | Com - Restaurant (Fast Food) | FoodServ | No | FoodServ - Electric Griddle | 0.01243 | 0.012626 | 0.012816 | 0.013015 | 0.013208 | 0.013393 | 0.013564 | 0.013735 | 0.013899 | 0.01407 | 0.014245 | 0.014423
PG&E | GWh | Commercial | Com - Restaurant (Fast Food) | FoodServ | No | FoodServ - Electric Steamer | 4.1542 | 4.2197 | 4.2833 | 4.3497 | 4.4143 | 4.4761 | 4.5332 | 4.5902 | 4.6451 | 4.7022 | 4.7609 | 4.8204
PG&E | GWh | Commercial | Com - Restaurant (Fast Food) | FoodServ | No | FoodServ - Fryer (Electric) | 0.36307 | 0.36879 | 0.37435 | 0.38016 | 0.3858 | 0.39121 | 0.3962 | 0.40117 | 0.40597 | 0.41097 | 0.41609 | 0.42129
PG&E | GWh | Commercial | Com - Restaurant (Fast Food) | FoodServ | No | FoodServ - Grill to Order Cabinet | 4.9441 | 5.0221 | 5.0978 | 5.1769 | 5.2537 | 5.3273 | 5.3953 | 5.4631 | 5.5284 | 5.5964 | 5.6662 | 5.737
PG&E | GWh | Commercial | Com - Restaurant (Fast Food) | FoodServ | No | FoodServ - Oven (Electric) | 0.95873 | 0.97385 | 0.98854 | 1.0039 | 1.0188 | 1.033 | 1.0462 | 1.0594 | 1.072 | 1.0852 | 1.0988 | 1.1125
PG&E | GWh | Commercial | Com - Restaurant (Fast Food) | HVAC | Yes | HVAC - Advanced Package Rooftop AC (> EER 12) - Emerging | 0 | 9.487 | 9.3409 | 9.197 | 9.0554 | 8.9159 | 8.7786 | 8.6434 | 8.5103 | 8.3793 | 8.2502 | 8.1232
PG&E | GWh | Commercial | Com - Restaurant (Fast Food) | HVAC | No | HVAC - Direct Evaporative Cooler | 5.1249 | 5.2057 | 5.2842 | 5.3661 | 5.4458 | 5.5221 | 5.5925 | 5.6628 | 5.7305 | 5.801 | 5.8734 | 5.9467
PG&E | GWh | Commercial | Com - Restaurant (Fast Food) | HVAC | No | HVAC - EER Rated Package Rooftop AC (EER 11) | 0 | 0 | 0 | 0 | 0 | 0 | 0 | 0 | 0 | 0 | 0.43723 | 0.47467
PG&E | GWh | Commercial | Com - Restaurant (Fast Food) | HVAC | No | HVAC - SEER Rated Package Rooftop AC (Recharge) | 3.1325 | 3.0843 | 3.0368 | 2.99 | 2.9439 | 2.8986 | 2.854 | 2.81 | 2.7667 | 2.7241 | 2.6822 | 2.6409
PG&E | GWh | Commercial | Com - Restaurant (Fast Food) | HVAC | No | HVAC - SEER Rated Package Rooftop AC (SEER 14) | 16.0116 | 16.2653 | 0 | 0 | 0 | 0 | 0 | 0 | 0 | 0 | 0 | 0
PG&E | GWh | Commercial | Com - Restaurant (Fast Food) | HVAC | No | HVAC - SEER Rated Package Rooftop AC (SEER 15) | 0 | 0 | 8.2183 | 8.3519 | 8.4819 | 8.6065 | 8.7216 | 8.8365 | 8.9472 | 9.0624 | 9.1805 | 9.3001
PG&E | GWh | Commercial | Com - Restaurant (Fast Food) | HVAC | No | HVAC - SEER Rated Package Rooftop HP (SEER 15) | 9.2346 | 9.4314 | 4.4677 | 4.5598 | 4.6495 | 4.7357 | 4.8159 | 4.8958 | 4.9731 | 5.0529 | 5.1344 | 5.2167
PG&E | GWh | Commercial | Com - Restaurant (Fast Food) | HVAC | No | HVAC - SEER Rated Split System AC (SEER 14) | 8.2133 | 8.3558 | 8.4942 | 0 | 0 | 0 | 0 | 0 | 0 | 0 | 0 | 0
PG&E | GWh | Commercial | Com - Restaurant (Fast Food) | HVAC | No | HVAC - SEER Rated Split System AC (SEER 15) | 0 | 0 | 0 | 3.8111 | 3.8628 | 3.9122 | 3.9577 | 4.0031 | 4.0468 | 4.0924 | 4.1393 | 4.187
PG&E | GWh | Commercial | Com - Restaurant (Fast Food) | HVAC | No | HVAC - SEER Rated Split System HP (SEER 15) | 2.6798 | 2.768 | 1.3251 | 1.3661 | 1.4061 | 1.4447 | 1.481 | 1.517 | 1.5519 | 1.5878 | 1.6242 | 1.6608
PG&E | GWh | Commercial | Com - Restaurant (Fast Food) | HVAC | No | HVAC - Thermostat | 3.8015 | 3.8615 | 3.9197 | 3.9805 | 4.0396 | 4.0962 | 4.1484 | 4.2006 | 4.2508 | 4.3031 | 4.3568 | 4.4112
PG&E | GWh | Commercial | Com - Restaurant (Fast Food) | Lighting | Yes | Lighting - LED Fixture (Replacing T8) - Emerging | 26.5133 | 27.5624 | 28.6185 | 29.878 | 30.9814 | 32.0844 | 32.9992 | 33.9257 | 34.8496 | 35.803 | 36.7804 | 37.5943
PG&E | GWh | Commercial | Com - Restaurant (Fast Food) | Lighting | Yes | Lighting - LED Lamp (Basic High - Indoor) - Emerging | 38.5975 | 39.8952 | 41.1062 | 42.1795 | 43.2488 | 5.6977 | 5.8169 | 5.9248 | 6.031 | 6.1283 | 6.2281 | 6.3297
PG&E | GWh | Commercial | Com - Restaurant (Fast Food) | Lighting | Yes | Lighting - LED Lamp (Basic Low - Indoor) - Emerging | 91.9788 | 95.2009 | 98.2038 | 100.8485 | 103.4862 | 16.1604 | 16.5086 | 16.8224 | 17.1313 | 17.4514 | 17.7406 | 18.0347
PG&E | GWh | Commercial | Com - Restaurant (Fast Food) | Lighting | Yes | Lighting - LED Plug-In Indoor Fixture - Emerging | 3.707 | 3.8192 | 3.9188 | 3.9968 | 4.0865 | 0.23661 | 0.24066 | 0.24549 | 0.2491 | 0.25324 | 0.2571 | 0.26141
PG&E | GWh | Commercial | Com - Restaurant (Fast Food) | Lighting | No | Lighting - Cold Cathode Lamp | 0.076985 | 0.0782 | 0.079379 | 0.08061 | 0.081807 | 0 | 0 | 0 | 0 | 0 | 0 | 0
PG&E | GWh | Commercial | Com - Restaurant (Fast Food) | Lighting | No | Lighting - Compact Fluorescent Fixture (Indoor) | 11.9134 | 12.0948 | 12.2708 | 12.4548 | 12.6337 | 0 | 0 | 0 | 0 | 0 | 0 | 0
PG&E | GWh | Commercial | Com - Restaurant (Fast Food) | Lighting | No | Lighting - Exit Fixture (LED) | 0.85466 | 0.8415 | 0.82854 | 0.81578 | 0.80322 | 0.79085 | 0.77867 | 0.76668 | 0.75487 | 0.74324 | 0.7318 | 0.72053
PG&E | GWh | Commercial | Com - Restaurant (Fast Food) | Lighting | No | Lighting - Halogen Lamp (A-Line) | 0.14546 | 0.14776 | 0.14998 | 0.15231 | 0.15457 | 0 | 0 | 0 | 0 | 0 | 0 | 0
PG&E | GWh | Commercial | Com - Restaurant (Fast Food) | Lighting | No | Lighting - High Bay HID to T5 | 0.81466 | 0.82712 | 0.83921 | 0.85185 | 0.86414 | 0.87589 | 0.88674 | 0.89755 | 0.90798 | 0.91885 | 0.93 | 0.94132
PG&E | GWh | Commercial | Com - Restaurant (Fast Food) | Lighting | No | Lighting - Induction Fixture (Indoor) | 1.2952 | 1.3156 | 1.3354 | 1.3561 | 1.3763 | 1.3956 | 1.4134 | 1.4311 | 1.4482 | 1.466 | 1.4843 | 1.5029
PG&E | GWh | Commercial | Com - Restaurant (Fast Food) | Lighting | No | Lighting - Induction Fixture (Outdoor) | 0.60597 | 0.61553 | 0.62481 | 0.6345 | 0.64392 | 0.65294 | 0.66126 | 0.66957 | 0.67758 | 0.68592 | 0.69447 | 0.70315
PG&E | GWh | Commercial | Com - Restaurant (Fast Food) | Lighting | No | Lighting - Linear Fluorescent Delamping | 0.51313 | 0.50523 | 0.37309 | 0.24489 | 0.12056 | 0 | 0 | 0 | 0 | 0 | 0 | 0
PG&E | GWh | Commercial | Com - Restaurant (Fast Food) | Lighting | No | Lighting - Occupancy Sensor | 0 | 0 | 0 | 0 | 0 | 0 | 0 | 0 | 0 | 0 | 0 | 3.2813
PG&E | GWh | Commercial | Com - Restaurant (Fast Food) | Lighting | No | Lighting - Plug-In Fixture (Exterior) | 0.5082 | 0.51622 | 0.524 | 0.53213 | 0.54003 | 0.54759 | 0.55458 | 0.56154 | 0.56826 | 0.57525 | 0.58243 | 0.5897
PG&E | GWh | Commercial | Com - Restaurant (Fast Food) | Lighting | No | Lighting - Plug-In Fixture (Linear Fluorescent) | 4.2402 | 4.305 | 4.368 | 4.4337 | 4.4977 | 0 | 0 | 0 | 0 | 0 | 0 | 0
PG&E | GWh | Commercial | Com - Restaurant (Fast Food) | Lighting | No | Lighting - Plug-In Fixture (MH Directional) | 0 | 0 | 0 | 0 | 0 | 0 | 0 | 0 | 0 | 0 | 0 | 0.26406
PG&E | GWh | Commercial | Com - Restaurant (Fast Food) | Lighting | No | Lighting - Plug-In Fixture (PSMH with Electronic Ballast) | 2.6062 | 2.6461 | 2.6848 | 2.7252 | 2.7645 | 2.8021 | 2.8368 | 2.8714 | 2.9047 | 2.9395 | 2.9752 | 3.0114
PG&E | GWh | Commercial | Com - Restaurant (Fast Food) | SHW | No | SHW - EF Rated Instantaneous Water Heater (Electric) | 0.3683 | 0.37397 | 0.37947 | 0.38521 | 0.3908 | 0.39614 | 0.40108 | 0.406 | 0.41074 | 0.41568 | 0.42075 | 0.42589
PG&E | GWh | Commercial | Com - Restaurant (Fast Food) | Service | No | HVAC - Comprehensive Rooftop Unit Quality Maintenance | 2.771 | 2.7283 | 2.6863 | 2.6449 | 2.6042 | 2.5641 | 2.5246 | 2.4857 | 2.4475 | 2.4098 | 2.3727 | 2.3361
PG&E | GWh | Commercial | Com - Restaurant (Fast Food) | Service | No | Service - HVAC Fault Detection & Diagnositics | 2.7132 | 2.756 | 2.7976 | 2.8409 | 2.8831 | 2.9235 | 2.9608 | 2.998 | 3.0338 | 3.0712 | 3.1095 | 3.1483
PG&E | GWh | Commercial | Com - Restaurant (Fast Food) | Service | No | Service - Retro-Commissioning (Electric) | 8.6024 | 8.4699 | 8.3395 | 8.2111 | 8.0846 | 7.9601 | 7.8375 | 7.7168 | 7.598 | 7.481 | 7.3658 | 7.2524
PG&E | GWh | Commercial | Com - Restaurant (Fast Food) | WholeBlg | No | HVAC - Energy Management System | 1.7452 | 1.7727 | 1.7994 | 1.8273 | 1.8545 | 1.8804 | 1.9044 | 1.9283 | 1.9514 | 1.9754 | 2.0001 | 2.025
PG&E | GWh | Commercial | Com - Restaurant (Fast Food) | WholeBlg | No | WholeBlg - Com RET Level 1 | 35.2317 | 34.6892 | 34.1549 | 33.629 | 33.1111 | 32.6012 | 32.0991 | 31.6048 | 31.1181 | 30.6388 | 30.167 | 29.7024
PG&E | GWh | Commercial | Com - Restaurant (Fast Food) | WholeBlg | No | WholeBlg - Com RET Level 2 | 197.4381 | 194.3976 | 191.4038 | 188.4562 | 185.554 | 182.6965 | 179.8829 | 177.1127 | 174.3852 | 171.6997 | 169.0555 | 166.452
PG&E | GWh | Commercial | Com - Restaurant (Sit Down) | AppPlug | No | AppPlug - Desktop Computer (Com - Power Management) | 1.401 | 1.4231 | 1.4445 | 1.4669 | 1.4887 | 1.5096 | 1.5288 | 1.548 | 1.5665 | 1.5858 | 1.6056 | 1.6257
PG&E | GWh | Commercial | Com - Restaurant (Sit Down) | AppPlug | No | AppPlug - Occupancy Sensor Plug Strip | 0.5847 | 0.59393 | 0.60288 | 0.61223 | 0.62132 | 0.63002 | 0.63806 | 0.64607 | 0.6538 | 0.66184 | 0.6701 | 0.67847
PG&E | GWh | Commercial | Com - Restaurant (Sit Down) | AppPlug | No | AppPlug - Vending Machine Controls | 2.6703 | 2.7124 | 2.7533 | 2.796 | 2.8375 | 2.8773 | 2.914 | 2.9506 | 2.9859 | 3.0226 | 3.0603 | 3.0986
PG&E | GWh | Commercial | Com - Restaurant (Sit Down) | BldgEnv | No | BldgEnv - Wall Spray On Insulation | 0.42351 | 0.41699 | 0.41057 | 0.40425 | 0.39802 | 0.39189 | 0.38586 | 0.37991 | 0.37406 | 0.3683 | 0.36263 | 0.35705
PG&E | GWh | Commercial | Com - Restaurant (Sit Down) | BldgEnv | No | BldgEnv - Window Film | 0 | 0 | 0 | 0 | 0 | 0 | 0 | 0 | 5.7261 | 5.6379 | 5.5511 | 5.4656
PG&E | GWh | Commercial | Com - Restaurant (Sit Down) | ComRefrig | No | ComRefrig - Refrigerated Case Night Cover (Low Temp) | 1.3739 | 1.3527 | 1.3319 | 1.3114 | 1.2912 | 1.2713 | 1.2517 | 1.2324 | 1.2135 | 1.1948 | 1.1764 | 1.1582
PG&E | GWh | Commercial | Com - Restaurant (Sit Down) | ComRefrig | No | ComRefrig - Refrigerated Case Night Cover (Med Temp) | 10.6755 | 10.5111 | 10.3492 | 10.1898 | 10.0329 | 9.8784 | 9.7263 | 9.5765 | 9.429 | 9.2838 | 9.1408 | 9.0001
PG&E | GWh | Commercial | Com - Restaurant (Sit Down) | ComRefrig | No | ComRefrig - Strip Curtain for Walk In Refrigerator | 17.6625 | 17.3905 | 17.1226 | 16.859 | 16.5993 | 16.3437 | 16.092 | 15.8442 | 15.6002 | 15.3599 | 15.1234 | 14.8905
PG&E | GWh | Commercial | Com - Restaurant (Sit Down) | FoodServ | No | FoodServ - Electric Griddle | 0.01243 | 0.012626 | 0.012816 | 0.013015 | 0.013208 | 0.013393 | 0.013564 | 0.013735 | 0.013899 | 0.01407 | 0.014245 | 0.014423
PG&E | GWh | Commercial | Com - Restaurant (Sit Down) | FoodServ | No | FoodServ - Electric Steamer | 4.1542 | 4.2197 | 4.2833 | 4.3497 | 4.4143 | 4.4761 | 4.5332 | 4.5902 | 4.6451 | 4.7022 | 4.7609 | 4.8204
PG&E | GWh | Commercial | Com - Restaurant (Sit Down) | FoodServ | No | FoodServ - Fryer (Electric) | 0.36307 | 0.36879 | 0.37435 | 0.38016 | 0.3858 | 0.39121 | 0.3962 | 0.40117 | 0.40597 | 0.41097 | 0.41609 | 0.42129
PG&E | GWh | Commercial | Com - Restaurant (Sit Down) | FoodServ | No | FoodServ - Oven (Electric) | 0.95873 | 0.97385 | 0.98854 | 1.0039 | 1.0188 | 1.033 | 1.0462 | 1.0594 | 1.072 | 1.0852 | 1.0988 | 1.1125
PG&E | GWh | Commercial | Com - Restaurant (Sit Down) | HVAC | Yes | HVAC - Advanced Package Rooftop AC (> EER 12) - Emerging | 0 | 6.3771 | 6.2789 | 6.1822 | 6.087 | 5.9933 | 5.901 | 5.8101 | 5.7206 | 5.6325 | 5.5458 | 5.4604
PG&E | GWh | Commercial | Com - Restaurant (Sit Down) | HVAC | No | HVAC - Direct Evaporative Cooler | 2.1549 | 2.1889 | 2.2219 | 2.2564 | 2.2899 | 2.322 | 2.3516 | 2.3811 | 2.4096 | 2.4393 | 2.4697 | 2.5005
PG&E | GWh | Commercial | Com - Restaurant (Sit Down) | HVAC | No | HVAC - EER Rated Package Rooftop AC (EER 11) | 0 | 0 | 0 | 0 | 0 | 0 | 0.23796 | 0.26912 | 0.29948 | 0.33023 | 0.36115 | 0.39207
PG&E | GWh | Commercial | Com - Restaurant (Sit Down) | HVAC | No | HVAC - SEER Rated Package Rooftop AC (Recharge) | 0 | 0 | 0 | 0 | 0 | 0 | 0 | 1.4193 | 1.3974 | 1.3759 | 1.3547 | 1.3338
PG&E | GWh | Commercial | Com - Restaurant (Sit Down) | HVAC | No | HVAC - SEER Rated Package Rooftop AC (SEER 14) | 7.6601 | 7.776 | 0 | 0 | 0 | 0 | 0 | 0 | 0 | 0 | 0 | 0
PG&E | GWh | Commercial | Com - Restaurant (Sit Down) | HVAC | No | HVAC - SEER Rated Package Rooftop AC (SEER 15) | 0 | 0 | 4.4253 | 4.4939 | 4.5606 | 4.6245 | 4.6834 | 4.7423 | 4.7989 | 4.858 | 4.9185 | 4.98
PG&E | GWh | Commercial | Com - Restaurant (Sit Down) | HVAC | No | HVAC - SEER Rated Package Rooftop HP (SEER 15) | 4.9449 | 5.0353 | 2.3786 | 2.421 | 2.4623 | 2.5019 | 2.5386 | 2.5752 | 2.6105 | 2.6472 | 2.6846 | 2.7226
PG&E | GWh | Commercial | Com - Restaurant (Sit Down) | HVAC | No | HVAC - SEER Rated Split System AC (SEER 14) | 3.8241 | 3.886 | 3.9461 | 0 | 0 | 0 | 0 | 0 | 0 | 0 | 0 | 0
PG&E | GWh | Commercial | Com - Restaurant (Sit Down) | HVAC | No | HVAC - SEER Rated Split System AC (SEER 15) | 0 | 0 | 0 | 2.007 | 2.0351 | 2.062 | 2.0868 | 2.1116 | 2.1354 | 2.1603 | 2.1858 | 2.2118
PG&E | GWh | Commercial | Com - Restaurant (Sit Down) | HVAC | No | HVAC - SEER Rated Split System HP (SEER 15) | 1.3519 | 1.3878 | 0.66055 | 0.6773 | 0.69362 | 0.70934 | 0.72404 | 0.73867 | 0.75283 | 0.76741 | 0.78224 | 0.7972
PG&E | GWh | Commercial | Com - Restaurant (Sit Down) | HVAC | No | HVAC - Thermostat | 2.5172 | 2.5569 | 2.5954 | 2.6357 | 2.6748 | 2.7123 | 2.7469 | 2.7814 | 2.8146 | 2.8493 | 2.8848 | 2.9209
PG&E | GWh | Commercial | Com - Restaurant (Sit Down) | Lighting | Yes | Lighting - LED Fixture (Replacing T8) - Emerging | 25.9738 | 27.0113 | 28.0558 | 29.3003 | 30.392 | 31.4835 | 32.3903 | 33.3087 | 34.2246 | 35.1698 | 36.1389 | 36.9475
PG&E | GWh | Commercial | Com - Restaurant (Sit Down) | Lighting | Yes | Lighting - LED Lamp (Basic High - Indoor) - Emerging | 38.8367 | 40.1464 | 41.369 | 42.4531 | 43.5333 | 5.7356 | 5.8562 | 5.9652 | 6.0726 | 6.171 | 6.2719 | 6.3746
PG&E | GWh | Commercial | Com - Restaurant (Sit Down) | Lighting | Yes | Lighting - LED Lamp (Basic Low - Indoor) - Emerging | 92.5487 | 95.8004 | 98.8316 | 101.5029 | 104.1669 | 16.268 | 16.6199 | 16.9371 | 17.2494 | 17.5729 | 17.8653 | 18.1628
PG&E | GWh | Commercial | Com - Restaurant (Sit Down) | Lighting | Yes | Lighting - LED Plug-In Indoor Fixture - Emerging | 3.7145 | 3.8274 | 3.9276 | 4.006 | 4.0964 | 0.2372 | 0.24128 | 0.24614 | 0.24978 | 0.25395 | 0.25783 | 0.26218
PG&E | GWh | Commercial | Com - Restaurant (Sit Down) | Lighting | No | Lighting - Cold Cathode Lamp | 0.076994 | 0.078208 | 0.079387 | 0.080618 | 0.081815 | 0 | 0 | 0 | 0 | 0 | 0 | 0
PG&E | GWh | Commercial | Com - Restaurant (Sit Down) | Lighting | No | Lighting - Compact Fluorescent Fixture (Indoor) | 11.9872 | 12.1709 | 12.3493 | 12.5356 | 12.7168 | 0 | 0 | 0 | 0 | 0 | 0 | 0
PG&E | GWh | Commercial | Com - Restaurant (Sit Down) | Lighting | No | Lighting - Exit Fixture (LED) | 0.85907 | 0.84584 | 0.83281 | 0.81999 | 0.80736 | 0.79493 | 0.78269 | 0.77063 | 0.75877 | 0.74708 | 0.73558 | 0.72425
PG&E | GWh | Commercial | Com - Restaurant (Sit Down) | Lighting | No | Lighting - Halogen Lamp (A-Line) | 0.14546 | 0.14776 | 0.14998 | 0.15231 | 0.15457 | 0 | 0 | 0 | 0 | 0 | 0 | 0
PG&E | GWh | Commercial | Com - Restaurant (Sit Down) | Lighting | No | Lighting - High Bay HID to T5 | 0.79809 | 0.81058 | 0.82271 | 0.83538 | 0.8477 | 0.85949 | 0.87037 | 0.88123 | 0.89169 | 0.90259 | 0.91378 | 0.92512
PG&E | GWh | Commercial | Com - Restaurant (Sit Down) | Lighting | No | Lighting - Induction Fixture (Indoor) | 1.2952 | 1.3156 | 1.3354 | 1.3561 | 1.3763 | 1.3956 | 1.4134 | 1.4311 | 1.4482 | 1.466 | 1.4843 | 1.5029
PG&E | GWh | Commercial | Com - Restaurant (Sit Down) | Lighting | No | Lighting - Induction Fixture (Outdoor) | 0.60597 | 0.61553 | 0.62481 | 0.6345 | 0.64392 | 0.65294 | 0.66126 | 0.66957 | 0.67758 | 0.68592 | 0.69447 | 0.70315
PG&E | GWh | Commercial | Com - Restaurant (Sit Down) | Lighting | No | Lighting - Linear Fluorescent Delamping | 0.51753 | 0.50956 | 0.37628 | 0.24699 | 0.12159 | 0 | 0 | 0 | 0 | 0 | 0 | 0
PG&E | GWh | Commercial | Com - Restaurant (Sit Down) | Lighting | No | Lighting - Occupancy Sensor | 0 | 0 | 0 | 0 | 0 | 0 | 0 | 0 | 0 | 3.5877 | 3.6323 | 3.6775
PG&E | GWh | Commercial | Com - Restaurant (Sit Down) | Lighting | No | Lighting - Plug-In Fixture (Exterior) | 0.5082 | 0.51622 | 0.524 | 0.53213 | 0.54003 | 0.54759 | 0.55458 | 0.56154 | 0.56826 | 0.57525 | 0.58243 | 0.5897
PG&E | GWh | Commercial | Com - Restaurant (Sit Down) | Lighting | No | Lighting - Plug-In Fixture (Linear Fluorescent) | 4.1625 | 4.2277 | 4.2909 | 4.357 | 4.4212 | 0 | 0 | 0 | 0 | 0 | 0 | 0
PG&E | GWh | Commercial | Com - Restaurant (Sit Down) | Lighting | No | Lighting - Plug-In Fixture (MH Directional) | 0 | 0 | 0 | 0 | 0 | 0 | 0 | 0 | 0 | 0 | 0 | 0.25805
PG&E | GWh | Commercial | Com - Restaurant (Sit Down) | Lighting | No | Lighting - Plug-In Fixture (PSMH with Electronic Ballast) | 2.5479 | 2.5878 | 2.6265 | 2.6669 | 2.7063 | 2.7439 | 2.7787 | 2.8133 | 2.8467 | 2.8815 | 2.9172 | 2.9534
PG&E | GWh | Commercial | Com - Restaurant (Sit Down) | SHW | No | SHW - EF Rated Instantaneous Water Heater (Electric) | 0.13936 | 0.14142 | 0.14342 | 0.14552 | 0.14755 | 0.1495 | 0.15129 | 0.15308 | 0.1548 | 0.1566 | 0.15845 | 0.16032
PG&E | GWh | Commercial | Com - Restaurant (Sit Down) | Service | No | HVAC - Comprehensive Rooftop Unit Quality Maintenance | 2.771 | 2.7283 | 2.6863 | 2.6449 | 2.6042 | 2.5641 | 2.5246 | 2.4857 | 2.4475 | 2.4098 | 2.3727 | 2.3361
PG&E | GWh | Commercial | Com - Restaurant (Sit Down) | Service | No | Service - HVAC Fault Detection & Diagnositics | 2.7132 | 2.756 | 2.7976 | 2.8409 | 2.8831 | 2.9235 | 2.9608 | 2.998 | 3.0338 | 3.0712 | 3.1095 | 3.1483
PG&E | GWh | Commercial | Com - Restaurant (Sit Down) | Service | No | Service - Retro-Commissioning (Electric) | 8.6024 | 8.4699 | 8.3395 | 8.2111 | 8.0846 | 7.9601 | 7.8375 | 7.7168 | 7.598 | 7.481 | 7.3658 | 7.2524
PG&E | GWh | Commercial | Com - Restaurant (Sit Down) | WholeBlg | No | HVAC - Energy Management System | 1.7452 | 1.7727 | 1.7994 | 1.8273 | 1.8545 | 1.8804 | 1.9044 | 1.9283 | 1.9514 | 1.9754 | 2.0001 | 2.025
PG&E | GWh | Commercial | Com - Restaurant (Sit Down) | WholeBlg | No | WholeBlg - Com RET Level 1 | 31.7066 | 31.2183 | 30.7375 | 30.2642 | 29.7981 | 29.3392 | 28.8874 | 28.4425 | 28.0045 | 27.5732 | 27.1486 | 26.7305
PG&E | GWh | Commercial | Com - Restaurant (Sit Down) | WholeBlg | No | WholeBlg - Com RET Level 2 | 174.2716 | 171.5878 | 168.9454 | 166.3436 | 163.7819 | 161.2597 | 158.7763 | 156.3311 | 153.9236 | 151.5532 | 149.2193 | 146.9213
PG&E | GWh | Commercial | Com - Retail (Large Multi Level) | AppPlug | No | AppPlug - Desktop Computer (Com - Power Management) | 7.3798 | 7.4963 | 7.6093 | 7.7273 | 7.842 | 7.9518 | 8.0533 | 8.1544 | 8.2519 | 8.3535 | 8.4577 | 8.5633
PG&E | GWh | Commercial | Com - Retail (Large Multi Level) | AppPlug | No | AppPlug - Occupancy Sensor Plug Strip | 3.08 | 3.1286 | 3.1757 | 3.225 | 3.2729 | 3.3187 | 3.361 | 3.4033 | 3.444 | 3.4863 | 3.5298 | 3.5739
PG&E | GWh | Commercial | Com - Retail (Large Multi Level) | AppPlug | No | AppPlug - Vending Machine Controls | 11.675 | 11.8591 | 12.0379 | 12.2246 | 12.4061 | 12.5799 | 12.7403 | 12.9004 | 13.0546 | 13.2153 | 13.3801 | 13.5473
PG&E | GWh | Commercial | Com - Retail (Large Multi Level) | BldgEnv | No | BldgEnv - Wall Spray On Insulation | 2.2309 | 2.1965 | 2.1627 | 2.1294 | 2.0966 | 2.0643 | 2.0325 | 2.0012 | 1.9704 | 1.9401 | 1.9102 | 1.8808
PG&E | GWh | Commercial | Com - Retail (Large Multi Level) | BldgEnv | No | BldgEnv - Window Film | 0 | 0 | 0 | 0 | 0 | 0 | 0 | 0 | 15.2304 | 14.9959 | 14.765 | 14.5376
PG&E | GWh | Commercial | Com - Retail (Large Multi Level) | FoodServ | No | FoodServ - Electric Steamer | 0.31912 | 0.32416 | 0.32904 | 0.33414 | 0.33911 | 0.34386 | 0.34824 | 0.35262 | 0.35683 | 0.36122 | 0.36573 | 0.3703
PG&E | GWh | Commercial | Com - Retail (Large Multi Level) | FoodServ | No | FoodServ - Oven (Electric) | 3.2466 | 3.2978 | 3.3475 | 3.3994 | 3.4499 | 3.4982 | 3.5428 | 3.5873 | 3.6302 | 3.6749 | 3.7207 | 3.7672
PG&E | GWh | Commercial | Com - Retail (Large Multi Level) | HVAC | Yes | HVAC - Advanced Package Rooftop AC (> EER 12) - Emerging | 0 | 13.9845 | 13.7691 | 13.5571 | 13.3483 | 13.1427 | 12.9403 | 12.7411 | 12.5448 | 12.3517 | 12.1614 | 11.9742
PG&E | GWh | Commercial | Com - Retail (Large Multi Level) | HVAC | No | HVAC - Chiller (Centrifugal) | 4.5187 | 4.4491 | 4.3806 | 4.3131 | 4.2467 | 4.1813 | 4.1169 | 4.0535 | 3.9911 | 3.9296 | 3.8691 | 3.8095
PG&E | GWh | Commercial | Com - Retail (Large Multi Level) | HVAC | No | HVAC - Chiller (Reciprocating) | 3.7322 | 3.7596 | 3.7861 | 3.8145 | 3.842 | 3.868 | 3.891 | 3.9142 | 3.9363 | 3.96 | 3.9849 | 4.0106
PG&E | GWh | Commercial | Com - Retail (Large Multi Level) | HVAC | No | HVAC - EER Rated Package Rooftop AC (EER 11) | 0 | 0 | 0 | 0.41548 | 0.51674 | 0.61499 | 0.70864 | 0.80145 | 0.89185 | 0.98343 | 1.0755 | 1.1676
PG&E | GWh | Commercial | Com - Retail (Large Multi Level) | HVAC | No | HVAC - SEER Rated Package Rooftop AC (Recharge) | 0 | 0 | 0 | 0 | 4.0193 | 3.9574 | 3.8964 | 3.8364 | 3.7773 | 3.7192 | 3.6619 | 3.6055
PG&E | GWh | Commercial | Com - Retail (Large Multi Level) | HVAC | No | HVAC - SEER Rated Package Rooftop AC (SEER 14) | 17.8768 | 18.1443 | 0 | 0 | 0 | 0 | 0 | 0 | 0 | 0 | 0 | 0
PG&E | GWh | Commercial | Com - Retail (Large Multi Level) | HVAC | No | HVAC - SEER Rated Package Rooftop AC (SEER 15) | 0 | 0 | 10.3644 | 10.5203 | 10.672 | 10.817 | 10.9509 | 11.0844 | 11.213 | 11.3472 | 11.4848 | 11.6245
PG&E | GWh | Commercial | Com - Retail (Large Multi Level) | HVAC | No | HVAC - SEER Rated Package Rooftop HP (SEER 15) | 8.8134 | 8.989 | 4.2528 | 4.335 | 4.4152 | 4.4921 | 4.5636 | 4.6348 | 4.7036 | 4.7748 | 4.8476 | 4.9212
PG&E | GWh | Commercial | Com - Retail (Large Multi Level) | HVAC | No | HVAC - SEER Rated Split System AC (SEER 14) | 9.8727 | 10.0358 | 10.1942 | 0 | 0 | 0 | 0 | 0 | 0 | 0 | 0 | 0
PG&E | GWh | Commercial | Com - Retail (Large Multi Level) | HVAC | No | HVAC - SEER Rated Split System AC (SEER 15) | 0 | 0 | 0 | 5.3903 | 5.4622 | 5.5309 | 5.5941 | 5.6572 | 5.7179 | 5.7814 | 5.8467 | 5.913
PG&E | GWh | Commercial | Com - Retail (Large Multi Level) | HVAC | No | HVAC - SEER Rated Split System HP (SEER 15) | 4.4973 | 4.5923 | 2.1751 | 2.2195 | 2.2628 | 2.3044 | 2.3432 | 2.3818 | 2.419 | 2.4576 | 2.4969 | 2.5367
PG&E | GWh | Commercial | Com - Retail (Large Multi Level) | HVAC | No | HVAC - Thermostat | 7.2014 | 7.315 | 7.4253 | 7.5404 | 7.6524 | 7.7596 | 7.8585 | 7.9573 | 8.0524 | 8.1515 | 8.2532 | 8.3563
PG&E | GWh | Commercial | Com - Retail (Large Multi Level) | Lighting | Yes | Lighting - LED Fixture (Replacing T8) - Emerging | 0 | 126.028 | 130.8644 | 136.6317 | 141.6852 | 146.7373 | 150.9284 | 155.1731 | 159.406 | 163.7742 | 168.2525 | 171.9826
PG&E | GWh | Commercial | Com - Retail (Large Multi Level) | Lighting | Yes | Lighting - LED Lamp (Basic High - Indoor) - Emerging | 15.1748 | 15.6812 | 16.1536 | 16.5716 | 16.9881 | 2.2376 | 2.284 | 2.3259 | 2.3672 | 2.405 | 2.4438 | 2.4832
PG&E | GWh | Commercial | Com - Retail (Large Multi Level) | Lighting | Yes | Lighting - LED Lamp (Basic Low - Indoor) - Emerging | 43.9526 | 45.4814 | 46.9053 | 48.1577 | 49.4068 | 7.7138 | 7.8786 | 8.0268 | 8.1728 | 8.3241 | 8.4606 | 8.5995
PG&E | GWh | Commercial | Com - Retail (Large Multi Level) | Lighting | Yes | Lighting - LED Plug-In Indoor Fixture - Emerging | 17.4298 | 17.9532 | 18.4172 | 18.7791 | 19.1969 | 1.1113 | 1.1301 | 1.1526 | 1.1693 | 1.1885 | 1.2064 | 1.2265
PG&E | GWh | Commercial | Com - Retail (Large Multi Level) | Lighting | No | Lighting - Cold Cathode Lamp | 0.29761 | 0.30231 | 0.30686 | 0.31162 | 0.31625 | 0 | 0 | 0 | 0 | 0 | 0 | 0
PG&E | GWh | Commercial | Com - Retail (Large Multi Level) | Lighting | No | Lighting - Compact Fluorescent Fixture (Indoor) | 49.3872 | 50.1272 | 50.8454 | 51.5962 | 52.3261 | 0 | 0 | 0 | 0 | 0 | 0 | 0
PG&E | GWh | Commercial | Com - Retail (Large Multi Level) | Lighting | No | Lighting - Exit Fixture (LED) | 4.6929 | 4.6206 | 4.5495 | 4.4794 | 4.4104 | 4.3425 | 4.2756 | 4.2098 | 4.1449 | 4.0811 | 4.0183 | 3.9564
PG&E | GWh | Commercial | Com - Retail (Large Multi Level) | Lighting | No | Lighting - Halogen Lamp (A-Line) | 0.76623 | 0.77832 | 0.79006 | 0.80231 | 0.81422 | 0 | 0 | 0 | 0 | 0 | 0 | 0
PG&E | GWh | Commercial | Com - Retail (Large Multi Level) | Lighting | No | Lighting - High Bay HID to T5 | 16.4627 | 16.7155 | 16.9609 | 17.2173 | 17.4665 | 17.705 | 17.9251 | 18.1447 | 18.3562 | 18.5767 | 18.803 | 19.0327
PG&E | GWh | Commercial | Com - Retail (Large Multi Level) | Lighting | No | Lighting - Induction Fixture (Indoor) | 4.5545 | 4.6263 | 4.6961 | 4.7689 | 4.8397 | 4.9075 | 4.9701 | 5.0325 | 5.0927 | 5.1554 | 5.2197 | 5.2849
PG&E | GWh | Commercial | Com - Retail (Large Multi Level) | Lighting | No | Lighting - Induction Fixture (Outdoor) | 3.192 | 3.2424 | 3.2913 | 3.3423 | 3.3919 | 3.4394 | 3.4833 | 3.5271 | 3.5692 | 3.6132 | 3.6582 | 3.7039
PG&E | GWh | Commercial | Com - Retail (Large Multi Level) | Lighting | No | Lighting - Linear Fluorescent Delamping | 0.30627 | 0.30156 | 0.22268 | 0.14617 | 0.071959 | 0 | 0 | 0 | 0 | 0 | 0 | 0
PG&E | GWh | Commercial | Com - Retail (Large Multi Level) | Lighting | No | Lighting - Linear Fluorescent Fixture (Low Wattage T8) | 18.3846 | 0 | 0 | 0 | 0 | 0 | 0 | 0 | 0 | 0 | 0 | 0
PG&E | GWh | Commercial | Com - Retail (Large Multi Level) | Lighting | No | Lighting - Plug-In Fixture (Exterior) | 2.677 | 2.7192 | 2.7602 | 2.803 | 2.8447 | 2.8845 | 2.9213 | 2.958 | 2.9934 | 3.0302 | 3.068 | 3.1063
PG&E | GWh | Commercial | Com - Retail (Large Multi Level) | Lighting | No | Lighting - Plug-In Fixture (Linear Fluorescent) | 26.547 | 26.9547 | 27.3504 | 27.7639 | 28.1658 | 0 | 0 | 0 | 0 | 0 | 0 | 0
PG&E | GWh | Commercial | Com - Retail (Large Multi Level) | Lighting | No | Lighting - Plug-In Fixture (PSMH with Electronic Ballast) | 9.9052 | 10.0573 | 10.205 | 10.3592 | 10.5092 | 10.6527 | 10.7852 | 10.9173 | 11.0445 | 11.1772 | 11.3134 | 11.4516
PG&E | GWh | Commercial | Com - Retail (Large Multi Level) | SHW | No | SHW - EF Rated Instantaneous Water Heater (Electric) | 0.06174 | 0.062697 | 0.063626 | 0.064597 | 0.065541 | 0.066444 | 0.067278 | 0.068109 | 0.068911 | 0.069746 | 0.070603 | 0.071472
PG&E | GWh | Commercial | Com - Retail (Large Multi Level) | Service | No | HVAC - Comprehensive Rooftop Unit Quality Maintenance | 14.5966 | 14.3718 | 14.1505 | 13.9326 | 13.718 | 13.5068 | 13.2988 | 13.094 | 12.8923 | 12.6938 | 12.4983 | 12.3058
PG&E | GWh | Commercial | Com - Retail (Large Multi Level) | Service | No | Service - HVAC Fault Detection & Diagnositics | 14.2922 | 14.5177 | 14.7366 | 14.9651 | 15.1873 | 15.4 | 15.5964 | 15.7923 | 15.9812 | 16.1779 | 16.3796 | 16.5843
PG&E | GWh | Commercial | Com - Retail (Large Multi Level) | Service | No | Service - Retro-Commissioning (Electric) | 45.3143 | 44.6165 | 43.9294 | 43.2529 | 42.5868 | 41.931 | 41.2852 | 40.6494 | 40.0234 | 39.4071 | 38.8002 | 38.2027
PG&E | GWh | Commercial | Com - Retail (Large Multi Level) | WholeBlg | No | HVAC - Energy Management System | 9.1929 | 9.3379 | 9.4787 | 9.6257 | 9.7686 | 9.9054 | 10.0318 | 10.1578 | 10.2793 | 10.4058 | 10.5356 | 10.6672
PG&E | GWh | Commercial | Com - Retail (Large Multi Level) | WholeBlg | No | WholeBlg - Com RET Level 1 | 36.1347 | 35.5782 | 35.0303 | 34.4909 | 33.9597 | 33.4367 | 32.9218 | 32.4148 | 31.9156 | 31.4241 | 30.9402 | 30.4637
PG&E | GWh | Commercial | Com - Retail (Large Multi Level) | WholeBlg | No | WholeBlg - Com RET Level 2 | 256.1292 | 252.1848 | 248.3012 | 244.4773 | 240.7124 | 237.0054 | 233.3555 | 229.7619 | 226.2235 | 222.7397 | 219.3095 | 215.9321
PG&E | GWh | Commercial | Com - Retail (Large Single Level) | AppPlug | No | AppPlug - Desktop Computer (Com - Power Management) | 7.3798 | 7.4963 | 7.6093 | 7.7273 | 7.842 | 7.9518 | 8.0533 | 8.1544 | 8.2519 | 8.3535 | 8.4577 | 8.5633
PG&E | GWh | Commercial | Com - Retail (Large Single Level) | AppPlug | No | AppPlug - Occupancy Sensor Plug Strip | 3.08 | 3.1286 | 3.1757 | 3.225 | 3.2729 | 3.3187 | 3.361 | 3.4033 | 3.444 | 3.4863 | 3.5298 | 3.5739
PG&E | GWh | Commercial | Com - Retail (Large Single Level) | AppPlug | No | AppPlug - Vending Machine Controls | 11.675 | 11.8591 | 12.0379 | 12.2246 | 12.4061 | 12.5799 | 12.7403 | 12.9004 | 13.0546 | 13.2153 | 13.3801 | 13.5473
PG&E | GWh | Commercial | Com - Retail (Large Single Level) | BldgEnv | No | BldgEnv - Wall Spray On Insulation | 2.2309 | 2.1965 | 2.1627 | 2.1294 | 2.0966 | 2.0643 | 2.0325 | 2.0012 | 1.9704 | 1.9401 | 1.9102 | 1.8808
PG&E | GWh | Commercial | Com - Retail (Large Single Level) | BldgEnv | No | BldgEnv - Window Film | 0 | 0 | 0 | 0 | 0 | 0 | 0 | 0 | 15.2304 | 14.9959 | 14.765 | 14.5376
PG&E | GWh | Commercial | Com - Retail (Large Single Level) | FoodServ | No | FoodServ - Electric Steamer | 0.31912 | 0.32416 | 0.32904 | 0.33414 | 0.33911 | 0.34386 | 0.34824 | 0.35262 | 0.35683 | 0.36122 | 0.36573 | 0.3703
PG&E | GWh | Commercial | Com - Retail (Large Single Level) | FoodServ | No | FoodServ - Oven (Electric) | 3.2466 | 3.2978 | 3.3475 | 3.3994 | 3.4499 | 3.4982 | 3.5428 | 3.5873 | 3.6302 | 3.6749 | 3.7207 | 3.7672
PG&E | GWh | Commercial | Com - Retail (Large Single Level) | HVAC | Yes | HVAC - Advanced Package Rooftop AC (> EER 12) - Emerging | 0 | 16.4909 | 16.2369 | 15.9869 | 15.7407 | 15.4983 | 15.2596 | 15.0246 | 14.7932 | 14.5654 | 14.3411 | 14.1202
PG&E | GWh | Commercial | Com - Retail (Large Single Level) | HVAC | No | HVAC - Direct Evaporative Cooler | 6.988 | 7.0983 | 7.2053 | 7.317 | 7.4257 | 7.5296 | 7.6257 | 7.7215 | 7.8138 | 7.91 | 8.0086 | 8.1087
PG&E | GWh | Commercial | Com - Retail (Large Single Level) | HVAC | No | HVAC - EER Rated Package Rooftop AC (EER 11) | 0 | 0 | 0 | 0 | 0 | 0 | 0 | 0 | 0.73174 | 0.80687 | 0.88243 | 0.95799
PG&E | GWh | Commercial | Com - Retail (Large Single Level) | HVAC | No | HVAC - Repair Duct System | 0 | 0 | 0 | 0 | 0 | 0 | 0 | 0 | 0 | 4.5024 | 4.433 | 4.3648
PG&E | GWh | Commercial | Com - Retail (Large Single Level) | HVAC | No | HVAC - SEER Rated Package Rooftop AC (Recharge) | 0 | 0 | 4.9413 | 4.8652 | 4.7902 | 4.7165 | 4.6438 | 4.5723 | 4.5019 | 4.4326 | 4.3643 | 4.2971
PG&E | GWh | Commercial | Com - Retail (Large Single Level) | HVAC | No | HVAC - SEER Rated Package Rooftop AC (SEER 14) | 22.6732 | 23.0064 | 0 | 0 | 0 | 0 | 0 | 0 | 0 | 0 | 0 | 0
PG&E | GWh | Commercial | Com - Retail (Large Single Level) | HVAC | No | HVAC - SEER Rated Package Rooftop AC (SEER 15) | 0 | 0 | 12.3958 | 12.5885 | 12.7758 | 12.9552 | 13.1209 | 13.2862 | 13.4454 | 13.6113 | 13.7815 | 13.954
PG&E | GWh | Commercial | Com - Retail (Large Single Level) | HVAC | No | HVAC - SEER Rated Package Rooftop HP (SEER 15) | 11.0293 | 11.2434 | 5.3168 | 5.4171 | 5.5148 | 5.6085 | 5.6956 | 5.7823 | 5.8661 | 5.9529 | 6.0416 | 6.1314
PG&E | GWh | Commercial | Com - Retail (Large Single Level) | HVAC | No | HVAC - SEER Rated Split System AC (SEER 14) | 11.3157 | 11.4968 | 11.6727 | 0 | 0 | 0 | 0 | 0 | 0 | 0 | 0 | 0
PG&E | GWh | Commercial | Com - Retail (Large Single Level) | HVAC | No | HVAC - SEER Rated Split System AC (SEER 15) | 0 | 0 | 0 | 5.7955 | 5.873 | 5.9471 | 6.0153 | 6.0833 | 6.1488 | 6.2172 | 6.2876 | 6.3591
PG&E | GWh | Commercial | Com - Retail (Large Single Level) | HVAC | No | HVAC - SEER Rated Split System HP (SEER 15) | 4.168 | 4.275 | 2.0332 | 2.0831 | 2.1318 | 2.1786 | 2.2224 | 2.266 | 2.3082 | 2.3516 | 2.3959 | 2.4405
PG&E | GWh | Commercial | Com - Retail (Large Single Level) | HVAC | No | HVAC - Thermostat | 7.7708 | 7.8933 | 8.0123 | 8.1366 | 8.2574 | 8.373 | 8.4799 | 8.5864 | 8.689 | 8.796 | 8.9057 | 9.017
PG&E | GWh | Commercial | Com - Retail (Large Single Level) | Lighting | Yes | Lighting - LED Fixture (Replacing T8) - Emerging | 151.7355 | 157.7849 | 163.875 | 171.133 | 177.498 | 183.8616 | 189.1462 | 194.4988 | 199.8366 | 205.3453 | 210.9932 | 215.7036
PG&E | GWh | Commercial | Com - Retail (Large Single Level) | Lighting | Yes | Lighting - LED Lamp (Basic High - Indoor) - Emerging | 17.8056 | 18.4083 | 18.9711 | 19.4705 | 19.9681 | 2.6311 | 2.6867 | 2.737 | 2.7865 | 2.8319 | 2.8784 | 2.9258
PG&E | GWh | Commercial | Com - Retail (Large Single Level) | Lighting | Yes | Lighting - LED Lamp (Basic Low - Indoor) - Emerging | 51.5724 | 53.3909 | 55.0867 | 56.582 | 58.0734 | 9.0704 | 9.2675 | 9.4452 | 9.6202 | 9.8015 | 9.9655 | 10.1322
PG&E | GWh | Commercial | Com - Retail (Large Single Level) | Lighting | Yes | Lighting - LED Plug-In Indoor Fixture - Emerging | 17.443 | 17.9751 | 18.4478 | 18.8185 | 19.245 | 1.1145 | 1.1338 | 1.1567 | 1.1739 | 1.1936 | 1.212 | 1.2325
PG&E | GWh | Commercial | Com - Retail (Large Single Level) | Lighting | No | Lighting - Cold Cathode Lamp | 0.3967 | 0.40295 | 0.40903 | 0.41537 | 0.42154 | 0 | 0 | 0 | 0 | 0 | 0 | 0
PG&E | GWh | Commercial | Com - Retail (Large Single Level) | Lighting | No | Lighting - Compact Fluorescent Fixture (Indoor) | 57.9493 | 58.8448 | 59.714 | 60.622 | 61.5048 | 0 | 0 | 0 | 0 | 0 | 0 | 0
PG&E | GWh | Commercial | Com - Retail (Large Single Level) | Lighting | No | Lighting - Exit Fixture (LED) | 4.5868 | 4.5161 | 4.4466 | 4.3781 | 4.3107 | 4.2443 | 4.1789 | 4.1146 | 4.0512 | 3.9888 | 3.9274 | 3.8669
PG&E | GWh | Commercial | Com - Retail (Large Single Level) | Lighting | No | Lighting - Halogen Lamp (A-Line) | 0.76623 | 0.77832 | 0.79006 | 0.80231 | 0.81422 | 0 | 0 | 0 | 0 | 0 | 0 | 0
PG&E | GWh | Commercial | Com - Retail (Large Single Level) | Lighting | No | Lighting - High Bay HID to T5 | 20.6064 | 20.9275 | 21.2393 | 21.5648 | 21.8814 | 22.1844 | 22.4641 | 22.7431 | 23.0119 | 23.2921 | 23.5795 | 23.8711
PG&E | GWh | Commercial | Com - Retail (Large Single Level) | Lighting | No | Lighting - Induction Fixture (Indoor) | 6.003 | 6.0977 | 6.1896 | 6.2856 | 6.3789 | 6.4682 | 6.5507 | 6.633 | 6.7123 | 6.795 | 6.8797 | 6.9657
PG&E | GWh | Commercial | Com - Retail (Large Single Level) | Lighting | No | Lighting - Induction Fixture (Outdoor) | 3.192 | 3.2424 | 3.2913 | 3.3423 | 3.3919 | 3.4394 | 3.4833 | 3.5271 | 3.5692 | 3.6132 | 3.6582 | 3.7039
PG&E | GWh | Commercial | Com - Retail (Large Single Level) | Lighting | No | Lighting - Linear Fluorescent Delamping | 0.3855 | 0.37956 | 0.28029 | 0.18398 | 0.090574 | 0 | 0 | 0 | 0 | 0 | 0 | 0
PG&E | GWh | Commercial | Com - Retail (Large Single Level) | Lighting | No | Lighting - Plug-In Fixture (Exterior) | 2.677 | 2.7192 | 2.7602 | 2.803 | 2.8447 | 2.8845 | 2.9213 | 2.958 | 2.9934 | 3.0302 | 3.068 | 3.1063
PG&E | GWh | Commercial | Com - Retail (Large Single Level) | Lighting | No | Lighting - Plug-In Fixture (Linear Fluorescent) | 26.3027 | 26.7126 | 27.1106 | 27.5261 | 27.9302 | 0 | 0 | 0 | 0 | 0 | 0 | 0
PG&E | GWh | Commercial | Com - Retail (Large Single Level) | Lighting | No | Lighting - Plug-In Fixture (PSMH with Electronic Ballast) | 9.9828 | 10.1384 | 10.2895 | 10.4472 | 10.6006 | 10.7473 | 10.8829 | 11.018 | 11.1483 | 11.284 | 11.4233 | 11.5645
PG&E | GWh | Commercial | Com - Retail (Large Single Level) | SHW | No | SHW - EF Rated Instantaneous Water Heater (Electric) | 0.05717 | 0.058062 | 0.058928 | 0.059833 | 0.060712 | 0.061554 | 0.062332 | 0.063107 | 0.063854 | 0.064633 | 0.065431 | 0.066241
PG&E | GWh | Commercial | Com - Retail (Large Single Level) | Service | No | HVAC - Comprehensive Rooftop Unit Quality Maintenance | 14.5966 | 14.3718 | 14.1505 | 13.9326 | 13.718 | 13.5068 | 13.2988 | 13.094 | 12.8923 | 12.6938 | 12.4983 | 12.3058
PG&E | GWh | Commercial | Com - Retail (Large Single Level) | Service | No | Service - HVAC Fault Detection & Diagnositics | 14.2922 | 14.5177 | 14.7366 | 14.9651 | 15.1873 | 15.4 | 15.5964 | 15.7923 | 15.9812 | 16.1779 | 16.3796 | 16.5843
PG&E | GWh | Commercial | Com - Retail (Large Single Level) | Service | No | Service - Retro-Commissioning (Electric) | 45.3143 | 44.6165 | 43.9294 | 43.2529 | 42.5868 | 41.931 | 41.2852 | 40.6494 | 40.0234 | 39.4071 | 38.8002 | 38.2027
PG&E | GWh | Commercial | Com - Retail (Large Single Level) | WholeBlg | No | HVAC - Energy Management System | 9.1929 | 9.3379 | 9.4787 | 9.6257 | 9.7686 | 9.9054 | 10.0318 | 10.1578 | 10.2793 | 10.4058 | 10.5356 | 10.6672
PG&E | GWh | Commercial | Com - Retail (Large Single Level) | WholeBlg | No | WholeBlg - Com RET Level 1 | 39.0788 | 38.4769 | 37.8844 | 37.301 | 36.7265 | 36.1609 | 35.6041 | 35.0558 | 34.5159 | 33.9844 | 33.461 | 32.9457
PG&E | GWh | Commercial | Com - Retail (Large Single Level) | WholeBlg | No | WholeBlg - Com RET Level 2 | 290.6645 | 286.1883 | 281.781 | 277.4415 | 273.1689 | 268.9621 | 264.8201 | 260.7419 | 256.7265 | 252.7729 | 248.8802 | 245.0474
PG&E | GWh | Commercial | Com - Retail (Small) | AppPlug | No | AppPlug - Desktop Computer (Com - Power Management) | 7.3798 | 7.4963 | 7.6093 | 7.7273 | 7.842 | 7.9518 | 8.0533 | 8.1544 | 8.2519 | 8.3535 | 8.4577 | 8.5633
PG&E | GWh | Commercial | Com - Retail (Small) | AppPlug | No | AppPlug - Occupancy Sensor Plug Strip | 3.08 | 3.1286 | 3.1757 | 3.225 | 3.2729 | 3.3187 | 3.361 | 3.4033 | 3.444 | 3.4863 | 3.5298 | 3.5739
PG&E | GWh | Commercial | Com - Retail (Small) | AppPlug | No | AppPlug - Vending Machine Controls | 11.675 | 11.8591 | 12.0379 | 12.2246 | 12.4061 | 12.5799 | 12.7403 | 12.9004 | 13.0546 | 13.2153 | 13.3801 | 13.5473
PG&E | GWh | Commercial | Com - Retail (Small) | BldgEnv | No | BldgEnv - Wall Spray On Insulation | 2.2309 | 2.1965 | 2.1627 | 2.1294 | 2.0966 | 2.0643 | 2.0325 | 2.0012 | 1.9704 | 1.9401 | 1.9102 | 1.8808
PG&E | GWh | Commercial | Com - Retail (Small) | BldgEnv | No | BldgEnv - Window Film | 0 | 0 | 0 | 0 | 0 | 0 | 0 | 0 | 15.2304 | 14.9959 | 14.765 | 14.5376
PG&E | GWh | Commercial | Com - Retail (Small) | FoodServ | No | FoodServ - Electric Steamer | 0.31912 | 0.32416 | 0.32904 | 0.33414 | 0.33911 | 0.34386 | 0.34824 | 0.35262 | 0.35683 | 0.36122 | 0.36573 | 0.3703
PG&E | GWh | Commercial | Com - Retail (Small) | HVAC | Yes | HVAC - Advanced Package Rooftop AC (> EER 12) - Emerging | 0 | 18.7071 | 18.419 | 18.1353 | 17.856 | 17.5811 | 17.3103 | 17.0437 | 16.7813 | 16.5228 | 16.2684 | 16.0178
PG&E | GWh | Commercial | Com - Retail (Small) | HVAC | No | HVAC - Direct Evaporative Cooler | 5.1223 | 5.2031 | 5.2815 | 5.3634 | 5.4431 | 5.5193 | 5.5897 | 5.6599 | 5.7276 | 5.7981 | 5.8704 | 5.9437
PG&E | GWh | Commercial | Com - Retail (Small) | HVAC | No | HVAC - EER Rated Package Rooftop AC (EER 11) | 0 | 0 | 0 | 0 | 0 | 0 | 0 | 0 | 0 | 0.88009 | 0.96251 | 1.0449
PG&E | GWh | Commercial | Com - Retail (Small) | HVAC | No | HVAC - SEER Rated Package Rooftop AC (Recharge) | 0 | 0 | 0 | 0 | 0 | 4.8077 | 4.7337 | 4.6608 | 4.589 | 4.5183 | 4.4487 | 4.3802
PG&E | GWh | Commercial | Com - Retail (Small) | HVAC | No | HVAC - SEER Rated Package Rooftop AC (SEER 14) | 22.1433 | 22.4821 | 0 | 0 | 0 | 0 | 0 | 0 | 0 | 0 | 0 | 0
PG&E | GWh | Commercial | Com - Retail (Small) | HVAC | No | HVAC - SEER Rated Package Rooftop AC (SEER 15) | 0 | 0 | 12.5148 | 12.6958 | 12.8717 | 13.04 | 13.1949 | 13.3496 | 13.4985 | 13.6539 | 13.8137 | 13.9758
PG&E | GWh | Commercial | Com - Retail (Small) | HVAC | No | HVAC - SEER Rated Package Rooftop HP (SEER 15) | 11.2794 | 11.5035 | 5.4421 | 5.5471 | 5.6494 | 5.7475 | 5.8388 | 5.9297 | 6.0175 | 6.1084 | 6.2013 | 6.2952
PG&E | GWh | Commercial | Com - Retail (Small) | HVAC | No | HVAC - SEER Rated Split System AC (SEER 14) | 10.7948 | 10.9727 | 11.1455 | 0 | 0 | 0 | 0 | 0 | 0 | 0 | 0 | 0
PG&E | GWh | Commercial | Com - Retail (Small) | HVAC | No | HVAC - SEER Rated Split System AC (SEER 15) | 0 | 0 | 0 | 5.8882 | 5.9638 | 6.0359 | 6.1022 | 6.1685 | 6.2321 | 6.2988 | 6.3674 | 6.4371
PG&E | GWh | Commercial | Com - Retail (Small) | HVAC | No | HVAC - SEER Rated Split System HP (SEER 15) | 5.3945 | 5.5219 | 2.6212 | 2.6807 | 2.7387 | 2.7944 | 2.8464 | 2.8982 | 2.9483 | 3 | 3.0526 | 3.1058
PG&E | GWh | Commercial | Com - Retail (Small) | HVAC | No | HVAC - Thermostat | 8.9448 | 9.0859 | 9.2229 | 9.3659 | 9.5049 | 9.6381 | 9.761 | 9.8836 | 10.0018 | 10.1249 | 10.2512 | 10.3792
PG&E | GWh | Commercial | Com - Retail (Small) | Lighting | Yes | Lighting - LED Fixture (Replacing T8) - Emerging | 0 | 124.469 | 129.2561 | 134.9632 | 139.9656 | 144.9667 | 149.1172 | 153.3208 | 157.5128 | 161.8389 | 166.2741 | 169.9702
PG&E | GWh | Commercial | Com - Retail (Small) | Lighting | Yes | Lighting - LED Lamp (Basic High - Indoor) - Emerging | 16.2268 | 16.7755 | 17.2878 | 17.7423 | 18.1952 | 2.3974 | 2.448 | 2.4938 | 2.5388 | 2.5801 | 2.6224 | 2.6655
PG&E | GWh | Commercial | Com - Retail (Small) | Lighting | Yes | Lighting - LED Lamp (Basic Low - Indoor) - Emerging | 46.9997 | 48.6553 | 50.1989 | 51.5599 | 52.9173 | 8.2648 | 8.4442 | 8.6059 | 8.7651 | 8.9301 | 9.0792 | 9.231
PG&E | GWh | Commercial | Com - Retail (Small) | Lighting | Yes | Lighting - LED Plug-In Indoor Fixture - Emerging | 7.6691 | 7.9027 | 8.1103 | 8.273 | 8.4602 | 0.48992 | 0.49838 | 0.50846 | 0.51601 | 0.52466 | 0.53271 | 0.54173
PG&E | GWh | Commercial | Com - Retail (Small) | Lighting | No | Lighting - Cold Cathode Lamp | 0.33418 | 0.33945 | 0.34457 | 0.34991 | 0.35511 | 0 | 0 | 0 | 0 | 0 | 0 | 0
PG&E | GWh | Commercial | Com - Retail (Small) | Lighting | No | Lighting - Compact Fluorescent Fixture (Indoor) | 52.8111 | 53.6253 | 54.4157 | 55.2413 | 56.0441 | 0 | 0 | 0 | 0 | 0 | 0 | 0
PG&E | GWh | Commercial | Com - Retail (Small) | Lighting | No | Lighting - Exit Fixture (LED) | 4.5799 | 4.5094 | 4.4399 | 4.3715 | 4.3042 | 4.2379 | 4.1727 | 4.1084 | 4.0451 | 3.9829 | 3.9215 | 3.8611
PG&E | GWh | Commercial | Com - Retail (Small) | Lighting | No | Lighting - Halogen Lamp (A-Line) | 0.76623 | 0.77832 | 0.79006 | 0.80231 | 0.81422 | 0 | 0 | 0 | 0 | 0 | 0 | 0
PG&E | GWh | Commercial | Com - Retail (Small) | Lighting | No | Lighting - High Bay HID to T5 | 16.2577 | 16.5087 | 16.7524 | 17.007 | 17.2545 | 17.4914 | 17.71 | 17.9281 | 18.1382 | 18.3572 | 18.582 | 18.81
PG&E | GWh | Commercial | Com - Retail (Small) | Lighting | No | Lighting - Induction Fixture (Indoor) | 4.913 | 4.9905 | 5.0657 | 5.1443 | 5.2207 | 5.2938 | 5.3613 | 5.4287 | 5.4936 | 5.5612 | 5.6306 | 5.7009
PG&E | GWh | Commercial | Com - Retail (Small) | Lighting | No | Lighting - Induction Fixture (Outdoor) | 3.192 | 3.2424 | 3.2913 | 3.3423 | 3.3919 | 3.4394 | 3.4833 | 3.5271 | 3.5692 | 3.6132 | 3.6582 | 3.7039
PG&E | GWh | Commercial | Com - Retail (Small) | Lighting | No | Lighting - Linear Fluorescent Delamping | 0.30163 | 0.29699 | 0.21931 | 0.14396 | 0.070869 | 0 | 0 | 0 | 0 | 0 | 0 | 0
PG&E | GWh | Commercial | Com - Retail (Small) | Lighting | No | Lighting - Linear Fluorescent Fixture (Low Wattage T8) | 18.1557 | 0 | 0 | 0 | 0 | 0 | 0 | 0 | 0 | 0 | 0 | 0
PG&E | GWh | Commercial | Com - Retail (Small) | Lighting | No | Lighting - Plug-In Fixture (Exterior) | 2.677 | 2.7192 | 2.7602 | 2.803 | 2.8447 | 2.8845 | 2.9213 | 2.958 | 2.9934 | 3.0302 | 3.068 | 3.1063
PG&E | GWh | Commercial | Com - Retail (Small) | Lighting | No | Lighting - Plug-In Fixture (Linear Fluorescent) | 15.5831 | 15.8238 | 16.0574 | 16.3014 | 16.5386 | 0 | 0 | 0 | 0 | 0 | 0 | 0
PG&E | GWh | Commercial | Com - Retail (Small) | Lighting | No | Lighting - Plug-In Fixture (PSMH with Electronic Ballast) | 9.4366 | 9.5823 | 9.7238 | 9.8716 | 10.0152 | 10.1527 | 10.2796 | 10.4062 | 10.5281 | 10.6552 | 10.7857 | 10.918
PG&E | GWh | Commercial | Com - Retail (Small) | SHW | No | SHW - EF Rated Instantaneous Water Heater (Electric) | 0.037425 | 0.037995 | 0.038549 | 0.039127 | 0.039689 | 0.040227 | 0.040724 | 0.041219 | 0.041696 | 0.042193 | 0.042704 | 0.043222
PG&E | GWh | Commercial | Com - Retail (Small) | Service | No | HVAC - Comprehensive Rooftop Unit Quality Maintenance | 14.5966 | 14.3718 | 14.1505 | 13.9326 | 13.718 | 13.5068 | 13.2988 | 13.094 | 12.8923 | 12.6938 | 12.4983 | 12.3058
PG&E | GWh | Commercial | Com - Retail (Small) | Service | No | Service - HVAC Fault Detection & Diagnositics | 14.2922 | 14.5177 | 14.7366 | 14.9651 | 15.1873 | 15.4 | 15.5964 | 15.7923 | 15.9812 | 16.1779 | 16.3796 | 16.5843
PG&E | GWh | Commercial | Com - Retail (Small) | Service | No | Service - Retro-Commissioning (Electric) | 45.3143 | 44.6165 | 43.9294 | 43.2529 | 42.5868 | 41.931 | 41.2852 | 40.6494 | 40.0234 | 39.4071 | 38.8002 | 38.2027
PG&E | GWh | Commercial | Com - Retail (Small) | WholeBlg | No | HVAC - Energy Management System | 9.1929 | 9.3379 | 9.4787 | 9.6257 | 9.7686 | 9.9054 | 10.0318 | 10.1578 | 10.2793 | 10.4058 | 10.5356 | 10.6672
PG&E | GWh | Commercial | Com - Retail (Small) | WholeBlg | No | WholeBlg - Com RET Level 1 | 37.7688 | 37.1872 | 36.6145 | 36.0507 | 35.4955 | 34.9488 | 34.4106 | 33.8807 | 33.3589 | 32.8452 | 32.3394 | 31.8414
PG&E | GWh | Commercial | Com - Retail (Small) | WholeBlg | No | WholeBlg - Com RET Level 2 | 264.1944 | 260.1258 | 256.1199 | 252.1756 | 248.2921 | 244.4684 | 240.7036 | 236.9968 | 233.347 | 229.7535 | 226.2153 | 222.7316
PG&E | GWh | Commercial | Com - Storage (Conditioned) | AppPlug | No | AppPlug - Desktop Computer (Com - Power Management) | 3.8059 | 3.8659 | 3.9242 | 3.9851 | 4.0443 | 4.1009 | 4.1532 | 4.2054 | 4.2557 | 4.308 | 4.3618 | 4.4163
PG&E | GWh | Commercial | Com - Storage (Conditioned) | AppPlug | No | AppPlug - Occupancy Sensor Plug Strip | 1.5884 | 1.6135 | 1.6378 | 1.6632 | 1.6879 | 1.7115 | 1.7333 | 1.7551 | 1.7761 | 1.798 | 1.8204 | 1.8431
PG&E | GWh | Commercial | Com - Storage (Conditioned) | AppPlug | No | AppPlug - Vending Machine Controls | 11.0264 | 11.2003 | 11.3692 | 11.5455 | 11.7169 | 11.881 | 12.0325 | 12.1837 | 12.3294 | 12.4811 | 12.6368 | 12.7947
PG&E | GWh | Commercial | Com - Storage (Conditioned) | BldgEnv | No | BldgEnv - Wall Spray On Insulation | 2.0646 | 2.0328 | 2.0015 | 1.9706 | 1.9403 | 1.9104 | 1.881 | 1.852 | 1.8235 | 1.7954 | 1.7678 | 1.7405
PG&E | GWh | Commercial | Com - Storage (Conditioned) | BldgEnv | No | BldgEnv - Window Film | 0 | 0 | 0 | 0 | 0 | 0 | 0 | 0 | 1.825 | 1.7969 | 1.7692 | 1.742
PG&E | GWh | Commercial | Com - Storage (Conditioned) | ComRefrig | No | ComRefrig - Strip Curtain for Walk In Refrigerator | 2.6889 | 2.6475 | 2.6067 | 2.5665 | 2.527 | 2.4881 | 2.4498 | 2.4121 | 2.3749 | 2.3383 | 2.3023 | 2.2669
PG&E | GWh | Commercial | Com - Storage (Conditioned) | HVAC | No | HVAC - Direct Evaporative Cooler | 3.1016 | 3.1505 | 3.198 | 3.2476 | 3.2958 | 3.342 | 3.3846 | 3.4271 | 3.4681 | 3.5108 | 3.5546 | 3.599
PG&E | GWh | Commercial | Com - Storage (Conditioned) | HVAC | No | HVAC - SEER Rated Package Rooftop AC (SEER 14) | 5.5431 | 5.6295 | 0 | 0 | 0 | 0 | 0 | 0 | 0 | 0 | 0 | 0
PG&E | GWh | Commercial | Com - Storage (Conditioned) | HVAC | No | HVAC - SEER Rated Package Rooftop AC (SEER 15) | 0 | 0 | 2.4182 | 2.4537 | 2.4881 | 2.521 | 2.5514 | 2.5817 | 2.6109 | 2.6413 | 2.6726 | 2.7043
PG&E | GWh | Commercial | Com - Storage (Conditioned) | HVAC | No | HVAC - SEER Rated Package Rooftop HP (SEER 15) | 2.4231 | 2.4608 | 1.1596 | 1.1773 | 1.1946 | 1.2112 | 1.2265 | 1.2417 | 1.2564 | 1.2717 | 1.2874 | 1.3033
PG&E | GWh | Commercial | Com - Storage (Conditioned) | HVAC | No | HVAC - SEER Rated Split System AC (SEER 14) | 2.9087 | 2.9555 | 3.0009 | 0 | 0 | 0 | 0 | 0 | 0 | 0 | 0 | 0
PG&E | GWh | Commercial | Com - Storage (Conditioned) | HVAC | No | HVAC - SEER Rated Split System AC (SEER 15) | 0 | 0 | 0 | 1.2657 | 1.2819 | 1.2974 | 1.3117 | 1.3259 | 1.3396 | 1.3539 | 1.3686 | 1.3836
PG&E | GWh | Commercial | Com - Storage (Conditioned) | HVAC | No | HVAC - SEER Rated Split System HP (SEER 15) | 0.78741 | 0.815 | 0.39088 | 0.40371 | 0.41623 | 0.42831 | 0.43966 | 0.45094 | 0.46188 | 0.47309 | 0.48447 | 0.49592
PG&E | GWh | Commercial | Com - Storage (Conditioned) | Lighting | Yes | Lighting - LED Fixture (Replacing T8) - Emerging | 0 | 13.1641 | 13.674 | 14.2816 | 14.8146 | 15.3476 | 15.7905 | 16.2391 | 16.6865 | 17.1483 | 17.6217 | 18.0168
PG&E | GWh | Commercial | Com - Storage (Conditioned) | Lighting | Yes | Lighting - LED Lamp (Basic High - Indoor) - Emerging | 0.18506 | 0.19136 | 0.19724 | 0.20247 | 0.20768 | 0.027369 | 0.027951 | 0.028478 | 0.028997 | 0.029473 | 0.029962 | 0.030459
PG&E | GWh | Commercial | Com - Storage (Conditioned) | Lighting | Yes | Lighting - LED Lamp (Basic Low - Indoor) - Emerging | 0.84354 | 0.87344 | 0.90134 | 0.92597 | 0.95053 | 0.14849 | 0.15173 | 0.15467 | 0.15755 | 0.16054 | 0.16325 | 0.166
PG&E | GWh | Commercial | Com - Storage (Conditioned) | Lighting | Yes | Lighting - LED Plug-In Indoor Fixture - Emerging | 9.444 | 9.7339 | 9.9917 | 10.1942 | 10.4269 | 0.60392 | 0.61445 | 0.62698 | 0.63639 | 0.64716 | 0.6572 | 0.66842
PG&E | GWh | Commercial | Com - Storage (Conditioned) | Lighting | No | Lighting - Cold Cathode Lamp | 0.10805 | 0.10975 | 0.11141 | 0.11314 | 0.11482 | 0 | 0 | 0 | 0 | 0 | 0 | 0
PG&E | GWh | Commercial | Com - Storage (Conditioned) | Lighting | No | Lighting - Compact Fluorescent Fixture (Indoor) | 0.34335 | 0.34872 | 0.35393 | 0.35938 | 0.36467 | 0 | 0 | 0 | 0 | 0 | 0 | 0
PG&E | GWh | Commercial | Com - Storage (Conditioned) | Lighting | No | Lighting - Exit Fixture (LED) | 2.1796 | 2.146 | 2.113 | 2.0804 | 2.0484 | 2.0169 | 1.9858 | 1.9552 | 1.9251 | 1.8955 | 1.8663 | 1.8375
PG&E | GWh | Commercial | Com - Storage (Conditioned) | Lighting | No | Lighting - Halogen Lamp (A-Line) | 0.39516 | 0.40139 | 0.40744 | 0.41376 | 0.41991 | 0 | 0 | 0 | 0 | 0 | 0 | 0
PG&E | GWh | Commercial | Com - Storage (Conditioned) | Lighting | No | Lighting - High Bay HID to T5 | 0.20935 | 0.21264 | 0.21584 | 0.21917 | 0.22242 | 0.22553 | 0.2284 | 0.23126 | 0.23402 | 0.23689 | 0.23984 | 0.24282
PG&E | GWh | Commercial | Com - Storage (Conditioned) | Lighting | No | Lighting - Induction Fixture (Indoor) | 2.2516 | 2.2871 | 2.3216 | 2.3576 | 2.3926 | 2.4261 | 2.4571 | 2.4879 | 2.5177 | 2.5487 | 2.5805 | 2.6127
PG&E | GWh | Commercial | Com - Storage (Conditioned) | Lighting | No | Lighting - Induction Fixture (Outdoor) | 1.6462 | 1.6721 | 1.6974 | 1.7237 | 1.7493 | 1.7738 | 1.7964 | 1.819 | 1.8407 | 1.8634 | 1.8866 | 1.9102
PG&E | GWh | Commercial | Com - Storage (Conditioned) | Lighting | No | Lighting - Linear Fluorescent Delamping | 0.089408 | 0.088031 | 0.065006 | 0.04267 | 0 | 0 | 0 | 0 | 0 | 0 | 0 | 0
PG&E | GWh | Commercial | Com - Storage (Conditioned) | Lighting | No | Lighting - Linear Fluorescent Fixture (Low Wattage T8) | 2.3118 | 0 | 0 | 0 | 0 | 0 | 0 | 0 | 0 | 0 | 0 | 0
PG&E | GWh | Commercial | Com - Storage (Conditioned) | Lighting | No | Lighting - Plug-In Fixture (Exterior) | 1.3806 | 1.4024 | 1.4235 | 1.4456 | 1.467 | 1.4876 | 1.5066 | 1.5255 | 1.5437 | 1.5627 | 1.5822 | 1.602
PG&E | GWh | Commercial | Com - Storage (Conditioned) | Lighting | No | Lighting - Plug-In Fixture (Linear Fluorescent) | 8.6401 | 8.7761 | 8.908 | 9.0458 | 9.1798 | 0 | 0 | 0 | 0 | 0 | 0 | 0
PG&E | GWh | Commercial | Com - Storage (Conditioned) | Lighting | No | Lighting - Plug-In Fixture (PSMH with Electronic Ballast) | 4.6483 | 4.7214 | 4.7924 | 4.8666 | 4.9386 | 5.0076 | 5.0713 | 5.1349 | 5.1961 | 5.2599 | 5.3253 | 5.3917
PG&E | GWh | Commercial | Com - Storage (Conditioned) | SHW | No | SHW - EF Rated Instantaneous Water Heater (Electric) | 0.0053268 | 0.005409 | 0.0054888 | 0.0055722 | 0.0056533 | 0.0057308 | 0.0058024 | 0.0058738 | 0.0059426 | 0.0060144 | 0.006088 | 0.0061626
PG&E | GWh | Commercial | Com - Storage (Conditioned) | Service | No | HVAC - Comprehensive Rooftop Unit Quality Maintenance | 7.5277 | 7.4118 | 7.2977 | 7.1853 | 7.0746 | 6.9657 | 6.8584 | 6.7528 | 6.6488 | 6.5464 | 6.4456 | 6.3463
PG&E | GWh | Commercial | Com - Storage (Conditioned) | Service | No | Service - HVAC Fault Detection & Diagnositics | 7.3707 | 7.487 | 7.5999 | 7.7177 | 7.8323 | 7.942 | 8.0433 | 8.1444 | 8.2418 | 8.3432 | 8.4473 | 8.5528
PG&E | GWh | Commercial | Com - Storage (Conditioned) | Service | No | Service - Retro-Commissioning (Electric) | 23.3694 | 23.0095 | 22.6551 | 22.3062 | 21.9627 | 21.6245 | 21.2915 | 20.9636 | 20.6407 | 20.3229 | 20.0099 | 19.7017
PG&E | GWh | Commercial | Com - Storage (Conditioned) | WholeBlg | No | HVAC - Energy Management System | 4.7409 | 4.8157 | 4.8883 | 4.9641 | 5.0378 | 5.1084 | 5.1736 | 5.2386 | 5.3012 | 5.3664 | 5.4334 | 5.5012
PG&E | GWh | Commercial | Com - Storage (Conditioned) | WholeBlg | No | WholeBlg - Com RET Level 1 | 11.5539 | 11.376 | 11.2008 | 11.0283 | 10.8585 | 10.6913 | 10.5266 | 10.3645 | 10.2049 | 10.0477 | 9.893 | 9.7406
PG&E | GWh | Commercial | Com - Storage (Conditioned) | WholeBlg | No | WholeBlg - Com RET Level 2 | 68.0028 | 66.9556 | 65.9245 | 64.9092 | 63.9096 | 62.9254 | 61.9564 | 61.0022 | 60.0628 | 59.1378 | 58.2271 | 57.3304
PG&E | GWh | Commercial | Com - Storage (Unconditioned) | AppPlug | No | AppPlug - Desktop Computer (Com - Power Management) | 9.5148 | 9.6649 | 9.8106 | 9.9627 | 10.1106 | 10.2522 | 10.383 | 10.5134 | 10.6391 | 10.7701 | 10.9044 | 11.0406
PG&E | GWh | Commercial | Com - Storage (Unconditioned) | AppPlug | No | AppPlug - Occupancy Sensor Plug Strip | 3.971 | 4.0336 | 4.0945 | 4.1579 | 4.2197 | 4.2788 | 4.3334 | 4.3878 | 4.4403 | 4.4949 | 4.551 | 4.6078
PG&E | GWh | Commercial | Com - Storage (Unconditioned) | AppPlug | No | AppPlug - Vending Machine Controls | 6.8915 | 7.0002 | 7.1057 | 7.2159 | 7.3231 | 7.4256 | 7.5203 | 7.6148 | 7.7059 | 7.8007 | 7.898 | 7.9967
PG&E | GWh | Commercial | Com - Storage (Unconditioned) | BldgEnv | No | BldgEnv - Window Film | 0 | 0 | 0 | 0 | 0 | 0 | 0 | 0 | 6.4434 | 6.3442 | 6.2465 | 6.1503
PG&E | GWh | Commercial | Com - Storage (Unconditioned) | Lighting | Yes | Lighting - LED Fixture (Replacing T8) - Emerging | 0 | 34.419 | 35.7539 | 37.3439 | 38.7393 | 40.1345 | 41.294 | 42.4686 | 43.64 | 44.8489 | 46.0884 | 47.1232
PG&E | GWh | Commercial | Com - Storage (Unconditioned) | Lighting | Yes | Lighting - LED Lamp (Basic High - Indoor) - Emerging | 0.48138 | 0.49783 | 0.51321 | 0.52687 | 0.54049 | 0.071237 | 0.072759 | 0.074139 | 0.075497 | 0.076744 | 0.078023 | 0.079324
PG&E | GWh | Commercial | Com - Storage (Unconditioned) | Lighting | Yes | Lighting - LED Lamp (Basic Low - Indoor) - Emerging | 2.1943 | 2.2724 | 2.3452 | 2.4096 | 2.4738 | 0.38648 | 0.39498 | 0.40265 | 0.4102 | 0.41803 | 0.42511 | 0.43232
PG&E | GWh | Commercial | Com - Storage (Unconditioned) | Lighting | Yes | Lighting - LED Plug-In Indoor Fixture - Emerging | 24.5664 | 25.3238 | 25.9976 | 26.5277 | 27.1366 | 1.5719 | 1.5995 | 1.6323 | 1.6569 | 1.6851 | 1.7114 | 1.7408
PG&E | GWh | Commercial | Com - Storage (Unconditioned) | Lighting | No | Lighting - Cold Cathode Lamp | 0.25475 | 0.25877 | 0.26267 | 0.26674 | 0.2707 | 0 | 0 | 0 | 0 | 0 | 0 | 0
PG&E | GWh | Commercial | Com - Storage (Unconditioned) | Lighting | No | Lighting - Compact Fluorescent Fixture (Indoor) | 0.89314 | 0.90723 | 0.92091 | 0.93519 | 0.94907 | 0 | 0 | 0 | 0 | 0 | 0 | 0
PG&E | GWh | Commercial | Com - Storage (Unconditioned) | Lighting | No | Lighting - Exit Fixture (LED) | 5.6485 | 5.5615 | 5.4759 | 5.3915 | 5.3085 | 5.2268 | 5.1463 | 5.067 | 4.989 | 4.9122 | 4.8365 | 4.762
PG&E | GWh | Commercial | Com - Storage (Unconditioned) | Lighting | No | Lighting - Halogen Lamp (A-Line) | 0.9879 | 1.0035 | 1.0186 | 1.0344 | 1.0498 | 0 | 0 | 0 | 0 | 0 | 0 | 0
PG&E | GWh | Commercial | Com - Storage (Unconditioned) | Lighting | No | Lighting - High Bay HID to T5 | 0.54734 | 0.55597 | 0.56435 | 0.5731 | 0.58161 | 0.58976 | 0.59728 | 0.60478 | 0.61202 | 0.61955 | 0.62728 | 0.63511
PG&E | GWh | Commercial | Com - Storage (Unconditioned) | Lighting | No | Lighting - Induction Fixture (Indoor) | 5.3041 | 5.3878 | 5.469 | 5.5538 | 5.6363 | 5.7152 | 5.7881 | 5.8608 | 5.9309 | 6.0039 | 6.0788 | 6.1547
PG&E | GWh | Commercial | Com - Storage (Unconditioned) | Lighting | No | Lighting - Induction Fixture (Outdoor) | 4.1154 | 4.1804 | 4.2434 | 4.3092 | 4.3732 | 4.4344 | 4.491 | 4.5474 | 4.6018 | 4.6584 | 4.7165 | 4.7754
PG&E | GWh | Commercial | Com - Storage (Unconditioned) | Lighting | No | Lighting - Linear Fluorescent Delamping | 0.21961 | 0.21623 | 0.15967 | 0.10481 | 0.051598 | 0 | 0 | 0 | 0 | 0 | 0 | 0
PG&E | GWh | Commercial | Com - Storage (Unconditioned) | Lighting | No | Lighting - Linear Fluorescent Fixture (Low Wattage T8) | 6.0441 | 0 | 0 | 0 | 0 | 0 | 0 | 0 | 0 | 0 | 0 | 0
PG&E | GWh | Commercial | Com - Storage (Unconditioned) | Lighting | No | Lighting - Plug-In Fixture (Exterior) | 3.4515 | 3.5059 | 3.5588 | 3.6139 | 3.6676 | 3.719 | 3.7664 | 3.8137 | 3.8593 | 3.9068 | 3.9556 | 4.005
PG&E | GWh | Commercial | Com - Storage (Unconditioned) | Lighting | No | Lighting - Plug-In Fixture (Linear Fluorescent) | 22.5897 | 22.9461 | 23.292 | 23.6532 | 24.0044 | 0 | 0 | 0 | 0 | 0 | 0 | 0
PG&E | GWh | Commercial | Com - Storage (Unconditioned) | Lighting | No | Lighting - Plug-In Fixture (PSMH with Electronic Ballast) | 12.1531 | 12.3448 | 12.5309 | 12.7252 | 12.9142 | 13.095 | 13.2621 | 13.4287 | 13.5892 | 13.7565 | 13.9281 | 14.1021
PG&E | GWh | Commercial | Com - Storage (Unconditioned) | SHW | No | SHW - EF Rated Instantaneous Water Heater (Electric) | 0.013542 | 0.013733 | 0.013919 | 0.014113 | 0.014302 | 0.014482 | 0.014648 | 0.014814 | 0.014973 | 0.01514 | 0.015311 | 0.015485
PG&E | GWh | Commercial | Com - Storage (Unconditioned) | Service | No | HVAC - Comprehensive Rooftop Unit Quality Maintenance | 18.8193 | 18.5295 | 18.2441 | 17.9632 | 17.6865 | 17.4142 | 17.146 | 16.8819 | 16.622 | 16.366 | 16.114 | 15.8658
PG&E | GWh | Commercial | Com - Storage (Unconditioned) | Service | No | Service - HVAC Fault Detection & Diagnositics | 18.4268 | 18.7175 | 18.9997 | 19.2943 | 19.5808 | 19.855 | 20.1083 | 20.3609 | 20.6044 | 20.858 | 21.1181 | 21.3819
PG&E | GWh | Commercial | Com - Storage (Unconditioned) | Service | No | Service - Retro-Commissioning (Electric) | 58.4234 | 57.5237 | 56.6378 | 55.7656 | 54.9068 | 54.0612 | 53.2287 | 52.409 | 51.6019 | 50.8072 | 50.0248 | 49.2544
PG&E | GWh | Commercial | Com - Storage (Unconditioned) | WholeBlg | No | HVAC - Energy Management System | 11.8523 | 12.0393 | 12.2208 | 12.4103 | 12.5946 | 12.771 | 12.9339 | 13.0964 | 13.253 | 13.4161 | 13.5834 | 13.7531
PG&E | GWh | Commercial | Com - Storage (Unconditioned) | WholeBlg | No | WholeBlg - Com RET Level 1 | 13.2328 | 13.029 | 12.8284 | 12.6308 | 12.4363 | 12.2448 | 12.0562 | 11.8706 | 11.6878 | 11.5078 | 11.3306 | 11.1561
PG&E | GWh | Commercial | Com - Storage (Unconditioned) | WholeBlg | No | WholeBlg - Com RET Level 2 | 98.0391 | 96.5293 | 95.0428 | 93.5791 | 92.138 | 90.7191 | 89.322 | 87.9464 | 86.592 | 85.2585 | 83.9456 | 82.6528
PG&E | GWh | Commercial | Com - Warehouse (Refrigerated) | AppPlug | No | AppPlug - Desktop Computer (Com - Power Management) | 1.7538 | 1.7814 | 1.8083 | 1.8363 | 1.8636 | 1.8897 | 1.9138 | 1.9378 | 1.961 | 1.9852 | 2.0099 | 2.035
PG&E | GWh | Commercial | Com - Warehouse (Refrigerated) | AppPlug | No | AppPlug - Occupancy Sensor Plug Strip | 0.73194 | 0.74348 | 0.75469 | 0.7664 | 0.77778 | 0.78867 | 0.79873 | 0.80876 | 0.81843 | 0.82851 | 0.83884 | 0.84932
PG&E | GWh | Commercial | Com - Warehouse (Refrigerated) | AppPlug | No | AppPlug - Vending Machine Controls | 5.081 | 5.1611 | 5.2389 | 5.3202 | 5.3992 | 5.4748 | 5.5446 | 5.6143 | 5.6814 | 5.7513 | 5.8231 | 5.8958
PG&E | GWh | Commercial | Com - Warehouse (Refrigerated) | BldgEnv | No | BldgEnv - Wall Spray On Insulation | 0.53016 | 0.52199 | 0.51396 | 0.50604 | 0.49825 | 0.49057 | 0.48302 | 0.47558 | 0.46826 | 0.46105 | 0.45395 | 0.44695
PG&E | GWh | Commercial | Com - Warehouse (Refrigerated) | BldgEnv | No | BldgEnv - Window Film | 0 | 0 | 0 | 0 | 0 | 0 | 0 | 0 | 0.84097 | 0.82802 | 0.81527 | 0.80272
PG&E | GWh | Commercial | Com - Warehouse (Refrigerated) | ComRefrig | No | ComRefrig - Strip Curtain for Walk In Refrigerator | 1.239 | 1.22 | 1.2012 | 1.1827 | 1.1645 | 1.1465 | 1.1289 | 1.1115 | 1.0944 | 1.0775 | 1.0609 | 1.0446
PG&E | GWh | Commercial | Com - Warehouse (Refrigerated) | Lighting | Yes | Lighting - LED Fixture (Replacing T8) - Emerging | 13.4884 | 13.9683 | 14.4505 | 15.032 | 15.5334 | 16.0339 | 16.4408 | 16.8523 | 17.2623 | 17.685 | 18.118 | 18.4693
PG&E | GWh | Commercial | Com - Warehouse (Refrigerated) | Lighting | Yes | Lighting - LED Lamp (Basic High - Indoor) - Emerging | 0.24426 | 0.25174 | 0.25867 | 0.26471 | 0.27072 | 0.035578 | 0.03624 | 0.036831 | 0.037412 | 0.037937 | 0.038476 | 0.039025
PG&E | GWh | Commercial | Com - Warehouse (Refrigerated) | Lighting | Yes | Lighting - LED Lamp (Basic Low - Indoor) - Emerging | 1.1134 | 1.1491 | 1.1821 | 1.2106 | 1.2391 | 0.19302 | 0.19674 | 0.20003 | 0.20328 | 0.20664 | 0.20964 | 0.21269
PG&E | GWh | Commercial | Com - Warehouse (Refrigerated) | Lighting | Yes | Lighting - LED Plug-In Indoor Fixture - Emerging | 5.2465 | 5.3898 | 5.5152 | 5.6096 | 5.7208 | 0.33043 | 0.33532 | 0.34129 | 0.34558 | 0.3506 | 0.35521 | 0.36045
PG&E | GWh | Commercial | Com - Warehouse (Refrigerated) | Lighting | No | Lighting - Cold Cathode Lamp | 0.08124 | 0.082522 | 0.083766 | 0.085065 | 0.086328 | 0 | 0 | 0 | 0 | 0 | 0 | 0
PG&E | GWh | Commercial | Com - Warehouse (Refrigerated) | Lighting | No | Lighting - Compact Fluorescent Fixture (Indoor) | 0.45319 | 0.45876 | 0.46417 | 0.46985 | 0.47538 | 0 | 0 | 0 | 0 | 0 | 0 | 0
PG&E | GWh | Commercial | Com - Warehouse (Refrigerated) | Lighting | No | Lighting - Halogen Lamp (A-Line) | 0.18209 | 0.18496 | 0.18775 | 0.19066 | 0.19349 | 0 | 0 | 0 | 0 | 0 | 0 | 0
PG&E | GWh | Commercial | Com - Warehouse (Refrigerated) | Lighting | No | Lighting - High Bay HID to T5 | 0.22309 | 0.22563 | 0.22809 | 0.23069 | 0.23321 | 0.23561 | 0.2378 | 0.23999 | 0.24209 | 0.2443 | 0.24659 | 0.24892
PG&E | GWh | Commercial | Com - Warehouse (Refrigerated) | Lighting | No | Lighting - Induction Fixture (Indoor) | 1.3711 | 1.3927 | 1.4137 | 1.4356 | 1.4569 | 1.4773 | 1.4962 | 1.515 | 1.5331 | 1.5519 | 1.5713 | 1.5909
PG&E | GWh | Commercial | Com - Warehouse (Refrigerated) | Lighting | No | Lighting - Induction Fixture (Outdoor) | 0.75856 | 0.77053 | 0.78214 | 0.79427 | 0.80607 | 0.81735 | 0.82778 | 0.83818 | 0.8482 | 0.85864 | 0.86935 | 0.88021
PG&E | GWh | Commercial | Com - Warehouse (Refrigerated) | Lighting | No | Lighting - Linear Fluorescent Delamping | 0.056376 | 0.055508 | 0.04099 | 0.026906 | 0.013246 | 0 | 0 | 0 | 0 | 0 | 0 | 0
PG&E | GWh | Commercial | Com - Warehouse (Refrigerated) | Lighting | No | Lighting - Occupancy Sensor | 0 | 0 | 0 | 0 | 0.78444 | 5.5442 | 5.6153 | 5.6863 | 5.7547 | 5.826 | 5.899 | 5.9731
PG&E | GWh | Commercial | Com - Warehouse (Refrigerated) | Lighting | No | Lighting - Plug-In Fixture (Exterior) | 0.63617 | 0.64621 | 0.65595 | 0.66612 | 0.67602 | 0.68548 | 0.69423 | 0.70295 | 0.71135 | 0.72011 | 0.72909 | 0.7382
PG&E | GWh | Commercial | Com - Warehouse (Refrigerated) | Lighting | No | Lighting - Plug-In Fixture (Linear Fluorescent) | 4.7627 | 4.817 | 4.8695 | 4.925 | 4.9787 | 0 | 0 | 0 | 0 | 0 | 0 | 0
PG&E | GWh | Commercial | Com - Warehouse (Refrigerated) | Lighting | No | Lighting - Plug-In Fixture (MH Directional) | 0 | 0 | 0 | 0 | 0.56157 | 0.55292 | 0.6544 | 0.66043 | 0.6662 | 0.67229 | 0.67858 | 0.685
PG&E | GWh | Commercial | Com - Warehouse (Refrigerated) | Lighting | No | Lighting - Plug-In Fixture (PSMH with Electronic Ballast) | 4.9522 | 5.0086 | 5.0632 | 5.1209 | 5.1768 | 5.2301 | 5.2786 | 5.3272 | 5.3738 | 5.4229 | 5.4737 | 5.5254
PG&E | GWh | Commercial | Com - Warehouse (Refrigerated) | Service | No | HVAC - Comprehensive Rooftop Unit Quality Maintenance | 3.4688 | 3.4154 | 3.3628 | 3.311 | 3.26 | 3.2098 | 3.1604 | 3.1117 | 3.0638 | 3.0166 | 2.9701 | 2.9244
PG&E | GWh | Commercial | Com - Warehouse (Refrigerated) | Service | No | Service - HVAC Fault Detection & Diagnositics | 3.3964 | 3.45 | 3.502 | 3.5563 | 3.6091 | 3.6597 | 3.7064 | 3.7529 | 3.7978 | 3.8446 | 3.8925 | 3.9411
PG&E | GWh | Commercial | Com - Warehouse (Refrigerated) | Service | No | Service - Retro-Commissioning (Electric) | 10.7686 | 10.6028 | 10.4395 | 10.2787 | 10.1204 | 9.9646 | 9.8111 | 9.66 | 9.5113 | 9.3648 | 9.2206 | 9.0786
PG&E | GWh | Commercial | Com - Warehouse (Refrigerated) | WholeBlg | No | HVAC - Energy Management System | 2.1846 | 2.2191 | 2.2526 | 2.2875 | 2.3214 | 2.354 | 2.384 | 2.4139 | 2.4428 | 2.4729 | 2.5037 | 2.535
PG&E | GWh | Commercial | Com - Warehouse (Refrigerated) | WholeBlg | No | WholeBlg - Com RET Level 1 | 4.3566 | 4.2895 | 4.2234 | 4.1584 | 4.0944 | 4.0313 | 3.9692 | 3.9081 | 3.8479 | 3.7887 | 3.7303 | 3.6729
PG&E | GWh | Commercial | Com - Warehouse (Refrigerated) | WholeBlg | No | WholeBlg - Com RET Level 2 | 28.5507 | 28.111 | 27.6781 | 27.2518 | 26.8322 | 26.419 | 26.0121 | 25.6115 | 25.2171 | 24.8288 | 24.4464 | 24.0699
PG&E | MW | Commercial | Com - Assembly | AppPlug | No | AppPlug - Computer Monitor | 0.044978 | 0.0894 | 0.13282 | 0.17689 | 0.22 | 0.26183 | 0.3017 | 0.34122 | 0.37971 | 0.41869 | 0.4579 | 0.49711
PG&E | MW | Commercial | Com - Assembly | AppPlug | No | AppPlug - Desktop Computer (Com - Power Management) | 0.66382 | 0.67429 | 0.68446 | 0.69507 | 0.70539 | 0.71527 | 0.7244 | 0.7335 | 0.74227 | 0.7514 | 0.76077 | 0.77028
PG&E | MW | Commercial | Com - Assembly | AppPlug | No | AppPlug - Occupancy Sensor Plug Strip | 0.7481 | 0.75991 | 0.77136 | 0.78332 | 0.79495 | 0.80609 | 0.81637 | 0.82663 | 0.83651 | 0.84681 | 0.85737 | 0.86808
PG&E | MW | Commercial | Com - Assembly | BldgEnv | No | BldgEnv - Wall Spray On Insulation | 5.2889 | 5.2074 | 5.1272 | 5.0483 | 4.9705 | 4.894 | 4.8186 | 4.7444 | 4.6713 | 4.5994 | 4.5286 | 4.4588
PG&E | MW | Commercial | Com - Assembly | BldgEnv | No | BldgEnv - Window Film | 0 | 0 | 0 | 0 | 0 | 0 | 0 | 0 | 2.4407 | 2.4032 | 2.3661 | 2.3297
PG&E | MW | Commercial | Com - Assembly | HVAC | Yes | HVAC - Advanced Package Rooftop AC (> EER 12) - Emerging | 0 | 16.3461 | 16.0943 | 15.8465 | 15.6024 | 15.3622 | 15.1256 | 14.8927 | 14.6633 | 14.4375 | 14.2152 | 13.9962
PG&E | MW | Commercial | Com - Assembly | HVAC | No | HVAC - Demand Controlled Ventilation | 0.66819 | 0.6784 | 0.6883 | 0.69865 | 0.70872 | 0.71835 | 0.72723 | 0.73609 | 0.74463 | 0.75353 | 0.76266 | 0.77193
PG&E | MW | Commercial | Com - Assembly | HVAC | No | HVAC - Direct Evaporative Cooler | 3.5659 | 3.6221 | 3.6767 | 3.7337 | 3.7892 | 3.8422 | 3.8913 | 3.9401 | 3.9873 | 4.0363 | 4.0867 | 4.1377
PG&E | MW | Commercial | Com - Assembly | HVAC | No | HVAC - EER Rated Package Rooftop AC (EER 11) | 0 | 0 | 0 | 0 | 0 | 0 | 1.3179 | 1.4905 | 1.6587 | 1.829 | 2.0002 | 2.1715
PG&E | MW | Commercial | Com - Assembly | HVAC | No | HVAC - SEER Rated Package Rooftop AC (Recharge) | 0 | 0 | 0 | 0 | 8.1237 | 7.9986 | 7.8754 | 7.7542 | 7.6348 | 7.5172 | 7.4014 | 7.2874
PG&E | MW | Commercial | Com - Assembly | HVAC | No | HVAC - SEER Rated Package Rooftop AC (SEER 14) | 7.3924 | 7.5234 | 0 | 0 | 0 | 0 | 0 | 0 | 0 | 0 | 0 | 0
PG&E | MW | Commercial | Com - Assembly | HVAC | No | HVAC - SEER Rated Package Rooftop AC (SEER 15) | 0 | 0 | 10.5074 | 10.664 | 10.8161 | 10.9617 | 11.0959 | 11.2299 | 11.3589 | 11.4935 | 11.6316 | 11.7718
PG&E | MW | Commercial | Com - Assembly | HVAC | No | HVAC - SEER Rated Package Rooftop HP (SEER 15) | 10.904 | 11.0751 | 5.2191 | 5.2996 | 5.3779 | 5.4529 | 5.5221 | 5.5911 | 5.6576 | 5.7269 | 5.798 | 5.8701
PG&E | MW | Commercial | Com - Assembly | HVAC | No | HVAC - SEER Rated Split System AC (SEER 14) | 3.2483 | 3.313 | 3.376 | 0 | 0 | 0 | 0 | 0 | 0 | 0 | 0 | 0
PG&E | MW | Commercial | Com - Assembly | HVAC | No | HVAC - SEER Rated Split System AC (SEER 15) | 0 | 0 | 0 | 4.0723 | 4.1253 | 4.1758 | 4.2223 | 4.2687 | 4.3134 | 4.3601 | 4.4081 | 4.457
PG&E | MW | Commercial | Com - Assembly | HVAC | No | HVAC - SEER Rated Split System HP (SEER 15) | 5.4513 | 5.5386 | 2.6108 | 2.6518 | 2.6917 | 2.7299 | 2.7652 | 2.8004 | 2.8343 | 2.8696 | 2.9059 | 2.9426
PG&E | MW | Commercial | Com - Assembly | Lighting | Yes | Lighting - LED Fixture (Replacing T8) - Emerging | 0 | 0 | 11.3271 | 11.8315 | 12.2743 | 12.717 | 13.0851 | 13.4579 | 13.8297 | 14.2135 | 14.607 | 14.9356
PG&E | MW | Commercial | Com - Assembly | Lighting | Yes | Lighting - LED Lamp (Basic High - Indoor) - Emerging | 1.5044 | 1.5558 | 1.6038 | 1.6465 | 1.689 | 0.22261 | 0.22736 | 0.23167 | 0.23591 | 0.23981 | 0.2438 | 0.24786
PG&E | MW | Commercial | Com - Assembly | Lighting | Yes | Lighting - LED Lamp (Basic Low - Indoor) - Emerging | 2.435 | 2.5216 | 2.6024 | 2.6738 | 2.745 | 0.42885 | 0.43827 | 0.44677 | 0.45515 | 0.46382 | 0.47168 | 0.47967
PG&E | MW | Commercial | Com - Assembly | Lighting | Yes | Lighting - LED Plug-In Indoor Fixture - Emerging | 2.0538 | 2.1171 | 2.1734 | 2.2177 | 2.2686 | 0.13141 | 0.13371 | 0.13645 | 0.13851 | 0.14086 | 0.14306 | 0.14551
PG&E | MW | Commercial | Com - Assembly | Lighting | No | Lighting - Cold Cathode Lamp | 0.015293 | 0.015535 | 0.015769 | 0.016013 | 0.016251 | 0 | 0 | 0 | 0 | 0 | 0 | 0
PG&E | MW | Commercial | Com - Assembly | Lighting | No | Lighting - Compact Fluorescent Fixture (Indoor) | 4.6698 | 4.7434 | 4.8148 | 4.8894 | 4.9619 | 0 | 0 | 0 | 0 | 0 | 0 | 0
PG&E | MW | Commercial | Com - Assembly | Lighting | No | Lighting - Exit Fixture (LED) | 0.48925 | 0.48172 | 0.4743 | 0.46699 | 0.4598 | 0.45272 | 0.44575 | 0.43889 | 0.43213 | 0.42547 | 0.41892 | 0.41247
PG&E | MW | Commercial | Com - Assembly | Lighting | No | Lighting - Halogen Lamp (A-Line) | 0.013736 | 0.013953 | 0.014163 | 0.014383 | 0.014596 | 0 | 0 | 0 | 0 | 0 | 0 | 0
PG&E | MW | Commercial | Com - Assembly | Lighting | No | Lighting - High Bay HID to T5 | 0.96016 | 0.97536 | 0.99013 | 1.0055 | 1.0205 | 1.0349 | 1.0481 | 1.0613 | 1.0741 | 1.0874 | 1.101 | 1.1148
PG&E | MW | Commercial | Com - Assembly | Lighting | No | Lighting - Induction Fixture (Indoor) | 0.42534 | 0.43205 | 0.43856 | 0.44536 | 0.45198 | 0.45831 | 0.46415 | 0.46999 | 0.4756 | 0.48146 | 0.48746 | 0.49355
PG&E | MW | Commercial | Com - Assembly | Lighting | No | Lighting - Linear Fluorescent Delamping | 0.13573 | 0.13364 | 0.098684 | 0.064776 | 0 | 0 | 0 | 0 | 0 | 0 | 0 | 0
PG&E | MW | Commercial | Com - Assembly | Lighting | No | Lighting - Linear Fluorescent Fixture (Low Wattage T8) | 2.3639 | 2.4014 | 0 | 0 | 0 | 0 | 0 | 0 | 0 | 0 | 0 | 0
PG&E | MW | Commercial | Com - Assembly | Lighting | No | Lighting - Plug-In Fixture (PSMH with Electronic Ballast) | 0 | 0 | 0 | 0 | 0 | 0 | 0 | 0 | 0 | 0.85253 | 0.8394 | 0.82647
PG&E | MW | Commercial | Com - Assembly | Lighting | No | Lighting - Plug-In Fixture (PSMH) | 1.0022 | 1.018 | 1.0334 | 1.0495 | 1.0652 | 1.0801 | 1.094 | 1.1078 | 1.121 | 0.2905 | 0.3177 | 0.34491
PG&E | MW | Commercial | Com - Assembly | SHW | No | SHW - EF Rated Instantaneous Water Heater (Electric) | 0.056233 | 0.057075 | 0.057892 | 0.058746 | 0.059577 | 0.060372 | 0.061104 | 0.061835 | 0.062539 | 0.063273 | 0.064027 | 0.064793
PG&E | MW | Commercial | Com - Assembly | Service | No | HVAC - Comprehensive Rooftop Unit Quality Maintenance | 1.8859e-06 | 1.8568e-06 | 1.8282e-06 | 1.8001e-06 | 1.7724e-06 | 1.7451e-06 | 1.7182e-06 | 1.6917e-06 | 1.6657e-06 | 1.64e-06 | 1.6148e-06 | 1.5899e-06
PG&E | MW | Commercial | Com - Assembly | Service | No | Service - HVAC Fault Detection & Diagnositics | 0.0062187 | 0.0063168 | 0.006412 | 0.0065114 | 0.0066081 | 0.0067007 | 0.0067861 | 0.0068714 | 0.0069535 | 0.0070391 | 0.0071269 | 0.007216
PG&E | MW | Commercial | Com - Assembly | Service | No | Service - Retro-Commissioning (Electric) | 0.044617 | 0.04393 | 0.043253 | 0.042587 | 0.041931 | 0.041286 | 0.04065 | 0.040024 | 0.039408 | 0.038801 | 0.038203 | 0.037615
PG&E | MW | Commercial | Com - Assembly | WholeBlg | No | HVAC - Energy Management System | 0.00074857 | 0.00076038 | 0.00077184 | 0.00078381 | 0.00079545 | 0.00080659 | 0.00081688 | 0.00082714 | 0.00083703 | 0.00084733 | 0.0008579 | 0.00086862
PG&E | MW | Commercial | Com - Assembly | WholeBlg | No | WholeBlg - Com RET Level 1 | 14.497 | 14.2738 | 14.054 | 13.8375 | 13.6244 | 13.4146 | 13.208 | 13.0046 | 12.8044 | 12.6072 | 12.413 | 12.2219
PG&E | MW | Commercial | Com - Assembly | WholeBlg | No | WholeBlg - Com RET Level 2 | 118.0995 | 116.2807 | 114.49 | 112.7269 | 110.9909 | 109.2816 | 107.5987 | 105.9416 | 104.3101 | 102.7038 | 101.1221 | 99.5648
PG&E | MW | Commercial | Com - Education (Community College) | AppPlug | No | AppPlug - Computer Monitor | 0.025116 | 0.049921 | 0.074169 | 0.098778 | 0.12285 | 0.14621 | 0.16847 | 0.19054 | 0.21203 | 0.2338 | 0.25569 | 0.27759
PG&E | MW | Commercial | Com - Education (Community College) | AppPlug | No | AppPlug - Desktop Computer (Com - Power Management) | 0.37068 | 0.37653 | 0.38221 | 0.38813 | 0.3939 | 0.39941 | 0.40451 | 0.40959 | 0.41449 | 0.41959 | 0.42482 | 0.43013
PG&E | MW | Commercial | Com - Education (Community College) | AppPlug | No | AppPlug - Occupancy Sensor Plug Strip | 0.41775 | 0.42434 | 0.43073 | 0.43741 | 0.44391 | 0.45012 | 0.45587 | 0.46159 | 0.46711 | 0.47286 | 0.47876 | 0.48474
PG&E | MW | Commercial | Com - Education (Community College) | BldgEnv | No | BldgEnv - Wall Spray On Insulation | 2.9533 | 2.9078 | 2.8631 | 2.819 | 2.7756 | 2.7328 | 2.6907 | 2.6493 | 2.6085 | 2.5683 | 2.5288 | 2.4898
PG&E | MW | Commercial | Com - Education (Community College) | BldgEnv | No | BldgEnv - Window Film | 0 | 0 | 0 | 0 | 0 | 0 | 0 | 0 | 2.2754 | 2.2403 | 2.2058 | 2.1719
PG&E | MW | Commercial | Com - Education (Community College) | FoodServ | No | FoodServ - Electric Griddle | 0.042736 | 0.04341 | 0.044064 | 0.044748 | 0.045412 | 0.046048 | 0.046636 | 0.047221 | 0.047786 | 0.048374 | 0.048978 | 0.049589
PG&E | MW | Commercial | Com - Education (Community College) | FoodServ | No | FoodServ - Electric Steamer | 0.024264 | 0.024646 | 0.025018 | 0.025406 | 0.025783 | 0.026144 | 0.026478 | 0.02681 | 0.027131 | 0.027465 | 0.027807 | 0.028155
PG&E | MW | Commercial | Com - Education (Community College) | FoodServ | No | FoodServ - Fryer (Electric) | 0.0017234 | 0.0017506 | 0.001777 | 0.0018046 | 0.0018314 | 0.001857 | 0.0018807 | 0.0019043 | 0.0019271 | 0.0019508 | 0.0019752 | 0.0019998
PG&E | MW | Commercial | Com - Education (Community College) | FoodServ | No | FoodServ - Oven (Electric) | 0.53134 | 0.53973 | 0.54786 | 0.55636 | 0.56462 | 0.57253 | 0.57983 | 0.58711 | 0.59413 | 0.60145 | 0.60895 | 0.61656
PG&E | MW | Commercial | Com - Education (Community College) | HVAC | No | HVAC - Chiller (Centrifugal) | 1.2378 | 1.2187 | 1.1999 | 1.1814 | 1.1632 | 1.1453 | 1.1277 | 1.1103 | 1.0932 | 1.0764 | 1.0598 | 1.0435
PG&E | MW | Commercial | Com - Education (Community College) | HVAC | No | HVAC - Chiller (Reciprocating) | 1.3702 | 1.3777 | 1.3849 | 1.3928 | 1.4004 | 1.4075 | 1.4137 | 1.4199 | 1.4258 | 1.4323 | 1.4391 | 1.4463
PG&E | MW | Commercial | Com - Education (Community College) | HVAC | No | HVAC - Demand Controlled Ventilation | 0.17518 | 0.17794 | 0.18062 | 0.18342 | 0.18615 | 0.18875 | 0.19116 | 0.19356 | 0.19588 | 0.19829 | 0.20076 | 0.20327
PG&E | MW | Commercial | Com - Education (Community College) | HVAC | No | HVAC - Direct Evaporative Cooler | 1.1377 | 1.1557 | 1.1731 | 1.1913 | 1.209 | 1.2259 | 1.2416 | 1.2572 | 1.2722 | 1.2879 | 1.3039 | 1.3202
PG&E | MW | Commercial | Com - Education (Community College) | HVAC | No | HVAC - EER Rated Package Rooftop AC (EER 11) | 0 | 0 | 0 | 0 | 0 | 0 | 0 | 2.319 | 2.3481 | 2.3784 | 2.4094 | 2.4409
PG&E | MW | Commercial | Com - Education (Community College) | HVAC | No | HVAC - SEER Rated Package Rooftop AC (SEER 14) | 1.8988 | 1.9517 | 0 | 0 | 0 | 0 | 0 | 0 | 0 | 0 | 0 | 0
PG&E | MW | Commercial | Com - Education (Community College) | HVAC | No | HVAC - SEER Rated Package Rooftop AC (SEER 15) | 0 | 0 | 3.2449 | 3.2927 | 3.3391 | 3.3836 | 3.4245 | 3.4654 | 3.5047 | 3.5458 | 3.588 | 3.6308
PG&E | MW | Commercial | Com - Education (Community College) | HVAC | No | HVAC - SEER Rated Package Rooftop HP (SEER 15) | 2.533 | 2.586 | 1.2246 | 1.2494 | 1.2736 | 1.2968 | 1.3184 | 1.3399 | 1.3607 | 1.3822 | 1.4041 | 1.4263
PG&E | MW | Commercial | Com - Education (Community College) | HVAC | No | HVAC - SEER Rated Split System AC (SEER 14) | 0.81584 | 0.8346 | 0.85286 | 0 | 0 | 0 | 0 | 0 | 0 | 0 | 0 | 0
PG&E | MW | Commercial | Com - Education (Community College) | HVAC | No | HVAC - SEER Rated Split System AC (SEER 15) | 0 | 0 | 0 | 1.3047 | 1.3225 | 1.3394 | 1.3551 | 1.3707 | 1.3857 | 1.4014 | 1.4176 | 1.434
PG&E | MW | Commercial | Com - Education (Community College) | HVAC | No | HVAC - SEER Rated Split System HP (SEER 15) | 1.648 | 1.6741 | 0.789 | 0.80128 | 0.81321 | 0.82464 | 0.83519 | 0.84572 | 0.85586 | 0.86643 | 0.87727 | 0.88826
PG&E | MW | Commercial | Com - Education (Community College) | Lighting | Yes | Lighting - LED Fixture (Replacing T8) - Emerging | 0 | 0 | 12.6397 | 13.21 | 13.7116 | 14.2133 | 14.6315 | 15.0552 | 15.4778 | 15.914 | 16.3613 | 16.7361
PG&E | MW | Commercial | Com - Education (Community College) | Lighting | Yes | Lighting - LED Lamp (Basic High - Indoor) - Emerging | 0.21236 | 0.21989 | 0.22695 | 0.23325 | 0.23954 | 0.031604 | 0.03231 | 0.032952 | 0.033585 | 0.034169 | 0.034768 | 0.035376
PG&E | MW | Commercial | Com - Education (Community College) | Lighting | Yes | Lighting - LED Lamp (Basic Low - Indoor) - Emerging | 0.36861 | 0.3822 | 0.39491 | 0.40622 | 0.41749 | 0.065291 | 0.06679 | 0.068149 | 0.069488 | 0.070874 | 0.072135 | 0.073418
PG&E | MW | Commercial | Com - Education (Community College) | Lighting | Yes | Lighting - LED Plug-In Indoor Fixture - Emerging | 1.2724 | 1.3135 | 1.3503 | 1.3796 | 1.4131 | 0.08195 | 0.083479 | 0.08528 | 0.086655 | 0.088217 | 0.08968 | 0.091305
PG&E | MW | Commercial | Com - Education (Community College) | Lighting | No | Lighting - Cold Cathode Lamp | 0.0067069 | 0.0068127 | 0.0069154 | 0.0070226 | 0.0071269 | 0 | 0 | 0 | 0 | 0 | 0 | 0
PG&E | MW | Commercial | Com - Education (Community College) | Lighting | No | Lighting - Compact Fluorescent Fixture (Indoor) | 2.9501 | 3.0003 | 3.049 | 3.0998 | 3.1493 | 0 | 0 | 0 | 0 | 0 | 0 | 0
PG&E | MW | Commercial | Com - Education (Community College) | Lighting | No | Lighting - Exit Fixture (LED) | 0.31532 | 0.31046 | 0.30568 | 0.30098 | 0.29634 | 0.29178 | 0.28728 | 0.28286 | 0.2785 | 0.27421 | 0.26999 | 0.26583
PG&E | MW | Commercial | Com - Education (Community College) | Lighting | No | Lighting - Halogen Lamp (A-Line) | 0.0076703 | 0.0077913 | 0.0079087 | 0.0080313 | 0.0081506 | 0 | 0 | 0 | 0 | 0 | 0 | 0
PG&E | MW | Commercial | Com - Education (Community College) | Lighting | No | Lighting - High Bay HID to T5 | 0.43101 | 0.4381 | 0.44498 | 0.45216 | 0.45915 | 0.46583 | 0.47202 | 0.47819 | 0.48413 | 0.49032 | 0.49666 | 0.50309
PG&E | MW | Commercial | Com - Education (Community College) | Lighting | No | Lighting - Induction Fixture (Indoor) | 0.18128 | 0.18413 | 0.18691 | 0.18981 | 0.19263 | 0.19533 | 0.19782 | 0.2003 | 0.2027 | 0.20519 | 0.20775 | 0.21035
PG&E | MW | Commercial | Com - Education (Community College) | Lighting | No | Lighting - Light Sensor | 0 | 0 | 0 | 0.052024 | 0.064703 | 0.077006 | 0.088732 | 0.10035 | 0.3499 | 0.3577 | 0.36562 | 0.3736
PG&E | MW | Commercial | Com - Education (Community College) | Lighting | No | Lighting - Linear Fluorescent Delamping | 0.015816 | 0.015573 | 0.0115 | 0.0075484 | 0 | 0 | 0 | 0 | 0 | 0 | 0 | 0
PG&E | MW | Commercial | Com - Education (Community College) | Lighting | No | Lighting - Linear Fluorescent Fixture (Low Wattage T8) | 2.268 | 2.3053 | 0 | 0 | 0 | 0 | 0 | 0 | 0 | 0 | 0 | 0
PG&E | MW | Commercial | Com - Education (Community College) | Lighting | No | Lighting - Plug-In Fixture (PSMH with Electronic Ballast) | 0 | 0.040089 | 0.65217 | 0.6628 | 0.67315 | 0.68306 | 0.69223 | 0.70137 | 0.71018 | 0.71935 | 0.72875 | 0.73827
PG&E | MW | Commercial | Com - Education (Community College) | Lighting | No | Lighting - Plug-In Fixture (PSMH) | 0.62543 | 0.59613 | 0 | 0 | 0 | 0 | 0 | 0 | 0 | 0 | 0 | 0
PG&E | MW | Commercial | Com - Education (Community College) | SHW | No | SHW - EF Rated Instantaneous Water Heater (Electric) | 0.013914 | 0.014128 | 0.014335 | 0.014552 | 0.014763 | 0.014964 | 0.01515 | 0.015336 | 0.015514 | 0.015701 | 0.015892 | 0.016086
PG&E | MW | Commercial | Com - Education (Community College) | Service | No | HVAC - Comprehensive Rooftop Unit Quality Maintenance | 1.0531e-06 | 1.0369e-06 | 1.0209e-06 | 1.0052e-06 | 9.8969e-07 | 9.7445e-07 | 9.5945e-07 | 9.4467e-07 | 9.3012e-07 | 9.158e-07 | 9.017e-07 | 8.8781e-07
PG&E | MW | Commercial | Com - Education (Community College) | Service | No | Service - HVAC Fault Detection & Diagnositics | 0.0034725 | 0.0035273 | 0.0035805 | 0.003636 | 0.00369 | 0.0037417 | 0.0037894 | 0.003837 | 0.0038829 | 0.0039307 | 0.0039797 | 0.0040294
PG&E | MW | Commercial | Com - Education (Community College) | Service | No | Service - Retro-Commissioning (Electric) | 0.024914 | 0.024531 | 0.024153 | 0.023781 | 0.023415 | 0.023054 | 0.022699 | 0.02235 | 0.022005 | 0.021666 | 0.021333 | 0.021004
PG&E | MW | Commercial | Com - Education (Community College) | WholeBlg | No | HVAC - Energy Management System | 0.00041801 | 0.0004246 | 0.000431 | 0.00043768 | 0.00044418 | 0.0004504 | 0.00045615 | 0.00046188 | 0.0004674 | 0.00047316 | 0.00047906 | 0.00048504
PG&E | MW | Commercial | Com - Education (Community College) | WholeBlg | No | WholeBlg - Com RET Level 1 | 4.0392 | 3.9769 | 3.9157 | 3.8554 | 3.796 | 3.7376 | 3.68 | 3.6233 | 3.5675 | 3.5126 | 3.4585 | 3.4052
PG&E | MW | Commercial | Com - Education (Community College) | WholeBlg | No | WholeBlg - Com RET Level 2 | 34.6161 | 34.083 | 33.5581 | 33.0413 | 32.5325 | 32.0315 | 31.5382 | 31.0525 | 30.5743 | 30.1035 | 29.6399 | 29.1834
PG&E | MW | Commercial | Com - Education (Primary School) | AppPlug | No | AppPlug - Desktop Computer (Com - Power Management) | 0.57586 | 0.58494 | 0.59376 | 0.60297 | 0.61192 | 0.62049 | 0.62841 | 0.6363 | 0.64391 | 0.65184 | 0.65997 | 0.66821
PG&E | MW | Commercial | Com - Education (Primary School) | AppPlug | No | AppPlug - Occupancy Sensor Plug Strip | 0.64897 | 0.65921 | 0.66915 | 0.67953 | 0.68962 | 0.69927 | 0.70819 | 0.71709 | 0.72567 | 0.7346 | 0.74376 | 0.75305
PG&E | MW | Commercial | Com - Education (Primary School) | BldgEnv | No | BldgEnv - Wall Spray On Insulation | 4.588 | 4.5174 | 4.4478 | 4.3793 | 4.3119 | 4.2455 | 4.1801 | 4.1157 | 4.0523 | 3.9899 | 3.9285 | 3.868
PG&E | MW | Commercial | Com - Education (Primary School) | BldgEnv | No | BldgEnv - Window Film | 0 | 0 | 0 | 0 | 0 | 0 | 0 | 0 | 6.8826 | 6.7766 | 6.6722 | 6.5695
PG&E | MW | Commercial | Com - Education (Primary School) | FoodServ | No | FoodServ - Electric Griddle | 0.76349 | 0.77554 | 0.78723 | 0.79944 | 0.81131 | 0.82267 | 0.83317 | 0.84363 | 0.85372 | 0.86423 | 0.87501 | 0.88594
PG&E | MW | Commercial | Com - Education (Primary School) | FoodServ | No | FoodServ - Electric Steamer | 0.08167 | 0.082959 | 0.08421 | 0.085515 | 0.086785 | 0.088001 | 0.089123 | 0.090243 | 0.091322 | 0.092446 | 0.093599 | 0.094768
PG&E | MW | Commercial | Com - Education (Primary School) | FoodServ | No | FoodServ - Fryer (Electric) | 0.0074967 | 0.007615 | 0.0077298 | 0.0078496 | 0.0079662 | 0.0080777 | 0.0081808 | 0.0082836 | 0.0083826 | 0.0084858 | 0.0085916 | 0.0086989
PG&E | MW | Commercial | Com - Education (Primary School) | FoodServ | No | FoodServ - Oven (Electric) | 0.18826 | 0.19123 | 0.19411 | 0.19712 | 0.20005 | 0.20285 | 0.20544 | 0.20802 | 0.21051 | 0.2131 | 0.21576 | 0.21845
PG&E | MW | Commercial | Com - Education (Primary School) | HVAC | No | HVAC - Direct Evaporative Cooler | 1.9426 | 1.9733 | 2.003 | 2.0341 | 2.0643 | 2.0932 | 2.1199 | 2.1465 | 2.1722 | 2.1989 | 2.2263 | 2.2542
PG&E | MW | Commercial | Com - Education (Primary School) | HVAC | No | HVAC - SEER Rated Package Rooftop AC (SEER 14) | 1.5188 | 1.5397 | 0 | 0 | 0 | 0 | 0 | 0 | 0 | 0 | 0 | 0
PG&E | MW | Commercial | Com - Education (Primary School) | HVAC | No | HVAC - SEER Rated Package Rooftop AC (SEER 15) | 0 | 0 | 2.2141 | 2.2225 | 2.2305 | 2.2378 | 2.2438 | 2.2499 | 2.2556 | 2.2622 | 2.2694 | 2.2771
PG&E | MW | Commercial | Com - Education (Primary School) | HVAC | No | HVAC - SEER Rated Package Rooftop HP (SEER 15) | 0.8102 | 0.81474 | 0.38029 | 0.38251 | 0.38465 | 0.38665 | 0.38838 | 0.39014 | 0.39179 | 0.39361 | 0.39554 | 0.39755
PG&E | MW | Commercial | Com - Education (Primary School) | HVAC | No | HVAC - SEER Rated Split System AC (SEER 14) | 0.76309 | 0.77209 | 0.78081 | 0 | 0 | 0 | 0 | 0 | 0 | 0 | 0 | 0
PG&E | MW | Commercial | Com - Education (Primary School) | HVAC | No | HVAC - SEER Rated Split System AC (SEER 15) | 0 | 0 | 0 | 0.91094 | 0.91234 | 0.91352 | 0.91423 | 0.91502 | 0.91566 | 0.91665 | 0.91791 | 0.91935
PG&E | MW | Commercial | Com - Education (Primary School) | HVAC | No | HVAC - SEER Rated Split System HP (SEER 15) | 0.64633 | 0.64907 | 0.30257 | 0.30393 | 0.30524 | 0.30644 | 0.30746 | 0.30849 | 0.30945 | 0.31055 | 0.31173 | 0.31297
PG&E | MW | Commercial | Com - Education (Primary School) | Lighting | Yes | Lighting - LED Fixture (Replacing T8) - Emerging | 0 | 0 | 0 | 4.6614 | 4.8427 | 5.0241 | 5.176 | 5.3298 | 5.4833 | 5.6418 | 5.8043 | 5.9412
PG&E | MW | Commercial | Com - Education (Primary School) | Lighting | Yes | Lighting - LED Lamp (Basic High - Indoor) - Emerging | 0.089757 | 0.092954 | 0.095951 | 0.098633 | 0.10131 | 0.013368 | 0.013668 | 0.013941 | 0.014211 | 0.014459 | 0.014714 | 0.014973
PG&E | MW | Commercial | Com - Education (Primary School) | Lighting | Yes | Lighting - LED Lamp (Basic Low - Indoor) - Emerging | 0.1558 | 0.16157 | 0.16697 | 0.17177 | 0.17656 | 0.027616 | 0.028254 | 0.028832 | 0.029402 | 0.029992 | 0.030529 | 0.031075
PG&E | MW | Commercial | Com - Education (Primary School) | Lighting | Yes | Lighting - LED Plug-In Indoor Fixture - Emerging | 0.077411 | 0.079825 | 0.081975 | 0.083673 | 0.085619 | 0.0049609 | 0.0050493 | 0.0051541 | 0.0052332 | 0.0053235 | 0.0054077 | 0.0055018
PG&E | MW | Commercial | Com - Education (Primary School) | Lighting | No | Lighting - Cold Cathode Lamp | 5.3742e-05 | 5.459e-05 | 5.5413e-05 | 5.6272e-05 | 5.7108e-05 | 0 | 0 | 0 | 0 | 0 | 0 | 0
PG&E | MW | Commercial | Com - Education (Primary School) | Lighting | No | Lighting - Compact Fluorescent Fixture (Indoor) | 1.2469 | 1.2683 | 1.2891 | 1.3108 | 1.3319 | 0 | 0 | 0 | 0 | 0 | 0 | 0
PG&E | MW | Commercial | Com - Education (Primary School) | Lighting | No | Lighting - Exit Fixture (LED) | 0.3381 | 0.33289 | 0.32777 | 0.32272 | 0.31775 | 0.31286 | 0.30804 | 0.3033 | 0.29862 | 0.29403 | 0.2895 | 0.28504
PG&E | MW | Commercial | Com - Education (Primary School) | Lighting | No | Lighting - Halogen Lamp (A-Line) | 0.011916 | 0.012104 | 0.012286 | 0.012477 | 0.012662 | 0 | 0 | 0 | 0 | 0 | 0 | 0
PG&E | MW | Commercial | Com - Education (Primary School) | Lighting | No | Lighting - High Bay HID to T5 | 0.15165 | 0.1543 | 0.15687 | 0.15955 | 0.16216 | 0.16466 | 0.16698 | 0.16929 | 0.17151 | 0.17383 | 0.1762 | 0.1786
PG&E | MW | Commercial | Com - Education (Primary School) | Lighting | No | Lighting - Induction Fixture (Indoor) | 0.0316 | 0.032099 | 0.032583 | 0.033088 | 0.033579 | 0.03405 | 0.034484 | 0.034917 | 0.035335 | 0.03577 | 0.036216 | 0.036668
PG&E | MW | Commercial | Com - Education (Primary School) | Lighting | No | Lighting - Light Sensor | 0 | 0 | 0 | 0 | 0 | 0 | 0 | 0 | 0 | 0 | 0.12494 | 0.13564
PG&E | MW | Commercial | Com - Education (Primary School) | Lighting | No | Lighting - Linear Fluorescent Delamping | 0.00080816 | 0.00079572 | 0.0005876 | 0.0003857 | 0 | 0 | 0 | 0 | 0 | 0 | 0 | 0
PG&E | MW | Commercial | Com - Education (Primary School) | Lighting | No | Lighting - Linear Fluorescent Fixture (Low Wattage T8) | 0.798 | 0.81195 | 0.8255 | 0 | 0 | 0 | 0 | 0 | 0 | 0 | 0 | 0
PG&E | MW | Commercial | Com - Education (Primary School) | Lighting | No | Lighting - Plug-In Fixture (PSMH with Electronic Ballast) | 0 | 0 | 0.036011 | 0.040207 | 0.040819 | 0.041404 | 0.041946 | 0.042486 | 0.043007 | 0.043548 | 0.044104 | 0.044667
PG&E | MW | Commercial | Com - Education (Primary School) | Lighting | No | Lighting - Plug-In Fixture (PSMH) | 0.037988 | 0.038603 | 0.0035332 | 0 | 0 | 0 | 0 | 0 | 0 | 0 | 0 | 0
PG&E | MW | Commercial | Com - Education (Primary School) | SHW | No | SHW - EF Rated Instantaneous Water Heater (Electric) | 0.019384 | 0.019679 | 0.019966 | 0.020266 | 0.020557 | 0.020836 | 0.021093 | 0.02135 | 0.021597 | 0.021855 | 0.02212 | 0.022388
PG&E | MW | Commercial | Com - Education (Primary School) | Service | No | HVAC - Comprehensive Rooftop Unit Quality Maintenance | 1.636e-06 | 1.6108e-06 | 1.586e-06 | 1.5616e-06 | 1.5375e-06 | 1.5138e-06 | 1.4905e-06 | 1.4676e-06 | 1.445e-06 | 1.4227e-06 | 1.4008e-06 | 1.3792e-06
PG&E | MW | Commercial | Com - Education (Primary School) | Service | No | Service - HVAC Fault Detection & Diagnositics | 0.0053946 | 0.0054797 | 0.0055624 | 0.0056486 | 0.0057325 | 0.0058128 | 0.0058869 | 0.0059609 | 0.0060322 | 0.0061064 | 0.0061826 | 0.0062598
PG&E | MW | Commercial | Com - Education (Primary School) | Service | No | Service - Retro-Commissioning (Electric) | 0.038705 | 0.038109 | 0.037522 | 0.036944 | 0.036375 | 0.035815 | 0.035263 | 0.03472 | 0.034186 | 0.033659 | 0.033141 | 0.032631
PG&E | MW | Commercial | Com - Education (Primary School) | WholeBlg | No | HVAC - Energy Management System | 0.00064938 | 0.00065962 | 0.00066957 | 0.00067995 | 0.00069005 | 0.00069971 | 0.00070864 | 0.00071754 | 0.00072612 | 0.00073505 | 0.00074422 | 0.00075352
PG&E | MW | Commercial | Com - Education (Primary School) | WholeBlg | No | WholeBlg - Com RET Level 1 | 3.1672 | 3.1184 | 3.0704 | 3.0231 | 2.9765 | 2.9307 | 2.8856 | 2.8411 | 2.7974 | 2.7543 | 2.7119 | 2.6701
PG&E | MW | Commercial | Com - Education (Primary School) | WholeBlg | No | WholeBlg - Com RET Level 2 | 17.2447 | 16.9791 | 16.7176 | 16.4602 | 16.2067 | 15.9571 | 15.7113 | 15.4694 | 15.2312 | 14.9966 | 14.7657 | 14.5383
PG&E | MW | Commercial | Com - Education (Relocatable Classroom) | AppPlug | No | AppPlug - Desktop Computer (Com - Power Management) | 0.57586 | 0.58494 | 0.59376 | 0.60297 | 0.61192 | 0.62049 | 0.62841 | 0.6363 | 0.64391 | 0.65184 | 0.65997 | 0.66821
PG&E | MW | Commercial | Com - Education (Relocatable Classroom) | AppPlug | No | AppPlug - Occupancy Sensor Plug Strip | 0.64897 | 0.65921 | 0.66915 | 0.67953 | 0.68962 | 0.69927 | 0.70819 | 0.71709 | 0.72567 | 0.7346 | 0.74376 | 0.75305
PG&E | MW | Commercial | Com - Education (Relocatable Classroom) | BldgEnv | No | BldgEnv - Wall Spray On Insulation | 4.588 | 4.5174 | 4.4478 | 4.3793 | 4.3119 | 4.2455 | 4.1801 | 4.1157 | 4.0523 | 3.9899 | 3.9285 | 3.868
PG&E | MW | Commercial | Com - Education (Relocatable Classroom) | BldgEnv | No | BldgEnv - Window Film | 0 | 0 | 0 | 0 | 0 | 0 | 0 | 0 | 6.8826 | 6.7766 | 6.6722 | 6.5695
PG&E | MW | Commercial | Com - Education (Relocatable Classroom) | FoodServ | No | FoodServ - Electric Griddle | 0.76349 | 0.77554 | 0.78723 | 0.79944 | 0.81131 | 0.82267 | 0.83317 | 0.84363 | 0.85372 | 0.86423 | 0.87501 | 0.88594
PG&E | MW | Commercial | Com - Education (Relocatable Classroom) | FoodServ | No | FoodServ - Electric Steamer | 0.08167 | 0.082959 | 0.08421 | 0.085515 | 0.086785 | 0.088001 | 0.089123 | 0.090243 | 0.091322 | 0.092446 | 0.093599 | 0.094768
PG&E | MW | Commercial | Com - Education (Relocatable Classroom) | FoodServ | No | FoodServ - Fryer (Electric) | 0.0074967 | 0.007615 | 0.0077298 | 0.0078496 | 0.0079662 | 0.0080777 | 0.0081808 | 0.0082836 | 0.0083826 | 0.0084858 | 0.0085916 | 0.0086989
PG&E | MW | Commercial | Com - Education (Relocatable Classroom) | FoodServ | No | FoodServ - Oven (Electric) | 0.18826 | 0.19123 | 0.19411 | 0.19712 | 0.20005 | 0.20285 | 0.20544 | 0.20802 | 0.21051 | 0.2131 | 0.21576 | 0.21845
PG&E | MW | Commercial | Com - Education (Relocatable Classroom) | HVAC | No | HVAC - Demand Controlled Ventilation | 0.1887 | 0.19167 | 0.19456 | 0.19758 | 0.20052 | 0.20332 | 0.20592 | 0.2085 | 0.211 | 0.21359 | 0.21626 | 0.21896
PG&E | MW | Commercial | Com - Education (Relocatable Classroom) | HVAC | No | HVAC - SEER Rated Package Rooftop AC (SEER 14) | 4.6753 | 4.7344 | 0 | 0 | 0 | 0 | 0 | 0 | 0 | 0 | 0 | 0
PG&E | MW | Commercial | Com - Education (Relocatable Classroom) | HVAC | No | HVAC - SEER Rated Package Rooftop AC (SEER 15) | 0 | 0 | 4.3251 | 4.3168 | 4.3083 | 4.2991 | 4.2885 | 4.2783 | 4.2677 | 4.2587 | 4.2509 | 4.2439
PG&E | MW | Commercial | Com - Education (Relocatable Classroom) | HVAC | No | HVAC - SEER Rated Package Rooftop HP (SEER 15) | 5.0768 | 5.1839 | 2.4552 | 2.5053 | 2.5541 | 2.601 | 2.6446 | 2.6881 | 2.7301 | 2.7735 | 2.8179 | 2.8627
PG&E | MW | Commercial | Com - Education (Relocatable Classroom) | HVAC | No | HVAC - SEER Rated Split System AC (SEER 14) | 2.2758 | 2.3053 | 2.334 | 0 | 0 | 0 | 0 | 0 | 0 | 0 | 0 | 0
PG&E | MW | Commercial | Com - Education (Relocatable Classroom) | HVAC | No | HVAC - SEER Rated Split System AC (SEER 15) | 0 | 0 | 0 | 1.9298 | 1.9302 | 1.9302 | 1.9293 | 1.9286 | 1.9277 | 1.9274 | 1.9277 | 1.9284
PG&E | MW | Commercial | Com - Education (Relocatable Classroom) | HVAC | No | HVAC - SEER Rated Split System HP (SEER 15) | 1.8739 | 1.8824 | 0.87772 | 0.88192 | 0.88595 | 0.88969 | 0.89286 | 0.89608 | 0.89909 | 0.90248 | 0.90613 | 0.90995
PG&E | MW | Commercial | Com - Education (Relocatable Classroom) | Lighting | Yes | Lighting - LED Fixture (Replacing T8) - Emerging | 0 | 0 | 4.9371 | 5.1629 | 5.3619 | 5.561 | 5.7274 | 5.896 | 6.0642 | 6.2379 | 6.4159 | 6.5656
PG&E | MW | Commercial | Com - Education (Relocatable Classroom) | Lighting | Yes | Lighting - LED Lamp (Basic High - Indoor) - Emerging | 0.10102 | 0.10461 | 0.10798 | 0.11098 | 0.11398 | 0.015039 | 0.015376 | 0.015683 | 0.015985 | 0.016264 | 0.01655 | 0.01684
PG&E | MW | Commercial | Com - Education (Relocatable Classroom) | Lighting | Yes | Lighting - LED Lamp (Basic Low - Indoor) - Emerging | 0.17535 | 0.18183 | 0.18789 | 0.19328 | 0.19866 | 0.031071 | 0.031786 | 0.032434 | 0.033073 | 0.033735 | 0.034337 | 0.034949
PG&E | MW | Commercial | Com - Education (Relocatable Classroom) | Lighting | Yes | Lighting - LED Plug-In Indoor Fixture - Emerging | 0.080952 | 0.083473 | 0.08572 | 0.087493 | 0.089526 | 0.0051872 | 0.0052794 | 0.0053889 | 0.0054715 | 0.0055658 | 0.0056538 | 0.005752
PG&E | MW | Commercial | Com - Education (Relocatable Classroom) | Lighting | No | Lighting - Cold Cathode Lamp | 6.8521e-05 | 6.9602e-05 | 7.0651e-05 | 7.1747e-05 | 7.2812e-05 | 0 | 0 | 0 | 0 | 0 | 0 | 0
PG&E | MW | Commercial | Com - Education (Relocatable Classroom) | Lighting | No | Lighting - Compact Fluorescent Fixture (Indoor) | 1.4034 | 1.4274 | 1.4507 | 1.4749 | 1.4986 | 0 | 0 | 0 | 0 | 0 | 0 | 0
PG&E | MW | Commercial | Com - Education (Relocatable Classroom) | Lighting | No | Lighting - Exit Fixture (LED) | 0.33692 | 0.33173 | 0.32662 | 0.32159 | 0.31664 | 0.31177 | 0.30696 | 0.30224 | 0.29758 | 0.293 | 0.28849 | 0.28405
PG&E | MW | Commercial | Com - Education (Relocatable Classroom) | Lighting | No | Lighting - Halogen Lamp (A-Line) | 0.011916 | 0.012104 | 0.012286 | 0.012477 | 0.012662 | 0 | 0 | 0 | 0 | 0 | 0 | 0
PG&E | MW | Commercial | Com - Education (Relocatable Classroom) | Lighting | No | Lighting - High Bay HID to T5 | 0.16815 | 0.17102 | 0.17381 | 0.17672 | 0.17955 | 0.18226 | 0.18477 | 0.18727 | 0.18969 | 0.19219 | 0.19476 | 0.19737
PG&E | MW | Commercial | Com - Education (Relocatable Classroom) | Lighting | No | Lighting - Induction Fixture (Indoor) | 0.0316 | 0.032099 | 0.032583 | 0.033088 | 0.033579 | 0.03405 | 0.034484 | 0.034917 | 0.035335 | 0.03577 | 0.036216 | 0.036668
PG&E | MW | Commercial | Com - Education (Relocatable Classroom) | Lighting | No | Lighting - Linear Fluorescent Delamping | 0.00080816 | 0.00079571 | 0.00058759 | 0.0003857 | 0 | 0 | 0 | 0 | 0 | 0 | 0 | 0
PG&E | MW | Commercial | Com - Education (Relocatable Classroom) | Lighting | No | Lighting - Linear Fluorescent Fixture (Low Wattage T8) | 0.88482 | 0.89994 | 0 | 0 | 0 | 0 | 0 | 0 | 0 | 0 | 0 | 0
PG&E | MW | Commercial | Com - Education (Relocatable Classroom) | Lighting | No | Lighting - Plug-In Fixture (PSMH with Electronic Ballast) | 0 | 0 | 0 | 0.0049549 | 0.042693 | 0.043302 | 0.043865 | 0.044426 | 0.044967 | 0.045531 | 0.046108 | 0.046694
PG&E | MW | Commercial | Com - Education (Relocatable Classroom) | Lighting | No | Lighting - Plug-In Fixture (PSMH) | 0.039747 | 0.040386 | 0.041007 | 0.036748 | 0 | 0 | 0 | 0 | 0 | 0 | 0 | 0
PG&E | MW | Commercial | Com - Education (Relocatable Classroom) | SHW | No | SHW - EF Rated Instantaneous Water Heater (Electric) | 0.03582 | 0.036449 | 0.03706 | 0.037697 | 0.038316 | 0.03891 | 0.03946 | 0.040008 | 0.040537 | 0.041086 | 0.041648 | 0.042218
PG&E | MW | Commercial | Com - Education (Relocatable Classroom) | Service | No | HVAC - Comprehensive Rooftop Unit Quality Maintenance | 1.636e-06 | 1.6108e-06 | 1.586e-06 | 1.5616e-06 | 1.5375e-06 | 1.5138e-06 | 1.4905e-06 | 1.4676e-06 | 1.445e-06 | 1.4227e-06 | 1.4008e-06 | 1.3792e-06
PG&E | MW | Commercial | Com - Education (Relocatable Classroom) | Service | No | Service - HVAC Fault Detection & Diagnositics | 0.0053946 | 0.0054797 | 0.0055624 | 0.0056486 | 0.0057325 | 0.0058128 | 0.0058869 | 0.0059609 | 0.0060322 | 0.0061064 | 0.0061826 | 0.0062598
PG&E | MW | Commercial | Com - Education (Relocatable Classroom) | Service | No | Service - Retro-Commissioning (Electric) | 0.038705 | 0.038109 | 0.037522 | 0.036944 | 0.036375 | 0.035815 | 0.035263 | 0.03472 | 0.034186 | 0.033659 | 0.033141 | 0.032631
PG&E | MW | Commercial | Com - Education (Relocatable Classroom) | WholeBlg | No | HVAC - Energy Management System | 0.00064938 | 0.00065962 | 0.00066957 | 0.00067995 | 0.00069005 | 0.00069971 | 0.00070864 | 0.00071754 | 0.00072612 | 0.00073505 | 0.00074422 | 0.00075352
PG&E | MW | Commercial | Com - Education (Relocatable Classroom) | WholeBlg | No | WholeBlg - Com RET Level 1 | 3.8062 | 3.7476 | 3.6899 | 3.633 | 3.5771 | 3.522 | 3.4678 | 3.4144 | 3.3618 | 3.31 | 3.259 | 3.2088
PG&E | MW | Commercial | Com - Education (Relocatable Classroom) | WholeBlg | No | WholeBlg - Com RET Level 2 | 27.7715 | 27.3438 | 26.9228 | 26.5081 | 26.0999 | 25.698 | 25.3022 | 24.9126 | 24.5289 | 24.1512 | 23.7792 | 23.413
PG&E | MW | Commercial | Com - Education (Secondary School) | AppPlug | No | AppPlug - Desktop Computer (Com - Power Management) | 0.28793 | 0.29247 | 0.29688 | 0.30148 | 0.30596 | 0.31025 | 0.3142 | 0.31815 | 0.32196 | 0.32592 | 0.32998 | 0.33411
PG&E | MW | Commercial | Com - Education (Secondary School) | AppPlug | No | AppPlug - Occupancy Sensor Plug Strip | 0.32449 | 0.32961 | 0.33458 | 0.33976 | 0.34481 | 0.34964 | 0.3541 | 0.35855 | 0.36283 | 0.3673 | 0.37188 | 0.37653
PG&E | MW | Commercial | Com - Education (Secondary School) | BldgEnv | No | BldgEnv - Attic Batt Insulation | 1.566 | 1.5419 | 1.5181 | 1.4948 | 1.4717 | 1.4491 | 1.4268 | 1.4048 | 1.3831 | 1.3618 | 1.3409 | 1.3202
PG&E | MW | Commercial | Com - Education (Secondary School) | BldgEnv | No | BldgEnv - Wall Spray On Insulation | 2.294 | 2.2587 | 2.2239 | 2.1897 | 2.1559 | 2.1227 | 2.09 | 2.0579 | 2.0262 | 1.995 | 1.9642 | 1.934
PG&E | MW | Commercial | Com - Education (Secondary School) | BldgEnv | No | BldgEnv - Window Film | 0 | 0 | 0 | 0 | 0 | 0 | 0 | 0 | 3.4413 | 3.3883 | 3.3361 | 3.2847
PG&E | MW | Commercial | Com - Education (Secondary School) | FoodServ | No | FoodServ - Electric Griddle | 0.38175 | 0.38777 | 0.39362 | 0.39972 | 0.40565 | 0.41134 | 0.41658 | 0.42182 | 0.42686 | 0.43211 | 0.4375 | 0.44297
PG&E | MW | Commercial | Com - Education (Secondary School) | FoodServ | No | FoodServ - Electric Steamer | 0.040835 | 0.041479 | 0.042105 | 0.042758 | 0.043393 | 0.044 | 0.044562 | 0.045121 | 0.045661 | 0.046223 | 0.046799 | 0.047384
PG&E | MW | Commercial | Com - Education (Secondary School) | FoodServ | No | FoodServ - Fryer (Electric) | 0.0037483 | 0.0038075 | 0.0038649 | 0.0039248 | 0.0039831 | 0.0040389 | 0.0040904 | 0.0041418 | 0.0041913 | 0.0042429 | 0.0042958 | 0.0043495
PG&E | MW | Commercial | Com - Education (Secondary School) | FoodServ | No | FoodServ - Oven (Electric) | 0.09413 | 0.095615 | 0.097057 | 0.098562 | 0.10003 | 0.10143 | 0.10272 | 0.10401 | 0.10525 | 0.10655 | 0.10788 | 0.10923
PG&E | MW | Commercial | Com - Education (Secondary School) | HVAC | No | HVAC - Chiller (Centrifugal) | 0 | 0 | 0 | 0 | 0.4528 | 0.44582 | 0.43896 | 0.4322 | 0.42554 | 0.41899 | 0.41254 | 0.40618
PG&E | MW | Commercial | Com - Education (Secondary School) | HVAC | No | HVAC - Chiller (Reciprocating) | 0.35734 | 0.35921 | 0.361 | 0.36298 | 0.36488 | 0.36665 | 0.36818 | 0.36972 | 0.37118 | 0.37279 | 0.37451 | 0.3763
PG&E | MW | Commercial | Com - Education (Secondary School) | HVAC | No | HVAC - Demand Controlled Ventilation | 0.05016 | 0.050952 | 0.05172 | 0.052522 | 0.053302 | 0.054048 | 0.054737 | 0.055425 | 0.056088 | 0.056778 | 0.057486 | 0.058204
PG&E | MW | Commercial | Com - Education (Secondary School) | HVAC | No | HVAC - Direct Evaporative Cooler | 0.93682 | 0.9516 | 0.96595 | 0.98093 | 0.99549 | 1.0094 | 1.0223 | 1.0352 | 1.0475 | 1.0604 | 1.0736 | 1.0871
PG&E | MW | Commercial | Com - Education (Secondary School) | HVAC | No | HVAC - SEER Rated Package Rooftop AC (SEER 14) | 0.57214 | 0.58451 | 0 | 0 | 0 | 0 | 0 | 0 | 0 | 0 | 0 | 0
PG&E | MW | Commercial | Com - Education (Secondary School) | HVAC | No | HVAC - SEER Rated Package Rooftop AC (SEER 15) | 0 | 0 | 1.0009 | 1.0061 | 1.0112 | 1.0158 | 1.0199 | 1.0239 | 1.0278 | 1.032 | 1.0366 | 1.0413
PG&E | MW | Commercial | Com - Education (Secondary School) | HVAC | No | HVAC - SEER Rated Package Rooftop HP (SEER 15) | 0.37196 | 0.37392 | 0.17448 | 0.17544 | 0.17636 | 0.17722 | 0.17796 | 0.17871 | 0.17942 | 0.18021 | 0.18104 | 0.18191
PG&E | MW | Commercial | Com - Education (Secondary School) | HVAC | No | HVAC - SEER Rated Split System AC (SEER 14) | 0.28485 | 0.28958 | 0.29417 | 0 | 0 | 0 | 0 | 0 | 0 | 0 | 0 | 0
PG&E | MW | Commercial | Com - Education (Secondary School) | HVAC | No | HVAC - SEER Rated Split System AC (SEER 15) | 0 | 0 | 0 | 0.41079 | 0.41177 | 0.41263 | 0.41328 | 0.41395 | 0.41455 | 0.41531 | 0.41619 | 0.41716
PG&E | MW | Commercial | Com - Education (Secondary School) | HVAC | No | HVAC - SEER Rated Split System HP (SEER 15) | 0.30954 | 0.3112 | 0.14522 | 0.14604 | 0.14682 | 0.14755 | 0.14818 | 0.14881 | 0.14941 | 0.15008 | 0.15078 | 0.15152
PG&E | MW | Commercial | Com - Education (Secondary School) | Lighting | Yes | Lighting - LED Fixture (Replacing T8) - Emerging | 0 | 0 | 0 | 2.6232 | 2.7255 | 2.8278 | 2.9135 | 3.0003 | 3.0869 | 3.1763 | 3.268 | 3.3453
PG&E | MW | Commercial | Com - Education (Secondary School) | Lighting | Yes | Lighting - LED Lamp (Basic High - Indoor) - Emerging | 0.049869 | 0.051663 | 0.053346 | 0.054856 | 0.05636 | 0.007439 | 0.0076082 | 0.0077625 | 0.0079144 | 0.008055 | 0.0081989 | 0.0083452
PG&E | MW | Commercial | Com - Education (Secondary School) | Lighting | Yes | Lighting - LED Lamp (Basic Low - Indoor) - Emerging | 0.08656 | 0.089797 | 0.09283 | 0.095532 | 0.098229 | 0.015369 | 0.015727 | 0.016054 | 0.016375 | 0.016708 | 0.017011 | 0.017319
PG&E | MW | Commercial | Com - Education (Secondary School) | Lighting | Yes | Lighting - LED Plug-In Indoor Fixture - Emerging | 0.038623 | 0.03983 | 0.040906 | 0.041757 | 0.042731 | 0.0024761 | 0.0025203 | 0.0025728 | 0.0026124 | 0.0026576 | 0.0026999 | 0.002747
PG&E | MW | Commercial | Com - Education (Secondary School) | Lighting | No | Lighting - Cold Cathode Lamp | 3.2629e-05 | 3.3144e-05 | 3.3644e-05 | 3.4165e-05 | 3.4673e-05 | 0 | 0 | 0 | 0 | 0 | 0 | 0
PG&E | MW | Commercial | Com - Education (Secondary School) | Lighting | No | Lighting - Compact Fluorescent Fixture (Indoor) | 0.69275 | 0.70491 | 0.71672 | 0.72901 | 0.74097 | 0 | 0 | 0 | 0 | 0 | 0 | 0
PG&E | MW | Commercial | Com - Education (Secondary School) | Lighting | No | Lighting - Exit Fixture (LED) | 0.16898 | 0.16638 | 0.16381 | 0.16129 | 0.15881 | 0.15636 | 0.15395 | 0.15158 | 0.14925 | 0.14695 | 0.14469 | 0.14246
PG&E | MW | Commercial | Com - Education (Secondary School) | Lighting | No | Lighting - Halogen Lamp (A-Line) | 0.0059579 | 0.0060519 | 0.0061432 | 0.0062384 | 0.0063311 | 0 | 0 | 0 | 0 | 0 | 0 | 0
PG&E | MW | Commercial | Com - Education (Secondary School) | Lighting | No | Lighting - High Bay HID to T5 | 0.085319 | 0.086818 | 0.088275 | 0.089791 | 0.091266 | 0.09268 | 0.09399 | 0.095296 | 0.096556 | 0.097864 | 0.099204 | 0.10056
PG&E | MW | Commercial | Com - Education (Secondary School) | Lighting | No | Lighting - Induction Fixture (Indoor) | 0.018588 | 0.018882 | 0.019166 | 0.019464 | 0.019753 | 0.020029 | 0.020285 | 0.020539 | 0.020785 | 0.021041 | 0.021303 | 0.021569
PG&E | MW | Commercial | Com - Education (Secondary School) | Lighting | No | Lighting - Light Sensor | 0 | 0 | 0 | 0 | 0 | 0 | 0 | 0 | 0 | 0.063173 | 0.069088 | 0.075004
PG&E | MW | Commercial | Com - Education (Secondary School) | Lighting | No | Lighting - Linear Fluorescent Delamping | 0.00040408 | 0.00039786 | 0.0002938 | 0.00019285 | 0 | 0 | 0 | 0 | 0 | 0 | 0 | 0
PG&E | MW | Commercial | Com - Education (Secondary School) | Lighting | No | Lighting - Linear Fluorescent Fixture (Low Wattage T8) | 0.44897 | 0.45685 | 0.46452 | 0 | 0 | 0 | 0 | 0 | 0 | 0 | 0 | 0
PG&E | MW | Commercial | Com - Education (Secondary School) | Lighting | No | Lighting - Plug-In Fixture (PSMH) | 0 | 0 | 0 | 0 | 0.017251 | 0.016985 | 0.020729 | 0.020996 | 0.021254 | 0.021522 | 0.021797 | 0.022075
PG&E | MW | Commercial | Com - Education (Secondary School) | SHW | No | SHW - EF Rated Instantaneous Water Heater (Electric) | 0.01381 | 0.014013 | 0.01421 | 0.014416 | 0.014616 | 0.014808 | 0.014985 | 0.015161 | 0.015331 | 0.015508 | 0.01569 | 0.015874
PG&E | MW | Commercial | Com - Education (Secondary School) | Service | No | HVAC - Comprehensive Rooftop Unit Quality Maintenance | 8.1799e-07 | 8.0539e-07 | 7.9299e-07 | 7.8078e-07 | 7.6875e-07 | 7.5691e-07 | 7.4526e-07 | 7.3378e-07 | 7.2248e-07 | 7.1135e-07 | 7.004e-07 | 6.8961e-07
PG&E | MW | Commercial | Com - Education (Secondary School) | Service | No | Service - HVAC Fault Detection & Diagnositics | 0.0026973 | 0.0027399 | 0.0027812 | 0.0028243 | 0.0028662 | 0.0029064 | 0.0029435 | 0.0029804 | 0.0030161 | 0.0030532 | 0.0030913 | 0.0031299
PG&E | MW | Commercial | Com - Education (Secondary School) | Service | No | Service - Retro-Commissioning (Electric) | 0.019352 | 0.019054 | 0.018761 | 0.018472 | 0.018188 | 0.017908 | 0.017632 | 0.01736 | 0.017093 | 0.01683 | 0.01657 | 0.016315
PG&E | MW | Commercial | Com - Education (Secondary School) | WholeBlg | No | HVAC - Energy Management System | 0.00032469 | 0.00032981 | 0.00033478 | 0.00033997 | 0.00034502 | 0.00034986 | 0.00035432 | 0.00035877 | 0.00036306 | 0.00036753 | 0.00037211 | 0.00037676
PG&E | MW | Commercial | Com - Education (Secondary School) | WholeBlg | No | WholeBlg - Com RET Level 1 | 1.9141 | 1.8846 | 1.8556 | 1.827 | 1.7989 | 1.7712 | 1.7439 | 1.717 | 1.6906 | 1.6646 | 1.6389 | 1.6137
PG&E | MW | Commercial | Com - Education (Secondary School) | WholeBlg | No | WholeBlg - Com RET Level 2 | 9.5796 | 9.4321 | 9.2868 | 9.1438 | 9.003 | 8.8643 | 8.7278 | 8.5934 | 8.4611 | 8.3308 | 8.2025 | 8.0762
PG&E | MW | Commercial | Com - Education (University) | AppPlug | No | AppPlug - Desktop Computer (Com - Power Management) | 0.37068 | 0.37653 | 0.38221 | 0.38813 | 0.3939 | 0.39941 | 0.40451 | 0.40959 | 0.41449 | 0.41959 | 0.42482 | 0.43013
PG&E | MW | Commercial | Com - Education (University) | AppPlug | No | AppPlug - Occupancy Sensor Plug Strip | 0.41775 | 0.42434 | 0.43073 | 0.43741 | 0.44391 | 0.45012 | 0.45587 | 0.46159 | 0.46711 | 0.47286 | 0.47876 | 0.48474
PG&E | MW | Commercial | Com - Education (University) | BldgEnv | No | BldgEnv - Wall Spray On Insulation | 2.9533 | 2.9078 | 2.8631 | 2.819 | 2.7756 | 2.7328 | 2.6907 | 2.6493 | 2.6085 | 2.5683 | 2.5288 | 2.4898
PG&E | MW | Commercial | Com - Education (University) | BldgEnv | No | BldgEnv - Window Film | 0 | 0 | 0 | 0 | 0 | 0 | 0 | 0 | 2.2754 | 2.2403 | 2.2058 | 2.1719
PG&E | MW | Commercial | Com - Education (University) | FoodServ | No | FoodServ - Electric Griddle | 0.042736 | 0.04341 | 0.044064 | 0.044748 | 0.045412 | 0.046048 | 0.046636 | 0.047221 | 0.047786 | 0.048374 | 0.048978 | 0.049589
PG&E | MW | Commercial | Com - Education (University) | FoodServ | No | FoodServ - Electric Steamer | 0.024264 | 0.024646 | 0.025018 | 0.025406 | 0.025783 | 0.026144 | 0.026478 | 0.02681 | 0.027131 | 0.027465 | 0.027807 | 0.028155
PG&E | MW | Commercial | Com - Education (University) | FoodServ | No | FoodServ - Fryer (Electric) | 0.0017234 | 0.0017506 | 0.001777 | 0.0018046 | 0.0018314 | 0.001857 | 0.0018807 | 0.0019043 | 0.0019271 | 0.0019508 | 0.0019752 | 0.0019998
PG&E | MW | Commercial | Com - Education (University) | FoodServ | No | FoodServ - Oven (Electric) | 0.53134 | 0.53973 | 0.54786 | 0.55636 | 0.56462 | 0.57253 | 0.57983 | 0.58711 | 0.59413 | 0.60145 | 0.60895 | 0.61656
PG&E | MW | Commercial | Com - Education (University) | HVAC | No | HVAC - Chiller (Centrifugal) | 1.557 | 1.533 | 1.5094 | 1.4861 | 1.4632 | 1.4407 | 1.4185 | 1.3967 | 1.3752 | 1.354 | 1.3331 | 1.3126
PG&E | MW | Commercial | Com - Education (University) | HVAC | No | HVAC - Chiller (Reciprocating) | 1.5787 | 1.5866 | 1.5941 | 1.6025 | 1.6105 | 1.618 | 1.6244 | 1.6309 | 1.637 | 1.6437 | 1.651 | 1.6586
PG&E | MW | Commercial | Com - Education (University) | HVAC | No | HVAC - EER Rated Package Rooftop AC (EER 11) | 0 | 0 | 0 | 0 | 0 | 2.3005 | 2.3318 | 2.3631 | 2.3932 | 2.4246 | 2.4567 | 2.4892
PG&E | MW | Commercial | Com - Education (University) | HVAC | No | HVAC - SEER Rated Package Rooftop AC (Recharge) | 0 | 0 | 0 | 0 | 0 | 0 | 0 | 2.3284 | 2.2925 | 2.2572 | 2.2225 | 2.1882
PG&E | MW | Commercial | Com - Education (University) | HVAC | No | HVAC - SEER Rated Package Rooftop AC (SEER 14) | 2.1788 | 2.231 | 0 | 0 | 0 | 0 | 0 | 0 | 0 | 0 | 0 | 0
PG&E | MW | Commercial | Com - Education (University) | HVAC | No | HVAC - SEER Rated Package Rooftop AC (SEER 15) | 0 | 0 | 3.3185 | 3.3594 | 3.3991 | 3.4369 | 3.4716 | 3.5062 | 3.5394 | 3.5744 | 3.6104 | 3.6471
PG&E | MW | Commercial | Com - Education (University) | HVAC | No | HVAC - SEER Rated Package Rooftop HP (SEER 15) | 2.6011 | 2.6564 | 1.2583 | 1.2842 | 1.3094 | 1.3336 | 1.3561 | 1.3786 | 1.4003 | 1.4227 | 1.4456 | 1.4687
PG&E | MW | Commercial | Com - Education (University) | HVAC | No | HVAC - SEER Rated Split System AC (SEER 14) | 1.0322 | 1.0546 | 1.0763 | 0 | 0 | 0 | 0 | 0 | 0 | 0 | 0 | 0
PG&E | MW | Commercial | Com - Education (University) | HVAC | No | HVAC - SEER Rated Split System AC (SEER 15) | 0 | 0 | 0 | 1.465 | 1.4787 | 1.4917 | 1.5035 | 1.5152 | 1.5265 | 1.5385 | 1.5509 | 1.5636
PG&E | MW | Commercial | Com - Education (University) | HVAC | No | HVAC - SEER Rated Split System HP (SEER 15) | 1.7076 | 1.7353 | 0.81813 | 0.83113 | 0.84378 | 0.85589 | 0.86708 | 0.87824 | 0.889 | 0.9002 | 0.91169 | 0.92333
PG&E | MW | Commercial | Com - Education (University) | Lighting | Yes | Lighting - LED Fixture (Replacing T8) - Emerging | 0 | 0 | 11.0541 | 11.5589 | 12.0037 | 12.4486 | 12.8204 | 13.1971 | 13.5729 | 13.9608 | 14.3586 | 14.6929
PG&E | MW | Commercial | Com - Education (University) | Lighting | Yes | Lighting - LED Lamp (Basic High - Indoor) - Emerging | 0.21723 | 0.22483 | 0.23194 | 0.23829 | 0.24462 | 0.032261 | 0.032971 | 0.033615 | 0.03425 | 0.034835 | 0.035434 | 0.036044
PG&E | MW | Commercial | Com - Education (University) | Lighting | Yes | Lighting - LED Lamp (Basic Low - Indoor) - Emerging | 0.37705 | 0.39078 | 0.40361 | 0.41499 | 0.42634 | 0.06665 | 0.068156 | 0.06952 | 0.070864 | 0.072255 | 0.073518 | 0.074804
PG&E | MW | Commercial | Com - Education (University) | Lighting | Yes | Lighting - LED Plug-In Indoor Fixture - Emerging | 1.3049 | 1.3463 | 1.3833 | 1.4127 | 1.4463 | 0.083844 | 0.085375 | 0.087184 | 0.088558 | 0.090122 | 0.091585 | 0.093214
PG&E | MW | Commercial | Com - Education (University) | Lighting | No | Lighting - Cold Cathode Lamp | 0.0066035 | 0.0067077 | 0.0068088 | 0.0069144 | 0.007017 | 0 | 0 | 0 | 0 | 0 | 0 | 0
PG&E | MW | Commercial | Com - Education (University) | Lighting | No | Lighting - Compact Fluorescent Fixture (Indoor) | 3.0176 | 3.0676 | 3.1162 | 3.1668 | 3.216 | 0 | 0 | 0 | 0 | 0 | 0 | 0
PG&E | MW | Commercial | Com - Education (University) | Lighting | No | Lighting - Exit Fixture (LED) | 0.29193 | 0.28743 | 0.283 | 0.27865 | 0.27436 | 0.27013 | 0.26597 | 0.26187 | 0.25784 | 0.25387 | 0.24996 | 0.24611
PG&E | MW | Commercial | Com - Education (University) | Lighting | No | Lighting - Halogen Lamp (A-Line) | 0.0076703 | 0.0077913 | 0.0079087 | 0.0080313 | 0.0081506 | 0 | 0 | 0 | 0 | 0 | 0 | 0
PG&E | MW | Commercial | Com - Education (University) | Lighting | No | Lighting - High Bay HID to T5 | 0.37653 | 0.38294 | 0.38916 | 0.39565 | 0.40195 | 0.408 | 0.41359 | 0.41917 | 0.42455 | 0.43014 | 0.43587 | 0.44167
PG&E | MW | Commercial | Com - Education (University) | Lighting | No | Lighting - Induction Fixture (Indoor) | 0.1711 | 0.1738 | 0.17642 | 0.17916 | 0.18182 | 0.18437 | 0.18672 | 0.18906 | 0.19132 | 0.19368 | 0.1961 | 0.19854
PG&E | MW | Commercial | Com - Education (University) | Lighting | No | Lighting - Light Sensor | 0.54471 | 0.56033 | 0.57555 | 0.59122 | 0.60651 | 0.62124 | 0.63503 | 0.64875 | 0.66204 | 0.67571 | 0.6896 | 0.7036
PG&E | MW | Commercial | Com - Education (University) | Lighting | No | Lighting - Linear Fluorescent Delamping | 0.013934 | 0.013719 | 0.010131 | 0.00665 | 0 | 0 | 0 | 0 | 0 | 0 | 0 | 0
PG&E | MW | Commercial | Com - Education (University) | Lighting | No | Lighting - Linear Fluorescent Fixture (Low Wattage T8) | 1.9814 | 2.0151 | 0 | 0 | 0 | 0 | 0 | 0 | 0 | 0 | 0 | 0
PG&E | MW | Commercial | Com - Education (University) | Lighting | No | Lighting - Plug-In Fixture (PSMH with Electronic Ballast) | 0.020802 | 0.041347 | 0.66119 | 0.67234 | 0.68318 | 0.69358 | 0.7032 | 0.71279 | 0.72205 | 0.73166 | 0.74151 | 0.75149
PG&E | MW | Commercial | Com - Education (University) | Lighting | No | Lighting - Plug-In Fixture (PSMH) | 0.61277 | 0.60333 | 0 | 0 | 0 | 0 | 0 | 0 | 0 | 0 | 0 | 0
PG&E | MW | Commercial | Com - Education (University) | SHW | No | SHW - EF Rated Instantaneous Water Heater (Electric) | 0.010459 | 0.010619 | 0.010775 | 0.010938 | 0.011097 | 0.011248 | 0.011388 | 0.011528 | 0.011662 | 0.011803 | 0.011947 | 0.012093
PG&E | MW | Commercial | Com - Education (University) | Service | No | HVAC - Comprehensive Rooftop Unit Quality Maintenance | 1.0531e-06 | 1.0369e-06 | 1.0209e-06 | 1.0052e-06 | 9.8969e-07 | 9.7445e-07 | 9.5945e-07 | 9.4467e-07 | 9.3012e-07 | 9.158e-07 | 9.017e-07 | 8.8781e-07
PG&E | MW | Commercial | Com - Education (University) | Service | No | Service - HVAC Fault Detection & Diagnositics | 0.0034725 | 0.0035273 | 0.0035805 | 0.003636 | 0.00369 | 0.0037417 | 0.0037894 | 0.003837 | 0.0038829 | 0.0039307 | 0.0039797 | 0.0040294
PG&E | MW | Commercial | Com - Education (University) | Service | No | Service - Retro-Commissioning (Electric) | 0.024914 | 0.024531 | 0.024153 | 0.023781 | 0.023415 | 0.023054 | 0.022699 | 0.02235 | 0.022005 | 0.021666 | 0.021333 | 0.021004
PG&E | MW | Commercial | Com - Education (University) | WholeBlg | No | HVAC - Energy Management System | 0.00041801 | 0.0004246 | 0.000431 | 0.00043768 | 0.00044418 | 0.0004504 | 0.00045615 | 0.00046188 | 0.0004674 | 0.00047316 | 0.00047906 | 0.00048504
PG&E | MW | Commercial | Com - Education (University) | WholeBlg | No | WholeBlg - Com RET Level 1 | 4.7439 | 4.6709 | 4.5989 | 4.5281 | 4.4584 | 4.3897 | 4.3221 | 4.2556 | 4.19 | 4.1255 | 4.062 | 3.9994
PG&E | MW | Commercial | Com - Education (University) | WholeBlg | No | WholeBlg - Com RET Level 2 | 35.1458 | 34.6045 | 34.0716 | 33.5469 | 33.0303 | 32.5216 | 32.0208 | 31.5277 | 31.0421 | 30.5641 | 30.0934 | 29.63
PG&E | MW | Commercial | Com - Grocery | AppPlug | No | AppPlug - Desktop Computer (Com - Power Management) | 0.71477 | 0.72605 | 0.737 | 0.74842 | 0.75954 | 0.77017 | 0.78 | 0.7898 | 0.79924 | 0.80908 | 0.81917 | 0.8294
PG&E | MW | Commercial | Com - Grocery | AppPlug | No | AppPlug - Occupancy Sensor Plug Strip | 0.80553 | 0.81823 | 0.83057 | 0.84345 | 0.85597 | 0.86796 | 0.87903 | 0.89007 | 0.90072 | 0.9118 | 0.92318 | 0.93471
PG&E | MW | Commercial | Com - Grocery | BldgEnv | No | BldgEnv - Attic Batt Insulation | 1.6219 | 1.5969 | 1.5723 | 1.5481 | 1.5243 | 1.5008 | 1.4777 | 1.455 | 1.4325 | 1.4105 | 1.3888 | 1.3674
PG&E | MW | Commercial | Com - Grocery | BldgEnv | No | BldgEnv - Wall Spray On Insulation | 5.6948 | 5.6071 | 5.5208 | 5.4357 | 5.352 | 5.2696 | 5.1885 | 5.1086 | 5.0299 | 4.9524 | 4.8762 | 4.8011
PG&E | MW | Commercial | Com - Grocery | BldgEnv | No | BldgEnv - Window Film | 0 | 0 | 0 | 0 | 0 | 0 | 0 | 0 | 5.4104 | 5.327 | 5.245 | 5.1642
PG&E | MW | Commercial | Com - Grocery | ComRefrig | No | ComRefrig - Refrigerated Case Night Cover (Low Temp) | 4.3583 | 4.2912 | 4.2251 | 4.16 | 4.096 | 4.0329 | 3.9708 | 3.9096 | 3.8494 | 3.7901 | 3.7318 | 3.6743
PG&E | MW | Commercial | Com - Grocery | ComRefrig | No | ComRefrig - Refrigerated Case Night Cover (Med Temp) | 6.4005 | 6.3019 | 6.2049 | 6.1093 | 6.0152 | 5.9226 | 5.8314 | 5.7416 | 5.6532 | 5.5661 | 5.4804 | 5.396
PG&E | MW | Commercial | Com - Grocery | ComRefrig | No | ComRefrig - Strip Curtain for Walk In Refrigerator | 1.5446 | 1.5208 | 1.4974 | 1.4743 | 1.4516 | 1.4293 | 1.4073 | 1.3856 | 1.3643 | 1.3433 | 1.3226 | 1.3022
PG&E | MW | Commercial | Com - Grocery | FoodServ | No | FoodServ - Electric Steamer | 0.56924 | 0.57822 | 0.58694 | 0.59604 | 0.60489 | 0.61336 | 0.62119 | 0.62899 | 0.63651 | 0.64434 | 0.65238 | 0.66053
PG&E | MW | Commercial | Com - Grocery | FoodServ | No | FoodServ - Oven (Electric) | 0.2876 | 0.29214 | 0.29654 | 0.30114 | 0.30561 | 0.30989 | 0.31384 | 0.31779 | 0.32159 | 0.32554 | 0.3296 | 0.33372
PG&E | MW | Commercial | Com - Grocery | HVAC | No | HVAC - SEER Rated Package Rooftop AC (Recharge) | 9.1959 | 9.0543 | 8.9148 | 8.7775 | 8.6424 | 8.5093 | 8.3782 | 8.2492 | 8.1222 | 7.9971 | 7.8739 | 7.7527
PG&E | MW | Commercial | Com - Grocery | HVAC | No | HVAC - SEER Rated Package Rooftop AC (SEER 14) | 9.1831 | 9.3763 | 0 | 0 | 0 | 0 | 0 | 0 | 0 | 0 | 0 | 0
PG&E | MW | Commercial | Com - Grocery | HVAC | No | HVAC - SEER Rated Package Rooftop AC (SEER 15) | 0 | 0 | 8.0497 | 8.1375 | 8.2227 | 8.3037 | 8.3775 | 8.4513 | 8.522 | 8.5967 | 8.674 | 8.7529
PG&E | MW | Commercial | Com - Grocery | HVAC | No | HVAC - SEER Rated Package Rooftop HP (SEER 15) | 6.2846 | 6.449 | 3.0685 | 3.1452 | 3.22 | 3.292 | 3.3593 | 3.4263 | 3.4911 | 3.5579 | 3.6258 | 3.6943
PG&E | MW | Commercial | Com - Grocery | HVAC | No | HVAC - SEER Rated Split System AC (SEER 14) | 4.1894 | 4.2691 | 4.3465 | 0 | 0 | 0 | 0 | 0 | 0 | 0 | 0 | 0
PG&E | MW | Commercial | Com - Grocery | HVAC | No | HVAC - SEER Rated Split System AC (SEER 15) | 0 | 0 | 0 | 3.0917 | 3.1199 | 3.1467 | 3.171 | 3.1952 | 3.2184 | 3.2431 | 3.2687 | 3.295
PG&E | MW | Commercial | Com - Grocery | Lighting | Yes | Lighting - LED Fixture (Replacing T8) - Emerging | 24.8758 | 25.8989 | 26.9293 | 28.1536 | 29.2319 | 30.3105 | 31.2109 | 32.1231 | 33.0331 | 33.9724 | 34.9357 | 35.7444
PG&E | MW | Commercial | Com - Grocery | Lighting | Yes | Lighting - LED Lamp (Basic High - Indoor) - Emerging | 0.44777 | 0.46368 | 0.4786 | 0.49195 | 0.50525 | 0.066665 | 0.068159 | 0.06952 | 0.07086 | 0.072097 | 0.073365 | 0.074653
PG&E | MW | Commercial | Com - Grocery | Lighting | Yes | Lighting - LED Lamp (Basic Low - Indoor) - Emerging | 1.6083 | 1.6677 | 1.7233 | 1.7728 | 1.8222 | 0.28499 | 0.29155 | 0.2975 | 0.30337 | 0.30944 | 0.31497 | 0.32059
PG&E | MW | Commercial | Com - Grocery | Lighting | Yes | Lighting - LED Plug-In Indoor Fixture - Emerging | 2.9504 | 3.0454 | 3.1303 | 3.1981 | 3.2753 | 0.18993 | 0.19346 | 0.19762 | 0.20079 | 0.2044 | 0.20777 | 0.21152
PG&E | MW | Commercial | Com - Grocery | Lighting | No | Lighting - Cold Cathode Lamp | 0.026534 | 0.026952 | 0.027358 | 0.027783 | 0.028195 | 0 | 0 | 0 | 0 | 0 | 0 | 0
PG&E | MW | Commercial | Com - Grocery | Lighting | No | Lighting - Compact Fluorescent Fixture (Indoor) | 3.5937 | 3.6552 | 3.7149 | 3.7772 | 3.8377 | 0 | 0 | 0 | 0 | 0 | 0 | 0
PG&E | MW | Commercial | Com - Grocery | Lighting | No | Lighting - Exit Fixture (LED) | 0.54912 | 0.54066 | 0.53233 | 0.52414 | 0.51606 | 0.50812 | 0.50029 | 0.49259 | 0.485 | 0.47753 | 0.47018 | 0.46294
PG&E | MW | Commercial | Com - Grocery | Lighting | No | Lighting - Halogen Lamp (A-Line) | 0.01479 | 0.015024 | 0.01525 | 0.015487 | 0.015717 | 0 | 0 | 0 | 0 | 0 | 0 | 0
PG&E | MW | Commercial | Com - Grocery | Lighting | No | Lighting - High Bay HID to T5 | 0.33342 | 0.33902 | 0.34446 | 0.35014 | 0.35566 | 0.36095 | 0.36584 | 0.37072 | 0.37542 | 0.38031 | 0.38533 | 0.3904
PG&E | MW | Commercial | Com - Grocery | Lighting | No | Lighting - Induction Fixture (Indoor) | 0.60911 | 0.61872 | 0.62805 | 0.63779 | 0.64726 | 0.65632 | 0.6647 | 0.67305 | 0.68109 | 0.68948 | 0.69808 | 0.7068
PG&E | MW | Commercial | Com - Grocery | Lighting | No | Lighting - Linear Fluorescent Delamping | 0.0061929 | 0.0060975 | 0.0045027 | 0.0029556 | 0.001455 | 0 | 0 | 0 | 0 | 0 | 0 | 0
PG&E | MW | Commercial | Com - Grocery | Lighting | No | Lighting - Plug-In Fixture (Linear Fluorescent) | 2.667 | 2.7118 | 2.7554 | 2.8008 | 2.8449 | 0 | 0 | 0 | 0 | 0 | 0 | 0
PG&E | MW | Commercial | Com - Grocery | Lighting | No | Lighting - Plug-In Fixture (PSMH with Electronic Ballast) | 1.4348 | 1.4589 | 1.4824 | 1.5068 | 1.5305 | 1.5533 | 1.5744 | 1.5954 | 1.6156 | 1.6367 | 1.6582 | 1.6801
PG&E | MW | Commercial | Com - Grocery | SHW | No | SHW - EF Rated Instantaneous Water Heater (Electric) | 0.035959 | 0.036579 | 0.037181 | 0.037808 | 0.038418 | 0.039002 | 0.039543 | 0.040083 | 0.040603 | 0.041144 | 0.041698 | 0.042259
PG&E | MW | Commercial | Com - Grocery | Service | No | HVAC - Comprehensive Rooftop Unit Quality Maintenance | 2.0306e-06 | 1.9994e-06 | 1.9686e-06 | 1.9382e-06 | 1.9084e-06 | 1.879e-06 | 1.8501e-06 | 1.8216e-06 | 1.7935e-06 | 1.7659e-06 | 1.7387e-06 | 1.7119e-06
PG&E | MW | Commercial | Com - Grocery | Service | No | Service - HVAC Fault Detection & Diagnositics | 0.006696 | 0.0068016 | 0.0069042 | 0.0070112 | 0.0071153 | 0.007215 | 0.007307 | 0.0073988 | 0.0074873 | 0.0075794 | 0.007674 | 0.0077698
PG&E | MW | Commercial | Com - Grocery | Service | No | Service - Retro-Commissioning (Electric) | 0.048042 | 0.047302 | 0.046573 | 0.045856 | 0.04515 | 0.044455 | 0.04377 | 0.043096 | 0.042432 | 0.041779 | 0.041135 | 0.040502
PG&E | MW | Commercial | Com - Grocery | WholeBlg | No | HVAC - Energy Management System | 0.00080603 | 0.00081874 | 0.00083109 | 0.00084397 | 0.0008565 | 0.0008685 | 0.00087958 | 0.00089063 | 0.00090128 | 0.00091237 | 0.00092375 | 0.00093529
PG&E | MW | Commercial | Com - Grocery | WholeBlg | No | WholeBlg - Com RET Level 1 | 18.1933 | 17.9131 | 17.6373 | 17.3657 | 17.0982 | 16.8349 | 16.5757 | 16.3204 | 16.0691 | 15.8216 | 15.578 | 15.3381
PG&E | MW | Commercial | Com - Grocery | WholeBlg | No | WholeBlg - Com RET Level 2 | 117.9686 | 116.1519 | 114.3631 | 112.6019 | 110.8679 | 109.1605 | 107.4794 | 105.8243 | 104.1946 | 102.59 | 101.0101 | 99.4545
PG&E | MW | Commercial | Com - Hospital | AppPlug | No | AppPlug - Desktop Computer (Com - Power Management) | 0.47214 | 0.47959 | 0.48682 | 0.49437 | 0.50171 | 0.50874 | 0.51523 | 0.5217 | 0.52794 | 0.53444 | 0.5411 | 0.54786
PG&E | MW | Commercial | Com - Hospital | AppPlug | No | AppPlug - Occupancy Sensor Plug Strip | 0.53209 | 0.54048 | 0.54863 | 0.55714 | 0.56541 | 0.57333 | 0.58064 | 0.58794 | 0.59497 | 0.60229 | 0.6098 | 0.61742
PG&E | MW | Commercial | Com - Hospital | BldgEnv | No | BldgEnv - Wall Spray On Insulation | 3.6443 | 3.5882 | 3.5329 | 3.4785 | 3.425 | 3.3722 | 3.3203 | 3.2691 | 3.2188 | 3.1692 | 3.1204 | 3.0724
PG&E | MW | Commercial | Com - Hospital | BldgEnv | No | BldgEnv - Window Film | 0 | 0 | 0 | 0 | 0 | 0 | 0 | 0 | 6.0028 | 5.9103 | 5.8193 | 5.7297
PG&E | MW | Commercial | Com - Hospital | FoodServ | No | FoodServ - Electric Steamer | 0.087565 | 0.088946 | 0.090287 | 0.091687 | 0.093048 | 0.094351 | 0.095555 | 0.096756 | 0.097912 | 0.099117 | 0.10035 | 0.10161
PG&E | MW | Commercial | Com - Hospital | FoodServ | No | FoodServ - Oven (Electric) | 0.094987 | 0.096486 | 0.09794 | 0.099459 | 0.10094 | 0.10235 | 0.10365 | 0.10496 | 0.10621 | 0.10752 | 0.10886 | 0.11022
PG&E | MW | Commercial | Com - Hospital | HVAC | Yes | HVAC - Advanced Package Rooftop AC (> EER 12) - Emerging | 0 | 6.4552 | 6.3558 | 6.2579 | 6.1615 | 6.0666 | 5.9732 | 5.8812 | 5.7906 | 5.7015 | 5.6137 | 5.5272
PG&E | MW | Commercial | Com - Hospital | HVAC | Yes | HVAC - Energy Recovery Ventilation - Emerging | 1.6008 | 1.6261 | 1.6506 | 1.6762 | 1.7011 | 1.7249 | 1.7469 | 1.7688 | 1.79 | 1.812 | 1.8346 | 1.8575
PG&E | MW | Commercial | Com - Hospital | HVAC | No | HVAC - Chiller (Centrifugal) | 1.8879 | 1.8589 | 1.8302 | 1.8021 | 1.7743 | 1.747 | 1.7201 | 1.6936 | 1.6675 | 1.6418 | 1.6165 | 1.6642
PG&E | MW | Commercial | Com - Hospital | HVAC | No | HVAC - Chiller (Reciprocating) | 2.5939 | 2.616 | 2.6372 | 2.6599 | 2.6819 | 2.7027 | 2.7214 | 2.7402 | 2.7581 | 2.7772 | 2.7971 | 2.8176
PG&E | MW | Commercial | Com - Hospital | HVAC | No | HVAC - Demand Controlled Ventilation | 0.17153 | 0.17423 | 0.17686 | 0.1796 | 0.18227 | 0.18482 | 0.18718 | 0.18953 | 0.1918 | 0.19416 | 0.19658 | 0.19903
PG&E | MW | Commercial | Com - Hospital | HVAC | No | HVAC - Direct Evaporative Cooler | 2.22 | 2.255 | 2.289 | 2.3245 | 2.359 | 2.392 | 2.4225 | 2.453 | 2.4823 | 2.5128 | 2.5442 | 2.576
PG&E | MW | Commercial | Com - Hospital | HVAC | No | HVAC - EER Rated Package Rooftop AC (EER 11) | 0 | 0 | 0 | 0 | 0.43413 | 0.51667 | 0.59534 | 0.67331 | 0.74926 | 0.8262 | 0.90356 | 0.98093
PG&E | MW | Commercial | Com - Hospital | HVAC | No | HVAC - SEER Rated Package Rooftop AC (SEER 14) | 5.2742 | 5.3706 | 0 | 0 | 0 | 0 | 0 | 0 | 0 | 0 | 0 | 0
PG&E | MW | Commercial | Com - Hospital | HVAC | No | HVAC - SEER Rated Package Rooftop AC (SEER 15) | 0 | 0 | 5.1072 | 5.1151 | 5.1224 | 5.1284 | 5.1319 | 5.1358 | 5.1388 | 5.1439 | 5.1504 | 5.1579
PG&E | MW | Commercial | Com - Hospital | HVAC | No | HVAC - SEER Rated Package Rooftop HP (SEER 15) | 3.973 | 4.043 | 1.9086 | 1.9415 | 1.9734 | 2.004 | 2.0324 | 2.0607 | 2.088 | 2.1163 | 2.1453 | 2.1747
PG&E | MW | Commercial | Com - Hospital | HVAC | No | HVAC - SEER Rated Split System AC (SEER 14) | 2.2292 | 2.2646 | 2.2989 | 0 | 0 | 0 | 0 | 0 | 0 | 0 | 0 | 0
PG&E | MW | Commercial | Com - Hospital | HVAC | No | HVAC - SEER Rated Split System AC (SEER 15) | 0 | 0 | 0 | 2.0973 | 2.1057 | 2.1134 | 2.1199 | 2.1264 | 2.1325 | 2.1394 | 2.147 | 2.155
PG&E | MW | Commercial | Com - Hospital | HVAC | No | HVAC - SEER Rated Split System HP (SEER 15) | 2.9474 | 2.9938 | 1.4109 | 1.4327 | 1.454 | 1.4743 | 1.4931 | 1.5118 | 1.5298 | 1.5486 | 1.5679 | 1.5874
PG&E | MW | Commercial | Com - Hospital | Lighting | Yes | Lighting - LED Fixture (Replacing T8) - Emerging | 18.6582 | 19.3877 | 20.1218 | 20.9984 | 21.7651 | 22.5313 | 23.1655 | 23.8077 | 24.448 | 25.1087 | 25.786 | 26.3484
PG&E | MW | Commercial | Com - Hospital | Lighting | Yes | Lighting - LED Lamp (Basic High - Indoor) - Emerging | 0.56158 | 0.58031 | 0.59778 | 0.61324 | 0.62864 | 0.0828 | 0.084517 | 0.086068 | 0.087594 | 0.08899 | 0.090424 | 0.091882
PG&E | MW | Commercial | Com - Hospital | Lighting | Yes | Lighting - LED Lamp (Basic Low - Indoor) - Emerging | 3.6546 | 3.7816 | 3.9 | 4.004 | 4.1078 | 0.64134 | 0.65502 | 0.66734 | 0.67947 | 0.69204 | 0.70338 | 0.71492
PG&E | MW | Commercial | Com - Hospital | Lighting | Yes | Lighting - LED Plug-In Indoor Fixture - Emerging | 2.6592 | 2.739 | 2.8098 | 2.8649 | 2.9286 | 0.16953 | 0.1724 | 0.17582 | 0.17838 | 0.18131 | 0.18403 | 0.18709
PG&E | MW | Commercial | Com - Hospital | Lighting | No | Lighting - Cold Cathode Lamp | 0.026769 | 0.027192 | 0.027602 | 0.02803 | 0.028446 | 0 | 0 | 0 | 0 | 0 | 0 | 0
PG&E | MW | Commercial | Com - Hospital | Lighting | No | Lighting - Compact Fluorescent Fixture (Indoor) | 6.0463 | 6.1367 | 6.2246 | 6.3164 | 6.4056 | 0 | 0 | 0 | 0 | 0 | 0 | 0
PG&E | MW | Commercial | Com - Hospital | Lighting | No | Lighting - Exit Fixture (LED) | 0.34404 | 0.33875 | 0.33353 | 0.32839 | 0.32334 | 0.31836 | 0.31345 | 0.30863 | 0.30387 | 0.29919 | 0.29459 | 0.29005
PG&E | MW | Commercial | Com - Hospital | Lighting | No | Lighting - Halogen Lamp (A-Line) | 0.0097698 | 0.0099239 | 0.010073 | 0.01023 | 0.010382 | 0 | 0 | 0 | 0 | 0 | 0 | 0
PG&E | MW | Commercial | Com - Hospital | Lighting | No | Lighting - High Bay HID to T5 | 0.48858 | 0.49583 | 0.50286 | 0.51021 | 0.51736 | 0.5242 | 0.5305 | 0.53679 | 0.54284 | 0.54916 | 0.55565 | 0.56224
PG&E | MW | Commercial | Com - Hospital | Lighting | No | Lighting - Induction Fixture (Indoor) | 0.42445 | 0.43114 | 0.43764 | 0.44443 | 0.45103 | 0.45735 | 0.46318 | 0.469 | 0.47461 | 0.48045 | 0.48644 | 0.49252
PG&E | MW | Commercial | Com - Hospital | Lighting | No | Lighting - Linear Fluorescent Delamping | 0.067191 | 0.066157 | 0.048853 | 0.032067 | 0.015787 | 0 | 0 | 0 | 0 | 0 | 0 | 0
PG&E | MW | Commercial | Com - Hospital | Lighting | No | Lighting - Plug-In Fixture (Linear Fluorescent) | 2.4683 | 2.5049 | 2.5405 | 2.5776 | 2.6137 | 0 | 0 | 0 | 0 | 0 | 0 | 0
PG&E | MW | Commercial | Com - Hospital | Lighting | No | Lighting - Plug-In Fixture (MH Directional) | 0 | 0 | 0 | 0 | 0 | 0 | 0 | 0 | 0 | 0 | 0.13671 | 0.18945
PG&E | MW | Commercial | Com - Hospital | Lighting | No | Lighting - Plug-In Fixture (PSMH with Electronic Ballast) | 1.3279 | 1.3476 | 1.3667 | 1.3867 | 1.4062 | 1.4247 | 1.4419 | 1.459 | 1.4754 | 1.4926 | 1.5102 | 1.5281
PG&E | MW | Commercial | Com - Hospital | SHW | No | SHW - EF Rated Instantaneous Water Heater (Electric) | 0.024525 | 0.024922 | 0.025307 | 0.025709 | 0.026101 | 0.026475 | 0.026821 | 0.027167 | 0.027499 | 0.027846 | 0.028201 | 0.028561
PG&E | MW | Commercial | Com - Hospital | Service | No | HVAC - Comprehensive Rooftop Unit Quality Maintenance | 1.3413e-06 | 1.3207e-06 | 1.3003e-06 | 1.2803e-06 | 1.2606e-06 | 1.2412e-06 | 1.2221e-06 | 1.2032e-06 | 1.1847e-06 | 1.1665e-06 | 1.1485e-06 | 1.1308e-06
PG&E | MW | Commercial | Com - Hospital | Service | No | Service - HVAC Fault Detection & Diagnositics | 0.004423 | 0.0044928 | 0.0045606 | 0.0046313 | 0.0047 | 0.0047659 | 0.0048267 | 0.0048873 | 0.0049457 | 0.0050066 | 0.005069 | 0.0051324
PG&E | MW | Commercial | Com - Hospital | Service | No | Service - Retro-Commissioning (Electric) | 0.031734 | 0.031245 | 0.030764 | 0.03029 | 0.029824 | 0.029365 | 0.028912 | 0.028467 | 0.028029 | 0.027597 | 0.027172 | 0.026754
PG&E | MW | Commercial | Com - Hospital | WholeBlg | No | HVAC - Energy Management System | 0.00053242 | 0.00054082 | 0.00054897 | 0.00055749 | 0.00056576 | 0.00057369 | 0.00058101 | 0.00058831 | 0.00059534 | 0.00060267 | 0.00061018 | 0.00061781
PG&E | MW | Commercial | Com - Hospital | WholeBlg | No | WholeBlg - Com RET Level 1 | 9.5089 | 9.3625 | 9.2183 | 9.0764 | 8.9366 | 8.799 | 8.6635 | 8.53 | 8.3987 | 8.2693 | 8.142 | 8.0166
PG&E | MW | Commercial | Com - Hospital | WholeBlg | No | WholeBlg - Com RET Level 2 | 60.6039 | 59.6706 | 58.7517 | 57.8469 | 56.9561 | 56.079 | 55.2154 | 54.365 | 53.5278 | 52.7035 | 51.8919 | 51.0927
PG&E | MW | Commercial | Com - Hotel | AppPlug | No | AppPlug - Desktop Computer (Com - Power Management) | 0.41921 | 0.42582 | 0.43224 | 0.43895 | 0.44546 | 0.4517 | 0.45746 | 0.46321 | 0.46875 | 0.47452 | 0.48044 | 0.48644
PG&E | MW | Commercial | Com - Hotel | AppPlug | No | AppPlug - Occupancy Sensor Plug Strip | 0.47244 | 0.47989 | 0.48712 | 0.49468 | 0.50202 | 0.50905 | 0.51555 | 0.52202 | 0.52827 | 0.53477 | 0.54144 | 0.5482
PG&E | MW | Commercial | Com - Hotel | BldgEnv | No | BldgEnv - Wall Spray On Insulation | 3.2357 | 3.1859 | 3.1368 | 3.0885 | 3.041 | 2.9941 | 2.948 | 2.9026 | 2.8579 | 2.8139 | 2.7706 | 2.7279
PG&E | MW | Commercial | Com - Hotel | BldgEnv | No | BldgEnv - Window Film | 0 | 0 | 0 | 0 | 0 | 0 | 0 | 0 | 5.4474 | 5.3635 | 5.2809 | 5.1996
PG&E | MW | Commercial | Com - Hotel | FoodServ | No | FoodServ - Electric Griddle | 0.0054921 | 0.0055788 | 0.0056629 | 0.0057507 | 0.0058361 | 0.0059178 | 0.0059933 | 0.0060686 | 0.0061412 | 0.0062167 | 0.0062943 | 0.0063729
PG&E | MW | Commercial | Com - Hotel | FoodServ | No | FoodServ - Electric Steamer | 0.036587 | 0.037164 | 0.037725 | 0.03831 | 0.038878 | 0.039423 | 0.039926 | 0.040427 | 0.040911 | 0.041414 | 0.041931 | 0.042455
PG&E | MW | Commercial | Com - Hotel | FoodServ | No | FoodServ - Fryer (Electric) | 0.0031185 | 0.0031677 | 0.0032155 | 0.0032653 | 0.0033138 | 0.0033602 | 0.0034031 | 0.0034458 | 0.003487 | 0.00353 | 0.003574 | 0.0036186
PG&E | MW | Commercial | Com - Hotel | FoodServ | No | FoodServ - Oven (Electric) | 0.042169 | 0.042834 | 0.04348 | 0.044154 | 0.04481 | 0.045437 | 0.046017 | 0.046595 | 0.047152 | 0.047733 | 0.048328 | 0.048932
PG&E | MW | Commercial | Com - Hotel | HVAC | Yes | HVAC - Advanced Package Rooftop AC (> EER 12) - Emerging | 0 | 3.9874 | 3.926 | 3.8655 | 3.806 | 3.7474 | 3.6897 | 3.6328 | 3.5769 | 3.5218 | 3.4676 | 3.4142
PG&E | MW | Commercial | Com - Hotel | HVAC | No | HVAC - Chiller (Centrifugal) | 1.2009 | 1.1824 | 1.1642 | 1.1462 | 1.1286 | 1.1112 | 1.0941 | 1.0772 | 1.0607 | 1.0443 | 1.0282 | 1.0825
PG&E | MW | Commercial | Com - Hotel | HVAC | No | HVAC - Chiller (Reciprocating) | 1.2937 | 1.3019 | 1.3098 | 1.3184 | 1.3267 | 1.3344 | 1.3412 | 1.3481 | 1.3546 | 1.3617 | 1.3692 | 1.377
PG&E | MW | Commercial | Com - Hotel | HVAC | No | HVAC - Demand Controlled Ventilation | 1.0192 | 1.0353 | 1.0509 | 1.0672 | 1.083 | 1.0982 | 1.1122 | 1.1262 | 1.1396 | 1.1537 | 1.1681 | 1.1827
PG&E | MW | Commercial | Com - Hotel | HVAC | No | HVAC - EER Rated Package Rooftop AC (EER 11) | 0 | 0.12629 | 0.18762 | 0.24988 | 0.31077 | 0.36986 | 0.42618 | 0.482 | 0.53637 | 0.59144 | 0.64683 | 0.70221
PG&E | MW | Commercial | Com - Hotel | HVAC | No | HVAC - SEER Rated Package Rooftop AC (Recharge) | 0 | 0 | 0 | 2.1828 | 2.1492 | 2.1161 | 2.0835 | 2.0514 | 2.0198 | 1.9887 | 1.9581 | 1.9279
PG&E | MW | Commercial | Com - Hotel | HVAC | No | HVAC - SEER Rated Package Rooftop AC (SEER 14) | 2.7853 | 2.8366 | 0 | 0 | 0 | 0 | 0 | 0 | 0 | 0 | 0 | 0
PG&E | MW | Commercial | Com - Hotel | HVAC | No | HVAC - SEER Rated Package Rooftop AC (SEER 15) | 0 | 0 | 3.0409 | 3.0542 | 3.0668 | 3.0784 | 3.0882 | 3.0981 | 3.1074 | 3.1179 | 3.1293 | 3.1414
PG&E | MW | Commercial | Com - Hotel | HVAC | No | HVAC - SEER Rated Package Rooftop HP (SEER 15) | 2.5875 | 2.6381 | 1.2477 | 1.2714 | 1.2945 | 1.3167 | 1.3373 | 1.3579 | 1.3777 | 1.3982 | 1.4192 | 1.4404
PG&E | MW | Commercial | Com - Hotel | HVAC | No | HVAC - SEER Rated Split System AC (SEER 14) | 1.1439 | 1.1635 | 1.1825 | 0 | 0 | 0 | 0 | 0 | 0 | 0 | 0 | 0
PG&E | MW | Commercial | Com - Hotel | HVAC | No | HVAC - SEER Rated Split System AC (SEER 15) | 0 | 0 | 0 | 1.3558 | 1.3647 | 1.3731 | 1.3805 | 1.388 | 1.395 | 1.4027 | 1.4108 | 1.4191
PG&E | MW | Commercial | Com - Hotel | HVAC | No | HVAC - SEER Rated Split System HP (SEER 15) | 1.6707 | 1.6993 | 0.80184 | 0.81527 | 0.82833 | 0.84085 | 0.85244 | 0.86399 | 0.87513 | 0.88671 | 0.89858 | 0.91059
PG&E | MW | Commercial | Com - Hotel | Lighting | Yes | Lighting - LED Fixture (Replacing T8) - Emerging | 0 | 0 | 0 | 0 | 4.7327 | 4.9046 | 5.0478 | 5.1928 | 5.3374 | 5.4867 | 5.6397 | 5.7678
PG&E | MW | Commercial | Com - Hotel | Lighting | Yes | Lighting - LED Lamp (Basic High - Indoor) - Emerging | 0.57068 | 0.59042 | 0.60888 | 0.62533 | 0.64171 | 0.084607 | 0.086441 | 0.088107 | 0.089746 | 0.091255 | 0.092801 | 0.094374
PG&E | MW | Commercial | Com - Hotel | Lighting | Yes | Lighting - LED Lamp (Basic Low - Indoor) - Emerging | 0.53121 | 0.55033 | 0.5682 | 0.58401 | 0.59979 | 0.093736 | 0.095826 | 0.097716 | 0.099578 | 0.10151 | 0.10325 | 0.10503
PG&E | MW | Commercial | Com - Hotel | Lighting | Yes | Lighting - LED Plug-In Indoor Fixture - Emerging | 0.67208 | 0.69308 | 0.71179 | 0.72658 | 0.74352 | 0.043083 | 0.043853 | 0.044765 | 0.045454 | 0.04624 | 0.046974 | 0.047793
PG&E | MW | Commercial | Com - Hotel | Lighting | No | Lighting - Cold Cathode Lamp | 0.0024033 | 0.0024412 | 0.002478 | 0.0025164 | 0.0025538 | 0 | 0 | 0 | 0 | 0 | 0 | 0
PG&E | MW | Commercial | Com - Hotel | Lighting | No | Lighting - Compact Fluorescent Fixture (Indoor) | 1.5205 | 1.5451 | 1.5689 | 1.5939 | 1.6181 | 0 | 0 | 0 | 0 | 0 | 0 | 0
PG&E | MW | Commercial | Com - Hotel | Lighting | No | Lighting - Exit Fixture (LED) | 0.30976 | 0.30499 | 0.30029 | 0.29567 | 0.29112 | 0.28663 | 0.28222 | 0.27787 | 0.27359 | 0.26938 | 0.26523 | 0.26115
PG&E | MW | Commercial | Com - Hotel | Lighting | No | Lighting - Halogen Lamp (A-Line) | 0.0086745 | 0.0088113 | 0.0089441 | 0.0090828 | 0.0092177 | 0 | 0 | 0 | 0 | 0 | 0 | 0
PG&E | MW | Commercial | Com - Hotel | Lighting | No | Lighting - High Bay HID to T5 | 0 | 0 | 0.17376 | 0.19397 | 0.19692 | 0.19974 | 0.20234 | 0.20494 | 0.20745 | 0.21005 | 0.21273 | 0.21544
PG&E | MW | Commercial | Com - Hotel | Lighting | No | Lighting - Induction Fixture (Indoor) | 0.13735 | 0.13952 | 0.14162 | 0.14381 | 0.14595 | 0.14799 | 0.14988 | 0.15177 | 0.15358 | 0.15547 | 0.15741 | 0.15938
PG&E | MW | Commercial | Com - Hotel | Lighting | No | Lighting - Linear Fluorescent Delamping | 0.0096461 | 0.0094976 | 0.0070135 | 0.0046037 | 0 | 0 | 0 | 0 | 0 | 0 | 0 | 0
PG&E | MW | Commercial | Com - Hotel | Lighting | No | Lighting - Linear Fluorescent Fixture (Low Wattage T8) | 0.77933 | 0.79192 | 0.80414 | 0.81688 | 0 | 0 | 0 | 0 | 0 | 0 | 0 | 0
PG&E | MW | Commercial | Com - Hotel | Lighting | No | Lighting - Occupancy Sensor | 0 | 0 | 0 | 0 | 0 | 0 | 0 | 0 | 0 | 0 | 0 | 0.54128
PG&E | MW | Commercial | Com - Hotel | Lighting | No | Lighting - Plug-In Fixture (Linear Fluorescent) | 0 | 0.62968 | 0.63939 | 0.64953 | 0.65939 | 0 | 0 | 0 | 0 | 0 | 0 | 0
PG&E | MW | Commercial | Com - Hotel | Lighting | No | Lighting - Plug-In Fixture (PSMH with Electronic Ballast) | 0 | 0 | 0.31302 | 0.34944 | 0.35474 | 0.35982 | 0.36452 | 0.3692 | 0.37371 | 0.37841 | 0.38322 | 0.3881
PG&E | MW | Commercial | Com - Hotel | Lighting | No | Lighting - Plug-In Fixture (PSMH) | 0.33019 | 0.33553 | 0.030669 | 0 | 0 | 0 | 0 | 0 | 0 | 0 | 0 | 0
PG&E | MW | Commercial | Com - Hotel | SHW | No | SHW - EF Rated Instantaneous Water Heater (Electric) | 0.010484 | 0.010649 | 0.010809 | 0.010976 | 0.011138 | 0.011294 | 0.011437 | 0.01158 | 0.011718 | 0.011862 | 0.012009 | 0.012159
PG&E | MW | Commercial | Com - Hotel | Service | No | HVAC - Comprehensive Rooftop Unit Quality Maintenance | 1.191e-06 | 1.1726e-06 | 1.1546e-06 | 1.1368e-06 | 1.1193e-06 | 1.102e-06 | 1.0851e-06 | 1.0683e-06 | 1.0519e-06 | 1.0357e-06 | 1.0197e-06 | 1.004e-06
PG&E | MW | Commercial | Com - Hotel | Service | No | Service - HVAC Fault Detection & Diagnositics | 0.0039272 | 0.0039891 | 0.0040493 | 0.004112 | 0.0041731 | 0.0042316 | 0.0042855 | 0.0043394 | 0.0043913 | 0.0044453 | 0.0045007 | 0.004557
PG&E | MW | Commercial | Com - Hotel | Service | No | Service - Retro-Commissioning (Electric) | 0.028176 | 0.027742 | 0.027315 | 0.026894 | 0.02648 | 0.026072 | 0.025671 | 0.025276 | 0.024886 | 0.024503 | 0.024126 | 0.023754
PG&E | MW | Commercial | Com - Hotel | WholeBlg | No | HVAC - Energy Management System | 0.00047273 | 0.00048019 | 0.00048743 | 0.00049499 | 0.00050234 | 0.00050937 | 0.00051587 | 0.00052235 | 0.00052859 | 0.0005351 | 0.00054177 | 0.00054854
PG&E | MW | Commercial | Com - Hotel | WholeBlg | No | WholeBlg - Com RET Level 1 | 6.1681 | 6.0731 | 5.9796 | 5.8875 | 5.7968 | 5.7076 | 5.6197 | 5.5331 | 5.4479 | 5.364 | 5.2814 | 5.2001
PG&E | MW | Commercial | Com - Hotel | WholeBlg | No | WholeBlg - Com RET Level 2 | 35.8082 | 35.2567 | 34.7138 | 34.1792 | 33.6528 | 33.1346 | 32.6243 | 32.1219 | 31.6272 | 31.1401 | 30.6606 | 30.1884
PG&E | MW | Commercial | Com - Motel | AppPlug | No | AppPlug - Desktop Computer (Com - Power Management) | 0.41921 | 0.42582 | 0.43224 | 0.43895 | 0.44546 | 0.4517 | 0.45746 | 0.46321 | 0.46875 | 0.47452 | 0.48044 | 0.48644
PG&E | MW | Commercial | Com - Motel | AppPlug | No | AppPlug - Occupancy Sensor Plug Strip | 0.47244 | 0.47989 | 0.48712 | 0.49468 | 0.50202 | 0.50905 | 0.51555 | 0.52202 | 0.52827 | 0.53477 | 0.54144 | 0.5482
PG&E | MW | Commercial | Com - Motel | BldgEnv | No | BldgEnv - Attic Batt Insulation | 0 | 0 | 0 | 0 | 0 | 0 | 0 | 0 | 0 | 0 | 0.49151 | 0.48394
PG&E | MW | Commercial | Com - Motel | BldgEnv | No | BldgEnv - Wall Spray On Insulation | 3.2357 | 3.1859 | 3.1368 | 3.0885 | 3.041 | 2.9941 | 2.948 | 2.9026 | 2.8579 | 2.8139 | 2.7706 | 2.7279
PG&E | MW | Commercial | Com - Motel | BldgEnv | No | BldgEnv - Window Film | 0 | 0 | 0 | 0 | 0 | 0 | 0 | 0 | 5.4474 | 5.3635 | 5.2809 | 5.1996
PG&E | MW | Commercial | Com - Motel | FoodServ | No | FoodServ - Electric Griddle | 0.0054921 | 0.0055788 | 0.0056629 | 0.0057507 | 0.0058361 | 0.0059178 | 0.0059933 | 0.0060686 | 0.0061412 | 0.0062167 | 0.0062943 | 0.0063729
PG&E | MW | Commercial | Com - Motel | FoodServ | No | FoodServ - Electric Steamer | 0.036587 | 0.037164 | 0.037725 | 0.03831 | 0.038878 | 0.039423 | 0.039926 | 0.040427 | 0.040911 | 0.041414 | 0.041931 | 0.042455
PG&E | MW | Commercial | Com - Motel | FoodServ | No | FoodServ - Fryer (Electric) | 0.0031185 | 0.0031677 | 0.0032155 | 0.0032653 | 0.0033138 | 0.0033602 | 0.0034031 | 0.0034458 | 0.003487 | 0.00353 | 0.003574 | 0.0036186
PG&E | MW | Commercial | Com - Motel | FoodServ | No | FoodServ - Oven (Electric) | 0.042169 | 0.042834 | 0.04348 | 0.044154 | 0.04481 | 0.045437 | 0.046017 | 0.046595 | 0.047152 | 0.047733 | 0.048328 | 0.048932
PG&E | MW | Commercial | Com - Motel | HVAC | Yes | HVAC - Advanced Package Rooftop AC (> EER 12) - Emerging | 0 | 3.985 | 3.9237 | 3.8632 | 3.8037 | 3.7452 | 3.6875 | 3.6307 | 3.5748 | 3.5197 | 3.4655 | 3.4122
PG&E | MW | Commercial | Com - Motel | HVAC | No | HVAC - Chiller (Centrifugal) | 0.69868 | 0.68792 | 0.67733 | 0.6669 | 0.65663 | 0.64652 | 0.63656 | 0.62676 | 0.61711 | 0.6076 | 0.67875 | 0.67643
PG&E | MW | Commercial | Com - Motel | HVAC | No | HVAC - Chiller (Reciprocating) | 0.94282 | 0.96096 | 0.9786 | 0.99692 | 1.0148 | 1.0319 | 1.0478 | 1.0636 | 1.0789 | 1.0947 | 1.1109 | 1.1273
PG&E | MW | Commercial | Com - Motel | HVAC | No | HVAC - Demand Controlled Ventilation | 1.0192 | 1.0353 | 1.0509 | 1.0672 | 1.083 | 1.0982 | 1.1122 | 1.1262 | 1.1396 | 1.1537 | 1.1681 | 1.1827
PG&E | MW | Commercial | Com - Motel | HVAC | No | HVAC - EER Rated Package Rooftop AC (EER 11) | 0 | 0.12629 | 0.18762 | 0.24988 | 0.31077 | 0.36986 | 0.42618 | 0.482 | 0.53637 | 0.59144 | 0.64683 | 0.70221
PG&E | MW | Commercial | Com - Motel | HVAC | No | HVAC - Repair Duct System | 0 | 0 | 0 | 0 | 0 | 0 | 0 | 0 | 1.5976 | 1.573 | 1.5488 | 1.5249
PG&E | MW | Commercial | Com - Motel | HVAC | No | HVAC - SEER Rated Package Rooftop AC (Recharge) | 2.2184 | 2.1842 | 2.1506 | 2.1174 | 2.0848 | 2.0527 | 2.0211 | 1.99 | 1.9593 | 1.9292 | 1.8995 | 1.8702
PG&E | MW | Commercial | Com - Motel | HVAC | No | HVAC - SEER Rated Package Rooftop AC (SEER 14) | 2.7853 | 2.8366 | 0 | 0 | 0 | 0 | 0 | 0 | 0 | 0 | 0 | 0
PG&E | MW | Commercial | Com - Motel | HVAC | No | HVAC - SEER Rated Package Rooftop AC (SEER 15) | 0 | 0 | 3.0409 | 3.0542 | 3.0668 | 3.0784 | 3.0882 | 3.0981 | 3.1074 | 3.1179 | 3.1293 | 3.1414
PG&E | MW | Commercial | Com - Motel | HVAC | No | HVAC - SEER Rated Package Rooftop HP (SEER 15) | 2.5875 | 2.6381 | 1.2477 | 1.2714 | 1.2945 | 1.3167 | 1.3373 | 1.3579 | 1.3777 | 1.3982 | 1.4192 | 1.4404
PG&E | MW | Commercial | Com - Motel | HVAC | No | HVAC - SEER Rated Split System AC (SEER 14) | 1.1439 | 1.1635 | 1.1825 | 0 | 0 | 0 | 0 | 0 | 0 | 0 | 0 | 0
PG&E | MW | Commercial | Com - Motel | HVAC | No | HVAC - SEER Rated Split System AC (SEER 15) | 0 | 0 | 0 | 1.3558 | 1.3647 | 1.3731 | 1.3805 | 1.388 | 1.395 | 1.4027 | 1.4108 | 1.4191
PG&E | MW | Commercial | Com - Motel | HVAC | No | HVAC - SEER Rated Split System HP (SEER 15) | 1.6707 | 1.6993 | 0.80184 | 0.81527 | 0.82833 | 0.84085 | 0.85244 | 0.86399 | 0.87513 | 0.88671 | 0.89858 | 0.91059
PG&E | MW | Commercial | Com - Motel | Lighting | Yes | Lighting - LED Fixture (Replacing T8) - Emerging | 0 | 0 | 0 | 0 | 0 | 3.4413 | 3.5419 | 3.6439 | 3.7455 | 3.8504 | 3.958 | 4.0481
PG&E | MW | Commercial | Com - Motel | Lighting | Yes | Lighting - LED Lamp (Basic High - Indoor) - Emerging | 0.42783 | 0.44271 | 0.45664 | 0.46906 | 0.48144 | 0.063485 | 0.064872 | 0.066131 | 0.067371 | 0.068513 | 0.069683 | 0.070873
PG&E | MW | Commercial | Com - Motel | Lighting | Yes | Lighting - LED Lamp (Basic Low - Indoor) - Emerging | 0.39824 | 0.41266 | 0.42613 | 0.43807 | 0.44998 | 0.070336 | 0.071915 | 0.073344 | 0.074752 | 0.076209 | 0.077533 | 0.078878
PG&E | MW | Commercial | Com - Motel | Lighting | Yes | Lighting - LED Plug-In Indoor Fixture - Emerging | 0.50133 | 0.51709 | 0.53115 | 0.54228 | 0.55502 | 0.032166 | 0.032745 | 0.033431 | 0.033951 | 0.034543 | 0.035096 | 0.035712
PG&E | MW | Commercial | Com - Motel | Lighting | No | Lighting - Cold Cathode Lamp | 0.001345 | 0.0013662 | 0.0013868 | 0.0014083 | 0.0014293 | 0 | 0 | 0 | 0 | 0 | 0 | 0
PG&E | MW | Commercial | Com - Motel | Lighting | No | Lighting - Compact Fluorescent Fixture (Indoor) | 1.1399 | 1.1585 | 1.1767 | 1.1956 | 1.214 | 0 | 0 | 0 | 0 | 0 | 0 | 0
PG&E | MW | Commercial | Com - Motel | Lighting | No | Lighting - Exit Fixture (LED) | 0.30217 | 0.29752 | 0.29294 | 0.28842 | 0.28398 | 0.27961 | 0.2753 | 0.27106 | 0.26689 | 0.26278 | 0.25873 | 0.25475
PG&E | MW | Commercial | Com - Motel | Lighting | No | Lighting - Halogen Lamp (A-Line) | 0.0086745 | 0.0088113 | 0.0089441 | 0.0090828 | 0.0092177 | 0 | 0 | 0 | 0 | 0 | 0 | 0
PG&E | MW | Commercial | Com - Motel | Lighting | No | Lighting - High Bay HID to T5 | 0 | 0 | 0 | 0 | 0 | 0 | 0 | 0.11277 | 0.11103 | 0.14741 | 0.14929 | 0.1512
PG&E | MW | Commercial | Com - Motel | Lighting | No | Lighting - Induction Fixture (Indoor) | 0.10149 | 0.10309 | 0.10464 | 0.10627 | 0.10784 | 0.10936 | 0.11075 | 0.11214 | 0.11348 | 0.11488 | 0.11631 | 0.11777
PG&E | MW | Commercial | Com - Motel | Lighting | No | Lighting - Linear Fluorescent Delamping | 0.0068298 | 0.0067246 | 0.0049658 | 0.0032596 | 0 | 0 | 0 | 0 | 0 | 0 | 0 | 0
PG&E | MW | Commercial | Com - Motel | Lighting | No | Lighting - Linear Fluorescent Fixture (Low Wattage T8) | 0.54664 | 0.55551 | 0.56412 | 0.57309 | 0.58183 | 0 | 0 | 0 | 0 | 0 | 0 | 0
PG&E | MW | Commercial | Com - Motel | Lighting | No | Lighting - Occupancy Sensor | 0 | 0 | 0 | 0 | 0 | 0 | 0 | 0 | 0 | 0.50203 | 0.50831 | 0.51469
PG&E | MW | Commercial | Com - Motel | Lighting | No | Lighting - Plug-In Fixture (Linear Fluorescent) | 0 | 0 | 0 | 0.42682 | 0.49143 | 0 | 0 | 0 | 0 | 0 | 0 | 0
PG&E | MW | Commercial | Com - Motel | Lighting | No | Lighting - Plug-In Fixture (PSMH with Electronic Ballast) | 0 | 0 | 0 | 0 | 0 | 0.22261 | 0.21918 | 0.2752 | 0.27858 | 0.28209 | 0.2857 | 0.28935
PG&E | MW | Commercial | Com - Motel | Lighting | No | Lighting - Plug-In Fixture (PSMH) | 0.24603 | 0.25002 | 0.25389 | 0.25793 | 0.26186 | 0.045143 | 0.052017 | 0 | 0 | 0 | 0 | 0
PG&E | MW | Commercial | Com - Motel | SHW | No | SHW - EF Rated Instantaneous Water Heater (Electric) | 0.0092228 | 0.0093677 | 0.0095085 | 0.0096554 | 0.0097983 | 0.009935 | 0.010061 | 0.010187 | 0.010309 | 0.010435 | 0.010565 | 0.010696
PG&E | MW | Commercial | Com - Motel | Service | No | HVAC - Comprehensive Rooftop Unit Quality Maintenance | 1.191e-06 | 1.1726e-06 | 1.1546e-06 | 1.1368e-06 | 1.1193e-06 | 1.102e-06 | 1.0851e-06 | 1.0683e-06 | 1.0519e-06 | 1.0357e-06 | 1.0197e-06 | 1.004e-06
PG&E | MW | Commercial | Com - Motel | Service | No | Service - HVAC Fault Detection & Diagnositics | 0.0039272 | 0.0039891 | 0.0040493 | 0.004112 | 0.0041731 | 0.0042316 | 0.0042855 | 0.0043394 | 0.0043913 | 0.0044453 | 0.0045007 | 0.004557
PG&E | MW | Commercial | Com - Motel | Service | No | Service - Retro-Commissioning (Electric) | 0.028176 | 0.027742 | 0.027315 | 0.026894 | 0.02648 | 0.026072 | 0.025671 | 0.025276 | 0.024886 | 0.024503 | 0.024126 | 0.023754
PG&E | MW | Commercial | Com - Motel | WholeBlg | No | HVAC - Energy Management System | 0.00047273 | 0.00048019 | 0.00048743 | 0.00049499 | 0.00050234 | 0.00050937 | 0.00051587 | 0.00052235 | 0.00052859 | 0.0005351 | 0.00054177 | 0.00054854
PG&E | MW | Commercial | Com - Motel | WholeBlg | No | WholeBlg - Com RET Level 1 | 6.3907 | 6.2923 | 6.1954 | 6.1 | 6.0061 | 5.9136 | 5.8225 | 5.7328 | 5.6446 | 5.5576 | 5.472 | 5.3878
PG&E | MW | Commercial | Com - Motel | WholeBlg | No | WholeBlg - Com RET Level 2 | 36.0376 | 35.4827 | 34.9362 | 34.3982 | 33.8685 | 33.3469 | 32.8334 | 32.3277 | 31.8299 | 31.3397 | 30.8571 | 30.3819
PG&E | MW | Commercial | Com - Nusing Home | AppPlug | No | AppPlug - Desktop Computer (Com - Power Management) | 0.47214 | 0.47959 | 0.48682 | 0.49437 | 0.50171 | 0.50874 | 0.51523 | 0.5217 | 0.52794 | 0.53444 | 0.5411 | 0.54786
PG&E | MW | Commercial | Com - Nusing Home | AppPlug | No | AppPlug - Occupancy Sensor Plug Strip | 0.53209 | 0.54048 | 0.54863 | 0.55714 | 0.56541 | 0.57333 | 0.58064 | 0.58794 | 0.59497 | 0.60229 | 0.6098 | 0.61742
PG&E | MW | Commercial | Com - Nusing Home | BldgEnv | No | BldgEnv - Wall Spray On Insulation | 3.7617 | 3.7038 | 3.6467 | 3.5906 | 3.5353 | 3.4808 | 3.4272 | 3.3745 | 3.3225 | 3.2713 | 3.2209 | 3.1713
PG&E | MW | Commercial | Com - Nusing Home | BldgEnv | No | BldgEnv - Window Film | 0 | 0 | 0 | 0 | 0 | 0 | 0 | 0 | 6.0028 | 5.9103 | 5.8193 | 5.7297
PG&E | MW | Commercial | Com - Nusing Home | FoodServ | No | FoodServ - Electric Steamer | 0.087565 | 0.088946 | 0.090287 | 0.091687 | 0.093048 | 0.094351 | 0.095555 | 0.096756 | 0.097912 | 0.099117 | 0.10035 | 0.10161
PG&E | MW | Commercial | Com - Nusing Home | FoodServ | No | FoodServ - Oven (Electric) | 0.094987 | 0.096486 | 0.09794 | 0.099459 | 0.10094 | 0.10235 | 0.10365 | 0.10496 | 0.10621 | 0.10752 | 0.10886 | 0.11022
PG&E | MW | Commercial | Com - Nusing Home | HVAC | No | HVAC - Chiller (Centrifugal) | 1.3653 | 1.3443 | 1.3236 | 1.3032 | 1.2831 | 1.2634 | 1.2439 | 1.2248 | 1.2059 | 1.1873 | 1.169 | 1.151
PG&E | MW | Commercial | Com - Nusing Home | HVAC | No | HVAC - Chiller (Reciprocating) | 1.7369 | 1.7467 | 1.7562 | 1.7666 | 1.7766 | 1.786 | 1.7942 | 1.8024 | 1.8101 | 1.8187 | 1.8277 | 1.8372
PG&E | MW | Commercial | Com - Nusing Home | HVAC | No | HVAC - Demand Controlled Ventilation | 0.59384 | 0.60321 | 0.6123 | 0.62179 | 0.63103 | 0.63986 | 0.64803 | 0.65617 | 0.66401 | 0.67219 | 0.68057 | 0.68907
PG&E | MW | Commercial | Com - Nusing Home | HVAC | No | HVAC - EER Rated Package Rooftop AC (EER 11) | 0 | 0 | 0 | 0 | 0 | 0 | 2.5477 | 2.5085 | 2.4699 | 2.4318 | 3.1427 | 3.1699
PG&E | MW | Commercial | Com - Nusing Home | HVAC | No | HVAC - SEER Rated Package Rooftop AC (SEER 14) | 4.7682 | 4.8433 | 0 | 0 | 0 | 0 | 0 | 0 | 0 | 0 | 0 | 0
PG&E | MW | Commercial | Com - Nusing Home | HVAC | No | HVAC - SEER Rated Package Rooftop AC (SEER 15) | 0 | 0 | 4.8922 | 4.9078 | 4.9226 | 4.9359 | 4.9465 | 4.9573 | 4.9672 | 4.9791 | 4.9924 | 5.0067
PG&E | MW | Commercial | Com - Nusing Home | HVAC | No | HVAC - SEER Rated Package Rooftop HP (SEER 15) | 3.8151 | 3.8764 | 1.8274 | 1.8562 | 1.8842 | 1.9111 | 1.9359 | 1.9606 | 1.9844 | 2.0093 | 2.0347 | 2.0605
PG&E | MW | Commercial | Com - Nusing Home | HVAC | No | HVAC - SEER Rated Split System AC (SEER 14) | 2.5724 | 2.6133 | 2.653 | 0 | 0 | 0 | 0 | 0 | 0 | 0 | 0 | 0
PG&E | MW | Commercial | Com - Nusing Home | HVAC | No | HVAC - SEER Rated Split System AC (SEER 15) | 0 | 0 | 0 | 2.2335 | 2.2415 | 2.2487 | 2.2547 | 2.2608 | 2.2664 | 2.2729 | 2.2801 | 2.2878
PG&E | MW | Commercial | Com - Nusing Home | HVAC | No | HVAC - SEER Rated Split System HP (SEER 15) | 2.7568 | 2.7981 | 1.3177 | 1.3372 | 1.3561 | 1.3742 | 1.3909 | 1.4076 | 1.4236 | 1.4403 | 1.4575 | 1.4749
PG&E | MW | Commercial | Com - Nusing Home | Lighting | Yes | Lighting - LED Fixture (Replacing T8) - Emerging | 15.0174 | 16.1283 | 16.7577 | 17.507 | 18.1652 | 18.8233 | 19.3709 | 19.9255 | 20.4788 | 21.0497 | 21.6352 | 22.1246
PG&E | MW | Commercial | Com - Nusing Home | Lighting | Yes | Lighting - LED Lamp (Basic High - Indoor) - Emerging | 0.45147 | 0.46698 | 0.48147 | 0.49436 | 0.50721 | 0.066859 | 0.068296 | 0.069599 | 0.070881 | 0.07206 | 0.073269 | 0.074498
PG&E | MW | Commercial | Com - Nusing Home | Lighting | Yes | Lighting - LED Lamp (Basic Low - Indoor) - Emerging | 2.938 | 3.0431 | 3.1411 | 3.2278 | 3.3143 | 0.51786 | 0.52931 | 0.53965 | 0.54983 | 0.56038 | 0.56994 | 0.57966
PG&E | MW | Commercial | Com - Nusing Home | Lighting | Yes | Lighting - LED Plug-In Indoor Fixture - Emerging | 2.1379 | 2.2041 | 2.2631 | 2.3096 | 2.3629 | 0.13689 | 0.13931 | 0.14218 | 0.14434 | 0.14682 | 0.14912 | 0.1517
PG&E | MW | Commercial | Com - Nusing Home | Lighting | No | Lighting - Cold Cathode Lamp | 0.021406 | 0.021743 | 0.022071 | 0.022413 | 0.022746 | 0 | 0 | 0 | 0 | 0 | 0 | 0
PG&E | MW | Commercial | Com - Nusing Home | Lighting | No | Lighting - Compact Fluorescent Fixture (Indoor) | 4.8608 | 4.9382 | 5.0134 | 5.0919 | 5.1682 | 0 | 0 | 0 | 0 | 0 | 0 | 0
PG&E | MW | Commercial | Com - Nusing Home | Lighting | No | Lighting - Exit Fixture (LED) | 0.35584 | 0.35036 | 0.34496 | 0.33965 | 0.33442 | 0.32927 | 0.3242 | 0.31921 | 0.31429 | 0.30945 | 0.30469 | 0.29999
PG&E | MW | Commercial | Com - Nusing Home | Lighting | No | Lighting - Halogen Lamp (A-Line) | 0.0097698 | 0.0099239 | 0.010073 | 0.01023 | 0.010382 | 0 | 0 | 0 | 0 | 0 | 0 | 0
PG&E | MW | Commercial | Com - Nusing Home | Lighting | No | Lighting - High Bay HID to T5 | 0.40596 | 0.41247 | 0.41879 | 0.42538 | 0.43179 | 0.43793 | 0.4436 | 0.44926 | 0.45471 | 0.46039 | 0.46621 | 0.47211
PG&E | MW | Commercial | Com - Nusing Home | Lighting | No | Lighting - Induction Fixture (Indoor) | 0.43054 | 0.43734 | 0.44393 | 0.45081 | 0.45751 | 0.46392 | 0.46983 | 0.47574 | 0.48142 | 0.48735 | 0.49343 | 0.49959
PG&E | MW | Commercial | Com - Nusing Home | Lighting | No | Lighting - Linear Fluorescent Delamping | 0.055505 | 0.05465 | 0.040357 | 0.02649 | 0.013041 | 0 | 0 | 0 | 0 | 0 | 0 | 0
PG&E | MW | Commercial | Com - Nusing Home | Lighting | No | Lighting - Linear Fluorescent Fixture (Low Wattage T8) | 0.10357 | 0 | 0 | 0 | 0 | 0 | 0 | 0 | 0 | 0 | 0 | 0
PG&E | MW | Commercial | Com - Nusing Home | Lighting | No | Lighting - Plug-In Fixture (Linear Fluorescent) | 1.9771 | 2.0088 | 2.0396 | 2.0717 | 2.1029 | 0 | 0 | 0 | 0 | 0 | 0 | 0
PG&E | MW | Commercial | Com - Nusing Home | Lighting | No | Lighting - Plug-In Fixture (PSMH with Electronic Ballast) | 1.0637 | 1.0807 | 1.0973 | 1.1145 | 1.1313 | 1.1474 | 1.1623 | 1.1771 | 1.1914 | 1.2063 | 1.2215 | 1.237
PG&E | MW | Commercial | Com - Nusing Home | SHW | No | SHW - EF Rated Instantaneous Water Heater (Electric) | 0.022228 | 0.022605 | 0.02297 | 0.023351 | 0.023721 | 0.024076 | 0.024405 | 0.024732 | 0.025048 | 0.025376 | 0.025713 | 0.026053
PG&E | MW | Commercial | Com - Nusing Home | Service | No | HVAC - Comprehensive Rooftop Unit Quality Maintenance | 1.3413e-06 | 1.3207e-06 | 1.3003e-06 | 1.2803e-06 | 1.2606e-06 | 1.2412e-06 | 1.2221e-06 | 1.2032e-06 | 1.1847e-06 | 1.1665e-06 | 1.1485e-06 | 1.1308e-06
PG&E | MW | Commercial | Com - Nusing Home | Service | No | Service - HVAC Fault Detection & Diagnositics | 0.004423 | 0.0044928 | 0.0045606 | 0.0046313 | 0.0047 | 0.0047659 | 0.0048267 | 0.0048873 | 0.0049457 | 0.0050066 | 0.005069 | 0.0051324
PG&E | MW | Commercial | Com - Nusing Home | Service | No | Service - Retro-Commissioning (Electric) | 0.031734 | 0.031245 | 0.030764 | 0.03029 | 0.029824 | 0.029365 | 0.028912 | 0.028467 | 0.028029 | 0.027597 | 0.027172 | 0.026754
PG&E | MW | Commercial | Com - Nusing Home | WholeBlg | No | HVAC - Energy Management System | 0.00053242 | 0.00054082 | 0.00054897 | 0.00055749 | 0.00056576 | 0.00057369 | 0.00058101 | 0.00058831 | 0.00059534 | 0.00060267 | 0.00061018 | 0.00061781
PG&E | MW | Commercial | Com - Nusing Home | WholeBlg | No | WholeBlg - Com RET Level 1 | 8.7998 | 8.6643 | 8.5309 | 8.3995 | 8.2701 | 8.1428 | 8.0174 | 7.8939 | 7.7723 | 7.6526 | 7.5348 | 7.4188
PG&E | MW | Commercial | Com - Nusing Home | WholeBlg | No | WholeBlg - Com RET Level 2 | 55.4355 | 54.5818 | 53.7412 | 52.9136 | 52.0988 | 51.2964 | 50.5065 | 49.7287 | 48.9628 | 48.2088 | 47.4664 | 46.7354
PG&E | MW | Commercial | Com - Office (Large) | AppPlug | No | AppPlug - Desktop Computer (Com - Power Management) | 2.8361 | 2.8809 | 2.9243 | 2.9696 | 3.0137 | 3.0559 | 3.0949 | 3.1338 | 3.1713 | 3.2103 | 3.2503 | 3.2909
PG&E | MW | Commercial | Com - Office (Large) | AppPlug | No | AppPlug - Occupancy Sensor Plug Strip | 3.1962 | 3.2466 | 3.2956 | 3.3467 | 3.3964 | 3.4439 | 3.4879 | 3.5317 | 3.5739 | 3.6179 | 3.663 | 3.7088
PG&E | MW | Commercial | Com - Office (Large) | BldgEnv | No | BldgEnv - Wall Spray On Insulation | 22.5962 | 22.2482 | 21.9055 | 21.5682 | 21.2361 | 20.909 | 20.587 | 20.27 | 19.9578 | 19.6505 | 19.3479 | 19.0499
PG&E | MW | Commercial | Com - Office (Large) | BldgEnv | No | BldgEnv - Window Film | 0 | 0 | 0 | 0 | 0 | 0 | 0 | 0 | 60.2441 | 59.3163 | 58.4028 | 57.5034
PG&E | MW | Commercial | Com - Office (Large) | FoodServ | No | FoodServ - Electric Steamer | 0.30941 | 0.31429 | 0.31903 | 0.32397 | 0.32878 | 0.33339 | 0.33764 | 0.34188 | 0.34597 | 0.35023 | 0.3546 | 0.35903
PG&E | MW | Commercial | Com - Office (Large) | FoodServ | No | FoodServ - Oven (Electric) | 0.35661 | 0.36224 | 0.3677 | 0.3734 | 0.37894 | 0.38425 | 0.38915 | 0.39404 | 0.39875 | 0.40366 | 0.40869 | 0.4138
PG&E | MW | Commercial | Com - Office (Large) | HVAC | No | HVAC - Chiller (Centrifugal) | 14.7333 | 14.5064 | 14.283 | 14.0631 | 13.8465 | 13.6333 | 13.4233 | 13.2166 | 13.0131 | 12.8127 | 12.6153 | 12.4211
PG&E | MW | Commercial | Com - Office (Large) | HVAC | No | HVAC - Chiller (Reciprocating) | 15.3896 | 15.4932 | 15.5929 | 15.701 | 15.8053 | 15.9033 | 15.9899 | 16.0771 | 16.1598 | 16.2495 | 16.344 | 16.4416
PG&E | MW | Commercial | Com - Office (Large) | HVAC | No | HVAC - Demand Controlled Ventilation | 0.38477 | 0.39084 | 0.39673 | 0.40288 | 0.40886 | 0.41459 | 0.41988 | 0.42515 | 0.43024 | 0.43553 | 0.44096 | 0.44647
PG&E | MW | Commercial | Com - Office (Large) | HVAC | No | HVAC - EER Rated Package Rooftop AC (EER 11) | 0 | 0 | 0 | 0 | 0 | 0 | 19.2676 | 19.5679 | 19.858 | 20.1584 | 20.4653 | 20.7756
PG&E | MW | Commercial | Com - Office (Large) | HVAC | No | HVAC - SEER Rated Package Rooftop AC (Recharge) | 0 | 0 | 0 | 0 | 0 | 0 | 0 | 0 | 18.6544 | 18.3671 | 18.0842 | 17.8057
PG&E | MW | Commercial | Com - Office (Large) | HVAC | No | HVAC - SEER Rated Package Rooftop AC (SEER 14) | 23.9681 | 24.5362 | 0 | 0 | 0 | 0 | 0 | 0 | 0 | 0 | 0 | 0
PG&E | MW | Commercial | Com - Office (Large) | HVAC | No | HVAC - SEER Rated Package Rooftop AC (SEER 15) | 0 | 0 | 26.8957 | 27.0634 | 27.225 | 27.3764 | 27.5088 | 27.6424 | 27.7687 | 27.9069 | 28.0533 | 28.205
PG&E | MW | Commercial | Com - Office (Large) | HVAC | No | HVAC - SEER Rated Package Rooftop HP (SEER 15) | 21.4639 | 21.9476 | 10.4085 | 10.6346 | 10.8549 | 11.0667 | 11.2642 | 11.4607 | 11.6508 | 11.8471 | 12.0473 | 12.2494
PG&E | MW | Commercial | Com - Office (Large) | HVAC | No | HVAC - SEER Rated Split System AC (SEER 14) | 9.5825 | 9.7484 | 9.9096 | 0 | 0 | 0 | 0 | 0 | 0 | 0 | 0 | 0
PG&E | MW | Commercial | Com - Office (Large) | HVAC | No | HVAC - SEER Rated Split System AC (SEER 15) | 0 | 0 | 0 | 11.6884 | 11.8166 | 11.9387 | 12.0501 | 12.1615 | 12.2684 | 12.381 | 12.4974 | 12.616
PG&E | MW | Commercial | Com - Office (Large) | HVAC | No | HVAC - SEER Rated Split System HP (SEER 15) | 13.6681 | 13.922 | 6.5784 | 6.6975 | 6.8135 | 6.9247 | 7.0279 | 7.1307 | 7.23 | 7.333 | 7.4383 | 7.5448
PG&E | MW | Commercial | Com - Office (Large) | Lighting | Yes | Lighting - LED Fixture (Replacing T8) - Emerging | 0 | 0 | 81.4809 | 85.0043 | 88.0817 | 91.1572 | 93.6984 | 96.2716 | 98.8371 | 101.484 | 104.1972 | 106.4458
PG&E | MW | Commercial | Com - Office (Large) | Lighting | Yes | Lighting - LED Lamp (Basic High - Indoor) - Emerging | 2.4511 | 2.5307 | 2.6048 | 2.67 | 2.735 | 0.35997 | 0.36719 | 0.37369 | 0.38008 | 0.3859 | 0.39189 | 0.39797
PG&E | MW | Commercial | Com - Office (Large) | Lighting | Yes | Lighting - LED Lamp (Basic Low - Indoor) - Emerging | 4.6997 | 4.8589 | 5.0069 | 5.1364 | 5.2656 | 0.8215 | 0.83847 | 0.85369 | 0.86867 | 0.8842 | 0.89815 | 0.91235
PG&E | MW | Commercial | Com - Office (Large) | Lighting | Yes | Lighting - LED Plug-In Indoor Fixture - Emerging | 14.9996 | 15.4366 | 15.8225 | 16.1203 | 16.4662 | 0.9525 | 0.96795 | 0.98656 | 1.0003 | 1.0161 | 1.0308 | 1.0473
PG&E | MW | Commercial | Com - Office (Large) | Lighting | No | Lighting - Cold Cathode Lamp | 0.11137 | 0.11312 | 0.11483 | 0.11661 | 0.11834 | 0 | 0 | 0 | 0 | 0 | 0 | 0
PG&E | MW | Commercial | Com - Office (Large) | Lighting | No | Lighting - Compact Fluorescent Fixture (Indoor) | 36.5568 | 37.0723 | 37.5723 | 38.0961 | 38.6052 | 0 | 0 | 0 | 0 | 0 | 0 | 0
PG&E | MW | Commercial | Com - Office (Large) | Lighting | No | Lighting - Exit Fixture (LED) | 2.4034 | 2.3664 | 2.3299 | 2.294 | 2.2587 | 2.2239 | 2.1897 | 2.156 | 2.1227 | 2.0901 | 2.0579 | 2.0262
PG&E | MW | Commercial | Com - Office (Large) | Lighting | No | Lighting - Halogen Lamp (A-Line) | 0.058686 | 0.059612 | 0.06051 | 0.061449 | 0.062361 | 0 | 0 | 0 | 0 | 0 | 0 | 0
PG&E | MW | Commercial | Com - Office (Large) | Lighting | No | Lighting - High Bay HID to T5 | 2.2181 | 2.2502 | 2.2814 | 2.3141 | 2.3458 | 2.3761 | 2.404 | 2.4319 | 2.4588 | 2.4868 | 2.5156 | 2.5449
PG&E | MW | Commercial | Com - Office (Large) | Lighting | No | Lighting - Induction Fixture (Indoor) | 2.0232 | 2.0551 | 2.0861 | 2.1185 | 2.1499 | 2.18 | 2.2078 | 2.2356 | 2.2623 | 2.2901 | 2.3187 | 2.3477
PG&E | MW | Commercial | Com - Office (Large) | Lighting | No | Lighting - Linear Fluorescent Delamping | 0.19468 | 0.19168 | 0.14155 | 0.092913 | 0 | 0 | 0 | 0 | 0 | 0 | 0 | 0
PG&E | MW | Commercial | Com - Office (Large) | Lighting | No | Lighting - Linear Fluorescent Fixture (Low Wattage T8) | 15.7046 | 15.9322 | 0 | 0 | 0 | 0 | 0 | 0 | 0 | 0 | 0 | 0
PG&E | MW | Commercial | Com - Office (Large) | Lighting | No | Lighting - Occupancy Sensor | 0 | 0 | 0 | 0 | 0 | 0 | 0 | 0 | 0 | 0 | 0 | 8.6582
PG&E | MW | Commercial | Com - Office (Large) | Lighting | No | Lighting - Plug-In Fixture (Linear Fluorescent) | 13.6633 | 13.8613 | 14.0534 | 14.2545 | 14.4499 | 0 | 0 | 0 | 0 | 0 | 0 | 0
PG&E | MW | Commercial | Com - Office (Large) | Lighting | No | Lighting - Plug-In Fixture (PSMH with Electronic Ballast) | 7.3507 | 7.4573 | 7.5606 | 7.6688 | 7.7739 | 7.8745 | 7.967 | 8.0594 | 8.1484 | 8.2413 | 8.3367 | 8.4336
PG&E | MW | Commercial | Com - Office (Large) | SHW | No | SHW - EF Rated Instantaneous Water Heater (Electric) | 0.023652 | 0.024026 | 0.024389 | 0.024768 | 0.025136 | 0.025489 | 0.025814 | 0.026139 | 0.026452 | 0.026778 | 0.027112 | 0.027452
PG&E | MW | Commercial | Com - Office (Large) | Service | No | HVAC - Comprehensive Rooftop Unit Quality Maintenance | 8.0572e-06 | 7.9331e-06 | 7.811e-06 | 7.6907e-06 | 7.5722e-06 | 7.4556e-06 | 7.3408e-06 | 7.2278e-06 | 7.1164e-06 | 7.0069e-06 | 6.8989e-06 | 6.7927e-06
PG&E | MW | Commercial | Com - Office (Large) | Service | No | Service - HVAC Fault Detection & Diagnositics | 0.026569 | 0.026988 | 0.027395 | 0.027819 | 0.028233 | 0.028628 | 0.028993 | 0.029357 | 0.029708 | 0.030074 | 0.030449 | 0.03083
PG&E | MW | Commercial | Com - Office (Large) | Service | No | Service - Retro-Commissioning (Electric) | 0.19062 | 0.18769 | 0.1848 | 0.18195 | 0.17915 | 0.17639 | 0.17367 | 0.171 | 0.16836 | 0.16577 | 0.16322 | 0.16071
PG&E | MW | Commercial | Com - Office (Large) | WholeBlg | No | HVAC - Energy Management System | 0.0031982 | 0.0032486 | 0.0032976 | 0.0033488 | 0.0033985 | 0.0034461 | 0.00349 | 0.0035339 | 0.0035761 | 0.0036201 | 0.0036653 | 0.0037111
PG&E | MW | Commercial | Com - Office (Large) | WholeBlg | No | WholeBlg - Com RET Level 1 | 56.7232 | 55.8496 | 54.9896 | 54.1427 | 53.3089 | 52.488 | 51.6796 | 50.8838 | 50.1002 | 49.3286 | 48.569 | 47.821
PG&E | MW | Commercial | Com - Office (Large) | WholeBlg | No | WholeBlg - Com RET Level 2 | 360.4604 | 354.9093 | 349.4437 | 344.0623 | 338.7637 | 333.5467 | 328.4101 | 323.3526 | 318.373 | 313.47 | 308.6426 | 303.8895
PG&E | MW | Commercial | Com - Office (Small) | AppPlug | No | AppPlug - Desktop Computer (Com - Power Management) | 0.89128 | 0.90534 | 0.91899 | 0.93324 | 0.9471 | 0.96036 | 0.97261 | 0.98483 | 0.99661 | 1.0089 | 1.0215 | 1.0342
PG&E | MW | Commercial | Com - Office (Small) | AppPlug | No | AppPlug - Occupancy Sensor Plug Strip | 1.0044 | 1.0203 | 1.0357 | 1.0517 | 1.0673 | 1.0823 | 1.0961 | 1.1099 | 1.1231 | 1.137 | 1.1511 | 1.1655
PG&E | MW | Commercial | Com - Office (Small) | BldgEnv | No | BldgEnv - Wall Spray On Insulation | 7.1011 | 6.9918 | 6.8841 | 6.7781 | 6.6737 | 6.5709 | 6.4697 | 6.3701 | 6.272 | 6.1754 | 6.0803 | 5.9867
PG&E | MW | Commercial | Com - Office (Small) | BldgEnv | No | BldgEnv - Window Film | 0 | 0 | 0 | 0 | 0 | 0 | 0 | 0 | 17.7259 | 17.4529 | 17.1841 | 16.9195
PG&E | MW | Commercial | Com - Office (Small) | HVAC | No | HVAC - Chiller (Centrifugal) | 5.1315 | 5.0525 | 4.9747 | 4.898 | 4.8226 | 4.7483 | 4.6752 | 4.6032 | 4.5323 | 4.4625 | 4.3938 | 4.3262
PG&E | MW | Commercial | Com - Office (Small) | HVAC | No | HVAC - Chiller (Reciprocating) | 4.9886 | 5.0231 | 5.0563 | 5.0923 | 5.127 | 5.1596 | 5.1885 | 5.2176 | 5.2452 | 5.2751 | 5.3066 | 5.339
PG&E | MW | Commercial | Com - Office (Small) | HVAC | No | HVAC - Direct Evaporative Cooler | 3.5071 | 3.5624 | 3.6161 | 3.6722 | 3.7267 | 3.7789 | 3.8271 | 3.8752 | 3.9215 | 3.9698 | 4.0193 | 4.0695
PG&E | MW | Commercial | Com - Office (Small) | HVAC | No | HVAC - EER Rated Package Rooftop AC (EER 11) | 0 | 0 | 0 | 0 | 0 | 0 | 0 | 0 | 0 | 7.3308 | 7.4403 | 7.551
PG&E | MW | Commercial | Com - Office (Small) | HVAC | No | HVAC - SEER Rated Package Rooftop AC (SEER 14) | 8.7284 | 8.9649 | 0 | 0 | 0 | 0 | 0 | 0 | 0 | 0 | 0 | 0
PG&E | MW | Commercial | Com - Office (Small) | HVAC | No | HVAC - SEER Rated Package Rooftop AC (SEER 15) | 0 | 0 | 9.9868 | 10.1193 | 10.2479 | 10.3708 | 10.4836 | 10.5963 | 10.7046 | 10.8181 | 10.9349 | 11.0536
PG&E | MW | Commercial | Com - Office (Small) | HVAC | No | HVAC - SEER Rated Package Rooftop HP (SEER 15) | 7.9739 | 8.1552 | 3.8682 | 3.953 | 4.0356 | 4.1149 | 4.189 | 4.2627 | 4.3339 | 4.4075 | 4.4825 | 4.5582
PG&E | MW | Commercial | Com - Office (Small) | HVAC | No | HVAC - SEER Rated Split System AC (SEER 14) | 2.9388 | 3.002 | 3.0634 | 0 | 0 | 0 | 0 | 0 | 0 | 0 | 0 | 0
PG&E | MW | Commercial | Com - Office (Small) | HVAC | No | HVAC - SEER Rated Split System AC (SEER 15) | 0 | 0 | 0 | 3.736 | 3.7832 | 3.8281 | 3.8694 | 3.9107 | 3.9503 | 3.9919 | 4.0346 | 4.0781
PG&E | MW | Commercial | Com - Office (Small) | HVAC | No | HVAC - SEER Rated Split System HP (SEER 15) | 4.8953 | 4.9896 | 2.3592 | 2.4034 | 2.4464 | 2.4877 | 2.5261 | 2.5643 | 2.6012 | 2.6394 | 2.6785 | 2.718
PG&E | MW | Commercial | Com - Office (Small) | Lighting | Yes | Lighting - LED Fixture (Replacing T8) - Emerging | 0 | 0 | 23.4776 | 24.5285 | 25.4518 | 26.375 | 27.1433 | 27.9217 | 28.6979 | 29.4991 | 30.3206 | 31.0077
PG&E | MW | Commercial | Com - Office (Small) | Lighting | Yes | Lighting - LED Lamp (Basic High - Indoor) - Emerging | 0.77878 | 0.80563 | 0.83075 | 0.8531 | 0.87538 | 0.1154 | 0.1179 | 0.12016 | 0.12239 | 0.12443 | 0.12653 | 0.12867
PG&E | MW | Commercial | Com - Office (Small) | Lighting | Yes | Lighting - LED Lamp (Basic Low - Indoor) - Emerging | 1.4932 | 1.5468 | 1.5969 | 1.6412 | 1.6853 | 0.26336 | 0.26921 | 0.2745 | 0.27971 | 0.28511 | 0.29 | 0.29497
PG&E | MW | Commercial | Com - Office (Small) | Lighting | Yes | Lighting - LED Plug-In Indoor Fixture - Emerging | 4.7659 | 4.9143 | 5.0465 | 5.1508 | 5.2704 | 0.30537 | 0.31079 | 0.31723 | 0.32209 | 0.32764 | 0.33282 | 0.3386
PG&E | MW | Commercial | Com - Office (Small) | Lighting | No | Lighting - Cold Cathode Lamp | 0.046929 | 0.047669 | 0.048388 | 0.049138 | 0.049868 | 0 | 0 | 0 | 0 | 0 | 0 | 0
PG&E | MW | Commercial | Com - Office (Small) | Lighting | No | Lighting - Compact Fluorescent Fixture (Indoor) | 11.6151 | 11.8018 | 11.9831 | 12.1723 | 12.3562 | 0 | 0 | 0 | 0 | 0 | 0 | 0
PG&E | MW | Commercial | Com - Office (Small) | Lighting | No | Lighting - Exit Fixture (LED) | 0.69041 | 0.67978 | 0.66931 | 0.659 | 0.64885 | 0.63886 | 0.62902 | 0.61933 | 0.6098 | 0.60041 | 0.59116 | 0.58206
PG&E | MW | Commercial | Com - Office (Small) | Lighting | No | Lighting - Halogen Lamp (A-Line) | 0.018443 | 0.018734 | 0.019016 | 0.019311 | 0.019598 | 0 | 0 | 0 | 0 | 0 | 0 | 0
PG&E | MW | Commercial | Com - Office (Small) | Lighting | No | Lighting - High Bay HID to T5 | 0.63716 | 0.64741 | 0.65736 | 0.66773 | 0.67783 | 0.68749 | 0.69642 | 0.70533 | 0.71392 | 0.72286 | 0.73202 | 0.74132
PG&E | MW | Commercial | Com - Office (Small) | Lighting | No | Lighting - Induction Fixture (Indoor) | 0.78686 | 0.79927 | 0.81133 | 0.82391 | 0.83614 | 0.84785 | 0.85866 | 0.86945 | 0.87985 | 0.89068 | 0.90179 | 0.91305
PG&E | MW | Commercial | Com - Office (Small) | Lighting | No | Lighting - Linear Fluorescent Delamping | 0.059183 | 0.058272 | 0.043031 | 0.028246 | 0 | 0 | 0 | 0 | 0 | 0 | 0 | 0
PG&E | MW | Commercial | Com - Office (Small) | Lighting | No | Lighting - Linear Fluorescent Fixture (Low Wattage T8) | 4.5113 | 4.5838 | 0 | 0 | 0 | 0 | 0 | 0 | 0 | 0 | 0 | 0
PG&E | MW | Commercial | Com - Office (Small) | Lighting | No | Lighting - Occupancy Sensor | 0 | 0 | 0 | 0 | 0 | 3.8064 | 3.8544 | 3.9022 | 3.9482 | 3.9962 | 4.0455 | 4.0954
PG&E | MW | Commercial | Com - Office (Small) | Lighting | No | Lighting - Plug-In Fixture (Linear Fluorescent) | 4.3559 | 4.4259 | 4.4939 | 4.5649 | 4.6339 | 0 | 0 | 0 | 0 | 0 | 0 | 0
PG&E | MW | Commercial | Com - Office (Small) | Lighting | No | Lighting - Plug-In Fixture (PSMH with Electronic Ballast) | 2.3434 | 2.3811 | 2.4177 | 2.4559 | 2.493 | 2.5285 | 2.5614 | 2.5941 | 2.6257 | 2.6586 | 2.6923 | 2.7265
PG&E | MW | Commercial | Com - Office (Small) | SHW | No | SHW - EF Rated Instantaneous Water Heater (Electric) | 0.042222 | 0.042877 | 0.043513 | 0.044177 | 0.044823 | 0.045441 | 0.046011 | 0.04658 | 0.047129 | 0.0477 | 0.048287 | 0.048881
PG&E | MW | Commercial | Com - Office (Small) | Service | No | HVAC - Comprehensive Rooftop Unit Quality Maintenance | 2.5321e-06 | 2.4931e-06 | 2.4547e-06 | 2.4169e-06 | 2.3797e-06 | 2.343e-06 | 2.3069e-06 | 2.2714e-06 | 2.2364e-06 | 2.202e-06 | 2.1681e-06 | 2.1347e-06
PG&E | MW | Commercial | Com - Office (Small) | Service | No | Service - HVAC Fault Detection & Diagnositics | 0.0083495 | 0.0084812 | 0.0086091 | 0.0087426 | 0.0088724 | 0.0089967 | 0.0091114 | 0.0092259 | 0.0093362 | 0.0094511 | 0.009569 | 0.0096885
PG&E | MW | Commercial | Com - Office (Small) | Service | No | Service - Retro-Commissioning (Electric) | 0.059905 | 0.058983 | 0.058074 | 0.05718 | 0.056299 | 0.055432 | 0.054579 | 0.053738 | 0.052911 | 0.052096 | 0.051294 | 0.050504
PG&E | MW | Commercial | Com - Office (Small) | WholeBlg | No | HVAC - Energy Management System | 0.0010051 | 0.0010209 | 0.0010363 | 0.0010524 | 0.001068 | 0.001083 | 0.0010968 | 0.0011106 | 0.0011238 | 0.0011377 | 0.0011519 | 0.0011663
PG&E | MW | Commercial | Com - Office (Small) | WholeBlg | No | WholeBlg - Com RET Level 1 | 17.748 | 17.4747 | 17.2056 | 16.9406 | 16.6797 | 16.4229 | 16.1699 | 15.9209 | 15.6757 | 15.4343 | 15.1966 | 14.9626
PG&E | MW | Commercial | Com - Office (Small) | WholeBlg | No | WholeBlg - Com RET Level 2 | 120.8364 | 118.9755 | 117.1433 | 115.3393 | 113.5631 | 111.8142 | 110.0923 | 108.3969 | 106.7275 | 105.0839 | 103.4657 | 101.8723
PG&E | MW | Commercial | Com - Restaurant (Fast Food) | AppPlug | No | AppPlug - Desktop Computer (Com - Power Management) | 0.1629 | 0.16547 | 0.16797 | 0.17057 | 0.17311 | 0.17553 | 0.17777 | 0.18 | 0.18216 | 0.1844 | 0.1867 | 0.18903
PG&E | MW | Commercial | Com - Restaurant (Fast Food) | AppPlug | No | AppPlug - Occupancy Sensor Plug Strip | 0.18359 | 0.18648 | 0.1893 | 0.19223 | 0.19509 | 0.19782 | 0.20034 | 0.20286 | 0.20528 | 0.20781 | 0.2104 | 0.21303
PG&E | MW | Commercial | Com - Restaurant (Fast Food) | BldgEnv | No | BldgEnv - Wall Spray On Insulation | 1.2979 | 1.2779 | 1.2582 | 1.2389 | 1.2198 | 1.201 | 1.1825 | 1.1643 | 1.1464 | 1.1287 | 1.1113 | 1.0942
PG&E | MW | Commercial | Com - Restaurant (Fast Food) | BldgEnv | No | BldgEnv - Window Film | 0 | 0 | 0 | 0 | 0 | 0 | 0 | 0 | 3.615 | 3.5593 | 3.5045 | 3.4506
PG&E | MW | Commercial | Com - Restaurant (Fast Food) | ComRefrig | No | ComRefrig - Strip Curtain for Walk In Refrigerator | 1.0014 | 0.98599 | 0.9708 | 0.95585 | 0.94113 | 0.92664 | 0.91237 | 0.89832 | 0.88449 | 0.87086 | 0.85745 | 0.84425
PG&E | MW | Commercial | Com - Restaurant (Fast Food) | FoodServ | No | FoodServ - Electric Griddle | 0.0021342 | 0.0021679 | 0.0022006 | 0.0022347 | 0.0022679 | 0.0022997 | 0.002329 | 0.0023582 | 0.0023864 | 0.0024158 | 0.0024459 | 0.0024765
PG&E | MW | Commercial | Com - Restaurant (Fast Food) | FoodServ | No | FoodServ - Electric Steamer | 0.85306 | 0.86652 | 0.87958 | 0.89322 | 0.90648 | 0.91918 | 0.9309 | 0.9426 | 0.95387 | 0.96561 | 0.97765 | 0.98987
PG&E | MW | Commercial | Com - Restaurant (Fast Food) | FoodServ | No | FoodServ - Fryer (Electric) | 0.056048 | 0.056932 | 0.057791 | 0.058687 | 0.059558 | 0.060392 | 0.061163 | 0.061931 | 0.062671 | 0.063443 | 0.064234 | 0.065036
PG&E | MW | Commercial | Com - Restaurant (Fast Food) | FoodServ | No | FoodServ - Grill to Order Cabinet | 0.75627 | 0.7682 | 0.77978 | 0.79187 | 0.80363 | 0.81489 | 0.82528 | 0.83565 | 0.84564 | 0.85605 | 0.86673 | 0.87755
PG&E | MW | Commercial | Com - Restaurant (Fast Food) | FoodServ | No | FoodServ - Oven (Electric) | 0.22942 | 0.23303 | 0.23655 | 0.24022 | 0.24378 | 0.2472 | 0.25035 | 0.25349 | 0.25653 | 0.25968 | 0.26292 | 0.26621
PG&E | MW | Commercial | Com - Restaurant (Fast Food) | HVAC | Yes | HVAC - Advanced Package Rooftop AC (> EER 12) - Emerging | 0 | 4.219 | 4.154 | 4.0901 | 4.0271 | 3.9651 | 3.904 | 3.8439 | 3.7847 | 3.7264 | 3.669 | 3.6125
PG&E | MW | Commercial | Com - Restaurant (Fast Food) | HVAC | No | HVAC - Direct Evaporative Cooler | 1.0691 | 1.0859 | 1.1023 | 1.1194 | 1.136 | 1.1519 | 1.1666 | 1.1813 | 1.1954 | 1.2101 | 1.2252 | 1.2405
PG&E | MW | Commercial | Com - Restaurant (Fast Food) | HVAC | No | HVAC - EER Rated Package Rooftop AC (EER 11) | 0 | 0 | 0 | 0 | 0 | 0 | 0 | 0 | 0 | 0 | 0.56071 | 0.60872
PG&E | MW | Commercial | Com - Restaurant (Fast Food) | HVAC | No | HVAC - SEER Rated Package Rooftop AC (Recharge) | 2.1398 | 2.1068 | 2.0744 | 2.0424 | 2.011 | 1.98 | 1.9495 | 1.9195 | 1.8899 | 1.8608 | 1.8322 | 1.804
PG&E | MW | Commercial | Com - Restaurant (Fast Food) | HVAC | No | HVAC - SEER Rated Package Rooftop AC (SEER 14) | 2.5277 | 2.5683 | 0 | 0 | 0 | 0 | 0 | 0 | 0 | 0 | 0 | 0
PG&E | MW | Commercial | Com - Restaurant (Fast Food) | HVAC | No | HVAC - SEER Rated Package Rooftop AC (SEER 15) | 0 | 0 | 3.1178 | 3.1669 | 3.2147 | 3.2604 | 3.3026 | 3.3447 | 3.3853 | 3.4276 | 3.471 | 3.5149
PG&E | MW | Commercial | Com - Restaurant (Fast Food) | HVAC | No | HVAC - SEER Rated Package Rooftop HP (SEER 15) | 2.673 | 2.7282 | 1.2915 | 1.3174 | 1.3425 | 1.3667 | 1.3891 | 1.4115 | 1.4331 | 1.4555 | 1.4783 | 1.5014
PG&E | MW | Commercial | Com - Restaurant (Fast Food) | HVAC | No | HVAC - SEER Rated Split System AC (SEER 14) | 1.1171 | 1.1344 | 1.1513 | 0 | 0 | 0 | 0 | 0 | 0 | 0 | 0 | 0
PG&E | MW | Commercial | Com - Restaurant (Fast Food) | HVAC | No | HVAC - SEER Rated Split System AC (SEER 15) | 0 | 0 | 0 | 1.2231 | 1.2397 | 1.2555 | 1.27 | 1.2845 | 1.2985 | 1.3131 | 1.3281 | 1.3433
PG&E | MW | Commercial | Com - Restaurant (Fast Food) | HVAC | No | HVAC - SEER Rated Split System HP (SEER 15) | 1.6319 | 1.6591 | 0.78251 | 0.79527 | 0.80767 | 0.81956 | 0.83055 | 0.84152 | 0.85209 | 0.86308 | 0.87435 | 0.88577
PG&E | MW | Commercial | Com - Restaurant (Fast Food) | Lighting | Yes | Lighting - LED Fixture (Replacing T8) - Emerging | 5.0483 | 5.2553 | 5.4638 | 5.7115 | 5.9297 | 6.1479 | 6.3299 | 6.5144 | 6.6983 | 6.8882 | 7.083 | 7.2464
PG&E | MW | Commercial | Com - Restaurant (Fast Food) | Lighting | Yes | Lighting - LED Lamp (Basic High - Indoor) - Emerging | 7.2798 | 7.5352 | 7.7743 | 7.9878 | 8.2006 | 1.0816 | 1.1055 | 1.1272 | 1.1485 | 1.1682 | 1.1884 | 1.2089
PG&E | MW | Commercial | Com - Restaurant (Fast Food) | Lighting | Yes | Lighting - LED Lamp (Basic Low - Indoor) - Emerging | 17.348 | 17.9811 | 18.5731 | 19.0984 | 19.6224 | 3.0678 | 3.1374 | 3.2004 | 3.2625 | 3.3267 | 3.3851 | 3.4445
PG&E | MW | Commercial | Com - Restaurant (Fast Food) | Lighting | Yes | Lighting - LED Plug-In Indoor Fixture - Emerging | 0.98827 | 1.0196 | 1.0476 | 1.0699 | 1.0953 | 0.06349 | 0.064647 | 0.066015 | 0.067054 | 0.068236 | 0.069342 | 0.070573
PG&E | MW | Commercial | Com - Restaurant (Fast Food) | Lighting | No | Lighting - Cold Cathode Lamp | 0.011527 | 0.011709 | 0.011886 | 0.01207 | 0.012249 | 0 | 0 | 0 | 0 | 0 | 0 | 0
PG&E | MW | Commercial | Com - Restaurant (Fast Food) | Lighting | No | Lighting - Compact Fluorescent Fixture (Indoor) | 2.247 | 2.2844 | 2.3208 | 2.3587 | 2.3955 | 0 | 0 | 0 | 0 | 0 | 0 | 0
PG&E | MW | Commercial | Com - Restaurant (Fast Food) | Lighting | No | Lighting - Exit Fixture (LED) | 0.11504 | 0.11327 | 0.11153 | 0.10981 | 0.10812 | 0.10645 | 0.10481 | 0.1032 | 0.10161 | 0.10005 | 0.098505 | 0.096988
PG&E | MW | Commercial | Com - Restaurant (Fast Food) | Lighting | No | Lighting - Halogen Lamp (A-Line) | 0.0033709 | 0.0034241 | 0.0034757 | 0.0035296 | 0.003582 | 0 | 0 | 0 | 0 | 0 | 0 | 0
PG&E | MW | Commercial | Com - Restaurant (Fast Food) | Lighting | No | Lighting - High Bay HID to T5 | 0.15512 | 0.15771 | 0.16022 | 0.16284 | 0.16539 | 0.16783 | 0.17009 | 0.17235 | 0.17452 | 0.17678 | 0.17909 | 0.18144
PG&E | MW | Commercial | Com - Restaurant (Fast Food) | Lighting | No | Lighting - Induction Fixture (Indoor) | 0.16222 | 0.16478 | 0.16727 | 0.16986 | 0.17238 | 0.1748 | 0.17703 | 0.17925 | 0.18139 | 0.18363 | 0.18592 | 0.18824
PG&E | MW | Commercial | Com - Restaurant (Fast Food) | Lighting | No | Lighting - Linear Fluorescent Delamping | 0.096505 | 0.095019 | 0.070167 | 0.046058 | 0.022674 | 0 | 0 | 0 | 0 | 0 | 0 | 0
PG&E | MW | Commercial | Com - Restaurant (Fast Food) | Lighting | No | Lighting - Occupancy Sensor | 0 | 0 | 0 | 0 | 0 | 0 | 0 | 0 | 0 | 0 | 0 | 0.47196
PG&E | MW | Commercial | Com - Restaurant (Fast Food) | Lighting | No | Lighting - Plug-In Fixture (Linear Fluorescent) | 0.91766 | 0.93298 | 0.94786 | 0.96336 | 0.97845 | 0 | 0 | 0 | 0 | 0 | 0 | 0
PG&E | MW | Commercial | Com - Restaurant (Fast Food) | Lighting | No | Lighting - Plug-In Fixture (MH Directional) | 0 | 0 | 0 | 0 | 0 | 0 | 0 | 0 | 0 | 0 | 0 | 0.049948
PG&E | MW | Commercial | Com - Restaurant (Fast Food) | Lighting | No | Lighting - Plug-In Fixture (PSMH with Electronic Ballast) | 0.49369 | 0.50194 | 0.50994 | 0.51828 | 0.5264 | 0.53417 | 0.54136 | 0.54853 | 0.55545 | 0.56264 | 0.57001 | 0.57748
PG&E | MW | Commercial | Com - Restaurant (Fast Food) | SHW | No | SHW - EF Rated Instantaneous Water Heater (Electric) | 0.039982 | 0.040575 | 0.041149 | 0.04175 | 0.042334 | 0.042893 | 0.043408 | 0.043922 | 0.044417 | 0.044933 | 0.045463 | 0.046002
PG&E | MW | Commercial | Com - Restaurant (Fast Food) | Service | No | HVAC - Comprehensive Rooftop Unit Quality Maintenance | 4.628e-07 | 4.5567e-07 | 4.4866e-07 | 4.4175e-07 | 4.3494e-07 | 4.2825e-07 | 4.2165e-07 | 4.1516e-07 | 4.0876e-07 | 4.0247e-07 | 3.9627e-07 | 3.9017e-07
PG&E | MW | Commercial | Com - Restaurant (Fast Food) | Service | No | Service - HVAC Fault Detection & Diagnositics | 0.0015261 | 0.0015502 | 0.0015735 | 0.0015979 | 0.0016217 | 0.0016444 | 0.0016653 | 0.0016863 | 0.0017064 | 0.0017274 | 0.001749 | 0.0017708
PG&E | MW | Commercial | Com - Restaurant (Fast Food) | Service | No | Service - Retro-Commissioning (Electric) | 0.010949 | 0.010781 | 0.010615 | 0.010451 | 0.01029 | 0.010132 | 0.0099757 | 0.009822 | 0.0096708 | 0.0095219 | 0.0093752 | 0.0092308
PG&E | MW | Commercial | Com - Restaurant (Fast Food) | WholeBlg | No | HVAC - Energy Management System | 0.0001837 | 0.0001866 | 0.00018941 | 0.00019235 | 0.00019521 | 0.00019794 | 0.00020047 | 0.00020298 | 0.00020541 | 0.00020794 | 0.00021053 | 0.00021316
PG&E | MW | Commercial | Com - Restaurant (Fast Food) | WholeBlg | No | WholeBlg - Com RET Level 1 | 8.0303 | 7.9066 | 7.7848 | 7.665 | 7.5469 | 7.4307 | 7.3163 | 7.2036 | 7.0926 | 6.9834 | 6.8759 | 6.77
PG&E | MW | Commercial | Com - Restaurant (Fast Food) | WholeBlg | No | WholeBlg - Com RET Level 2 | 45.6303 | 44.9276 | 44.2357 | 43.5544 | 42.8837 | 42.2233 | 41.5731 | 40.9328 | 40.3025 | 39.6818 | 39.0707 | 38.469
PG&E | MW | Commercial | Com - Restaurant (Sit Down) | AppPlug | No | AppPlug - Desktop Computer (Com - Power Management) | 0.1629 | 0.16547 | 0.16797 | 0.17057 | 0.17311 | 0.17553 | 0.17777 | 0.18 | 0.18216 | 0.1844 | 0.1867 | 0.18903
PG&E | MW | Commercial | Com - Restaurant (Sit Down) | AppPlug | No | AppPlug - Occupancy Sensor Plug Strip | 0.18359 | 0.18648 | 0.1893 | 0.19223 | 0.19509 | 0.19782 | 0.20034 | 0.20286 | 0.20528 | 0.20781 | 0.2104 | 0.21303
PG&E | MW | Commercial | Com - Restaurant (Sit Down) | BldgEnv | No | BldgEnv - Wall Spray On Insulation | 1.2979 | 1.2779 | 1.2582 | 1.2389 | 1.2198 | 1.201 | 1.1825 | 1.1643 | 1.1464 | 1.1287 | 1.1113 | 1.0942
PG&E | MW | Commercial | Com - Restaurant (Sit Down) | BldgEnv | No | BldgEnv - Window Film | 0 | 0 | 0 | 0 | 0 | 0 | 0 | 0 | 3.615 | 3.5593 | 3.5045 | 3.4506
PG&E | MW | Commercial | Com - Restaurant (Sit Down) | ComRefrig | No | ComRefrig - Refrigerated Case Night Cover (Low Temp) | 0.17352 | 0.17085 | 0.16822 | 0.16563 | 0.16308 | 0.16056 | 0.15809 | 0.15566 | 0.15326 | 0.1509 | 0.14858 | 0.14629
PG&E | MW | Commercial | Com - Restaurant (Sit Down) | ComRefrig | No | ComRefrig - Refrigerated Case Night Cover (Med Temp) | 1.3409 | 1.3203 | 1.2999 | 1.2799 | 1.2602 | 1.2408 | 1.2217 | 1.2029 | 1.1843 | 1.1661 | 1.1481 | 1.1305
PG&E | MW | Commercial | Com - Restaurant (Sit Down) | ComRefrig | No | ComRefrig - Strip Curtain for Walk In Refrigerator | 1.0014 | 0.98599 | 0.9708 | 0.95585 | 0.94113 | 0.92664 | 0.91237 | 0.89832 | 0.88449 | 0.87086 | 0.85745 | 0.84425
PG&E | MW | Commercial | Com - Restaurant (Sit Down) | FoodServ | No | FoodServ - Electric Griddle | 0.0021342 | 0.0021679 | 0.0022006 | 0.0022347 | 0.0022679 | 0.0022997 | 0.002329 | 0.0023582 | 0.0023864 | 0.0024158 | 0.0024459 | 0.0024765
PG&E | MW | Commercial | Com - Restaurant (Sit Down) | FoodServ | No | FoodServ - Electric Steamer | 0.85306 | 0.86652 | 0.87958 | 0.89322 | 0.90648 | 0.91918 | 0.9309 | 0.9426 | 0.95387 | 0.96561 | 0.97765 | 0.98987
PG&E | MW | Commercial | Com - Restaurant (Sit Down) | FoodServ | No | FoodServ - Fryer (Electric) | 0.056048 | 0.056932 | 0.057791 | 0.058687 | 0.059558 | 0.060392 | 0.061163 | 0.061931 | 0.062671 | 0.063443 | 0.064234 | 0.065036
PG&E | MW | Commercial | Com - Restaurant (Sit Down) | FoodServ | No | FoodServ - Oven (Electric) | 0.22942 | 0.23303 | 0.23655 | 0.24022 | 0.24378 | 0.2472 | 0.25035 | 0.25349 | 0.25653 | 0.25968 | 0.26292 | 0.26621
PG&E | MW | Commercial | Com - Restaurant (Sit Down) | HVAC | Yes | HVAC - Advanced Package Rooftop AC (> EER 12) - Emerging | 0 | 3.5236 | 3.4693 | 3.4159 | 3.3633 | 3.3115 | 3.2605 | 3.2103 | 3.1608 | 3.1121 | 3.0642 | 3.017
PG&E | MW | Commercial | Com - Restaurant (Sit Down) | HVAC | No | HVAC - Direct Evaporative Cooler | 0.70788 | 0.71904 | 0.72988 | 0.7412 | 0.75221 | 0.76274 | 0.77247 | 0.78218 | 0.79153 | 0.80127 | 0.81126 | 0.8214
PG&E | MW | Commercial | Com - Restaurant (Sit Down) | HVAC | No | HVAC - EER Rated Package Rooftop AC (EER 11) | 0 | 0 | 0 | 0 | 0 | 0 | 0.27052 | 0.30595 | 0.34046 | 0.37541 | 0.41057 | 0.44572
PG&E | MW | Commercial | Com - Restaurant (Sit Down) | HVAC | No | HVAC - SEER Rated Package Rooftop AC (Recharge) | 0 | 0 | 0 | 0 | 0 | 0 | 0 | 1.2997 | 1.2797 | 1.26 | 1.2406 | 1.2215
PG&E | MW | Commercial | Com - Restaurant (Sit Down) | HVAC | No | HVAC - SEER Rated Package Rooftop AC (SEER 14) | 1.5651 | 1.6063 | 0 | 0 | 0 | 0 | 0 | 0 | 0 | 0 | 0 | 0
PG&E | MW | Commercial | Com - Restaurant (Sit Down) | HVAC | No | HVAC - SEER Rated Package Rooftop AC (SEER 15) | 0 | 0 | 2.2609 | 2.2957 | 2.3295 | 2.3619 | 2.3918 | 2.4217 | 2.4504 | 2.4804 | 2.5111 | 2.5423
PG&E | MW | Commercial | Com - Restaurant (Sit Down) | HVAC | No | HVAC - SEER Rated Package Rooftop HP (SEER 15) | 2.0645 | 2.0999 | 0.99091 | 1.0075 | 1.0237 | 1.0392 | 1.0536 | 1.0679 | 1.0817 | 1.096 | 1.1107 | 1.1256
PG&E | MW | Commercial | Com - Restaurant (Sit Down) | HVAC | No | HVAC - SEER Rated Split System AC (SEER 14) | 0.64393 | 0.66132 | 0.67825 | 0 | 0 | 0 | 0 | 0 | 0 | 0 | 0 | 0
PG&E | MW | Commercial | Com - Restaurant (Sit Down) | HVAC | No | HVAC - SEER Rated Split System AC (SEER 15) | 0 | 0 | 0 | 0.87113 | 0.88328 | 0.89489 | 0.9056 | 0.91629 | 0.92657 | 0.93731 | 0.94834 | 0.95954
PG&E | MW | Commercial | Com - Restaurant (Sit Down) | HVAC | No | HVAC - SEER Rated Split System HP (SEER 15) | 1.0881 | 1.1045 | 0.52019 | 0.52791 | 0.53541 | 0.54259 | 0.54921 | 0.55582 | 0.56218 | 0.56881 | 0.57563 | 0.58254
PG&E | MW | Commercial | Com - Restaurant (Sit Down) | Lighting | Yes | Lighting - LED Fixture (Replacing T8) - Emerging | 4.9398 | 5.1464 | 5.3546 | 5.6015 | 5.8195 | 6.0376 | 6.2201 | 6.4051 | 6.5897 | 6.7802 | 6.9756 | 7.1402
PG&E | MW | Commercial | Com - Restaurant (Sit Down) | Lighting | Yes | Lighting - LED Lamp (Basic High - Indoor) - Emerging | 7.2289 | 7.4812 | 7.7174 | 7.928 | 8.138 | 1.0732 | 1.0967 | 1.1181 | 1.1392 | 1.1586 | 1.1784 | 1.1986
PG&E | MW | Commercial | Com - Restaurant (Sit Down) | Lighting | Yes | Lighting - LED Lamp (Basic Low - Indoor) - Emerging | 17.2267 | 17.8523 | 18.4371 | 18.9555 | 19.4726 | 3.044 | 3.1126 | 3.1747 | 3.2358 | 3.2992 | 3.3567 | 3.4152
PG&E | MW | Commercial | Com - Restaurant (Sit Down) | Lighting | Yes | Lighting - LED Plug-In Indoor Fixture - Emerging | 0.98138 | 1.0123 | 1.04 | 1.0619 | 1.0869 | 0.062996 | 0.064136 | 0.065485 | 0.066507 | 0.067671 | 0.06876 | 0.069972
PG&E | MW | Commercial | Com - Restaurant (Sit Down) | Lighting | No | Lighting - Cold Cathode Lamp | 0.011587 | 0.01177 | 0.011947 | 0.012132 | 0.012313 | 0 | 0 | 0 | 0 | 0 | 0 | 0
PG&E | MW | Commercial | Com - Restaurant (Sit Down) | Lighting | No | Lighting - Compact Fluorescent Fixture (Indoor) | 2.2313 | 2.268 | 2.3038 | 2.341 | 2.3772 | 0 | 0 | 0 | 0 | 0 | 0 | 0
PG&E | MW | Commercial | Com - Restaurant (Sit Down) | Lighting | No | Lighting - Exit Fixture (LED) | 0.11741 | 0.1156 | 0.11382 | 0.11207 | 0.11034 | 0.10864 | 0.10697 | 0.10532 | 0.1037 | 0.1021 | 0.10053 | 0.098982
PG&E | MW | Commercial | Com - Restaurant (Sit Down) | Lighting | No | Lighting - Halogen Lamp (A-Line) | 0.0033709 | 0.0034241 | 0.0034757 | 0.0035296 | 0.003582 | 0 | 0 | 0 | 0 | 0 | 0 | 0
PG&E | MW | Commercial | Com - Restaurant (Sit Down) | Lighting | No | Lighting - High Bay HID to T5 | 0.15178 | 0.15444 | 0.15702 | 0.1597 | 0.16232 | 0.16482 | 0.16714 | 0.16946 | 0.17169 | 0.17401 | 0.17638 | 0.17878
PG&E | MW | Commercial | Com - Restaurant (Sit Down) | Lighting | No | Lighting - Induction Fixture (Indoor) | 0.16485 | 0.16745 | 0.16998 | 0.17261 | 0.17518 | 0.17763 | 0.1799 | 0.18216 | 0.18433 | 0.1866 | 0.18893 | 0.19129
PG&E | MW | Commercial | Com - Restaurant (Sit Down) | Lighting | No | Lighting - Linear Fluorescent Delamping | 0.096797 | 0.095306 | 0.070379 | 0.046197 | 0.022743 | 0 | 0 | 0 | 0 | 0 | 0 | 0
PG&E | MW | Commercial | Com - Restaurant (Sit Down) | Lighting | No | Lighting - Occupancy Sensor | 0 | 0 | 0 | 0 | 0 | 0 | 0 | 0 | 0 | 0.46524 | 0.47107 | 0.47698
PG&E | MW | Commercial | Com - Restaurant (Sit Down) | Lighting | No | Lighting - Plug-In Fixture (Linear Fluorescent) | 0.90353 | 0.91933 | 0.93469 | 0.95067 | 0.96623 | 0 | 0 | 0 | 0 | 0 | 0 | 0
PG&E | MW | Commercial | Com - Restaurant (Sit Down) | Lighting | No | Lighting - Plug-In Fixture (MH Directional) | 0 | 0 | 0 | 0 | 0 | 0 | 0 | 0 | 0 | 0 | 0 | 0.049138
PG&E | MW | Commercial | Com - Restaurant (Sit Down) | Lighting | No | Lighting - Plug-In Fixture (PSMH with Electronic Ballast) | 0.48609 | 0.49459 | 0.50285 | 0.51145 | 0.51982 | 0.52784 | 0.53527 | 0.54268 | 0.54983 | 0.55725 | 0.56485 | 0.57255
PG&E | MW | Commercial | Com - Restaurant (Sit Down) | SHW | No | SHW - EF Rated Instantaneous Water Heater (Electric) | 0.013633 | 0.01385 | 0.01406 | 0.01428 | 0.014493 | 0.014698 | 0.014887 | 0.015075 | 0.015256 | 0.015445 | 0.015639 | 0.015836
PG&E | MW | Commercial | Com - Restaurant (Sit Down) | Service | No | HVAC - Comprehensive Rooftop Unit Quality Maintenance | 4.628e-07 | 4.5567e-07 | 4.4866e-07 | 4.4175e-07 | 4.3494e-07 | 4.2825e-07 | 4.2165e-07 | 4.1516e-07 | 4.0876e-07 | 4.0247e-07 | 3.9627e-07 | 3.9017e-07
PG&E | MW | Commercial | Com - Restaurant (Sit Down) | Service | No | Service - HVAC Fault Detection & Diagnositics | 0.0015261 | 0.0015502 | 0.0015735 | 0.0015979 | 0.0016217 | 0.0016444 | 0.0016653 | 0.0016863 | 0.0017064 | 0.0017274 | 0.001749 | 0.0017708
PG&E | MW | Commercial | Com - Restaurant (Sit Down) | Service | No | Service - Retro-Commissioning (Electric) | 0.010949 | 0.010781 | 0.010615 | 0.010451 | 0.01029 | 0.010132 | 0.0099757 | 0.009822 | 0.0096708 | 0.0095219 | 0.0093752 | 0.0092308
PG&E | MW | Commercial | Com - Restaurant (Sit Down) | WholeBlg | No | HVAC - Energy Management System | 0.0001837 | 0.0001866 | 0.00018941 | 0.00019235 | 0.00019521 | 0.00019794 | 0.00020047 | 0.00020298 | 0.00020541 | 0.00020794 | 0.00021053 | 0.00021316
PG&E | MW | Commercial | Com - Restaurant (Sit Down) | WholeBlg | No | WholeBlg - Com RET Level 1 | 7.2953 | 7.1829 | 7.0723 | 6.9634 | 6.8562 | 6.7506 | 6.6466 | 6.5443 | 6.4435 | 6.3442 | 6.2465 | 6.1503
PG&E | MW | Commercial | Com - Restaurant (Sit Down) | WholeBlg | No | WholeBlg - Com RET Level 2 | 42.0518 | 41.4042 | 40.7666 | 40.1388 | 39.5207 | 38.9121 | 38.3128 | 37.7228 | 37.1419 | 36.5699 | 36.0067 | 35.4522
PG&E | MW | Commercial | Com - Retail (Large Multi Level) | AppPlug | No | AppPlug - Desktop Computer (Com - Power Management) | 0.85812 | 0.87166 | 0.8848 | 0.89852 | 0.91186 | 0.92463 | 0.93643 | 0.94819 | 0.95953 | 0.97134 | 0.98345 | 0.99574
PG&E | MW | Commercial | Com - Retail (Large Multi Level) | AppPlug | No | AppPlug - Occupancy Sensor Plug Strip | 0.96707 | 0.98233 | 0.99714 | 1.0126 | 1.0276 | 1.042 | 1.0553 | 1.0686 | 1.0814 | 1.0947 | 1.1083 | 1.1222
PG&E | MW | Commercial | Com - Retail (Large Multi Level) | BldgEnv | No | BldgEnv - Wall Spray On Insulation | 6.8369 | 6.7316 | 6.6279 | 6.5259 | 6.4254 | 6.3264 | 6.229 | 6.1331 | 6.0386 | 5.9456 | 5.8541 | 5.7639
PG&E | MW | Commercial | Com - Retail (Large Multi Level) | BldgEnv | No | BldgEnv - Window Film | 0 | 0 | 0 | 0 | 0 | 0 | 0 | 0 | 9.6154 | 9.4673 | 9.3215 | 9.178
PG&E | MW | Commercial | Com - Retail (Large Multi Level) | FoodServ | No | FoodServ - Electric Steamer | 0.065532 | 0.066566 | 0.067569 | 0.068617 | 0.069636 | 0.070611 | 0.071512 | 0.07241 | 0.073276 | 0.074178 | 0.075103 | 0.076041
PG&E | MW | Commercial | Com - Retail (Large Multi Level) | FoodServ | No | FoodServ - Oven (Electric) | 0.77688 | 0.78913 | 0.80103 | 0.81345 | 0.82553 | 0.83709 | 0.84777 | 0.85842 | 0.86868 | 0.87937 | 0.89034 | 0.90146
PG&E | MW | Commercial | Com - Retail (Large Multi Level) | HVAC | Yes | HVAC - Advanced Package Rooftop AC (> EER 12) - Emerging | 0 | 7.7624 | 7.6428 | 7.5251 | 7.4093 | 7.2951 | 7.1828 | 7.0722 | 6.9633 | 6.856 | 6.7505 | 6.6465
PG&E | MW | Commercial | Com - Retail (Large Multi Level) | HVAC | No | HVAC - Chiller (Centrifugal) | 1.6415 | 1.6163 | 1.5914 | 1.5669 | 1.5427 | 1.519 | 1.4956 | 1.4725 | 1.4499 | 1.4275 | 1.4056 | 1.3839
PG&E | MW | Commercial | Com - Retail (Large Multi Level) | HVAC | No | HVAC - Chiller (Reciprocating) | 2.1889 | 2.2045 | 2.2195 | 2.2357 | 2.2514 | 2.2662 | 2.2792 | 2.2924 | 2.3049 | 2.3184 | 2.3326 | 2.3472
PG&E | MW | Commercial | Com - Retail (Large Multi Level) | HVAC | No | HVAC - EER Rated Package Rooftop AC (EER 11) | 0 | 0 | 0 | 0.43533 | 0.54143 | 0.64437 | 0.74249 | 0.83973 | 0.93445 | 1.0304 | 1.1269 | 1.2234
PG&E | MW | Commercial | Com - Retail (Large Multi Level) | HVAC | No | HVAC - SEER Rated Package Rooftop AC (Recharge) | 0 | 0 | 0 | 0 | 4.2423 | 4.177 | 4.1126 | 4.0493 | 3.9869 | 3.9255 | 3.8651 | 3.8056
PG&E | MW | Commercial | Com - Retail (Large Multi Level) | HVAC | No | HVAC - SEER Rated Package Rooftop AC (SEER 14) | 4.0861 | 4.1494 | 0 | 0 | 0 | 0 | 0 | 0 | 0 | 0 | 0 | 0
PG&E | MW | Commercial | Com - Retail (Large Multi Level) | HVAC | No | HVAC - SEER Rated Package Rooftop AC (SEER 15) | 0 | 0 | 5.2457 | 5.3134 | 5.3791 | 5.4419 | 5.4994 | 5.5569 | 5.6122 | 5.6701 | 5.7298 | 5.7905
PG&E | MW | Commercial | Com - Retail (Large Multi Level) | HVAC | No | HVAC - SEER Rated Package Rooftop HP (SEER 15) | 5.0328 | 5.1322 | 2.4276 | 2.4742 | 2.5195 | 2.563 | 2.6034 | 2.6436 | 2.6825 | 2.7228 | 2.764 | 2.8056
PG&E | MW | Commercial | Com - Retail (Large Multi Level) | HVAC | No | HVAC - SEER Rated Split System AC (SEER 14) | 1.9759 | 2.0031 | 2.0295 | 0 | 0 | 0 | 0 | 0 | 0 | 0 | 0 | 0
PG&E | MW | Commercial | Com - Retail (Large Multi Level) | HVAC | No | HVAC - SEER Rated Split System AC (SEER 15) | 0 | 0 | 0 | 2.331 | 2.3538 | 2.3755 | 2.3952 | 2.4149 | 2.4337 | 2.4537 | 2.4744 | 2.4956
PG&E | MW | Commercial | Com - Retail (Large Multi Level) | HVAC | No | HVAC - SEER Rated Split System HP (SEER 15) | 2.9295 | 2.9776 | 1.4041 | 1.4268 | 1.4488 | 1.4698 | 1.4893 | 1.5087 | 1.5275 | 1.547 | 1.5669 | 1.5872
PG&E | MW | Commercial | Com - Retail (Large Multi Level) | Lighting | Yes | Lighting - LED Fixture (Replacing T8) - Emerging | 0 | 31.5805 | 32.8295 | 34.3144 | 35.621 | 36.9279 | 38.0177 | 39.1219 | 40.2232 | 41.36 | 42.5258 | 43.5032
PG&E | MW | Commercial | Com - Retail (Large Multi Level) | Lighting | Yes | Lighting - LED Lamp (Basic High - Indoor) - Emerging | 2.9904 | 3.0913 | 3.1855 | 3.2691 | 3.3524 | 0.4417 | 0.45099 | 0.4594 | 0.46768 | 0.47527 | 0.48305 | 0.49097
PG&E | MW | Commercial | Com - Retail (Large Multi Level) | Lighting | Yes | Lighting - LED Lamp (Basic Low - Indoor) - Emerging | 8.6614 | 8.966 | 9.2499 | 9.5002 | 9.7498 | 1.5227 | 1.5557 | 1.5854 | 1.6147 | 1.645 | 1.6724 | 1.7003
PG&E | MW | Commercial | Com - Retail (Large Multi Level) | Lighting | Yes | Lighting - LED Plug-In Indoor Fixture - Emerging | 4.2805 | 4.4107 | 4.5263 | 4.6168 | 4.7211 | 0.27338 | 0.27809 | 0.2837 | 0.2879 | 0.29271 | 0.29719 | 0.30221
PG&E | MW | Commercial | Com - Retail (Large Multi Level) | Lighting | No | Lighting - Cold Cathode Lamp | 0.045389 | 0.046106 | 0.046801 | 0.047526 | 0.048232 | 0 | 0 | 0 | 0 | 0 | 0 | 0
PG&E | MW | Commercial | Com - Retail (Large Multi Level) | Lighting | No | Lighting - Compact Fluorescent Fixture (Indoor) | 9.7323 | 9.8818 | 10.0269 | 10.1785 | 10.3259 | 0 | 0 | 0 | 0 | 0 | 0 | 0
PG&E | MW | Commercial | Com - Retail (Large Multi Level) | Lighting | No | Lighting - Exit Fixture (LED) | 0.66735 | 0.65708 | 0.64696 | 0.637 | 0.62719 | 0.61753 | 0.60802 | 0.59865 | 0.58943 | 0.58036 | 0.57142 | 0.56262
PG&E | MW | Commercial | Com - Retail (Large Multi Level) | Lighting | No | Lighting - Halogen Lamp (A-Line) | 0.017757 | 0.018037 | 0.018309 | 0.018592 | 0.018869 | 0 | 0 | 0 | 0 | 0 | 0 | 0
PG&E | MW | Commercial | Com - Retail (Large Multi Level) | Lighting | No | Lighting - High Bay HID to T5 | 4.1204 | 4.1886 | 4.2549 | 4.324 | 4.3913 | 4.4556 | 4.5152 | 4.5746 | 4.6319 | 4.6914 | 4.7525 | 4.8143
PG&E | MW | Commercial | Com - Retail (Large Multi Level) | Lighting | No | Lighting - Induction Fixture (Indoor) | 0.81852 | 0.83144 | 0.84397 | 0.85706 | 0.86979 | 0.88197 | 0.89322 | 0.90444 | 0.91525 | 0.92652 | 0.93807 | 0.94979
PG&E | MW | Commercial | Com - Retail (Large Multi Level) | Lighting | No | Lighting - Linear Fluorescent Delamping | 0.073439 | 0.072308 | 0.053396 | 0.035049 | 0.017255 | 0 | 0 | 0 | 0 | 0 | 0 | 0
PG&E | MW | Commercial | Com - Retail (Large Multi Level) | Lighting | No | Lighting - Linear Fluorescent Fixture (Low Wattage T8) | 4.6014 | 0 | 0 | 0 | 0 | 0 | 0 | 0 | 0 | 0 | 0 | 0
PG&E | MW | Commercial | Com - Retail (Large Multi Level) | Lighting | No | Lighting - Plug-In Fixture (Linear Fluorescent) | 3.8392 | 3.9026 | 3.9643 | 4.0285 | 4.091 | 0 | 0 | 0 | 0 | 0 | 0 | 0
PG&E | MW | Commercial | Com - Retail (Large Multi Level) | Lighting | No | Lighting - Plug-In Fixture (PSMH with Electronic Ballast) | 2.0654 | 2.0996 | 2.1327 | 2.1673 | 2.2009 | 2.2332 | 2.2629 | 2.2927 | 2.3213 | 2.3511 | 2.3816 | 2.4126
PG&E | MW | Commercial | Com - Retail (Large Multi Level) | SHW | No | SHW - EF Rated Instantaneous Water Heater (Electric) | 0.0069518 | 0.007061 | 0.0071671 | 0.0072779 | 0.0073856 | 0.0074886 | 0.0075838 | 0.0076788 | 0.0077703 | 0.0078656 | 0.0079634 | 0.0080626
PG&E | MW | Commercial | Com - Retail (Large Multi Level) | Service | No | HVAC - Comprehensive Rooftop Unit Quality Maintenance | 2.4379e-06 | 2.4003e-06 | 2.3634e-06 | 2.327e-06 | 2.2911e-06 | 2.2558e-06 | 2.2211e-06 | 2.1869e-06 | 2.1532e-06 | 2.1201e-06 | 2.0874e-06 | 2.0553e-06
PG&E | MW | Commercial | Com - Retail (Large Multi Level) | Service | No | Service - HVAC Fault Detection & Diagnositics | 0.0080389 | 0.0081657 | 0.0082888 | 0.0084173 | 0.0085423 | 0.0086619 | 0.0087724 | 0.0088826 | 0.0089888 | 0.0090995 | 0.009213 | 0.0093281
PG&E | MW | Commercial | Com - Retail (Large Multi Level) | Service | No | Service - Retro-Commissioning (Electric) | 0.057676 | 0.056788 | 0.055914 | 0.055053 | 0.054205 | 0.05337 | 0.052548 | 0.051739 | 0.050942 | 0.050158 | 0.049385 | 0.048625
PG&E | MW | Commercial | Com - Retail (Large Multi Level) | WholeBlg | No | HVAC - Energy Management System | 0.00096768 | 0.00098294 | 0.00099776 | 0.0010132 | 0.0010283 | 0.0010427 | 0.001056 | 0.0010692 | 0.001082 | 0.0010953 | 0.001109 | 0.0011229
PG&E | MW | Commercial | Com - Retail (Large Multi Level) | WholeBlg | No | WholeBlg - Com RET Level 1 | 12.169 | 11.9816 | 11.7971 | 11.6154 | 11.4365 | 11.2604 | 11.087 | 10.9163 | 10.7482 | 10.5826 | 10.4197 | 10.2592
PG&E | MW | Commercial | Com - Retail (Large Multi Level) | WholeBlg | No | WholeBlg - Com RET Level 2 | 82.0157 | 80.7527 | 79.5091 | 78.2846 | 77.0791 | 75.892 | 74.7233 | 73.5726 | 72.4396 | 71.324 | 70.2256 | 69.1441
PG&E | MW | Commercial | Com - Retail (Large Single Level) | AppPlug | No | AppPlug - Desktop Computer (Com - Power Management) | 0.85812 | 0.87166 | 0.8848 | 0.89852 | 0.91186 | 0.92463 | 0.93643 | 0.94819 | 0.95953 | 0.97134 | 0.98345 | 0.99574
PG&E | MW | Commercial | Com - Retail (Large Single Level) | AppPlug | No | AppPlug - Occupancy Sensor Plug Strip | 0.96707 | 0.98233 | 0.99714 | 1.0126 | 1.0276 | 1.042 | 1.0553 | 1.0686 | 1.0814 | 1.0947 | 1.1083 | 1.1222
PG&E | MW | Commercial | Com - Retail (Large Single Level) | BldgEnv | No | BldgEnv - Wall Spray On Insulation | 6.8369 | 6.7316 | 6.6279 | 6.5259 | 6.4254 | 6.3264 | 6.229 | 6.1331 | 6.0386 | 5.9456 | 5.8541 | 5.7639
PG&E | MW | Commercial | Com - Retail (Large Single Level) | BldgEnv | No | BldgEnv - Window Film | 0 | 0 | 0 | 0 | 0 | 0 | 0 | 0 | 9.6154 | 9.4673 | 9.3215 | 9.178
PG&E | MW | Commercial | Com - Retail (Large Single Level) | FoodServ | No | FoodServ - Electric Steamer | 0.065532 | 0.066566 | 0.067569 | 0.068617 | 0.069636 | 0.070611 | 0.071512 | 0.07241 | 0.073276 | 0.074178 | 0.075103 | 0.076041
PG&E | MW | Commercial | Com - Retail (Large Single Level) | FoodServ | No | FoodServ - Oven (Electric) | 0.77688 | 0.78913 | 0.80103 | 0.81345 | 0.82553 | 0.83709 | 0.84777 | 0.85842 | 0.86868 | 0.87937 | 0.89034 | 0.90146
PG&E | MW | Commercial | Com - Retail (Large Single Level) | HVAC | Yes | HVAC - Advanced Package Rooftop AC (> EER 12) - Emerging | 0 | 8.4859 | 8.3552 | 8.2265 | 8.0998 | 7.9751 | 7.8523 | 7.7314 | 7.6123 | 7.4951 | 7.3796 | 7.266
PG&E | MW | Commercial | Com - Retail (Large Single Level) | HVAC | No | HVAC - Direct Evaporative Cooler | 1.9134 | 1.9436 | 1.9729 | 2.0035 | 2.0332 | 2.0617 | 2.088 | 2.1142 | 2.1395 | 2.1659 | 2.1929 | 2.2203
PG&E | MW | Commercial | Com - Retail (Large Single Level) | HVAC | No | HVAC - EER Rated Package Rooftop AC (EER 11) | 0 | 0 | 0 | 0 | 0 | 0 | 0 | 0 | 0.90439 | 0.99725 | 1.0906 | 1.184
PG&E | MW | Commercial | Com - Retail (Large Single Level) | HVAC | No | HVAC - Repair Duct System | 0 | 0 | 0 | 0 | 0 | 0 | 0 | 0 | 0 | 4.7769 | 4.7033 | 4.6309
PG&E | MW | Commercial | Com - Retail (Large Single Level) | HVAC | No | HVAC - SEER Rated Package Rooftop AC (Recharge) | 0 | 0 | 5.221 | 5.1406 | 5.0614 | 4.9835 | 4.9067 | 4.8312 | 4.7568 | 4.6835 | 4.6114 | 4.5404
PG&E | MW | Commercial | Com - Retail (Large Single Level) | HVAC | No | HVAC - SEER Rated Package Rooftop AC (SEER 14) | 4.6983 | 4.7681 | 0 | 0 | 0 | 0 | 0 | 0 | 0 | 0 | 0 | 0
PG&E | MW | Commercial | Com - Retail (Large Single Level) | HVAC | No | HVAC - SEER Rated Package Rooftop AC (SEER 15) | 0 | 0 | 5.8782 | 5.9545 | 6.0286 | 6.0993 | 6.1642 | 6.229 | 6.2913 | 6.3566 | 6.4239 | 6.4923
PG&E | MW | Commercial | Com - Retail (Large Single Level) | HVAC | No | HVAC - SEER Rated Package Rooftop HP (SEER 15) | 5.3301 | 5.4362 | 2.5718 | 2.6215 | 2.6699 | 2.7164 | 2.7596 | 2.8026 | 2.8442 | 2.8872 | 2.9312 | 2.9756
PG&E | MW | Commercial | Com - Retail (Large Single Level) | HVAC | No | HVAC - SEER Rated Split System AC (SEER 14) | 2.1113 | 2.1408 | 2.1694 | 0 | 0 | 0 | 0 | 0 | 0 | 0 | 0 | 0
PG&E | MW | Commercial | Com - Retail (Large Single Level) | HVAC | No | HVAC - SEER Rated Split System AC (SEER 15) | 0 | 0 | 0 | 2.3356 | 2.3641 | 2.3913 | 2.4163 | 2.4412 | 2.4652 | 2.4903 | 2.5162 | 2.5426
PG&E | MW | Commercial | Com - Retail (Large Single Level) | HVAC | No | HVAC - SEER Rated Split System HP (SEER 15) | 3.1173 | 3.1691 | 1.4947 | 1.5191 | 1.5428 | 1.5655 | 1.5865 | 1.6074 | 1.6276 | 1.6486 | 1.6702 | 1.692
PG&E | MW | Commercial | Com - Retail (Large Single Level) | Lighting | Yes | Lighting - LED Fixture (Replacing T8) - Emerging | 33.834 | 35.2289 | 36.6339 | 38.3029 | 39.7733 | 41.2441 | 42.4724 | 43.717 | 44.9585 | 46.24 | 47.5543 | 48.6582
PG&E | MW | Commercial | Com - Retail (Large Single Level) | Lighting | Yes | Lighting - LED Lamp (Basic High - Indoor) - Emerging | 3.2582 | 3.373 | 3.4806 | 3.5767 | 3.6724 | 0.48445 | 0.49519 | 0.50497 | 0.51459 | 0.52347 | 0.53257 | 0.54182
PG&E | MW | Commercial | Com - Retail (Large Single Level) | Lighting | Yes | Lighting - LED Lamp (Basic Low - Indoor) - Emerging | 9.4371 | 9.783 | 10.1066 | 10.394 | 10.6806 | 1.6701 | 1.7081 | 1.7426 | 1.7766 | 1.8118 | 1.8438 | 1.8764
PG&E | MW | Commercial | Com - Retail (Large Single Level) | Lighting | Yes | Lighting - LED Plug-In Indoor Fixture - Emerging | 4.6638 | 4.8125 | 4.9454 | 5.0511 | 5.1717 | 0.29983 | 0.30533 | 0.31183 | 0.31677 | 0.32239 | 0.32765 | 0.3335
PG&E | MW | Commercial | Com - Retail (Large Single Level) | Lighting | No | Lighting - Cold Cathode Lamp | 0.053503 | 0.054347 | 0.055166 | 0.056022 | 0.056854 | 0 | 0 | 0 | 0 | 0 | 0 | 0
PG&E | MW | Commercial | Com - Retail (Large Single Level) | Lighting | No | Lighting - Compact Fluorescent Fixture (Indoor) | 10.604 | 10.7823 | 10.9556 | 11.1361 | 11.3117 | 0 | 0 | 0 | 0 | 0 | 0 | 0
PG&E | MW | Commercial | Com - Retail (Large Single Level) | Lighting | No | Lighting - Exit Fixture (LED) | 0.63813 | 0.6283 | 0.61862 | 0.6091 | 0.59972 | 0.59048 | 0.58139 | 0.57243 | 0.56362 | 0.55494 | 0.54639 | 0.53798
PG&E | MW | Commercial | Com - Retail (Large Single Level) | Lighting | No | Lighting - Halogen Lamp (A-Line) | 0.017757 | 0.018037 | 0.018309 | 0.018592 | 0.018869 | 0 | 0 | 0 | 0 | 0 | 0 | 0
PG&E | MW | Commercial | Com - Retail (Large Single Level) | Lighting | No | Lighting - High Bay HID to T5 | 4.5948 | 4.6725 | 4.748 | 4.8266 | 4.9031 | 4.9764 | 5.0443 | 5.1119 | 5.1771 | 5.245 | 5.3144 | 5.3848
PG&E | MW | Commercial | Com - Retail (Large Single Level) | Lighting | No | Lighting - Induction Fixture (Indoor) | 0.88223 | 0.89615 | 0.90966 | 0.92377 | 0.93748 | 0.95061 | 0.96274 | 0.97483 | 0.98649 | 0.99863 | 1.0111 | 1.0237
PG&E | MW | Commercial | Com - Retail (Large Single Level) | Lighting | No | Lighting - Linear Fluorescent Delamping | 0.082134 | 0.080869 | 0.059718 | 0.039199 | 0.019297 | 0 | 0 | 0 | 0 | 0 | 0 | 0
PG&E | MW | Commercial | Com - Retail (Large Single Level) | Lighting | No | Lighting - Plug-In Fixture (Linear Fluorescent) | 4.185 | 4.2558 | 4.3245 | 4.3961 | 4.4658 | 0 | 0 | 0 | 0 | 0 | 0 | 0
PG&E | MW | Commercial | Com - Retail (Large Single Level) | Lighting | No | Lighting - Plug-In Fixture (PSMH with Electronic Ballast) | 2.2515 | 2.2896 | 2.3266 | 2.3651 | 2.4026 | 2.4385 | 2.4717 | 2.5049 | 2.5368 | 2.5701 | 2.6041 | 2.6386
PG&E | MW | Commercial | Com - Retail (Large Single Level) | SHW | No | SHW - EF Rated Instantaneous Water Heater (Electric) | 0.0063149 | 0.0064144 | 0.0065109 | 0.0066116 | 0.0067096 | 0.0068034 | 0.00689 | 0.0069764 | 0.0070597 | 0.0071464 | 0.0072354 | 0.0073256
PG&E | MW | Commercial | Com - Retail (Large Single Level) | Service | No | HVAC - Comprehensive Rooftop Unit Quality Maintenance | 2.4379e-06 | 2.4003e-06 | 2.3634e-06 | 2.327e-06 | 2.2911e-06 | 2.2558e-06 | 2.2211e-06 | 2.1869e-06 | 2.1532e-06 | 2.1201e-06 | 2.0874e-06 | 2.0553e-06
PG&E | MW | Commercial | Com - Retail (Large Single Level) | Service | No | Service - HVAC Fault Detection & Diagnositics | 0.0080389 | 0.0081657 | 0.0082888 | 0.0084173 | 0.0085423 | 0.0086619 | 0.0087724 | 0.0088826 | 0.0089888 | 0.0090995 | 0.009213 | 0.0093281
PG&E | MW | Commercial | Com - Retail (Large Single Level) | Service | No | Service - Retro-Commissioning (Electric) | 0.057676 | 0.056788 | 0.055914 | 0.055053 | 0.054205 | 0.05337 | 0.052548 | 0.051739 | 0.050942 | 0.050158 | 0.049385 | 0.048625
PG&E | MW | Commercial | Com - Retail (Large Single Level) | WholeBlg | No | HVAC - Energy Management System | 0.00096768 | 0.00098294 | 0.00099776 | 0.0010132 | 0.0010283 | 0.0010427 | 0.001056 | 0.0010692 | 0.001082 | 0.0010953 | 0.001109 | 0.0011229
PG&E | MW | Commercial | Com - Retail (Large Single Level) | WholeBlg | No | WholeBlg - Com RET Level 1 | 12.4924 | 12.3 | 12.1106 | 11.9241 | 11.7405 | 11.5596 | 11.3816 | 11.2064 | 11.0338 | 10.8639 | 10.6966 | 10.5318
PG&E | MW | Commercial | Com - Retail (Large Single Level) | WholeBlg | No | WholeBlg - Com RET Level 2 | 89.1262 | 87.7537 | 86.4023 | 85.0717 | 83.7616 | 82.4716 | 81.2016 | 79.9511 | 78.7198 | 77.5075 | 76.3139 | 75.1387
PG&E | MW | Commercial | Com - Retail (Small) | AppPlug | No | AppPlug - Desktop Computer (Com - Power Management) | 0.85812 | 0.87166 | 0.8848 | 0.89852 | 0.91186 | 0.92463 | 0.93643 | 0.94819 | 0.95953 | 0.97134 | 0.98345 | 0.99574
PG&E | MW | Commercial | Com - Retail (Small) | AppPlug | No | AppPlug - Occupancy Sensor Plug Strip | 0.96707 | 0.98233 | 0.99714 | 1.0126 | 1.0276 | 1.042 | 1.0553 | 1.0686 | 1.0814 | 1.0947 | 1.1083 | 1.1222
PG&E | MW | Commercial | Com - Retail (Small) | BldgEnv | No | BldgEnv - Wall Spray On Insulation | 6.8369 | 6.7316 | 6.6279 | 6.5259 | 6.4254 | 6.3264 | 6.229 | 6.1331 | 6.0386 | 5.9456 | 5.8541 | 5.7639
PG&E | MW | Commercial | Com - Retail (Small) | BldgEnv | No | BldgEnv - Window Film | 0 | 0 | 0 | 0 | 0 | 0 | 0 | 0 | 9.6154 | 9.4673 | 9.3215 | 9.178
PG&E | MW | Commercial | Com - Retail (Small) | FoodServ | No | FoodServ - Electric Steamer | 0.065532 | 0.066566 | 0.067569 | 0.068617 | 0.069636 | 0.070611 | 0.071512 | 0.07241 | 0.073276 | 0.074178 | 0.075103 | 0.076041
PG&E | MW | Commercial | Com - Retail (Small) | HVAC | Yes | HVAC - Advanced Package Rooftop AC (> EER 12) - Emerging | 0 | 10.1217 | 9.9658 | 9.8124 | 9.6612 | 9.5125 | 9.366 | 9.2217 | 9.0797 | 8.9399 | 8.8022 | 8.6667
PG&E | MW | Commercial | Com - Retail (Small) | HVAC | No | HVAC - Direct Evaporative Cooler | 2.2025 | 2.2372 | 2.271 | 2.3062 | 2.3404 | 2.3732 | 2.4035 | 2.4337 | 2.4628 | 2.4931 | 2.5242 | 2.5557
PG&E | MW | Commercial | Com - Retail (Small) | HVAC | No | HVAC - EER Rated Package Rooftop AC (EER 11) | 0 | 0 | 0 | 0 | 0 | 0 | 0 | 0 | 0 | 1.2318 | 1.3472 | 1.4625
PG&E | MW | Commercial | Com - Retail (Small) | HVAC | No | HVAC - SEER Rated Package Rooftop AC (Recharge) | 0 | 0 | 0 | 0 | 0 | 5.4088 | 5.3255 | 5.2435 | 5.1627 | 5.0832 | 5.0049 | 4.9279
PG&E | MW | Commercial | Com - Retail (Small) | HVAC | No | HVAC - SEER Rated Package Rooftop AC (SEER 14) | 5.5519 | 5.6508 | 0 | 0 | 0 | 0 | 0 | 0 | 0 | 0 | 0 | 0
PG&E | MW | Commercial | Com - Retail (Small) | HVAC | No | HVAC - SEER Rated Package Rooftop AC (SEER 15) | 0 | 0 | 7.0646 | 7.1203 | 7.1742 | 7.225 | 7.2704 | 7.316 | 7.3594 | 7.406 | 7.4548 | 7.5051
PG&E | MW | Commercial | Com - Retail (Small) | HVAC | No | HVAC - SEER Rated Package Rooftop HP (SEER 15) | 6.2037 | 6.3293 | 2.9953 | 3.0541 | 3.1114 | 3.1664 | 3.2175 | 3.2685 | 3.3177 | 3.3686 | 3.4206 | 3.4732
PG&E | MW | Commercial | Com - Retail (Small) | HVAC | No | HVAC - SEER Rated Split System AC (SEER 14) | 2.2429 | 2.2783 | 2.3127 | 0 | 0 | 0 | 0 | 0 | 0 | 0 | 0 | 0
PG&E | MW | Commercial | Com - Retail (Small) | HVAC | No | HVAC - SEER Rated Split System AC (SEER 15) | 0 | 0 | 0 | 2.8603 | 2.8913 | 2.9209 | 2.9478 | 2.9747 | 3.0006 | 3.0278 | 3.056 | 3.0847
PG&E | MW | Commercial | Com - Retail (Small) | HVAC | No | HVAC - SEER Rated Split System HP (SEER 15) | 3.7934 | 3.8567 | 1.8191 | 1.8489 | 1.8778 | 1.9055 | 1.9311 | 1.9567 | 1.9813 | 2.007 | 2.0332 | 2.0599
PG&E | MW | Commercial | Com - Retail (Small) | Lighting | Yes | Lighting - LED Fixture (Replacing T8) - Emerging | 0 | 35.9901 | 37.3869 | 39.0506 | 40.5107 | 41.9707 | 43.1843 | 44.4135 | 45.6395 | 46.9047 | 48.2019 | 49.2852
PG&E | MW | Commercial | Com - Retail (Small) | Lighting | Yes | Lighting - LED Lamp (Basic High - Indoor) - Emerging | 3.2727 | 3.3852 | 3.4903 | 3.5839 | 3.6771 | 0.48472 | 0.49514 | 0.5046 | 0.51391 | 0.52247 | 0.53124 | 0.54016
PG&E | MW | Commercial | Com - Retail (Small) | Lighting | Yes | Lighting - LED Lamp (Basic Low - Indoor) - Emerging | 9.4792 | 9.8183 | 10.1349 | 10.4149 | 10.6941 | 1.671 | 1.708 | 1.7414 | 1.7743 | 1.8083 | 1.8392 | 1.8706
PG&E | MW | Commercial | Com - Retail (Small) | Lighting | Yes | Lighting - LED Plug-In Indoor Fixture - Emerging | 4.6845 | 4.8298 | 4.9592 | 5.0612 | 5.1782 | 0.3 | 0.3053 | 0.3116 | 0.31635 | 0.32177 | 0.32683 | 0.33248
PG&E | MW | Commercial | Com - Retail (Small) | Lighting | No | Lighting - Cold Cathode Lamp | 0.05746 | 0.058367 | 0.059247 | 0.060165 | 0.061059 | 0 | 0 | 0 | 0 | 0 | 0 | 0
PG&E | MW | Commercial | Com - Retail (Small) | Lighting | No | Lighting - Compact Fluorescent Fixture (Indoor) | 10.6512 | 10.8212 | 10.9863 | 11.1585 | 11.326 | 0 | 0 | 0 | 0 | 0 | 0 | 0
PG&E | MW | Commercial | Com - Retail (Small) | Lighting | No | Lighting - Exit Fixture (LED) | 0.65014 | 0.64013 | 0.63027 | 0.62056 | 0.61101 | 0.6016 | 0.59233 | 0.58321 | 0.57423 | 0.56539 | 0.55668 | 0.54811
PG&E | MW | Commercial | Com - Retail (Small) | Lighting | No | Lighting - Halogen Lamp (A-Line) | 0.017757 | 0.018037 | 0.018309 | 0.018592 | 0.018869 | 0 | 0 | 0 | 0 | 0 | 0 | 0
PG&E | MW | Commercial | Com - Retail (Small) | Lighting | No | Lighting - High Bay HID to T5 | 4.6992 | 4.7735 | 4.8456 | 4.9208 | 4.994 | 5.0641 | 5.1288 | 5.1934 | 5.2556 | 5.3203 | 5.3868 | 5.4542
PG&E | MW | Commercial | Com - Retail (Small) | Lighting | No | Lighting - Induction Fixture (Indoor) | 0.93209 | 0.9468 | 0.96107 | 0.97597 | 0.99047 | 1.0043 | 1.0171 | 1.0299 | 1.0422 | 1.0551 | 1.0682 | 1.0816
PG&E | MW | Commercial | Com - Retail (Small) | Lighting | No | Lighting - Linear Fluorescent Delamping | 0.083722 | 0.082433 | 0.060873 | 0.039957 | 0.019671 | 0 | 0 | 0 | 0 | 0 | 0 | 0
PG&E | MW | Commercial | Com - Retail (Small) | Lighting | No | Lighting - Linear Fluorescent Fixture (Low Wattage T8) | 5.2478 | 0 | 0 | 0 | 0 | 0 | 0 | 0 | 0 | 0 | 0 | 0
PG&E | MW | Commercial | Com - Retail (Small) | Lighting | No | Lighting - Plug-In Fixture (Linear Fluorescent) | 4.2144 | 4.281 | 4.3456 | 4.4131 | 4.4788 | 0 | 0 | 0 | 0 | 0 | 0 | 0
PG&E | MW | Commercial | Com - Retail (Small) | Lighting | No | Lighting - Plug-In Fixture (PSMH with Electronic Ballast) | 2.2673 | 2.3031 | 2.3379 | 2.3742 | 2.4095 | 2.4433 | 2.4746 | 2.5057 | 2.5357 | 2.567 | 2.599 | 2.6316
PG&E | MW | Commercial | Com - Retail (Small) | SHW | No | SHW - EF Rated Instantaneous Water Heater (Electric) | 0.0039211 | 0.0039814 | 0.00404 | 0.0041011 | 0.0041606 | 0.0042175 | 0.00427 | 0.0043223 | 0.0043728 | 0.0044254 | 0.0044794 | 0.0045341
PG&E | MW | Commercial | Com - Retail (Small) | Service | No | HVAC - Comprehensive Rooftop Unit Quality Maintenance | 2.4379e-06 | 2.4003e-06 | 2.3634e-06 | 2.327e-06 | 2.2911e-06 | 2.2558e-06 | 2.2211e-06 | 2.1869e-06 | 2.1532e-06 | 2.1201e-06 | 2.0874e-06 | 2.0553e-06
PG&E | MW | Commercial | Com - Retail (Small) | Service | No | Service - HVAC Fault Detection & Diagnositics | 0.0080389 | 0.0081657 | 0.0082888 | 0.0084173 | 0.0085423 | 0.0086619 | 0.0087724 | 0.0088826 | 0.0089888 | 0.0090995 | 0.009213 | 0.0093281
PG&E | MW | Commercial | Com - Retail (Small) | Service | No | Service - Retro-Commissioning (Electric) | 0.057676 | 0.056788 | 0.055914 | 0.055053 | 0.054205 | 0.05337 | 0.052548 | 0.051739 | 0.050942 | 0.050158 | 0.049385 | 0.048625
PG&E | MW | Commercial | Com - Retail (Small) | WholeBlg | No | HVAC - Energy Management System | 0.00096768 | 0.00098294 | 0.00099776 | 0.0010132 | 0.0010283 | 0.0010427 | 0.001056 | 0.0010692 | 0.001082 | 0.0010953 | 0.001109 | 0.0011229
PG&E | MW | Commercial | Com - Retail (Small) | WholeBlg | No | WholeBlg - Com RET Level 1 | 13.7596 | 13.5477 | 13.3391 | 13.1336 | 12.9314 | 12.7322 | 12.5362 | 12.3431 | 12.153 | 11.9659 | 11.7816 | 11.6002
PG&E | MW | Commercial | Com - Retail (Small) | WholeBlg | No | WholeBlg - Com RET Level 2 | 92.9119 | 91.4811 | 90.0723 | 88.6851 | 87.3194 | 85.9747 | 84.6507 | 83.347 | 82.0635 | 80.7997 | 79.5554 | 78.3303
PG&E | MW | Commercial | Com - Storage (Conditioned) | AppPlug | No | AppPlug - Desktop Computer (Com - Power Management) | 0.44255 | 0.44953 | 0.45631 | 0.46338 | 0.47026 | 0.47685 | 0.48293 | 0.489 | 0.49484 | 0.50093 | 0.50718 | 0.51352
PG&E | MW | Commercial | Com - Storage (Conditioned) | AppPlug | No | AppPlug - Occupancy Sensor Plug Strip | 0.49874 | 0.5066 | 0.51424 | 0.52222 | 0.52997 | 0.53739 | 0.54425 | 0.55108 | 0.55767 | 0.56454 | 0.57158 | 0.57872
PG&E | MW | Commercial | Com - Storage (Conditioned) | BldgEnv | No | BldgEnv - Wall Spray On Insulation | 3.4159 | 3.3633 | 3.3115 | 3.2605 | 3.2103 | 3.1608 | 3.1121 | 3.0642 | 3.017 | 2.9706 | 2.9248 | 2.8798
PG&E | MW | Commercial | Com - Storage (Conditioned) | BldgEnv | No | BldgEnv - Window Film | 0 | 0 | 0 | 0 | 0 | 0 | 0 | 0 | 1.1522 | 1.1344 | 1.117 | 1.0998
PG&E | MW | Commercial | Com - Storage (Conditioned) | ComRefrig | No | ComRefrig - Strip Curtain for Walk In Refrigerator | 0.15245 | 0.1501 | 0.14779 | 0.14552 | 0.14327 | 0.14107 | 0.1389 | 0.13676 | 0.13465 | 0.13258 | 0.13054 | 0.12853
PG&E | MW | Commercial | Com - Storage (Conditioned) | HVAC | No | HVAC - Direct Evaporative Cooler | 0.59579 | 0.60519 | 0.61432 | 0.62384 | 0.6331 | 0.64197 | 0.65016 | 0.65833 | 0.6662 | 0.6744 | 0.68281 | 0.69134
PG&E | MW | Commercial | Com - Storage (Conditioned) | HVAC | No | HVAC - SEER Rated Package Rooftop AC (SEER 14) | 1.2928 | 1.3141 | 0 | 0 | 0 | 0 | 0 | 0 | 0 | 0 | 0 | 0
PG&E | MW | Commercial | Com - Storage (Conditioned) | HVAC | No | HVAC - SEER Rated Package Rooftop AC (SEER 15) | 0 | 0 | 1.3525 | 1.3505 | 1.3485 | 1.3463 | 1.3436 | 1.341 | 1.3382 | 1.336 | 1.3341 | 1.3326
PG&E | MW | Commercial | Com - Storage (Conditioned) | HVAC | No | HVAC - SEER Rated Package Rooftop HP (SEER 15) | 0.99874 | 1.0133 | 0.47701 | 0.48387 | 0.49054 | 0.49691 | 0.50278 | 0.50864 | 0.51428 | 0.52017 | 0.52623 | 0.53237
PG&E | MW | Commercial | Com - Storage (Conditioned) | HVAC | No | HVAC - SEER Rated Split System AC (SEER 14) | 0.6408 | 0.65224 | 0.66335 | 0 | 0 | 0 | 0 | 0 | 0 | 0 | 0 | 0
PG&E | MW | Commercial | Com - Storage (Conditioned) | HVAC | No | HVAC - SEER Rated Split System AC (SEER 15) | 0 | 0 | 0 | 0.56925 | 0.57197 | 0.5745 | 0.57666 | 0.57886 | 0.58091 | 0.58321 | 0.58567 | 0.58825
PG&E | MW | Commercial | Com - Storage (Conditioned) | HVAC | No | HVAC - SEER Rated Split System HP (SEER 15) | 0.75006 | 0.75978 | 0.35713 | 0.36172 | 0.36619 | 0.37045 | 0.37435 | 0.37825 | 0.382 | 0.38594 | 0.38999 | 0.39411
PG&E | MW | Commercial | Com - Storage (Conditioned) | Lighting | Yes | Lighting - LED Fixture (Replacing T8) - Emerging | 0 | 3.5737 | 3.7077 | 3.8679 | 4.0078 | 4.1476 | 4.2631 | 4.3801 | 4.4967 | 4.617 | 4.7403 | 4.8424
PG&E | MW | Commercial | Com - Storage (Conditioned) | Lighting | Yes | Lighting - LED Lamp (Basic High - Indoor) - Emerging | 0.050405 | 0.052069 | 0.053619 | 0.054989 | 0.056353 | 0.0074204 | 0.0075722 | 0.0077093 | 0.0078441 | 0.0079673 | 0.0080937 | 0.0082224
PG&E | MW | Commercial | Com - Storage (Conditioned) | Lighting | Yes | Lighting - LED Lamp (Basic Low - Indoor) - Emerging | 0.22976 | 0.23767 | 0.24503 | 0.25149 | 0.25793 | 0.040258 | 0.041107 | 0.041869 | 0.04262 | 0.043398 | 0.044099 | 0.044812
PG&E | MW | Commercial | Com - Storage (Conditioned) | Lighting | Yes | Lighting - LED Plug-In Indoor Fixture - Emerging | 2.0632 | 2.1244 | 2.1786 | 2.2207 | 2.2694 | 0.13133 | 0.13352 | 0.13614 | 0.13808 | 0.14032 | 0.1424 | 0.14473
PG&E | MW | Commercial | Com - Storage (Conditioned) | Lighting | No | Lighting - Cold Cathode Lamp | 0.019592 | 0.019901 | 0.020201 | 0.020514 | 0.020819 | 0 | 0 | 0 | 0 | 0 | 0 | 0
PG&E | MW | Commercial | Com - Storage (Conditioned) | Lighting | No | Lighting - Compact Fluorescent Fixture (Indoor) | 0.093519 | 0.094887 | 0.096215 | 0.097604 | 0.098954 | 0 | 0 | 0 | 0 | 0 | 0 | 0
PG&E | MW | Commercial | Com - Storage (Conditioned) | Lighting | No | Lighting - Exit Fixture (LED) | 0.36911 | 0.36342 | 0.35783 | 0.35232 | 0.34689 | 0.34155 | 0.33629 | 0.33111 | 0.32601 | 0.32099 | 0.31605 | 0.31118
PG&E | MW | Commercial | Com - Storage (Conditioned) | Lighting | No | Lighting - Halogen Lamp (A-Line) | 0.0091573 | 0.0093018 | 0.009442 | 0.0095884 | 0.0097308 | 0 | 0 | 0 | 0 | 0 | 0 | 0
PG&E | MW | Commercial | Com - Storage (Conditioned) | Lighting | No | Lighting - High Bay HID to T5 | 0.056903 | 0.057726 | 0.058524 | 0.059359 | 0.060171 | 0.060947 | 0.061662 | 0.062375 | 0.063062 | 0.063779 | 0.064516 | 0.065265
PG&E | MW | Commercial | Com - Storage (Conditioned) | Lighting | No | Lighting - Induction Fixture (Indoor) | 0.38713 | 0.39323 | 0.39916 | 0.40535 | 0.41137 | 0.41713 | 0.42245 | 0.42776 | 0.43288 | 0.4382 | 0.44367 | 0.44921
PG&E | MW | Commercial | Com - Storage (Conditioned) | Lighting | No | Lighting - Linear Fluorescent Delamping | 0.023874 | 0.023506 | 0.017358 | 0.011394 | 0 | 0 | 0 | 0 | 0 | 0 | 0 | 0
PG&E | MW | Commercial | Com - Storage (Conditioned) | Lighting | No | Lighting - Linear Fluorescent Fixture (Low Wattage T8) | 0.62837 | 0 | 0 | 0 | 0 | 0 | 0 | 0 | 0 | 0 | 0 | 0
PG&E | MW | Commercial | Com - Storage (Conditioned) | Lighting | No | Lighting - Plug-In Fixture (Linear Fluorescent) | 1.9174 | 1.9451 | 1.972 | 2.0001 | 2.0275 | 0 | 0 | 0 | 0 | 0 | 0 | 0
PG&E | MW | Commercial | Com - Storage (Conditioned) | Lighting | No | Lighting - Plug-In Fixture (PSMH with Electronic Ballast) | 1.0315 | 1.0465 | 1.0609 | 1.0761 | 1.0908 | 1.1048 | 1.1178 | 1.1307 | 1.1432 | 1.1562 | 1.1696 | 1.1831
PG&E | MW | Commercial | Com - Storage (Conditioned) | SHW | No | SHW - EF Rated Instantaneous Water Heater (Electric) | 0.00053373 | 0.00054222 | 0.00055045 | 0.00055905 | 0.00056741 | 0.00057541 | 0.0005828 | 0.00059018 | 0.00059728 | 0.00060468 | 0.00061227 | 0.00061997
PG&E | MW | Commercial | Com - Storage (Conditioned) | Service | No | HVAC - Comprehensive Rooftop Unit Quality Maintenance | 1.2572e-06 | 1.2379e-06 | 1.2188e-06 | 1.2001e-06 | 1.1816e-06 | 1.1634e-06 | 1.1455e-06 | 1.1278e-06 | 1.1105e-06 | 1.0933e-06 | 1.0765e-06 | 1.0599e-06
PG&E | MW | Commercial | Com - Storage (Conditioned) | Service | No | Service - HVAC Fault Detection & Diagnositics | 0.0041458 | 0.0042112 | 0.0042747 | 0.004341 | 0.0044054 | 0.0044671 | 0.0045241 | 0.0045809 | 0.0046357 | 0.0046928 | 0.0047513 | 0.0048106
PG&E | MW | Commercial | Com - Storage (Conditioned) | Service | No | Service - Retro-Commissioning (Electric) | 0.029745 | 0.029287 | 0.028836 | 0.028392 | 0.027954 | 0.027524 | 0.0271 | 0.026683 | 0.026272 | 0.025867 | 0.025469 | 0.025077
PG&E | MW | Commercial | Com - Storage (Conditioned) | WholeBlg | No | HVAC - Energy Management System | 0.00049905 | 0.00050692 | 0.00051456 | 0.00052254 | 0.0005303 | 0.00053773 | 0.00054459 | 0.00055143 | 0.00055802 | 0.00056489 | 0.00057193 | 0.00057908
PG&E | MW | Commercial | Com - Storage (Conditioned) | WholeBlg | No | WholeBlg - Com RET Level 1 | 2.8808 | 2.8364 | 2.7928 | 2.7497 | 2.7074 | 2.6657 | 2.6247 | 2.5842 | 2.5444 | 2.5053 | 2.4667 | 2.4287
PG&E | MW | Commercial | Com - Storage (Conditioned) | WholeBlg | No | WholeBlg - Com RET Level 2 | 17.7159 | 17.4431 | 17.1744 | 16.9099 | 16.6495 | 16.3931 | 16.1407 | 15.8921 | 15.6474 | 15.4064 | 15.1691 | 14.9355
PG&E | MW | Commercial | Com - Storage (Unconditioned) | AppPlug | No | AppPlug - Desktop Computer (Com - Power Management) | 1.1064 | 1.1238 | 1.1408 | 1.1585 | 1.1757 | 1.1921 | 1.2073 | 1.2225 | 1.2371 | 1.2523 | 1.268 | 1.2838
PG&E | MW | Commercial | Com - Storage (Unconditioned) | AppPlug | No | AppPlug - Occupancy Sensor Plug Strip | 1.2468 | 1.2665 | 1.2856 | 1.3055 | 1.3249 | 1.3435 | 1.3606 | 1.3777 | 1.3942 | 1.4113 | 1.4289 | 1.4468
PG&E | MW | Commercial | Com - Storage (Unconditioned) | BldgEnv | No | BldgEnv - Window Film | 0 | 0 | 0 | 0 | 0 | 0 | 0 | 0 | 4.0679 | 4.0053 | 3.9436 | 3.8828
PG&E | MW | Commercial | Com - Storage (Unconditioned) | Lighting | Yes | Lighting - LED Fixture (Replacing T8) - Emerging | 0 | 7.0448 | 7.318 | 7.6435 | 7.9291 | 8.2147 | 8.452 | 8.6924 | 8.9322 | 9.1796 | 9.4333 | 9.6451
PG&E | MW | Commercial | Com - Storage (Unconditioned) | Lighting | Yes | Lighting - LED Lamp (Basic High - Indoor) - Emerging | 0.10029 | 0.10372 | 0.10692 | 0.10977 | 0.1126 | 0.014841 | 0.015158 | 0.015446 | 0.015728 | 0.015988 | 0.016255 | 0.016526
PG&E | MW | Commercial | Com - Storage (Unconditioned) | Lighting | Yes | Lighting - LED Lamp (Basic Low - Indoor) - Emerging | 0.45714 | 0.47341 | 0.48859 | 0.502 | 0.51538 | 0.080518 | 0.082287 | 0.083885 | 0.085459 | 0.087089 | 0.088565 | 0.090066
PG&E | MW | Commercial | Com - Storage (Unconditioned) | Lighting | Yes | Lighting - LED Plug-In Indoor Fixture - Emerging | 4.1051 | 4.2317 | 4.3443 | 4.4329 | 4.5346 | 0.26267 | 0.26728 | 0.27276 | 0.27687 | 0.28159 | 0.28598 | 0.29089
PG&E | MW | Commercial | Com - Storage (Unconditioned) | Lighting | No | Lighting - Cold Cathode Lamp | 0.037106 | 0.037691 | 0.03826 | 0.038853 | 0.03943 | 0 | 0 | 0 | 0 | 0 | 0 | 0
PG&E | MW | Commercial | Com - Storage (Unconditioned) | Lighting | No | Lighting - Compact Fluorescent Fixture (Indoor) | 0.18607 | 0.18901 | 0.19186 | 0.19483 | 0.19772 | 0 | 0 | 0 | 0 | 0 | 0 | 0
PG&E | MW | Commercial | Com - Storage (Unconditioned) | Lighting | No | Lighting - Exit Fixture (LED) | 0.64499 | 0.63506 | 0.62528 | 0.61565 | 0.60617 | 0.59683 | 0.58764 | 0.57859 | 0.56968 | 0.56091 | 0.55227 | 0.54377
PG&E | MW | Commercial | Com - Storage (Unconditioned) | Lighting | No | Lighting - Halogen Lamp (A-Line) | 0.022893 | 0.023254 | 0.023605 | 0.023971 | 0.024327 | 0 | 0 | 0 | 0 | 0 | 0 | 0
PG&E | MW | Commercial | Com - Storage (Unconditioned) | Lighting | No | Lighting - High Bay HID to T5 | 0.11203 | 0.1138 | 0.11551 | 0.1173 | 0.11904 | 0.12071 | 0.12225 | 0.12379 | 0.12527 | 0.12681 | 0.12839 | 0.12999
PG&E | MW | Commercial | Com - Storage (Unconditioned) | Lighting | No | Lighting - Induction Fixture (Indoor) | 0.73569 | 0.74729 | 0.75856 | 0.77032 | 0.78176 | 0.79271 | 0.80282 | 0.8129 | 0.82262 | 0.83275 | 0.84314 | 0.85367
PG&E | MW | Commercial | Com - Storage (Unconditioned) | Lighting | No | Lighting - Linear Fluorescent Delamping | 0.044924 | 0.044232 | 0.032663 | 0.02144 | 0.010555 | 0 | 0 | 0 | 0 | 0 | 0 | 0
PG&E | MW | Commercial | Com - Storage (Unconditioned) | Lighting | No | Lighting - Linear Fluorescent Fixture (Low Wattage T8) | 1.2371 | 0 | 0 | 0 | 0 | 0 | 0 | 0 | 0 | 0 | 0 | 0
PG&E | MW | Commercial | Com - Storage (Unconditioned) | Lighting | No | Lighting - Plug-In Fixture (Linear Fluorescent) | 3.7748 | 3.8343 | 3.8922 | 3.9525 | 4.0112 | 0 | 0 | 0 | 0 | 0 | 0 | 0
PG&E | MW | Commercial | Com - Storage (Unconditioned) | Lighting | No | Lighting - Plug-In Fixture (PSMH with Electronic Ballast) | 2.0308 | 2.0628 | 2.0939 | 2.1264 | 2.158 | 2.1882 | 2.2161 | 2.244 | 2.2708 | 2.2987 | 2.3274 | 2.3565
PG&E | MW | Commercial | Com - Storage (Unconditioned) | SHW | No | SHW - EF Rated Instantaneous Water Heater (Electric) | 0.0010679 | 0.0010839 | 0.0010994 | 0.0011156 | 0.0011313 | 0.0011464 | 0.0011603 | 0.0011741 | 0.0011875 | 0.0012014 | 0.0012157 | 0.0012302
PG&E | MW | Commercial | Com - Storage (Unconditioned) | Service | No | HVAC - Comprehensive Rooftop Unit Quality Maintenance | 3.1431e-06 | 3.0947e-06 | 3.0471e-06 | 3.0001e-06 | 2.9539e-06 | 2.9084e-06 | 2.8636e-06 | 2.8195e-06 | 2.7761e-06 | 2.7334e-06 | 2.6913e-06 | 2.6498e-06
PG&E | MW | Commercial | Com - Storage (Unconditioned) | Service | No | Service - HVAC Fault Detection & Diagnositics | 0.010364 | 0.010528 | 0.010687 | 0.010852 | 0.011014 | 0.011168 | 0.01131 | 0.011452 | 0.011589 | 0.011732 | 0.011878 | 0.012027
PG&E | MW | Commercial | Com - Storage (Unconditioned) | Service | No | Service - Retro-Commissioning (Electric) | 0.074362 | 0.073216 | 0.072089 | 0.070979 | 0.069886 | 0.068809 | 0.06775 | 0.066706 | 0.065679 | 0.064668 | 0.063672 | 0.062691
PG&E | MW | Commercial | Com - Storage (Unconditioned) | WholeBlg | No | HVAC - Energy Management System | 0.0012476 | 0.0012673 | 0.0012864 | 0.0013064 | 0.0013257 | 0.0013443 | 0.0013615 | 0.0013786 | 0.0013951 | 0.0014122 | 0.0014298 | 0.0014477
PG&E | MW | Commercial | Com - Storage (Unconditioned) | WholeBlg | No | WholeBlg - Com RET Level 1 | 2.3316 | 2.2957 | 2.2603 | 2.2255 | 2.1912 | 2.1575 | 2.1243 | 2.0915 | 2.0593 | 2.0276 | 1.9964 | 1.9656
PG&E | MW | Commercial | Com - Storage (Unconditioned) | WholeBlg | No | WholeBlg - Com RET Level 2 | 16.3485 | 16.0968 | 15.8489 | 15.6048 | 15.3645 | 15.1279 | 14.8949 | 14.6655 | 14.4397 | 14.2173 | 13.9984 | 13.7828
PG&E | MW | Commercial | Com - Warehouse (Refrigerated) | AppPlug | No | AppPlug - Desktop Computer (Com - Power Management) | 0.20393 | 0.20714 | 0.21027 | 0.21353 | 0.2167 | 0.21973 | 0.22253 | 0.22533 | 0.22802 | 0.23083 | 0.23371 | 0.23663
PG&E | MW | Commercial | Com - Warehouse (Refrigerated) | AppPlug | No | AppPlug - Occupancy Sensor Plug Strip | 0.22982 | 0.23344 | 0.23696 | 0.24064 | 0.24421 | 0.24763 | 0.25079 | 0.25394 | 0.25698 | 0.26014 | 0.26338 | 0.26667
PG&E | MW | Commercial | Com - Warehouse (Refrigerated) | BldgEnv | No | BldgEnv - Wall Spray On Insulation | 1.6247 | 1.5997 | 1.5751 | 1.5508 | 1.5269 | 1.5034 | 1.4803 | 1.4575 | 1.435 | 1.4129 | 1.3912 | 1.3698
PG&E | MW | Commercial | Com - Warehouse (Refrigerated) | BldgEnv | No | BldgEnv - Window Film | 0 | 0 | 0 | 0 | 0 | 0 | 0 | 0 | 0.53093 | 0.52275 | 0.5147 | 0.50678
PG&E | MW | Commercial | Com - Warehouse (Refrigerated) | ComRefrig | No | ComRefrig - Strip Curtain for Walk In Refrigerator | 0.07025 | 0.069168 | 0.068103 | 0.067054 | 0.066021 | 0.065004 | 0.064003 | 0.063018 | 0.062047 | 0.061092 | 0.060151 | 0.059225
PG&E | MW | Commercial | Com - Warehouse (Refrigerated) | Lighting | Yes | Lighting - LED Fixture (Replacing T8) - Emerging | 1.3287 | 1.3973 | 1.4666 | 1.5473 | 1.6204 | 1.6937 | 1.757 | 1.8212 | 1.8853 | 1.9516 | 2.0197 | 2.0791
PG&E | MW | Commercial | Com - Warehouse (Refrigerated) | Lighting | Yes | Lighting - LED Lamp (Basic High - Indoor) - Emerging | 0.023037 | 0.023997 | 0.024908 | 0.025741 | 0.026573 | 0.003523 | 0.0036179 | 0.0037058 | 0.0037924 | 0.0038739 | 0.0039571 | 0.0040415
PG&E | MW | Commercial | Com - Warehouse (Refrigerated) | Lighting | Yes | Lighting - LED Lamp (Basic Low - Indoor) - Emerging | 0.10501 | 0.10954 | 0.11382 | 0.11773 | 0.12162 | 0.019113 | 0.01964 | 0.020126 | 0.020606 | 0.021101 | 0.02156 | 0.022027
PG&E | MW | Commercial | Com - Warehouse (Refrigerated) | Lighting | Yes | Lighting - LED Plug-In Indoor Fixture - Emerging | 0.94299 | 0.97911 | 1.012 | 1.0396 | 1.0701 | 0.062353 | 0.063793 | 0.065441 | 0.06676 | 0.068226 | 0.069619 | 0.071139
PG&E | MW | Commercial | Com - Warehouse (Refrigerated) | Lighting | No | Lighting - Cold Cathode Lamp | 0.0093118 | 0.0094587 | 0.0096013 | 0.0097502 | 0.009895 | 0 | 0 | 0 | 0 | 0 | 0 | 0
PG&E | MW | Commercial | Com - Warehouse (Refrigerated) | Lighting | No | Lighting - Compact Fluorescent Fixture (Indoor) | 0.042743 | 0.043732 | 0.044694 | 0.04569 | 0.04666 | 0 | 0 | 0 | 0 | 0 | 0 | 0
PG&E | MW | Commercial | Com - Warehouse (Refrigerated) | Lighting | No | Lighting - Halogen Lamp (A-Line) | 0.0042197 | 0.0042863 | 0.0043509 | 0.0044184 | 0.004484 | 0 | 0 | 0 | 0 | 0 | 0 | 0
PG&E | MW | Commercial | Com - Warehouse (Refrigerated) | Lighting | No | Lighting - High Bay HID to T5 | 0.021976 | 0.02257 | 0.023149 | 0.023746 | 0.024328 | 0.024888 | 0.025413 | 0.025935 | 0.02644 | 0.02696 | 0.027489 | 0.028022
PG&E | MW | Commercial | Com - Warehouse (Refrigerated) | Lighting | No | Lighting - Induction Fixture (Indoor) | 0.1932 | 0.19625 | 0.19921 | 0.2023 | 0.2053 | 0.20817 | 0.21083 | 0.21348 | 0.21603 | 0.21869 | 0.22142 | 0.22418
PG&E | MW | Commercial | Com - Warehouse (Refrigerated) | Lighting | No | Lighting - Linear Fluorescent Delamping | 0.0065775 | 0.0064762 | 0.0047824 | 0.0031391 | 0.0015454 | 0 | 0 | 0 | 0 | 0 | 0 | 0
PG&E | MW | Commercial | Com - Warehouse (Refrigerated) | Lighting | No | Lighting - Occupancy Sensor | 0 | 0 | 0 | 0 | 0.053814 | 0.38212 | 0.38697 | 0.39181 | 0.39648 | 0.40134 | 0.40633 | 0.41139
PG&E | MW | Commercial | Com - Warehouse (Refrigerated) | Lighting | No | Lighting - Plug-In Fixture (Linear Fluorescent) | 0.88846 | 0.91249 | 0.93589 | 0.96003 | 0.98357 | 0 | 0 | 0 | 0 | 0 | 0 | 0
PG&E | MW | Commercial | Com - Warehouse (Refrigerated) | Lighting | No | Lighting - Plug-In Fixture (MH Directional) | 0 | 0 | 0 | 0 | 0.053333 | 0.052511 | 0.068526 | 0.069933 | 0.071295 | 0.072697 | 0.074123 | 0.075561
PG&E | MW | Commercial | Com - Warehouse (Refrigerated) | Lighting | No | Lighting - Plug-In Fixture (PSMH with Electronic Ballast) | 0.47798 | 0.49091 | 0.5035 | 0.51649 | 0.52915 | 0.54134 | 0.55275 | 0.5641 | 0.57509 | 0.5864 | 0.5979 | 0.6095
PG&E | MW | Commercial | Com - Warehouse (Refrigerated) | Service | No | HVAC - Comprehensive Rooftop Unit Quality Maintenance | 5.7934e-07 | 5.7042e-07 | 5.6163e-07 | 5.5299e-07 | 5.4447e-07 | 5.3608e-07 | 5.2783e-07 | 5.197e-07 | 5.117e-07 | 5.0382e-07 | 4.9606e-07 | 4.8842e-07
PG&E | MW | Commercial | Com - Warehouse (Refrigerated) | Service | No | Service - HVAC Fault Detection & Diagnositics | 0.0019104 | 0.0019405 | 0.0019698 | 0.0020003 | 0.00203 | 0.0020584 | 0.0020847 | 0.0021109 | 0.0021361 | 0.0021624 | 0.0021894 | 0.0022167
PG&E | MW | Commercial | Com - Warehouse (Refrigerated) | Service | No | Service - Retro-Commissioning (Electric) | 0.013706 | 0.013495 | 0.013287 | 0.013083 | 0.012881 | 0.012683 | 0.012488 | 0.012295 | 0.012106 | 0.01192 | 0.011736 | 0.011555
PG&E | MW | Commercial | Com - Warehouse (Refrigerated) | WholeBlg | No | HVAC - Energy Management System | 0.00022996 | 0.00023359 | 0.00023711 | 0.00024079 | 0.00024436 | 0.00024778 | 0.00025095 | 0.0002541 | 0.00025714 | 0.0002603 | 0.00026355 | 0.00026684
PG&E | MW | Commercial | Com - Warehouse (Refrigerated) | WholeBlg | No | WholeBlg - Com RET Level 1 | 0.908 | 0.89401 | 0.88024 | 0.86669 | 0.85334 | 0.8402 | 0.82726 | 0.81452 | 0.80198 | 0.78963 | 0.77747 | 0.76549
PG&E | MW | Commercial | Com - Warehouse (Refrigerated) | WholeBlg | No | WholeBlg - Com RET Level 2 | 5.112 | 5.0333 | 4.9558 | 4.8795 | 4.8043 | 4.7303 | 4.6575 | 4.5858 | 4.5151 | 4.4456 | 4.3771 | 4.3097
PG&E | MM Therms | Commercial | Com - Assembly | BldgEnv | No | BldgEnv - Wall Spray On Insulation | 0.3396 | 0.33437 | 0.32922 | 0.32415 | 0.31916 | 0.31424 | 0.3094 | 0.30464 | 0.29995 | 0.29533 | 0.29078 | 0.2863
PG&E | MM Therms | Commercial | Com - Assembly | HVAC | No | HVAC - Gas Furnace | 1.1628 | 1.1449 | 1.1273 | 1.1099 | 1.0928 | 1.076 | 1.0594 | 1.0431 | 1.027 | 1.0112 | 0.99565 | 0.98032
PG&E | MM Therms | Commercial | Com - Assembly | HVAC | No | HVAC - SEER Rated Package Rooftop AC (Recharge) | 0 | 0 | 0 | 0 | 0.0026315 | 0.002591 | 0.0025511 | 0.0025118 | 0.0024731 | 0.002435 | 0.0023975 | 0.0023606
PG&E | MM Therms | Commercial | Com - Assembly | SHW | Yes | SHW - EF Rated Storage Water Heater (Gas) - Emerging | 0 | 0 | 1.8685 | 1.8997 | 1.9302 | 1.9594 | 1.9861 | 2.0127 | 2.0386 | 2.0655 | 2.0931 | 2.1211
PG&E | MM Therms | Commercial | Com - Assembly | SHW | Yes | SHW - ET Rated Storage Water Heater - Emerging | 6.3982 | 6.4093 | 6.4198 | 6.4344 | 6.4486 | 6.461 | 6.4693 | 6.4781 | 6.4861 | 6.4967 | 6.5093 | 6.5232
PG&E | MM Therms | Commercial | Com - Assembly | SHW | No | SHW - EF Rated Instantaneous Water Heater (Gas) | 1.2591 | 1.2783 | 0.22688 | 0.23038 | 0.23381 | 0.23709 | 0.24007 | 0.24305 | 0.24594 | 0.24896 | 0.25207 | 0.25521
PG&E | MM Therms | Commercial | Com - Assembly | SHW | No | SHW - Pipe and Tank Insulation | 2.0107 | 1.9798 | 1.9493 | 1.9193 | 1.8897 | 1.8606 | 1.832 | 1.8037 | 1.776 | 1.7486 | 1.7217 | 1.6952
PG&E | MM Therms | Commercial | Com - Assembly | Service | No | Service - Retro-Commissioning (Gas) | 0.34076 | 0.33552 | 0.33035 | 0.32526 | 0.32025 | 0.31532 | 0.31047 | 0.30568 | 0.30098 | 0.29634 | 0.29178 | 0.28728
PG&E | MM Therms | Commercial | Com - Assembly | WholeBlg | No | WholeBlg - Com RET Level 1 | 0.20673 | 0.20355 | 0.20042 | 0.19733 | 0.19429 | 0.1913 | 0.18835 | 0.18545 | 0.1826 | 0.17978 | 0.17702 | 0.17429
PG&E | MM Therms | Commercial | Com - Assembly | WholeBlg | No | WholeBlg - Com RET Level 2 | 6.3323 | 6.2348 | 6.1388 | 6.0442 | 5.9512 | 5.8595 | 5.7693 | 5.6804 | 5.593 | 5.5068 | 5.422 | 5.3385
PG&E | MM Therms | Commercial | Com - Education (Community College) | BldgEnv | No | BldgEnv - Wall Spray On Insulation | 0.18963 | 0.18671 | 0.18384 | 0.18101 | 0.17822 | 0.17547 | 0.17277 | 0.17011 | 0.16749 | 0.16491 | 0.16237 | 0.15987
PG&E | MM Therms | Commercial | Com - Education (Community College) | FoodServ | No | FoodServ - Fryer (Gas) | 0.10823 | 0.10992 | 0.11158 | 0.11334 | 0.11507 | 0.11673 | 0.11824 | 0.11974 | 0.1212 | 0.12273 | 0.12429 | 0.12588
PG&E | MM Therms | Commercial | Com - Education (Community College) | FoodServ | No | FoodServ - Oven (Gas) | 0.18248 | 0.18533 | 0.18813 | 0.1911 | 0.19402 | 0.19681 | 0.19935 | 0.20189 | 0.20435 | 0.20693 | 0.20956 | 0.21224
PG&E | MM Therms | Commercial | Com - Education (Community College) | HVAC | No | HVAC - AFUE Rated Boiler (High) | 0.038917 | 0.077448 | 0 | 0 | 0 | 0 | 0 | 0 | 0 | 0 | 0 | 0
PG&E | MM Therms | Commercial | Com - Education (Community College) | HVAC | No | HVAC - ET Rated Boiler (High) | 2.0069 | 1.976 | 2.0735 | 2.0866 | 2.0994 | 2.1114 | 2.1216 | 2.1319 | 2.1418 | 2.1527 | 2.1642 | 2.1761
PG&E | MM Therms | Commercial | Com - Education (Community College) | HVAC | No | HVAC - Gas Furnace | 0.22408 | 0.22063 | 0.21724 | 0.21389 | 0.2106 | 0.20735 | 0.20416 | 0.20102 | 0.19792 | 0.19487 | 0.19187 | 0.18892
PG&E | MM Therms | Commercial | Com - Education (Community College) | HVAC | No | HVAC - Thermostat | 0.072246 | 0.073386 | 0.074493 | 0.075648 | 0.076771 | 0.077846 | 0.078839 | 0.07983 | 0.080784 | 0.081778 | 0.082798 | 0.083833
PG&E | MM Therms | Commercial | Com - Education (Community College) | SHW | Yes | SHW - EF Rated Storage Water Heater (Gas) - Emerging | 0 | 0 | 0.64952 | 0.6601 | 0.67048 | 0.68041 | 0.68948 | 0.69852 | 0.7073 | 0.71645 | 0.72584 | 0.73535
PG&E | MM Therms | Commercial | Com - Education (Community College) | SHW | Yes | SHW - ET Rated Storage Water Heater - Emerging | 1.2346 | 1.2365 | 1.2383 | 1.2409 | 1.2434 | 1.2456 | 1.247 | 1.2484 | 1.2498 | 1.2516 | 1.2538 | 1.2563
PG&E | MM Therms | Commercial | Com - Education (Community College) | SHW | No | SHW - EF Rated Instantaneous Water Heater (Gas) | 0.24351 | 0.24729 | 0.0439 | 0.044588 | 0.045263 | 0.045908 | 0.046497 | 0.047083 | 0.047653 | 0.048248 | 0.048858 | 0.049477
PG&E | MM Therms | Commercial | Com - Education (Community College) | SHW | No | SHW - Pipe and Tank Insulation | 1.1228 | 1.1055 | 1.0885 | 1.0717 | 1.0552 | 1.039 | 1.023 | 1.0072 | 0.99171 | 0.97643 | 0.9614 | 0.94659
PG&E | MM Therms | Commercial | Com - Education (Community College) | Service | No | Service - Retro-Commissioning (Gas) | 0.19028 | 0.18735 | 0.18447 | 0.18163 | 0.17883 | 0.17608 | 0.17337 | 0.1707 | 0.16807 | 0.16548 | 0.16293 | 0.16042
PG&E | MM Therms | Commercial | Com - Education (Community College) | WholeBlg | No | WholeBlg - Com RET Level 1 | 0.15827 | 0.15583 | 0.15343 | 0.15107 | 0.14874 | 0.14645 | 0.1442 | 0.14198 | 0.13979 | 0.13764 | 0.13552 | 0.13343
PG&E | MM Therms | Commercial | Com - Education (Community College) | WholeBlg | No | WholeBlg - Com RET Level 2 | 3.1114 | 3.0634 | 3.0163 | 2.9698 | 2.9241 | 2.879 | 2.8347 | 2.7911 | 2.7481 | 2.7058 | 2.6641 | 2.6231
PG&E | MM Therms | Commercial | Com - Education (Primary School) | BldgEnv | No | BldgEnv - Wall Spray On Insulation | 0.2946 | 0.29006 | 0.28559 | 0.2812 | 0.27687 | 0.2726 | 0.2684 | 0.26427 | 0.2602 | 0.25619 | 0.25225 | 0.24836
PG&E | MM Therms | Commercial | Com - Education (Primary School) | FoodServ | No | FoodServ - Fryer (Gas) | 0.67253 | 0.68306 | 0.69337 | 0.70432 | 0.71508 | 0.72536 | 0.73474 | 0.74409 | 0.75317 | 0.76265 | 0.77237 | 0.78223
PG&E | MM Therms | Commercial | Com - Education (Primary School) | FoodServ | No | FoodServ - Oven (Gas) | 1.0124 | 1.0283 | 1.0438 | 1.0603 | 1.0765 | 1.092 | 1.1061 | 1.1201 | 1.1338 | 1.1481 | 1.1627 | 1.1776
PG&E | MM Therms | Commercial | Com - Education (Primary School) | HVAC | No | HVAC - AFUE Rated Boiler (High) | 0.066113 | 0.13157 | 0.19581 | 0.26165 | 0.32636 | 0.38911 | 0.44851 | 0.50737 | 0 | 0 | 0 | 0
PG&E | MM Therms | Commercial | Com - Education (Primary School) | HVAC | No | HVAC - ET Rated Boiler (High) | 3.7833 | 3.725 | 3.6676 | 3.6112 | 3.5556 | 3.5008 | 3.4469 | 3.3938 | 3.9845 | 3.9994 | 4.0156 | 4.0326
PG&E | MM Therms | Commercial | Com - Education (Primary School) | HVAC | No | HVAC - Gas Furnace | 0.12942 | 0.12743 | 0.12547 | 0.12353 | 0.12163 | 0.11976 | 0.11791 | 0.1161 | 0.11431 | 0.11255 | 0.11082 | 0.10911
PG&E | MM Therms | Commercial | Com - Education (Primary School) | HVAC | No | HVAC - Thermostat | 0.53931 | 0.54782 | 0.55608 | 0.5647 | 0.57309 | 0.58111 | 0.58853 | 0.59592 | 0.60304 | 0.61047 | 0.61808 | 0.6258
PG&E | MM Therms | Commercial | Com - Education (Primary School) | SHW | Yes | SHW - EF Rated Storage Water Heater (Gas) - Emerging | 0 | 0 | 0.83588 | 0.84965 | 0.86316 | 0.87609 | 0.8879 | 0.89967 | 0.91111 | 0.92303 | 0.93526 | 0.94764
PG&E | MM Therms | Commercial | Com - Education (Primary School) | SHW | Yes | SHW - ET Rated Storage Water Heater - Emerging | 1.5408 | 1.538 | 1.5352 | 1.5333 | 1.5314 | 1.5292 | 1.5263 | 1.5235 | 1.5207 | 1.5185 | 1.5166 | 1.5151
PG&E | MM Therms | Commercial | Com - Education (Primary School) | SHW | No | SHW - EF Rated Instantaneous Water Heater (Gas) | 0.30363 | 0.30822 | 0.054699 | 0.055537 | 0.056359 | 0.057144 | 0.05786 | 0.058573 | 0.059266 | 0.05999 | 0.060733 | 0.061487
PG&E | MM Therms | Commercial | Com - Education (Primary School) | SHW | No | SHW - Pipe and Tank Insulation | 1.7443 | 1.7174 | 1.691 | 1.6649 | 1.6393 | 1.6141 | 1.5892 | 1.5647 | 1.5406 | 1.5169 | 1.4935 | 1.4705
PG&E | MM Therms | Commercial | Com - Education (Primary School) | Service | No | Service - Retro-Commissioning (Gas) | 0.29561 | 0.29106 | 0.28658 | 0.28216 | 0.27782 | 0.27354 | 0.26933 | 0.26518 | 0.26109 | 0.25707 | 0.25312 | 0.24922
PG&E | MM Therms | Commercial | Com - Education (Primary School) | WholeBlg | No | WholeBlg - Com RET Level 1 | 0.47491 | 0.4676 | 0.4604 | 0.45331 | 0.44633 | 0.43945 | 0.43269 | 0.42602 | 0.41946 | 0.413 | 0.40664 | 0.40038
PG&E | MM Therms | Commercial | Com - Education (Primary School) | WholeBlg | No | WholeBlg - Com RET Level 2 | 5.8747 | 5.7842 | 5.6951 | 5.6074 | 5.5211 | 5.436 | 5.3523 | 5.2699 | 5.1887 | 5.1088 | 5.0302 | 4.9527
PG&E | MM Therms | Commercial | Com - Education (Relocatable Classroom) | BldgEnv | No | BldgEnv - Wall Spray On Insulation | 0.2946 | 0.29006 | 0.28559 | 0.2812 | 0.27687 | 0.2726 | 0.2684 | 0.26427 | 0.2602 | 0.25619 | 0.25225 | 0.24836
PG&E | MM Therms | Commercial | Com - Education (Relocatable Classroom) | FoodServ | No | FoodServ - Fryer (Gas) | 0.67253 | 0.68306 | 0.69337 | 0.70432 | 0.71508 | 0.72536 | 0.73474 | 0.74409 | 0.75317 | 0.76265 | 0.77237 | 0.78223
PG&E | MM Therms | Commercial | Com - Education (Relocatable Classroom) | FoodServ | No | FoodServ - Oven (Gas) | 1.0124 | 1.0283 | 1.0438 | 1.0603 | 1.0765 | 1.092 | 1.1061 | 1.1201 | 1.1338 | 1.1481 | 1.1627 | 1.1776
PG&E | MM Therms | Commercial | Com - Education (Relocatable Classroom) | HVAC | No | HVAC - Gas Furnace | 0.17597 | 0.17326 | 0.17059 | 0.16796 | 0.16538 | 0.16283 | 0.16032 | 0.15785 | 0.15542 | 0.15303 | 0.15067 | 0.14835
PG&E | MM Therms | Commercial | Com - Education (Relocatable Classroom) | HVAC | No | HVAC - Thermostat | 0.14275 | 0.145 | 0.14719 | 0.14947 | 0.15169 | 0.15382 | 0.15578 | 0.15774 | 0.15962 | 0.16159 | 0.1636 | 0.16564
PG&E | MM Therms | Commercial | Com - Education (Relocatable Classroom) | SHW | Yes | SHW - EF Rated Storage Water Heater (Gas) - Emerging | 0 | 0 | 0.98322 | 1 | 1.0166 | 1.0324 | 1.0468 | 1.0613 | 1.0753 | 1.0898 | 1.1048 | 1.1199
PG&E | MM Therms | Commercial | Com - Education (Relocatable Classroom) | SHW | Yes | SHW - ET Rated Storage Water Heater - Emerging | 3.5855 | 3.5793 | 3.573 | 3.5688 | 3.5645 | 3.5597 | 3.5531 | 3.5469 | 3.5405 | 3.5354 | 3.5314 | 3.5281
PG&E | MM Therms | Commercial | Com - Education (Relocatable Classroom) | SHW | No | SHW - EF Rated Instantaneous Water Heater (Gas) | 0.66099 | 0.67085 | 0.11903 | 0.12083 | 0.12259 | 0.12428 | 0.12581 | 0.12734 | 0.12883 | 0.13038 | 0.13197 | 0.13359
PG&E | MM Therms | Commercial | Com - Education (Relocatable Classroom) | SHW | No | SHW - Pipe and Tank Insulation | 1.7443 | 1.7174 | 1.691 | 1.6649 | 1.6393 | 1.6141 | 1.5892 | 1.5647 | 1.5406 | 1.5169 | 1.4935 | 1.4705
PG&E | MM Therms | Commercial | Com - Education (Relocatable Classroom) | Service | No | Service - Retro-Commissioning (Gas) | 0.29561 | 0.29106 | 0.28658 | 0.28216 | 0.27782 | 0.27354 | 0.26933 | 0.26518 | 0.26109 | 0.25707 | 0.25312 | 0.24922
PG&E | MM Therms | Commercial | Com - Education (Relocatable Classroom) | WholeBlg | No | WholeBlg - Com RET Level 1 | 0.38832 | 0.38234 | 0.37645 | 0.37065 | 0.36494 | 0.35932 | 0.35379 | 0.34834 | 0.34298 | 0.3377 | 0.33249 | 0.32737
PG&E | MM Therms | Commercial | Com - Education (Relocatable Classroom) | WholeBlg | No | WholeBlg - Com RET Level 2 | 3.7012 | 3.6442 | 3.5881 | 3.5329 | 3.4785 | 3.4249 | 3.3721 | 3.3202 | 3.2691 | 3.2187 | 3.1692 | 3.1204
PG&E | MM Therms | Commercial | Com - Education (Secondary School) | BldgEnv | No | BldgEnv - Wall Spray On Insulation | 0.1473 | 0.14503 | 0.1428 | 0.1406 | 0.13843 | 0.1363 | 0.1342 | 0.13214 | 0.1301 | 0.1281 | 0.12612 | 0.12418
PG&E | MM Therms | Commercial | Com - Education (Secondary School) | FoodServ | No | FoodServ - Fryer (Gas) | 0.33627 | 0.34153 | 0.34668 | 0.35216 | 0.35754 | 0.36268 | 0.36737 | 0.37204 | 0.37658 | 0.38132 | 0.38619 | 0.39112
PG&E | MM Therms | Commercial | Com - Education (Secondary School) | FoodServ | No | FoodServ - Oven (Gas) | 0.50621 | 0.51414 | 0.5219 | 0.53014 | 0.53824 | 0.54598 | 0.55304 | 0.56007 | 0.56691 | 0.57404 | 0.58136 | 0.58878
PG&E | MM Therms | Commercial | Com - Education (Secondary School) | HVAC | No | HVAC - AFUE Rated Boiler (High) | 0.033057 | 0.065786 | 0.097905 | 0.13082 | 0.16318 | 0.19456 | 0.22425 | 0.25368 | 0 | 0 | 0 | 0
PG&E | MM Therms | Commercial | Com - Education (Secondary School) | HVAC | No | HVAC - ET Rated Boiler (High) | 1.8916 | 1.8625 | 1.8338 | 1.8056 | 1.7778 | 1.7504 | 1.7234 | 1.6969 | 1.9922 | 1.9997 | 2.0078 | 2.0163
PG&E | MM Therms | Commercial | Com - Education (Secondary School) | HVAC | No | HVAC - Gas Furnace | 0.08481 | 0.083504 | 0.082218 | 0.080952 | 0.079705 | 0.078478 | 0.077269 | 0.076079 | 0.074908 | 0.073754 | 0.072618 | 0.0715
PG&E | MM Therms | Commercial | Com - Education (Secondary School) | HVAC | No | HVAC - Thermostat | 0.26008 | 0.26419 | 0.26817 | 0.27233 | 0.27637 | 0.28024 | 0.28382 | 0.28738 | 0.29082 | 0.2944 | 0.29807 | 0.30179
PG&E | MM Therms | Commercial | Com - Education (Secondary School) | SHW | Yes | SHW - EF Rated Storage Water Heater (Gas) - Emerging | 0 | 0 | 0.41443 | 0.42137 | 0.42818 | 0.4347 | 0.44065 | 0.44659 | 0.45236 | 0.45837 | 0.46453 | 0.47077
PG&E | MM Therms | Commercial | Com - Education (Secondary School) | SHW | Yes | SHW - ET Rated Storage Water Heater - Emerging | 1.1354 | 1.134 | 1.1326 | 1.1318 | 1.131 | 1.1299 | 1.1283 | 1.1269 | 1.1253 | 1.1242 | 1.1234 | 1.1228
PG&E | MM Therms | Commercial | Com - Education (Secondary School) | SHW | No | SHW - EF Rated Instantaneous Water Heater (Gas) | 0.22396 | 0.2274 | 0.040362 | 0.040987 | 0.0416 | 0.042186 | 0.042721 | 0.043253 | 0.043771 | 0.044311 | 0.044866 | 0.045428
PG&E | MM Therms | Commercial | Com - Education (Secondary School) | SHW | No | SHW - Pipe and Tank Insulation | 0.87215 | 0.85872 | 0.84549 | 0.83247 | 0.81965 | 0.80703 | 0.7946 | 0.78237 | 0.77032 | 0.75845 | 0.74677 | 0.73527
PG&E | MM Therms | Commercial | Com - Education (Secondary School) | Service | No | Service - Retro-Commissioning (Gas) | 0.14781 | 0.14553 | 0.14329 | 0.14108 | 0.13891 | 0.13677 | 0.13466 | 0.13259 | 0.13055 | 0.12854 | 0.12656 | 0.12461
PG&E | MM Therms | Commercial | Com - Education (Secondary School) | WholeBlg | No | WholeBlg - Com RET Level 1 | 0.24424 | 0.24048 | 0.23677 | 0.23313 | 0.22954 | 0.226 | 0.22252 | 0.21909 | 0.21572 | 0.2124 | 0.20913 | 0.20591
PG&E | MM Therms | Commercial | Com - Education (Secondary School) | WholeBlg | No | WholeBlg - Com RET Level 2 | 3.1183 | 3.0703 | 3.023 | 2.9764 | 2.9306 | 2.8855 | 2.841 | 2.7973 | 2.7542 | 2.7118 | 2.67 | 2.6289
PG&E | MM Therms | Commercial | Com - Education (University) | BldgEnv | No | BldgEnv - Wall Spray On Insulation | 0.18963 | 0.18671 | 0.18384 | 0.18101 | 0.17822 | 0.17547 | 0.17277 | 0.17011 | 0.16749 | 0.16491 | 0.16237 | 0.15987
PG&E | MM Therms | Commercial | Com - Education (University) | FoodServ | No | FoodServ - Fryer (Gas) | 0.10823 | 0.10992 | 0.11158 | 0.11334 | 0.11507 | 0.11673 | 0.11824 | 0.11974 | 0.1212 | 0.12273 | 0.12429 | 0.12588
PG&E | MM Therms | Commercial | Com - Education (University) | FoodServ | No | FoodServ - Oven (Gas) | 0.18248 | 0.18533 | 0.18813 | 0.1911 | 0.19402 | 0.19681 | 0.19935 | 0.20189 | 0.20435 | 0.20693 | 0.20956 | 0.21224
PG&E | MM Therms | Commercial | Com - Education (University) | HVAC | No | HVAC - ET Rated Boiler (High) | 2.1158 | 2.126 | 2.1359 | 2.1473 | 2.1585 | 2.1689 | 2.1776 | 2.1864 | 2.1948 | 2.2042 | 2.2142 | 2.2247
PG&E | MM Therms | Commercial | Com - Education (University) | HVAC | No | HVAC - Gas Furnace | 0.10918 | 0.1075 | 0.10585 | 0.10422 | 0.10261 | 0.10103 | 0.099477 | 0.097945 | 0.096436 | 0.094951 | 0.093489 | 0.092049
PG&E | MM Therms | Commercial | Com - Education (University) | HVAC | No | HVAC - Thermostat | 0.07212 | 0.073258 | 0.074362 | 0.075515 | 0.076637 | 0.07771 | 0.078701 | 0.07969 | 0.080643 | 0.081635 | 0.082654 | 0.083686
PG&E | MM Therms | Commercial | Com - Education (University) | SHW | Yes | SHW - EF Rated Storage Water Heater (Gas) - Emerging | 0 | 0 | 0.65241 | 0.66294 | 0.67327 | 0.68316 | 0.69219 | 0.70118 | 0.70992 | 0.71904 | 0.72838 | 0.73786
PG&E | MM Therms | Commercial | Com - Education (University) | SHW | Yes | SHW - ET Rated Storage Water Heater - Emerging | 1.0949 | 1.0961 | 1.0972 | 1.099 | 1.1007 | 1.1021 | 1.1029 | 1.1038 | 1.1045 | 1.1057 | 1.1072 | 1.109
PG&E | MM Therms | Commercial | Com - Education (University) | SHW | No | SHW - EF Rated Instantaneous Water Heater (Gas) | 0.19751 | 0.20057 | 0.035605 | 0.036161 | 0.036707 | 0.03723 | 0.037705 | 0.03818 | 0.038641 | 0.039122 | 0.039616 | 0.040117
PG&E | MM Therms | Commercial | Com - Education (University) | SHW | No | SHW - Pipe and Tank Insulation | 1.1228 | 1.1055 | 1.0885 | 1.0717 | 1.0552 | 1.039 | 1.023 | 1.0072 | 0.99171 | 0.97643 | 0.9614 | 0.94659
PG&E | MM Therms | Commercial | Com - Education (University) | Service | No | Service - Retro-Commissioning (Gas) | 0.19028 | 0.18735 | 0.18447 | 0.18163 | 0.17883 | 0.17608 | 0.17337 | 0.1707 | 0.16807 | 0.16548 | 0.16293 | 0.16042
PG&E | MM Therms | Commercial | Com - Education (University) | WholeBlg | No | WholeBlg - Com RET Level 1 | 0.16422 | 0.1617 | 0.15921 | 0.15675 | 0.15434 | 0.15196 | 0.14962 | 0.14732 | 0.14505 | 0.14282 | 0.14062 | 0.13845
PG&E | MM Therms | Commercial | Com - Education (University) | WholeBlg | No | WholeBlg - Com RET Level 2 | 3.0928 | 3.0451 | 2.9983 | 2.9521 | 2.9066 | 2.8619 | 2.8178 | 2.7744 | 2.7317 | 2.6896 | 2.6482 | 2.6074
PG&E | MM Therms | Commercial | Com - Grocery | BldgEnv | No | BldgEnv - Attic Batt Insulation | 0.27513 | 0.2709 | 0.26672 | 0.26262 | 0.25857 | 0.25459 | 0.25067 | 0.24681 | 0.24301 | 0.23927 | 0.23558 | 0.23195
PG&E | MM Therms | Commercial | Com - Grocery | BldgEnv | No | BldgEnv - Wall Spray On Insulation | 0.36566 | 0.36003 | 0.35449 | 0.34903 | 0.34365 | 0.33836 | 0.33315 | 0.32802 | 0.32297 | 0.318 | 0.3131 | 0.30828
PG&E | MM Therms | Commercial | Com - Grocery | FoodServ | No | FoodServ - Oven (Gas) | 1.8096 | 1.8379 | 1.8656 | 1.8951 | 1.9241 | 1.9517 | 1.977 | 2.0021 | 2.0265 | 2.052 | 2.0782 | 2.1047
PG&E | MM Therms | Commercial | Com - Grocery | HVAC | No | HVAC - Gas Furnace | 0.57472 | 0.56587 | 0.55715 | 0.54857 | 0.54013 | 0.53181 | 0.52362 | 0.51555 | 0.50761 | 0.4998 | 0.4921 | 0.48452
PG&E | MM Therms | Commercial | Com - Grocery | HVAC | No | HVAC - Thermostat | 1.0492 | 1.0657 | 1.0818 | 1.0985 | 1.1149 | 1.1305 | 1.1449 | 1.1593 | 1.1731 | 1.1876 | 1.2024 | 1.2174
PG&E | MM Therms | Commercial | Com - Grocery | SHW | Yes | SHW - EF Rated Storage Water Heater (Gas) - Emerging | 0 | 0 | 1.4769 | 1.5005 | 1.5236 | 1.5457 | 1.5658 | 1.586 | 1.6055 | 1.6259 | 1.6468 | 1.668
PG&E | MM Therms | Commercial | Com - Grocery | SHW | Yes | SHW - ET Rated Storage Water Heater - Emerging | 2.2433 | 2.257 | 2.2703 | 2.2853 | 2.3 | 2.3138 | 2.3256 | 2.3375 | 2.3489 | 2.3614 | 2.3746 | 2.3883
PG&E | MM Therms | Commercial | Com - Grocery | SHW | No | SHW - EF Rated Instantaneous Water Heater (Gas) | 0.43069 | 0.43772 | 0.077767 | 0.079045 | 0.0803 | 0.081501 | 0.082597 | 0.08369 | 0.084751 | 0.085858 | 0.086993 | 0.088143
PG&E | MM Therms | Commercial | Com - Grocery | SHW | No | SHW - Pipe and Tank Insulation | 2.1651 | 2.1317 | 2.0989 | 2.0666 | 2.0348 | 2.0034 | 1.9726 | 1.9422 | 1.9123 | 1.8828 | 1.8538 | 1.8253
PG&E | MM Therms | Commercial | Com - Grocery | Service | No | Service - Retro-Commissioning (Gas) | 0.36692 | 0.36127 | 0.35571 | 0.35023 | 0.34483 | 0.33952 | 0.3343 | 0.32915 | 0.32408 | 0.31909 | 0.31417 | 0.30934
PG&E | MM Therms | Commercial | Com - Grocery | WholeBlg | No | WholeBlg - Com RET Level 1 | 0.5141 | 0.50619 | 0.49839 | 0.49072 | 0.48316 | 0.47572 | 0.46839 | 0.46118 | 0.45408 | 0.44708 | 0.4402 | 0.43342
PG&E | MM Therms | Commercial | Com - Grocery | WholeBlg | No | WholeBlg - Com RET Level 2 | 5.4463 | 5.3625 | 5.2799 | 5.1986 | 5.1185 | 5.0397 | 4.9621 | 4.8857 | 4.8104 | 4.7363 | 4.6634 | 4.5916
PG&E | MM Therms | Commercial | Com - Hospital | BldgEnv | No | BldgEnv - Wall Spray On Insulation | 1.0997 | 1.0828 | 1.0661 | 1.0497 | 1.0335 | 1.0176 | 1.002 | 0.98653 | 0.97133 | 0.95638 | 0.94165 | 0.92715
PG&E | MM Therms | Commercial | Com - Hospital | FoodServ | No | FoodServ - Oven (Gas) | 0.69727 | 0.70819 | 0.71887 | 0.73023 | 0.74138 | 0.75204 | 0.76176 | 0.77146 | 0.78087 | 0.7907 | 0.80078 | 0.811
PG&E | MM Therms | Commercial | Com - Hospital | HVAC | No | HVAC - ET Rated Boiler (High) | 6.7623 | 6.8873 | 7.0096 | 7.1389 | 7.2659 | 7.3876 | 7.4992 | 7.6103 | 7.7184 | 7.8307 | 7.9456 | 8.0618
PG&E | MM Therms | Commercial | Com - Hospital | HVAC | No | HVAC - Gas Furnace | 0.28568 | 0.28128 | 0.27695 | 0.27268 | 0.26849 | 0.26435 | 0.26028 | 0.25627 | 0.25232 | 0.24844 | 0.24461 | 0.24085
PG&E | MM Therms | Commercial | Com - Hospital | SHW | Yes | SHW - ET Rated Storage Water Heater - Emerging | 4.0032 | 4.0222 | 4.0407 | 4.062 | 4.0829 | 4.1023 | 4.1185 | 4.1349 | 4.1506 | 4.168 | 4.1868 | 4.2064
PG&E | MM Therms | Commercial | Com - Hospital | SHW | No | SHW - EF Rated Instantaneous Water Heater (Gas) | 0.7845 | 0.79667 | 0.70715 | 0.71823 | 0.7291 | 0.7395 | 0.74897 | 0.75842 | 0.76759 | 0.77717 | 0.787 | 0.79697
PG&E | MM Therms | Commercial | Com - Hospital | SHW | No | SHW - Pipe and Tank Insulation | 1.4301 | 1.4081 | 1.3864 | 1.3651 | 1.3441 | 1.3234 | 1.303 | 1.2829 | 1.2632 | 1.2437 | 1.2246 | 1.2057
PG&E | MM Therms | Commercial | Com - Hospital | Service | No | Service - Retro-Commissioning (Gas) | 0.24237 | 0.23864 | 0.23496 | 0.23134 | 0.22778 | 0.22427 | 0.22082 | 0.21742 | 0.21407 | 0.21077 | 0.20753 | 0.20433
PG&E | MM Therms | Commercial | Com - Hospital | WholeBlg | No | WholeBlg - Com RET Level 1 | 0.46904 | 0.46181 | 0.4547 | 0.4477 | 0.4408 | 0.43402 | 0.42733 | 0.42075 | 0.41427 | 0.40789 | 0.40161 | 0.39543
PG&E | MM Therms | Commercial | Com - Hospital | WholeBlg | No | WholeBlg - Com RET Level 2 | 8.5912 | 8.4589 | 8.3287 | 8.2004 | 8.0741 | 7.9498 | 7.8274 | 7.7068 | 7.5881 | 7.4713 | 7.3562 | 7.2429
PG&E | MM Therms | Commercial | Com - Hotel | BldgEnv | No | BldgEnv - Wall Spray On Insulation | 0.97645 | 0.96141 | 0.9466 | 0.93203 | 0.91767 | 0.90354 | 0.88963 | 0.87593 | 0.86244 | 0.84915 | 0.83608 | 0.8232
PG&E | MM Therms | Commercial | Com - Hotel | FoodServ | No | FoodServ - Fryer (Gas) | 0.21419 | 0.21755 | 0.22083 | 0.22432 | 0.22774 | 0.23102 | 0.23401 | 0.23698 | 0.23988 | 0.24289 | 0.24599 | 0.24913
PG&E | MM Therms | Commercial | Com - Hotel | FoodServ | No | FoodServ - Oven (Gas) | 0.41273 | 0.4192 | 0.42552 | 0.43224 | 0.43884 | 0.44515 | 0.45091 | 0.45664 | 0.46222 | 0.46803 | 0.474 | 0.48005
PG&E | MM Therms | Commercial | Com - Hotel | HVAC | No | HVAC - ET Rated Boiler (High) | 2.7551 | 2.7895 | 2.8231 | 2.8592 | 2.8945 | 2.9283 | 2.9587 | 2.9891 | 3.0186 | 3.0496 | 3.0815 | 3.1141
PG&E | MM Therms | Commercial | Com - Hotel | HVAC | No | HVAC - Gas Furnace | 0.015989 | 0.015743 | 0.0155 | 0.015262 | 0.015027 | 0.014795 | 0.014567 | 0.014343 | 0.014122 | 0.013905 | 0.013691 | 0.01348
PG&E | MM Therms | Commercial | Com - Hotel | HVAC | No | HVAC - SEER Rated Package Rooftop AC (Recharge) | 0 | 0 | 0 | 0.00043823 | 0.00043148 | 0.00042484 | 0.00041829 | 0.00041185 | 0.00040551 | 0.00039926 | 0.00039312 | 0.00038706
PG&E | MM Therms | Commercial | Com - Hotel | SHW | Yes | SHW - EF Rated Storage Water Heater (Gas) - Emerging | 0 | 0 | 0.27067 | 0.27523 | 0.2797 | 0.28399 | 0.2879 | 0.2918 | 0.29559 | 0.29954 | 0.30359 | 0.30769
PG&E | MM Therms | Commercial | Com - Hotel | SHW | Yes | SHW - ET Rated Storage Water Heater - Emerging | 1.498 | 1.5081 | 1.5178 | 1.5287 | 1.5394 | 1.5495 | 1.5582 | 1.567 | 1.5754 | 1.5845 | 1.5942 | 1.6041
PG&E | MM Therms | Commercial | Com - Hotel | SHW | No | SHW - EF Rated Instantaneous Water Heater (Gas) | 0.33425 | 0.33949 | 0.060278 | 0.061231 | 0.062166 | 0.06306 | 0.063876 | 0.064689 | 0.065479 | 0.066303 | 0.067149 | 0.068006
PG&E | MM Therms | Commercial | Com - Hotel | SHW | No | SHW - Pipe and Tank Insulation | 1.2698 | 1.2503 | 1.231 | 1.212 | 1.1934 | 1.175 | 1.1569 | 1.1391 | 1.1215 | 1.1043 | 1.0873 | 1.0705
PG&E | MM Therms | Commercial | Com - Hotel | Service | No | Service - Retro-Commissioning (Gas) | 0.2152 | 0.21188 | 0.20862 | 0.20541 | 0.20224 | 0.19913 | 0.19606 | 0.19304 | 0.19007 | 0.18714 | 0.18426 | 0.18142
PG&E | MM Therms | Commercial | Com - Hotel | WholeBlg | No | WholeBlg - Com RET Level 1 | 0.258 | 0.25403 | 0.25012 | 0.24627 | 0.24247 | 0.23874 | 0.23506 | 0.23144 | 0.22788 | 0.22437 | 0.22092 | 0.21751
PG&E | MM Therms | Commercial | Com - Hotel | WholeBlg | No | WholeBlg - Com RET Level 2 | 4.0606 | 3.998 | 3.9365 | 3.8758 | 3.8162 | 3.7574 | 3.6995 | 3.6426 | 3.5865 | 3.5312 | 3.4768 | 3.4233
PG&E | MM Therms | Commercial | Com - Motel | BldgEnv | No | BldgEnv - Wall Spray On Insulation | 0.97645 | 0.96141 | 0.9466 | 0.93203 | 0.91767 | 0.90354 | 0.88963 | 0.87593 | 0.86244 | 0.84915 | 0.83608 | 0.8232
PG&E | MM Therms | Commercial | Com - Motel | FoodServ | No | FoodServ - Fryer (Gas) | 0.21419 | 0.21755 | 0.22083 | 0.22432 | 0.22774 | 0.23102 | 0.23401 | 0.23698 | 0.23988 | 0.24289 | 0.24599 | 0.24913
PG&E | MM Therms | Commercial | Com - Motel | FoodServ | No | FoodServ - Oven (Gas) | 0.41273 | 0.4192 | 0.42552 | 0.43224 | 0.43884 | 0.44515 | 0.45091 | 0.45664 | 0.46222 | 0.46803 | 0.474 | 0.48005
PG&E | MM Therms | Commercial | Com - Motel | HVAC | No | HVAC - ET Rated Boiler (High) | 2.7551 | 2.7895 | 2.8231 | 2.8592 | 2.8945 | 2.9283 | 2.9587 | 2.9891 | 3.0186 | 3.0496 | 3.0815 | 3.1141
PG&E | MM Therms | Commercial | Com - Motel | HVAC | No | HVAC - Gas Furnace | 0.015989 | 0.015743 | 0.0155 | 0.015262 | 0.015027 | 0.014795 | 0.014567 | 0.014343 | 0.014122 | 0.013905 | 0.013691 | 0.01348
PG&E | MM Therms | Commercial | Com - Motel | SHW | Yes | SHW - EF Rated Storage Water Heater (Gas) - Emerging | 0 | 0 | 0.17943 | 0.18248 | 0.18548 | 0.18835 | 0.19098 | 0.19359 | 0.19614 | 0.19878 | 0.2015 | 0.20424
PG&E | MM Therms | Commercial | Com - Motel | SHW | Yes | SHW - ET Rated Storage Water Heater - Emerging | 0.62402 | 0.62363 | 0.62322 | 0.62318 | 0.62312 | 0.62293 | 0.62241 | 0.62195 | 0.62144 | 0.62118 | 0.62109 | 0.62113
PG&E | MM Therms | Commercial | Com - Motel | SHW | No | SHW - EF Rated Instantaneous Water Heater (Gas) | 0.1278 | 0.12981 | 0.023048 | 0.023413 | 0.023771 | 0.024114 | 0.024426 | 0.024737 | 0.02504 | 0.025355 | 0.025679 | 0.026008
PG&E | MM Therms | Commercial | Com - Motel | SHW | No | SHW - Pipe and Tank Insulation | 1.2698 | 1.2503 | 1.231 | 1.212 | 1.1934 | 1.175 | 1.1569 | 1.1391 | 1.1215 | 1.1043 | 1.0873 | 1.0705
PG&E | MM Therms | Commercial | Com - Motel | Service | No | Service - Retro-Commissioning (Gas) | 0.2152 | 0.21188 | 0.20862 | 0.20541 | 0.20224 | 0.19913 | 0.19606 | 0.19304 | 0.19007 | 0.18714 | 0.18426 | 0.18142
PG&E | MM Therms | Commercial | Com - Motel | WholeBlg | No | WholeBlg - Com RET Level 1 | 0.23676 | 0.23312 | 0.22953 | 0.22599 | 0.22251 | 0.21908 | 0.21571 | 0.21239 | 0.20912 | 0.2059 | 0.20273 | 0.1996
PG&E | MM Therms | Commercial | Com - Motel | WholeBlg | No | WholeBlg - Com RET Level 2 | 3.7638 | 3.7058 | 3.6488 | 3.5926 | 3.5372 | 3.4828 | 3.4291 | 3.3763 | 3.3243 | 3.2731 | 3.2227 | 3.1731
PG&E | MM Therms | Commercial | Com - Nusing Home | BldgEnv | No | BldgEnv - Wall Spray On Insulation | 0.24154 | 0.23782 | 0.23416 | 0.23055 | 0.227 | 0.22351 | 0.22006 | 0.21667 | 0.21334 | 0.21005 | 0.20682 | 0.20363
PG&E | MM Therms | Commercial | Com - Nusing Home | FoodServ | No | FoodServ - Oven (Gas) | 0.69727 | 0.70819 | 0.71887 | 0.73023 | 0.74138 | 0.75204 | 0.76176 | 0.77146 | 0.78087 | 0.7907 | 0.80078 | 0.811
PG&E | MM Therms | Commercial | Com - Nusing Home | HVAC | No | HVAC - ET Rated Boiler (High) | 6.6899 | 6.7976 | 6.9029 | 7.0148 | 7.1247 | 7.2298 | 7.3257 | 7.4213 | 7.5142 | 7.611 | 7.7104 | 7.8111
PG&E | MM Therms | Commercial | Com - Nusing Home | HVAC | No | HVAC - Gas Furnace | 0.33925 | 0.33403 | 0.32888 | 0.32382 | 0.31883 | 0.31392 | 0.30909 | 0.30433 | 0.29964 | 0.29503 | 0.29048 | 0.28601
PG&E | MM Therms | Commercial | Com - Nusing Home | HVAC | No | HVAC - Thermostat | 0.50244 | 0.51037 | 0.51806 | 0.52609 | 0.53391 | 0.54138 | 0.54829 | 0.55518 | 0.56182 | 0.56873 | 0.57582 | 0.58302
PG&E | MM Therms | Commercial | Com - Nusing Home | SHW | Yes | SHW - EF Rated Storage Water Heater (Gas) - Emerging | 0 | 0 | 0.54129 | 0.55043 | 0.5594 | 0.56799 | 0.57584 | 0.58366 | 0.59126 | 0.59918 | 0.60729 | 0.61551
PG&E | MM Therms | Commercial | Com - Nusing Home | SHW | Yes | SHW - ET Rated Storage Water Heater - Emerging | 2.9696 | 2.9793 | 2.9886 | 3 | 3.0111 | 3.0213 | 3.0293 | 3.0374 | 3.0452 | 3.0542 | 3.0641 | 3.0747
PG&E | MM Therms | Commercial | Com - Nusing Home | SHW | No | SHW - EF Rated Instantaneous Water Heater (Gas) | 0.58698 | 0.59596 | 0.10578 | 0.10742 | 0.10902 | 0.11056 | 0.11195 | 0.11335 | 0.1147 | 0.11612 | 0.11757 | 0.11904
PG&E | MM Therms | Commercial | Com - Nusing Home | SHW | No | SHW - Pipe and Tank Insulation | 1.4301 | 1.4081 | 1.3864 | 1.3651 | 1.3441 | 1.3234 | 1.303 | 1.2829 | 1.2632 | 1.2437 | 1.2246 | 1.2057
PG&E | MM Therms | Commercial | Com - Nusing Home | Service | No | Service - Retro-Commissioning (Gas) | 0.24237 | 0.23864 | 0.23496 | 0.23134 | 0.22778 | 0.22427 | 0.22082 | 0.21742 | 0.21407 | 0.21077 | 0.20753 | 0.20433
PG&E | MM Therms | Commercial | Com - Nusing Home | WholeBlg | No | WholeBlg - Com RET Level 1 | 0.44151 | 0.43472 | 0.42802 | 0.42143 | 0.41494 | 0.40855 | 0.40226 | 0.39606 | 0.38996 | 0.38396 | 0.37804 | 0.37222
PG&E | MM Therms | Commercial | Com - Nusing Home | WholeBlg | No | WholeBlg - Com RET Level 2 | 7.0893 | 6.9802 | 6.8727 | 6.7668 | 6.6626 | 6.56 | 6.459 | 6.3595 | 6.2616 | 6.1651 | 6.0702 | 5.9767
PG&E | MM Therms | Commercial | Com - Office (Large) | BldgEnv | No | BldgEnv - Wall Spray On Insulation | 1.4509 | 1.4286 | 1.4066 | 1.3849 | 1.3636 | 1.3426 | 1.3219 | 1.3015 | 1.2815 | 1.2618 | 1.2423 | 1.2232
PG&E | MM Therms | Commercial | Com - Office (Large) | FoodServ | No | FoodServ - Oven (Gas) | 3.1912 | 3.2411 | 3.29 | 3.342 | 3.393 | 3.4419 | 3.4863 | 3.5307 | 3.5738 | 3.6188 | 3.6649 | 3.7117
PG&E | MM Therms | Commercial | Com - Office (Large) | HVAC | No | HVAC - AFUE Rated Boiler (High) | 11.7893 | 0.45711 | 0.68029 | 0.90903 | 1.1339 | 1.3519 | 1.5582 | 1.7627 | 1.9627 | 2.1655 | 0 | 0
PG&E | MM Therms | Commercial | Com - Office (Large) | HVAC | No | HVAC - ET Rated Boiler (High) | 0 | 13.2536 | 13.0495 | 12.8485 | 12.6507 | 12.4559 | 12.264 | 12.0752 | 11.8892 | 11.7061 | 14.17 | 14.2202
PG&E | MM Therms | Commercial | Com - Office (Large) | HVAC | No | HVAC - Gas Furnace | 0.4399 | 0.43313 | 0.42646 | 0.41989 | 0.41342 | 0.40706 | 0.40079 | 0.39461 | 0.38854 | 0.38255 | 0.37666 | 0.37086
PG&E | MM Therms | Commercial | Com - Office (Large) | HVAC | No | HVAC - SEER Rated Package Rooftop AC (Recharge) | 0 | 0 | 0 | 0 | 0 | 0 | 0 | 0 | 0.00036296 | 0.00035737 | 0.00035186 | 0.00034645
PG&E | MM Therms | Commercial | Com - Office (Large) | HVAC | No | HVAC - Thermostat | 0.57912 | 0.58826 | 0.59713 | 0.60639 | 0.61539 | 0.62401 | 0.63197 | 0.63991 | 0.64756 | 0.65553 | 0.66371 | 0.672
PG&E | MM Therms | Commercial | Com - Office (Large) | SHW | Yes | SHW - EF Rated Storage Water Heater (Gas) - Emerging | 0 | 0 | 5.0265 | 5.1066 | 5.1851 | 5.2603 | 5.3288 | 5.3971 | 5.4635 | 5.5327 | 5.6038 | 5.6758
PG&E | MM Therms | Commercial | Com - Office (Large) | SHW | Yes | SHW - ET Rated Storage Water Heater - Emerging | 2.2566 | 2.2618 | 2.2667 | 2.2731 | 2.2793 | 2.2849 | 2.2889 | 2.2931 | 2.297 | 2.3019 | 2.3074 | 2.3134
PG&E | MM Therms | Commercial | Com - Office (Large) | SHW | No | SHW - EF Rated Instantaneous Water Heater (Gas) | 0.46809 | 0.47534 | 0.084383 | 0.085703 | 0.086998 | 0.088236 | 0.089364 | 0.09049 | 0.091583 | 0.092724 | 0.093895 | 0.095082
PG&E | MM Therms | Commercial | Com - Office (Large) | SHW | No | SHW - Pipe and Tank Insulation | 8.5907 | 8.4584 | 8.3281 | 8.1999 | 8.0736 | 7.9493 | 7.8268 | 7.7063 | 7.5876 | 7.4708 | 7.3557 | 7.2425
PG&E | MM Therms | Commercial | Com - Office (Large) | Service | No | Service - Retro-Commissioning (Gas) | 1.4559 | 1.4335 | 1.4114 | 1.3897 | 1.3683 | 1.3472 | 1.3264 | 1.306 | 1.2859 | 1.2661 | 1.2466 | 1.2274
PG&E | MM Therms | Commercial | Com - Office (Large) | WholeBlg | No | WholeBlg - Com RET Level 1 | 1.2144 | 1.1957 | 1.1773 | 1.1592 | 1.1413 | 1.1238 | 1.1065 | 1.0894 | 1.0726 | 1.0561 | 1.0399 | 1.0238
PG&E | MM Therms | Commercial | Com - Office (Large) | WholeBlg | No | WholeBlg - Com RET Level 2 | 17.7541 | 17.4807 | 17.2115 | 16.9464 | 16.6854 | 16.4285 | 16.1755 | 15.9264 | 15.6811 | 15.4396 | 15.2019 | 14.9677
PG&E | MM Therms | Commercial | Com - Office (Small) | BldgEnv | No | BldgEnv - Wall Spray On Insulation | 0.45596 | 0.44894 | 0.44203 | 0.43522 | 0.42852 | 0.42192 | 0.41542 | 0.40902 | 0.40272 | 0.39652 | 0.39042 | 0.3844
PG&E | MM Therms | Commercial | Com - Office (Small) | HVAC | No | HVAC - AFUE Rated Boiler (High) | 4.8619 | 4.8585 | 4.8549 | 4.8541 | 4.8532 | 4.8513 | 4.8469 | 0.54531 | 0.60716 | 0.6699 | 0.73303 | 0.79615
PG&E | MM Therms | Commercial | Com - Office (Small) | HVAC | No | HVAC - ET Rated Boiler (High) | 0 | 0 | 0 | 0 | 0 | 0 | 0 | 4.9844 | 4.9076 | 4.8321 | 4.7577 | 4.6844
PG&E | MM Therms | Commercial | Com - Office (Small) | HVAC | No | HVAC - Gas Furnace | 0.11625 | 0.11446 | 0.1127 | 0.11096 | 0.10925 | 0.10757 | 0.10591 | 0.10428 | 0.10268 | 0.1011 | 0.099539 | 0.098006
PG&E | MM Therms | Commercial | Com - Office (Small) | HVAC | No | HVAC - Thermostat | 0.21285 | 0.21621 | 0.21947 | 0.22287 | 0.22618 | 0.22935 | 0.23227 | 0.23519 | 0.238 | 0.24093 | 0.24394 | 0.24699
PG&E | MM Therms | Commercial | Com - Office (Small) | SHW | Yes | SHW - EF Rated Storage Water Heater (Gas) - Emerging | 0 | 0 | 3.2706 | 3.3233 | 3.375 | 3.4245 | 3.4697 | 3.5147 | 3.5585 | 3.6041 | 3.6509 | 3.6983
PG&E | MM Therms | Commercial | Com - Office (Small) | SHW | Yes | SHW - ET Rated Storage Water Heater - Emerging | 1.6844 | 1.6585 | 1.633 | 1.6579 | 1.6456 | 1.6332 | 1.6206 | 1.6082 | 1.596 | 1.5842 | 1.5729 | 1.562
PG&E | MM Therms | Commercial | Com - Office (Small) | SHW | No | SHW - EF Rated Instantaneous Water Heater (Gas) | 0.34842 | 0.35377 | 0.062795 | 0.063769 | 0.064724 | 0.065638 | 0.066471 | 0.067301 | 0.068107 | 0.068949 | 0.069813 | 0.07069
PG&E | MM Therms | Commercial | Com - Office (Small) | SHW | No | SHW - Pipe and Tank Insulation | 2.6997 | 2.6582 | 2.6172 | 2.5769 | 2.5372 | 2.4982 | 2.4597 | 2.4218 | 2.3845 | 2.3478 | 2.3116 | 2.276
PG&E | MM Therms | Commercial | Com - Office (Small) | Service | No | Service - Retro-Commissioning (Gas) | 0.45753 | 0.45048 | 0.44355 | 0.43671 | 0.42999 | 0.42337 | 0.41685 | 0.41043 | 0.40411 | 0.39788 | 0.39176 | 0.38572
PG&E | MM Therms | Commercial | Com - Office (Small) | WholeBlg | No | WholeBlg - Com RET Level 1 | 0.27801 | 0.27373 | 0.26951 | 0.26536 | 0.26127 | 0.25725 | 0.25329 | 0.24939 | 0.24555 | 0.24177 | 0.23804 | 0.23438
PG&E | MM Therms | Commercial | Com - Office (Small) | WholeBlg | No | WholeBlg - Com RET Level 2 | 5.8486 | 5.7585 | 5.6698 | 5.5825 | 5.4965 | 5.4119 | 5.3285 | 5.2465 | 5.1657 | 5.0861 | 5.0078 | 4.9307
PG&E | MM Therms | Commercial | Com - Restaurant (Fast Food) | BldgEnv | No | BldgEnv - Wall Spray On Insulation | 0.083339 | 0.082055 | 0.080792 | 0.079548 | 0.078323 | 0.077116 | 0.075929 | 0.074759 | 0.073608 | 0.072475 | 0.071359 | 0.07026
PG&E | MM Therms | Commercial | Com - Restaurant (Fast Food) | FoodServ | No | FoodServ - Fryer (Gas) | 6.0167 | 6.111 | 6.2031 | 6.3012 | 6.3974 | 6.4894 | 6.5733 | 6.6569 | 6.7381 | 6.8229 | 6.9099 | 6.9981
PG&E | MM Therms | Commercial | Com - Restaurant (Fast Food) | FoodServ | No | FoodServ - Oven (Gas) | 3.8378 | 3.8979 | 3.9567 | 4.0192 | 4.0806 | 4.1393 | 4.1928 | 4.2462 | 4.298 | 4.3521 | 4.4076 | 4.4638
PG&E | MM Therms | Commercial | Com - Restaurant (Fast Food) | HVAC | No | HVAC - Gas Furnace | 0.19816 | 0.19511 | 0.1921 | 0.18914 | 0.18623 | 0.18336 | 0.18054 | 0.17776 | 0.17502 | 0.17233 | 0.16967 | 0.16706
PG&E | MM Therms | Commercial | Com - Restaurant (Fast Food) | HVAC | No | HVAC - Thermostat | 0.56972 | 0.57871 | 0.58743 | 0.59654 | 0.6054 | 0.61388 | 0.62171 | 0.62952 | 0.63704 | 0.64489 | 0.65293 | 0.66108
PG&E | MM Therms | Commercial | Com - Restaurant (Fast Food) | SHW | Yes | SHW - EF Rated Storage Water Heater (Gas) - Emerging | 0 | 0 | 0.88498 | 0.89999 | 0.91472 | 0.92883 | 0.94172 | 0.95457 | 0.96706 | 0.98007 | 0.9934 | 1.0069
PG&E | MM Therms | Commercial | Com - Restaurant (Fast Food) | SHW | Yes | SHW - ET Rated Storage Water Heater - Emerging | 2.6612 | 2.6548 | 2.6483 | 2.6433 | 2.6383 | 2.6328 | 2.6262 | 2.62 | 2.6136 | 2.6081 | 2.6035 | 2.5993
PG&E | MM Therms | Commercial | Com - Restaurant (Fast Food) | SHW | No | SHW - EF Rated Instantaneous Water Heater (Gas) | 0.5141 | 0.52197 | 0.092646 | 0.09408 | 0.095486 | 0.096831 | 0.098056 | 0.099278 | 0.10046 | 0.1017 | 0.10298 | 0.10427
PG&E | MM Therms | Commercial | Com - Restaurant (Fast Food) | SHW | No | SHW - Pipe and Tank Insulation | 0.49344 | 0.48584 | 0.47836 | 0.471 | 0.46374 | 0.4566 | 0.44957 | 0.44265 | 0.43583 | 0.42912 | 0.42251 | 0.416
PG&E | MM Therms | Commercial | Com - Restaurant (Fast Food) | Service | No | Service - Retro-Commissioning (Gas) | 0.083625 | 0.082337 | 0.081069 | 0.079821 | 0.078592 | 0.077381 | 0.07619 | 0.075016 | 0.073861 | 0.072724 | 0.071604 | 0.070501
PG&E | MM Therms | Commercial | Com - Restaurant (Fast Food) | WholeBlg | No | WholeBlg - Com RET Level 1 | 1.5439 | 1.5202 | 1.4968 | 1.4737 | 1.451 | 1.4287 | 1.4067 | 1.385 | 1.3637 | 1.3427 | 1.322 | 1.3016
PG&E | MM Therms | Commercial | Com - Restaurant (Fast Food) | WholeBlg | No | WholeBlg - Com RET Level 2 | 7.113 | 7.0035 | 6.8956 | 6.7894 | 6.6849 | 6.5819 | 6.4806 | 6.3808 | 6.2825 | 6.1858 | 6.0905 | 5.9967
PG&E | MM Therms | Commercial | Com - Restaurant (Sit Down) | BldgEnv | No | BldgEnv - Wall Spray On Insulation | 0.083339 | 0.082055 | 0.080792 | 0.079548 | 0.078323 | 0.077116 | 0.075929 | 0.074759 | 0.073608 | 0.072475 | 0.071359 | 0.07026
PG&E | MM Therms | Commercial | Com - Restaurant (Sit Down) | FoodServ | No | FoodServ - Fryer (Gas) | 6.0167 | 6.111 | 6.2031 | 6.3012 | 6.3974 | 6.4894 | 6.5733 | 6.6569 | 6.7381 | 6.8229 | 6.9099 | 6.9981
PG&E | MM Therms | Commercial | Com - Restaurant (Sit Down) | FoodServ | No | FoodServ - Oven (Gas) | 3.8378 | 3.8979 | 3.9567 | 4.0192 | 4.0806 | 4.1393 | 4.1928 | 4.2462 | 4.298 | 4.3521 | 4.4076 | 4.4638
PG&E | MM Therms | Commercial | Com - Restaurant (Sit Down) | HVAC | No | HVAC - Gas Furnace | 0.16772 | 0.16514 | 0.1626 | 0.16009 | 0.15763 | 0.1552 | 0.15281 | 0.15046 | 0.14814 | 0.14586 | 0.14361 | 0.1414
PG&E | MM Therms | Commercial | Com - Restaurant (Sit Down) | HVAC | No | HVAC - SEER Rated Package Rooftop AC (Recharge) | 0 | 0 | 0 | 0 | 0 | 0 | 0 | 0.00043478 | 0.00042808 | 0.00042149 | 0.000415 | 0.00040861
PG&E | MM Therms | Commercial | Com - Restaurant (Sit Down) | HVAC | No | HVAC - Thermostat | 0.37724 | 0.38319 | 0.38897 | 0.395 | 0.40086 | 0.40648 | 0.41166 | 0.41683 | 0.42182 | 0.42701 | 0.43233 | 0.43774
PG&E | MM Therms | Commercial | Com - Restaurant (Sit Down) | SHW | Yes | SHW - EF Rated Storage Water Heater (Gas) - Emerging | 0 | 0 | 0.9054 | 0.92009 | 0.93451 | 0.94831 | 0.96091 | 0.97346 | 0.98566 | 0.99838 | 1.0114 | 1.0246
PG&E | MM Therms | Commercial | Com - Restaurant (Sit Down) | SHW | Yes | SHW - ET Rated Storage Water Heater - Emerging | 1.3973 | 1.398 | 1.3986 | 1.4001 | 1.4014 | 1.4025 | 1.4027 | 1.4031 | 1.4033 | 1.4041 | 1.4052 | 1.4067
PG&E | MM Therms | Commercial | Com - Restaurant (Sit Down) | SHW | No | SHW - EF Rated Instantaneous Water Heater (Gas) | 0.26663 | 0.2707 | 0.048045 | 0.048786 | 0.049513 | 0.050209 | 0.050842 | 0.051473 | 0.052087 | 0.052727 | 0.053385 | 0.054052
PG&E | MM Therms | Commercial | Com - Restaurant (Sit Down) | SHW | No | SHW - Pipe and Tank Insulation | 0.49344 | 0.48584 | 0.47836 | 0.471 | 0.46374 | 0.4566 | 0.44957 | 0.44265 | 0.43583 | 0.42912 | 0.42251 | 0.416
PG&E | MM Therms | Commercial | Com - Restaurant (Sit Down) | Service | No | Service - Retro-Commissioning (Gas) | 0.083625 | 0.082337 | 0.081069 | 0.079821 | 0.078592 | 0.077381 | 0.07619 | 0.075016 | 0.073861 | 0.072724 | 0.071604 | 0.070501
PG&E | MM Therms | Commercial | Com - Restaurant (Sit Down) | WholeBlg | No | WholeBlg - Com RET Level 1 | 1.5021 | 1.4789 | 1.4561 | 1.4337 | 1.4116 | 1.3899 | 1.3685 | 1.3474 | 1.3267 | 1.3062 | 1.2861 | 1.2663
PG&E | MM Therms | Commercial | Com - Restaurant (Sit Down) | WholeBlg | No | WholeBlg - Com RET Level 2 | 6.8771 | 6.7712 | 6.6669 | 6.5643 | 6.4632 | 6.3636 | 6.2656 | 6.1691 | 6.0741 | 5.9806 | 5.8885 | 5.7978
PG&E | MM Therms | Commercial | Com - Retail (Large Multi Level) | BldgEnv | No | BldgEnv - Wall Spray On Insulation | 0.439 | 0.43224 | 0.42558 | 0.41903 | 0.41257 | 0.40622 | 0.39996 | 0.3938 | 0.38774 | 0.38177 | 0.37589 | 0.3701
PG&E | MM Therms | Commercial | Com - Retail (Large Multi Level) | FoodServ | No | FoodServ - Oven (Gas) | 0.72416 | 0.7355 | 0.7466 | 0.7584 | 0.76997 | 0.78105 | 0.79114 | 0.80121 | 0.81099 | 0.82119 | 0.83167 | 0.84228
PG&E | MM Therms | Commercial | Com - Retail (Large Multi Level) | HVAC | No | HVAC - AFUE Rated Boiler (High) | 2.8323 | 0.10215 | 0.15203 | 0.20315 | 0.25339 | 0.30211 | 0.34823 | 0.39393 | 0.43861 | 0.48393 | 0.52953 | 0.57513
PG&E | MM Therms | Commercial | Com - Retail (Large Multi Level) | HVAC | No | HVAC - ET Rated Boiler (High) | 0 | 3.1535 | 3.105 | 3.0571 | 3.0101 | 2.9637 | 2.9181 | 2.8731 | 2.8289 | 2.7853 | 2.7424 | 2.7002
PG&E | MM Therms | Commercial | Com - Retail (Large Multi Level) | HVAC | No | HVAC - Gas Furnace | 0.1331 | 0.13105 | 0.12903 | 0.12705 | 0.12509 | 0.12316 | 0.12127 | 0.1194 | 0.11756 | 0.11575 | 0.11397 | 0.11221
PG&E | MM Therms | Commercial | Com - Retail (Large Multi Level) | HVAC | No | HVAC - SEER Rated Package Rooftop AC (Recharge) | 0 | 0 | 0 | 0 | 0.00019924 | 0.00019618 | 0.00019316 | 0.00019018 | 0.00018725 | 0.00018437 | 0.00018153 | 0.00017873
PG&E | MM Therms | Commercial | Com - Retail (Large Multi Level) | HVAC | No | HVAC - Thermostat | 0.41254 | 0.41905 | 0.42537 | 0.43196 | 0.43838 | 0.44452 | 0.45019 | 0.45584 | 0.46129 | 0.46697 | 0.47279 | 0.4787
PG&E | MM Therms | Commercial | Com - Retail (Large Multi Level) | SHW | Yes | SHW - EF Rated Storage Water Heater (Gas) - Emerging | 0 | 0 | 1.776 | 1.8042 | 1.8319 | 1.8584 | 1.8826 | 1.9067 | 1.9301 | 1.9545 | 1.9795 | 2.0049
PG&E | MM Therms | Commercial | Com - Retail (Large Multi Level) | SHW | Yes | SHW - ET Rated Storage Water Heater - Emerging | 0.37169 | 0.37042 | 0.36916 | 0.36808 | 0.36702 | 0.36591 | 0.36465 | 0.36344 | 0.36223 | 0.36114 | 0.36016 | 0.35925
PG&E | MM Therms | Commercial | Com - Retail (Large Multi Level) | SHW | No | SHW - EF Rated Instantaneous Water Heater (Gas) | 0.075715 | 0.076879 | 0.013647 | 0.013859 | 0.014067 | 0.014266 | 0.014447 | 0.014628 | 0.014803 | 0.014986 | 0.015175 | 0.015365
PG&E | MM Therms | Commercial | Com - Retail (Large Multi Level) | SHW | No | SHW - Pipe and Tank Insulation | 2.5993 | 2.5592 | 2.5198 | 2.481 | 2.4428 | 2.4052 | 2.3682 | 2.3317 | 2.2958 | 2.2604 | 2.2256 | 2.1913
PG&E | MM Therms | Commercial | Com - Retail (Large Multi Level) | Service | No | Service - Retro-Commissioning (Gas) | 0.44051 | 0.43372 | 0.42704 | 0.42047 | 0.41399 | 0.40762 | 0.40134 | 0.39516 | 0.38907 | 0.38308 | 0.37718 | 0.37137
PG&E | MM Therms | Commercial | Com - Retail (Large Multi Level) | WholeBlg | No | WholeBlg - Com RET Level 1 | 0.31992 | 0.31499 | 0.31014 | 0.30536 | 0.30066 | 0.29603 | 0.29147 | 0.28698 | 0.28256 | 0.27821 | 0.27393 | 0.26971
PG&E | MM Therms | Commercial | Com - Retail (Large Multi Level) | WholeBlg | No | WholeBlg - Com RET Level 2 | 4.7793 | 4.7057 | 4.6332 | 4.5619 | 4.4916 | 4.4224 | 4.3543 | 4.2873 | 4.2213 | 4.1563 | 4.0922 | 4.0292
PG&E | MM Therms | Commercial | Com - Retail (Large Single Level) | BldgEnv | No | BldgEnv - Wall Spray On Insulation | 0.439 | 0.43224 | 0.42558 | 0.41903 | 0.41257 | 0.40622 | 0.39996 | 0.3938 | 0.38774 | 0.38177 | 0.37589 | 0.3701
PG&E | MM Therms | Commercial | Com - Retail (Large Single Level) | FoodServ | No | FoodServ - Oven (Gas) | 0.72416 | 0.7355 | 0.7466 | 0.7584 | 0.76997 | 0.78105 | 0.79114 | 0.80121 | 0.81099 | 0.82119 | 0.83167 | 0.84228
PG&E | MM Therms | Commercial | Com - Retail (Large Single Level) | HVAC | No | HVAC - Gas Furnace | 0.1331 | 0.13105 | 0.12903 | 0.12705 | 0.12509 | 0.12316 | 0.12127 | 0.1194 | 0.11756 | 0.11575 | 0.11397 | 0.11221
PG&E | MM Therms | Commercial | Com - Retail (Large Single Level) | HVAC | No | HVAC - SEER Rated Package Rooftop AC (Recharge) | 0 | 0 | 0.00073311 | 0.00072182 | 0.00071071 | 0.00069976 | 0.00068899 | 0.00067838 | 0.00066793 | 0.00065764 | 0.00064751 | 0.00063754
PG&E | MM Therms | Commercial | Com - Retail (Large Single Level) | HVAC | No | HVAC - Thermostat | 0.44516 | 0.45218 | 0.459 | 0.46611 | 0.47304 | 0.47966 | 0.48578 | 0.49188 | 0.49776 | 0.50389 | 0.51017 | 0.51655
PG&E | MM Therms | Commercial | Com - Retail (Large Single Level) | SHW | Yes | SHW - EF Rated Storage Water Heater (Gas) - Emerging | 0 | 0 | 1.7763 | 1.8046 | 1.8323 | 1.8588 | 1.8829 | 1.907 | 1.9304 | 1.9548 | 1.9799 | 2.0053
PG&E | MM Therms | Commercial | Com - Retail (Large Single Level) | SHW | Yes | SHW - ET Rated Storage Water Heater - Emerging | 0.28256 | 0.28086 | 0.27917 | 0.2776 | 0.27606 | 0.27451 | 0.27288 | 0.27129 | 0.26971 | 0.26823 | 0.26681 | 0.26546
PG&E | MM Therms | Commercial | Com - Retail (Large Single Level) | SHW | No | SHW - EF Rated Instantaneous Water Heater (Gas) | 0.058486 | 0.059385 | 0.010541 | 0.010705 | 0.010866 | 0.011019 | 0.011159 | 0.011299 | 0.011434 | 0.011576 | 0.011721 | 0.011869
PG&E | MM Therms | Commercial | Com - Retail (Large Single Level) | SHW | No | SHW - Pipe and Tank Insulation | 2.5993 | 2.5592 | 2.5198 | 2.481 | 2.4428 | 2.4052 | 2.3682 | 2.3317 | 2.2958 | 2.2604 | 2.2256 | 2.1913
PG&E | MM Therms | Commercial | Com - Retail (Large Single Level) | Service | No | Service - Retro-Commissioning (Gas) | 0.44051 | 0.43372 | 0.42704 | 0.42047 | 0.41399 | 0.40762 | 0.40134 | 0.39516 | 0.38907 | 0.38308 | 0.37718 | 0.37137
PG&E | MM Therms | Commercial | Com - Retail (Large Single Level) | WholeBlg | No | WholeBlg - Com RET Level 1 | 0.24184 | 0.23812 | 0.23445 | 0.23084 | 0.22728 | 0.22378 | 0.22034 | 0.21694 | 0.2136 | 0.21031 | 0.20707 | 0.20389
PG&E | MM Therms | Commercial | Com - Retail (Large Single Level) | WholeBlg | No | WholeBlg - Com RET Level 2 | 2.2827 | 2.2476 | 2.213 | 2.1789 | 2.1453 | 2.1123 | 2.0798 | 2.0477 | 2.0162 | 1.9851 | 1.9546 | 1.9245
PG&E | MM Therms | Commercial | Com - Retail (Small) | BldgEnv | No | BldgEnv - Wall Spray On Insulation | 0.439 | 0.43224 | 0.42558 | 0.41903 | 0.41257 | 0.40622 | 0.39996 | 0.3938 | 0.38774 | 0.38177 | 0.37589 | 0.3701
PG&E | MM Therms | Commercial | Com - Retail (Small) | HVAC | No | HVAC - Gas Furnace | 0.26365 | 0.25959 | 0.25559 | 0.25165 | 0.24778 | 0.24396 | 0.2402 | 0.23651 | 0.23286 | 0.22928 | 0.22575 | 0.22227
PG&E | MM Therms | Commercial | Com - Retail (Small) | HVAC | No | HVAC - SEER Rated Package Rooftop AC (Recharge) | 0 | 0 | 0 | 0 | 0 | 0.00077432 | 0.0007624 | 0.00075066 | 0.0007391 | 0.00072771 | 0.00071651 | 0.00070547
PG&E | MM Therms | Commercial | Com - Retail (Small) | HVAC | No | HVAC - Thermostat | 0.51241 | 0.5205 | 0.52834 | 0.53654 | 0.5445 | 0.55213 | 0.55917 | 0.5662 | 0.57297 | 0.58002 | 0.58725 | 0.59459
PG&E | MM Therms | Commercial | Com - Retail (Small) | SHW | Yes | SHW - EF Rated Storage Water Heater (Gas) - Emerging | 0 | 0 | 1.7778 | 1.806 | 1.8336 | 1.8601 | 1.8843 | 1.9083 | 1.9317 | 1.9561 | 1.9811 | 2.0065
PG&E | MM Therms | Commercial | Com - Retail (Small) | SHW | Yes | SHW - ET Rated Storage Water Heater - Emerging | 0.27134 | 0.27075 | 0.27016 | 0.26972 | 0.26928 | 0.2688 | 0.26819 | 0.26762 | 0.26703 | 0.26654 | 0.26613 | 0.26577
PG&E | MM Therms | Commercial | Com - Retail (Small) | SHW | No | SHW - EF Rated Instantaneous Water Heater (Gas) | 0.051429 | 0.052219 | 0.0092691 | 0.009413 | 0.0095541 | 0.0096891 | 0.0098121 | 0.0099347 | 0.010054 | 0.010178 | 0.010306 | 0.010435
PG&E | MM Therms | Commercial | Com - Retail (Small) | SHW | No | SHW - Pipe and Tank Insulation | 2.5993 | 2.5592 | 2.5198 | 2.481 | 2.4428 | 2.4052 | 2.3682 | 2.3317 | 2.2958 | 2.2604 | 2.2256 | 2.1913
PG&E | MM Therms | Commercial | Com - Retail (Small) | Service | No | Service - Retro-Commissioning (Gas) | 0.44051 | 0.43372 | 0.42704 | 0.42047 | 0.41399 | 0.40762 | 0.40134 | 0.39516 | 0.38907 | 0.38308 | 0.37718 | 0.37137
PG&E | MM Therms | Commercial | Com - Retail (Small) | WholeBlg | No | WholeBlg - Com RET Level 1 | 0.13894 | 0.1368 | 0.13469 | 0.13262 | 0.13058 | 0.12856 | 0.12658 | 0.12464 | 0.12272 | 0.12083 | 0.11897 | 0.11713
PG&E | MM Therms | Commercial | Com - Retail (Small) | WholeBlg | No | WholeBlg - Com RET Level 2 | 2.1957 | 2.1619 | 2.1286 | 2.0958 | 2.0635 | 2.0317 | 2.0004 | 1.9696 | 1.9393 | 1.9094 | 1.88 | 1.8511
PG&E | MM Therms | Commercial | Com - Storage (Conditioned) | BldgEnv | No | BldgEnv - Wall Spray On Insulation | 1.0308 | 1.0149 | 0.9993 | 0.98391 | 0.96876 | 0.95384 | 0.93915 | 0.92469 | 0.91045 | 0.89642 | 0.88262 | 0.86903
PG&E | MM Therms | Commercial | Com - Storage (Conditioned) | HVAC | No | HVAC - Gas Furnace | 0.092077 | 0.090659 | 0.089263 | 0.087888 | 0.086535 | 0.085202 | 0.08389 | 0.082598 | 0.081326 | 0.080074 | 0.078841 | 0.077627
PG&E | MM Therms | Commercial | Com - Storage (Conditioned) | SHW | Yes | SHW - EF Rated Storage Water Heater (Gas) - Emerging | 0 | 0 | 0.1964 | 0.19952 | 0.20258 | 0.20551 | 0.20817 | 0.21084 | 0.21342 | 0.21612 | 0.21888 | 0.22169
PG&E | MM Therms | Commercial | Com - Storage (Conditioned) | SHW | Yes | SHW - ET Rated Storage Water Heater - Emerging | 0.041677 | 0.041695 | 0.04171 | 0.04175 | 0.041789 | 0.041818 | 0.041823 | 0.041831 | 0.041835 | 0.041856 | 0.041889 | 0.041931
PG&E | MM Therms | Commercial | Com - Storage (Conditioned) | SHW | No | SHW - EF Rated Instantaneous Water Heater (Gas) | 0.0087318 | 0.0088648 | 0.0015734 | 0.0015976 | 0.0016214 | 0.0016441 | 0.0016648 | 0.0016855 | 0.0017055 | 0.0017265 | 0.001748 | 0.0017698
PG&E | MM Therms | Commercial | Com - Storage (Conditioned) | SHW | No | SHW - Pipe and Tank Insulation | 1.3405 | 1.3198 | 1.2995 | 1.2795 | 1.2598 | 1.2404 | 1.2213 | 1.2025 | 1.184 | 1.1657 | 1.1478 | 1.1301
PG&E | MM Therms | Commercial | Com - Storage (Conditioned) | Service | No | Service - Retro-Commissioning (Gas) | 0.22718 | 0.22368 | 0.22023 | 0.21684 | 0.2135 | 0.21021 | 0.20698 | 0.20379 | 0.20065 | 0.19756 | 0.19452 | 0.19152
PG&E | MM Therms | Commercial | Com - Storage (Conditioned) | WholeBlg | No | WholeBlg - Com RET Level 1 | 0.073003 | 0.071879 | 0.070772 | 0.069682 | 0.068609 | 0.067553 | 0.066512 | 0.065488 | 0.064479 | 0.063486 | 0.062509 | 0.061546
PG&E | MM Therms | Commercial | Com - Storage (Conditioned) | WholeBlg | No | WholeBlg - Com RET Level 2 | 1.4975 | 1.4745 | 1.4518 | 1.4294 | 1.4074 | 1.3857 | 1.3644 | 1.3434 | 1.3227 | 1.3023 | 1.2823 | 1.2625
PG&E | MM Therms | Commercial | Com - Storage (Unconditioned) | SHW | Yes | SHW - EF Rated Storage Water Heater (Gas) - Emerging | 0 | 0 | 0.81906 | 0.83203 | 0.84477 | 0.85695 | 0.86806 | 0.87914 | 0.8899 | 0.90112 | 0.91264 | 0.92432
PG&E | MM Therms | Commercial | Com - Storage (Unconditioned) | SHW | Yes | SHW - ET Rated Storage Water Heater - Emerging | 0.10474 | 0.10477 | 0.1048 | 0.1049 | 0.10498 | 0.10505 | 0.10505 | 0.10506 | 0.10507 | 0.10511 | 0.10518 | 0.10528
PG&E | MM Therms | Commercial | Com - Storage (Unconditioned) | SHW | No | SHW - EF Rated Instantaneous Water Heater (Gas) | 0.021924 | 0.022249 | 0.0039472 | 0.0040064 | 0.0040646 | 0.0041201 | 0.0041707 | 0.0042211 | 0.00427 | 0.0043212 | 0.0043738 | 0.0044271
PG&E | MM Therms | Commercial | Com - Storage (Unconditioned) | SHW | No | SHW - Pipe and Tank Insulation | 3.3512 | 3.2996 | 3.2488 | 3.1988 | 3.1495 | 3.101 | 3.0533 | 3.0062 | 2.9599 | 2.9144 | 2.8695 | 2.8253
PG&E | MM Therms | Commercial | Com - Storage (Unconditioned) | Service | No | Service - Retro-Commissioning (Gas) | 0.56794 | 0.55919 | 0.55058 | 0.5421 | 0.53376 | 0.52554 | 0.51744 | 0.50947 | 0.50163 | 0.4939 | 0.4863 | 0.47881
PG&E | MM Therms | Commercial | Com - Storage (Unconditioned) | WholeBlg | No | WholeBlg - Com RET Level 1 | 0.12535 | 0.12342 | 0.12152 | 0.11965 | 0.11781 | 0.11599 | 0.11421 | 0.11245 | 0.11072 | 0.10901 | 0.10733 | 0.10568
PG&E | MM Therms | Commercial | Com - Storage (Unconditioned) | WholeBlg | No | WholeBlg - Com RET Level 2 | 0.71076 | 0.69981 | 0.68904 | 0.67842 | 0.66798 | 0.65769 | 0.64756 | 0.63759 | 0.62777 | 0.6181 | 0.60858 | 0.59921
PG&E | MM Therms | Commercial | Com - Warehouse (Refrigerated) | BldgEnv | No | BldgEnv - Wall Spray On Insulation | 0.10432 | 0.10272 | 0.10114 | 0.099579 | 0.098045 | 0.096535 | 0.095049 | 0.093585 | 0.092144 | 0.090725 | 0.089328 | 0.087952
PG&E | MM Therms | Commercial | Com - Warehouse (Refrigerated) | SHW | No | SHW - Pipe and Tank Insulation | 0.6177 | 0.60819 | 0.59882 | 0.5896 | 0.58052 | 0.57158 | 0.56278 | 0.55411 | 0.54558 | 0.53718 | 0.5289 | 0.52076
PG&E | MM Therms | Commercial | Com - Warehouse (Refrigerated) | Service | No | Service - Retro-Commissioning (Gas) | 0.10468 | 0.10307 | 0.10148 | 0.099921 | 0.098382 | 0.096867 | 0.095375 | 0.093906 | 0.09246 | 0.091036 | 0.089634 | 0.088254
PG&E | MM Therms | Commercial | Com - Warehouse (Refrigerated) | WholeBlg | No | WholeBlg - Com RET Level 1 | 0.029564 | 0.029109 | 0.028661 | 0.028219 | 0.027785 | 0.027357 | 0.026935 | 0.026521 | 0.026112 | 0.02571 | 0.025314 | 0.024924
PG&E | MM Therms | Commercial | Com - Warehouse (Refrigerated) | WholeBlg | No | WholeBlg - Com RET Level 2 | 0.29339 | 0.28887 | 0.28442 | 0.28004 | 0.27573 | 0.27148 | 0.2673 | 0.26319 | 0.25913 | 0.25514 | 0.25121 | 0.24735
SCE | GWh | Commercial | Com - Assembly | AppPlug | No | AppPlug - Computer Monitor | 0.39993 | 0.5581 | 0.72083 | 0.88307 | 0.82109 | 0.98506 | 1.141 | 1.2964 | 1.4448 | 1.5966 | 1.7446 | 1.8926
SCE | GWh | Commercial | Com - Assembly | AppPlug | No | AppPlug - Desktop Computer (Com - Power Management) | 9.1602 | 9.289 | 9.4274 | 9.567 | 9.7154 | 9.8559 | 9.9852 | 10.1155 | 10.2363 | 10.3645 | 10.4884 | 10.6142
SCE | GWh | Commercial | Com - Assembly | AppPlug | No | AppPlug - Occupancy Sensor Plug Strip | 3.919 | 3.9741 | 4.0333 | 4.093 | 4.1565 | 4.2166 | 4.272 | 4.3277 | 4.3794 | 4.4343 | 4.4873 | 4.5411
SCE | GWh | Commercial | Com - Assembly | AppPlug | No | AppPlug - Vending Machine Controls | 7.8307 | 7.9409 | 8.0591 | 8.1785 | 8.3053 | 8.4254 | 8.536 | 8.6474 | 8.7507 | 8.8603 | 8.9662 | 9.0737
SCE | GWh | Commercial | Com - Assembly | BldgEnv | No | BldgEnv - Attic Batt Insulation | 0.53932 | 0.53101 | 0.52283 | 0.51478 | 0 | 0 | 0 | 0 | 0 | 0 | 0 | 0
SCE | GWh | Commercial | Com - Assembly | BldgEnv | No | BldgEnv - Wall Spray On Insulation | 2.9881 | 2.9421 | 2.8968 | 2.8522 | 2.8083 | 2.765 | 2.7225 | 2.6805 | 2.6392 | 2.5986 | 2.5586 | 2.5192
SCE | GWh | Commercial | Com - Assembly | BldgEnv | No | BldgEnv - Window Film | 14.9456 | 14.7154 | 14.4888 | 14.2656 | 14.046 | 13.8296 | 13.6167 | 13.407 | 13.2005 | 12.9972 | 12.7971 | 12.6
SCE | GWh | Commercial | Com - Assembly | HVAC | Yes | HVAC - Advanced Package Rooftop AC (> EER 12) - Emerging | 0 | 53.4752 | 52.6517 | 51.8409 | 51.0425 | 50.2565 | 49.4825 | 48.7205 | 47.9702 | 47.2314 | 46.5041 | 45.7879
SCE | GWh | Commercial | Com - Assembly | HVAC | No | HVAC - Demand Controlled Ventilation | 12.1602 | 12.3313 | 12.515 | 12.7002 | 12.8972 | 13.0837 | 13.2554 | 13.4284 | 13.5888 | 13.759 | 13.9235 | 14.0904
SCE | GWh | Commercial | Com - Assembly | HVAC | No | HVAC - Direct Evaporative Cooler | 22.7804 | 23.1009 | 23.4451 | 23.7922 | 24.1612 | 24.5106 | 24.8322 | 25.1563 | 25.4568 | 25.7756 | 26.0837 | 26.3964
SCE | GWh | Commercial | Com - Assembly | HVAC | No | HVAC - EER Rated Package Rooftop AC (EER 11) | 0 | 0 | 0 | 0 | 1.8992 | 2.2784 | 2.6391 | 2.9985 | 3.3418 | 3.6928 | 4.0351 | 4.3774
SCE | GWh | Commercial | Com - Assembly | HVAC | No | HVAC - EER Rated Package Rooftop HP (EER 11) | 3.6504 | 0.2197 | 0.33437 | 0.44866 | 0 | 0 | 0 | 0 | 0 | 0 | 0 | 0
SCE | GWh | Commercial | Com - Assembly | HVAC | No | HVAC - Repair Duct System | 16.8462 | 16.5868 | 16.3313 | 16.0798 | 0 | 0 | 0 | 0 | 0 | 0 | 0 | 0
SCE | GWh | Commercial | Com - Assembly | HVAC | No | HVAC - SEER Rated Package Rooftop AC (Recharge) | 20.9399 | 20.6174 | 20.2999 | 19.9873 | 19.6795 | 19.3764 | 19.078 | 18.7842 | 18.495 | 18.2101 | 17.9297 | 17.6536
SCE | GWh | Commercial | Com - Assembly | HVAC | No | HVAC - SEER Rated Package Rooftop AC (SEER 14) | 67.0563 | 67.9355 | 0 | 0 | 0 | 0 | 0 | 0 | 0 | 0 | 0 | 0
SCE | GWh | Commercial | Com - Assembly | HVAC | No | HVAC - SEER Rated Package Rooftop AC (SEER 15) | 0 | 0 | 41.2816 | 41.8827 | 42.5222 | 43.1276 | 43.6845 | 44.2459 | 44.7659 | 45.3181 | 45.8518 | 46.3935
SCE | GWh | Commercial | Com - Assembly | HVAC | No | HVAC - SEER Rated Package Rooftop HP (SEER 15) | 37.6441 | 38.1637 | 17.9781 | 18.2397 | 18.5179 | 18.7813 | 19.0236 | 19.2679 | 19.4941 | 19.7344 | 19.9666 | 20.2023
SCE | GWh | Commercial | Com - Assembly | HVAC | No | HVAC - SEER Rated Split System AC (SEER 14) | 32.6767 | 33.1871 | 33.7327 | 0 | 0 | 0 | 0 | 0 | 0 | 0 | 0 | 0
SCE | GWh | Commercial | Com - Assembly | HVAC | No | HVAC - SEER Rated Split System AC (SEER 15) | 0 | 0 | 0 | 18.5297 | 18.7699 | 18.9965 | 19.2035 | 19.4127 | 19.6053 | 19.8114 | 20.0101 | 20.2125
SCE | GWh | Commercial | Com - Assembly | HVAC | No | HVAC - SEER Rated Split System HP (SEER 15) | 17.3339 | 17.6401 | 8.3413 | 8.4936 | 8.6542 | 8.807 | 8.9484 | 9.0907 | 9.2233 | 9.3631 | 9.4983 | 9.6352
SCE | GWh | Commercial | Com - Assembly | Lighting | Yes | Lighting - LED Fixture (Replacing T8) - Emerging | 0 | 154.9466 | 160.1402 | 166.197 | 171.7441 | 177.2434 | 181.8382 | 186.5109 | 191.0691 | 195.8203 | 200.5499 | 204.5339
SCE | GWh | Commercial | Com - Assembly | Lighting | Yes | Lighting - LED Lamp (Basic High - Indoor) - Emerging | 31.6619 | 32.6717 | 33.6569 | 34.5114 | 35.4083 | 4.6667 | 4.766 | 4.8567 | 4.9435 | 5.0243 | 5.1035 | 5.184
SCE | GWh | Commercial | Com - Assembly | Lighting | Yes | Lighting - LED Lamp (Basic Low - Indoor) - Emerging | 20.7275 | 21.4177 | 22.089 | 22.668 | 23.2753 | 3.6362 | 3.7158 | 3.7882 | 3.8576 | 3.9305 | 3.9935 | 4.0577
SCE | GWh | Commercial | Com - Assembly | Lighting | Yes | Lighting - LED Plug-In Indoor Fixture - Emerging | 8.5719 | 8.8166 | 9.0448 | 9.2181 | 9.431 | 0.54629 | 0.55582 | 0.56724 | 0.57557 | 0.58525 | 0.59385 | 0.60352
SCE | GWh | Commercial | Com - Assembly | Lighting | No | Lighting - Cold Cathode Lamp | 0.2539 | 0.25747 | 0.26131 | 0.26518 | 0.26929 | 0 | 0 | 0 | 0 | 0 | 0 | 0
SCE | GWh | Commercial | Com - Assembly | Lighting | No | Lighting - Compact Fluorescent Fixture (Indoor) | 28.1791 | 28.5604 | 28.9704 | 29.3842 | 29.8247 | 0 | 0 | 0 | 0 | 0 | 0 | 0
SCE | GWh | Commercial | Com - Assembly | Lighting | No | Lighting - Exit Fixture (LED) | 5.0281 | 4.9507 | 4.8745 | 4.7994 | 4.7255 | 4.6527 | 4.5811 | 4.5105 | 4.441 | 4.3727 | 4.3053 | 4.239
SCE | GWh | Commercial | Com - Assembly | Lighting | No | Lighting - Halogen Lamp (A-Line) | 0.97369 | 0.98739 | 1.0021 | 1.0169 | 1.0327 | 0 | 0 | 0 | 0 | 0 | 0 | 0
SCE | GWh | Commercial | Com - Assembly | Lighting | No | Lighting - High Bay HID to T5 | 0 | 0 | 0 | 0 | 6.1248 | 7.1869 | 7.2771 | 7.368 | 7.4522 | 7.5417 | 7.6282 | 7.716
SCE | GWh | Commercial | Com - Assembly | Lighting | No | Lighting - Induction Fixture (Indoor) | 7.9481 | 8.06 | 8.18 | 8.3011 | 8.4299 | 8.5518 | 8.664 | 8.7771 | 8.8819 | 8.9932 | 9.1007 | 9.2098
SCE | GWh | Commercial | Com - Assembly | Lighting | No | Lighting - Induction Fixture (Outdoor) | 2.8562 | 2.8964 | 2.9395 | 2.983 | 3.0293 | 3.0731 | 3.1134 | 3.1541 | 3.1917 | 3.2317 | 3.2703 | 3.3095
SCE | GWh | Commercial | Com - Assembly | Lighting | No | Lighting - Linear Fluorescent Delamping | 0.16005 | 0.15759 | 0.11637 | 0.076386 | 0 | 0 | 0 | 0 | 0 | 0 | 0 | 0
SCE | GWh | Commercial | Com - Assembly | Lighting | No | Lighting - Linear Fluorescent Fixture (Low Wattage T8) | 45.3371 | 0 | 0 | 0 | 0 | 0 | 0 | 0 | 0 | 0 | 0 | 0
SCE | GWh | Commercial | Com - Assembly | Lighting | No | Lighting - Low Bay HID to T5 | 0 | 0 | 0 | 0 | 0 | 0 | 0 | 0 | 0 | 0 | 1.1423 | 1.5795
SCE | GWh | Commercial | Com - Assembly | Lighting | No | Lighting - Plug-In Fixture (Exterior) | 3.3119 | 3.3585 | 3.4085 | 3.459 | 3.5127 | 3.5635 | 3.6102 | 3.6573 | 3.701 | 3.7474 | 3.7922 | 3.8376
SCE | GWh | Commercial | Com - Assembly | Lighting | No | Lighting - Plug-In Fixture (Linear Fluorescent) | 0 | 15.8309 | 16.9927 | 17.2331 | 17.4891 | 0 | 0 | 0 | 0 | 0 | 0 | 0
SCE | GWh | Commercial | Com - Assembly | Lighting | No | Lighting - Plug-In Fixture (PSMH with Electronic Ballast) | 0 | 0 | 0 | 0 | 8.3979 | 9.8544 | 9.9781 | 10.1028 | 10.2183 | 10.3411 | 10.4596 | 10.5801
SCE | GWh | Commercial | Com - Assembly | Lighting | No | Lighting - Plug-In Fixture (PSMH) | 9.1006 | 9.2225 | 9.3536 | 9.486 | 1.3092 | 0 | 0 | 0 | 0 | 0 | 0 | 0
SCE | GWh | Commercial | Com - Assembly | SHW | No | SHW - EF Rated Instantaneous Water Heater (Electric) | 0.90304 | 0.91534 | 0.92856 | 0.94191 | 0.95611 | 0.96955 | 0.98191 | 0.99438 | 1.0059 | 1.0182 | 1.03 | 1.042
SCE | GWh | Commercial | Com - Assembly | Service | No | HVAC - Comprehensive Rooftop Unit Quality Maintenance | 49.6749 | 48.9099 | 48.1567 | 47.4151 | 46.6849 | 45.9659 | 45.258 | 44.5611 | 43.8748 | 43.1992 | 42.5339 | 41.8789
SCE | GWh | Commercial | Com - Assembly | Service | No | Service - HVAC Fault Detection & Diagnositics | 17.8559 | 18.1072 | 18.3769 | 18.649 | 18.9382 | 19.2121 | 19.4642 | 19.7183 | 19.9537 | 20.2037 | 20.4452 | 20.6903
SCE | GWh | Commercial | Com - Assembly | Service | No | Service - Retro-Commissioning (Electric) | 56.734 | 55.8603 | 55 | 54.153 | 53.3191 | 52.4979 | 51.6895 | 50.8935 | 50.1097 | 49.338 | 48.5782 | 47.8301
SCE | GWh | Commercial | Com - Assembly | WholeBlg | No | HVAC - Energy Management System | 10.9906 | 11.1452 | 11.3112 | 11.4787 | 11.6567 | 11.8253 | 11.9805 | 12.1368 | 12.2818 | 12.4356 | 12.5843 | 12.7351
SCE | GWh | Commercial | Com - Assembly | WholeBlg | No | WholeBlg - Com RET Level 1 | 76.5418 | 75.363 | 74.2024 | 73.0597 | 71.9346 | 70.8268 | 69.7361 | 68.6621 | 67.6047 | 66.5636 | 65.5386 | 64.5293
SCE | GWh | Commercial | Com - Assembly | WholeBlg | No | WholeBlg - Com RET Level 2 | 520.6967 | 512.678 | 504.7828 | 497.0091 | 489.3552 | 481.8191 | 474.3991 | 467.0933 | 459.9001 | 452.8176 | 445.8442 | 438.9782
SCE | GWh | Commercial | Com - Education (Community College) | AppPlug | No | AppPlug - Computer Monitor | 0.13695 | 0.19111 | 0.24683 | 0.30238 | 0.28116 | 0.33731 | 0.39071 | 0.44392 | 0.49474 | 0.5467 | 0.59738 | 0.64806
SCE | GWh | Commercial | Com - Education (Community College) | AppPlug | No | AppPlug - Desktop Computer (Com - Power Management) | 3.1458 | 3.1901 | 3.2376 | 3.2855 | 3.3365 | 3.3847 | 3.4292 | 3.4739 | 3.5154 | 3.5594 | 3.602 | 3.6452
SCE | GWh | Commercial | Com - Education (Community College) | AppPlug | No | AppPlug - Occupancy Sensor Plug Strip | 1.342 | 1.3608 | 1.3811 | 1.4016 | 1.4233 | 1.4439 | 1.4628 | 1.4819 | 1.4996 | 1.5184 | 1.5366 | 1.555
SCE | GWh | Commercial | Com - Education (Community College) | AppPlug | No | AppPlug - Vending Machine Controls | 10.5846 | 10.7335 | 10.8934 | 11.0547 | 11.2261 | 11.3885 | 11.5379 | 11.6885 | 11.8281 | 11.9762 | 12.1194 | 12.2647
SCE | GWh | Commercial | Com - Education (Community College) | BldgEnv | No | BldgEnv - Attic Batt Insulation | 0.18468 | 0.18183 | 0.17903 | 0.17627 | 0 | 0 | 0 | 0 | 0 | 0 | 0 | 0
SCE | GWh | Commercial | Com - Education (Community College) | BldgEnv | No | BldgEnv - Wall Spray On Insulation | 1.0226 | 1.0069 | 0.99136 | 0.97609 | 0.96106 | 0.94626 | 0.93169 | 0.91734 | 0.90321 | 0.8893 | 0.87561 | 0.86212
SCE | GWh | Commercial | Com - Education (Community College) | BldgEnv | No | BldgEnv - Window Film | 2.607 | 2.5669 | 2.5273 | 2.4884 | 0 | 0 | 0 | 0 | 0 | 0 | 0 | 0
SCE | GWh | Commercial | Com - Education (Community College) | FoodServ | No | FoodServ - Electric Griddle | 0.17294 | 0.17538 | 0.17799 | 0.18063 | 0 | 0.18608 | 0.18852 | 0.19098 | 0.19326 | 0.19568 | 0.19802 | 0.2004
SCE | GWh | Commercial | Com - Education (Community College) | FoodServ | No | FoodServ - Electric Steamer | 0.11246 | 0.11404 | 0.11574 | 0.11745 | 0.11927 | 0.121 | 0.12259 | 0.12419 | 0.12567 | 0.12724 | 0.12876 | 0.13031
SCE | GWh | Commercial | Com - Education (Community College) | FoodServ | No | FoodServ - Fryer (Electric) | 0.011042 | 0.011197 | 0.011364 | 0.011532 | 0.011711 | 0.011881 | 0.012037 | 0.012194 | 0.012339 | 0.012494 | 0.012643 | 0.012795
SCE | GWh | Commercial | Com - Education (Community College) | FoodServ | No | FoodServ - Oven (Electric) | 1.9916 | 2.0196 | 2.0497 | 2.08 | 2.1123 | 2.1429 | 2.171 | 2.1993 | 2.2256 | 2.2534 | 2.2804 | 2.3077
SCE | GWh | Commercial | Com - Education (Community College) | HVAC | No | HVAC - Chiller (Centrifugal) | 4.5435 | 4.508 | 4.4745 | 4.442 | 4.239 | 4.1738 | 4.1095 | 4.0462 | 3.9839 | 3.9225 | 3.8621 | 3.8027
SCE | GWh | Commercial | Com - Education (Community College) | HVAC | No | HVAC - Chiller (Reciprocating) | 3.622 | 3.6403 | 3.6615 | 3.6832 | 3.7077 | 3.7302 | 3.7499 | 3.7701 | 3.7879 | 3.808 | 3.8272 | 3.8471
SCE | GWh | Commercial | Com - Education (Community College) | HVAC | No | HVAC - Demand Controlled Ventilation | 2.3063 | 2.3387 | 2.3736 | 2.4087 | 2.4461 | 2.4814 | 2.514 | 2.5468 | 2.5772 | 2.6095 | 2.6407 | 2.6724
SCE | GWh | Commercial | Com - Education (Community College) | HVAC | No | HVAC - Direct Evaporative Cooler | 3.785 | 3.8383 | 3.8955 | 3.9531 | 4.0144 | 4.0725 | 4.1259 | 4.1798 | 4.2297 | 4.2827 | 4.3339 | 4.3858
SCE | GWh | Commercial | Com - Education (Community College) | HVAC | No | HVAC - EER Rated Package Rooftop AC (EER 11) | 2.4637 | 2.4258 | 2.3884 | 2.3517 | 0 | 2.7236 | 2.7587 | 2.7942 | 2.827 | 2.8619 | 2.8956 | 2.9297
SCE | GWh | Commercial | Com - Education (Community College) | HVAC | No | HVAC - EER Rated Package Rooftop HP (EER 11) | 0.016426 | 0.033374 | 0.050794 | 0.068157 | 0 | 0 | 0 | 0 | 0 | 0 | 0 | 0
SCE | GWh | Commercial | Com - Education (Community College) | HVAC | No | HVAC - Repair Duct System | 2.5462 | 2.507 | 2.4684 | 2.4303 | 0 | 0 | 0 | 0 | 0 | 0 | 0 | 0
SCE | GWh | Commercial | Com - Education (Community College) | HVAC | No | HVAC - SEER Rated Package Rooftop AC (Recharge) | 3.1023 | 3.0546 | 3.0075 | 2.9612 | 0 | 0 | 0 | 0 | 2.7401 | 2.6979 | 2.6564 | 2.6155
SCE | GWh | Commercial | Com - Education (Community College) | HVAC | No | HVAC - SEER Rated Package Rooftop AC (SEER 14) | 11.6106 | 11.761 | 0 | 0 | 0 | 0 | 0 | 0 | 0 | 0 | 0 | 0
SCE | GWh | Commercial | Com - Education (Community College) | HVAC | No | HVAC - SEER Rated Package Rooftop AC (SEER 15) | 0 | 0 | 6.973 | 7.0711 | 7.1757 | 7.2745 | 7.3654 | 7.457 | 7.5417 | 7.6319 | 7.719 | 7.8074
SCE | GWh | Commercial | Com - Education (Community College) | HVAC | No | HVAC - SEER Rated Package Rooftop HP (SEER 15) | 5.1932 | 5.2811 | 2.4954 | 2.5392 | 2.5855 | 2.6294 | 2.6701 | 2.711 | 2.7491 | 2.7893 | 2.8282 | 2.8676
SCE | GWh | Commercial | Com - Education (Community College) | HVAC | No | HVAC - SEER Rated Split System AC (SEER 14) | 5.6899 | 5.7669 | 5.8498 | 0 | 0 | 0 | 0 | 0 | 0 | 0 | 0 | 0
SCE | GWh | Commercial | Com - Education (Community College) | HVAC | No | HVAC - SEER Rated Split System AC (SEER 15) | 0 | 0 | 0 | 3.2047 | 3.2494 | 3.2915 | 3.3302 | 3.3692 | 3.4052 | 3.4436 | 3.4806 | 3.5183
SCE | GWh | Commercial | Com - Education (Community College) | HVAC | No | HVAC - SEER Rated Split System HP (SEER 15) | 3.0754 | 3.1238 | 1.4744 | 1.4986 | 1.5242 | 1.5485 | 1.571 | 1.5936 | 1.6147 | 1.6369 | 1.6584 | 1.6802
SCE | GWh | Commercial | Com - Education (Community College) | HVAC | No | HVAC - Thermostat | 7.3408 | 7.4441 | 7.555 | 7.6668 | 7.7857 | 7.8984 | 8.002 | 8.1064 | 8.2032 | 8.306 | 8.4053 | 8.5061
SCE | GWh | Commercial | Com - Education (Community College) | Lighting | Yes | Lighting - LED Fixture (Replacing T8) - Emerging | 0 | 71.919 | 74.3649 | 77.2131 | 79.8267 | 82.4181 | 84.5884 | 86.7956 | 88.949 | 91.1936 | 93.4282 | 95.316
SCE | GWh | Commercial | Com - Education (Community College) | Lighting | Yes | Lighting - LED Lamp (Basic High - Indoor) - Emerging | 2.0355 | 2.1007 | 2.1644 | 2.2197 | 2.2777 | 0.30023 | 0.30666 | 0.31253 | 0.31815 | 0.32339 | 0.32852 | 0.33374
SCE | GWh | Commercial | Com - Education (Community College) | Lighting | Yes | Lighting - LED Lamp (Basic Low - Indoor) - Emerging | 1.5455 | 1.5972 | 1.6475 | 1.6909 | 1.7365 | 0.27132 | 0.27729 | 0.28273 | 0.28794 | 0.29341 | 0.29815 | 0.30297
SCE | GWh | Commercial | Com - Education (Community College) | Lighting | Yes | Lighting - LED Plug-In Indoor Fixture - Emerging | 4.0932 | 4.2107 | 4.3203 | 4.4037 | 4.5061 | 0.26105 | 0.26564 | 0.27113 | 0.27514 | 0.2798 | 0.28394 | 0.28859
SCE | GWh | Commercial | Com - Education (Community College) | Lighting | No | Lighting - Cold Cathode Lamp | 0.080462 | 0.081594 | 0.08281 | 0.084036 | 0.085339 | 0 | 0 | 0 | 0 | 0 | 0 | 0
SCE | GWh | Commercial | Com - Education (Community College) | Lighting | No | Lighting - Compact Fluorescent Fixture (Indoor) | 10.523 | 10.667 | 10.8217 | 10.9779 | 11.144 | 0 | 0 | 0 | 0 | 0 | 0 | 0
SCE | GWh | Commercial | Com - Education (Community College) | Lighting | No | Lighting - Exit Fixture (LED) | 1.7565 | 1.7294 | 1.7028 | 1.6766 | 1.6507 | 1.6253 | 1.6003 | 1.5756 | 1.5514 | 1.5275 | 1.504 | 1.4808
SCE | GWh | Commercial | Com - Education (Community College) | Lighting | No | Lighting - Halogen Lamp (A-Line) | 0.32461 | 0.32917 | 0.33408 | 0.33902 | 0.34428 | 0 | 0 | 0 | 0 | 0 | 0 | 0
SCE | GWh | Commercial | Com - Education (Community College) | Lighting | No | Lighting - High Bay HID to T5 | 0 | 0 | 0 | 0 | 0 | 1.5359 | 1.5558 | 1.5758 | 1.5944 | 1.6141 | 1.6332 | 1.6525
SCE | GWh | Commercial | Com - Education (Community College) | Lighting | No | Lighting - Induction Fixture (Indoor) | 2.6286 | 2.6656 | 2.7053 | 2.7453 | 2.7879 | 2.8282 | 2.8654 | 2.9028 | 2.9374 | 2.9742 | 3.0098 | 3.0459
SCE | GWh | Commercial | Com - Education (Community College) | Lighting | No | Lighting - Induction Fixture (Outdoor) | 0.97803 | 0.99179 | 1.0066 | 1.0215 | 1.0373 | 1.0523 | 1.0661 | 1.08 | 1.0929 | 1.1066 | 1.1198 | 1.1333
SCE | GWh | Commercial | Com - Education (Community College) | Lighting | No | Lighting - Light Sensor | 0 | 0 | 0 | 0 | 0.08931 | 0.10714 | 0.12411 | 0.14101 | 0.53967 | 0.55029 | 0.56058 | 0.57097
SCE | GWh | Commercial | Com - Education (Community College) | Lighting | No | Lighting - Linear Fluorescent Delamping | 0.071324 | 0.070226 | 0.051858 | 0.03404 | 0 | 0 | 0 | 0 | 0 | 0 | 0 | 0
SCE | GWh | Commercial | Com - Education (Community College) | Lighting | No | Lighting - Linear Fluorescent Fixture (Low Wattage T8) | 18.5916 | 0 | 0 | 0 | 0 | 0 | 0 | 0 | 0 | 0 | 0 | 0
SCE | GWh | Commercial | Com - Education (Community College) | Lighting | No | Lighting - Plug-In Fixture (Exterior) | 1.1341 | 1.15 | 1.1672 | 1.1845 | 1.2028 | 1.2202 | 1.2362 | 1.2524 | 1.2673 | 1.2832 | 1.2985 | 1.3141
SCE | GWh | Commercial | Com - Education (Community College) | Lighting | No | Lighting - Plug-In Fixture (Linear Fluorescent) | 0 | 0 | 0 | 0 | 3.9576 | 0 | 0 | 0 | 0 | 0 | 0 | 0
SCE | GWh | Commercial | Com - Education (Community College) | Lighting | No | Lighting - Plug-In Fixture (PSMH with Electronic Ballast) | 0 | 0 | 3.0486 | 3.0931 | 3.1405 | 3.1853 | 3.2266 | 3.2682 | 3.3067 | 3.3477 | 3.3872 | 3.4273
SCE | GWh | Commercial | Com - Education (Community College) | Lighting | No | Lighting - Plug-In Fixture (PSMH) | 2.935 | 2.9757 | 0 | 0 | 0 | 0 | 0 | 0 | 0 | 0 | 0 | 0
SCE | GWh | Commercial | Com - Education (Community College) | SHW | No | SHW - EF Rated Instantaneous Water Heater (Electric) | 0.12672 | 0.12851 | 0.13042 | 0.13235 | 0.1344 | 0.13635 | 0.13814 | 0.13994 | 0.14161 | 0.14339 | 0.1451 | 0.14684
SCE | GWh | Commercial | Com - Education (Community College) | Service | No | HVAC - Comprehensive Rooftop Unit Quality Maintenance | 17.01 | 16.748 | 16.4901 | 16.2361 | 15.9861 | 15.7399 | 15.4975 | 15.2589 | 15.0239 | 14.7925 | 14.5647 | 14.3404
SCE | GWh | Commercial | Com - Education (Community College) | Service | No | Service - HVAC Fault Detection & Diagnositics | 6.1143 | 6.2004 | 6.2927 | 6.3859 | 6.4849 | 6.5787 | 6.665 | 6.752 | 6.8327 | 6.9183 | 7.001 | 7.0849
SCE | GWh | Commercial | Com - Education (Community College) | Service | No | Service - Retro-Commissioning (Electric) | 19.4272 | 19.128 | 18.8334 | 18.5434 | 18.2578 | 17.9766 | 17.6998 | 17.4272 | 17.1589 | 16.8946 | 16.6344 | 16.3783
SCE | GWh | Commercial | Com - Education (Community College) | WholeBlg | No | HVAC - Energy Management System | 3.7635 | 3.8164 | 3.8733 | 3.9306 | 3.9916 | 4.0493 | 4.1024 | 4.156 | 4.2056 | 4.2583 | 4.3092 | 4.3608
SCE | GWh | Commercial | Com - Education (Community College) | WholeBlg | No | WholeBlg - Com RET Level 1 | 17.9184 | 17.6424 | 17.3707 | 17.1032 | 16.8398 | 16.5805 | 16.3252 | 16.0738 | 15.8262 | 15.5825 | 15.3425 | 15.1063
SCE | GWh | Commercial | Com - Education (Community College) | WholeBlg | No | WholeBlg - Com RET Level 2 | 128.9388 | 126.9532 | 124.9981 | 123.0731 | 121.1778 | 119.3117 | 117.4743 | 115.6652 | 113.8839 | 112.1301 | 110.4033 | 108.7031
SCE | GWh | Commercial | Com - Education (Primary School) | AppPlug | No | AppPlug - Computer Monitor | 0.15199 | 0.15413 | 0.15642 | 0.15874 | 0 | 0 | 0 | 0 | 0 | 0 | 0 | 0
SCE | GWh | Commercial | Com - Education (Primary School) | AppPlug | No | AppPlug - Desktop Computer (Com - Power Management) | 6.209 | 6.2964 | 6.3902 | 6.4848 | 6.5854 | 6.6806 | 6.7683 | 6.8566 | 6.9385 | 7.0254 | 7.1094 | 7.1946
SCE | GWh | Commercial | Com - Education (Primary School) | AppPlug | No | AppPlug - Occupancy Sensor Plug Strip | 2.3821 | 2.4156 | 2.4516 | 2.4879 | 2.5265 | 2.563 | 2.5966 | 2.6305 | 2.6619 | 2.6953 | 2.7275 | 2.7602
SCE | GWh | Commercial | Com - Education (Primary School) | AppPlug | No | AppPlug - Vending Machine Controls | 12.9014 | 13.0829 | 13.2778 | 13.4744 | 13.6834 | 13.8813 | 14.0634 | 14.247 | 14.4171 | 14.5977 | 14.7722 | 14.9493
SCE | GWh | Commercial | Com - Education (Primary School) | BldgEnv | No | BldgEnv - Attic Batt Insulation | 0.050401 | 0.049625 | 0.048861 | 0.048108 | 0 | 0 | 0 | 0 | 0 | 0 | 0 | 0
SCE | GWh | Commercial | Com - Education (Primary School) | BldgEnv | No | BldgEnv - Wall Spray On Insulation | 1.8152 | 1.7873 | 1.7597 | 1.7326 | 1.706 | 1.6797 | 1.6538 | 1.6283 | 1.6033 | 1.5786 | 1.5543 | 1.5303
SCE | GWh | Commercial | Com - Education (Primary School) | BldgEnv | No | BldgEnv - Window Film | 16.2414 | 15.9913 | 15.7451 | 15.5026 | 15.2638 | 15.0288 | 14.7973 | 14.5695 | 14.3451 | 14.1242 | 13.9067 | 13.6925
SCE | GWh | Commercial | Com - Education (Primary School) | FoodServ | No | FoodServ - Electric Griddle | 3.5304 | 3.5801 | 3.6334 | 3.6872 | 0 | 3.7985 | 3.8484 | 3.8986 | 3.9452 | 3.9946 | 4.0423 | 4.0908
SCE | GWh | Commercial | Com - Education (Primary School) | FoodServ | No | FoodServ - Electric Steamer | 0.43251 | 0.43859 | 0.44513 | 0.45172 | 0.45872 | 0.46536 | 0.47146 | 0.47762 | 0.48332 | 0.48937 | 0.49522 | 0.50116
SCE | GWh | Commercial | Com - Education (Primary School) | FoodServ | No | FoodServ - Fryer (Electric) | 0.054881 | 0.055653 | 0.056483 | 0.057319 | 0.058208 | 0.05905 | 0.059824 | 0.060605 | 0.061329 | 0.062097 | 0.06284 | 0.063593
SCE | GWh | Commercial | Com - Education (Primary School) | FoodServ | No | FoodServ - Oven (Electric) | 0.80628 | 0.81762 | 0.8298 | 0.84209 | 0.85515 | 0.86752 | 0.8789 | 0.89037 | 0.901 | 0.91229 | 0.9232 | 0.93426
SCE | GWh | Commercial | Com - Education (Primary School) | HVAC | No | HVAC - Demand Controlled Ventilation | 3.5533 | 3.6033 | 3.657 | 3.7112 | 3.7687 | 3.8232 | 3.8734 | 3.9239 | 3.9708 | 4.0205 | 4.0686 | 4.1174
SCE | GWh | Commercial | Com - Education (Primary School) | HVAC | No | HVAC - Direct Evaporative Cooler | 5.1999 | 5.2731 | 5.3516 | 5.4309 | 5.5151 | 5.5949 | 5.6683 | 5.7423 | 5.8108 | 5.8836 | 5.9539 | 6.0253
SCE | GWh | Commercial | Com - Education (Primary School) | HVAC | No | HVAC - EER Rated Package Rooftop HP (EER 11) | 0.63437 | 0.64607 | 0.65849 | 0.67099 | 0 | 0 | 0 | 0 | 0 | 0 | 0 | 0
SCE | GWh | Commercial | Com - Education (Primary School) | HVAC | No | HVAC - Repair Duct System | 3.5319 | 3.4775 | 3.4239 | 3.3712 | 0 | 0 | 0 | 0 | 0 | 0 | 0 | 0
SCE | GWh | Commercial | Com - Education (Primary School) | HVAC | No | HVAC - SEER Rated Package Rooftop AC (Recharge) | 4.321 | 4.2545 | 4.189 | 4.1244 | 0 | 0 | 0 | 0 | 0 | 0 | 0 | 0
SCE | GWh | Commercial | Com - Education (Primary School) | HVAC | No | HVAC - SEER Rated Package Rooftop AC (SEER 14) | 16.1597 | 16.3384 | 0 | 0 | 0 | 0 | 0 | 0 | 0 | 0 | 0 | 0
SCE | GWh | Commercial | Com - Education (Primary School) | HVAC | No | HVAC - SEER Rated Package Rooftop AC (SEER 15) | 0 | 0 | 9.2905 | 9.4037 | 9.525 | 9.6395 | 9.744 | 9.8497 | 9.9469 | 10.051 | 10.1514 | 10.2536
SCE | GWh | Commercial | Com - Education (Primary School) | HVAC | No | HVAC - SEER Rated Package Rooftop HP (SEER 15) | 7.6799 | 7.8053 | 3.686 | 3.7486 | 3.8147 | 3.8776 | 3.9356 | 3.9941 | 4.0485 | 4.1059 | 4.1615 | 4.2177
SCE | GWh | Commercial | Com - Education (Primary School) | HVAC | No | HVAC - SEER Rated Split System AC (SEER 14) | 8.0443 | 8.1504 | 8.2648 | 0 | 0 | 0 | 0 | 0 | 0 | 0 | 0 | 0
SCE | GWh | Commercial | Com - Education (Primary School) | HVAC | No | HVAC - SEER Rated Split System AC (SEER 15) | 0 | 0 | 0 | 4.2263 | 4.2762 | 4.3232 | 4.3659 | 4.4091 | 4.4487 | 4.4914 | 4.5324 | 4.5743
SCE | GWh | Commercial | Com - Education (Primary School) | HVAC | No | HVAC - SEER Rated Split System HP (SEER 15) | 3.6786 | 3.7437 | 1.7703 | 1.8027 | 1.8369 | 1.8694 | 1.8995 | 1.9298 | 1.958 | 1.9877 | 2.0165 | 2.0456
SCE | GWh | Commercial | Com - Education (Primary School) | HVAC | No | HVAC - Thermostat | 11.3505 | 11.5102 | 11.6817 | 11.8547 | 12.0385 | 12.2126 | 12.3729 | 12.5344 | 12.6841 | 12.8429 | 12.9965 | 13.1523
SCE | GWh | Commercial | Com - Education (Primary School) | Lighting | Yes | Lighting - LED Fixture (Replacing T8) - Emerging | 0 | 0 | 115.903 | 120.258 | 124.2423 | 128.1921 | 131.4881 | 134.8399 | 138.1093 | 141.5171 | 144.9093 | 147.7623
SCE | GWh | Commercial | Com - Education (Primary School) | Lighting | Yes | Lighting - LED Lamp (Basic High - Indoor) - Emerging | 3.3306 | 3.4358 | 3.5384 | 3.6272 | 3.7205 | 0.49022 | 0.50053 | 0.50993 | 0.51894 | 0.5273 | 0.53549 | 0.54384
SCE | GWh | Commercial | Com - Education (Primary School) | Lighting | Yes | Lighting - LED Lamp (Basic Low - Indoor) - Emerging | 2.5288 | 2.6123 | 2.6934 | 2.7632 | 2.8365 | 0.44301 | 0.4526 | 0.46131 | 0.46966 | 0.47843 | 0.486 | 0.49371
SCE | GWh | Commercial | Com - Education (Primary School) | Lighting | Yes | Lighting - LED Plug-In Indoor Fixture - Emerging | 7.2357 | 7.4402 | 7.6305 | 7.7746 | 7.9519 | 0.46049 | 0.46841 | 0.47793 | 0.48484 | 0.49289 | 0.50002 | 0.50806
SCE | GWh | Commercial | Com - Education (Primary School) | Lighting | No | Lighting - Cold Cathode Lamp | 0.15028 | 0.15239 | 0.15466 | 0.15695 | 0.15939 | 0 | 0 | 0 | 0 | 0 | 0 | 0
SCE | GWh | Commercial | Com - Education (Primary School) | Lighting | No | Lighting - Compact Fluorescent Fixture (Indoor) | 17.2185 | 17.4464 | 17.6918 | 17.9395 | 18.2033 | 0 | 0 | 0 | 0 | 0 | 0 | 0
SCE | GWh | Commercial | Com - Education (Primary School) | Lighting | No | Lighting - Exit Fixture (LED) | 3.1228 | 3.0747 | 3.0274 | 2.9807 | 2.9348 | 2.8896 | 2.8451 | 2.8013 | 2.7582 | 2.7157 | 2.6739 | 2.6327
SCE | GWh | Commercial | Com - Education (Primary School) | Lighting | No | Lighting - Halogen Lamp (A-Line) | 0.5762 | 0.58431 | 0.59301 | 0.60179 | 0.61112 | 0 | 0 | 0 | 0 | 0 | 0 | 0
SCE | GWh | Commercial | Com - Education (Primary School) | Lighting | No | Lighting - High Bay HID to T5 | 0 | 0 | 0 | 0 | 0 | 0 | 0 | 0 | 1.916 | 1.8865 | 2.5331 | 2.5618
SCE | GWh | Commercial | Com - Education (Primary School) | Lighting | No | Lighting - Induction Fixture (Indoor) | 4.9137 | 4.9829 | 5.0571 | 5.132 | 5.2115 | 5.2869 | 5.3563 | 5.4262 | 5.491 | 5.5598 | 5.6262 | 5.6937
SCE | GWh | Commercial | Com - Education (Primary School) | Lighting | No | Lighting - Induction Fixture (Outdoor) | 1.7361 | 1.7605 | 1.7867 | 1.8132 | 1.8413 | 1.8679 | 1.8924 | 1.9171 | 1.94 | 1.9643 | 1.9878 | 2.0116
SCE | GWh | Commercial | Com - Education (Primary School) | Lighting | No | Lighting - Light Sensor | 0 | 0 | 0 | 0 | 0 | 0 | 0 | 0 | 0 | 0 | 0 | 0.22627
SCE | GWh | Commercial | Com - Education (Primary School) | Lighting | No | Lighting - Linear Fluorescent Delamping | 0.11345 | 0.1117 | 0.082485 | 0.054143 | 0 | 0 | 0 | 0 | 0 | 0 | 0 | 0
SCE | GWh | Commercial | Com - Education (Primary School) | Lighting | No | Lighting - Linear Fluorescent Fixture (Low Wattage T8) | 29.0182 | 29.3994 | 0 | 0 | 0 | 0 | 0 | 0 | 0 | 0 | 0 | 0
SCE | GWh | Commercial | Com - Education (Primary School) | Lighting | No | Lighting - Plug-In Fixture (Exterior) | 2.0131 | 2.0414 | 2.0718 | 2.1025 | 2.1351 | 2.166 | 2.1944 | 2.223 | 2.2496 | 2.2778 | 2.305 | 2.3326
SCE | GWh | Commercial | Com - Education (Primary School) | Lighting | No | Lighting - Plug-In Fixture (Linear Fluorescent) | 0 | 0 | 0 | 0 | 6.9656 | 0 | 0 | 0 | 0 | 0 | 0 | 0
SCE | GWh | Commercial | Com - Education (Primary School) | Lighting | No | Lighting - Plug-In Fixture (PSMH with Electronic Ballast) | 0 | 0 | 4.8342 | 5.3393 | 5.4174 | 5.4912 | 5.5589 | 5.6273 | 5.6905 | 5.7578 | 5.8228 | 5.8888
SCE | GWh | Commercial | Com - Education (Primary School) | Lighting | No | Lighting - Plug-In Fixture (PSMH) | 5.0773 | 5.144 | 0.42784 | 0 | 0 | 0 | 0 | 0 | 0 | 0 | 0 | 0
SCE | GWh | Commercial | Com - Education (Primary School) | SHW | No | SHW - EF Rated Instantaneous Water Heater (Electric) | 0.24694 | 0.25035 | 0.25401 | 0.2577 | 0.26163 | 0.26535 | 0.26877 | 0.27221 | 0.27541 | 0.2788 | 0.28207 | 0.2854
SCE | GWh | Commercial | Com - Education (Primary School) | Service | No | HVAC - Comprehensive Rooftop Unit Quality Maintenance | 30.194 | 29.729 | 29.2712 | 28.8204 | 28.3766 | 27.9396 | 27.5093 | 27.0857 | 26.6685 | 26.2578 | 25.8535 | 25.4553
SCE | GWh | Commercial | Com - Education (Primary School) | Service | No | Service - HVAC Fault Detection & Diagnositics | 10.8534 | 11.0061 | 11.1701 | 11.3354 | 11.5113 | 11.6777 | 11.831 | 11.9854 | 12.1285 | 12.2804 | 12.4272 | 12.5762
SCE | GWh | Commercial | Com - Education (Primary School) | Service | No | Service - Retro-Commissioning (Electric) | 34.4847 | 33.9537 | 33.4308 | 32.9159 | 32.409 | 31.9099 | 31.4185 | 30.9347 | 30.4583 | 29.9892 | 29.5274 | 29.0727
SCE | GWh | Commercial | Com - Education (Primary School) | WholeBlg | No | HVAC - Energy Management System | 6.6804 | 6.7744 | 6.8753 | 6.9771 | 7.0853 | 7.1878 | 7.2821 | 7.3772 | 7.4653 | 7.5588 | 7.6491 | 7.7408
SCE | GWh | Commercial | Com - Education (Primary School) | WholeBlg | No | WholeBlg - Com RET Level 1 | 29.0887 | 28.6408 | 28.1997 | 27.7654 | 27.3378 | 26.9168 | 26.5023 | 26.0942 | 25.6923 | 25.2967 | 24.9071 | 24.5235
SCE | GWh | Commercial | Com - Education (Primary School) | WholeBlg | No | WholeBlg - Com RET Level 2 | 209.6903 | 206.461 | 203.2815 | 200.151 | 197.0687 | 194.0338 | 191.0457 | 188.1036 | 185.2068 | 182.3546 | 179.5463 | 176.7813
SCE | GWh | Commercial | Com - Education (Relocatable Classroom) | AppPlug | No | AppPlug - Computer Monitor | 0.15199 | 0.15413 | 0.15642 | 0.15874 | 0 | 0 | 0 | 0 | 0 | 0 | 0 | 0
SCE | GWh | Commercial | Com - Education (Relocatable Classroom) | AppPlug | No | AppPlug - Desktop Computer (Com - Power Management) | 5.5841 | 5.6626 | 5.747 | 5.8321 | 5.9225 | 6.0082 | 6.087 | 6.1665 | 6.2401 | 6.3183 | 6.3938 | 6.4705
SCE | GWh | Commercial | Com - Education (Relocatable Classroom) | AppPlug | No | AppPlug - Occupancy Sensor Plug Strip | 2.3821 | 2.4156 | 2.4516 | 2.4879 | 2.5265 | 2.563 | 2.5966 | 2.6305 | 2.6619 | 2.6953 | 2.7275 | 2.7602
SCE | GWh | Commercial | Com - Education (Relocatable Classroom) | AppPlug | No | AppPlug - Vending Machine Controls | 12.9014 | 13.0829 | 13.2778 | 13.4744 | 13.6834 | 13.8813 | 14.0634 | 14.247 | 14.4171 | 14.5977 | 14.7722 | 14.9493
SCE | GWh | Commercial | Com - Education (Relocatable Classroom) | BldgEnv | No | BldgEnv - Attic Batt Insulation | 0.050401 | 0.049625 | 0.048861 | 0.048108 | 0 | 0 | 0 | 0 | 0 | 0 | 0 | 0
SCE | GWh | Commercial | Com - Education (Relocatable Classroom) | BldgEnv | No | BldgEnv - Wall Spray On Insulation | 1.8152 | 1.7873 | 1.7597 | 1.7326 | 1.706 | 1.6797 | 1.6538 | 1.6283 | 1.6033 | 1.5786 | 1.5543 | 1.5303
SCE | GWh | Commercial | Com - Education (Relocatable Classroom) | BldgEnv | No | BldgEnv - Window Film | 6.9315 | 6.8248 | 6.7197 | 6.6162 | 0 | 0 | 0 | 0 | 0 | 0 | 0 | 0
SCE | GWh | Commercial | Com - Education (Relocatable Classroom) | FoodServ | No | FoodServ - Electric Griddle | 3.5304 | 3.5801 | 3.6334 | 3.6872 | 0 | 3.7985 | 3.8484 | 3.8986 | 3.9452 | 3.9946 | 4.0423 | 4.0908
SCE | GWh | Commercial | Com - Education (Relocatable Classroom) | FoodServ | No | FoodServ - Electric Steamer | 0.43251 | 0.43859 | 0.44513 | 0.45172 | 0.45872 | 0.46536 | 0.47146 | 0.47762 | 0.48332 | 0.48937 | 0.49522 | 0.50116
SCE | GWh | Commercial | Com - Education (Relocatable Classroom) | FoodServ | No | FoodServ - Fryer (Electric) | 0.054881 | 0.055653 | 0.056483 | 0.057319 | 0.058208 | 0.05905 | 0.059824 | 0.060605 | 0.061329 | 0.062097 | 0.06284 | 0.063593
SCE | GWh | Commercial | Com - Education (Relocatable Classroom) | FoodServ | No | FoodServ - Oven (Electric) | 0.80628 | 0.81762 | 0.8298 | 0.84209 | 0.85515 | 0.86752 | 0.8789 | 0.89037 | 0.901 | 0.91229 | 0.9232 | 0.93426
SCE | GWh | Commercial | Com - Education (Relocatable Classroom) | HVAC | No | HVAC - Demand Controlled Ventilation | 3.6455 | 3.6968 | 3.7519 | 3.8074 | 3.8665 | 3.9224 | 3.9739 | 4.0257 | 4.0738 | 4.1248 | 4.1742 | 4.2242
SCE | GWh | Commercial | Com - Education (Relocatable Classroom) | HVAC | No | HVAC - Repair Duct System | 5.2904 | 5.2089 | 5.1287 | 5.0497 | 0 | 0 | 0 | 0 | 0 | 0 | 0 | 0
SCE | GWh | Commercial | Com - Education (Relocatable Classroom) | HVAC | No | HVAC - SEER Rated Package Rooftop AC (Recharge) | 6.5758 | 6.4745 | 6.3748 | 6.2766 | 0 | 0 | 0 | 0 | 0 | 0 | 0 | 0
SCE | GWh | Commercial | Com - Education (Relocatable Classroom) | HVAC | No | HVAC - SEER Rated Package Rooftop AC (SEER 14) | 36.3776 | 36.6112 | 0 | 0 | 0 | 0 | 0 | 0 | 0 | 0 | 0 | 0
SCE | GWh | Commercial | Com - Education (Relocatable Classroom) | HVAC | No | HVAC - SEER Rated Package Rooftop AC (SEER 15) | 0 | 0 | 13.9841 | 14.0991 | 14.2252 | 14.3428 | 14.4481 | 14.5553 | 14.6521 | 14.7581 | 14.8599 | 14.9644
SCE | GWh | Commercial | Com - Education (Relocatable Classroom) | HVAC | No | HVAC - SEER Rated Package Rooftop HP (SEER 15) | 13.2372 | 13.4646 | 6.3639 | 6.4771 | 6.5967 | 6.7103 | 6.8155 | 6.9212 | 7.0198 | 7.1237 | 7.2243 | 7.3261
SCE | GWh | Commercial | Com - Education (Relocatable Classroom) | HVAC | No | HVAC - SEER Rated Split System AC (SEER 14) | 20.1059 | 20.2403 | 20.3914 | 0 | 0 | 0 | 0 | 0 | 0 | 0 | 0 | 0
SCE | GWh | Commercial | Com - Education (Relocatable Classroom) | HVAC | No | HVAC - SEER Rated Split System AC (SEER 15) | 0 | 0 | 0 | 7.3301 | 7.3836 | 7.4332 | 7.4769 | 7.5217 | 7.5615 | 7.6059 | 7.6483 | 7.6922
SCE | GWh | Commercial | Com - Education (Relocatable Classroom) | HVAC | No | HVAC - SEER Rated Split System HP (SEER 15) | 5.9325 | 6.0138 | 2.8327 | 2.8737 | 2.9172 | 2.9585 | 2.9964 | 3.0346 | 3.0701 | 3.1077 | 3.144 | 3.1809
SCE | GWh | Commercial | Com - Education (Relocatable Classroom) | HVAC | No | HVAC - Thermostat | 17.725 | 17.9743 | 18.2421 | 18.5122 | 18.7993 | 19.0712 | 19.3214 | 19.5736 | 19.8074 | 20.0554 | 20.2952 | 20.5385
SCE | GWh | Commercial | Com - Education (Relocatable Classroom) | Lighting | Yes | Lighting - LED Fixture (Replacing T8) - Emerging | 0 | 7.497 | 130.8314 | 136.0746 | 140.9191 | 145.7248 | 149.7823 | 153.9097 | 157.9382 | 162.1376 | 166.3195 | 169.8879
SCE | GWh | Commercial | Com - Education (Relocatable Classroom) | Lighting | Yes | Lighting - LED Lamp (Basic High - Indoor) - Emerging | 3.7414 | 3.8677 | 3.9915 | 4.0999 | 4.2137 | 0.55626 | 0.56894 | 0.58061 | 0.59179 | 0.60227 | 0.61255 | 0.62299
SCE | GWh | Commercial | Com - Education (Relocatable Classroom) | Lighting | Yes | Lighting - LED Lamp (Basic Low - Indoor) - Emerging | 2.8408 | 2.9407 | 3.0383 | 3.1233 | 3.2125 | 0.50269 | 0.51447 | 0.52525 | 0.5356 | 0.54645 | 0.55593 | 0.56557
SCE | GWh | Commercial | Com - Education (Relocatable Classroom) | Lighting | Yes | Lighting - LED Plug-In Indoor Fixture - Emerging | 7.0027 | 7.2156 | 7.4157 | 7.571 | 7.7592 | 0.45017 | 0.45871 | 0.46882 | 0.47635 | 0.48501 | 0.49277 | 0.50142
SCE | GWh | Commercial | Com - Education (Relocatable Classroom) | Lighting | No | Lighting - Cold Cathode Lamp | 0.16563 | 0.16796 | 0.17046 | 0.17298 | 0.17567 | 0 | 0 | 0 | 0 | 0 | 0 | 0
SCE | GWh | Commercial | Com - Education (Relocatable Classroom) | Lighting | No | Lighting - Compact Fluorescent Fixture (Indoor) | 19.3423 | 19.6393 | 19.9571 | 20.2774 | 20.6168 | 0 | 0 | 0 | 0 | 0 | 0 | 0
SCE | GWh | Commercial | Com - Education (Relocatable Classroom) | Lighting | No | Lighting - Exit Fixture (LED) | 2.7265 | 2.6845 | 2.6432 | 2.6024 | 2.5624 | 2.5229 | 2.4841 | 2.4458 | 2.4081 | 2.3711 | 2.3345 | 2.2986
SCE | GWh | Commercial | Com - Education (Relocatable Classroom) | Lighting | No | Lighting - Halogen Lamp (A-Line) | 0.5762 | 0.58431 | 0.59301 | 0.60179 | 0.61112 | 0 | 0 | 0 | 0 | 0 | 0 | 0
SCE | GWh | Commercial | Com - Education (Relocatable Classroom) | Lighting | No | Lighting - High Bay HID to T5 | 0 | 0 | 0 | 0 | 0.3889 | 2.7156 | 2.7548 | 2.7943 | 2.831 | 2.8698 | 2.9074 | 2.9454
SCE | GWh | Commercial | Com - Education (Relocatable Classroom) | Lighting | No | Lighting - Induction Fixture (Indoor) | 5.0789 | 5.1503 | 5.2271 | 5.3045 | 5.3867 | 5.4646 | 5.5363 | 5.6086 | 5.6756 | 5.7467 | 5.8154 | 5.8851
SCE | GWh | Commercial | Com - Education (Relocatable Classroom) | Lighting | No | Lighting - Induction Fixture (Outdoor) | 1.7361 | 1.7605 | 1.7867 | 1.8132 | 1.8413 | 1.8679 | 1.8924 | 1.9171 | 1.94 | 1.9643 | 1.9878 | 2.0116
SCE | GWh | Commercial | Com - Education (Relocatable Classroom) | Lighting | No | Lighting - Linear Fluorescent Delamping | 0.12273 | 0.12084 | 0.089232 | 0.058572 | 0 | 0 | 0 | 0 | 0 | 0 | 0 | 0
SCE | GWh | Commercial | Com - Education (Relocatable Classroom) | Lighting | No | Lighting - Linear Fluorescent Fixture (Low Wattage T8) | 32.5926 | 31.1385 | 0 | 0 | 0 | 0 | 0 | 0 | 0 | 0 | 0 | 0
SCE | GWh | Commercial | Com - Education (Relocatable Classroom) | Lighting | No | Lighting - Low Bay HID to T5 | 0 | 0 | 0 | 0 | 0 | 0 | 0 | 0 | 0 | 0 | 0.41937 | 0.45495
SCE | GWh | Commercial | Com - Education (Relocatable Classroom) | Lighting | No | Lighting - Plug-In Fixture (Exterior) | 2.0131 | 2.0414 | 2.0718 | 2.1025 | 2.1351 | 2.166 | 2.1944 | 2.223 | 2.2496 | 2.2778 | 2.305 | 2.3326
SCE | GWh | Commercial | Com - Education (Relocatable Classroom) | Lighting | No | Lighting - Plug-In Fixture (Linear Fluorescent) | 0 | 0 | 0 | 0 | 0.99183 | 0 | 0 | 0 | 0 | 0 | 0 | 0
SCE | GWh | Commercial | Com - Education (Relocatable Classroom) | Lighting | No | Lighting - Plug-In Fixture (PSMH with Electronic Ballast) | 0 | 0 | 0 | 0.61169 | 5.302 | 5.3862 | 5.464 | 5.5424 | 5.6152 | 5.6922 | 5.7667 | 5.8422
SCE | GWh | Commercial | Com - Education (Relocatable Classroom) | Lighting | No | Lighting - Plug-In Fixture (PSMH) | 4.9207 | 4.9978 | 5.0803 | 4.5575 | 0 | 0 | 0 | 0 | 0 | 0 | 0 | 0
SCE | GWh | Commercial | Com - Education (Relocatable Classroom) | SHW | No | SHW - EF Rated Instantaneous Water Heater (Electric) | 0.52155 | 0.52841 | 0.5358 | 0.54326 | 0.55122 | 0.55874 | 0.56564 | 0.57261 | 0.57905 | 0.58591 | 0.59253 | 0.59926
SCE | GWh | Commercial | Com - Education (Relocatable Classroom) | Service | No | HVAC - Comprehensive Rooftop Unit Quality Maintenance | 30.194 | 29.729 | 29.2712 | 28.8204 | 28.3766 | 27.9396 | 27.5093 | 27.0857 | 26.6685 | 26.2578 | 25.8535 | 25.4553
SCE | GWh | Commercial | Com - Education (Relocatable Classroom) | Service | No | Service - HVAC Fault Detection & Diagnositics | 10.8534 | 11.0061 | 11.1701 | 11.3354 | 11.5113 | 11.6777 | 11.831 | 11.9854 | 12.1285 | 12.2804 | 12.4272 | 12.5762
SCE | GWh | Commercial | Com - Education (Relocatable Classroom) | Service | No | Service - Retro-Commissioning (Electric) | 34.4847 | 33.9537 | 33.4308 | 32.9159 | 32.409 | 31.9099 | 31.4185 | 30.9347 | 30.4583 | 29.9892 | 29.5274 | 29.0727
SCE | GWh | Commercial | Com - Education (Relocatable Classroom) | WholeBlg | No | HVAC - Energy Management System | 6.6804 | 6.7744 | 6.8753 | 6.9771 | 7.0853 | 7.1878 | 7.2821 | 7.3772 | 7.4653 | 7.5588 | 7.6491 | 7.7408
SCE | GWh | Commercial | Com - Education (Relocatable Classroom) | WholeBlg | No | WholeBlg - Com RET Level 1 | 29.8833 | 29.4231 | 28.97 | 28.5238 | 28.0846 | 27.6521 | 27.2262 | 26.8069 | 26.3941 | 25.9876 | 25.5874 | 25.1934
SCE | GWh | Commercial | Com - Education (Relocatable Classroom) | WholeBlg | No | WholeBlg - Com RET Level 2 | 218.6567 | 215.2894 | 211.974 | 208.7096 | 205.4954 | 202.3308 | 199.2149 | 196.147 | 193.1263 | 190.1522 | 187.2238 | 184.3406
SCE | GWh | Commercial | Com - Education (Secondary School) | AppPlug | No | AppPlug - Computer Monitor | 0.075995 | 0.077064 | 0.078212 | 0.07937 | 0 | 0 | 0 | 0 | 0 | 0 | 0 | 0
SCE | GWh | Commercial | Com - Education (Secondary School) | AppPlug | No | AppPlug - Desktop Computer (Com - Power Management) | 3.1005 | 3.1441 | 3.1909 | 3.2382 | 3.2884 | 3.3359 | 3.3797 | 3.4238 | 3.4647 | 3.5081 | 3.55 | 3.5926
SCE | GWh | Commercial | Com - Education (Secondary School) | AppPlug | No | AppPlug - Occupancy Sensor Plug Strip | 1.191 | 1.2078 | 1.2258 | 1.2439 | 1.2632 | 1.2815 | 1.2983 | 1.3153 | 1.331 | 1.3476 | 1.3638 | 1.3801
SCE | GWh | Commercial | Com - Education (Secondary School) | AppPlug | No | AppPlug - Vending Machine Controls | 6.4507 | 6.5415 | 6.6389 | 6.7372 | 6.8417 | 6.9406 | 7.0317 | 7.1235 | 7.2086 | 7.2988 | 7.3861 | 7.4746
SCE | GWh | Commercial | Com - Education (Secondary School) | BldgEnv | No | BldgEnv - Attic Batt Insulation | 1.082 | 1.0653 | 1.0489 | 1.0327 | 1.0168 | 1.0012 | 0.98575 | 0.97057 | 0.95562 | 0.94091 | 0.92642 | 0.91215
SCE | GWh | Commercial | Com - Education (Secondary School) | BldgEnv | No | BldgEnv - Wall Spray On Insulation | 0.90761 | 0.89363 | 0.87987 | 0.86632 | 0.85298 | 0.83984 | 0.82691 | 0.81417 | 0.80164 | 0.78929 | 0.77713 | 0.76517
SCE | GWh | Commercial | Com - Education (Secondary School) | BldgEnv | No | BldgEnv - Window Film | 6.211 | 6.1154 | 6.0212 | 5.9285 | 0 | 0 | 0 | 5.5716 | 5.4858 | 5.4013 | 5.3182 | 5.2363
SCE | GWh | Commercial | Com - Education (Secondary School) | FoodServ | No | FoodServ - Electric Griddle | 1.7652 | 1.79 | 1.8167 | 1.8436 | 0 | 1.8993 | 1.9242 | 1.9493 | 1.9726 | 1.9973 | 2.0212 | 2.0454
SCE | GWh | Commercial | Com - Education (Secondary School) | FoodServ | No | FoodServ - Electric Steamer | 0.21625 | 0.2193 | 0.22256 | 0.22586 | 0.22936 | 0.23268 | 0.23573 | 0.23881 | 0.24166 | 0.24469 | 0.24761 | 0.25058
SCE | GWh | Commercial | Com - Education (Secondary School) | FoodServ | No | FoodServ - Fryer (Electric) | 0.027441 | 0.027827 | 0.028241 | 0.028659 | 0.029104 | 0.029525 | 0.029912 | 0.030303 | 0.030665 | 0.031049 | 0.03142 | 0.031796
SCE | GWh | Commercial | Com - Education (Secondary School) | FoodServ | No | FoodServ - Oven (Electric) | 0.40314 | 0.40881 | 0.4149 | 0.42104 | 0.42757 | 0.43376 | 0.43945 | 0.44519 | 0.4505 | 0.45614 | 0.4616 | 0.46713
SCE | GWh | Commercial | Com - Education (Secondary School) | HVAC | No | HVAC - Chiller (Centrifugal) | 3.8265 | 3.7975 | 3.7703 | 3.7439 | 3.5692 | 3.5143 | 3.4601 | 3.4069 | 3.3544 | 3.3027 | 3.2519 | 3.2018
SCE | GWh | Commercial | Com - Education (Secondary School) | HVAC | No | HVAC - Chiller (Reciprocating) | 2.6356 | 2.649 | 2.6644 | 2.6803 | 2.6982 | 2.7147 | 2.7291 | 2.7438 | 2.7569 | 2.7716 | 2.7856 | 2.8001
SCE | GWh | Commercial | Com - Education (Secondary School) | HVAC | No | HVAC - Demand Controlled Ventilation | 1.8652 | 1.8914 | 1.9196 | 1.948 | 1.9782 | 2.0068 | 2.0331 | 2.0597 | 2.0843 | 2.1104 | 2.1356 | 2.1612
SCE | GWh | Commercial | Com - Education (Secondary School) | HVAC | No | HVAC - Direct Evaporative Cooler | 3.3241 | 3.3709 | 3.4211 | 3.4718 | 3.5256 | 3.5766 | 3.6235 | 3.6708 | 3.7147 | 3.7612 | 3.8062 | 3.8518
SCE | GWh | Commercial | Com - Education (Secondary School) | HVAC | No | HVAC - EER Rated Package Rooftop AC (EER 11) | 1.6708 | 1.6451 | 1.6198 | 1.5948 | 0 | 0 | 0 | 0 | 0 | 0 | 0 | 1.4086
SCE | GWh | Commercial | Com - Education (Secondary School) | HVAC | No | HVAC - EER Rated Package Rooftop HP (EER 11) | 0.01046 | 0.021254 | 0.032347 | 0.043404 | 0 | 0 | 0 | 0 | 0 | 0 | 0 | 0
SCE | GWh | Commercial | Com - Education (Secondary School) | HVAC | No | HVAC - Repair Duct System | 1.8073 | 1.7795 | 1.7521 | 1.7251 | 0 | 0 | 0 | 0 | 0 | 0 | 0 | 0
SCE | GWh | Commercial | Com - Education (Secondary School) | HVAC | No | HVAC - SEER Rated Package Rooftop AC (Recharge) | 2.215 | 2.1809 | 2.1473 | 2.1143 | 0 | 0 | 0 | 0 | 0 | 0 | 0 | 0
SCE | GWh | Commercial | Com - Education (Secondary School) | HVAC | No | HVAC - SEER Rated Package Rooftop AC (SEER 14) | 8.4753 | 8.5735 | 0 | 0 | 0 | 0 | 0 | 0 | 0 | 0 | 0 | 0
SCE | GWh | Commercial | Com - Education (Secondary School) | HVAC | No | HVAC - SEER Rated Package Rooftop AC (SEER 15) | 0 | 0 | 4.7184 | 4.777 | 4.8397 | 4.8989 | 4.953 | 5.0077 | 5.058 | 5.1119 | 5.1638 | 5.2167
SCE | GWh | Commercial | Com - Education (Secondary School) | HVAC | No | HVAC - SEER Rated Package Rooftop HP (SEER 15) | 3.9921 | 4.0586 | 1.9173 | 1.9504 | 1.9855 | 2.0187 | 2.0495 | 2.0805 | 2.1093 | 2.1397 | 2.1692 | 2.199
SCE | GWh | Commercial | Com - Education (Secondary School) | HVAC | No | HVAC - SEER Rated Split System AC (SEER 14) | 4.2517 | 4.3077 | 4.3681 | 0 | 0 | 0 | 0 | 0 | 0 | 0 | 0 | 0
SCE | GWh | Commercial | Com - Education (Secondary School) | HVAC | No | HVAC - SEER Rated Split System AC (SEER 15) | 0 | 0 | 0 | 2.1854 | 2.2125 | 2.2379 | 2.2612 | 2.2846 | 2.3062 | 2.3294 | 2.3517 | 2.3744
SCE | GWh | Commercial | Com - Education (Secondary School) | HVAC | No | HVAC - SEER Rated Split System HP (SEER 15) | 1.9455 | 1.9813 | 0.93756 | 0.95533 | 0.97407 | 0.99189 | 1.0084 | 1.025 | 1.0405 | 1.0568 | 1.0726 | 1.0886
SCE | GWh | Commercial | Com - Education (Secondary School) | HVAC | No | HVAC - Thermostat | 5.5943 | 5.673 | 5.7575 | 5.8427 | 5.9334 | 6.0192 | 6.0981 | 6.1777 | 6.2515 | 6.3298 | 6.4055 | 6.4823
SCE | GWh | Commercial | Com - Education (Secondary School) | Lighting | Yes | Lighting - LED Fixture (Replacing T8) - Emerging | 0 | 0 | 61.2538 | 63.591 | 65.7345 | 67.8597 | 69.6383 | 71.4471 | 73.2118 | 75.0512 | 76.8823 | 78.4279
SCE | GWh | Commercial | Com - Education (Secondary School) | Lighting | Yes | Lighting - LED Lamp (Basic High - Indoor) - Emerging | 1.7166 | 1.7715 | 1.8251 | 1.8716 | 1.9204 | 0.25313 | 0.25853 | 0.26347 | 0.26821 | 0.27261 | 0.27692 | 0.28131
SCE | GWh | Commercial | Com - Education (Secondary School) | Lighting | Yes | Lighting - LED Lamp (Basic Low - Indoor) - Emerging | 1.3033 | 1.3469 | 1.3892 | 1.4258 | 1.4641 | 0.22875 | 0.23378 | 0.23835 | 0.24274 | 0.24734 | 0.25133 | 0.25538
SCE | GWh | Commercial | Com - Education (Secondary School) | Lighting | Yes | Lighting - LED Plug-In Indoor Fixture - Emerging | 3.5852 | 3.6879 | 3.7837 | 3.8566 | 3.946 | 0.22859 | 0.2326 | 0.2374 | 0.2409 | 0.24497 | 0.24859 | 0.25265
SCE | GWh | Commercial | Com - Education (Secondary School) | Lighting | No | Lighting - Cold Cathode Lamp | 0.077427 | 0.078517 | 0.079686 | 0.080866 | 0.08212 | 0 | 0 | 0 | 0 | 0 | 0 | 0
SCE | GWh | Commercial | Com - Education (Secondary School) | Lighting | No | Lighting - Compact Fluorescent Fixture (Indoor) | 8.8743 | 8.9952 | 9.1252 | 9.2564 | 9.3961 | 0 | 0 | 0 | 0 | 0 | 0 | 0
SCE | GWh | Commercial | Com - Education (Secondary School) | Lighting | No | Lighting - Exit Fixture (LED) | 1.6088 | 1.584 | 1.5596 | 1.5356 | 1.512 | 1.4887 | 1.4658 | 1.4432 | 1.421 | 1.3991 | 1.3775 | 1.3563
SCE | GWh | Commercial | Com - Education (Secondary School) | Lighting | No | Lighting - Halogen Lamp (A-Line) | 0.2881 | 0.29215 | 0.29651 | 0.30089 | 0.30556 | 0 | 0 | 0 | 0 | 0 | 0 | 0
SCE | GWh | Commercial | Com - Education (Secondary School) | Lighting | No | Lighting - High Bay HID to T5 | 0 | 0 | 0 | 0 | 0 | 0 | 0 | 1.0267 | 1.3123 | 1.3284 | 1.344 | 1.3597
SCE | GWh | Commercial | Com - Education (Secondary School) | Lighting | No | Lighting - Induction Fixture (Indoor) | 2.4569 | 2.4914 | 2.5285 | 2.566 | 2.6058 | 2.6435 | 2.6781 | 2.7131 | 2.7455 | 2.7799 | 2.8131 | 2.8468
SCE | GWh | Commercial | Com - Education (Secondary School) | Lighting | No | Lighting - Induction Fixture (Outdoor) | 0.86804 | 0.88025 | 0.89336 | 0.90659 | 0.92065 | 0.93396 | 0.94622 | 0.95857 | 0.97002 | 0.98217 | 0.99391 | 1.0058
SCE | GWh | Commercial | Com - Education (Secondary School) | Lighting | No | Lighting - Light Sensor | 0 | 0 | 0 | 0 | 0 | 0 | 0 | 0 | 0 | 0 | 0.11103 | 0.12045
SCE | GWh | Commercial | Com - Education (Secondary School) | Lighting | No | Lighting - Linear Fluorescent Delamping | 0.059272 | 0.058359 | 0.043095 | 0.028288 | 0 | 0 | 0 | 0 | 0 | 0 | 0 | 0
SCE | GWh | Commercial | Com - Education (Secondary School) | Lighting | No | Lighting - Linear Fluorescent Fixture (Low Wattage T8) | 15.3181 | 15.5283 | 0 | 0 | 0 | 0 | 0 | 0 | 0 | 0 | 0 | 0
SCE | GWh | Commercial | Com - Education (Secondary School) | Lighting | No | Lighting - Plug-In Fixture (Exterior) | 1.0065 | 1.0207 | 1.0359 | 1.0512 | 1.0676 | 1.083 | 1.0972 | 1.1115 | 1.1248 | 1.1389 | 1.1525 | 1.1663
SCE | GWh | Commercial | Com - Education (Secondary School) | Lighting | No | Lighting - Plug-In Fixture (PSMH with Electronic Ballast) | 0 | 0 | 0 | 0 | 0 | 0 | 2.4116 | 3 | 3.0351 | 3.0723 | 3.1083 | 3.1448
SCE | GWh | Commercial | Com - Education (Secondary School) | Lighting | No | Lighting - Plug-In Fixture (PSMH) | 2.6967 | 2.7337 | 2.7735 | 2.8136 | 2.8563 | 2.8967 | 0.54534 | 0 | 0 | 0 | 0 | 0
SCE | GWh | Commercial | Com - Education (Secondary School) | SHW | No | SHW - EF Rated Instantaneous Water Heater (Electric) | 0.17079 | 0.17316 | 0.17571 | 0.17829 | 0.18102 | 0.18361 | 0.186 | 0.1884 | 0.19062 | 0.19299 | 0.19527 | 0.19759
SCE | GWh | Commercial | Com - Education (Secondary School) | Service | No | HVAC - Comprehensive Rooftop Unit Quality Maintenance | 15.097 | 14.8645 | 14.6356 | 14.4102 | 14.1883 | 13.9698 | 13.7546 | 13.5428 | 13.3343 | 13.1289 | 12.9267 | 12.7277
SCE | GWh | Commercial | Com - Education (Secondary School) | Service | No | Service - HVAC Fault Detection & Diagnositics | 5.4267 | 5.5031 | 5.585 | 5.6677 | 5.7556 | 5.8389 | 5.9155 | 5.9927 | 6.0643 | 6.1402 | 6.2136 | 6.2881
SCE | GWh | Commercial | Com - Education (Secondary School) | Service | No | Service - Retro-Commissioning (Electric) | 17.2424 | 16.9768 | 16.7154 | 16.458 | 16.2045 | 15.955 | 15.7093 | 15.4673 | 15.2291 | 14.9946 | 14.7637 | 14.5363
SCE | GWh | Commercial | Com - Education (Secondary School) | WholeBlg | No | HVAC - Energy Management System | 3.3402 | 3.3872 | 3.4377 | 3.4886 | 3.5427 | 3.5939 | 3.6411 | 3.6886 | 3.7326 | 3.7794 | 3.8246 | 3.8704
SCE | GWh | Commercial | Com - Education (Secondary School) | WholeBlg | No | WholeBlg - Com RET Level 1 | 16.7185 | 16.461 | 16.2075 | 15.9579 | 15.7122 | 15.4702 | 15.2319 | 14.9974 | 14.7664 | 14.539 | 14.3151 | 14.0947
SCE | GWh | Commercial | Com - Education (Secondary School) | WholeBlg | No | WholeBlg - Com RET Level 2 | 113.2177 | 111.4741 | 109.7574 | 108.0672 | 106.4029 | 104.7643 | 103.151 | 101.5624 | 99.9984 | 98.4584 | 96.9421 | 95.4492
SCE | GWh | Commercial | Com - Education (University) | AppPlug | No | AppPlug - Computer Monitor | 0.085624 | 0.086829 | 0.088123 | 0.089427 | 0 | 0 | 0 | 0 | 0 | 0 | 0 | 0
SCE | GWh | Commercial | Com - Education (University) | AppPlug | No | AppPlug - Desktop Computer (Com - Power Management) | 3.1458 | 3.1901 | 3.2376 | 3.2855 | 3.3365 | 3.3847 | 3.4292 | 3.4739 | 3.5154 | 3.5594 | 3.602 | 3.6452
SCE | GWh | Commercial | Com - Education (University) | AppPlug | No | AppPlug - Occupancy Sensor Plug Strip | 1.342 | 1.3608 | 1.3811 | 1.4016 | 1.4233 | 1.4439 | 1.4628 | 1.4819 | 1.4996 | 1.5184 | 1.5366 | 1.555
SCE | GWh | Commercial | Com - Education (University) | AppPlug | No | AppPlug - Vending Machine Controls | 10.5846 | 10.7335 | 10.8934 | 11.0547 | 11.2261 | 11.3885 | 11.5379 | 11.6885 | 11.8281 | 11.9762 | 12.1194 | 12.2647
SCE | GWh | Commercial | Com - Education (University) | BldgEnv | No | BldgEnv - Attic Batt Insulation | 0.011371 | 0.011196 | 0.011023 | 0.010854 | 0 | 0 | 0 | 0 | 0 | 0 | 0 | 0
SCE | GWh | Commercial | Com - Education (University) | BldgEnv | No | BldgEnv - Wall Spray On Insulation | 1.0226 | 1.0069 | 0.99136 | 0.97609 | 0.96106 | 0.94626 | 0.93169 | 0.91734 | 0.90321 | 0.8893 | 0.87561 | 0.86212
SCE | GWh | Commercial | Com - Education (University) | BldgEnv | No | BldgEnv - Window Film | 3.3535 | 3.3018 | 3.251 | 3.2009 | 0 | 0 | 0 | 0 | 2.9619 | 2.9163 | 2.8714 | 2.8272
SCE | GWh | Commercial | Com - Education (University) | FoodServ | No | FoodServ - Electric Griddle | 0.17294 | 0.17538 | 0.17799 | 0.18063 | 0 | 0.18608 | 0.18852 | 0.19098 | 0.19326 | 0.19568 | 0.19802 | 0.2004
SCE | GWh | Commercial | Com - Education (University) | FoodServ | No | FoodServ - Electric Steamer | 0.11246 | 0.11404 | 0.11574 | 0.11745 | 0.11927 | 0.121 | 0.12259 | 0.12419 | 0.12567 | 0.12724 | 0.12876 | 0.13031
SCE | GWh | Commercial | Com - Education (University) | FoodServ | No | FoodServ - Fryer (Electric) | 0.011042 | 0.011197 | 0.011364 | 0.011532 | 0.011711 | 0.011881 | 0.012037 | 0.012194 | 0.012339 | 0.012494 | 0.012643 | 0.012795
SCE | GWh | Commercial | Com - Education (University) | FoodServ | No | FoodServ - Oven (Electric) | 1.9916 | 2.0196 | 2.0497 | 2.08 | 2.1123 | 2.1429 | 2.171 | 2.1993 | 2.2256 | 2.2534 | 2.2804 | 2.3077
SCE | GWh | Commercial | Com - Education (University) | HVAC | No | HVAC - Chiller (Centrifugal) | 6.0737 | 6.0289 | 5.9868 | 5.9459 | 5.6645 | 5.5773 | 5.4914 | 5.4068 | 5.3235 | 5.2416 | 5.1608 | 5.0814
SCE | GWh | Commercial | Com - Education (University) | HVAC | No | HVAC - Chiller (Reciprocating) | 4.3306 | 4.3548 | 4.3825 | 4.4109 | 4.4425 | 4.4718 | 4.4976 | 4.524 | 4.5474 | 4.5736 | 4.5987 | 4.6246
SCE | GWh | Commercial | Com - Education (University) | HVAC | No | HVAC - EER Rated Package Rooftop AC (EER 11) | 2.6586 | 2.6176 | 2.5773 | 2.5376 | 2.8985 | 2.9399 | 2.978 | 3.0164 | 3.052 | 3.0897 | 3.1262 | 3.1633
SCE | GWh | Commercial | Com - Education (University) | HVAC | No | HVAC - EER Rated Package Rooftop HP (EER 11) | 0.018991 | 0.038586 | 0.058726 | 0.078801 | 0 | 0 | 0 | 0 | 0 | 0 | 0 | 0
SCE | GWh | Commercial | Com - Education (University) | HVAC | No | HVAC - Repair Duct System | 2.8396 | 2.7959 | 2.7528 | 2.7104 | 0 | 0 | 0 | 0 | 0 | 0 | 0 | 0
SCE | GWh | Commercial | Com - Education (University) | HVAC | No | HVAC - SEER Rated Package Rooftop AC (Recharge) | 2.7975 | 2.7544 | 2.712 | 2.6702 | 0 | 0 | 0 | 0 | 0 | 0 | 0 | 2.3585
SCE | GWh | Commercial | Com - Education (University) | HVAC | No | HVAC - SEER Rated Package Rooftop AC (SEER 14) | 13.3239 | 13.4914 | 0 | 0 | 0 | 0 | 0 | 0 | 0 | 0 | 0 | 0
SCE | GWh | Commercial | Com - Education (University) | HVAC | No | HVAC - SEER Rated Package Rooftop AC (SEER 15) | 0 | 0 | 7.7815 | 7.8939 | 8.0134 | 8.1266 | 8.2307 | 8.3356 | 8.4327 | 8.536 | 8.6357 | 8.7369
SCE | GWh | Commercial | Com - Education (University) | HVAC | No | HVAC - SEER Rated Package Rooftop HP (SEER 15) | 5.7778 | 5.8783 | 2.779 | 2.829 | 2.8818 | 2.932 | 2.9785 | 3.0253 | 3.0689 | 3.1148 | 3.1593 | 3.2043
SCE | GWh | Commercial | Com - Education (University) | HVAC | No | HVAC - SEER Rated Split System AC (SEER 14) | 7.3118 | 7.4107 | 7.517 | 0 | 0 | 0 | 0 | 0 | 0 | 0 | 0 | 0
SCE | GWh | Commercial | Com - Education (University) | HVAC | No | HVAC - SEER Rated Split System AC (SEER 15) | 0 | 0 | 0 | 3.9993 | 4.053 | 4.1036 | 4.15 | 4.1968 | 4.24 | 4.2861 | 4.3306 | 4.3759
SCE | GWh | Commercial | Com - Education (University) | HVAC | No | HVAC - SEER Rated Split System HP (SEER 15) | 3.4972 | 3.5541 | 1.6783 | 1.7067 | 1.7367 | 1.7652 | 1.7915 | 1.818 | 1.8427 | 1.8688 | 1.894 | 1.9195
SCE | GWh | Commercial | Com - Education (University) | HVAC | No | HVAC - Thermostat | 7.3491 | 7.4525 | 7.5635 | 7.6755 | 7.7946 | 7.9073 | 8.0111 | 8.1156 | 8.2125 | 8.3154 | 8.4148 | 8.5157
SCE | GWh | Commercial | Com - Education (University) | Lighting | Yes | Lighting - LED Fixture (Replacing T8) - Emerging | 0 | 69.9839 | 72.399 | 75.207 | 77.7888 | 80.349 | 82.4981 | 84.6838 | 86.8166 | 89.0398 | 91.2532 | 93.1284
SCE | GWh | Commercial | Com - Education (University) | Lighting | Yes | Lighting - LED Lamp (Basic High - Indoor) - Emerging | 2.0023 | 2.0675 | 2.1312 | 2.1866 | 2.2448 | 0.29603 | 0.30248 | 0.30839 | 0.31406 | 0.31934 | 0.32452 | 0.32979
SCE | GWh | Commercial | Com - Education (University) | Lighting | Yes | Lighting - LED Lamp (Basic Low - Indoor) - Emerging | 1.5203 | 1.5719 | 1.6222 | 1.6658 | 1.7114 | 0.26752 | 0.27352 | 0.27899 | 0.28424 | 0.28974 | 0.29453 | 0.29939
SCE | GWh | Commercial | Com - Education (University) | Lighting | Yes | Lighting - LED Plug-In Indoor Fixture - Emerging | 4.1114 | 4.2315 | 4.3437 | 4.4297 | 4.5347 | 0.26282 | 0.26755 | 0.27318 | 0.27733 | 0.28213 | 0.2864 | 0.29119
SCE | GWh | Commercial | Com - Education (University) | Lighting | No | Lighting - Cold Cathode Lamp | 0.079911 | 0.081035 | 0.082242 | 0.08346 | 0.084754 | 0 | 0 | 0 | 0 | 0 | 0 | 0
SCE | GWh | Commercial | Com - Education (University) | Lighting | No | Lighting - Compact Fluorescent Fixture (Indoor) | 10.3516 | 10.4983 | 10.6557 | 10.8145 | 10.9832 | 0 | 0 | 0 | 0 | 0 | 0 | 0
SCE | GWh | Commercial | Com - Education (University) | Lighting | No | Lighting - Exit Fixture (LED) | 1.7878 | 1.7603 | 1.7332 | 1.7065 | 1.6802 | 1.6543 | 1.6289 | 1.6038 | 1.5791 | 1.5548 | 1.5308 | 1.5072
SCE | GWh | Commercial | Com - Education (University) | Lighting | No | Lighting - Halogen Lamp (A-Line) | 0.32461 | 0.32917 | 0.33408 | 0.33902 | 0.34428 | 0 | 0 | 0 | 0 | 0 | 0 | 0
SCE | GWh | Commercial | Com - Education (University) | Lighting | No | Lighting - High Bay HID to T5 | 0 | 0 | 0 | 0 | 0 | 1.4973 | 1.5173 | 1.5375 | 1.5562 | 1.576 | 1.5952 | 1.6146
SCE | GWh | Commercial | Com - Education (University) | Lighting | No | Lighting - Induction Fixture (Indoor) | 2.6286 | 2.6656 | 2.7053 | 2.7453 | 2.7879 | 2.8282 | 2.8654 | 2.9028 | 2.9374 | 2.9742 | 3.0098 | 3.0459
SCE | GWh | Commercial | Com - Education (University) | Lighting | No | Lighting - Induction Fixture (Outdoor) | 0.97803 | 0.99179 | 1.0066 | 1.0215 | 1.0373 | 1.0523 | 1.0661 | 1.08 | 1.0929 | 1.1066 | 1.1198 | 1.1333
SCE | GWh | Commercial | Com - Education (University) | Lighting | No | Lighting - Light Sensor | 0.87472 | 0.89333 | 0.91302 | 0.9328 | 0.95358 | 0.97338 | 0.99179 | 1.0103 | 1.0276 | 1.0457 | 1.0633 | 1.0811
SCE | GWh | Commercial | Com - Education (University) | Lighting | No | Lighting - Linear Fluorescent Delamping | 0.069565 | 0.068494 | 0.050579 | 0.0332 | 0 | 0 | 0 | 0 | 0 | 0 | 0 | 0
SCE | GWh | Commercial | Com - Education (University) | Lighting | No | Lighting - Linear Fluorescent Fixture (Low Wattage T8) | 18.0826 | 0 | 0 | 0 | 0 | 0 | 0 | 0 | 0 | 0 | 0 | 0
SCE | GWh | Commercial | Com - Education (University) | Lighting | No | Lighting - Low Bay HID to T5 | 0 | 0 | 0 | 0 | 0 | 0 | 0 | 0 | 0 | 0 | 0 | 0.24175
SCE | GWh | Commercial | Com - Education (University) | Lighting | No | Lighting - Plug-In Fixture (Exterior) | 1.1341 | 1.15 | 1.1672 | 1.1845 | 1.2028 | 1.2202 | 1.2362 | 1.2524 | 1.2673 | 1.2832 | 1.2985 | 1.3141
SCE | GWh | Commercial | Com - Education (University) | Lighting | No | Lighting - Plug-In Fixture (PSMH with Electronic Ballast) | 0 | 0.1899 | 3.3867 | 3.4378 | 3.4921 | 3.5435 | 3.5909 | 3.6386 | 3.6828 | 3.7298 | 3.7751 | 3.8211
SCE | GWh | Commercial | Com - Education (University) | Lighting | No | Lighting - Plug-In Fixture (PSMH) | 3.2574 | 3.1161 | 0 | 0 | 0 | 0 | 0 | 0 | 0 | 0 | 0 | 0
SCE | GWh | Commercial | Com - Education (University) | SHW | No | SHW - EF Rated Instantaneous Water Heater (Electric) | 0.097294 | 0.098663 | 0.10013 | 0.10162 | 0.10319 | 0.10469 | 0.10606 | 0.10744 | 0.10873 | 0.11009 | 0.1114 | 0.11274
SCE | GWh | Commercial | Com - Education (University) | Service | No | HVAC - Comprehensive Rooftop Unit Quality Maintenance | 17.01 | 16.748 | 16.4901 | 16.2361 | 15.9861 | 15.7399 | 15.4975 | 15.2589 | 15.0239 | 14.7925 | 14.5647 | 14.3404
SCE | GWh | Commercial | Com - Education (University) | Service | No | Service - HVAC Fault Detection & Diagnositics | 6.1143 | 6.2004 | 6.2927 | 6.3859 | 6.4849 | 6.5787 | 6.665 | 6.752 | 6.8327 | 6.9183 | 7.001 | 7.0849
SCE | GWh | Commercial | Com - Education (University) | Service | No | Service - Retro-Commissioning (Electric) | 19.4272 | 19.128 | 18.8334 | 18.5434 | 18.2578 | 17.9766 | 17.6998 | 17.4272 | 17.1589 | 16.8946 | 16.6344 | 16.3783
SCE | GWh | Commercial | Com - Education (University) | WholeBlg | No | HVAC - Energy Management System | 3.7635 | 3.8164 | 3.8733 | 3.9306 | 3.9916 | 4.0493 | 4.1024 | 4.156 | 4.2056 | 4.2583 | 4.3092 | 4.3608
SCE | GWh | Commercial | Com - Education (University) | WholeBlg | No | WholeBlg - Com RET Level 1 | 19.3224 | 19.0248 | 18.7318 | 18.4434 | 18.1593 | 17.8797 | 17.6043 | 17.3332 | 17.0663 | 16.8035 | 16.5447 | 16.2899
SCE | GWh | Commercial | Com - Education (University) | WholeBlg | No | WholeBlg - Com RET Level 2 | 131.9992 | 129.9664 | 127.9649 | 125.9942 | 124.0539 | 122.1435 | 120.2625 | 118.4104 | 116.5869 | 114.7915 | 113.0237 | 111.2831
SCE | GWh | Commercial | Com - Grocery | AppPlug | No | AppPlug - Computer Monitor | 0.21978 | 0.22287 | 0.22619 | 0.22954 | 0 | 0 | 0 | 0 | 0 | 0 | 0 | 0
SCE | GWh | Commercial | Com - Grocery | AppPlug | No | AppPlug - Desktop Computer (Com - Power Management) | 8.0745 | 8.1881 | 8.3101 | 8.4331 | 8.5639 | 8.6877 | 8.8017 | 8.9166 | 9.0231 | 9.1361 | 9.2453 | 9.3562
SCE | GWh | Commercial | Com - Grocery | AppPlug | No | AppPlug - Occupancy Sensor Plug Strip | 3.4445 | 3.4929 | 3.545 | 3.5974 | 3.6532 | 3.7061 | 3.7547 | 3.8037 | 3.8491 | 3.8973 | 3.9439 | 3.9912
SCE | GWh | Commercial | Com - Grocery | AppPlug | No | AppPlug - Vending Machine Controls | 6.158 | 6.2447 | 6.3377 | 6.4315 | 6.5313 | 6.6257 | 6.7127 | 6.8003 | 6.8815 | 6.9677 | 7.051 | 7.1355
SCE | GWh | Commercial | Com - Grocery | BldgEnv | No | BldgEnv - Attic Batt Insulation | 0.36173 | 0.35616 | 0.35067 | 0.34527 | 0 | 0 | 0 | 0 | 0 | 0 | 0 | 0
SCE | GWh | Commercial | Com - Grocery | BldgEnv | No | BldgEnv - Wall Spray On Insulation | 2.6248 | 2.5844 | 2.5446 | 2.5054 | 2.4668 | 2.4288 | 2.3914 | 2.3546 | 2.3183 | 2.2826 | 2.2475 | 2.2128
SCE | GWh | Commercial | Com - Grocery | BldgEnv | No | BldgEnv - Window Film | 11.8453 | 11.6629 | 11.4833 | 11.3064 | 0 | 0 | 10.7921 | 10.6259 | 10.4622 | 10.3011 | 10.1425 | 9.9863
SCE | GWh | Commercial | Com - Grocery | ComRefrig | No | ComRefrig - Door Gasket (Reach-In Refrigerator) | 94.4358 | 92.9815 | 91.5496 | 90.1397 | 0 | 0 | 0 | 0 | 0 | 0 | 0 | 0
SCE | GWh | Commercial | Com - Grocery | ComRefrig | No | ComRefrig - Door Gasket (Walk-In Refrigerator) | 33.9252 | 33.4028 | 32.8884 | 32.3819 | 0 | 0 | 0 | 0 | 0 | 0 | 0 | 0
SCE | GWh | Commercial | Com - Grocery | ComRefrig | No | ComRefrig - Refrigerated Case Night Cover (Low Temp) | 40.6497 | 40.0237 | 39.4074 | 38.8005 | 38.203 | 37.6146 | 37.0354 | 36.465 | 35.9035 | 35.3506 | 34.8062 | 34.2701
SCE | GWh | Commercial | Com - Grocery | ComRefrig | No | ComRefrig - Refrigerated Case Night Cover (Med Temp) | 77.6089 | 76.4137 | 75.237 | 74.0783 | 72.9375 | 71.8143 | 70.7083 | 69.6194 | 68.5473 | 67.4916 | 66.4523 | 65.4289
SCE | GWh | Commercial | Com - Grocery | ComRefrig | No | ComRefrig - Strip Curtain for Walk In Refrigerator | 34.3875 | 33.858 | 33.3365 | 32.8232 | 32.3177 | 31.82 | 31.33 | 30.8475 | 30.3724 | 29.9047 | 29.4442 | 28.9907
SCE | GWh | Commercial | Com - Grocery | FoodServ | No | FoodServ - Electric Steamer | 3.5119 | 3.5613 | 3.6143 | 3.6678 | 3.7247 | 3.7786 | 3.8282 | 3.8781 | 3.9244 | 3.9736 | 4.0211 | 4.0693
SCE | GWh | Commercial | Com - Grocery | FoodServ | No | FoodServ - Oven (Electric) | 1.4349 | 1.4551 | 1.4768 | 1.4986 | 1.5219 | 1.5439 | 1.5642 | 1.5846 | 1.6035 | 1.6236 | 1.643 | 1.6627
SCE | GWh | Commercial | Com - Grocery | HVAC | No | HVAC - EER Rated Package Rooftop HP (EER 11) | 1.832 | 1.896 | 1.963 | 2.03 | 0 | 0 | 0 | 0 | 0 | 0 | 0 | 0
SCE | GWh | Commercial | Com - Grocery | HVAC | No | HVAC - Repair Duct System | 12.6253 | 12.4308 | 12.2394 | 12.0509 | 0 | 0 | 0 | 0 | 0 | 0 | 0 | 0
SCE | GWh | Commercial | Com - Grocery | HVAC | No | HVAC - SEER Rated Package Rooftop AC (Recharge) | 19.3266 | 19.029 | 18.7359 | 18.4474 | 18.1633 | 17.8836 | 17.6082 | 17.337 | 17.07 | 16.8071 | 16.5483 | 16.2935
SCE | GWh | Commercial | Com - Grocery | HVAC | No | HVAC - SEER Rated Package Rooftop AC (SEER 14) | 87.0799 | 88.2565 | 0 | 0 | 0 | 0 | 0 | 0 | 0 | 0 | 0 | 0
SCE | GWh | Commercial | Com - Grocery | HVAC | No | HVAC - SEER Rated Package Rooftop AC (SEER 15) | 0 | 0 | 40.6322 | 41.2672 | 41.941 | 42.5796 | 43.1685 | 43.7616 | 44.3122 | 44.8954 | 45.4593 | 46.0311
SCE | GWh | Commercial | Com - Grocery | HVAC | No | HVAC - SEER Rated Package Rooftop HP (SEER 15) | 42.3627 | 42.8727 | 20.1613 | 20.4201 | 20.6968 | 20.9581 | 21.1973 | 21.4388 | 21.6616 | 21.8995 | 22.1291 | 22.3626
SCE | GWh | Commercial | Com - Grocery | HVAC | No | HVAC - SEER Rated Split System AC (SEER 14) | 45.499 | 46.1356 | 46.8192 | 0 | 0 | 0 | 0 | 0 | 0 | 0 | 0 | 0
SCE | GWh | Commercial | Com - Grocery | HVAC | No | HVAC - SEER Rated Split System AC (SEER 15) | 0 | 0 | 0 | 18.2784 | 18.5484 | 18.8039 | 19.0386 | 19.2753 | 19.4943 | 19.7272 | 19.9522 | 20.1807
SCE | GWh | Commercial | Com - Grocery | HVAC | No | HVAC - Thermostat | 25.731 | 26.0931 | 26.4818 | 26.8738 | 27.2906 | 27.6853 | 28.0486 | 28.4147 | 28.7541 | 29.1142 | 29.4622 | 29.8154
SCE | GWh | Commercial | Com - Grocery | Lighting | Yes | Lighting - LED Fixture (Replacing T8) - Emerging | 321.675 | 332.7942 | 344.4531 | 357.9875 | 370.4561 | 382.8223 | 393.2269 | 403.8099 | 414.1376 | 424.903 | 435.6222 | 444.73
SCE | GWh | Commercial | Com - Grocery | Lighting | Yes | Lighting - LED Lamp (Basic High - Indoor) - Emerging | 7.9936 | 8.2592 | 8.5191 | 8.7462 | 8.9844 | 1.1855 | 1.212 | 1.2363 | 1.2597 | 1.2815 | 1.3028 | 1.3246
SCE | GWh | Commercial | Com - Grocery | Lighting | Yes | Lighting - LED Lamp (Basic Low - Indoor) - Emerging | 200.6397 | 207.5865 | 214.3657 | 220.2565 | 226.4343 | 35.4155 | 36.2296 | 36.9732 | 37.6875 | 38.4358 | 39.0881 | 39.7515
SCE | GWh | Commercial | Com - Grocery | Lighting | Yes | Lighting - LED Plug-In Indoor Fixture - Emerging | 30.611 | 31.5253 | 32.3825 | 33.0439 | 33.8485 | 1.9629 | 1.9993 | 2.0425 | 2.0745 | 2.1114 | 2.1444 | 2.1812
SCE | GWh | Commercial | Com - Grocery | Lighting | No | Lighting - Cold Cathode Lamp | 0.31914 | 0.32363 | 0.32845 | 0.33332 | 0.33849 | 0 | 0 | 0 | 0 | 0 | 0 | 0
SCE | GWh | Commercial | Com - Grocery | Lighting | No | Lighting - Compact Fluorescent Fixture (Indoor) | 36.4135 | 36.9534 | 37.5318 | 38.1149 | 38.7337 | 0 | 0 | 0 | 0 | 0 | 0 | 0
SCE | GWh | Commercial | Com - Grocery | Lighting | No | Lighting - Exit Fixture (LED) | 4.1523 | 4.0884 | 4.0254 | 3.9634 | 3.9024 | 3.8423 | 3.7831 | 3.7249 | 3.6675 | 3.611 | 3.5554 | 3.5007
SCE | GWh | Commercial | Com - Grocery | Lighting | No | Lighting - Halogen Lamp (A-Line) | 0.83318 | 0.8449 | 0.85748 | 0.87018 | 0.88368 | 0 | 0 | 0 | 0 | 0 | 0 | 0
SCE | GWh | Commercial | Com - Grocery | Lighting | No | Lighting - Induction Fixture (Indoor) | 6.3887 | 6.4786 | 6.5751 | 6.6724 | 6.7759 | 6.8739 | 6.9641 | 7.055 | 7.1393 | 7.2287 | 7.3151 | 7.4028
SCE | GWh | Commercial | Com - Grocery | Lighting | No | Lighting - Induction Fixture (Outdoor) | 2.5103 | 2.5457 | 2.5836 | 2.6218 | 2.6625 | 2.701 | 2.7364 | 2.7722 | 2.8053 | 2.8404 | 2.8744 | 2.9088
SCE | GWh | Commercial | Com - Grocery | Lighting | No | Lighting - Linear Fluorescent Delamping | 0.34801 | 0.34265 | 0.25303 | 0.16609 | 0 | 0 | 0 | 0 | 0 | 0 | 0 | 0
SCE | GWh | Commercial | Com - Grocery | Lighting | No | Lighting - Plug-In Fixture (Exterior) | 2.9109 | 2.9519 | 2.9958 | 3.0402 | 3.0873 | 3.132 | 3.1731 | 3.2145 | 3.2529 | 3.2936 | 3.333 | 3.373
SCE | GWh | Commercial | Com - Grocery | Lighting | No | Lighting - Plug-In Fixture (Linear Fluorescent) | 28.4267 | 28.8495 | 29.3025 | 29.7591 | 30.2436 | 0 | 0 | 0 | 0 | 0 | 0 | 0
SCE | GWh | Commercial | Com - Grocery | Lighting | No | Lighting - Plug-In Fixture (PSMH with Electronic Ballast) | 15.2933 | 15.5208 | 15.7645 | 16.0101 | 16.2708 | 16.5179 | 16.7456 | 16.9751 | 17.1881 | 17.4137 | 17.6318 | 17.853
SCE | GWh | Commercial | Com - Grocery | SHW | No | SHW - EF Rated Instantaneous Water Heater (Electric) | 0.41471 | 0.42007 | 0.42585 | 0.43169 | 0.43791 | 0.4438 | 0.4492 | 0.45465 | 0.45968 | 0.46505 | 0.47023 | 0.47549
SCE | GWh | Commercial | Com - Grocery | Service | No | HVAC - Comprehensive Rooftop Unit Quality Maintenance | 43.6601 | 42.9877 | 42.3257 | 41.6739 | 41.0321 | 40.4002 | 39.778 | 39.1654 | 38.5623 | 37.9684 | 37.3837 | 36.808
SCE | GWh | Commercial | Com - Grocery | Service | No | Service - HVAC Fault Detection & Diagnositics | 15.6939 | 15.9147 | 16.1518 | 16.3909 | 16.6451 | 16.8858 | 17.1074 | 17.3307 | 17.5377 | 17.7573 | 17.9696 | 18.185
SCE | GWh | Commercial | Com - Grocery | Service | No | Service - Retro-Commissioning (Electric) | 49.8644 | 49.0965 | 48.3404 | 47.596 | 46.863 | 46.1413 | 45.4307 | 44.7311 | 44.0422 | 43.364 | 42.6962 | 42.0387
SCE | GWh | Commercial | Com - Grocery | WholeBlg | No | HVAC - Energy Management System | 9.6598 | 9.7957 | 9.9416 | 10.0888 | 10.2453 | 10.3935 | 10.5298 | 10.6673 | 10.7947 | 10.9299 | 11.0605 | 11.1931
SCE | GWh | Commercial | Com - Grocery | WholeBlg | No | WholeBlg - Com RET Level 1 | 146.1236 | 143.8733 | 141.6576 | 139.4761 | 137.3282 | 135.2133 | 133.131 | 131.0808 | 129.0622 | 127.0746 | 125.1177 | 123.1909
SCE | GWh | Commercial | Com - Grocery | WholeBlg | No | WholeBlg - Com RET Level 2 | 923.9818 | 909.7525 | 895.7423 | 881.9479 | 868.3659 | 854.993 | 841.8262 | 828.862 | 816.0976 | 803.5297 | 791.1553 | 778.9715
SCE | GWh | Commercial | Com - Hospital | AppPlug | No | AppPlug - Computer Monitor | 0.10771 | 0.10922 | 0.11085 | 0.11249 | 0 | 0 | 0 | 0 | 0 | 0 | 0 | 0
SCE | GWh | Commercial | Com - Hospital | AppPlug | No | AppPlug - Desktop Computer (Com - Power Management) | 3.9572 | 4.0129 | 4.0727 | 4.1329 | 4.197 | 4.2577 | 4.3136 | 4.3699 | 4.4221 | 4.4775 | 4.531 | 4.5853
SCE | GWh | Commercial | Com - Hospital | AppPlug | No | AppPlug - Occupancy Sensor Plug Strip | 1.6881 | 1.7118 | 1.7373 | 1.7631 | 1.7904 | 1.8163 | 1.8401 | 1.8642 | 1.8864 | 1.91 | 1.9329 | 1.956
SCE | GWh | Commercial | Com - Hospital | BldgEnv | No | BldgEnv - Attic Batt Insulation | 0.20315 | 0.20002 | 0.19694 | 0.19391 | 0 | 0 | 0 | 0 | 0 | 0 | 0 | 0
SCE | GWh | Commercial | Com - Hospital | BldgEnv | No | BldgEnv - Wall Spray On Insulation | 2.4075 | 2.3704 | 2.3339 | 2.298 | 2.2626 | 2.2278 | 2.1935 | 2.1597 | 2.1264 | 2.0937 | 2.0614 | 2.0297
SCE | GWh | Commercial | Com - Hospital | BldgEnv | No | BldgEnv - Window Film | 3.5667 | 3.5117 | 3.4576 | 3.4044 | 0 | 0 | 0 | 0 | 0 | 0 | 0 | 0
SCE | GWh | Commercial | Com - Hospital | FoodServ | No | FoodServ - Electric Steamer | 0.40081 | 0.40645 | 0.4125 | 0.41861 | 0.4251 | 0.43125 | 0.43691 | 0.44261 | 0.4479 | 0.45351 | 0.45893 | 0.46443
SCE | GWh | Commercial | Com - Hospital | FoodServ | No | FoodServ - Oven (Electric) | 0.35162 | 0.35656 | 0.36188 | 0.36723 | 0.37293 | 0.37832 | 0.38329 | 0.38829 | 0.39293 | 0.39785 | 0.4026 | 0.40743
SCE | GWh | Commercial | Com - Hospital | HVAC | Yes | HVAC - Advanced Package Rooftop AC (> EER 12) - Emerging | 0 | 21.5797 | 21.2474 | 20.9202 | 20.598 | 20.2808 | 19.9685 | 19.661 | 19.3582 | 19.0601 | 18.7665 | 18.4775
SCE | GWh | Commercial | Com - Hospital | HVAC | No | HVAC - Chiller (Centrifugal) | 12.9464 | 12.8645 | 12.7889 | 12.7159 | 12.0617 | 12.5803 | 12.5089 | 12.4399 | 12.3687 | 12.3027 | 12.2366 | 12.1732
SCE | GWh | Commercial | Com - Hospital | HVAC | No | HVAC - Chiller (Reciprocating) | 11.0887 | 11.1786 | 11.2783 | 11.3796 | 11.4899 | 11.5931 | 11.686 | 11.7804 | 11.8661 | 11.9594 | 12.049 | 12.1409
SCE | GWh | Commercial | Com - Hospital | HVAC | No | HVAC - Demand Controlled Ventilation | 13.4537 | 13.643 | 13.8462 | 14.0512 | 14.2692 | 14.4755 | 14.6655 | 14.8569 | 15.0343 | 15.2226 | 15.4046 | 15.5893
SCE | GWh | Commercial | Com - Hospital | HVAC | No | HVAC - Direct Evaporative Cooler | 10.0897 | 10.2317 | 10.3841 | 10.5378 | 10.7013 | 10.856 | 10.9985 | 11.142 | 11.2751 | 11.4163 | 11.5528 | 11.6913
SCE | GWh | Commercial | Com - Hospital | HVAC | No | HVAC - EER Rated Package Rooftop AC (EER 11) | 6.607 | 0.34968 | 0.5322 | 0.71412 | 0.90056 | 1.0804 | 1.2514 | 1.4219 | 1.5846 | 1.7511 | 1.9134 | 2.0757
SCE | GWh | Commercial | Com - Hospital | HVAC | No | HVAC - Repair Duct System | 5.065 | 4.987 | 4.9102 | 4.8346 | 0 | 0 | 0 | 0 | 0 | 0 | 0 | 0
SCE | GWh | Commercial | Com - Hospital | HVAC | No | HVAC - SEER Rated Package Rooftop AC (Recharge) | 6.3987 | 6.3001 | 6.2031 | 6.1076 | 6.0135 | 5.9209 | 5.8298 | 5.74 | 5.6516 | 5.5645 | 5.4788 | 5.3945
SCE | GWh | Commercial | Com - Hospital | HVAC | No | HVAC - SEER Rated Package Rooftop AC (SEER 14) | 41.5284 | 42.1422 | 0 | 0 | 0 | 0 | 0 | 0 | 0 | 0 | 0 | 0
SCE | GWh | Commercial | Com - Hospital | HVAC | No | HVAC - SEER Rated Package Rooftop AC (SEER 15) | 0 | 0 | 21.0494 | 21.3426 | 21.6551 | 21.9506 | 22.222 | 22.4958 | 22.749 | 23.0184 | 23.2786 | 23.5429
SCE | GWh | Commercial | Com - Hospital | HVAC | No | HVAC - SEER Rated Package Rooftop HP (SEER 15) | 14.1691 | 14.3776 | 6.7791 | 6.8837 | 6.9948 | 7.1 | 7.197 | 7.2947 | 7.3854 | 7.4815 | 7.5744 | 7.6686
SCE | GWh | Commercial | Com - Hospital | HVAC | No | HVAC - SEER Rated Split System AC (SEER 14) | 20.7846 | 21.0875 | 21.4122 | 0 | 0 | 0 | 0 | 0 | 0 | 0 | 0 | 0
SCE | GWh | Commercial | Com - Hospital | HVAC | No | HVAC - SEER Rated Split System AC (SEER 15) | 0 | 0 | 0 | 10.2676 | 10.4099 | 10.5442 | 10.6674 | 10.7916 | 10.9064 | 11.0287 | 11.1469 | 11.267
SCE | GWh | Commercial | Com - Hospital | HVAC | No | HVAC - SEER Rated Split System HP (SEER 15) | 9.1732 | 9.3258 | 4.4054 | 4.4815 | 4.5619 | 4.6383 | 4.7089 | 4.78 | 4.8462 | 4.916 | 4.9836 | 5.052
SCE | GWh | Commercial | Com - Hospital | Lighting | Yes | Lighting - LED Fixture (Replacing T8) - Emerging | 91.6253 | 94.601 | 97.7178 | 101.3593 | 104.6865 | 107.9846 | 110.7324 | 113.5265 | 116.2518 | 119.0924 | 121.9198 | 124.2931
SCE | GWh | Commercial | Com - Hospital | Lighting | Yes | Lighting - LED Lamp (Basic High - Indoor) - Emerging | 1.0728 | 1.1062 | 1.1388 | 1.1669 | 1.1963 | 0.15757 | 0.16082 | 0.16378 | 0.16662 | 0.16925 | 0.17182 | 0.17445
SCE | GWh | Commercial | Com - Hospital | Lighting | Yes | Lighting - LED Lamp (Basic Low - Indoor) - Emerging | 19.8629 | 20.5093 | 21.1365 | 21.6752 | 22.2402 | 3.4722 | 3.546 | 3.6129 | 3.6771 | 3.7445 | 3.8025 | 3.8616
SCE | GWh | Commercial | Com - Hospital | Lighting | Yes | Lighting - LED Plug-In Indoor Fixture - Emerging | 16.6386 | 17.1011 | 17.5309 | 17.8542 | 18.2537 | 1.0566 | 1.0744 | 1.0958 | 1.1113 | 1.1294 | 1.1453 | 1.1634
SCE | GWh | Commercial | Com - Hospital | Lighting | No | Lighting - Cold Cathode Lamp | 0.19077 | 0.19346 | 0.19634 | 0.19925 | 0.20234 | 0 | 0 | 0 | 0 | 0 | 0 | 0
SCE | GWh | Commercial | Com - Hospital | Lighting | No | Lighting - Compact Fluorescent Fixture (Indoor) | 23.1599 | 23.4561 | 23.7755 | 24.0979 | 24.442 | 0 | 0 | 0 | 0 | 0 | 0 | 0
SCE | GWh | Commercial | Com - Hospital | Lighting | No | Lighting - Exit Fixture (LED) | 2.2446 | 2.21 | 2.176 | 2.1425 | 2.1095 | 2.077 | 2.045 | 2.0135 | 1.9825 | 1.952 | 1.9219 | 1.8923
SCE | GWh | Commercial | Com - Hospital | Lighting | No | Lighting - Halogen Lamp (A-Line) | 0.40833 | 0.41407 | 0.42024 | 0.42646 | 0.43308 | 0 | 0 | 0 | 0 | 0 | 0 | 0
SCE | GWh | Commercial | Com - Hospital | Lighting | No | Lighting - High Bay HID to T5 | 2.3672 | 2.3976 | 2.4303 | 2.4633 | 2.4986 | 2.5319 | 2.5625 | 2.5934 | 2.6219 | 2.6523 | 2.6816 | 2.7114
SCE | GWh | Commercial | Com - Hospital | Lighting | No | Lighting - Induction Fixture (Indoor) | 3.2481 | 3.2938 | 3.3428 | 3.3923 | 3.4449 | 3.4947 | 3.5406 | 3.5868 | 3.6297 | 3.6751 | 3.719 | 3.7636
SCE | GWh | Commercial | Com - Hospital | Lighting | No | Lighting - Induction Fixture (Outdoor) | 1.2303 | 1.2476 | 1.2662 | 1.2849 | 1.3049 | 1.3237 | 1.3411 | 1.3586 | 1.3748 | 1.392 | 1.4087 | 1.4256
SCE | GWh | Commercial | Com - Hospital | Lighting | No | Lighting - Linear Fluorescent Delamping | 0.84978 | 0.83669 | 0.61786 | 0.40556 | 0.19966 | 0 | 0 | 0 | 0 | 0 | 0 | 0
SCE | GWh | Commercial | Com - Hospital | Lighting | No | Lighting - Low Bay HID to T5 | 0.10279 | 0.10411 | 0.10553 | 0.10696 | 0.10849 | 0.10994 | 0.11127 | 0.11261 | 0.11385 | 0.11517 | 0.11644 | 0.11773
SCE | GWh | Commercial | Com - Hospital | Lighting | No | Lighting - Plug-In Fixture (Exterior) | 1.4266 | 1.4467 | 1.4682 | 1.49 | 1.5131 | 1.5349 | 1.5551 | 1.5754 | 1.5942 | 1.6142 | 1.6335 | 1.653
SCE | GWh | Commercial | Com - Hospital | Lighting | No | Lighting - Plug-In Fixture (Linear Fluorescent) | 15.3266 | 15.5232 | 15.7352 | 15.9492 | 16.1775 | 0 | 0 | 0 | 0 | 0 | 0 | 0
SCE | GWh | Commercial | Com - Hospital | Lighting | No | Lighting - Plug-In Fixture (PSMH with Electronic Ballast) | 8.2456 | 8.3513 | 8.4654 | 8.5805 | 8.7034 | 8.8195 | 8.926 | 9.0335 | 9.1329 | 9.2387 | 9.3408 | 9.4447
SCE | GWh | Commercial | Com - Hospital | SHW | No | SHW - EF Rated Instantaneous Water Heater (Electric) | 0.2297 | 0.23306 | 0.23667 | 0.2403 | 0.24416 | 0.24781 | 0.25118 | 0.25457 | 0.25772 | 0.26106 | 0.26428 | 0.26755
SCE | GWh | Commercial | Com - Hospital | Service | No | HVAC - Comprehensive Rooftop Unit Quality Maintenance | 21.3972 | 21.0677 | 20.7433 | 20.4238 | 20.1093 | 19.7996 | 19.4947 | 19.1945 | 18.8989 | 18.6078 | 18.3213 | 18.0391
SCE | GWh | Commercial | Com - Hospital | Service | No | Service - HVAC Fault Detection & Diagnositics | 7.6914 | 7.7996 | 7.9158 | 8.033 | 8.1575 | 8.2755 | 8.3841 | 8.4935 | 8.595 | 8.7026 | 8.8067 | 8.9122
SCE | GWh | Commercial | Com - Hospital | Service | No | Service - Retro-Commissioning (Electric) | 24.4379 | 24.0616 | 23.691 | 23.3262 | 22.9669 | 22.6133 | 22.265 | 21.9221 | 21.5845 | 21.2521 | 20.9248 | 20.6026
SCE | GWh | Commercial | Com - Hospital | WholeBlg | No | HVAC - Energy Management System | 4.7341 | 4.8007 | 4.8723 | 4.9444 | 5.0211 | 5.0937 | 5.1605 | 5.2279 | 5.2903 | 5.3566 | 5.4206 | 5.4856
SCE | GWh | Commercial | Com - Hospital | WholeBlg | No | WholeBlg - Com RET Level 1 | 45.8683 | 45.1619 | 44.4664 | 43.7816 | 43.1074 | 42.4435 | 41.7899 | 41.1463 | 40.5127 | 39.8888 | 39.2745 | 38.6697
SCE | GWh | Commercial | Com - Hospital | WholeBlg | No | WholeBlg - Com RET Level 2 | 265.7696 | 261.6767 | 257.6469 | 253.6792 | 249.7725 | 245.926 | 242.1387 | 238.4098 | 234.7383 | 231.1233 | 227.564 | 224.0595
SCE | GWh | Commercial | Com - Hotel | AppPlug | No | AppPlug - Computer Monitor | 0.1024 | 0.10384 | 0.10539 | 0.10695 | 0 | 0 | 0 | 0 | 0 | 0 | 0 | 0
SCE | GWh | Commercial | Com - Hotel | AppPlug | No | AppPlug - Desktop Computer (Com - Power Management) | 3.7621 | 3.815 | 3.8718 | 3.9292 | 3.9901 | 4.0478 | 4.1009 | 4.1544 | 4.2041 | 4.2567 | 4.3076 | 4.3592
SCE | GWh | Commercial | Com - Hotel | AppPlug | No | AppPlug - Occupancy Sensor Plug Strip | 1.6049 | 1.6274 | 1.6517 | 1.6761 | 1.7021 | 1.7267 | 1.7494 | 1.7722 | 1.7934 | 1.8159 | 1.8376 | 1.8596
SCE | GWh | Commercial | Com - Hotel | AppPlug | No | AppPlug - Vending Machine Controls | 6.9197 | 7.0171 | 7.1216 | 7.2271 | 7.3392 | 7.4453 | 7.543 | 7.6414 | 7.7327 | 7.8296 | 7.9232 | 8.0181
SCE | GWh | Commercial | Com - Hotel | BldgEnv | No | BldgEnv - Attic Batt Insulation | 0.35832 | 0.3528 | 0.34737 | 0.34202 | 0 | 0 | 0 | 0 | 0 | 0 | 0 | 0
SCE | GWh | Commercial | Com - Hotel | BldgEnv | No | BldgEnv - Wall Spray On Insulation | 2.2888 | 2.2536 | 2.2189 | 2.1847 | 2.151 | 2.1179 | 2.0853 | 2.0532 | 2.0216 | 1.9904 | 1.9598 | 1.9296
SCE | GWh | Commercial | Com - Hotel | BldgEnv | No | BldgEnv - Window Film | 21.7476 | 21.4127 | 21.083 | 20.7583 | 20.4386 | 20.1239 | 19.8139 | 19.5088 | 19.2084 | 18.9126 | 18.6213 | 18.3345
SCE | GWh | Commercial | Com - Hotel | FoodServ | No | FoodServ - Electric Griddle | 0.023503 | 0.023833 | 0.024188 | 0.024547 | 0 | 0.025288 | 0.02562 | 0.025954 | 0.026264 | 0.026593 | 0.026911 | 0.027233
SCE | GWh | Commercial | Com - Hotel | FoodServ | No | FoodServ - Electric Steamer | 0.17931 | 0.18184 | 0.18455 | 0.18728 | 0.19018 | 0.19293 | 0.19547 | 0.19802 | 0.20038 | 0.20289 | 0.20532 | 0.20778
SCE | GWh | Commercial | Com - Hotel | FoodServ | No | FoodServ - Fryer (Electric) | 0.021128 | 0.021425 | 0.021745 | 0.022067 | 0.022409 | 0.022733 | 0.023031 | 0.023332 | 0.02361 | 0.023906 | 0.024192 | 0.024482
SCE | GWh | Commercial | Com - Hotel | FoodServ | No | FoodServ - Oven (Electric) | 0.16714 | 0.16949 | 0.17202 | 0.17456 | 0.17727 | 0.17983 | 0.18219 | 0.18457 | 0.18678 | 0.18911 | 0.19138 | 0.19367
SCE | GWh | Commercial | Com - Hotel | HVAC | Yes | HVAC - Advanced Package Rooftop AC (> EER 12) - Emerging | 0 | 12.5161 | 12.3233 | 12.1335 | 11.9467 | 11.7627 | 11.5815 | 11.4032 | 11.2276 | 11.0547 | 10.8844 | 10.7168
SCE | GWh | Commercial | Com - Hotel | HVAC | No | HVAC - Chiller (Centrifugal) | 7.6192 | 7.566 | 7.5164 | 7.4684 | 7.103 | 6.9936 | 6.8859 | 6.7798 | 6.6754 | 7.1963 | 7.1529 | 7.1111
SCE | GWh | Commercial | Com - Hotel | HVAC | No | HVAC - Chiller (Reciprocating) | 5.503 | 5.5394 | 5.5804 | 5.6223 | 5.6684 | 5.7113 | 5.7495 | 5.7885 | 5.8235 | 5.8621 | 5.8991 | 5.9372
SCE | GWh | Commercial | Com - Hotel | HVAC | No | HVAC - Demand Controlled Ventilation | 3.6381 | 3.6893 | 3.7443 | 3.7997 | 3.8587 | 3.9145 | 3.9658 | 4.0176 | 4.0656 | 4.1165 | 4.1657 | 4.2156
SCE | GWh | Commercial | Com - Hotel | HVAC | No | HVAC - EER Rated Package Rooftop AC (EER 11) | 3.7646 | 0.20778 | 0.31622 | 0.42432 | 0.5351 | 0.64195 | 0.74358 | 0.84484 | 0.94155 | 1.0405 | 1.1369 | 1.2334
SCE | GWh | Commercial | Com - Hotel | HVAC | No | HVAC - Repair Duct System | 3.4589 | 3.4056 | 3.3532 | 3.3015 | 0 | 0 | 0 | 0 | 0 | 0 | 2.9616 | 2.916
SCE | GWh | Commercial | Com - Hotel | HVAC | No | HVAC - SEER Rated Package Rooftop AC (Recharge) | 4.3526 | 4.2856 | 4.2196 | 4.1546 | 4.0906 | 4.0276 | 3.9656 | 3.9045 | 3.8444 | 3.7852 | 3.7269 | 3.6695
SCE | GWh | Commercial | Com - Hotel | HVAC | No | HVAC - SEER Rated Package Rooftop AC (SEER 14) | 21.7685 | 22.0594 | 0 | 0 | 0 | 0 | 0 | 0 | 0 | 0 | 0 | 0
SCE | GWh | Commercial | Com - Hotel | HVAC | No | HVAC - SEER Rated Package Rooftop AC (SEER 15) | 0 | 0 | 11.7705 | 11.9366 | 12.1135 | 12.2809 | 12.4347 | 12.5898 | 12.7334 | 12.886 | 13.0334 | 13.1831
SCE | GWh | Commercial | Com - Hotel | HVAC | No | HVAC - SEER Rated Package Rooftop HP (SEER 15) | 8.8518 | 8.9953 | 4.2475 | 4.3191 | 4.3949 | 4.4668 | 4.5333 | 4.6002 | 4.6624 | 4.7282 | 4.7918 | 4.8562
SCE | GWh | Commercial | Com - Hotel | HVAC | No | HVAC - SEER Rated Split System AC (SEER 14) | 11.9022 | 12.0707 | 12.2515 | 0 | 0 | 0 | 0 | 0 | 0 | 0 | 0 | 0
SCE | GWh | Commercial | Com - Hotel | HVAC | No | HVAC - SEER Rated Split System AC (SEER 15) | 0 | 0 | 0 | 6.1232 | 6.2028 | 6.2779 | 6.3466 | 6.4159 | 6.4798 | 6.5481 | 6.614 | 6.6811
SCE | GWh | Commercial | Com - Hotel | HVAC | No | HVAC - SEER Rated Split System HP (SEER 15) | 5.0866 | 5.1779 | 2.4491 | 2.4944 | 2.5422 | 2.5877 | 2.6299 | 2.6722 | 2.7118 | 2.7534 | 2.7937 | 2.8344
SCE | GWh | Commercial | Com - Hotel | Lighting | Yes | Lighting - LED Fixture (Replacing T8) - Emerging | 0 | 0 | 0 | 39.127 | 40.4365 | 41.7348 | 42.82 | 43.9237 | 45.0003 | 46.1226 | 47.2397 | 48.1813
SCE | GWh | Commercial | Com - Hotel | Lighting | Yes | Lighting - LED Lamp (Basic High - Indoor) - Emerging | 2.2835 | 2.3564 | 2.4276 | 2.4893 | 2.5541 | 0.33664 | 0.34381 | 0.35036 | 0.35664 | 0.36248 | 0.3682 | 0.37403
SCE | GWh | Commercial | Com - Hotel | Lighting | Yes | Lighting - LED Lamp (Basic Low - Indoor) - Emerging | 4.7606 | 4.9193 | 5.0737 | 5.2069 | 5.3466 | 0.83531 | 0.85363 | 0.87028 | 0.88627 | 0.90303 | 0.91754 | 0.93231
SCE | GWh | Commercial | Com - Hotel | Lighting | Yes | Lighting - LED Plug-In Indoor Fixture - Emerging | 6.0549 | 6.228 | 6.3894 | 6.5122 | 6.6628 | 0.38595 | 0.3927 | 0.40079 | 0.40668 | 0.41354 | 0.41962 | 0.42647
SCE | GWh | Commercial | Com - Hotel | Lighting | No | Lighting - Cold Cathode Lamp | 0.073725 | 0.074762 | 0.075876 | 0.076999 | 0.078194 | 0 | 0 | 0 | 0 | 0 | 0 | 0
SCE | GWh | Commercial | Com - Hotel | Lighting | No | Lighting - Compact Fluorescent Fixture (Indoor) | 8.3298 | 8.4428 | 8.5644 | 8.6871 | 8.8177 | 0 | 0 | 0 | 0 | 0 | 0 | 0
SCE | GWh | Commercial | Com - Hotel | Lighting | No | Lighting - Exit Fixture (LED) | 2.041 | 2.0095 | 1.9786 | 1.9481 | 1.9181 | 1.8886 | 1.8595 | 1.8309 | 1.8027 | 1.7749 | 1.7476 | 1.7207
SCE | GWh | Commercial | Com - Hotel | Lighting | No | Lighting - Halogen Lamp (A-Line) | 0.38819 | 0.39366 | 0.39952 | 0.40543 | 0.41172 | 0 | 0 | 0 | 0 | 0 | 0 | 0
SCE | GWh | Commercial | Com - Hotel | Lighting | No | Lighting - Induction Fixture (Indoor) | 3.3383 | 3.3852 | 3.4357 | 3.4865 | 3.5406 | 3.5918 | 3.6389 | 3.6864 | 3.7305 | 3.7772 | 3.8223 | 3.8682
SCE | GWh | Commercial | Com - Hotel | Lighting | No | Lighting - Induction Fixture (Outdoor) | 1.1696 | 1.1861 | 1.2037 | 1.2216 | 1.2405 | 1.2585 | 1.275 | 1.2916 | 1.307 | 1.3234 | 1.3392 | 1.3553
SCE | GWh | Commercial | Com - Hotel | Lighting | No | Lighting - Linear Fluorescent Delamping | 0.092053 | 0.090635 | 0.06693 | 0.043933 | 0 | 0 | 0 | 0 | 0 | 0 | 0 | 0
SCE | GWh | Commercial | Com - Hotel | Lighting | No | Lighting - Linear Fluorescent Fixture (Low Wattage T8) | 10.366 | 10.5057 | 10.6561 | 0 | 0 | 0 | 0 | 0 | 0 | 0 | 0 | 0
SCE | GWh | Commercial | Com - Hotel | Lighting | No | Lighting - Occupancy Sensor | 0 | 0 | 0 | 0 | 0 | 0 | 0 | 0 | 0 | 0 | 0 | 3.5008
SCE | GWh | Commercial | Com - Hotel | Lighting | No | Lighting - Plug-In Fixture (Exterior) | 1.3562 | 1.3753 | 1.3958 | 1.4165 | 1.4385 | 1.4593 | 1.4784 | 1.4977 | 1.5156 | 1.5346 | 1.5529 | 1.5715
SCE | GWh | Commercial | Com - Hotel | Lighting | No | Lighting - Plug-In Fixture (Linear Fluorescent) | 5.4836 | 5.5575 | 5.637 | 5.7173 | 5.8027 | 0 | 0 | 0 | 0 | 0 | 0 | 0
SCE | GWh | Commercial | Com - Hotel | Lighting | No | Lighting - Plug-In Fixture (PSMH with Electronic Ballast) | 0 | 0 | 0 | 2.7383 | 3.1218 | 3.1653 | 3.2053 | 3.2456 | 3.2829 | 3.3226 | 3.3609 | 3.3998
SCE | GWh | Commercial | Com - Hotel | Lighting | No | Lighting - Plug-In Fixture (PSMH) | 2.922 | 2.9614 | 3.0037 | 0.33437 | 0 | 0 | 0 | 0 | 0 | 0 | 0 | 0
SCE | GWh | Commercial | Com - Hotel | SHW | No | SHW - EF Rated Instantaneous Water Heater (Electric) | 0.10711 | 0.10861 | 0.11023 | 0.11186 | 0.11359 | 0.11523 | 0.11674 | 0.11826 | 0.11967 | 0.12117 | 0.12262 | 0.12408
SCE | GWh | Commercial | Com - Hotel | Service | No | HVAC - Comprehensive Rooftop Unit Quality Maintenance | 20.3422 | 20.0289 | 19.7204 | 19.4167 | 19.1177 | 18.8233 | 18.5334 | 18.248 | 17.967 | 17.6903 | 17.4179 | 17.1496
SCE | GWh | Commercial | Com - Hotel | Service | No | Service - HVAC Fault Detection & Diagnositics | 7.3121 | 7.415 | 7.5254 | 7.6369 | 7.7553 | 7.8675 | 7.9707 | 8.0747 | 8.1712 | 8.2735 | 8.3724 | 8.4728
SCE | GWh | Commercial | Com - Hotel | Service | No | Service - Retro-Commissioning (Electric) | 23.2329 | 22.8751 | 22.5228 | 22.176 | 21.8345 | 21.4982 | 21.1671 | 20.8412 | 20.5202 | 20.2042 | 19.8931 | 19.5867
SCE | GWh | Commercial | Com - Hotel | WholeBlg | No | HVAC - Energy Management System | 4.5007 | 4.564 | 4.632 | 4.7006 | 4.7735 | 4.8425 | 4.9061 | 4.9701 | 5.0295 | 5.0925 | 5.1533 | 5.2151
SCE | GWh | Commercial | Com - Hotel | WholeBlg | No | WholeBlg - Com RET Level 1 | 30.0468 | 29.584 | 29.1284 | 28.6799 | 28.2382 | 27.8033 | 27.3752 | 26.9536 | 26.5385 | 26.1298 | 25.7274 | 25.3312
SCE | GWh | Commercial | Com - Hotel | WholeBlg | No | WholeBlg - Com RET Level 2 | 166.6155 | 164.0496 | 161.5232 | 159.0358 | 156.5866 | 154.1752 | 151.8009 | 149.4632 | 147.1614 | 144.8951 | 142.6638 | 140.4667
SCE | GWh | Commercial | Com - Motel | AppPlug | No | AppPlug - Computer Monitor | 0.1024 | 0.10384 | 0.10539 | 0.10695 | 0 | 0 | 0 | 0 | 0 | 0 | 0 | 0
SCE | GWh | Commercial | Com - Motel | AppPlug | No | AppPlug - Desktop Computer (Com - Power Management) | 3.7621 | 3.815 | 3.8718 | 3.9292 | 3.9901 | 4.0478 | 4.1009 | 4.1544 | 4.2041 | 4.2567 | 4.3076 | 4.3592
SCE | GWh | Commercial | Com - Motel | AppPlug | No | AppPlug - Occupancy Sensor Plug Strip | 1.6049 | 1.6274 | 1.6517 | 1.6761 | 1.7021 | 1.7267 | 1.7494 | 1.7722 | 1.7934 | 1.8159 | 1.8376 | 1.8596
SCE | GWh | Commercial | Com - Motel | AppPlug | No | AppPlug - Vending Machine Controls | 6.9197 | 7.0171 | 7.1216 | 7.2271 | 7.3392 | 7.4453 | 7.543 | 7.6414 | 7.7327 | 7.8296 | 7.9232 | 8.0181
SCE | GWh | Commercial | Com - Motel | BldgEnv | No | BldgEnv - Attic Batt Insulation | 0.60387 | 0.59457 | 0.58542 | 0.5764 | 0 | 0 | 0 | 0 | 0 | 0 | 0 | 0
SCE | GWh | Commercial | Com - Motel | BldgEnv | No | BldgEnv - Wall Spray On Insulation | 2.2888 | 2.2536 | 2.2189 | 2.1847 | 2.151 | 2.1179 | 2.0853 | 2.0532 | 2.0216 | 1.9904 | 1.9598 | 1.9296
SCE | GWh | Commercial | Com - Motel | BldgEnv | No | BldgEnv - Window Film | 22.4784 | 22.1322 | 21.7914 | 21.4558 | 21.1254 | 20.8 | 20.4797 | 20.1643 | 19.8538 | 19.548 | 19.247 | 18.9506
SCE | GWh | Commercial | Com - Motel | FoodServ | No | FoodServ - Electric Griddle | 0.023503 | 0.023833 | 0.024188 | 0.024547 | 0 | 0.025288 | 0.02562 | 0.025954 | 0.026264 | 0.026593 | 0.026911 | 0.027233
SCE | GWh | Commercial | Com - Motel | FoodServ | No | FoodServ - Electric Steamer | 0.17931 | 0.18184 | 0.18455 | 0.18728 | 0.19018 | 0.19293 | 0.19547 | 0.19802 | 0.20038 | 0.20289 | 0.20532 | 0.20778
SCE | GWh | Commercial | Com - Motel | FoodServ | No | FoodServ - Fryer (Electric) | 0.021128 | 0.021425 | 0.021745 | 0.022067 | 0.022409 | 0.022733 | 0.023031 | 0.023332 | 0.02361 | 0.023906 | 0.024192 | 0.024482
SCE | GWh | Commercial | Com - Motel | FoodServ | No | FoodServ - Oven (Electric) | 0.16714 | 0.16949 | 0.17202 | 0.17456 | 0.17727 | 0.17983 | 0.18219 | 0.18457 | 0.18678 | 0.18911 | 0.19138 | 0.19367
SCE | GWh | Commercial | Com - Motel | HVAC | Yes | HVAC - Advanced Package Rooftop AC (> EER 12) - Emerging | 0 | 12.5037 | 12.3111 | 12.1215 | 11.9349 | 11.7511 | 11.5701 | 11.3919 | 11.2165 | 11.0437 | 10.8737 | 10.7062
SCE | GWh | Commercial | Com - Motel | HVAC | No | HVAC - Chiller (Centrifugal) | 3.9166 | 3.9156 | 3.9171 | 3.9193 | 3.6277 | 3.5718 | 3.5168 | 3.4626 | 3.4093 | 3.3568 | 3.3051 | 3.2542
SCE | GWh | Commercial | Com - Motel | HVAC | No | HVAC - Chiller (Reciprocating) | 4.2324 | 4.4104 | 4.5962 | 4.782 | 4.9749 | 5.1597 | 5.3336 | 5.5075 | 5.6719 | 5.8422 | 6.0077 | 6.1741
SCE | GWh | Commercial | Com - Motel | HVAC | No | HVAC - Demand Controlled Ventilation | 3.6381 | 3.6893 | 3.7443 | 3.7997 | 3.8587 | 3.9145 | 3.9658 | 4.0176 | 4.0656 | 4.1165 | 4.1657 | 4.2156
SCE | GWh | Commercial | Com - Motel | HVAC | No | HVAC - EER Rated Package Rooftop AC (EER 11) | 3.7646 | 0.20778 | 0.31622 | 0.42432 | 0.5351 | 0.64195 | 0.74358 | 0.84484 | 0.94155 | 1.0405 | 1.1369 | 1.2334
SCE | GWh | Commercial | Com - Motel | HVAC | No | HVAC - Repair Duct System | 3.3443 | 3.2928 | 3.2421 | 3.1921 | 0 | 0 | 0 | 0 | 0 | 0 | 0 | 2.8194
SCE | GWh | Commercial | Com - Motel | HVAC | No | HVAC - SEER Rated Package Rooftop AC (Recharge) | 3.82 | 3.7612 | 3.7033 | 3.6462 | 3.5901 | 3.5348 | 3.4804 | 3.4268 | 3.374 | 3.322 | 3.2709 | 3.2205
SCE | GWh | Commercial | Com - Motel | HVAC | No | HVAC - SEER Rated Package Rooftop AC (SEER 14) | 21.7685 | 22.0594 | 0 | 0 | 0 | 0 | 0 | 0 | 0 | 0 | 0 | 0
SCE | GWh | Commercial | Com - Motel | HVAC | No | HVAC - SEER Rated Package Rooftop AC (SEER 15) | 0 | 0 | 11.7705 | 11.9366 | 12.1135 | 12.2809 | 12.4347 | 12.5898 | 12.7334 | 12.886 | 13.0334 | 13.1831
SCE | GWh | Commercial | Com - Motel | HVAC | No | HVAC - SEER Rated Package Rooftop HP (SEER 15) | 8.8518 | 8.9953 | 4.2475 | 4.3191 | 4.3949 | 4.4668 | 4.5333 | 4.6002 | 4.6624 | 4.7282 | 4.7918 | 4.8562
SCE | GWh | Commercial | Com - Motel | HVAC | No | HVAC - SEER Rated Split System AC (SEER 14) | 11.9022 | 12.0707 | 12.2515 | 0 | 0 | 0 | 0 | 0 | 0 | 0 | 0 | 0
SCE | GWh | Commercial | Com - Motel | HVAC | No | HVAC - SEER Rated Split System AC (SEER 15) | 0 | 0 | 0 | 6.1232 | 6.2028 | 6.2779 | 6.3466 | 6.4159 | 6.4798 | 6.5481 | 6.614 | 6.6811
SCE | GWh | Commercial | Com - Motel | HVAC | No | HVAC - SEER Rated Split System HP (SEER 15) | 5.0866 | 5.1779 | 2.4491 | 2.4944 | 2.5422 | 2.5877 | 2.6299 | 2.6722 | 2.7118 | 2.7534 | 2.7937 | 2.8344
SCE | GWh | Commercial | Com - Motel | Lighting | Yes | Lighting - LED Fixture (Replacing T8) - Emerging | 0 | 0 | 0 | 0 | 33.6614 | 34.7409 | 35.6431 | 36.5605 | 37.4556 | 38.3885 | 39.3171 | 40.0997
SCE | GWh | Commercial | Com - Motel | Lighting | Yes | Lighting - LED Lamp (Basic High - Indoor) - Emerging | 1.9483 | 2.011 | 2.0723 | 2.1255 | 2.1813 | 0.28756 | 0.29375 | 0.29941 | 0.30483 | 0.30988 | 0.31483 | 0.31986
SCE | GWh | Commercial | Com - Motel | Lighting | Yes | Lighting - LED Lamp (Basic Low - Indoor) - Emerging | 4.0618 | 4.1982 | 4.3311 | 4.4458 | 4.5662 | 0.71355 | 0.72935 | 0.74372 | 0.75753 | 0.77199 | 0.78454 | 0.79731
SCE | GWh | Commercial | Com - Motel | Lighting | Yes | Lighting - LED Plug-In Indoor Fixture - Emerging | 5.3418 | 5.4959 | 5.6398 | 5.7495 | 5.8839 | 0.34091 | 0.34694 | 0.35415 | 0.35943 | 0.36556 | 0.37101 | 0.37712
SCE | GWh | Commercial | Com - Motel | Lighting | No | Lighting - Cold Cathode Lamp | 0.056054 | 0.056843 | 0.05769 | 0.058544 | 0.059452 | 0 | 0 | 0 | 0 | 0 | 0 | 0
SCE | GWh | Commercial | Com - Motel | Lighting | No | Lighting - Compact Fluorescent Fixture (Indoor) | 7.1071 | 7.2053 | 7.3109 | 7.4173 | 7.5306 | 0 | 0 | 0 | 0 | 0 | 0 | 0
SCE | GWh | Commercial | Com - Motel | Lighting | No | Lighting - Exit Fixture (LED) | 2.1383 | 2.1053 | 2.0729 | 2.041 | 2.0095 | 1.9786 | 1.9481 | 1.9181 | 1.8886 | 1.8595 | 1.8309 | 1.8027
SCE | GWh | Commercial | Com - Motel | Lighting | No | Lighting - Halogen Lamp (A-Line) | 0.38819 | 0.39366 | 0.39952 | 0.40543 | 0.41172 | 0 | 0 | 0 | 0 | 0 | 0 | 0
SCE | GWh | Commercial | Com - Motel | Lighting | No | Lighting - Induction Fixture (Indoor) | 3.3104 | 3.357 | 3.407 | 3.4575 | 3.5111 | 3.5619 | 3.6086 | 3.6557 | 3.6994 | 3.7457 | 3.7905 | 3.8359
SCE | GWh | Commercial | Com - Motel | Lighting | No | Lighting - Induction Fixture (Outdoor) | 1.1696 | 1.1861 | 1.2037 | 1.2216 | 1.2405 | 1.2585 | 1.275 | 1.2916 | 1.307 | 1.3234 | 1.3392 | 1.3553
SCE | GWh | Commercial | Com - Motel | Lighting | No | Lighting - Linear Fluorescent Delamping | 0.074943 | 0.073789 | 0.054489 | 0.035767 | 0 | 0 | 0 | 0 | 0 | 0 | 0 | 0
SCE | GWh | Commercial | Com - Motel | Lighting | No | Lighting - Linear Fluorescent Fixture (Low Wattage T8) | 8.6305 | 8.7465 | 8.8713 | 8.9973 | 0 | 0 | 0 | 0 | 0 | 0 | 0 | 0
SCE | GWh | Commercial | Com - Motel | Lighting | No | Lighting - Occupancy Sensor | 0 | 0 | 0 | 0 | 0 | 0 | 0 | 0 | 0 | 0 | 5.6723 | 5.7393
SCE | GWh | Commercial | Com - Motel | Lighting | No | Lighting - Plug-In Fixture (Exterior) | 1.3562 | 1.3753 | 1.3958 | 1.4165 | 1.4385 | 1.4593 | 1.4784 | 1.4977 | 1.5156 | 1.5346 | 1.5529 | 1.5715
SCE | GWh | Commercial | Com - Motel | Lighting | No | Lighting - Plug-In Fixture (Linear Fluorescent) | 0 | 0 | 5.0082 | 5.0793 | 5.155 | 0 | 0 | 0 | 0 | 0 | 0 | 0
SCE | GWh | Commercial | Com - Motel | Lighting | No | Lighting - Plug-In Fixture (PSMH with Electronic Ballast) | 0 | 0 | 0 | 0 | 0 | 2.3587 | 2.8473 | 2.883 | 2.9161 | 2.9512 | 2.9852 | 3.0197
SCE | GWh | Commercial | Com - Motel | Lighting | No | Lighting - Plug-In Fixture (PSMH) | 2.5962 | 2.6311 | 2.6687 | 2.7065 | 2.7469 | 0.44884 | 0 | 0 | 0 | 0 | 0 | 0
SCE | GWh | Commercial | Com - Motel | SHW | No | SHW - EF Rated Instantaneous Water Heater (Electric) | 0.094431 | 0.095757 | 0.097181 | 0.098616 | 0.10014 | 0.10159 | 0.10292 | 0.10426 | 0.1055 | 0.10682 | 0.1081 | 0.10939
SCE | GWh | Commercial | Com - Motel | Service | No | HVAC - Comprehensive Rooftop Unit Quality Maintenance | 20.3422 | 20.0289 | 19.7204 | 19.4167 | 19.1177 | 18.8233 | 18.5334 | 18.248 | 17.967 | 17.6903 | 17.4179 | 17.1496
SCE | GWh | Commercial | Com - Motel | Service | No | Service - HVAC Fault Detection & Diagnositics | 7.3121 | 7.415 | 7.5254 | 7.6369 | 7.7553 | 7.8675 | 7.9707 | 8.0747 | 8.1712 | 8.2735 | 8.3724 | 8.4728
SCE | GWh | Commercial | Com - Motel | Service | No | Service - Retro-Commissioning (Electric) | 23.2329 | 22.8751 | 22.5228 | 22.176 | 21.8345 | 21.4982 | 21.1671 | 20.8412 | 20.5202 | 20.2042 | 19.8931 | 19.5867
SCE | GWh | Commercial | Com - Motel | WholeBlg | No | HVAC - Energy Management System | 4.5007 | 4.564 | 4.632 | 4.7006 | 4.7735 | 4.8425 | 4.9061 | 4.9701 | 5.0295 | 5.0925 | 5.1533 | 5.2151
SCE | GWh | Commercial | Com - Motel | WholeBlg | No | WholeBlg - Com RET Level 1 | 30.0026 | 29.5406 | 29.0856 | 28.6377 | 28.1967 | 27.7625 | 27.3349 | 26.914 | 26.4995 | 26.0914 | 25.6896 | 25.294
SCE | GWh | Commercial | Com - Motel | WholeBlg | No | WholeBlg - Com RET Level 2 | 162.0117 | 159.5167 | 157.0601 | 154.6414 | 152.2599 | 149.9151 | 147.6064 | 145.3333 | 143.0952 | 140.8915 | 138.7218 | 136.5855
SCE | GWh | Commercial | Com - Nusing Home | AppPlug | No | AppPlug - Computer Monitor | 0.10771 | 0.10922 | 0.11085 | 0.11249 | 0 | 0 | 0 | 0 | 0 | 0 | 0 | 0
SCE | GWh | Commercial | Com - Nusing Home | AppPlug | No | AppPlug - Desktop Computer (Com - Power Management) | 3.9572 | 4.0129 | 4.0727 | 4.1329 | 4.197 | 4.2577 | 4.3136 | 4.3699 | 4.4221 | 4.4775 | 4.531 | 4.5853
SCE | GWh | Commercial | Com - Nusing Home | AppPlug | No | AppPlug - Occupancy Sensor Plug Strip | 1.6881 | 1.7118 | 1.7373 | 1.7631 | 1.7904 | 1.8163 | 1.8401 | 1.8642 | 1.8864 | 1.91 | 1.9329 | 1.956
SCE | GWh | Commercial | Com - Nusing Home | AppPlug | No | AppPlug - Vending Machine Controls | 6.391 | 6.4809 | 6.5775 | 6.6748 | 6.7784 | 6.8764 | 6.9666 | 7.0576 | 7.1419 | 7.2313 | 7.3177 | 7.4055
SCE | GWh | Commercial | Com - Nusing Home | BldgEnv | No | BldgEnv - Attic Batt Insulation | 0.020361 | 0.020048 | 0.019739 | 0.019435 | 0 | 0 | 0 | 0 | 0 | 0 | 0 | 0
SCE | GWh | Commercial | Com - Nusing Home | BldgEnv | No | BldgEnv - Wall Spray On Insulation | 1.2864 | 1.2666 | 1.2471 | 1.2278 | 1.2089 | 1.1903 | 1.172 | 1.1539 | 1.1362 | 1.1187 | 1.1014 | 1.0845
SCE | GWh | Commercial | Com - Nusing Home | BldgEnv | No | BldgEnv - Window Film | 23.1337 | 22.7775 | 22.4267 | 22.0813 | 21.7413 | 21.4065 | 21.0768 | 20.7522 | 20.4326 | 20.118 | 19.8081 | 19.5031
SCE | GWh | Commercial | Com - Nusing Home | FoodServ | No | FoodServ - Electric Steamer | 0.40081 | 0.40645 | 0.4125 | 0.41861 | 0.4251 | 0.43125 | 0.43691 | 0.44261 | 0.4479 | 0.45351 | 0.45893 | 0.46443
SCE | GWh | Commercial | Com - Nusing Home | FoodServ | No | FoodServ - Oven (Electric) | 0.35162 | 0.35656 | 0.36188 | 0.36723 | 0.37293 | 0.37832 | 0.38329 | 0.38829 | 0.39293 | 0.39785 | 0.4026 | 0.40743
SCE | GWh | Commercial | Com - Nusing Home | HVAC | Yes | HVAC - Advanced Package Rooftop AC (> EER 12) - Emerging | 0 | 18.4654 | 18.181 | 17.901 | 17.6253 | 17.3539 | 17.0866 | 16.8235 | 16.5644 | 16.3093 | 16.0582 | 15.8109
SCE | GWh | Commercial | Com - Nusing Home | HVAC | No | HVAC - Chiller (Centrifugal) | 6.8729 | 6.8237 | 6.7778 | 6.7332 | 6.4083 | 6.3096 | 6.2125 | 6.1168 | 6.0226 | 5.9299 | 5.8385 | 5.7486
SCE | GWh | Commercial | Com - Nusing Home | HVAC | No | HVAC - Chiller (Reciprocating) | 5.0795 | 5.1102 | 5.1452 | 5.1809 | 5.2206 | 5.2573 | 5.2899 | 5.3231 | 5.3528 | 5.3858 | 5.4174 | 5.4499
SCE | GWh | Commercial | Com - Nusing Home | HVAC | No | HVAC - Demand Controlled Ventilation | 9.5752 | 9.7099 | 9.8546 | 10.0005 | 10.1556 | 10.3025 | 10.4377 | 10.5739 | 10.7002 | 10.8342 | 10.9637 | 11.0951
SCE | GWh | Commercial | Com - Nusing Home | HVAC | No | HVAC - EER Rated Package Rooftop AC (EER 11) | 5.2187 | 0 | 0 | 0 | 0 | 0.77364 | 0.89612 | 1.0181 | 1.1347 | 1.2539 | 1.3701 | 1.4864
SCE | GWh | Commercial | Com - Nusing Home | HVAC | No | HVAC - EER Rated Package Rooftop HP (EER 11) | 0.030137 | 0.061233 | 0.093192 | 0.12505 | 0 | 0 | 0 | 0 | 0 | 0 | 0 | 0
SCE | GWh | Commercial | Com - Nusing Home | HVAC | No | HVAC - Repair Duct System | 4.2426 | 4.1772 | 4.1129 | 4.0496 | 0 | 0 | 0 | 0 | 0 | 0 | 0 | 0
SCE | GWh | Commercial | Com - Nusing Home | HVAC | No | HVAC - SEER Rated Package Rooftop AC (Recharge) | 5.2817 | 5.2003 | 5.1203 | 5.0414 | 0 | 0 | 0 | 0 | 0 | 4.5932 | 4.5224 | 4.4528
SCE | GWh | Commercial | Com - Nusing Home | HVAC | No | HVAC - SEER Rated Package Rooftop AC (SEER 14) | 38.4215 | 38.9447 | 0 | 0 | 0 | 0 | 0 | 0 | 0 | 0 | 0 | 0
SCE | GWh | Commercial | Com - Nusing Home | HVAC | No | HVAC - SEER Rated Package Rooftop AC (SEER 15) | 0 | 0 | 18.1436 | 18.3884 | 18.6496 | 18.8965 | 19.123 | 19.3515 | 19.5627 | 19.7876 | 20.0049 | 20.2256
SCE | GWh | Commercial | Com - Nusing Home | HVAC | No | HVAC - SEER Rated Package Rooftop HP (SEER 15) | 14.9972 | 15.199 | 7.1575 | 7.2592 | 7.3675 | 7.47 | 7.5641 | 7.6591 | 7.747 | 7.8405 | 7.9307 | 8.0224
SCE | GWh | Commercial | Com - Nusing Home | HVAC | No | HVAC - SEER Rated Split System AC (SEER 14) | 22.4233 | 22.7441 | 23.0883 | 0 | 0 | 0 | 0 | 0 | 0 | 0 | 0 | 0
SCE | GWh | Commercial | Com - Nusing Home | HVAC | No | HVAC - SEER Rated Split System AC (SEER 15) | 0 | 0 | 0 | 10.2395 | 10.371 | 10.4951 | 10.6084 | 10.7229 | 10.8283 | 10.9411 | 11.05 | 11.1608
SCE | GWh | Commercial | Com - Nusing Home | HVAC | No | HVAC - SEER Rated Split System HP (SEER 15) | 7.7056 | 7.8682 | 3.733 | 3.8132 | 3.8975 | 3.9779 | 4.0526 | 4.1276 | 4.1978 | 4.2714 | 4.3428 | 4.4149
SCE | GWh | Commercial | Com - Nusing Home | HVAC | No | HVAC - Thermostat | 9.6374 | 9.773 | 9.9186 | 10.0654 | 10.2215 | 10.3694 | 10.5054 | 10.6425 | 10.7696 | 10.9045 | 11.0349 | 11.1672
SCE | GWh | Commercial | Com - Nusing Home | Lighting | Yes | Lighting - LED Fixture (Replacing T8) - Emerging | 68.1557 | 70.3905 | 72.7316 | 75.4641 | 77.964 | 80.4422 | 82.5101 | 84.613 | 86.6643 | 88.8024 | 90.9307 | 92.7206
SCE | GWh | Commercial | Com - Nusing Home | Lighting | Yes | Lighting - LED Lamp (Basic High - Indoor) - Emerging | 0.86363 | 0.89083 | 0.91734 | 0.94029 | 0.96437 | 0.12706 | 0.12972 | 0.13215 | 0.13447 | 0.13663 | 0.13874 | 0.14089
SCE | GWh | Commercial | Com - Nusing Home | Lighting | Yes | Lighting - LED Lamp (Basic Low - Indoor) - Emerging | 15.9895 | 16.5156 | 17.0267 | 17.4666 | 17.9279 | 2.7998 | 2.8602 | 2.915 | 2.9676 | 3.0228 | 3.0704 | 3.1189
SCE | GWh | Commercial | Com - Nusing Home | Lighting | Yes | Lighting - LED Plug-In Indoor Fixture - Emerging | 13.7334 | 14.1201 | 14.48 | 14.7521 | 15.0873 | 0.87362 | 0.88858 | 0.90656 | 0.9196 | 0.9348 | 0.94827 | 0.96345
SCE | GWh | Commercial | Com - Nusing Home | Lighting | No | Lighting - Cold Cathode Lamp | 0.16637 | 0.16871 | 0.17123 | 0.17376 | 0.17646 | 0 | 0 | 0 | 0 | 0 | 0 | 0
SCE | GWh | Commercial | Com - Nusing Home | Lighting | No | Lighting - Compact Fluorescent Fixture (Indoor) | 18.6436 | 18.8886 | 19.1525 | 19.4189 | 19.7028 | 0 | 0 | 0 | 0 | 0 | 0 | 0
SCE | GWh | Commercial | Com - Nusing Home | Lighting | No | Lighting - Exit Fixture (LED) | 2.0599 | 2.0282 | 1.9969 | 1.9662 | 1.9359 | 1.9061 | 1.8767 | 1.8478 | 1.8194 | 1.7914 | 1.7638 | 1.7366
SCE | GWh | Commercial | Com - Nusing Home | Lighting | No | Lighting - Halogen Lamp (A-Line) | 0.40833 | 0.41407 | 0.42024 | 0.42646 | 0.43308 | 0 | 0 | 0 | 0 | 0 | 0 | 0
SCE | GWh | Commercial | Com - Nusing Home | Lighting | No | Lighting - High Bay HID to T5 | 1.7608 | 1.784 | 1.8089 | 1.834 | 1.8608 | 1.8861 | 1.9094 | 1.9329 | 1.9546 | 1.9777 | 2 | 2.0227
SCE | GWh | Commercial | Com - Nusing Home | Lighting | No | Lighting - Induction Fixture (Indoor) | 3.5407 | 3.5905 | 3.644 | 3.6979 | 3.7553 | 3.8096 | 3.8596 | 3.91 | 3.9566 | 4.0062 | 4.0541 | 4.1027
SCE | GWh | Commercial | Com - Nusing Home | Lighting | No | Lighting - Induction Fixture (Outdoor) | 1.2303 | 1.2476 | 1.2662 | 1.2849 | 1.3049 | 1.3237 | 1.3411 | 1.3586 | 1.3748 | 1.392 | 1.4087 | 1.4256
SCE | GWh | Commercial | Com - Nusing Home | Lighting | No | Lighting - Linear Fluorescent Delamping | 0.62467 | 0.61505 | 0.45419 | 0.29813 | 0 | 0 | 0 | 0 | 0 | 0 | 0 | 0
SCE | GWh | Commercial | Com - Nusing Home | Lighting | No | Lighting - Low Bay HID to T5 | 0.074376 | 0.077463 | 0.078545 | 0.079636 | 0.0808 | 0.0819 | 0.08291 | 0.08393 | 0.084872 | 0.085875 | 0.086844 | 0.087828
SCE | GWh | Commercial | Com - Nusing Home | Lighting | No | Lighting - Plug-In Fixture (Exterior) | 1.4266 | 1.4467 | 1.4682 | 1.49 | 1.5131 | 1.5349 | 1.5551 | 1.5754 | 1.5942 | 1.6142 | 1.6335 | 1.653
SCE | GWh | Commercial | Com - Nusing Home | Lighting | No | Lighting - Plug-In Fixture (Linear Fluorescent) | 12.5642 | 12.7291 | 12.9068 | 13.0862 | 13.2774 | 0 | 0 | 0 | 0 | 0 | 0 | 0
SCE | GWh | Commercial | Com - Nusing Home | Lighting | No | Lighting - Plug-In Fixture (PSMH with Electronic Ballast) | 6.7594 | 6.8482 | 6.9438 | 7.0403 | 7.1431 | 7.2404 | 7.3297 | 7.4198 | 7.5032 | 7.5918 | 7.6775 | 7.7645
SCE | GWh | Commercial | Com - Nusing Home | SHW | No | SHW - EF Rated Instantaneous Water Heater (Electric) | 0.23267 | 0.23595 | 0.23946 | 0.24301 | 0.24678 | 0.25034 | 0.25363 | 0.25694 | 0.26001 | 0.26327 | 0.26641 | 0.26961
SCE | GWh | Commercial | Com - Nusing Home | Service | No | HVAC - Comprehensive Rooftop Unit Quality Maintenance | 21.3972 | 21.0677 | 20.7433 | 20.4238 | 20.1093 | 19.7996 | 19.4947 | 19.1945 | 18.8989 | 18.6078 | 18.3213 | 18.0391
SCE | GWh | Commercial | Com - Nusing Home | Service | No | Service - HVAC Fault Detection & Diagnositics | 7.6914 | 7.7996 | 7.9158 | 8.033 | 8.1575 | 8.2755 | 8.3841 | 8.4935 | 8.595 | 8.7026 | 8.8067 | 8.9122
SCE | GWh | Commercial | Com - Nusing Home | Service | No | Service - Retro-Commissioning (Electric) | 24.4379 | 24.0616 | 23.691 | 23.3262 | 22.9669 | 22.6133 | 22.265 | 21.9221 | 21.5845 | 21.2521 | 20.9248 | 20.6026
SCE | GWh | Commercial | Com - Nusing Home | WholeBlg | No | HVAC - Energy Management System | 4.7341 | 4.8007 | 4.8723 | 4.9444 | 5.0211 | 5.0937 | 5.1605 | 5.2279 | 5.2903 | 5.3566 | 5.4206 | 5.4856
SCE | GWh | Commercial | Com - Nusing Home | WholeBlg | No | WholeBlg - Com RET Level 1 | 41.9446 | 41.2987 | 40.6627 | 40.0365 | 39.4199 | 38.8128 | 38.2151 | 37.6266 | 37.0472 | 36.4766 | 35.9149 | 35.3618
SCE | GWh | Commercial | Com - Nusing Home | WholeBlg | No | WholeBlg - Com RET Level 2 | 249.2455 | 245.4071 | 241.6278 | 237.9068 | 234.243 | 230.6357 | 227.0839 | 223.5868 | 220.1435 | 216.7533 | 213.4153 | 210.1287
SCE | GWh | Commercial | Com - Office (Large) | AppPlug | No | AppPlug - Computer Monitor | 0.78652 | 0.79759 | 0.80947 | 0.82145 | 0 | 0 | 0 | 0 | 0 | 0 | 0 | 0
SCE | GWh | Commercial | Com - Office (Large) | AppPlug | No | AppPlug - Desktop Computer (Com - Power Management) | 31.4166 | 31.8587 | 32.3333 | 32.8119 | 33.3208 | 33.8028 | 34.2463 | 34.6933 | 35.1076 | 35.5473 | 35.9723 | 36.4035
SCE | GWh | Commercial | Com - Office (Large) | AppPlug | No | AppPlug - Occupancy Sensor Plug Strip | 12.3269 | 12.5003 | 12.6866 | 12.8744 | 13.0741 | 13.2631 | 13.4372 | 13.6126 | 13.7751 | 13.9477 | 14.1144 | 14.2836
SCE | GWh | Commercial | Com - Office (Large) | AppPlug | No | AppPlug - Vending Machine Controls | 47.9653 | 48.6401 | 49.3647 | 50.0956 | 50.8725 | 51.6083 | 52.2855 | 52.9679 | 53.6005 | 54.2718 | 54.9206 | 55.579
SCE | GWh | Commercial | Com - Office (Large) | BldgEnv | No | BldgEnv - Attic Batt Insulation | 1.0298 | 1.0139 | 0.99829 | 0.98292 | 0 | 0 | 0 | 0 | 0 | 0 | 0 | 0
SCE | GWh | Commercial | Com - Office (Large) | BldgEnv | No | BldgEnv - Wall Spray On Insulation | 9.3934 | 9.2488 | 9.1063 | 8.9661 | 8.828 | 8.6921 | 8.5582 | 8.4264 | 8.2966 | 8.1689 | 8.0431 | 7.9192
SCE | GWh | Commercial | Com - Office (Large) | BldgEnv | No | BldgEnv - Window Film | 153.2579 | 150.8978 | 148.5739 | 146.2859 | 144.0331 | 141.815 | 139.631 | 137.4807 | 135.3635 | 133.2789 | 131.2264 | 129.2055
SCE | GWh | Commercial | Com - Office (Large) | FoodServ | No | FoodServ - Electric Steamer | 1.7217 | 1.7459 | 1.7719 | 1.7981 | 1.826 | 1.8524 | 1.8767 | 1.9012 | 1.9239 | 1.948 | 1.9713 | 1.9949
SCE | GWh | Commercial | Com - Office (Large) | FoodServ | No | FoodServ - Oven (Electric) | 1.6048 | 1.6273 | 1.6516 | 1.676 | 1.702 | 1.7266 | 1.7493 | 1.7721 | 1.7933 | 1.8157 | 1.8375 | 1.8595
SCE | GWh | Commercial | Com - Office (Large) | HVAC | No | HVAC - Chiller (Centrifugal) | 53.7646 | 53.3642 | 52.9882 | 52.6233 | 50.1446 | 49.3724 | 48.6121 | 47.8634 | 47.1263 | 46.4006 | 45.686 | 44.9825
SCE | GWh | Commercial | Com - Office (Large) | HVAC | No | HVAC - Chiller (Reciprocating) | 44.8735 | 45.1089 | 45.38 | 45.6584 | 45.9702 | 46.2579 | 46.5103 | 46.7691 | 46.998 | 47.2553 | 47.5006 | 47.7549
SCE | GWh | Commercial | Com - Office (Large) | HVAC | No | HVAC - Demand Controlled Ventilation | 20.5275 | 20.8163 | 21.1264 | 21.4392 | 21.7717 | 22.0866 | 22.3764 | 22.6685 | 22.9392 | 23.2265 | 23.5042 | 23.7859
SCE | GWh | Commercial | Com - Office (Large) | HVAC | No | HVAC - EER Rated Package Rooftop AC (EER 11) | 24.4515 | 24.0749 | 23.7042 | 23.3391 | 26.7764 | 27.1807 | 27.5534 | 27.9288 | 28.2772 | 28.6463 | 29.0033 | 29.3652
SCE | GWh | Commercial | Com - Office (Large) | HVAC | No | HVAC - EER Rated Package Rooftop HP (EER 11) | 0.1779 | 0.36147 | 0.55013 | 0.73819 | 0 | 0 | 0 | 0 | 0 | 0 | 0 | 0
SCE | GWh | Commercial | Com - Office (Large) | HVAC | No | HVAC - Repair Duct System | 28.3748 | 27.9379 | 27.5076 | 27.084 | 0 | 0 | 0 | 0 | 0 | 0 | 0 | 0
SCE | GWh | Commercial | Com - Office (Large) | HVAC | No | HVAC - SEER Rated Package Rooftop AC (Recharge) | 37.3955 | 36.8196 | 36.2526 | 35.6943 | 35.1446 | 34.6034 | 34.0705 | 33.5458 | 33.0292 | 32.5205 | 32.0197 | 31.5266
SCE | GWh | Commercial | Com - Office (Large) | HVAC | No | HVAC - SEER Rated Package Rooftop AC (SEER 14) | 103.2482 | 104.583 | 0 | 0 | 0 | 0 | 0 | 0 | 0 | 0 | 0 | 0
SCE | GWh | Commercial | Com - Office (Large) | HVAC | No | HVAC - SEER Rated Package Rooftop AC (SEER 15) | 0 | 0 | 62.2563 | 63.1973 | 64.197 | 65.144 | 66.0162 | 66.895 | 67.7101 | 68.5744 | 69.4099 | 70.2576
SCE | GWh | Commercial | Com - Office (Large) | HVAC | No | HVAC - SEER Rated Package Rooftop HP (SEER 15) | 49.1273 | 50.0638 | 23.7054 | 24.1695 | 24.6584 | 25.1235 | 25.5552 | 25.9889 | 26.3941 | 26.8199 | 27.2325 | 27.6496
SCE | GWh | Commercial | Com - Office (Large) | HVAC | No | HVAC - SEER Rated Split System AC (SEER 14) | 51.8795 | 52.5337 | 53.2395 | 0 | 0 | 0 | 0 | 0 | 0 | 0 | 0 | 0
SCE | GWh | Commercial | Com - Office (Large) | HVAC | No | HVAC - SEER Rated Split System AC (SEER 15) | 0 | 0 | 0 | 30.1416 | 30.5584 | 30.952 | 31.3128 | 31.6769 | 32.013 | 32.3715 | 32.7175 | 33.0694
SCE | GWh | Commercial | Com - Office (Large) | HVAC | No | HVAC - SEER Rated Split System HP (SEER 15) | 27.8081 | 28.281 | 13.3644 | 13.6 | 13.8489 | 14.0853 | 14.3041 | 14.5241 | 14.7292 | 14.9454 | 15.1546 | 15.3665
SCE | GWh | Commercial | Com - Office (Large) | HVAC | No | HVAC - Thermostat | 71.2285 | 72.2307 | 73.3067 | 74.392 | 75.5458 | 76.6384 | 77.644 | 78.6574 | 79.5968 | 80.5937 | 81.5572 | 82.5349
SCE | GWh | Commercial | Com - Office (Large) | Lighting | Yes | Lighting - LED Fixture (Replacing T8) - Emerging | 0 | 514.6461 | 532.2513 | 552.7388 | 571.5536 | 590.2099 | 605.8487 | 621.7538 | 637.2723 | 653.448 | 669.552 | 683.1727
SCE | GWh | Commercial | Com - Office (Large) | Lighting | Yes | Lighting - LED Lamp (Basic High - Indoor) - Emerging | 32.1372 | 33.1748 | 34.1882 | 35.0693 | 35.9938 | 4.7455 | 4.8481 | 4.9418 | 5.0317 | 5.1153 | 5.1974 | 5.2808
SCE | GWh | Commercial | Com - Office (Large) | Lighting | Yes | Lighting - LED Lamp (Basic Low - Indoor) - Emerging | 35.2657 | 36.454 | 37.6108 | 38.611 | 39.66 | 6.1981 | 6.3358 | 6.4612 | 6.5816 | 6.7077 | 6.8172 | 6.9286
SCE | GWh | Commercial | Com - Office (Large) | Lighting | Yes | Lighting - LED Plug-In Indoor Fixture - Emerging | 107.7881 | 110.908 | 113.8218 | 116.0461 | 118.7698 | 6.882 | 7.0044 | 7.1505 | 7.2576 | 7.3818 | 7.4923 | 7.6163
SCE | GWh | Commercial | Com - Office (Large) | Lighting | No | Lighting - Cold Cathode Lamp | 1.0223 | 1.0367 | 1.0521 | 1.0677 | 1.0843 | 0 | 0 | 0 | 0 | 0 | 0 | 0
SCE | GWh | Commercial | Com - Office (Large) | Lighting | No | Lighting - Compact Fluorescent Fixture (Indoor) | 94.5978 | 95.9144 | 97.3287 | 98.7554 | 100.2727 | 0 | 0 | 0 | 0 | 0 | 0 | 0
SCE | GWh | Commercial | Com - Office (Large) | Lighting | No | Lighting - Exit Fixture (LED) | 16.5718 | 16.3166 | 16.0653 | 15.8179 | 15.5743 | 15.3345 | 15.0983 | 14.8658 | 14.6369 | 14.4115 | 14.1895 | 13.971
SCE | GWh | Commercial | Com - Office (Large) | Lighting | No | Lighting - Halogen Lamp (A-Line) | 2.9817 | 3.0237 | 3.0687 | 3.1142 | 3.1625 | 0 | 0 | 0 | 0 | 0 | 0 | 0
SCE | GWh | Commercial | Com - Office (Large) | Lighting | No | Lighting - High Bay HID to T5 | 0 | 0 | 4.4655 | 4.5316 | 4.6019 | 4.6684 | 4.7296 | 4.7914 | 4.8486 | 4.9093 | 4.9679 | 5.0275
SCE | GWh | Commercial | Com - Office (Large) | Lighting | No | Lighting - Induction Fixture (Indoor) | 23.9319 | 24.2686 | 24.6301 | 24.9948 | 25.3825 | 25.7496 | 26.0874 | 26.4279 | 26.7436 | 27.0785 | 27.4022 | 27.7307
SCE | GWh | Commercial | Com - Office (Large) | Lighting | No | Lighting - Induction Fixture (Outdoor) | 8.9839 | 9.1103 | 9.246 | 9.3829 | 9.5284 | 9.6662 | 9.793 | 9.9209 | 10.0393 | 10.1651 | 10.2866 | 10.4099
SCE | GWh | Commercial | Com - Office (Large) | Lighting | No | Lighting - Linear Fluorescent Delamping | 1.1752 | 1.1571 | 0.85443 | 0.56085 | 0 | 0 | 0 | 0 | 0 | 0 | 0 | 0
SCE | GWh | Commercial | Com - Office (Large) | Lighting | No | Lighting - Linear Fluorescent Fixture (Low Wattage T8) | 158.9539 | 0 | 0 | 0 | 0 | 0 | 0 | 0 | 0 | 0 | 0 | 0
SCE | GWh | Commercial | Com - Office (Large) | Lighting | No | Lighting - Low Bay HID to T5 | 0 | 0 | 0 | 0 | 0 | 0 | 0 | 0.65205 | 3.1346 | 3.1739 | 3.2118 | 3.2503
SCE | GWh | Commercial | Com - Office (Large) | Lighting | No | Lighting - Occupancy Sensor | 0 | 0 | 0 | 0 | 0 | 0 | 0 | 0 | 0 | 0 | 0 | 11.2374
SCE | GWh | Commercial | Com - Office (Large) | Lighting | No | Lighting - Plug-In Fixture (Exterior) | 10.4174 | 10.564 | 10.7213 | 10.8801 | 11.0488 | 11.2086 | 11.3557 | 11.5039 | 11.6413 | 11.7871 | 11.928 | 12.071
SCE | GWh | Commercial | Com - Office (Large) | Lighting | No | Lighting - Plug-In Fixture (Linear Fluorescent) | 100.3063 | 101.7171 | 103.2318 | 104.7596 | 106.3839 | 0 | 0 | 0 | 0 | 0 | 0 | 0
SCE | GWh | Commercial | Com - Office (Large) | Lighting | No | Lighting - Plug-In Fixture (PSMH with Electronic Ballast) | 33.016 | 33.4804 | 33.9789 | 34.4818 | 35.0165 | 35.5227 | 35.9887 | 36.4583 | 36.8936 | 37.3555 | 37.8019 | 38.255
SCE | GWh | Commercial | Com - Office (Large) | SHW | No | SHW - EF Rated Instantaneous Water Heater (Electric) | 0.26603 | 0.26971 | 0.27367 | 0.27766 | 0.28191 | 0.28592 | 0.28962 | 0.29335 | 0.2968 | 0.30047 | 0.30401 | 0.3076
SCE | GWh | Commercial | Com - Office (Large) | Service | No | HVAC - Comprehensive Rooftop Unit Quality Maintenance | 156.2487 | 153.8424 | 151.4733 | 149.1406 | 146.8438 | 144.5824 | 142.3558 | 140.1636 | 138.0051 | 135.8798 | 133.7872 | 131.7269
SCE | GWh | Commercial | Com - Office (Large) | Service | No | Service - HVAC Fault Detection & Diagnositics | 56.1646 | 56.9547 | 57.8032 | 58.659 | 59.5687 | 60.4303 | 61.2232 | 62.0223 | 62.763 | 63.5491 | 64.3088 | 65.0798
SCE | GWh | Commercial | Com - Office (Large) | Service | No | Service - Retro-Commissioning (Electric) | 178.4525 | 175.7044 | 172.9985 | 170.3343 | 167.7112 | 165.1284 | 162.5854 | 160.0816 | 157.6164 | 155.1891 | 152.7992 | 150.4461
SCE | GWh | Commercial | Com - Office (Large) | WholeBlg | No | HVAC - Energy Management System | 34.57 | 35.0564 | 35.5786 | 36.1054 | 36.6654 | 37.1956 | 37.6837 | 38.1756 | 38.6315 | 39.1153 | 39.5829 | 40.0575
SCE | GWh | Commercial | Com - Office (Large) | WholeBlg | No | WholeBlg - Com RET Level 1 | 217.5889 | 214.238 | 210.9387 | 207.6903 | 204.4919 | 201.3427 | 198.242 | 195.1891 | 192.1832 | 189.2235 | 186.3095 | 183.4403
SCE | GWh | Commercial | Com - Office (Large) | WholeBlg | No | WholeBlg - Com RET Level 2 | 1411.5751 | 1389.8369 | 1368.4334 | 1347.3595 | 1326.6102 | 1306.1804 | 1286.0652 | 1266.2598 | 1246.7594 | 1227.5593 | 1208.6549 | 1190.0416
SCE | GWh | Commercial | Com - Office (Small) | AppPlug | No | AppPlug - Computer Monitor | 0.21627 | 0.21931 | 0.22258 | 0.22587 | 0 | 0 | 0 | 0 | 0 | 0 | 0 | 0
SCE | GWh | Commercial | Com - Office (Small) | AppPlug | No | AppPlug - Desktop Computer (Com - Power Management) | 8.6385 | 8.7601 | 8.8906 | 9.0222 | 9.1621 | 9.2946 | 9.4166 | 9.5395 | 9.6534 | 9.7743 | 9.8912 | 10.0098
SCE | GWh | Commercial | Com - Office (Small) | AppPlug | No | AppPlug - Occupancy Sensor Plug Strip | 3.3895 | 3.4372 | 3.4884 | 3.54 | 3.5949 | 3.6469 | 3.6948 | 3.743 | 3.7877 | 3.8351 | 3.881 | 3.9275
SCE | GWh | Commercial | Com - Office (Small) | AppPlug | No | AppPlug - Vending Machine Controls | 14.6147 | 14.8203 | 15.0411 | 15.2638 | 15.5005 | 15.7247 | 15.931 | 16.1389 | 16.3317 | 16.5362 | 16.7339 | 16.9345
SCE | GWh | Commercial | Com - Office (Small) | BldgEnv | No | BldgEnv - Attic Batt Insulation | 0.22748 | 0.22398 | 0.22053 | 0.21713 | 0 | 0 | 0 | 0 | 0 | 0 | 0 | 0
SCE | GWh | Commercial | Com - Office (Small) | BldgEnv | No | BldgEnv - Wall Spray On Insulation | 2.5829 | 2.5431 | 2.5039 | 2.4654 | 2.4274 | 2.39 | 2.3532 | 2.317 | 2.2813 | 2.2462 | 2.2116 | 2.1775
SCE | GWh | Commercial | Com - Office (Small) | BldgEnv | No | BldgEnv - Window Film | 49.669 | 48.9041 | 48.151 | 47.4095 | 46.6794 | 45.9605 | 45.2527 | 44.5558 | 43.8697 | 43.1941 | 42.5289 | 41.8739
SCE | GWh | Commercial | Com - Office (Small) | HVAC | No | HVAC - Chiller (Centrifugal) | 15.27 | 15.1579 | 15.0528 | 14.9508 | 14.2404 | 14.0211 | 13.8051 | 13.5925 | 13.3832 | 13.1771 | 12.9742 | 12.7744
SCE | GWh | Commercial | Com - Office (Small) | HVAC | No | HVAC - Chiller (Reciprocating) | 13.126 | 13.1996 | 13.2839 | 13.3702 | 13.4664 | 13.5555 | 13.6339 | 13.7142 | 13.7856 | 13.8653 | 13.9414 | 14.0202
SCE | GWh | Commercial | Com - Office (Small) | HVAC | No | HVAC - Demand Controlled Ventilation | 0.0074917 | 0.0075971 | 0.0077103 | 0.0078245 | 0 | 0 | 0 | 0 | 0 | 0 | 0 | 0
SCE | GWh | Commercial | Com - Office (Small) | HVAC | No | HVAC - Direct Evaporative Cooler | 11.5586 | 11.7212 | 11.8959 | 12.072 | 12.2592 | 12.4365 | 12.5997 | 12.7641 | 12.9166 | 13.0784 | 13.2347 | 13.3934
SCE | GWh | Commercial | Com - Office (Small) | HVAC | No | HVAC - EER Rated Package Rooftop AC (EER 11) | 7.037 | 6.9286 | 6.8219 | 6.7169 | 0 | 7.8225 | 7.9298 | 8.0378 | 8.1381 | 8.2443 | 8.347 | 8.4512
SCE | GWh | Commercial | Com - Office (Small) | HVAC | No | HVAC - EER Rated Package Rooftop HP (EER 11) | 0.048759 | 0.099069 | 0.15078 | 0.20232 | 0 | 0 | 0 | 0 | 0 | 0 | 0 | 0
SCE | GWh | Commercial | Com - Office (Small) | HVAC | No | HVAC - Repair Duct System | 7.9711 | 7.8484 | 7.7275 | 7.6085 | 0 | 0 | 0 | 0 | 0 | 0 | 0 | 0
SCE | GWh | Commercial | Com - Office (Small) | HVAC | No | HVAC - SEER Rated Package Rooftop AC (Recharge) | 10.2604 | 10.1024 | 9.9468 | 9.7937 | 0 | 9.4943 | 9.3481 | 9.2042 | 9.0624 | 8.9229 | 8.7855 | 8.6502
SCE | GWh | Commercial | Com - Office (Small) | HVAC | No | HVAC - SEER Rated Package Rooftop AC (SEER 14) | 31.3965 | 31.827 | 0 | 0 | 0 | 0 | 0 | 0 | 0 | 0 | 0 | 0
SCE | GWh | Commercial | Com - Office (Small) | HVAC | No | HVAC - SEER Rated Package Rooftop AC (SEER 15) | 0 | 0 | 18.3313 | 18.612 | 18.9101 | 19.1925 | 19.4528 | 19.715 | 19.9582 | 20.2161 | 20.4653 | 20.7182
SCE | GWh | Commercial | Com - Office (Small) | HVAC | No | HVAC - SEER Rated Package Rooftop HP (SEER 15) | 13.8555 | 14.1177 | 6.6839 | 6.8138 | 6.9507 | 7.081 | 7.2018 | 7.3233 | 7.4367 | 7.556 | 7.6715 | 7.7883
SCE | GWh | Commercial | Com - Office (Small) | HVAC | No | HVAC - SEER Rated Split System AC (SEER 14) | 13.9687 | 14.1635 | 14.3728 | 0 | 0 | 0 | 0 | 0 | 0 | 0 | 0 | 0
SCE | GWh | Commercial | Com - Office (Small) | HVAC | No | HVAC - SEER Rated Split System AC (SEER 15) | 0 | 0 | 0 | 7.8887 | 8.0018 | 8.1087 | 8.2069 | 8.3059 | 8.3974 | 8.4949 | 8.589 | 8.6846
SCE | GWh | Commercial | Com - Office (Small) | HVAC | No | HVAC - SEER Rated Split System HP (SEER 15) | 7.8291 | 7.9643 | 3.7646 | 3.8319 | 3.903 | 3.9705 | 4.0331 | 4.0959 | 4.1546 | 4.2163 | 4.2761 | 4.3367
SCE | GWh | Commercial | Com - Office (Small) | HVAC | No | HVAC - Thermostat | 22.2204 | 22.5331 | 22.8687 | 23.2073 | 23.5672 | 23.9081 | 24.2218 | 24.5379 | 24.831 | 25.142 | 25.4426 | 25.7476
SCE | GWh | Commercial | Com - Office (Small) | Lighting | Yes | Lighting - LED Fixture (Replacing T8) - Emerging | 0 | 135.7414 | 140.3033 | 145.6218 | 150.4946 | 155.3255 | 159.3635 | 163.47 | 167.4761 | 171.6517 | 175.8084 | 179.3117
SCE | GWh | Commercial | Com - Office (Small) | Lighting | Yes | Lighting - LED Lamp (Basic High - Indoor) - Emerging | 8.6055 | 8.8783 | 9.1444 | 9.375 | 9.617 | 1.2673 | 1.2941 | 1.3185 | 1.3419 | 1.3636 | 1.3849 | 1.4066
SCE | GWh | Commercial | Com - Office (Small) | Lighting | Yes | Lighting - LED Lamp (Basic Low - Indoor) - Emerging | 9.4432 | 9.7559 | 10.0599 | 10.3218 | 10.5965 | 1.6552 | 1.6912 | 1.7239 | 1.7552 | 1.7881 | 1.8166 | 1.8455
SCE | GWh | Commercial | Com - Office (Small) | Lighting | Yes | Lighting - LED Plug-In Indoor Fixture - Emerging | 10.2933 | 10.5853 | 10.8573 | 11.0635 | 11.3171 | 0.65543 | 0.66677 | 0.68037 | 0.69027 | 0.70179 | 0.71201 | 0.72351
SCE | GWh | Commercial | Com - Office (Small) | Lighting | No | Lighting - Cold Cathode Lamp | 0.28579 | 0.28981 | 0.29413 | 0.29849 | 0.30311 | 0 | 0 | 0 | 0 | 0 | 0 | 0
SCE | GWh | Commercial | Com - Office (Small) | Lighting | No | Lighting - Compact Fluorescent Fixture (Indoor) | 25.3307 | 25.6689 | 26.0328 | 26.4001 | 26.7913 | 0 | 0 | 0 | 0 | 0 | 0 | 0
SCE | GWh | Commercial | Com - Office (Small) | Lighting | No | Lighting - Exit Fixture (LED) | 4.4868 | 4.4178 | 4.3497 | 4.2827 | 4.2168 | 4.1518 | 4.0879 | 4.0249 | 3.963 | 3.9019 | 3.8418 | 3.7827
SCE | GWh | Commercial | Com - Office (Small) | Lighting | No | Lighting - Halogen Lamp (A-Line) | 0.81988 | 0.83141 | 0.8438 | 0.85629 | 0.86957 | 0 | 0 | 0 | 0 | 0 | 0 | 0
SCE | GWh | Commercial | Com - Office (Small) | Lighting | No | Lighting - High Bay HID to T5 | 0 | 0 | 0 | 1.1939 | 1.2117 | 1.2286 | 1.2441 | 1.2597 | 1.2742 | 1.2896 | 1.3045 | 1.3196
SCE | GWh | Commercial | Com - Office (Small) | Lighting | No | Lighting - Induction Fixture (Indoor) | 7.1093 | 7.2093 | 7.3167 | 7.425 | 7.5402 | 7.6492 | 7.7496 | 7.8507 | 7.9445 | 8.044 | 8.1402 | 8.2378
SCE | GWh | Commercial | Com - Office (Small) | Lighting | No | Lighting - Induction Fixture (Outdoor) | 2.4703 | 2.505 | 2.5423 | 2.58 | 2.62 | 2.6579 | 2.6928 | 2.7279 | 2.7605 | 2.7951 | 2.8285 | 2.8624
SCE | GWh | Commercial | Com - Office (Small) | Lighting | No | Lighting - Linear Fluorescent Delamping | 0.31332 | 0.30849 | 0.22781 | 0.14953 | 0 | 0 | 0 | 0 | 0 | 0 | 0 | 0
SCE | GWh | Commercial | Com - Office (Small) | Lighting | No | Lighting - Linear Fluorescent Fixture (Low Wattage T8) | 41.9496 | 0 | 0 | 0 | 0 | 0 | 0 | 0 | 0 | 0 | 0 | 0
SCE | GWh | Commercial | Com - Office (Small) | Lighting | No | Lighting - Low Bay HID to T5 | 0 | 0 | 0 | 0 | 0 | 0 | 0 | 0 | 0 | 0.83373 | 0.84334 | 0.8531
SCE | GWh | Commercial | Com - Office (Small) | Lighting | No | Lighting - Occupancy Sensor | 0 | 0 | 0 | 0 | 0 | 0 | 15.2027 | 15.3999 | 15.5827 | 15.7767 | 15.9642 | 16.1545
SCE | GWh | Commercial | Com - Office (Small) | Lighting | No | Lighting - Plug-In Fixture (Exterior) | 2.8644 | 2.9047 | 2.948 | 2.9917 | 3.0381 | 3.082 | 3.1224 | 3.1632 | 3.201 | 3.2411 | 3.2798 | 3.3191
SCE | GWh | Commercial | Com - Office (Small) | Lighting | No | Lighting - Plug-In Fixture (Linear Fluorescent) | 14.2417 | 14.4335 | 14.64 | 14.8483 | 15.0701 | 0 | 0 | 0 | 0 | 0 | 0 | 0
SCE | GWh | Commercial | Com - Office (Small) | Lighting | No | Lighting - Plug-In Fixture (PSMH with Electronic Ballast) | 8.6904 | 8.8075 | 8.9335 | 9.0606 | 9.1959 | 9.324 | 9.4417 | 9.5604 | 9.6702 | 9.787 | 9.8998 | 10.0144
SCE | GWh | Commercial | Com - Office (Small) | SHW | No | SHW - EF Rated Instantaneous Water Heater (Electric) | 0.4229 | 0.42873 | 0.435 | 0.44132 | 0.44805 | 0.45442 | 0.46027 | 0.46618 | 0.47165 | 0.47746 | 0.48307 | 0.48877
SCE | GWh | Commercial | Com - Office (Small) | Service | No | HVAC - Comprehensive Rooftop Unit Quality Maintenance | 42.9632 | 42.3015 | 41.6501 | 41.0087 | 40.3772 | 39.7554 | 39.1431 | 38.5403 | 37.9468 | 37.3624 | 36.787 | 36.2205
SCE | GWh | Commercial | Com - Office (Small) | Service | No | Service - HVAC Fault Detection & Diagnositics | 15.4434 | 15.6607 | 15.894 | 16.1293 | 16.3794 | 16.6163 | 16.8343 | 17.0541 | 17.2577 | 17.4739 | 17.6828 | 17.8948
SCE | GWh | Commercial | Com - Office (Small) | Service | No | Service - Retro-Commissioning (Electric) | 49.0685 | 48.3128 | 47.5688 | 46.8363 | 46.115 | 45.4048 | 44.7056 | 44.0171 | 43.3393 | 42.6718 | 42.0147 | 41.3677
SCE | GWh | Commercial | Com - Office (Small) | WholeBlg | No | HVAC - Energy Management System | 9.5056 | 9.6393 | 9.7829 | 9.9278 | 10.0818 | 10.2276 | 10.3618 | 10.497 | 10.6224 | 10.7554 | 10.884 | 11.0145
SCE | GWh | Commercial | Com - Office (Small) | WholeBlg | No | WholeBlg - Com RET Level 1 | 57.4934 | 56.608 | 55.7362 | 54.8779 | 54.0328 | 53.2007 | 52.3814 | 51.5747 | 50.7804 | 49.9984 | 49.2284 | 48.4703
SCE | GWh | Commercial | Com - Office (Small) | WholeBlg | No | WholeBlg - Com RET Level 2 | 371.7785 | 366.0531 | 360.4159 | 354.8655 | 349.4006 | 344.0198 | 338.7219 | 333.5056 | 328.3696 | 323.3127 | 318.3337 | 313.4314
SCE | GWh | Commercial | Com - Restaurant (Fast Food) | AppPlug | No | AppPlug - Computer Monitor | 0.076887 | 0.077969 | 0.07913 | 0.080302 | 0 | 0 | 0 | 0 | 0 | 0 | 0 | 0
SCE | GWh | Commercial | Com - Restaurant (Fast Food) | AppPlug | No | AppPlug - Desktop Computer (Com - Power Management) | 2.8248 | 2.8646 | 2.9072 | 2.9503 | 2.996 | 3.0394 | 3.0792 | 3.1194 | 3.1567 | 3.1962 | 3.2344 | 3.2732
SCE | GWh | Commercial | Com - Restaurant (Fast Food) | AppPlug | No | AppPlug - Occupancy Sensor Plug Strip | 1.205 | 1.222 | 1.2402 | 1.2585 | 1.2781 | 1.2965 | 1.3136 | 1.3307 | 1.3466 | 1.3635 | 1.3798 | 1.3963
SCE | GWh | Commercial | Com - Restaurant (Fast Food) | AppPlug | No | AppPlug - Vending Machine Controls | 6.3363 | 6.4255 | 6.5212 | 6.6177 | 6.7204 | 6.8176 | 6.907 | 6.9972 | 7.0808 | 7.1694 | 7.2551 | 7.3421
SCE | GWh | Commercial | Com - Restaurant (Fast Food) | BldgEnv | No | BldgEnv - Wall Spray On Insulation | 0.91826 | 0.90412 | 0.8902 | 0.87649 | 0.86299 | 0.8497 | 0.83661 | 0.82373 | 0.81105 | 0.79856 | 0.78626 | 0.77415
SCE | GWh | Commercial | Com - Restaurant (Fast Food) | BldgEnv | No | BldgEnv - Window Film | 17.8861 | 17.6107 | 17.3394 | 17.0724 | 16.8095 | 16.5506 | 16.2958 | 16.0448 | 15.7977 | 15.5544 | 15.3149 | 15.079
SCE | GWh | Commercial | Com - Restaurant (Fast Food) | ComRefrig | No | ComRefrig - Strip Curtain for Walk In Refrigerator | 34.6445 | 34.111 | 33.5857 | 33.0685 | 32.5592 | 32.0578 | 31.5641 | 31.078 | 30.5994 | 30.1282 | 29.6642 | 29.2074
SCE | GWh | Commercial | Com - Restaurant (Fast Food) | FoodServ | No | FoodServ - Electric Griddle | 0.017647 | 0.017896 | 0.018162 | 0.018431 | 0 | 0.018988 | 0.019237 | 0.019488 | 0.019721 | 0.019968 | 0.020206 | 0.020449
SCE | GWh | Commercial | Com - Restaurant (Fast Food) | FoodServ | No | FoodServ - Electric Steamer | 8.0785 | 8.1921 | 8.3142 | 8.4373 | 8.5681 | 8.692 | 8.8061 | 8.921 | 9.0276 | 9.1406 | 9.2499 | 9.3608
SCE | GWh | Commercial | Com - Restaurant (Fast Food) | FoodServ | No | FoodServ - Fryer (Electric) | 0.73373 | 0.74405 | 0.75514 | 0.76632 | 0.7782 | 0.78946 | 0.79982 | 0.81026 | 0.81993 | 0.8302 | 0.84013 | 0.8502
SCE | GWh | Commercial | Com - Restaurant (Fast Food) | FoodServ | No | FoodServ - Grill to Order Cabinet | 10.0885 | 10.2304 | 10.3829 | 10.5366 | 10.7 | 10.8547 | 10.9972 | 11.1407 | 11.2738 | 11.415 | 11.5514 | 11.6899
SCE | GWh | Commercial | Com - Restaurant (Fast Food) | FoodServ | No | FoodServ - Oven (Electric) | 1.757 | 1.7817 | 1.8082 | 1.835 | 1.8635 | 1.8904 | 1.9152 | 1.9402 | 1.9634 | 1.988 | 2.0118 | 2.0359
SCE | GWh | Commercial | Com - Restaurant (Fast Food) | HVAC | Yes | HVAC - Advanced Package Rooftop AC (> EER 12) - Emerging | 0 | 22.2802 | 21.9371 | 21.5993 | 21.2666 | 20.9391 | 20.6167 | 20.2992 | 19.9866 | 19.6788 | 19.3757 | 19.0773
SCE | GWh | Commercial | Com - Restaurant (Fast Food) | HVAC | No | HVAC - Direct Evaporative Cooler | 9.2649 | 9.3952 | 9.5352 | 9.6764 | 9.8264 | 9.9686 | 10.0994 | 10.2312 | 10.3534 | 10.483 | 10.6084 | 10.7355
SCE | GWh | Commercial | Com - Restaurant (Fast Food) | HVAC | No | HVAC - EER Rated Package Rooftop AC (EER 11) | 0 | 0 | 0 | 0 | 0 | 0 | 0.89775 | 1.02 | 1.1368 | 1.2562 | 1.3726 | 1.4891
SCE | GWh | Commercial | Com - Restaurant (Fast Food) | HVAC | No | HVAC - EER Rated Package Rooftop HP (EER 11) | 1.1513 | 0.084154 | 0.12808 | 0.17186 | 0 | 0 | 0 | 0 | 0 | 0 | 0 | 0
SCE | GWh | Commercial | Com - Restaurant (Fast Food) | HVAC | No | HVAC - Repair Duct System | 5.6086 | 5.5222 | 5.4372 | 5.3534 | 0 | 0 | 0 | 0 | 0 | 0 | 0 | 0
SCE | GWh | Commercial | Com - Restaurant (Fast Food) | HVAC | No | HVAC - SEER Rated Package Rooftop AC (Recharge) | 6.8821 | 6.7761 | 6.6717 | 6.569 | 6.4678 | 6.3682 | 6.2701 | 6.1736 | 6.0785 | 5.9849 | 5.8927 | 5.802
SCE | GWh | Commercial | Com - Restaurant (Fast Food) | HVAC | No | HVAC - SEER Rated Package Rooftop AC (SEER 14) | 36.0951 | 36.6105 | 0 | 0 | 0 | 0 | 0 | 0 | 0 | 0 | 0 | 0
SCE | GWh | Commercial | Com - Restaurant (Fast Food) | HVAC | No | HVAC - SEER Rated Package Rooftop AC (SEER 15) | 0 | 0 | 19.8532 | 20.1591 | 20.4839 | 20.7916 | 21.0752 | 21.3609 | 21.6261 | 21.907 | 22.1787 | 22.4542
SCE | GWh | Commercial | Com - Restaurant (Fast Food) | HVAC | No | HVAC - SEER Rated Package Rooftop HP (SEER 15) | 17.0249 | 17.321 | 8.1883 | 8.3356 | 8.4911 | 8.639 | 8.7758 | 8.9135 | 9.0418 | 9.177 | 9.3079 | 9.4404
SCE | GWh | Commercial | Com - Restaurant (Fast Food) | HVAC | No | HVAC - SEER Rated Split System AC (SEER 14) | 18.3076 | 18.5906 | 18.8933 | 0 | 0 | 0 | 0 | 0 | 0 | 0 | 0 | 0
SCE | GWh | Commercial | Com - Restaurant (Fast Food) | HVAC | No | HVAC - SEER Rated Split System AC (SEER 15) | 0 | 0 | 0 | 8.9869 | 9.1172 | 9.2404 | 9.3535 | 9.4676 | 9.5732 | 9.6855 | 9.7939 | 9.9041
SCE | GWh | Commercial | Com - Restaurant (Fast Food) | HVAC | No | HVAC - SEER Rated Split System HP (SEER 15) | 7.6533 | 7.8169 | 3.7096 | 3.7903 | 3.875 | 3.9558 | 4.0309 | 4.1063 | 4.1769 | 4.251 | 4.3227 | 4.3952
SCE | GWh | Commercial | Com - Restaurant (Fast Food) | HVAC | No | HVAC - Thermostat | 8.954 | 9.08 | 9.2153 | 9.3517 | 9.4967 | 9.6341 | 9.7605 | 9.8879 | 10.006 | 10.1313 | 10.2524 | 10.3753
SCE | GWh | Commercial | Com - Restaurant (Fast Food) | Lighting | Yes | Lighting - LED Fixture (Replacing T8) - Emerging | 42.4647 | 43.899 | 45.4022 | 47.1515 | 48.7581 | 50.3512 | 51.6868 | 53.0452 | 54.3706 | 55.7522 | 57.1276 | 58.2911
SCE | GWh | Commercial | Com - Restaurant (Fast Food) | Lighting | Yes | Lighting - LED Lamp (Basic High - Indoor) - Emerging | 38.4754 | 39.7187 | 40.933 | 41.9889 | 43.0969 | 5.6822 | 5.805 | 5.9174 | 6.0251 | 6.1254 | 6.2238 | 6.3238
SCE | GWh | Commercial | Com - Restaurant (Fast Food) | Lighting | Yes | Lighting - LED Lamp (Basic Low - Indoor) - Emerging | 122.3837 | 126.5107 | 130.5287 | 134.0029 | 137.6468 | 21.5119 | 21.9904 | 22.426 | 22.8443 | 23.2827 | 23.6632 | 24.0503
SCE | GWh | Commercial | Com - Restaurant (Fast Food) | Lighting | Yes | Lighting - LED Plug-In Indoor Fixture - Emerging | 7.8329 | 8.0599 | 8.2718 | 8.4337 | 8.6318 | 0.50017 | 0.50908 | 0.51971 | 0.5275 | 0.53654 | 0.54458 | 0.5536
SCE | GWh | Commercial | Com - Restaurant (Fast Food) | Lighting | No | Lighting - Cold Cathode Lamp | 0.15427 | 0.15644 | 0.15877 | 0.16112 | 0.16362 | 0 | 0 | 0 | 0 | 0 | 0 | 0
SCE | GWh | Commercial | Com - Restaurant (Fast Food) | Lighting | No | Lighting - Compact Fluorescent Fixture (Indoor) | 17.9128 | 18.1625 | 18.4308 | 18.7014 | 18.9892 | 0 | 0 | 0 | 0 | 0 | 0 | 0
SCE | GWh | Commercial | Com - Restaurant (Fast Food) | Lighting | No | Lighting - Exit Fixture (LED) | 1.5255 | 1.502 | 1.4789 | 1.4561 | 1.4337 | 1.4116 | 1.3899 | 1.3685 | 1.3474 | 1.3266 | 1.3062 | 1.2861
SCE | GWh | Commercial | Com - Restaurant (Fast Food) | Lighting | No | Lighting - Halogen Lamp (A-Line) | 0.29148 | 0.29558 | 0.29999 | 0.30443 | 0.30915 | 0 | 0 | 0 | 0 | 0 | 0 | 0
SCE | GWh | Commercial | Com - Restaurant (Fast Food) | Lighting | No | Lighting - High Bay HID to T5 | 1.8507 | 1.8768 | 1.9049 | 1.9331 | 1.9631 | 1.9916 | 2.0178 | 2.0442 | 2.0686 | 2.0946 | 2.1197 | 2.1451
SCE | GWh | Commercial | Com - Restaurant (Fast Food) | Lighting | No | Lighting - Induction Fixture (Indoor) | 2.3813 | 2.4148 | 2.4507 | 2.487 | 2.5256 | 2.5621 | 2.5957 | 2.6296 | 2.661 | 2.6943 | 2.7266 | 2.7592
SCE | GWh | Commercial | Com - Restaurant (Fast Food) | Lighting | No | Lighting - Induction Fixture (Outdoor) | 0.87823 | 0.89058 | 0.90385 | 0.91723 | 0.93146 | 0.94493 | 0.95733 | 0.96982 | 0.9814 | 0.9937 | 1.0056 | 1.0176
SCE | GWh | Commercial | Com - Restaurant (Fast Food) | Lighting | No | Lighting - Linear Fluorescent Delamping | 0.24418 | 0.24042 | 0.17754 | 0.11654 | 0.05737 | 0 | 0 | 0 | 0 | 0 | 0 | 0
SCE | GWh | Commercial | Com - Restaurant (Fast Food) | Lighting | No | Lighting - Occupancy Sensor | 0 | 0 | 0 | 0 | 0 | 0 | 0 | 0 | 0 | 0 | 0 | 3.909
SCE | GWh | Commercial | Com - Restaurant (Fast Food) | Lighting | No | Lighting - Plug-In Fixture (Exterior) | 1.0184 | 1.0327 | 1.0481 | 1.0636 | 1.0801 | 1.0957 | 1.1101 | 1.1246 | 1.138 | 1.1523 | 1.166 | 1.18
SCE | GWh | Commercial | Com - Restaurant (Fast Food) | Lighting | No | Lighting - Plug-In Fixture (Linear Fluorescent) | 8.9957 | 9.1226 | 9.2587 | 9.3961 | 9.5421 | 0 | 0 | 0 | 0 | 0 | 0 | 0
SCE | GWh | Commercial | Com - Restaurant (Fast Food) | Lighting | No | Lighting - Plug-In Fixture (PSMH with Electronic Ballast) | 5.5292 | 5.6072 | 5.6909 | 5.7753 | 5.865 | 5.95 | 6.0282 | 6.1071 | 6.1801 | 6.2577 | 6.3326 | 6.4087
SCE | GWh | Commercial | Com - Restaurant (Fast Food) | SHW | No | SHW - EF Rated Instantaneous Water Heater (Electric) | 0.78916 | 0.80004 | 0.81173 | 0.82353 | 0.83607 | 0.84795 | 0.85888 | 0.86989 | 0.8801 | 0.89093 | 0.9014 | 0.91203
SCE | GWh | Commercial | Com - Restaurant (Fast Food) | Service | No | HVAC - Comprehensive Rooftop Unit Quality Maintenance | 15.2742 | 15.039 | 14.8074 | 14.5794 | 14.3548 | 14.1338 | 13.9161 | 13.7018 | 13.4908 | 13.283 | 13.0785 | 12.8771
SCE | GWh | Commercial | Com - Restaurant (Fast Food) | Service | No | Service - HVAC Fault Detection & Diagnositics | 5.4904 | 5.5677 | 5.6506 | 5.7343 | 5.8232 | 5.9074 | 5.9849 | 6.063 | 6.1354 | 6.2123 | 6.2866 | 6.3619
SCE | GWh | Commercial | Com - Restaurant (Fast Food) | Service | No | Service - Retro-Commissioning (Electric) | 17.4448 | 17.1761 | 16.9116 | 16.6512 | 16.3947 | 16.1423 | 15.8937 | 15.6489 | 15.4079 | 15.1706 | 14.937 | 14.707
SCE | GWh | Commercial | Com - Restaurant (Fast Food) | WholeBlg | No | HVAC - Energy Management System | 3.3794 | 3.427 | 3.478 | 3.5295 | 3.5842 | 3.6361 | 3.6838 | 3.7319 | 3.7765 | 3.8237 | 3.8695 | 3.9158
SCE | GWh | Commercial | Com - Restaurant (Fast Food) | WholeBlg | No | WholeBlg - Com RET Level 1 | 60.5221 | 59.59 | 58.6723 | 57.7688 | 56.8791 | 56.0032 | 55.1408 | 54.2916 | 53.4555 | 52.6323 | 51.8217 | 51.0237
SCE | GWh | Commercial | Com - Restaurant (Fast Food) | WholeBlg | No | WholeBlg - Com RET Level 2 | 349.5121 | 344.1296 | 338.83 | 333.612 | 328.4744 | 323.4159 | 318.4353 | 313.5314 | 308.703 | 303.949 | 299.2682 | 294.6594
SCE | GWh | Commercial | Com - Restaurant (Sit Down) | AppPlug | No | AppPlug - Computer Monitor | 0.076887 | 0.077969 | 0.07913 | 0.080302 | 0 | 0 | 0 | 0 | 0 | 0 | 0 | 0
SCE | GWh | Commercial | Com - Restaurant (Sit Down) | AppPlug | No | AppPlug - Desktop Computer (Com - Power Management) | 2.8248 | 2.8646 | 2.9072 | 2.9503 | 2.996 | 3.0394 | 3.0792 | 3.1194 | 3.1567 | 3.1962 | 3.2344 | 3.2732
SCE | GWh | Commercial | Com - Restaurant (Sit Down) | AppPlug | No | AppPlug - Occupancy Sensor Plug Strip | 1.205 | 1.222 | 1.2402 | 1.2585 | 1.2781 | 1.2965 | 1.3136 | 1.3307 | 1.3466 | 1.3635 | 1.3798 | 1.3963
SCE | GWh | Commercial | Com - Restaurant (Sit Down) | AppPlug | No | AppPlug - Vending Machine Controls | 6.3363 | 6.4255 | 6.5212 | 6.6177 | 6.7204 | 6.8176 | 6.907 | 6.9972 | 7.0808 | 7.1694 | 7.2551 | 7.3421
SCE | GWh | Commercial | Com - Restaurant (Sit Down) | BldgEnv | No | BldgEnv - Wall Spray On Insulation | 0.91826 | 0.90412 | 0.8902 | 0.87649 | 0.86299 | 0.8497 | 0.83661 | 0.82373 | 0.81105 | 0.79856 | 0.78626 | 0.77415
SCE | GWh | Commercial | Com - Restaurant (Sit Down) | BldgEnv | No | BldgEnv - Window Film | 23.8045 | 23.4379 | 23.077 | 22.7216 | 22.3717 | 22.0271 | 21.6879 | 21.3539 | 21.0251 | 20.7013 | 20.3825 | 20.0686
SCE | GWh | Commercial | Com - Restaurant (Sit Down) | ComRefrig | No | ComRefrig - Refrigerated Case Night Cover (Low Temp) | 6.264 | 6.1675 | 6.0726 | 5.979 | 5.887 | 5.7963 | 5.707 | 5.6191 | 5.5326 | 5.4474 | 5.3635 | 5.2809
SCE | GWh | Commercial | Com - Restaurant (Sit Down) | ComRefrig | No | ComRefrig - Strip Curtain for Walk In Refrigerator | 34.6445 | 34.111 | 33.5857 | 33.0685 | 32.5592 | 32.0578 | 31.5641 | 31.078 | 30.5994 | 30.1282 | 29.6642 | 29.2074
SCE | GWh | Commercial | Com - Restaurant (Sit Down) | FoodServ | No | FoodServ - Electric Griddle | 0.017647 | 0.017896 | 0.018162 | 0.018431 | 0 | 0.018988 | 0.019237 | 0.019488 | 0.019721 | 0.019968 | 0.020206 | 0.020449
SCE | GWh | Commercial | Com - Restaurant (Sit Down) | FoodServ | No | FoodServ - Electric Steamer | 8.0785 | 8.1921 | 8.3142 | 8.4373 | 8.5681 | 8.692 | 8.8061 | 8.921 | 9.0276 | 9.1406 | 9.2499 | 9.3608
SCE | GWh | Commercial | Com - Restaurant (Sit Down) | FoodServ | No | FoodServ - Fryer (Electric) | 0.73373 | 0.74405 | 0.75514 | 0.76632 | 0.7782 | 0.78946 | 0.79982 | 0.81026 | 0.81993 | 0.8302 | 0.84013 | 0.8502
SCE | GWh | Commercial | Com - Restaurant (Sit Down) | FoodServ | No | FoodServ - Oven (Electric) | 1.757 | 1.7817 | 1.8082 | 1.835 | 1.8635 | 1.8904 | 1.9152 | 1.9402 | 1.9634 | 1.988 | 2.0118 | 2.0359
SCE | GWh | Commercial | Com - Restaurant (Sit Down) | HVAC | Yes | HVAC - Advanced Package Rooftop AC (> EER 12) - Emerging | 0 | 16.1141 | 15.866 | 15.6216 | 15.3811 | 15.1442 | 14.911 | 14.6814 | 14.4553 | 14.2326 | 14.0135 | 13.7977
SCE | GWh | Commercial | Com - Restaurant (Sit Down) | HVAC | No | HVAC - Direct Evaporative Cooler | 4.2963 | 4.3568 | 4.4217 | 4.4871 | 4.5567 | 4.6226 | 4.6833 | 4.7444 | 4.8011 | 4.8612 | 4.9193 | 4.9783
SCE | GWh | Commercial | Com - Restaurant (Sit Down) | HVAC | No | HVAC - EER Rated Package Rooftop AC (EER 11) | 0 | 0 | 0 | 0 | 0.50284 | 0.60326 | 0.69876 | 0.79392 | 0.8848 | 0.97774 | 1.0684 | 1.159
SCE | GWh | Commercial | Com - Restaurant (Sit Down) | HVAC | No | HVAC - EER Rated Package Rooftop HP (EER 11) | 0.81214 | 0.056812 | 0.086465 | 0.11602 | 0 | 0 | 0 | 0 | 0 | 0 | 0 | 0
SCE | GWh | Commercial | Com - Restaurant (Sit Down) | HVAC | No | HVAC - Repair Duct System | 3.7974 | 3.7389 | 3.6813 | 3.6246 | 0 | 0 | 0 | 0 | 0 | 0 | 0 | 0
SCE | GWh | Commercial | Com - Restaurant (Sit Down) | HVAC | No | HVAC - SEER Rated Package Rooftop AC (Recharge) | 4.8838 | 4.8086 | 4.7345 | 4.6616 | 4.5898 | 4.5192 | 4.4496 | 4.381 | 4.3136 | 4.2471 | 4.1817 | 4.1173
SCE | GWh | Commercial | Com - Restaurant (Sit Down) | HVAC | No | HVAC - SEER Rated Package Rooftop AC (SEER 14) | 17.8319 | 18.0775 | 0 | 0 | 0 | 0 | 0 | 0 | 0 | 0 | 0 | 0
SCE | GWh | Commercial | Com - Restaurant (Sit Down) | HVAC | No | HVAC - SEER Rated Package Rooftop AC (SEER 15) | 0 | 0 | 11.0162 | 11.1768 | 11.3475 | 11.5092 | 11.658 | 11.8079 | 11.9468 | 12.0943 | 12.2368 | 12.3814
SCE | GWh | Commercial | Com - Restaurant (Sit Down) | HVAC | No | HVAC - SEER Rated Package Rooftop HP (SEER 15) | 9.1941 | 9.3368 | 4.4058 | 4.4771 | 4.5528 | 4.6245 | 4.6907 | 4.7574 | 4.8193 | 4.8849 | 4.9483 | 5.0125
SCE | GWh | Commercial | Com - Restaurant (Sit Down) | HVAC | No | HVAC - SEER Rated Split System AC (SEER 14) | 8.7318 | 8.8649 | 9.0075 | 0 | 0 | 0 | 0 | 0 | 0 | 0 | 0 | 0
SCE | GWh | Commercial | Com - Restaurant (Sit Down) | HVAC | No | HVAC - SEER Rated Split System AC (SEER 15) | 0 | 0 | 0 | 4.8493 | 4.9191 | 4.985 | 5.0456 | 5.1067 | 5.1632 | 5.2233 | 5.2814 | 5.3404
SCE | GWh | Commercial | Com - Restaurant (Sit Down) | HVAC | No | HVAC - SEER Rated Split System HP (SEER 15) | 4.2332 | 4.3145 | 2.0432 | 2.0835 | 2.1259 | 2.1662 | 2.2037 | 2.2413 | 2.2765 | 2.3135 | 2.3493 | 2.3854
SCE | GWh | Commercial | Com - Restaurant (Sit Down) | HVAC | No | HVAC - Thermostat | 6.0335 | 6.1184 | 6.2095 | 6.3015 | 6.3992 | 6.4918 | 6.5769 | 6.6628 | 6.7424 | 6.8268 | 6.9084 | 6.9912
SCE | GWh | Commercial | Com - Restaurant (Sit Down) | Lighting | Yes | Lighting - LED Fixture (Replacing T8) - Emerging | 42.6347 | 44.0745 | 45.5835 | 47.3394 | 48.9522 | 50.5514 | 51.8921 | 53.2556 | 54.5861 | 55.9728 | 57.3534 | 58.5214
SCE | GWh | Commercial | Com - Restaurant (Sit Down) | Lighting | Yes | Lighting - LED Lamp (Basic High - Indoor) - Emerging | 39.2746 | 40.5379 | 41.7713 | 42.8429 | 43.9674 | 5.7962 | 5.9208 | 6.0347 | 6.1439 | 6.2455 | 6.3451 | 6.4465
SCE | GWh | Commercial | Com - Restaurant (Sit Down) | Lighting | Yes | Lighting - LED Lamp (Basic Low - Indoor) - Emerging | 124.9257 | 129.1199 | 133.2018 | 136.7283 | 140.4271 | 21.9436 | 22.429 | 22.8707 | 23.2947 | 23.7393 | 24.1247 | 24.5169
SCE | GWh | Commercial | Com - Restaurant (Sit Down) | Lighting | Yes | Lighting - LED Plug-In Indoor Fixture - Emerging | 7.9625 | 8.192 | 8.4062 | 8.5695 | 8.7697 | 0.5081 | 0.51708 | 0.52782 | 0.53567 | 0.5448 | 0.5529 | 0.56201
SCE | GWh | Commercial | Com - Restaurant (Sit Down) | Lighting | No | Lighting - Cold Cathode Lamp | 0.15428 | 0.15645 | 0.15878 | 0.16114 | 0.16363 | 0 | 0 | 0 | 0 | 0 | 0 | 0
SCE | GWh | Commercial | Com - Restaurant (Sit Down) | Lighting | No | Lighting - Compact Fluorescent Fixture (Indoor) | 18.2848 | 18.5371 | 18.8082 | 19.0818 | 19.3728 | 0 | 0 | 0 | 0 | 0 | 0 | 0
SCE | GWh | Commercial | Com - Restaurant (Sit Down) | Lighting | No | Lighting - Exit Fixture (LED) | 1.5483 | 1.5244 | 1.501 | 1.4779 | 1.4551 | 1.4327 | 1.4106 | 1.3889 | 1.3675 | 1.3465 | 1.3257 | 1.3053
SCE | GWh | Commercial | Com - Restaurant (Sit Down) | Lighting | No | Lighting - Halogen Lamp (A-Line) | 0.29148 | 0.29558 | 0.29999 | 0.30443 | 0.30915 | 0 | 0 | 0 | 0 | 0 | 0 | 0
SCE | GWh | Commercial | Com - Restaurant (Sit Down) | Lighting | No | Lighting - High Bay HID to T5 | 1.8582 | 1.8843 | 1.9125 | 1.9408 | 1.971 | 1.9995 | 2.0258 | 2.0523 | 2.0768 | 2.1029 | 2.128 | 2.1536
SCE | GWh | Commercial | Com - Restaurant (Sit Down) | Lighting | No | Lighting - Induction Fixture (Indoor) | 2.423 | 2.4571 | 2.4937 | 2.5306 | 2.5699 | 2.6071 | 2.6413 | 2.6757 | 2.7077 | 2.7416 | 2.7744 | 2.8077
SCE | GWh | Commercial | Com - Restaurant (Sit Down) | Lighting | No | Lighting - Induction Fixture (Outdoor) | 0.87823 | 0.89058 | 0.90385 | 0.91723 | 0.93146 | 0.94493 | 0.95733 | 0.96982 | 0.9814 | 0.9937 | 1.0056 | 1.0176
SCE | GWh | Commercial | Com - Restaurant (Sit Down) | Lighting | No | Lighting - Linear Fluorescent Delamping | 0.24627 | 0.24248 | 0.17906 | 0.11753 | 0.057862 | 0 | 0 | 0 | 0 | 0 | 0 | 0
SCE | GWh | Commercial | Com - Restaurant (Sit Down) | Lighting | No | Lighting - Occupancy Sensor | 0 | 0 | 0 | 0 | 0 | 0 | 0 | 0 | 0 | 0 | 4.3215 | 4.3735
SCE | GWh | Commercial | Com - Restaurant (Sit Down) | Lighting | No | Lighting - Plug-In Fixture (Exterior) | 1.0184 | 1.0327 | 1.0481 | 1.0636 | 1.0801 | 1.0957 | 1.1101 | 1.1246 | 1.138 | 1.1523 | 1.166 | 1.18
SCE | GWh | Commercial | Com - Restaurant (Sit Down) | Lighting | No | Lighting - Plug-In Fixture (Linear Fluorescent) | 9.0504 | 9.178 | 9.3149 | 9.4531 | 9.5999 | 0 | 0 | 0 | 0 | 0 | 0 | 0
SCE | GWh | Commercial | Com - Restaurant (Sit Down) | Lighting | No | Lighting - Plug-In Fixture (PSMH with Electronic Ballast) | 5.5398 | 5.6179 | 5.7017 | 5.7863 | 5.8761 | 5.9613 | 6.0396 | 6.1185 | 6.1917 | 6.2694 | 6.3445 | 6.4206
SCE | GWh | Commercial | Com - Restaurant (Sit Down) | SHW | No | SHW - EF Rated Instantaneous Water Heater (Electric) | 0.29647 | 0.3005 | 0.30484 | 0.30922 | 0.31388 | 0.3183 | 0.32235 | 0.32644 | 0.33023 | 0.33425 | 0.33814 | 0.34209
SCE | GWh | Commercial | Com - Restaurant (Sit Down) | Service | No | HVAC - Comprehensive Rooftop Unit Quality Maintenance | 15.2742 | 15.039 | 14.8074 | 14.5794 | 14.3548 | 14.1338 | 13.9161 | 13.7018 | 13.4908 | 13.283 | 13.0785 | 12.8771
SCE | GWh | Commercial | Com - Restaurant (Sit Down) | Service | No | Service - HVAC Fault Detection & Diagnositics | 5.4904 | 5.5677 | 5.6506 | 5.7343 | 5.8232 | 5.9074 | 5.9849 | 6.063 | 6.1354 | 6.2123 | 6.2866 | 6.3619
SCE | GWh | Commercial | Com - Restaurant (Sit Down) | Service | No | Service - Retro-Commissioning (Electric) | 17.4448 | 17.1761 | 16.9116 | 16.6512 | 16.3947 | 16.1423 | 15.8937 | 15.6489 | 15.4079 | 15.1706 | 14.937 | 14.707
SCE | GWh | Commercial | Com - Restaurant (Sit Down) | WholeBlg | No | HVAC - Energy Management System | 3.3794 | 3.427 | 3.478 | 3.5295 | 3.5842 | 3.6361 | 3.6838 | 3.7319 | 3.7765 | 3.8237 | 3.8695 | 3.9158
SCE | GWh | Commercial | Com - Restaurant (Sit Down) | WholeBlg | No | WholeBlg - Com RET Level 1 | 50.9162 | 50.1321 | 49.36 | 48.5999 | 47.8514 | 47.1145 | 46.389 | 45.6746 | 44.9712 | 44.2786 | 43.5967 | 42.9254
SCE | GWh | Commercial | Com - Restaurant (Sit Down) | WholeBlg | No | WholeBlg - Com RET Level 2 | 300.8602 | 296.227 | 291.6651 | 287.1735 | 282.751 | 278.3966 | 274.1093 | 269.888 | 265.7317 | 261.6395 | 257.6102 | 253.643
SCE | GWh | Commercial | Com - Retail (Large Multi Level) | AppPlug | No | AppPlug - Computer Monitor | 0.28378 | 0.28778 | 0.29206 | 0.29639 | 0 | 0 | 0 | 0 | 0 | 0 | 0 | 0
SCE | GWh | Commercial | Com - Retail (Large Multi Level) | AppPlug | No | AppPlug - Desktop Computer (Com - Power Management) | 10.4262 | 10.5728 | 10.7303 | 10.8892 | 11.0581 | 11.218 | 11.3652 | 11.5136 | 11.6511 | 11.797 | 11.938 | 12.0811
SCE | GWh | Commercial | Com - Retail (Large Multi Level) | AppPlug | No | AppPlug - Occupancy Sensor Plug Strip | 4.4477 | 4.5102 | 4.5774 | 4.6452 | 4.7172 | 4.7855 | 4.8483 | 4.9115 | 4.9702 | 5.0324 | 5.0926 | 5.1537
SCE | GWh | Commercial | Com - Retail (Large Multi Level) | AppPlug | No | AppPlug - Vending Machine Controls | 19.4111 | 19.6842 | 19.9775 | 20.2732 | 20.5877 | 20.8854 | 21.1595 | 21.4357 | 21.6917 | 21.9633 | 22.2259 | 22.4924
SCE | GWh | Commercial | Com - Retail (Large Multi Level) | BldgEnv | No | BldgEnv - Wall Spray On Insulation | 3.3892 | 3.337 | 3.2856 | 3.235 | 3.1852 | 3.1362 | 3.0879 | 3.0403 | 2.9935 | 2.9474 | 2.902 | 2.8573
SCE | GWh | Commercial | Com - Retail (Large Multi Level) | BldgEnv | No | BldgEnv - Window Film | 37.5382 | 36.9601 | 36.3909 | 35.8305 | 35.2787 | 34.7354 | 34.2005 | 33.6738 | 33.1552 | 32.6446 | 32.1419 | 31.6469
SCE | GWh | Commercial | Com - Retail (Large Multi Level) | FoodServ | No | FoodServ - Electric Steamer | 0.43483 | 0.44095 | 0.44752 | 0.45414 | 0.46119 | 0.46786 | 0.474 | 0.48018 | 0.48592 | 0.492 | 0.49789 | 0.50385
SCE | GWh | Commercial | Com - Retail (Large Multi Level) | FoodServ | No | FoodServ - Oven (Electric) | 4.1689 | 4.2275 | 4.2905 | 4.354 | 4.4215 | 4.4855 | 4.5443 | 4.6037 | 4.6586 | 4.717 | 4.7734 | 4.8306
SCE | GWh | Commercial | Com - Retail (Large Multi Level) | HVAC | Yes | HVAC - Advanced Package Rooftop AC (> EER 12) - Emerging | 0 | 24.6524 | 24.2728 | 23.899 | 23.5309 | 23.1685 | 22.8117 | 22.4604 | 22.1146 | 21.774 | 21.4387 | 21.1085
SCE | GWh | Commercial | Com - Retail (Large Multi Level) | HVAC | No | HVAC - Chiller (Centrifugal) | 11.1249 | 11.0552 | 10.991 | 10.929 | 10.364 | 10.2044 | 10.0473 | 9.8925 | 9.7402 | 9.5902 | 9.4425 | 9.2971
SCE | GWh | Commercial | Com - Retail (Large Multi Level) | HVAC | No | HVAC - Chiller (Reciprocating) | 9.4926 | 9.5645 | 9.6445 | 9.726 | 9.8151 | 9.8982 | 9.9729 | 10.0488 | 10.1174 | 10.1925 | 10.2645 | 10.3385
SCE | GWh | Commercial | Com - Retail (Large Multi Level) | HVAC | No | HVAC - EER Rated Package Rooftop AC (EER 11) | 7.8723 | 0 | 0 | 0 | 1.1245 | 1.349 | 1.5626 | 1.7754 | 1.9786 | 2.1864 | 0 | 0
SCE | GWh | Commercial | Com - Retail (Large Multi Level) | HVAC | No | HVAC - EER Rated Package Rooftop HP (EER 11) | 0.053254 | 0.1082 | 0.16468 | 0.22097 | 0 | 0 | 0 | 0 | 0 | 0 | 0.59206 | 0.64229
SCE | GWh | Commercial | Com - Retail (Large Multi Level) | HVAC | No | HVAC - Repair Duct System | 7.2273 | 7.116 | 7.0064 | 6.8985 | 0 | 0 | 0 | 0 | 0 | 0 | 0 | 0
SCE | GWh | Commercial | Com - Retail (Large Multi Level) | HVAC | No | HVAC - SEER Rated Package Rooftop AC (Recharge) | 9.4702 | 9.3243 | 9.1807 | 9.0394 | 8.9002 | 8.7631 | 8.6281 | 8.4953 | 8.3644 | 8.2356 | 8.1088 | 7.9839
SCE | GWh | Commercial | Com - Retail (Large Multi Level) | HVAC | No | HVAC - SEER Rated Package Rooftop AC (SEER 14) | 28.4344 | 28.8199 | 0 | 0 | 0 | 0 | 0 | 0 | 0 | 0 | 0 | 0
SCE | GWh | Commercial | Com - Retail (Large Multi Level) | HVAC | No | HVAC - SEER Rated Package Rooftop AC (SEER 15) | 0 | 0 | 18.8011 | 19.064 | 19.3441 | 19.609 | 19.8524 | 20.0978 | 20.3249 | 20.5664 | 20.7997 | 21.0367
SCE | GWh | Commercial | Com - Retail (Large Multi Level) | HVAC | No | HVAC - SEER Rated Package Rooftop HP (SEER 15) | 14.2073 | 14.4772 | 6.8546 | 6.9885 | 7.1294 | 7.2635 | 7.388 | 7.513 | 7.6298 | 7.7526 | 7.8715 | 7.9918
SCE | GWh | Commercial | Com - Retail (Large Multi Level) | HVAC | No | HVAC - SEER Rated Split System AC (SEER 14) | 15.3147 | 15.5389 | 15.7793 | 0 | 0 | 0 | 0 | 0 | 0 | 0 | 0 | 0
SCE | GWh | Commercial | Com - Retail (Large Multi Level) | HVAC | No | HVAC - SEER Rated Split System AC (SEER 15) | 0 | 0 | 0 | 9.3571 | 9.493 | 9.6214 | 9.7394 | 9.8583 | 9.9684 | 10.0854 | 10.1985 | 10.3134
SCE | GWh | Commercial | Com - Retail (Large Multi Level) | HVAC | No | HVAC - SEER Rated Split System HP (SEER 15) | 8.3839 | 8.5182 | 4.0215 | 4.0886 | 4.1596 | 4.227 | 4.2893 | 4.3519 | 4.4102 | 4.4718 | 4.5314 | 4.5918
SCE | GWh | Commercial | Com - Retail (Large Multi Level) | HVAC | No | HVAC - Thermostat | 11.5024 | 11.6643 | 11.838 | 12.0133 | 12.1996 | 12.376 | 12.5384 | 12.7021 | 12.8538 | 13.0148 | 13.1704 | 13.3283
SCE | GWh | Commercial | Com - Retail (Large Multi Level) | Lighting | Yes | Lighting - LED Fixture (Replacing T8) - Emerging | 166.3173 | 171.8368 | 177.6202 | 184.3618 | 190.5396 | 196.6644 | 201.7852 | 206.9928 | 212.0732 | 217.3685 | 222.64 | 227.0841
SCE | GWh | Commercial | Com - Retail (Large Multi Level) | Lighting | Yes | Lighting - LED Lamp (Basic High - Indoor) - Emerging | 19.1725 | 19.7798 | 20.372 | 20.885 | 21.4234 | 2.823 | 2.8826 | 2.9369 | 2.989 | 3.0373 | 3.0847 | 3.1329
SCE | GWh | Commercial | Com - Retail (Large Multi Level) | Lighting | Yes | Lighting - LED Lamp (Basic Low - Indoor) - Emerging | 64.1533 | 66.2757 | 68.3384 | 70.1155 | 71.9794 | 11.2429 | 11.4871 | 11.7087 | 11.9215 | 12.1447 | 12.3376 | 12.534
SCE | GWh | Commercial | Com - Retail (Large Multi Level) | Lighting | Yes | Lighting - LED Plug-In Indoor Fixture - Emerging | 26.174 | 26.9156 | 27.6064 | 28.1297 | 28.7736 | 1.6664 | 1.6952 | 1.7297 | 1.7548 | 1.784 | 1.81 | 1.8392
SCE | GWh | Commercial | Com - Retail (Large Multi Level) | Lighting | No | Lighting - Cold Cathode Lamp | 0.41786 | 0.42374 | 0.43005 | 0.43642 | 0.44319 | 0 | 0 | 0 | 0 | 0 | 0 | 0
SCE | GWh | Commercial | Com - Retail (Large Multi Level) | Lighting | No | Lighting - Compact Fluorescent Fixture (Indoor) | 61.8532 | 62.6769 | 63.5635 | 64.4582 | 65.4114 | 0 | 0 | 0 | 0 | 0 | 0 | 0
SCE | GWh | Commercial | Com - Retail (Large Multi Level) | Lighting | No | Lighting - Exit Fixture (LED) | 5.9016 | 5.8107 | 5.7212 | 5.6331 | 5.5464 | 5.4609 | 5.3768 | 5.294 | 5.2125 | 5.1322 | 5.0532 | 4.9754
SCE | GWh | Commercial | Com - Retail (Large Multi Level) | Lighting | No | Lighting - Halogen Lamp (A-Line) | 1.0758 | 1.091 | 1.1072 | 1.1236 | 1.141 | 0 | 0 | 0 | 0 | 0 | 0 | 0
SCE | GWh | Commercial | Com - Retail (Large Multi Level) | Lighting | No | Lighting - High Bay HID to T5 | 40.296 | 40.8409 | 41.427 | 42.0183 | 42.6479 | 43.2437 | 43.7914 | 44.3436 | 44.8548 | 45.3981 | 45.923 | 46.456
SCE | GWh | Commercial | Com - Retail (Large Multi Level) | Lighting | No | Lighting - Induction Fixture (Indoor) | 9.0203 | 9.1472 | 9.2835 | 9.421 | 9.5671 | 9.7054 | 9.8328 | 9.9611 | 10.0801 | 10.2063 | 10.3284 | 10.4522
SCE | GWh | Commercial | Com - Retail (Large Multi Level) | Lighting | No | Lighting - Induction Fixture (Outdoor) | 3.2415 | 3.2871 | 3.336 | 3.3854 | 3.4379 | 3.4877 | 3.5334 | 3.5795 | 3.6223 | 3.6677 | 3.7115 | 3.756
SCE | GWh | Commercial | Com - Retail (Large Multi Level) | Lighting | No | Lighting - Linear Fluorescent Delamping | 0.41923 | 0.41278 | 0.30482 | 0.20008 | 0 | 0 | 0 | 0 | 0 | 0 | 0 | 0
SCE | GWh | Commercial | Com - Retail (Large Multi Level) | Lighting | No | Lighting - Low Bay HID to T5 | 0 | 0 | 7.6069 | 7.7155 | 7.8311 | 7.9405 | 8.041 | 8.1424 | 8.2363 | 8.3361 | 8.4325 | 8.5303
SCE | GWh | Commercial | Com - Retail (Large Multi Level) | Lighting | No | Lighting - Plug-In Fixture (Exterior) | 3.7587 | 3.8116 | 3.8684 | 3.9256 | 3.9865 | 4.0442 | 4.0972 | 4.1507 | 4.2003 | 4.2529 | 4.3037 | 4.3553
SCE | GWh | Commercial | Com - Retail (Large Multi Level) | Lighting | No | Lighting - Plug-In Fixture (Linear Fluorescent) | 39.6624 | 40.1987 | 40.7755 | 41.3576 | 41.9773 | 0 | 0 | 0 | 0 | 0 | 0 | 0
SCE | GWh | Commercial | Com - Retail (Large Multi Level) | Lighting | No | Lighting - Plug-In Fixture (PSMH with Electronic Ballast) | 14.7988 | 14.9989 | 15.2141 | 15.4313 | 15.6625 | 15.8813 | 16.0825 | 16.2853 | 16.473 | 16.6725 | 16.8653 | 17.061
SCE | GWh | Commercial | Com - Retail (Large Multi Level) | SHW | No | SHW - EF Rated Instantaneous Water Heater (Electric) | 0.093984 | 0.09529 | 0.096693 | 0.098108 | 0.099613 | 0.10104 | 0.10235 | 0.10367 | 0.1049 | 0.1062 | 0.10745 | 0.10873
SCE | GWh | Commercial | Com - Retail (Large Multi Level) | Service | No | HVAC - Comprehensive Rooftop Unit Quality Maintenance | 56.376 | 55.5078 | 54.6529 | 53.8113 | 52.9826 | 52.1667 | 51.3633 | 50.5723 | 49.7935 | 49.0267 | 48.2717 | 47.5283
SCE | GWh | Commercial | Com - Retail (Large Multi Level) | Service | No | Service - HVAC Fault Detection & Diagnositics | 20.2647 | 20.5498 | 20.8559 | 21.1647 | 21.4929 | 21.8038 | 22.0899 | 22.3782 | 22.6455 | 22.9291 | 23.2032 | 23.4814
SCE | GWh | Commercial | Com - Retail (Large Multi Level) | Service | No | Service - Retro-Commissioning (Electric) | 64.3873 | 63.3957 | 62.4194 | 61.4582 | 60.5117 | 59.5798 | 58.6623 | 57.7589 | 56.8694 | 55.9936 | 55.1313 | 54.2823
SCE | GWh | Commercial | Com - Retail (Large Multi Level) | WholeBlg | No | HVAC - Energy Management System | 12.4732 | 12.6487 | 12.8371 | 13.0271 | 13.2292 | 13.4205 | 13.5966 | 13.7741 | 13.9386 | 14.1132 | 14.2819 | 14.4531
SCE | GWh | Commercial | Com - Retail (Large Multi Level) | WholeBlg | No | WholeBlg - Com RET Level 1 | 59.2524 | 58.3399 | 57.4415 | 56.5569 | 55.6859 | 54.8283 | 53.984 | 53.1526 | 52.3341 | 51.5281 | 50.7346 | 49.9533
SCE | GWh | Commercial | Com - Retail (Large Multi Level) | WholeBlg | No | WholeBlg - Com RET Level 2 | 424.4653 | 417.9285 | 411.4924 | 405.1554 | 398.9161 | 392.7727 | 386.724 | 380.7685 | 374.9047 | 369.1311 | 363.4465 | 357.8494
SCE | GWh | Commercial | Com - Retail (Large Single Level) | AppPlug | No | AppPlug - Computer Monitor | 0.28378 | 0.28778 | 0.29206 | 0.29639 | 0 | 0 | 0 | 0 | 0 | 0 | 0 | 0
SCE | GWh | Commercial | Com - Retail (Large Single Level) | AppPlug | No | AppPlug - Desktop Computer (Com - Power Management) | 10.4262 | 10.5728 | 10.7303 | 10.8892 | 11.0581 | 11.218 | 11.3652 | 11.5136 | 11.6511 | 11.797 | 11.938 | 12.0811
SCE | GWh | Commercial | Com - Retail (Large Single Level) | AppPlug | No | AppPlug - Occupancy Sensor Plug Strip | 4.4477 | 4.5102 | 4.5774 | 4.6452 | 4.7172 | 4.7855 | 4.8483 | 4.9115 | 4.9702 | 5.0324 | 5.0926 | 5.1537
SCE | GWh | Commercial | Com - Retail (Large Single Level) | AppPlug | No | AppPlug - Vending Machine Controls | 19.4111 | 19.6842 | 19.9775 | 20.2732 | 20.5877 | 20.8854 | 21.1595 | 21.4357 | 21.6917 | 21.9633 | 22.2259 | 22.4924
SCE | GWh | Commercial | Com - Retail (Large Single Level) | BldgEnv | No | BldgEnv - Attic Batt Insulation | 0.13966 | 0.13751 | 0.13539 | 0.13331 | 0 | 0 | 0 | 0 | 0 | 0 | 0 | 0
SCE | GWh | Commercial | Com - Retail (Large Single Level) | BldgEnv | No | BldgEnv - Wall Spray On Insulation | 3.3892 | 3.337 | 3.2856 | 3.235 | 3.1852 | 3.1362 | 3.0879 | 3.0403 | 2.9935 | 2.9474 | 2.902 | 2.8573
SCE | GWh | Commercial | Com - Retail (Large Single Level) | BldgEnv | No | BldgEnv - Window Film | 37.5382 | 36.9601 | 36.3909 | 35.8305 | 35.2787 | 34.7354 | 34.2005 | 33.6738 | 33.1552 | 32.6446 | 32.1419 | 31.6469
SCE | GWh | Commercial | Com - Retail (Large Single Level) | FoodServ | No | FoodServ - Electric Steamer | 0.43483 | 0.44095 | 0.44752 | 0.45414 | 0.46119 | 0.46786 | 0.474 | 0.48018 | 0.48592 | 0.492 | 0.49789 | 0.50385
SCE | GWh | Commercial | Com - Retail (Large Single Level) | FoodServ | No | FoodServ - Oven (Electric) | 4.1689 | 4.2275 | 4.2905 | 4.354 | 4.4215 | 4.4855 | 4.5443 | 4.6037 | 4.6586 | 4.717 | 4.7734 | 4.8306
SCE | GWh | Commercial | Com - Retail (Large Single Level) | HVAC | Yes | HVAC - Advanced Package Rooftop AC (> EER 12) - Emerging | 0 | 29.2816 | 28.8307 | 28.3867 | 27.9495 | 27.5191 | 27.0953 | 26.678 | 26.2672 | 25.8627 | 25.4644 | 25.0722
SCE | GWh | Commercial | Com - Retail (Large Single Level) | HVAC | No | HVAC - Direct Evaporative Cooler | 9.9049 | 10.0442 | 10.1939 | 10.3448 | 10.5052 | 10.6572 | 10.797 | 10.9379 | 11.0686 | 11.2072 | 11.3412 | 11.4771
SCE | GWh | Commercial | Com - Retail (Large Single Level) | HVAC | No | HVAC - EER Rated Package Rooftop AC (EER 11) | 0 | 0 | 0 | 0 | 0 | 1.0988 | 1.2727 | 1.446 | 1.6115 | 1.7808 | 1.9459 | 0
SCE | GWh | Commercial | Com - Retail (Large Single Level) | HVAC | No | HVAC - EER Rated Package Rooftop HP (EER 11) | 1.7402 | 0.12108 | 0.18427 | 0.24726 | 0 | 0 | 0 | 0 | 0 | 0 | 0 | 0.71872
SCE | GWh | Commercial | Com - Retail (Large Single Level) | HVAC | No | HVAC - Repair Duct System | 11.8141 | 11.6321 | 11.453 | 11.2766 | 11.103 | 10.932 | 10.7636 | 10.5979 | 10.4347 | 10.274 | 10.1157 | 9.96
SCE | GWh | Commercial | Com - Retail (Large Single Level) | HVAC | No | HVAC - SEER Rated Package Rooftop AC (Recharge) | 11.673 | 11.4933 | 11.3163 | 11.142 | 10.9704 | 10.8015 | 10.6351 | 10.4714 | 10.3101 | 10.1513 | 9.995 | 9.8411
SCE | GWh | Commercial | Com - Retail (Large Single Level) | HVAC | No | HVAC - SEER Rated Package Rooftop AC (SEER 14) | 38.2868 | 38.7761 | 0 | 0 | 0 | 0 | 0 | 0 | 0 | 0 | 0 | 0
SCE | GWh | Commercial | Com - Retail (Large Single Level) | HVAC | No | HVAC - SEER Rated Package Rooftop AC (SEER 15) | 0 | 0 | 22.9885 | 23.3196 | 23.672 | 24.0055 | 24.3122 | 24.6214 | 24.9078 | 25.212 | 25.5059 | 25.8043
SCE | GWh | Commercial | Com - Retail (Large Single Level) | HVAC | No | HVAC - SEER Rated Package Rooftop HP (SEER 15) | 17.6976 | 17.9975 | 8.5044 | 8.6538 | 8.8117 | 8.9616 | 9.1004 | 9.24 | 9.37 | 9.5071 | 9.6399 | 9.7742
SCE | GWh | Commercial | Com - Retail (Large Single Level) | HVAC | No | HVAC - SEER Rated Split System AC (SEER 14) | 19.0206 | 19.3009 | 19.6013 | 0 | 0 | 0 | 0 | 0 | 0 | 0 | 0 | 0
SCE | GWh | Commercial | Com - Retail (Large Single Level) | HVAC | No | HVAC - SEER Rated Split System AC (SEER 15) | 0 | 0 | 0 | 10.359 | 10.5035 | 10.64 | 10.7651 | 10.8914 | 11.008 | 11.1324 | 11.2524 | 11.3744
SCE | GWh | Commercial | Com - Retail (Large Single Level) | HVAC | No | HVAC - SEER Rated Split System HP (SEER 15) | 9.121 | 9.2906 | 4.3972 | 4.4813 | 4.57 | 4.6544 | 4.7326 | 4.8113 | 4.8847 | 4.9619 | 5.0367 | 5.1124
SCE | GWh | Commercial | Com - Retail (Large Single Level) | HVAC | No | HVAC - Thermostat | 13.3914 | 13.5798 | 13.7821 | 13.9862 | 14.2031 | 14.4085 | 14.5976 | 14.7881 | 14.9647 | 15.1521 | 15.3333 | 15.5171
SCE | GWh | Commercial | Com - Retail (Large Single Level) | Lighting | Yes | Lighting - LED Fixture (Replacing T8) - Emerging | 208.1071 | 215.0678 | 222.3624 | 230.8588 | 238.6527 | 246.3802 | 252.8491 | 259.4279 | 265.8463 | 272.5365 | 279.1967 | 284.8203
SCE | GWh | Commercial | Com - Retail (Large Single Level) | Lighting | Yes | Lighting - LED Lamp (Basic High - Indoor) - Emerging | 22.2994 | 23.0136 | 23.7106 | 24.3157 | 24.9507 | 3.2888 | 3.3592 | 3.4234 | 3.485 | 3.5423 | 3.5984 | 3.6556
SCE | GWh | Commercial | Com - Retail (Large Single Level) | Lighting | Yes | Lighting - LED Lamp (Basic Low - Indoor) - Emerging | 74.6162 | 77.1109 | 79.5379 | 81.6331 | 83.8306 | 13.098 | 13.3863 | 13.6484 | 13.9 | 14.1638 | 14.3924 | 14.625
SCE | GWh | Commercial | Com - Retail (Large Single Level) | Lighting | Yes | Lighting - LED Plug-In Indoor Fixture - Emerging | 25.963 | 26.7078 | 27.4026 | 27.9312 | 28.5799 | 1.6557 | 1.6847 | 1.7195 | 1.745 | 1.7745 | 1.8007 | 1.8302
SCE | GWh | Commercial | Com - Retail (Large Single Level) | Lighting | No | Lighting - Cold Cathode Lamp | 0.55698 | 0.56482 | 0.57323 | 0.58172 | 0.59074 | 0 | 0 | 0 | 0 | 0 | 0 | 0
SCE | GWh | Commercial | Com - Retail (Large Single Level) | Lighting | No | Lighting - Compact Fluorescent Fixture (Indoor) | 71.9409 | 72.9237 | 73.9804 | 75.0465 | 76.1811 | 0 | 0 | 0 | 0 | 0 | 0 | 0
SCE | GWh | Commercial | Com - Retail (Large Single Level) | Lighting | No | Lighting - Exit Fixture (LED) | 5.7421 | 5.6537 | 5.5666 | 5.4809 | 5.3965 | 5.3134 | 5.2316 | 5.151 | 5.0717 | 4.9936 | 4.9167 | 4.841
SCE | GWh | Commercial | Com - Retail (Large Single Level) | Lighting | No | Lighting - Halogen Lamp (A-Line) | 1.0758 | 1.091 | 1.1072 | 1.1236 | 1.141 | 0 | 0 | 0 | 0 | 0 | 0 | 0
SCE | GWh | Commercial | Com - Retail (Large Single Level) | Lighting | No | Lighting - High Bay HID to T5 | 50.421 | 51.1157 | 51.8623 | 52.6156 | 53.417 | 54.1755 | 54.8733 | 55.5766 | 56.2281 | 56.9201 | 57.5887 | 58.2675
SCE | GWh | Commercial | Com - Retail (Large Single Level) | Lighting | No | Lighting - Induction Fixture (Indoor) | 8.9432 | 9.0691 | 9.2042 | 9.3404 | 9.4853 | 9.6225 | 9.7487 | 9.876 | 9.9939 | 10.1191 | 10.2401 | 10.3628
SCE | GWh | Commercial | Com - Retail (Large Single Level) | Lighting | No | Lighting - Induction Fixture (Outdoor) | 3.2415 | 3.2871 | 3.336 | 3.3854 | 3.4379 | 3.4877 | 3.5334 | 3.5795 | 3.6223 | 3.6677 | 3.7115 | 3.756
SCE | GWh | Commercial | Com - Retail (Large Single Level) | Lighting | No | Lighting - Linear Fluorescent Delamping | 0.52768 | 0.51956 | 0.38367 | 0.25184 | 0.12398 | 0 | 0 | 0 | 0 | 0 | 0 | 0
SCE | GWh | Commercial | Com - Retail (Large Single Level) | Lighting | No | Lighting - Low Bay HID to T5 | 9.2584 | 9.3859 | 9.523 | 9.6614 | 9.8085 | 9.9478 | 10.0759 | 10.2051 | 10.3247 | 10.4518 | 10.5745 | 10.6992
SCE | GWh | Commercial | Com - Retail (Large Single Level) | Lighting | No | Lighting - Plug-In Fixture (Exterior) | 3.7587 | 3.8116 | 3.8684 | 3.9256 | 3.9865 | 4.0442 | 4.0972 | 4.1507 | 4.2003 | 4.2529 | 4.3037 | 4.3553
SCE | GWh | Commercial | Com - Retail (Large Single Level) | Lighting | No | Lighting - Plug-In Fixture (Linear Fluorescent) | 39.2846 | 39.8259 | 40.4076 | 40.9945 | 41.6188 | 0 | 0 | 0 | 0 | 0 | 0 | 0
SCE | GWh | Commercial | Com - Retail (Large Single Level) | Lighting | No | Lighting - Plug-In Fixture (PSMH with Electronic Ballast) | 14.91 | 15.1154 | 15.3362 | 15.5589 | 15.7959 | 16.0202 | 16.2265 | 16.4345 | 16.6272 | 16.8318 | 17.0295 | 17.2302
SCE | GWh | Commercial | Com - Retail (Large Single Level) | SHW | No | SHW - EF Rated Instantaneous Water Heater (Electric) | 0.086922 | 0.088141 | 0.089451 | 0.090772 | 0.092177 | 0.093507 | 0.094731 | 0.095964 | 0.097107 | 0.098321 | 0.099494 | 0.10068
SCE | GWh | Commercial | Com - Retail (Large Single Level) | Service | No | HVAC - Comprehensive Rooftop Unit Quality Maintenance | 56.376 | 55.5078 | 54.6529 | 53.8113 | 52.9826 | 52.1667 | 51.3633 | 50.5723 | 49.7935 | 49.0267 | 48.2717 | 47.5283
SCE | GWh | Commercial | Com - Retail (Large Single Level) | Service | No | Service - HVAC Fault Detection & Diagnositics | 20.2647 | 20.5498 | 20.8559 | 21.1647 | 21.4929 | 21.8038 | 22.0899 | 22.3782 | 22.6455 | 22.9291 | 23.2032 | 23.4814
SCE | GWh | Commercial | Com - Retail (Large Single Level) | Service | No | Service - Retro-Commissioning (Electric) | 64.3873 | 63.3957 | 62.4194 | 61.4582 | 60.5117 | 59.5798 | 58.6623 | 57.7589 | 56.8694 | 55.9936 | 55.1313 | 54.2823
SCE | GWh | Commercial | Com - Retail (Large Single Level) | WholeBlg | No | HVAC - Energy Management System | 12.4732 | 12.6487 | 12.8371 | 13.0271 | 13.2292 | 13.4205 | 13.5966 | 13.7741 | 13.9386 | 14.1132 | 14.2819 | 14.4531
SCE | GWh | Commercial | Com - Retail (Large Single Level) | WholeBlg | No | WholeBlg - Com RET Level 1 | 63.7836 | 62.8013 | 61.8342 | 60.8819 | 59.9443 | 59.0212 | 58.1123 | 57.2173 | 56.3362 | 55.4686 | 54.6144 | 53.7733
SCE | GWh | Commercial | Com - Retail (Large Single Level) | WholeBlg | No | WholeBlg - Com RET Level 2 | 487.1155 | 479.6139 | 472.2278 | 464.9555 | 457.7952 | 450.7452 | 443.8037 | 436.9691 | 430.2398 | 423.6141 | 417.0904 | 410.6673
SCE | GWh | Commercial | Com - Retail (Small) | AppPlug | No | AppPlug - Computer Monitor | 0.28378 | 0.28778 | 0.29206 | 0.29639 | 0 | 0 | 0 | 0 | 0 | 0 | 0 | 0
SCE | GWh | Commercial | Com - Retail (Small) | AppPlug | No | AppPlug - Desktop Computer (Com - Power Management) | 10.4262 | 10.5728 | 10.7303 | 10.8892 | 11.0581 | 11.218 | 11.3652 | 11.5136 | 11.6511 | 11.797 | 11.938 | 12.0811
SCE | GWh | Commercial | Com - Retail (Small) | AppPlug | No | AppPlug - Occupancy Sensor Plug Strip | 4.4477 | 4.5102 | 4.5774 | 4.6452 | 4.7172 | 4.7855 | 4.8483 | 4.9115 | 4.9702 | 5.0324 | 5.0926 | 5.1537
SCE | GWh | Commercial | Com - Retail (Small) | AppPlug | No | AppPlug - Vending Machine Controls | 19.4111 | 19.6842 | 19.9775 | 20.2732 | 20.5877 | 20.8854 | 21.1595 | 21.4357 | 21.6917 | 21.9633 | 22.2259 | 22.4924
SCE | GWh | Commercial | Com - Retail (Small) | BldgEnv | No | BldgEnv - Wall Spray On Insulation | 3.3892 | 3.337 | 3.2856 | 3.235 | 3.1852 | 3.1362 | 3.0879 | 3.0403 | 2.9935 | 2.9474 | 2.902 | 2.8573
SCE | GWh | Commercial | Com - Retail (Small) | BldgEnv | No | BldgEnv - Window Film | 40.1046 | 39.4869 | 38.8788 | 38.2801 | 37.6906 | 37.1102 | 36.5387 | 35.976 | 35.4219 | 34.8764 | 34.3393 | 33.8105
SCE | GWh | Commercial | Com - Retail (Small) | FoodServ | No | FoodServ - Electric Steamer | 0.43483 | 0.44095 | 0.44752 | 0.45414 | 0.46119 | 0.46786 | 0.474 | 0.48018 | 0.48592 | 0.492 | 0.49789 | 0.50385
SCE | GWh | Commercial | Com - Retail (Small) | HVAC | Yes | HVAC - Advanced Package Rooftop AC (> EER 12) - Emerging | 0 | 31.6184 | 31.1315 | 30.6521 | 30.18 | 29.7152 | 29.2576 | 28.8071 | 28.3634 | 27.9266 | 27.4966 | 27.0731
SCE | GWh | Commercial | Com - Retail (Small) | HVAC | No | HVAC - Direct Evaporative Cooler | 6.984 | 7.0822 | 7.1877 | 7.2942 | 7.4073 | 7.5144 | 7.613 | 7.7124 | 7.8045 | 7.9022 | 7.9967 | 8.0926
SCE | GWh | Commercial | Com - Retail (Small) | HVAC | No | HVAC - EER Rated Package Rooftop AC (EER 11) | 0 | 0 | 0 | 0 | 0 | 1.2189 | 1.4119 | 1.6041 | 1.7878 | 1.9755 | 2.1587 | 2.3418
SCE | GWh | Commercial | Com - Retail (Small) | HVAC | No | HVAC - EER Rated Package Rooftop HP (EER 11) | 1.8509 | 0.12359 | 0.1881 | 0.25239 | 0 | 0 | 0 | 0 | 0 | 0 | 0 | 0
SCE | GWh | Commercial | Com - Retail (Small) | HVAC | No | HVAC - Repair Duct System | 9.1557 | 9.0148 | 8.8759 | 8.7392 | 0 | 0 | 0 | 0 | 0 | 0 | 0 | 0
SCE | GWh | Commercial | Com - Retail (Small) | HVAC | No | HVAC - SEER Rated Package Rooftop AC (Recharge) | 11.8533 | 11.6708 | 11.491 | 11.3141 | 11.1398 | 10.9683 | 10.7994 | 10.6331 | 10.4693 | 10.3081 | 10.1493 | 9.993
SCE | GWh | Commercial | Com - Retail (Small) | HVAC | No | HVAC - SEER Rated Package Rooftop AC (SEER 14) | 35.8613 | 36.3456 | 0 | 0 | 0 | 0 | 0 | 0 | 0 | 0 | 0 | 0
SCE | GWh | Commercial | Com - Retail (Small) | HVAC | No | HVAC - SEER Rated Package Rooftop AC (SEER 15) | 0 | 0 | 22.3398 | 22.6604 | 23.0017 | 23.3247 | 23.6217 | 23.9211 | 24.1984 | 24.4929 | 24.7776 | 25.0665
SCE | GWh | Commercial | Com - Retail (Small) | HVAC | No | HVAC - SEER Rated Package Rooftop HP (SEER 15) | 17.398 | 17.7183 | 8.3844 | 8.5434 | 8.7111 | 8.8705 | 9.0183 | 9.1669 | 9.3056 | 9.4515 | 9.5928 | 9.7357
SCE | GWh | Commercial | Com - Retail (Small) | HVAC | No | HVAC - SEER Rated Split System AC (SEER 14) | 17.3352 | 17.5885 | 17.8601 | 0 | 0 | 0 | 0 | 0 | 0 | 0 | 0 | 0
SCE | GWh | Commercial | Com - Retail (Small) | HVAC | No | HVAC - SEER Rated Split System AC (SEER 15) | 0 | 0 | 0 | 10.191 | 10.3356 | 10.4721 | 10.5974 | 10.7238 | 10.8407 | 10.9651 | 11.0853 | 11.2074
SCE | GWh | Commercial | Com - Retail (Small) | HVAC | No | HVAC - SEER Rated Split System HP (SEER 15) | 10.2223 | 10.3961 | 4.9128 | 4.9994 | 5.0909 | 5.1778 | 5.2582 | 5.3391 | 5.4145 | 5.494 | 5.5709 | 5.6488
SCE | GWh | Commercial | Com - Retail (Small) | HVAC | No | HVAC - Thermostat | 14.8256 | 15.0342 | 15.2582 | 15.4841 | 15.7242 | 15.9516 | 16.1609 | 16.3719 | 16.5674 | 16.7749 | 16.9754 | 17.1789
SCE | GWh | Commercial | Com - Retail (Small) | Lighting | Yes | Lighting - LED Fixture (Replacing T8) - Emerging | 164.0387 | 169.5195 | 175.2632 | 181.9539 | 188.0904 | 194.1747 | 199.2671 | 204.4461 | 209.4987 | 214.7652 | 220.0082 | 224.4342
SCE | GWh | Commercial | Com - Retail (Small) | Lighting | Yes | Lighting - LED Lamp (Basic High - Indoor) - Emerging | 20.3258 | 20.9728 | 21.6039 | 22.1512 | 22.7256 | 2.995 | 3.0586 | 3.1166 | 3.1722 | 3.2239 | 3.2746 | 3.3261
SCE | GWh | Commercial | Com - Retail (Small) | Lighting | Yes | Lighting - LED Lamp (Basic Low - Indoor) - Emerging | 68.0123 | 70.273 | 72.471 | 74.3665 | 76.3545 | 11.9279 | 12.1885 | 12.4252 | 12.6525 | 12.8908 | 13.097 | 13.3069
SCE | GWh | Commercial | Com - Retail (Small) | Lighting | Yes | Lighting - LED Plug-In Indoor Fixture - Emerging | 11.4176 | 11.7429 | 12.0461 | 12.2763 | 12.5591 | 0.72744 | 0.7401 | 0.75527 | 0.76632 | 0.77918 | 0.79059 | 0.80343
SCE | GWh | Commercial | Com - Retail (Small) | Lighting | No | Lighting - Cold Cathode Lamp | 0.4692 | 0.47581 | 0.48289 | 0.49004 | 0.49764 | 0 | 0 | 0 | 0 | 0 | 0 | 0
SCE | GWh | Commercial | Com - Retail (Small) | Lighting | No | Lighting - Compact Fluorescent Fixture (Indoor) | 65.5738 | 66.4571 | 67.4073 | 68.3662 | 69.3872 | 0 | 0 | 0 | 0 | 0 | 0 | 0
SCE | GWh | Commercial | Com - Retail (Small) | Lighting | No | Lighting - Exit Fixture (LED) | 5.7277 | 5.6395 | 5.5527 | 5.4672 | 5.383 | 5.3001 | 5.2185 | 5.1381 | 5.059 | 4.9811 | 4.9043 | 4.8288
SCE | GWh | Commercial | Com - Retail (Small) | Lighting | No | Lighting - Halogen Lamp (A-Line) | 1.0758 | 1.091 | 1.1072 | 1.1236 | 1.141 | 0 | 0 | 0 | 0 | 0 | 0 | 0
SCE | GWh | Commercial | Com - Retail (Small) | Lighting | No | Lighting - High Bay HID to T5 | 39.7439 | 40.2901 | 40.8772 | 41.4695 | 42.0997 | 42.6963 | 43.2449 | 43.798 | 44.3103 | 44.8544 | 45.3801 | 45.9139
SCE | GWh | Commercial | Com - Retail (Small) | Lighting | No | Lighting - Induction Fixture (Indoor) | 9.0974 | 9.2254 | 9.3629 | 9.5015 | 9.6488 | 9.7884 | 9.9168 | 10.0463 | 10.1662 | 10.2936 | 10.4166 | 10.5415
SCE | GWh | Commercial | Com - Retail (Small) | Lighting | No | Lighting - Induction Fixture (Outdoor) | 3.2415 | 3.2871 | 3.336 | 3.3854 | 3.4379 | 3.4877 | 3.5334 | 3.5795 | 3.6223 | 3.6677 | 3.7115 | 3.756
SCE | GWh | Commercial | Com - Retail (Small) | Lighting | No | Lighting - Linear Fluorescent Delamping | 0.41288 | 0.40653 | 0.3002 | 0.19705 | 0 | 0 | 0 | 0 | 0 | 0 | 0 | 0
SCE | GWh | Commercial | Com - Retail (Small) | Lighting | No | Lighting - Low Bay HID to T5 | 0 | 0 | 7.5059 | 7.6147 | 7.7304 | 7.84 | 7.9407 | 8.0423 | 8.1363 | 8.2362 | 8.3328 | 8.4308
SCE | GWh | Commercial | Com - Retail (Small) | Lighting | No | Lighting - Plug-In Fixture (Exterior) | 3.7587 | 3.8116 | 3.8684 | 3.9256 | 3.9865 | 4.0442 | 4.0972 | 4.1507 | 4.2003 | 4.2529 | 4.3037 | 4.3553
SCE | GWh | Commercial | Com - Retail (Small) | Lighting | No | Lighting - Plug-In Fixture (Linear Fluorescent) | 23.2523 | 23.5718 | 23.9153 | 24.2618 | 24.6305 | 0 | 0 | 0 | 0 | 0 | 0 | 0
SCE | GWh | Commercial | Com - Retail (Small) | Lighting | No | Lighting - Plug-In Fixture (PSMH with Electronic Ballast) | 14.0808 | 14.2743 | 14.4823 | 14.6921 | 14.9154 | 15.1267 | 15.3211 | 15.517 | 15.6985 | 15.8913 | 16.0776 | 16.2667
SCE | GWh | Commercial | Com - Retail (Small) | SHW | No | SHW - EF Rated Instantaneous Water Heater (Electric) | 0.056249 | 0.057024 | 0.057857 | 0.058697 | 0.059591 | 0.060437 | 0.061215 | 0.062 | 0.062727 | 0.063498 | 0.064244 | 0.065001
SCE | GWh | Commercial | Com - Retail (Small) | Service | No | HVAC - Comprehensive Rooftop Unit Quality Maintenance | 56.376 | 55.5078 | 54.6529 | 53.8113 | 52.9826 | 52.1667 | 51.3633 | 50.5723 | 49.7935 | 49.0267 | 48.2717 | 47.5283
SCE | GWh | Commercial | Com - Retail (Small) | Service | No | Service - HVAC Fault Detection & Diagnositics | 20.2647 | 20.5498 | 20.8559 | 21.1647 | 21.4929 | 21.8038 | 22.0899 | 22.3782 | 22.6455 | 22.9291 | 23.2032 | 23.4814
SCE | GWh | Commercial | Com - Retail (Small) | Service | No | Service - Retro-Commissioning (Electric) | 64.3873 | 63.3957 | 62.4194 | 61.4582 | 60.5117 | 59.5798 | 58.6623 | 57.7589 | 56.8694 | 55.9936 | 55.1313 | 54.2823
SCE | GWh | Commercial | Com - Retail (Small) | WholeBlg | No | HVAC - Energy Management System | 12.4732 | 12.6487 | 12.8371 | 13.0271 | 13.2292 | 13.4205 | 13.5966 | 13.7741 | 13.9386 | 14.1132 | 14.2819 | 14.4531
SCE | GWh | Commercial | Com - Retail (Small) | WholeBlg | No | WholeBlg - Com RET Level 1 | 62.1344 | 61.1776 | 60.2354 | 59.3078 | 58.3945 | 57.4952 | 56.6098 | 55.738 | 54.8796 | 54.0345 | 53.2023 | 52.383
SCE | GWh | Commercial | Com - Retail (Small) | WholeBlg | No | WholeBlg - Com RET Level 2 | 444.0715 | 437.2328 | 430.4994 | 423.8697 | 417.3421 | 410.9151 | 404.587 | 398.3563 | 392.2217 | 386.1814 | 380.2342 | 374.3786
SCE | GWh | Commercial | Com - Storage (Conditioned) | AppPlug | No | AppPlug - Computer Monitor | 0.1667 | 0.16905 | 0.17157 | 0.17411 | 0 | 0 | 0 | 0 | 0 | 0 | 0 | 0
SCE | GWh | Commercial | Com - Storage (Conditioned) | AppPlug | No | AppPlug - Desktop Computer (Com - Power Management) | 6.1246 | 6.2107 | 6.3033 | 6.3966 | 6.4958 | 6.5897 | 6.6762 | 6.7633 | 6.8441 | 6.9298 | 7.0127 | 7.0968
SCE | GWh | Commercial | Com - Storage (Conditioned) | AppPlug | No | AppPlug - Occupancy Sensor Plug Strip | 2.6127 | 2.6494 | 2.6889 | 2.7287 | 2.771 | 2.8111 | 2.848 | 2.8852 | 2.9196 | 2.9562 | 2.9915 | 3.0274
SCE | GWh | Commercial | Com - Storage (Conditioned) | AppPlug | No | AppPlug - Vending Machine Controls | 20.8818 | 21.1756 | 21.4911 | 21.8092 | 22.1475 | 22.4678 | 22.7626 | 23.0597 | 23.3351 | 23.6274 | 23.9098 | 24.1965
SCE | GWh | Commercial | Com - Storage (Conditioned) | BldgEnv | No | BldgEnv - Attic Batt Insulation | 0.13107 | 0.12905 | 0.12706 | 0.12511 | 0 | 0 | 0 | 0 | 0 | 0 | 0 | 0
SCE | GWh | Commercial | Com - Storage (Conditioned) | BldgEnv | No | BldgEnv - Wall Spray On Insulation | 4.2949 | 4.2288 | 4.1636 | 4.0995 | 4.0364 | 3.9742 | 3.913 | 3.8528 | 3.7934 | 3.735 | 3.6775 | 3.6209
SCE | GWh | Commercial | Com - Storage (Conditioned) | BldgEnv | No | BldgEnv - Window Film | 3.1425 | 3.0941 | 3.0465 | 2.9996 | 0 | 2.9079 | 2.8631 | 2.819 | 2.7756 | 2.7329 | 2.6908 | 2.6493
SCE | GWh | Commercial | Com - Storage (Conditioned) | ComRefrig | No | ComRefrig - Strip Curtain for Walk In Refrigerator | 4.1701 | 4.1059 | 4.0427 | 3.9804 | 3.9191 | 3.8588 | 3.7993 | 3.7408 | 3.6832 | 3.6265 | 3.5706 | 3.5157
SCE | GWh | Commercial | Com - Storage (Conditioned) | HVAC | No | HVAC - Direct Evaporative Cooler | 4.5158 | 4.5793 | 4.6475 | 4.7164 | 4.7895 | 4.8588 | 4.9225 | 4.9868 | 5.0463 | 5.1095 | 5.1706 | 5.2326
SCE | GWh | Commercial | Com - Storage (Conditioned) | HVAC | No | HVAC - EER Rated Package Rooftop HP (EER 11) | 0.22213 | 0.22564 | 0.22938 | 0.23316 | 0 | 0 | 0 | 0 | 0 | 0 | 0 | 0
SCE | GWh | Commercial | Com - Storage (Conditioned) | HVAC | No | HVAC - Repair Duct System | 1.5165 | 1.4932 | 1.4702 | 1.4475 | 0 | 0 | 0 | 0 | 0 | 0 | 0 | 0
SCE | GWh | Commercial | Com - Storage (Conditioned) | HVAC | No | HVAC - SEER Rated Package Rooftop AC (Recharge) | 1.5118 | 1.4885 | 1.4656 | 1.443 | 0 | 0 | 0 | 0 | 0 | 0 | 0 | 0
SCE | GWh | Commercial | Com - Storage (Conditioned) | HVAC | No | HVAC - SEER Rated Package Rooftop AC (SEER 14) | 9.9022 | 10.0332 | 0 | 0 | 0 | 0 | 0 | 0 | 0 | 0 | 0 | 0
SCE | GWh | Commercial | Com - Storage (Conditioned) | HVAC | No | HVAC - SEER Rated Package Rooftop AC (SEER 15) | 0 | 0 | 4.7978 | 4.8644 | 4.9353 | 5.0024 | 5.064 | 5.1261 | 5.1836 | 5.2447 | 5.3038 | 5.3638
SCE | GWh | Commercial | Com - Storage (Conditioned) | HVAC | No | HVAC - SEER Rated Package Rooftop HP (SEER 15) | 3.0909 | 3.1311 | 1.4738 | 1.4941 | 1.5158 | 1.5362 | 1.555 | 1.574 | 1.5915 | 1.6102 | 1.6282 | 1.6465
SCE | GWh | Commercial | Com - Storage (Conditioned) | HVAC | No | HVAC - SEER Rated Split System AC (SEER 14) | 5.1859 | 5.2616 | 5.3427 | 0 | 0 | 0 | 0 | 0 | 0 | 0 | 0 | 0
SCE | GWh | Commercial | Com - Storage (Conditioned) | HVAC | No | HVAC - SEER Rated Split System AC (SEER 15) | 0 | 0 | 0 | 2.416 | 2.4489 | 2.4799 | 2.5083 | 2.537 | 2.5634 | 2.5917 | 2.6189 | 2.6466
SCE | GWh | Commercial | Com - Storage (Conditioned) | HVAC | No | HVAC - SEER Rated Split System HP (SEER 15) | 1.8936 | 1.9284 | 0.91255 | 0.92986 | 0.94811 | 0.96546 | 0.98155 | 0.99773 | 1.0128 | 1.0287 | 1.0441 | 1.0596
SCE | GWh | Commercial | Com - Storage (Conditioned) | Lighting | Yes | Lighting - LED Fixture (Replacing T8) - Emerging | 38.3331 | 39.6063 | 40.9404 | 42.4955 | 43.9206 | 45.3335 | 46.515 | 47.7165 | 48.8887 | 50.1104 | 51.3267 | 52.3522
SCE | GWh | Commercial | Com - Storage (Conditioned) | Lighting | Yes | Lighting - LED Lamp (Basic High - Indoor) - Emerging | 0.15168 | 0.15651 | 0.16123 | 0.16532 | 0.16961 | 0.022354 | 0.022829 | 0.023263 | 0.023678 | 0.024065 | 0.024444 | 0.024829
SCE | GWh | Commercial | Com - Storage (Conditioned) | Lighting | Yes | Lighting - LED Lamp (Basic Low - Indoor) - Emerging | 1.4535 | 1.5018 | 1.5489 | 1.5895 | 1.632 | 0.25496 | 0.26053 | 0.2656 | 0.27047 | 0.27557 | 0.27999 | 0.28448
SCE | GWh | Commercial | Com - Storage (Conditioned) | Lighting | Yes | Lighting - LED Plug-In Indoor Fixture - Emerging | 16.3358 | 16.8019 | 17.2363 | 17.5663 | 17.9717 | 1.041 | 1.0591 | 1.0809 | 1.0967 | 1.1152 | 1.1315 | 1.1499
SCE | GWh | Commercial | Com - Storage (Conditioned) | Lighting | No | Lighting - Cold Cathode Lamp | 0.1728 | 0.17523 | 0.17784 | 0.18048 | 0.18328 | 0 | 0 | 0 | 0 | 0 | 0 | 0
SCE | GWh | Commercial | Com - Storage (Conditioned) | Lighting | No | Lighting - Compact Fluorescent Fixture (Indoor) | 1.7132 | 1.7363 | 1.7612 | 1.7863 | 1.8131 | 0 | 0 | 0 | 0 | 0 | 0 | 0
SCE | GWh | Commercial | Com - Storage (Conditioned) | Lighting | No | Lighting - Exit Fixture (LED) | 3.1453 | 3.0968 | 3.0491 | 3.0022 | 2.9559 | 2.9104 | 2.8656 | 2.8215 | 2.778 | 2.7352 | 2.6931 | 2.6516
SCE | GWh | Commercial | Com - Storage (Conditioned) | Lighting | No | Lighting - Halogen Lamp (A-Line) | 0.63197 | 0.64086 | 0.65041 | 0.66004 | 0.67028 | 0 | 0 | 0 | 0 | 0 | 0 | 0
SCE | GWh | Commercial | Com - Storage (Conditioned) | Lighting | No | Lighting - High Bay HID to T5 | 0.34621 | 0.3509 | 0.35594 | 0.36103 | 0.36645 | 0.37158 | 0.37629 | 0.38105 | 0.38545 | 0.39013 | 0.39464 | 0.39923
SCE | GWh | Commercial | Com - Storage (Conditioned) | Lighting | No | Lighting - Induction Fixture (Indoor) | 4.9365 | 5.0059 | 5.0805 | 5.1557 | 5.2357 | 5.3114 | 5.3811 | 5.4513 | 5.5164 | 5.5855 | 5.6523 | 5.72
SCE | GWh | Commercial | Com - Storage (Conditioned) | Lighting | No | Lighting - Induction Fixture (Outdoor) | 1.9041 | 1.9309 | 1.9597 | 1.9887 | 2.0195 | 2.0487 | 2.0756 | 2.1027 | 2.1278 | 2.1545 | 2.1802 | 2.2064
SCE | GWh | Commercial | Com - Storage (Conditioned) | Lighting | No | Lighting - Linear Fluorescent Delamping | 0.20068 | 0.19759 | 0.14591 | 0.095777 | 0 | 0 | 0 | 0 | 0 | 0 | 0 | 0
SCE | GWh | Commercial | Com - Storage (Conditioned) | Lighting | No | Lighting - Low Bay HID to T5 | 0 | 0 | 0 | 0 | 1.1518 | 1.3528 | 1.37 | 1.3873 | 1.4033 | 1.4204 | 1.4368 | 1.4535
SCE | GWh | Commercial | Com - Storage (Conditioned) | Lighting | No | Lighting - Plug-In Fixture (Exterior) | 2.2079 | 2.239 | 2.2724 | 2.306 | 2.3418 | 2.3756 | 2.4068 | 2.4382 | 2.4673 | 2.4982 | 2.5281 | 2.5584
SCE | GWh | Commercial | Com - Storage (Conditioned) | Lighting | No | Lighting - Plug-In Fixture (Linear Fluorescent) | 14.9802 | 15.1831 | 15.4014 | 15.6217 | 15.8562 | 0 | 0 | 0 | 0 | 0 | 0 | 0
SCE | GWh | Commercial | Com - Storage (Conditioned) | Lighting | No | Lighting - Plug-In Fixture (PSMH with Electronic Ballast) | 8.0592 | 8.1684 | 8.2858 | 8.4043 | 8.5305 | 8.6499 | 8.7596 | 8.8702 | 8.9727 | 9.0815 | 9.1867 | 9.2935
SCE | GWh | Commercial | Com - Storage (Conditioned) | SHW | No | SHW - EF Rated Instantaneous Water Heater (Electric) | 0.0090341 | 0.0091593 | 0.0092937 | 0.0094294 | 0.0095737 | 0.0097102 | 0.0098359 | 0.0099625 | 0.01008 | 0.010204 | 0.010325 | 0.010447
SCE | GWh | Commercial | Com - Storage (Conditioned) | Service | No | HVAC - Comprehensive Rooftop Unit Quality Maintenance | 33.1166 | 32.6066 | 32.1044 | 31.61 | 31.1232 | 30.6439 | 30.172 | 29.7074 | 29.2499 | 28.7994 | 28.3559 | 27.9192
SCE | GWh | Commercial | Com - Storage (Conditioned) | Service | No | Service - HVAC Fault Detection & Diagnositics | 11.904 | 12.0714 | 12.2513 | 12.4326 | 12.6255 | 12.8081 | 12.9761 | 13.1455 | 13.3025 | 13.4691 | 13.6301 | 13.7935
SCE | GWh | Commercial | Com - Storage (Conditioned) | Service | No | Service - Retro-Commissioning (Electric) | 37.8226 | 37.2402 | 36.6667 | 36.102 | 35.546 | 34.9986 | 34.4596 | 33.929 | 33.4065 | 32.892 | 32.3855 | 31.8867
SCE | GWh | Commercial | Com - Storage (Conditioned) | WholeBlg | No | HVAC - Energy Management System | 7.327 | 7.4301 | 7.5408 | 7.6525 | 7.7711 | 7.8835 | 7.987 | 8.0912 | 8.1879 | 8.2904 | 8.3895 | 8.4901
SCE | GWh | Commercial | Com - Storage (Conditioned) | WholeBlg | No | WholeBlg - Com RET Level 1 | 19.6015 | 19.2996 | 19.0024 | 18.7098 | 18.4216 | 18.1379 | 17.8586 | 17.5836 | 17.3128 | 17.0462 | 16.7837 | 16.5252
SCE | GWh | Commercial | Com - Storage (Conditioned) | WholeBlg | No | WholeBlg - Com RET Level 2 | 127.063 | 125.1062 | 123.1796 | 121.2826 | 119.4149 | 117.5759 | 115.7652 | 113.9824 | 112.2271 | 110.4988 | 108.7971 | 107.1217
SCE | GWh | Commercial | Com - Storage (Unconditioned) | AppPlug | No | AppPlug - Computer Monitor | 0.41675 | 0.42262 | 0.42891 | 0.43526 | 0 | 0 | 0 | 0 | 0 | 0 | 0 | 0
SCE | GWh | Commercial | Com - Storage (Unconditioned) | AppPlug | No | AppPlug - Desktop Computer (Com - Power Management) | 15.3114 | 15.5269 | 15.7582 | 15.9915 | 16.2395 | 16.4743 | 16.6905 | 16.9084 | 17.1103 | 17.3246 | 17.5317 | 17.7419
SCE | GWh | Commercial | Com - Storage (Unconditioned) | AppPlug | No | AppPlug - Occupancy Sensor Plug Strip | 6.5317 | 6.6235 | 6.7222 | 6.8217 | 6.9275 | 7.0277 | 7.1199 | 7.2129 | 7.299 | 7.3904 | 7.4788 | 7.5685
SCE | GWh | Commercial | Com - Storage (Unconditioned) | AppPlug | No | AppPlug - Vending Machine Controls | 13.0511 | 13.2348 | 13.4319 | 13.6308 | 13.8422 | 14.0424 | 14.2266 | 14.4123 | 14.5844 | 14.7671 | 14.9436 | 15.1228
SCE | GWh | Commercial | Com - Storage (Unconditioned) | BldgEnv | No | BldgEnv - Window Film | 16.416 | 16.1632 | 15.9143 | 15.6692 | 15.4279 | 15.1903 | 14.9564 | 14.7261 | 14.4993 | 14.276 | 14.0561 | 13.8397
SCE | GWh | Commercial | Com - Storage (Unconditioned) | Lighting | Yes | Lighting - LED Fixture (Replacing T8) - Emerging | 92.4486 | 95.5682 | 98.8379 | 102.6429 | 106.1373 | 109.6023 | 112.5069 | 115.461 | 118.3432 | 121.3476 | 124.3386 | 126.8684
SCE | GWh | Commercial | Com - Storage (Unconditioned) | Lighting | Yes | Lighting - LED Lamp (Basic High - Indoor) - Emerging | 0.36479 | 0.37662 | 0.38818 | 0.39824 | 0.4088 | 0.053905 | 0.055076 | 0.056148 | 0.057176 | 0.058133 | 0.059071 | 0.060026
SCE | GWh | Commercial | Com - Storage (Unconditioned) | Lighting | Yes | Lighting - LED Lamp (Basic Low - Indoor) - Emerging | 3.4957 | 3.614 | 3.7292 | 3.829 | 3.9336 | 0.61482 | 0.62856 | 0.64107 | 0.65309 | 0.66569 | 0.67663 | 0.68776
SCE | GWh | Commercial | Com - Storage (Unconditioned) | Lighting | Yes | Lighting - LED Plug-In Indoor Fixture - Emerging | 39.2886 | 40.4319 | 41.5003 | 42.3174 | 43.3169 | 2.5103 | 2.5553 | 2.6089 | 2.6482 | 2.6939 | 2.7345 | 2.78
SCE | GWh | Commercial | Com - Storage (Unconditioned) | Lighting | No | Lighting - Cold Cathode Lamp | 0.40741 | 0.41315 | 0.4193 | 0.42551 | 0.43211 | 0 | 0 | 0 | 0 | 0 | 0 | 0
SCE | GWh | Commercial | Com - Storage (Unconditioned) | Lighting | No | Lighting - Compact Fluorescent Fixture (Indoor) | 4.1203 | 4.1782 | 4.2405 | 4.3033 | 4.37 | 0 | 0 | 0 | 0 | 0 | 0 | 0
SCE | GWh | Commercial | Com - Storage (Unconditioned) | Lighting | No | Lighting - Exit Fixture (LED) | 7.5443 | 7.4281 | 7.3137 | 7.2011 | 7.0902 | 6.981 | 6.8735 | 6.7676 | 6.6634 | 6.5608 | 6.4597 | 6.3603
SCE | GWh | Commercial | Com - Storage (Unconditioned) | Lighting | No | Lighting - Halogen Lamp (A-Line) | 1.5799 | 1.6022 | 1.626 | 1.6501 | 1.6757 | 0 | 0 | 0 | 0 | 0 | 0 | 0
SCE | GWh | Commercial | Com - Storage (Unconditioned) | Lighting | No | Lighting - High Bay HID to T5 | 0.83495 | 0.8467 | 0.85931 | 0.87203 | 0.88556 | 0.89836 | 0.91015 | 0.92203 | 0.93304 | 0.94473 | 0.95602 | 0.96748
SCE | GWh | Commercial | Com - Storage (Unconditioned) | Lighting | No | Lighting - Induction Fixture (Indoor) | 11.3221 | 11.4814 | 11.6525 | 11.825 | 12.0084 | 12.1821 | 12.3419 | 12.503 | 12.6523 | 12.8108 | 12.9639 | 13.1194
SCE | GWh | Commercial | Com - Storage (Unconditioned) | Lighting | No | Lighting - Induction Fixture (Outdoor) | 4.7603 | 4.8273 | 4.8992 | 4.9717 | 5.0488 | 5.1218 | 5.189 | 5.2568 | 5.3195 | 5.3862 | 5.4506 | 5.5159
SCE | GWh | Commercial | Com - Storage (Unconditioned) | Lighting | No | Lighting - Linear Fluorescent Delamping | 0.49293 | 0.48534 | 0.3584 | 0.23525 | 0 | 0 | 0 | 0 | 0 | 0 | 0 | 0
SCE | GWh | Commercial | Com - Storage (Unconditioned) | Lighting | No | Lighting - Low Bay HID to T5 | 0 | 0 | 0 | 0 | 3.2241 | 3.2707 | 3.3136 | 3.3569 | 3.397 | 3.4395 | 3.4806 | 3.5224
SCE | GWh | Commercial | Com - Storage (Unconditioned) | Lighting | No | Lighting - Plug-In Fixture (Exterior) | 5.5199 | 5.5975 | 5.6809 | 5.765 | 5.8544 | 5.9391 | 6.017 | 6.0956 | 6.1684 | 6.2456 | 6.3203 | 6.3961
SCE | GWh | Commercial | Com - Storage (Unconditioned) | Lighting | No | Lighting - Plug-In Fixture (Linear Fluorescent) | 36.1274 | 36.6357 | 37.1814 | 37.7319 | 38.3171 | 0 | 0 | 0 | 0 | 0 | 0 | 0
SCE | GWh | Commercial | Com - Storage (Unconditioned) | Lighting | No | Lighting - Plug-In Fixture (PSMH with Electronic Ballast) | 19.4362 | 19.7097 | 20.0033 | 20.2994 | 20.6143 | 20.9124 | 21.1868 | 21.4633 | 21.7197 | 21.9917 | 22.2546 | 22.5214
SCE | GWh | Commercial | Com - Storage (Unconditioned) | SHW | No | SHW - EF Rated Instantaneous Water Heater (Electric) | 0.021857 | 0.022134 | 0.022432 | 0.022734 | 0.023056 | 0.02336 | 0.023639 | 0.02392 | 0.02418 | 0.024457 | 0.024724 | 0.024996
SCE | GWh | Commercial | Com - Storage (Unconditioned) | Service | No | HVAC - Comprehensive Rooftop Unit Quality Maintenance | 82.7915 | 81.5165 | 80.2611 | 79.0251 | 77.8081 | 76.6099 | 75.4301 | 74.2684 | 73.1247 | 71.9986 | 70.8898 | 69.7981
SCE | GWh | Commercial | Com - Storage (Unconditioned) | Service | No | Service - HVAC Fault Detection & Diagnositics | 29.7599 | 30.1786 | 30.6282 | 31.0816 | 31.5637 | 32.0202 | 32.4403 | 32.8638 | 33.2562 | 33.6728 | 34.0753 | 34.4838
SCE | GWh | Commercial | Com - Storage (Unconditioned) | Service | No | Service - Retro-Commissioning (Electric) | 94.5566 | 93.1004 | 91.6667 | 90.255 | 88.8651 | 87.4966 | 86.1491 | 84.8224 | 83.5162 | 82.23 | 80.9637 | 79.7168
SCE | GWh | Commercial | Com - Storage (Unconditioned) | WholeBlg | No | HVAC - Energy Management System | 18.3176 | 18.5753 | 18.852 | 19.1311 | 19.4279 | 19.7088 | 19.9675 | 20.2281 | 20.4697 | 20.726 | 20.9738 | 21.2252
SCE | GWh | Commercial | Com - Storage (Unconditioned) | WholeBlg | No | WholeBlg - Com RET Level 1 | 22.8401 | 22.4884 | 22.1421 | 21.8011 | 21.4653 | 21.1348 | 20.8093 | 20.4888 | 20.1733 | 19.8626 | 19.5568 | 19.2556
SCE | GWh | Commercial | Com - Storage (Unconditioned) | WholeBlg | No | WholeBlg - Com RET Level 2 | 198.1649 | 195.1132 | 192.1084 | 189.15 | 186.2371 | 183.369 | 180.5451 | 177.7647 | 175.0272 | 172.3317 | 169.6778 | 167.0648
SCE | GWh | Commercial | Com - Warehouse (Refrigerated) | AppPlug | No | AppPlug - Computer Monitor | 0.033212 | 0.03368 | 0.034181 | 0.034687 | 0 | 0 | 0 | 0 | 0 | 0 | 0 | 0
SCE | GWh | Commercial | Com - Warehouse (Refrigerated) | AppPlug | No | AppPlug - Desktop Computer (Com - Power Management) | 1.2202 | 1.2374 | 1.2558 | 1.2744 | 1.2942 | 1.3129 | 1.3301 | 1.3475 | 1.3636 | 1.3806 | 1.3972 | 1.4139
SCE | GWh | Commercial | Com - Warehouse (Refrigerated) | AppPlug | No | AppPlug - Occupancy Sensor Plug Strip | 0.52053 | 0.52785 | 0.53571 | 0.54365 | 0.55208 | 0.56006 | 0.56741 | 0.57482 | 0.58168 | 0.58897 | 0.59601 | 0.60315
SCE | GWh | Commercial | Com - Warehouse (Refrigerated) | AppPlug | No | AppPlug - Vending Machine Controls | 4.1603 | 4.2189 | 4.2817 | 4.3451 | 4.4125 | 4.4763 | 4.5351 | 4.5942 | 4.6491 | 4.7073 | 4.7636 | 4.8207
SCE | GWh | Commercial | Com - Warehouse (Refrigerated) | BldgEnv | No | BldgEnv - Wall Spray On Insulation | 0.39666 | 0.39055 | 0.38453 | 0.37861 | 0.37278 | 0.36704 | 0.36139 | 0.35582 | 0.35034 | 0.34495 | 0.33963 | 0.3344
SCE | GWh | Commercial | Com - Warehouse (Refrigerated) | BldgEnv | No | BldgEnv - Window Film | 0.92636 | 0.91209 | 0.89805 | 0.88422 | 0.8706 | 0.85719 | 0.84399 | 0.831 | 0.8182 | 0.8056 | 0.79319 | 0.78098
SCE | GWh | Commercial | Com - Warehouse (Refrigerated) | ComRefrig | No | ComRefrig - Strip Curtain for Walk In Refrigerator | 0.83082 | 0.81803 | 0.80543 | 0.79303 | 0.78082 | 0.76879 | 0.75695 | 0.74529 | 0.73382 | 0.72252 | 0.71139 | 0.70043
SCE | GWh | Commercial | Com - Warehouse (Refrigerated) | Lighting | Yes | Lighting - LED Fixture (Replacing T8) - Emerging | 16.1759 | 16.6712 | 17.1894 | 17.7987 | 18.3509 | 18.8979 | 19.3491 | 19.8078 | 20.2549 | 20.7209 | 21.1846 | 21.5689
SCE | GWh | Commercial | Com - Warehouse (Refrigerated) | Lighting | Yes | Lighting - LED Lamp (Basic High - Indoor) - Emerging | 0.079052 | 0.081456 | 0.083793 | 0.085802 | 0.087911 | 0.011571 | 0.011803 | 0.012014 | 0.012215 | 0.012401 | 0.012584 | 0.012769
SCE | GWh | Commercial | Com - Warehouse (Refrigerated) | Lighting | Yes | Lighting - LED Lamp (Basic Low - Indoor) - Emerging | 0.75754 | 0.78165 | 0.80499 | 0.82495 | 0.84589 | 0.13198 | 0.13471 | 0.13717 | 0.13953 | 0.14201 | 0.14414 | 0.14631
SCE | GWh | Commercial | Com - Warehouse (Refrigerated) | Lighting | Yes | Lighting - LED Plug-In Indoor Fixture - Emerging | 3.5834 | 3.6805 | 3.7704 | 3.8373 | 3.9205 | 0.2268 | 0.23048 | 0.23494 | 0.23813 | 0.24187 | 0.24517 | 0.24891
SCE | GWh | Commercial | Com - Warehouse (Refrigerated) | Lighting | No | Lighting - Cold Cathode Lamp | 0.056175 | 0.056965 | 0.057814 | 0.05867 | 0.05958 | 0 | 0 | 0 | 0 | 0 | 0 | 0
SCE | GWh | Commercial | Com - Warehouse (Refrigerated) | Lighting | No | Lighting - Compact Fluorescent Fixture (Indoor) | 0.89289 | 0.90368 | 0.91535 | 0.92714 | 0.93974 | 0 | 0 | 0 | 0 | 0 | 0 | 0
SCE | GWh | Commercial | Com - Warehouse (Refrigerated) | Lighting | No | Lighting - Halogen Lamp (A-Line) | 0.12591 | 0.12768 | 0.12958 | 0.1315 | 0.13354 | 0 | 0 | 0 | 0 | 0 | 0 | 0
SCE | GWh | Commercial | Com - Warehouse (Refrigerated) | Lighting | No | Lighting - High Bay HID to T5 | 0.14609 | 0.1477 | 0.14945 | 0.15121 | 0.15311 | 0.1549 | 0.15653 | 0.15818 | 0.15969 | 0.16132 | 0.16289 | 0.16448
SCE | GWh | Commercial | Com - Warehouse (Refrigerated) | Lighting | No | Lighting - Induction Fixture (Indoor) | 0.9835 | 0.99734 | 1.0122 | 1.0272 | 1.0431 | 1.0582 | 1.0721 | 1.0861 | 1.099 | 1.1128 | 1.1261 | 1.1396
SCE | GWh | Commercial | Com - Warehouse (Refrigerated) | Lighting | No | Lighting - Induction Fixture (Outdoor) | 0.37936 | 0.3847 | 0.39043 | 0.39621 | 0.40236 | 0.40817 | 0.41353 | 0.41893 | 0.42393 | 0.42924 | 0.43437 | 0.43958
SCE | GWh | Commercial | Com - Warehouse (Refrigerated) | Lighting | No | Lighting - Linear Fluorescent Delamping | 0.054712 | 0.053869 | 0.03978 | 0.026111 | 0.012855 | 0 | 0 | 0 | 0 | 0 | 0 | 0
SCE | GWh | Commercial | Com - Warehouse (Refrigerated) | Lighting | No | Lighting - Low Bay HID to T5 | 0.53189 | 0.53774 | 0.5441 | 0.55053 | 0.55744 | 0.56395 | 0.56988 | 0.57589 | 0.58141 | 0.58732 | 0.59303 | 0.59884
SCE | GWh | Commercial | Com - Warehouse (Refrigerated) | Lighting | No | Lighting - Occupancy Sensor | 0 | 0 | 0 | 0 | 0 | 0 | 2.3079 | 2.3382 | 2.3663 | 2.3962 | 2.425 | 2.4542
SCE | GWh | Commercial | Com - Warehouse (Refrigerated) | Lighting | No | Lighting - Plug-In Fixture (Exterior) | 0.43989 | 0.44608 | 0.45273 | 0.45943 | 0.46656 | 0.4733 | 0.47952 | 0.48577 | 0.49158 | 0.49773 | 0.50368 | 0.50972
SCE | GWh | Commercial | Com - Warehouse (Refrigerated) | Lighting | No | Lighting - Plug-In Fixture (Linear Fluorescent) | 3.2691 | 3.3051 | 3.3442 | 3.3837 | 3.4262 | 0 | 0 | 0 | 0 | 0 | 0 | 0
SCE | GWh | Commercial | Com - Warehouse (Refrigerated) | Lighting | No | Lighting - Plug-In Fixture (MH Directional) | 0 | 0 | 0 | 0 | 0 | 0 | 0 | 0 | 0.36282 | 0.46532 | 0.46984 | 0.47445
SCE | GWh | Commercial | Com - Warehouse (Refrigerated) | Lighting | No | Lighting - Plug-In Fixture (PSMH with Electronic Ballast) | 3.3992 | 3.4366 | 3.4772 | 3.5183 | 3.5625 | 3.6041 | 3.642 | 3.6804 | 3.7157 | 3.7535 | 3.7899 | 3.8271
SCE | GWh | Commercial | Com - Warehouse (Refrigerated) | Service | No | HVAC - Comprehensive Rooftop Unit Quality Maintenance | 6.5979 | 6.4963 | 6.3963 | 6.2978 | 6.2008 | 6.1053 | 6.0113 | 5.9187 | 5.8275 | 5.7378 | 5.6494 | 5.5624
SCE | GWh | Commercial | Com - Warehouse (Refrigerated) | Service | No | Service - HVAC Fault Detection & Diagnositics | 2.3717 | 2.405 | 2.4409 | 2.477 | 2.5154 | 2.5518 | 2.5853 | 2.619 | 2.6503 | 2.6835 | 2.7156 | 2.7481
SCE | GWh | Commercial | Com - Warehouse (Refrigerated) | Service | No | Service - Retro-Commissioning (Electric) | 7.5355 | 7.4195 | 7.3052 | 7.1927 | 7.0819 | 6.9729 | 6.8655 | 6.7598 | 6.6557 | 6.5532 | 6.4522 | 6.3529
SCE | GWh | Commercial | Com - Warehouse (Refrigerated) | WholeBlg | No | HVAC - Energy Management System | 1.4598 | 1.4803 | 1.5024 | 1.5246 | 1.5483 | 1.5707 | 1.5913 | 1.612 | 1.6313 | 1.6517 | 1.6715 | 1.6915
SCE | GWh | Commercial | Com - Warehouse (Refrigerated) | WholeBlg | No | WholeBlg - Com RET Level 1 | 2.6309 | 2.5904 | 2.5505 | 2.5113 | 2.4726 | 2.4345 | 2.397 | 2.3601 | 2.3238 | 2.288 | 2.2527 | 2.218
SCE | GWh | Commercial | Com - Warehouse (Refrigerated) | WholeBlg | No | WholeBlg - Com RET Level 2 | 21.7223 | 21.3878 | 21.0584 | 20.7341 | 20.4148 | 20.1004 | 19.7908 | 19.4861 | 19.186 | 18.8905 | 18.5996 | 18.3132
SCE | MW | Commercial | Com - Assembly | AppPlug | No | AppPlug - Computer Monitor | 2.3288 | 2.3615 | 2.3967 | 2.4322 | 0.34291 | 0.41139 | 0.47652 | 0.5414 | 0.60338 | 0.66676 | 0.72857 | 0.79038
SCE | MW | Commercial | Com - Assembly | AppPlug | No | AppPlug - Desktop Computer (Com - Power Management) | 1.0682 | 1.0833 | 1.0994 | 1.1157 | 1.133 | 1.1494 | 1.1645 | 1.1797 | 1.1937 | 1.2087 | 1.2231 | 1.2378
SCE | MW | Commercial | Com - Assembly | AppPlug | No | AppPlug - Occupancy Sensor Plug Strip | 1.2305 | 1.2478 | 1.2664 | 1.2852 | 1.3051 | 1.324 | 1.3413 | 1.3588 | 1.3751 | 1.3923 | 1.4089 | 1.4258
SCE | MW | Commercial | Com - Assembly | BldgEnv | No | BldgEnv - Attic Batt Insulation | 0.81743 | 0.80484 | 0.79244 | 0.78024 | 0 | 0 | 0 | 0 | 0 | 0 | 0 | 0
SCE | MW | Commercial | Com - Assembly | BldgEnv | No | BldgEnv - Wall Spray On Insulation | 8.3415 | 8.213 | 8.0866 | 7.962 | 7.8394 | 7.7187 | 7.5998 | 7.4828 | 7.3676 | 7.2541 | 7.1424 | 7.0324
SCE | MW | Commercial | Com - Assembly | BldgEnv | No | BldgEnv - Window Film | 5.5002 | 5.4155 | 5.3321 | 5.25 | 5.1691 | 5.0895 | 5.0112 | 4.934 | 4.858 | 4.7832 | 4.7095 | 4.637
SCE | MW | Commercial | Com - Assembly | HVAC | Yes | HVAC - Advanced Package Rooftop AC (> EER 12) - Emerging | 0 | 28.4177 | 27.98 | 27.5491 | 27.1249 | 26.7071 | 26.2959 | 25.8909 | 25.4922 | 25.0996 | 24.7131 | 24.3325
SCE | MW | Commercial | Com - Assembly | HVAC | No | HVAC - Demand Controlled Ventilation | 1.2401 | 1.2576 | 1.2763 | 1.2952 | 1.3153 | 1.3343 | 1.3518 | 1.3695 | 1.3858 | 1.4032 | 1.42 | 1.437
SCE | MW | Commercial | Com - Assembly | HVAC | No | HVAC - Direct Evaporative Cooler | 3.468 | 3.5168 | 3.5692 | 3.622 | 3.6782 | 3.7314 | 3.7804 | 3.8297 | 3.8755 | 3.924 | 3.9709 | 4.0185
SCE | MW | Commercial | Com - Assembly | HVAC | No | HVAC - EER Rated Package Rooftop AC (EER 11) | 0 | 0 | 0 | 0 | 1.9062 | 2.2869 | 2.6489 | 3.0096 | 3.3542 | 3.7065 | 4.0501 | 4.3937
SCE | MW | Commercial | Com - Assembly | HVAC | No | HVAC - EER Rated Package Rooftop HP (EER 11) | 2.8142 | 0.15422 | 0.23471 | 0.31495 | 0 | 0 | 0 | 0 | 0 | 0 | 0 | 0
SCE | MW | Commercial | Com - Assembly | HVAC | No | HVAC - Repair Duct System | 11.3574 | 11.1825 | 11.0103 | 10.8408 | 0 | 0 | 0 | 0 | 0 | 0 | 0 | 0
SCE | MW | Commercial | Com - Assembly | HVAC | No | HVAC - SEER Rated Package Rooftop AC (Recharge) | 14.8484 | 14.6197 | 14.3946 | 14.1729 | 13.9547 | 13.7398 | 13.5282 | 13.3198 | 13.1147 | 12.9127 | 12.7139 | 12.5181
SCE | MW | Commercial | Com - Assembly | HVAC | No | HVAC - SEER Rated Package Rooftop AC (SEER 14) | 15.4651 | 15.69 | 0 | 0 | 0 | 0 | 0 | 0 | 0 | 0 | 0 | 0
SCE | MW | Commercial | Com - Assembly | HVAC | No | HVAC - SEER Rated Package Rooftop AC (SEER 15) | 0 | 0 | 19.5014 | 19.7702 | 20.0568 | 20.3277 | 20.5765 | 20.8275 | 21.0595 | 21.3065 | 21.545 | 21.7873
SCE | MW | Commercial | Com - Assembly | HVAC | No | HVAC - SEER Rated Package Rooftop HP (SEER 15) | 18.8058 | 19.0794 | 8.9945 | 9.1319 | 9.2777 | 9.4159 | 9.5432 | 9.6714 | 9.7904 | 9.9166 | 10.0385 | 10.1622
SCE | MW | Commercial | Com - Assembly | HVAC | No | HVAC - SEER Rated Split System AC (SEER 14) | 5.3568 | 5.46 | 5.5696 | 0 | 0 | 0 | 0 | 0 | 0 | 0 | 0 | 0
SCE | MW | Commercial | Com - Assembly | HVAC | No | HVAC - SEER Rated Split System AC (SEER 15) | 0 | 0 | 0 | 7.3211 | 7.4095 | 7.4928 | 7.5687 | 7.6455 | 7.7159 | 7.7916 | 7.8645 | 7.9388
SCE | MW | Commercial | Com - Assembly | HVAC | No | HVAC - SEER Rated Split System HP (SEER 15) | 10.0131 | 10.1552 | 4.7857 | 4.8572 | 4.9331 | 5.005 | 5.0711 | 5.1378 | 5.1997 | 5.2653 | 5.3287 | 5.393
SCE | MW | Commercial | Com - Assembly | Lighting | Yes | Lighting - LED Fixture (Replacing T8) - Emerging | 0 | 34.7148 | 35.9101 | 37.3001 | 38.5778 | 39.8448 | 40.9079 | 41.9892 | 43.0443 | 44.144 | 45.2389 | 46.1662
SCE | MW | Commercial | Com - Assembly | Lighting | Yes | Lighting - LED Lamp (Basic High - Indoor) - Emerging | 6.2402 | 6.4458 | 6.6469 | 6.8224 | 7.0065 | 0.92429 | 0.94476 | 0.96352 | 0.98152 | 0.99831 | 1.0148 | 1.0315
SCE | MW | Commercial | Com - Assembly | Lighting | Yes | Lighting - LED Lamp (Basic Low - Indoor) - Emerging | 4.0852 | 4.2255 | 4.3624 | 4.4811 | 4.6057 | 0.72019 | 0.73658 | 0.75154 | 0.76591 | 0.78097 | 0.79408 | 0.80741
SCE | MW | Commercial | Com - Assembly | Lighting | Yes | Lighting - LED Plug-In Indoor Fixture - Emerging | 3.4327 | 3.5343 | 3.6294 | 3.7026 | 3.7918 | 0.21984 | 0.22387 | 0.22866 | 0.23219 | 0.23628 | 0.23993 | 0.244
SCE | MW | Commercial | Com - Assembly | Lighting | No | Lighting - Cold Cathode Lamp | 0.024458 | 0.024802 | 0.025172 | 0.025545 | 0.025941 | 0 | 0 | 0 | 0 | 0 | 0 | 0
SCE | MW | Commercial | Com - Assembly | Lighting | No | Lighting - Compact Fluorescent Fixture (Indoor) | 5.5538 | 5.6347 | 5.7214 | 5.8088 | 5.9017 | 0 | 0 | 0 | 0 | 0 | 0 | 0
SCE | MW | Commercial | Com - Assembly | Lighting | No | Lighting - Exit Fixture (LED) | 0.68187 | 0.67137 | 0.66103 | 0.65085 | 0.64083 | 0.63096 | 0.62124 | 0.61168 | 0.60226 | 0.59298 | 0.58385 | 0.57486
SCE | MW | Commercial | Com - Assembly | Lighting | No | Lighting - Halogen Lamp (A-Line) | 0.022564 | 0.022881 | 0.023222 | 0.023566 | 0.023932 | 0 | 0 | 0 | 0 | 0 | 0 | 0
SCE | MW | Commercial | Com - Assembly | Lighting | No | Lighting - High Bay HID to T5 | 0 | 0 | 0 | 0 | 1.3698 | 1.6156 | 1.6371 | 1.6588 | 1.6788 | 1.7001 | 1.7207 | 1.7416
SCE | MW | Commercial | Com - Assembly | Lighting | No | Lighting - Induction Fixture (Indoor) | 1.5038 | 1.525 | 1.5477 | 1.5706 | 1.595 | 1.618 | 1.6393 | 1.6606 | 1.6805 | 1.7015 | 1.7219 | 1.7425
SCE | MW | Commercial | Com - Assembly | Lighting | No | Lighting - Induction Fixture (Outdoor) | 0.65209 | 0.66127 | 0.67112 | 0.68106 | 0.69162 | 0.70162 | 0.71083 | 0.72011 | 0.72871 | 0.73783 | 0.74665 | 0.7556
SCE | MW | Commercial | Com - Assembly | Lighting | No | Lighting - Linear Fluorescent Delamping | 0.035572 | 0.035025 | 0.025864 | 0.016977 | 0 | 0 | 0 | 0 | 0 | 0 | 0 | 0
SCE | MW | Commercial | Com - Assembly | Lighting | No | Lighting - Linear Fluorescent Fixture (Low Wattage T8) | 10.1485 | 0 | 0 | 0 | 0 | 0 | 0 | 0 | 0 | 0 | 0 | 0
SCE | MW | Commercial | Com - Assembly | Lighting | No | Lighting - Low Bay HID to T5 | 0 | 0 | 0 | 0 | 0 | 0 | 0 | 0 | 0 | 0 | 0.25547 | 0.35651
SCE | MW | Commercial | Com - Assembly | Lighting | No | Lighting - Plug-In Fixture (Linear Fluorescent) | 0 | 3.0082 | 3.2375 | 3.2861 | 3.3377 | 0 | 0 | 0 | 0 | 0 | 0 | 0
SCE | MW | Commercial | Com - Assembly | Lighting | No | Lighting - Plug-In Fixture (PSMH with Electronic Ballast) | 0 | 0 | 0 | 0 | 1.5448 | 1.822 | 1.8462 | 1.8706 | 1.8933 | 1.9173 | 1.9405 | 1.9641
SCE | MW | Commercial | Com - Assembly | Lighting | No | Lighting - Plug-In Fixture (PSMH) | 1.6755 | 1.6994 | 1.7251 | 1.751 | 0.24851 | 0 | 0 | 0 | 0 | 0 | 0 | 0
SCE | MW | Commercial | Com - Assembly | SHW | No | SHW - EF Rated Instantaneous Water Heater (Electric) | 0.095707 | 0.096984 | 0.098359 | 0.099747 | 0.10122 | 0.10262 | 0.10391 | 0.1052 | 0.1064 | 0.10768 | 0.10891 | 0.11016
SCE | MW | Commercial | Com - Assembly | Service | No | HVAC - Comprehensive Rooftop Unit Quality Maintenance | 8.2965e-06 | 8.1687e-06 | 8.0429e-06 | 7.9191e-06 | 7.7971e-06 | 7.677e-06 | 7.5588e-06 | 7.4424e-06 | 7.3278e-06 | 7.2149e-06 | 7.1038e-06 | 6.9944e-06
SCE | MW | Commercial | Com - Assembly | Service | No | Service - HVAC Fault Detection & Diagnositics | 0.010043 | 0.010185 | 0.010336 | 0.010489 | 0.010652 | 0.010806 | 0.010948 | 0.011091 | 0.011223 | 0.011364 | 0.0115 | 0.011638
SCE | MW | Commercial | Com - Assembly | Service | No | Service - Retro-Commissioning (Electric) | 0.072211 | 0.071099 | 0.070004 | 0.068926 | 0.067865 | 0.06682 | 0.065791 | 0.064778 | 0.06378 | 0.062798 | 0.061831 | 0.060878
SCE | MW | Commercial | Com - Assembly | WholeBlg | No | HVAC - Energy Management System | 0.0011569 | 0.0011732 | 0.0011907 | 0.0012083 | 0.001227 | 0.0012448 | 0.0012611 | 0.0012776 | 0.0012928 | 0.001309 | 0.0013247 | 0.0013405
SCE | MW | Commercial | Com - Assembly | WholeBlg | No | WholeBlg - Com RET Level 1 | 28.4842 | 28.0456 | 27.6137 | 27.1884 | 26.7697 | 26.3575 | 25.9516 | 25.5519 | 25.1584 | 24.771 | 24.3895 | 24.0139
SCE | MW | Commercial | Com - Assembly | WholeBlg | No | WholeBlg - Com RET Level 2 | 224.5468 | 221.0887 | 217.684 | 214.3316 | 211.0309 | 207.781 | 204.5812 | 201.4307 | 198.3286 | 195.2744 | 192.2672 | 189.3062
SCE | MW | Commercial | Com - Education (Community College) | AppPlug | No | AppPlug - Computer Monitor | 0.79743 | 0.80865 | 0.82069 | 0.83284 | 0.11742 | 0.14087 | 0.16317 | 0.18539 | 0.20661 | 0.22832 | 0.24948 | 0.27065
SCE | MW | Commercial | Com - Education (Community College) | AppPlug | No | AppPlug - Desktop Computer (Com - Power Management) | 0.36579 | 0.37094 | 0.37647 | 0.38204 | 0.38796 | 0.39357 | 0.39874 | 0.40394 | 0.40877 | 0.41389 | 0.41884 | 0.42386
SCE | MW | Commercial | Com - Education (Community College) | AppPlug | No | AppPlug - Occupancy Sensor Plug Strip | 0.42136 | 0.42729 | 0.43365 | 0.44007 | 0.4469 | 0.45336 | 0.45931 | 0.4653 | 0.47086 | 0.47676 | 0.48246 | 0.48824
SCE | MW | Commercial | Com - Education (Community College) | BldgEnv | No | BldgEnv - Attic Batt Insulation | 0.27991 | 0.2756 | 0.27135 | 0.26717 | 0 | 0 | 0 | 0 | 0 | 0 | 0 | 0
SCE | MW | Commercial | Com - Education (Community College) | BldgEnv | No | BldgEnv - Wall Spray On Insulation | 2.8563 | 2.8124 | 2.769 | 2.7264 | 2.6844 | 2.6431 | 2.6024 | 2.5623 | 2.5228 | 2.484 | 2.4457 | 2.4081
SCE | MW | Commercial | Com - Education (Community College) | BldgEnv | No | BldgEnv - Window Film | 2.8289 | 2.7853 | 2.7424 | 2.7002 | 0 | 0 | 0 | 0 | 0 | 0 | 0 | 0
SCE | MW | Commercial | Com - Education (Community College) | FoodServ | No | FoodServ - Electric Griddle | 0.042676 | 0.043277 | 0.043921 | 0.044572 | 0 | 0.045918 | 0.04652 | 0.047127 | 0.04769 | 0.048287 | 0.048865 | 0.049451
SCE | MW | Commercial | Com - Education (Community College) | FoodServ | No | FoodServ - Electric Steamer | 0.023093 | 0.023418 | 0.023767 | 0.024119 | 0.024493 | 0.024847 | 0.025173 | 0.025502 | 0.025806 | 0.026129 | 0.026442 | 0.026759
SCE | MW | Commercial | Com - Education (Community College) | FoodServ | No | FoodServ - Fryer (Electric) | 0.0017046 | 0.0017286 | 0.0017543 | 0.0017803 | 0.0018079 | 0.0018341 | 0.0018581 | 0.0018824 | 0.0019049 | 0.0019287 | 0.0019518 | 0.0019752
SCE | MW | Commercial | Com - Education (Community College) | FoodServ | No | FoodServ - Oven (Electric) | 0.40564 | 0.41134 | 0.41747 | 0.42365 | 0.43022 | 0.43645 | 0.44217 | 0.44794 | 0.45329 | 0.45897 | 0.46446 | 0.47003
SCE | MW | Commercial | Com - Education (Community College) | HVAC | No | HVAC - Chiller (Centrifugal) | 1.8512 | 1.8314 | 1.8124 | 1.7937 | 1.7319 | 1.7052 | 1.6789 | 1.6531 | 1.6276 | 1.6026 | 1.5779 | 1.5536
SCE | MW | Commercial | Com - Education (Community College) | HVAC | No | HVAC - Chiller (Reciprocating) | 2.0382 | 2.048 | 2.0594 | 2.0711 | 2.0844 | 2.0965 | 2.1071 | 2.118 | 2.1276 | 2.1385 | 2.1488 | 2.1596
SCE | MW | Commercial | Com - Education (Community College) | HVAC | No | HVAC - Demand Controlled Ventilation | 0.26498 | 0.26871 | 0.27271 | 0.27675 | 0.28104 | 0.28511 | 0.28885 | 0.29262 | 0.29611 | 0.29982 | 0.30341 | 0.30704
SCE | MW | Commercial | Com - Education (Community College) | HVAC | No | HVAC - Direct Evaporative Cooler | 0.68514 | 0.69478 | 0.70513 | 0.71557 | 0.72667 | 0.73718 | 0.74685 | 0.7566 | 0.76564 | 0.77522 | 0.78449 | 0.7939
SCE | MW | Commercial | Com - Education (Community College) | HVAC | No | HVAC - EER Rated Package Rooftop AC (EER 11) | 2.8257 | 2.7821 | 2.7393 | 2.6971 | 0 | 3.1569 | 3.2025 | 3.2483 | 3.291 | 3.3361 | 3.3797 | 3.4239
SCE | MW | Commercial | Com - Education (Community College) | HVAC | No | HVAC - EER Rated Package Rooftop HP (EER 11) | 0.013551 | 0.027533 | 0.041903 | 0.056227 | 0 | 0 | 0 | 0 | 0 | 0 | 0 | 0
SCE | MW | Commercial | Com - Education (Community College) | HVAC | No | HVAC - Repair Duct System | 2.2814 | 2.2462 | 2.2117 | 2.1776 | 0 | 0 | 0 | 0 | 0 | 0 | 0 | 0
SCE | MW | Commercial | Com - Education (Community College) | HVAC | No | HVAC - SEER Rated Package Rooftop AC (Recharge) | 2.9421 | 2.8968 | 2.8522 | 2.8083 | 0 | 0 | 0 | 0 | 2.5986 | 2.5586 | 2.5192 | 2.4804
SCE | MW | Commercial | Com - Education (Community College) | HVAC | No | HVAC - SEER Rated Package Rooftop AC (SEER 14) | 2.3855 | 2.4375 | 0 | 0 | 0 | 0 | 0 | 0 | 0 | 0 | 0 | 0
SCE | MW | Commercial | Com - Education (Community College) | HVAC | No | HVAC - SEER Rated Package Rooftop AC (SEER 15) | 0 | 0 | 3.9859 | 4.0398 | 4.0975 | 4.1519 | 4.2019 | 4.2523 | 4.2989 | 4.3485 | 4.3964 | 4.4451
SCE | MW | Commercial | Com - Education (Community College) | HVAC | No | HVAC - SEER Rated Package Rooftop HP (SEER 15) | 2.9597 | 3.0143 | 1.4264 | 1.4535 | 1.4821 | 1.5093 | 1.5345 | 1.5598 | 1.5834 | 1.6083 | 1.6324 | 1.6568
SCE | MW | Commercial | Com - Education (Community College) | HVAC | No | HVAC - SEER Rated Split System AC (SEER 14) | 0.97787 | 0.99337 | 1.0099 | 0 | 0 | 0 | 0 | 0 | 0 | 0 | 0 | 0
SCE | MW | Commercial | Com - Education (Community College) | HVAC | No | HVAC - SEER Rated Split System AC (SEER 15) | 0 | 0 | 0 | 1.5536 | 1.5758 | 1.5969 | 1.6162 | 1.6356 | 1.6536 | 1.6728 | 1.6913 | 1.7101
SCE | MW | Commercial | Com - Education (Community College) | HVAC | No | HVAC - SEER Rated Split System HP (SEER 15) | 1.86 | 1.8869 | 0.88942 | 0.9029 | 0.91721 | 0.93078 | 0.94327 | 0.95586 | 0.96754 | 0.97992 | 0.99189 | 1.004
SCE | MW | Commercial | Com - Education (Community College) | Lighting | Yes | Lighting - LED Fixture (Replacing T8) - Emerging | 0 | 25.8287 | 26.7232 | 27.7627 | 28.719 | 29.6672 | 30.4637 | 31.2737 | 32.0641 | 32.8881 | 33.7084 | 34.4039
SCE | MW | Commercial | Com - Education (Community College) | Lighting | Yes | Lighting - LED Lamp (Basic High - Indoor) - Emerging | 0.59444 | 0.61414 | 0.63342 | 0.65025 | 0.66792 | 0.088125 | 0.090091 | 0.091893 | 0.093622 | 0.095236 | 0.09682 | 0.098431
SCE | MW | Commercial | Com - Education (Community College) | Lighting | Yes | Lighting - LED Lamp (Basic Low - Indoor) - Emerging | 0.45135 | 0.46694 | 0.48215 | 0.49536 | 0.50922 | 0.079639 | 0.081464 | 0.083131 | 0.084732 | 0.08641 | 0.087871 | 0.089358
SCE | MW | Commercial | Com - Education (Community College) | Lighting | Yes | Lighting - LED Plug-In Indoor Fixture - Emerging | 1.2726 | 1.3106 | 1.3462 | 1.3737 | 1.4071 | 0.081597 | 0.083108 | 0.084902 | 0.08623 | 0.087764 | 0.089133 | 0.090663
SCE | MW | Commercial | Com - Education (Community College) | Lighting | No | Lighting - Cold Cathode Lamp | 0.0065775 | 0.0066701 | 0.0067694 | 0.0068696 | 0.0069762 | 0 | 0 | 0 | 0 | 0 | 0 | 0
SCE | MW | Commercial | Com - Education (Community College) | Lighting | No | Lighting - Compact Fluorescent Fixture (Indoor) | 3.0732 | 3.1185 | 3.167 | 3.216 | 3.268 | 0 | 0 | 0 | 0 | 0 | 0 | 0
SCE | MW | Commercial | Com - Education (Community College) | Lighting | No | Lighting - Exit Fixture (LED) | 0.25847 | 0.25449 | 0.25058 | 0.24672 | 0.24292 | 0.23918 | 0.23549 | 0.23187 | 0.2283 | 0.22478 | 0.22132 | 0.21791
SCE | MW | Commercial | Com - Education (Community College) | Lighting | No | Lighting - Halogen Lamp (A-Line) | 0.0075223 | 0.0076282 | 0.0077418 | 0.0078564 | 0.0079783 | 0 | 0 | 0 | 0 | 0 | 0 | 0
SCE | MW | Commercial | Com - Education (Community College) | Lighting | No | Lighting - High Bay HID to T5 | 0 | 0 | 0 | 0 | 0 | 0.55285 | 0.56029 | 0.56779 | 0.57474 | 0.58212 | 0.58925 | 0.59648
SCE | MW | Commercial | Com - Education (Community College) | Lighting | No | Lighting - Induction Fixture (Indoor) | 0.5192 | 0.5265 | 0.53435 | 0.54226 | 0.55067 | 0.55863 | 0.56596 | 0.57335 | 0.5802 | 0.58746 | 0.59448 | 0.60161
SCE | MW | Commercial | Com - Education (Community College) | Lighting | No | Lighting - Induction Fixture (Outdoor) | 0.22329 | 0.22644 | 0.22981 | 0.23321 | 0.23683 | 0.24025 | 0.24341 | 0.24658 | 0.24953 | 0.25265 | 0.25567 | 0.25874
SCE | MW | Commercial | Com - Education (Community College) | Lighting | No | Lighting - Light Sensor | 0 | 0 | 0 | 0 | 0.052423 | 0.062892 | 0.072849 | 0.082769 | 0.30237 | 0.30882 | 0.31508 | 0.32139
SCE | MW | Commercial | Com - Education (Community College) | Lighting | No | Lighting - Linear Fluorescent Delamping | 0.015564 | 0.015324 | 0.011316 | 0.0074278 | 0 | 0 | 0 | 0 | 0 | 0 | 0 | 0
SCE | MW | Commercial | Com - Education (Community College) | Lighting | No | Lighting - Linear Fluorescent Fixture (Low Wattage T8) | 6.6729 | 0 | 0 | 0 | 0 | 0 | 0 | 0 | 0 | 0 | 0 | 0
SCE | MW | Commercial | Com - Education (Community College) | Lighting | No | Lighting - Plug-In Fixture (Linear Fluorescent) | 0 | 0 | 0 | 0 | 1.2416 | 0 | 0 | 0 | 0 | 0 | 0 | 0
SCE | MW | Commercial | Com - Education (Community College) | Lighting | No | Lighting - Plug-In Fixture (PSMH with Electronic Ballast) | 0 | 0 | 0.64761 | 0.65748 | 0.66797 | 0.67791 | 0.68707 | 0.69629 | 0.70485 | 0.71392 | 0.72269 | 0.73159
SCE | MW | Commercial | Com - Education (Community College) | Lighting | No | Lighting - Plug-In Fixture (PSMH) | 0.62267 | 0.63172 | 0 | 0 | 0 | 0 | 0 | 0 | 0 | 0 | 0 | 0
SCE | MW | Commercial | Com - Education (Community College) | SHW | No | SHW - EF Rated Instantaneous Water Heater (Electric) | 0.014866 | 0.015075 | 0.015298 | 0.015524 | 0.015763 | 0.015991 | 0.016199 | 0.01641 | 0.016605 | 0.016812 | 0.017013 | 0.017216
SCE | MW | Commercial | Com - Education (Community College) | Service | No | HVAC - Comprehensive Rooftop Unit Quality Maintenance | 2.8409e-06 | 2.7972e-06 | 2.7541e-06 | 2.7117e-06 | 2.6699e-06 | 2.6288e-06 | 2.5883e-06 | 2.5485e-06 | 2.5092e-06 | 2.4706e-06 | 2.4325e-06 | 2.3951e-06
SCE | MW | Commercial | Com - Education (Community College) | Service | No | Service - HVAC Fault Detection & Diagnositics | 0.0034391 | 0.0034875 | 0.0035394 | 0.0035918 | 0.0036475 | 0.0037003 | 0.0037489 | 0.0037978 | 0.0038431 | 0.0038913 | 0.0039378 | 0.003985
SCE | MW | Commercial | Com - Education (Community College) | Service | No | Service - Retro-Commissioning (Electric) | 0.024727 | 0.024346 | 0.023971 | 0.023602 | 0.023239 | 0.022881 | 0.022528 | 0.022181 | 0.02184 | 0.021504 | 0.021172 | 0.020846
SCE | MW | Commercial | Com - Education (Community College) | WholeBlg | No | HVAC - Energy Management System | 0.00039615 | 0.00040173 | 0.00040771 | 0.00041375 | 0.00042016 | 0.00042624 | 0.00043183 | 0.00043747 | 0.0004427 | 0.00044824 | 0.0004536 | 0.00045904
SCE | MW | Commercial | Com - Education (Community College) | WholeBlg | No | WholeBlg - Com RET Level 1 | 5.9511 | 5.8594 | 5.7692 | 5.6803 | 5.5929 | 5.5067 | 5.4219 | 5.3384 | 5.2562 | 5.1753 | 5.0956 | 5.0171
SCE | MW | Commercial | Com - Education (Community College) | WholeBlg | No | WholeBlg - Com RET Level 2 | 50.3678 | 49.5921 | 48.8284 | 48.0765 | 47.3361 | 46.6071 | 45.8894 | 45.1827 | 44.4868 | 43.8017 | 43.1272 | 42.463
SCE | MW | Commercial | Com - Education (Primary School) | AppPlug | No | AppPlug - Computer Monitor | 1.4155 | 1.4354 | 1.4568 | 1.4784 | 0 | 0 | 0 | 0 | 0 | 0 | 0 | 0
SCE | MW | Commercial | Com - Education (Primary School) | AppPlug | No | AppPlug - Desktop Computer (Com - Power Management) | 0.64931 | 0.65845 | 0.66825 | 0.67815 | 0.68867 | 0.69863 | 0.70779 | 0.71703 | 0.72559 | 0.73468 | 0.74347 | 0.75238
SCE | MW | Commercial | Com - Education (Primary School) | AppPlug | No | AppPlug - Occupancy Sensor Plug Strip | 0.74794 | 0.75847 | 0.76977 | 0.78116 | 0.79328 | 0.80475 | 0.81531 | 0.82595 | 0.83582 | 0.84628 | 0.8564 | 0.86667
SCE | MW | Commercial | Com - Education (Primary School) | BldgEnv | No | BldgEnv - Attic Batt Insulation | 0.33835 | 0.33314 | 0.32801 | 0.32296 | 0 | 0 | 0 | 0 | 0 | 0 | 0 | 0
SCE | MW | Commercial | Com - Education (Primary School) | BldgEnv | No | BldgEnv - Wall Spray On Insulation | 5.0702 | 4.9922 | 4.9153 | 4.8396 | 4.7651 | 4.6917 | 4.6194 | 4.5483 | 4.4782 | 4.4093 | 4.3414 | 4.2745
SCE | MW | Commercial | Com - Education (Primary School) | BldgEnv | No | BldgEnv - Window Film | 12.9028 | 12.7041 | 12.5084 | 12.3158 | 12.1262 | 11.9394 | 11.7555 | 11.5745 | 11.3963 | 11.2208 | 11.048 | 10.8778
SCE | MW | Commercial | Com - Education (Primary School) | FoodServ | No | FoodServ - Electric Griddle | 0.87117 | 0.88343 | 0.89659 | 0.90986 | 0 | 0.93733 | 0.94963 | 0.96203 | 0.97352 | 0.98571 | 0.99749 | 1.0095
SCE | MW | Commercial | Com - Education (Primary School) | FoodServ | No | FoodServ - Electric Steamer | 0.088816 | 0.090065 | 0.091407 | 0.09276 | 0.094199 | 0.095561 | 0.096815 | 0.098079 | 0.09925 | 0.10049 | 0.10169 | 0.10291
SCE | MW | Commercial | Com - Education (Primary School) | FoodServ | No | FoodServ - Fryer (Electric) | 0.0084722 | 0.0085914 | 0.0087194 | 0.0088485 | 0.0089858 | 0.0091157 | 0.0092353 | 0.0093559 | 0.0094676 | 0.0095862 | 0.0097008 | 0.0098171
SCE | MW | Commercial | Com - Education (Primary School) | FoodServ | No | FoodServ - Oven (Electric) | 0.16422 | 0.16653 | 0.16901 | 0.17151 | 0.17417 | 0.17669 | 0.17901 | 0.18135 | 0.18351 | 0.18581 | 0.18803 | 0.19029
SCE | MW | Commercial | Com - Education (Primary School) | HVAC | No | HVAC - Direct Evaporative Cooler | 1.4282 | 1.4483 | 1.4699 | 1.4917 | 1.5148 | 1.5367 | 1.5569 | 1.5772 | 1.596 | 1.616 | 1.6353 | 1.6549
SCE | MW | Commercial | Com - Education (Primary School) | HVAC | No | HVAC - EER Rated Package Rooftop HP (EER 11) | 0.32718 | 0.33094 | 0.33502 | 0.33914 | 0 | 0 | 0 | 0 | 0 | 0 | 0 | 0
SCE | MW | Commercial | Com - Education (Primary School) | HVAC | No | HVAC - Repair Duct System | 2.1447 | 2.1116 | 2.0791 | 2.0471 | 0 | 0 | 0 | 0 | 0 | 0 | 0 | 0
SCE | MW | Commercial | Com - Education (Primary School) | HVAC | No | HVAC - SEER Rated Package Rooftop AC (Recharge) | 2.7811 | 2.7383 | 2.6961 | 2.6546 | 0 | 0 | 0 | 0 | 0 | 0 | 0 | 0
SCE | MW | Commercial | Com - Education (Primary School) | HVAC | No | HVAC - SEER Rated Package Rooftop AC (SEER 14) | 4.2658 | 4.3573 | 0 | 0 | 0 | 0 | 0 | 0 | 0 | 0 | 0 | 0
SCE | MW | Commercial | Com - Education (Primary School) | HVAC | No | HVAC - SEER Rated Package Rooftop AC (SEER 15) | 0 | 0 | 7.4541 | 7.5512 | 7.6551 | 7.7532 | 7.843 | 7.9338 | 8.0175 | 8.1068 | 8.193 | 8.2807
SCE | MW | Commercial | Com - Education (Primary School) | HVAC | No | HVAC - SEER Rated Package Rooftop HP (SEER 15) | 2.2637 | 2.2957 | 1.0818 | 1.0979 | 1.115 | 1.1312 | 1.1461 | 1.1611 | 1.175 | 1.1898 | 1.2041 | 1.2186
SCE | MW | Commercial | Com - Education (Primary School) | HVAC | No | HVAC - SEER Rated Split System AC (SEER 14) | 2.0747 | 2.109 | 2.1456 | 0 | 0 | 0 | 0 | 0 | 0 | 0 | 0 | 0
SCE | MW | Commercial | Com - Education (Primary School) | HVAC | No | HVAC - SEER Rated Split System AC (SEER 15) | 0 | 0 | 0 | 2.8478 | 2.8834 | 2.9169 | 2.9475 | 2.9785 | 3.0069 | 3.0374 | 3.0668 | 3.0968
SCE | MW | Commercial | Com - Education (Primary School) | HVAC | No | HVAC - SEER Rated Split System HP (SEER 15) | 1.6409 | 1.6601 | 0.78043 | 0.7902 | 0.80065 | 0.81052 | 0.81954 | 0.82865 | 0.83705 | 0.84603 | 0.85469 | 0.8635
SCE | MW | Commercial | Com - Education (Primary School) | Lighting | Yes | Lighting - LED Fixture (Replacing T8) - Emerging | 0 | 0 | 34.8889 | 36.2748 | 37.5536 | 38.822 | 39.8913 | 40.979 | 42.0406 | 43.1472 | 44.2491 | 45.1875
SCE | MW | Commercial | Com - Education (Primary School) | Lighting | Yes | Lighting - LED Lamp (Basic High - Indoor) - Emerging | 0.97395 | 1.0078 | 1.041 | 1.0703 | 1.101 | 0.14546 | 0.1489 | 0.15206 | 0.1551 | 0.15796 | 0.16076 | 0.16361
SCE | MW | Commercial | Com - Education (Primary School) | Lighting | Yes | Lighting - LED Lamp (Basic Low - Indoor) - Emerging | 0.73949 | 0.76623 | 0.79241 | 0.81534 | 0.83938 | 0.13146 | 0.13464 | 0.13756 | 0.14037 | 0.14332 | 0.1459 | 0.14852
SCE | MW | Commercial | Com - Education (Primary School) | Lighting | Yes | Lighting - LED Plug-In Indoor Fixture - Emerging | 0.10601 | 0.10932 | 0.11244 | 0.11488 | 0.11782 | 0.0068407 | 0.0069751 | 0.0071333 | 0.0072521 | 0.0073884 | 0.0075107 | 0.0076466
SCE | MW | Commercial | Com - Education (Primary School) | Lighting | No | Lighting - Cold Cathode Lamp | 6.0222e-05 | 6.107e-05 | 6.1979e-05 | 6.2897e-05 | 6.3873e-05 | 0 | 0 | 0 | 0 | 0 | 0 | 0
SCE | MW | Commercial | Com - Education (Primary School) | Lighting | No | Lighting - Compact Fluorescent Fixture (Indoor) | 5.0351 | 5.1173 | 5.205 | 5.2934 | 5.3868 | 0 | 0 | 0 | 0 | 0 | 0 | 0
SCE | MW | Commercial | Com - Education (Primary School) | Lighting | No | Lighting - Exit Fixture (LED) | 0.34301 | 0.33773 | 0.33252 | 0.3274 | 0.32236 | 0.3174 | 0.31251 | 0.3077 | 0.30296 | 0.29829 | 0.2937 | 0.28918
SCE | MW | Commercial | Com - Education (Primary School) | Lighting | No | Lighting - Halogen Lamp (A-Line) | 0.013353 | 0.013541 | 0.013742 | 0.013946 | 0.014162 | 0 | 0 | 0 | 0 | 0 | 0 | 0
SCE | MW | Commercial | Com - Education (Primary School) | Lighting | No | Lighting - High Bay HID to T5 | 0 | 0 | 0 | 0 | 0 | 0 | 0 | 0 | 0.57307 | 0.56425 | 0.7735 | 0.78344
SCE | MW | Commercial | Com - Education (Primary School) | Lighting | No | Lighting - Induction Fixture (Indoor) | 0.9745 | 0.98821 | 1.0029 | 1.0178 | 1.0336 | 1.0485 | 1.0623 | 1.0761 | 1.089 | 1.1026 | 1.1158 | 1.1292
SCE | MW | Commercial | Com - Education (Primary School) | Lighting | No | Lighting - Induction Fixture (Outdoor) | 0.39636 | 0.40194 | 0.40793 | 0.41397 | 0.42039 | 0.42647 | 0.43206 | 0.4377 | 0.44293 | 0.44848 | 0.45384 | 0.45928
SCE | MW | Commercial | Com - Education (Primary School) | Lighting | No | Lighting - Light Sensor | 0 | 0 | 0 | 0 | 0 | 0 | 0 | 0 | 0 | 0 | 0 | 0.12898
SCE | MW | Commercial | Com - Education (Primary School) | Lighting | No | Lighting - Linear Fluorescent Delamping | 0.00090867 | 0.00089468 | 0.00066068 | 0.00043367 | 0 | 0 | 0 | 0 | 0 | 0 | 0 | 0
SCE | MW | Commercial | Com - Education (Primary School) | Lighting | No | Lighting - Linear Fluorescent Fixture (Low Wattage T8) | 8.6976 | 8.8308 | 0 | 0 | 0 | 0 | 0 | 0 | 0 | 0 | 0 | 0
SCE | MW | Commercial | Com - Education (Primary School) | Lighting | No | Lighting - Plug-In Fixture (Linear Fluorescent) | 0 | 0 | 0 | 0 | 0.10462 | 0 | 0 | 0 | 0 | 0 | 0 | 0
SCE | MW | Commercial | Com - Education (Primary School) | Lighting | No | Lighting - Plug-In Fixture (PSMH with Electronic Ballast) | 0 | 0 | 0.049717 | 0.055362 | 0.056282 | 0.057155 | 0.057959 | 0.05877 | 0.059523 | 0.060319 | 0.06109 | 0.061871
SCE | MW | Commercial | Com - Education (Primary School) | Lighting | No | Lighting - Plug-In Fixture (PSMH) | 0.052325 | 0.053122 | 0.0047324 | 0 | 0 | 0 | 0 | 0 | 0 | 0 | 0 | 0
SCE | MW | Commercial | Com - Education (Primary School) | SHW | No | SHW - EF Rated Instantaneous Water Heater (Electric) | 0.023017 | 0.023336 | 0.023679 | 0.024025 | 0.024392 | 0.02474 | 0.025061 | 0.025384 | 0.025683 | 0.026 | 0.026307 | 0.026619
SCE | MW | Commercial | Com - Education (Primary School) | Service | No | HVAC - Comprehensive Rooftop Unit Quality Maintenance | 5.0429e-06 | 4.9652e-06 | 4.8887e-06 | 4.8135e-06 | 4.7393e-06 | 4.6663e-06 | 4.5945e-06 | 4.5237e-06 | 4.4541e-06 | 4.3855e-06 | 4.3179e-06 | 4.2514e-06
SCE | MW | Commercial | Com - Education (Primary School) | Service | No | Service - HVAC Fault Detection & Diagnositics | 0.0061047 | 0.0061906 | 0.0062828 | 0.0063758 | 0.0064747 | 0.0065683 | 0.0066545 | 0.0067414 | 0.0068219 | 0.0069073 | 0.0069899 | 0.0070737
SCE | MW | Commercial | Com - Education (Primary School) | Service | No | Service - Retro-Commissioning (Electric) | 0.043892 | 0.043216 | 0.042551 | 0.041896 | 0.04125 | 0.040615 | 0.03999 | 0.039374 | 0.038768 | 0.03817 | 0.037583 | 0.037004
SCE | MW | Commercial | Com - Education (Primary School) | WholeBlg | No | HVAC - Energy Management System | 0.0007032 | 0.0007131 | 0.00072372 | 0.00073443 | 0.00074582 | 0.00075661 | 0.00076654 | 0.00077654 | 0.00078582 | 0.00079566 | 0.00080517 | 0.00081482
SCE | MW | Commercial | Com - Education (Primary School) | WholeBlg | No | WholeBlg - Com RET Level 1 | 9.8023 | 9.6514 | 9.5027 | 9.3564 | 9.2123 | 9.0704 | 8.9308 | 8.7932 | 8.6578 | 8.5245 | 8.3932 | 8.2639
SCE | MW | Commercial | Com - Education (Primary School) | WholeBlg | No | WholeBlg - Com RET Level 2 | 92.117 | 90.6984 | 89.3017 | 87.9264 | 86.5724 | 85.2392 | 83.9265 | 82.634 | 81.3614 | 80.1085 | 78.8748 | 77.6601
SCE | MW | Commercial | Com - Education (Relocatable Classroom) | AppPlug | No | AppPlug - Computer Monitor | 1.4155 | 1.4354 | 1.4568 | 1.4784 | 0 | 0 | 0 | 0 | 0 | 0 | 0 | 0
SCE | MW | Commercial | Com - Education (Relocatable Classroom) | AppPlug | No | AppPlug - Desktop Computer (Com - Power Management) | 0.64931 | 0.65845 | 0.66825 | 0.67815 | 0.68867 | 0.69863 | 0.70779 | 0.71703 | 0.72559 | 0.73468 | 0.74347 | 0.75238
SCE | MW | Commercial | Com - Education (Relocatable Classroom) | AppPlug | No | AppPlug - Occupancy Sensor Plug Strip | 0.74794 | 0.75847 | 0.76977 | 0.78116 | 0.79328 | 0.80475 | 0.81531 | 0.82595 | 0.83582 | 0.84628 | 0.8564 | 0.86667
SCE | MW | Commercial | Com - Education (Relocatable Classroom) | BldgEnv | No | BldgEnv - Attic Batt Insulation | 0.33835 | 0.33314 | 0.32801 | 0.32296 | 0 | 0 | 0 | 0 | 0 | 0 | 0 | 0
SCE | MW | Commercial | Com - Education (Relocatable Classroom) | BldgEnv | No | BldgEnv - Wall Spray On Insulation | 5.0702 | 4.9922 | 4.9153 | 4.8396 | 4.7651 | 4.6917 | 4.6194 | 4.5483 | 4.4782 | 4.4093 | 4.3414 | 4.2745
SCE | MW | Commercial | Com - Education (Relocatable Classroom) | BldgEnv | No | BldgEnv - Window Film | 8.0643 | 7.9401 | 7.8178 | 7.6974 | 0 | 0 | 0 | 0 | 0 | 0 | 0 | 0
SCE | MW | Commercial | Com - Education (Relocatable Classroom) | FoodServ | No | FoodServ - Electric Griddle | 0.87117 | 0.88343 | 0.89659 | 0.90986 | 0 | 0.93733 | 0.94963 | 0.96203 | 0.97352 | 0.98571 | 0.99749 | 1.0095
SCE | MW | Commercial | Com - Education (Relocatable Classroom) | FoodServ | No | FoodServ - Electric Steamer | 0.088816 | 0.090065 | 0.091407 | 0.09276 | 0.094199 | 0.095561 | 0.096815 | 0.098079 | 0.09925 | 0.10049 | 0.10169 | 0.10291
SCE | MW | Commercial | Com - Education (Relocatable Classroom) | FoodServ | No | FoodServ - Fryer (Electric) | 0.0084722 | 0.0085914 | 0.0087194 | 0.0088485 | 0.0089858 | 0.0091157 | 0.0092353 | 0.0093559 | 0.0094676 | 0.0095862 | 0.0097008 | 0.0098171
SCE | MW | Commercial | Com - Education (Relocatable Classroom) | FoodServ | No | FoodServ - Oven (Electric) | 0.16422 | 0.16653 | 0.16901 | 0.17151 | 0.17417 | 0.17669 | 0.17901 | 0.18135 | 0.18351 | 0.18581 | 0.18803 | 0.19029
SCE | MW | Commercial | Com - Education (Relocatable Classroom) | HVAC | No | HVAC - Demand Controlled Ventilation | 0.26804 | 0.27181 | 0.27586 | 0.27994 | 0.28429 | 0.2884 | 0.29218 | 0.296 | 0.29953 | 0.30328 | 0.30691 | 0.31059
SCE | MW | Commercial | Com - Education (Relocatable Classroom) | HVAC | No | HVAC - Repair Duct System | 4.045 | 3.9827 | 3.9214 | 3.861 | 0 | 0 | 0 | 0 | 0 | 0 | 0 | 0
SCE | MW | Commercial | Com - Education (Relocatable Classroom) | HVAC | No | HVAC - SEER Rated Package Rooftop AC (Recharge) | 5.2716 | 5.1904 | 5.1105 | 5.0318 | 0 | 0 | 0 | 0 | 0 | 0 | 0 | 0
SCE | MW | Commercial | Com - Education (Relocatable Classroom) | HVAC | No | HVAC - SEER Rated Package Rooftop AC (SEER 14) | 8.8661 | 8.9898 | 0 | 0 | 0 | 0 | 0 | 0 | 0 | 0 | 0 | 0
SCE | MW | Commercial | Com - Education (Relocatable Classroom) | HVAC | No | HVAC - SEER Rated Package Rooftop AC (SEER 15) | 0 | 0 | 9.1059 | 9.1577 | 9.2162 | 9.27 | 9.3169 | 9.365 | 9.4074 | 9.4554 | 9.501 | 9.5485
SCE | MW | Commercial | Com - Education (Relocatable Classroom) | HVAC | No | HVAC - SEER Rated Package Rooftop HP (SEER 15) | 7.1203 | 7.2536 | 3.4335 | 3.4996 | 3.5692 | 3.6355 | 3.697 | 3.7588 | 3.8164 | 3.8771 | 3.9359 | 3.9953
SCE | MW | Commercial | Com - Education (Relocatable Classroom) | HVAC | No | HVAC - SEER Rated Split System AC (SEER 14) | 4.6881 | 4.7353 | 4.7869 | 0 | 0 | 0 | 0 | 0 | 0 | 0 | 0 | 0
SCE | MW | Commercial | Com - Education (Relocatable Classroom) | HVAC | No | HVAC - SEER Rated Split System AC (SEER 15) | 0 | 0 | 0 | 3.9807 | 4.0143 | 4.0456 | 4.0736 | 4.102 | 4.1276 | 4.1558 | 4.1828 | 4.2106
SCE | MW | Commercial | Com - Education (Relocatable Classroom) | HVAC | No | HVAC - SEER Rated Split System HP (SEER 15) | 3.0168 | 3.0465 | 1.4295 | 1.4448 | 1.4613 | 1.4768 | 1.4909 | 1.5051 | 1.5182 | 1.5323 | 1.5458 | 1.5596
SCE | MW | Commercial | Com - Education (Relocatable Classroom) | Lighting | Yes | Lighting - LED Fixture (Replacing T8) - Emerging | 0 | 2.2376 | 38.9699 | 40.5342 | 41.9799 | 43.414 | 44.6252 | 45.8573 | 47.0599 | 48.3135 | 49.5619 | 50.6275
SCE | MW | Commercial | Com - Education (Relocatable Classroom) | Lighting | Yes | Lighting - LED Lamp (Basic High - Indoor) - Emerging | 1.0943 | 1.1318 | 1.1686 | 1.2009 | 1.2348 | 0.16308 | 0.16687 | 0.17036 | 0.17371 | 0.17685 | 0.17993 | 0.18306
SCE | MW | Commercial | Com - Education (Relocatable Classroom) | Lighting | Yes | Lighting - LED Lamp (Basic Low - Indoor) - Emerging | 0.83084 | 0.86049 | 0.8895 | 0.91484 | 0.94142 | 0.14738 | 0.15089 | 0.15412 | 0.15721 | 0.16046 | 0.1633 | 0.16618
SCE | MW | Commercial | Com - Education (Relocatable Classroom) | Lighting | Yes | Lighting - LED Plug-In Indoor Fixture - Emerging | 0.10845 | 0.11179 | 0.11494 | 0.11738 | 0.12035 | 0.0069846 | 0.0071194 | 0.0072784 | 0.0073973 | 0.007534 | 0.0076565 | 0.0077929
SCE | MW | Commercial | Com - Education (Relocatable Classroom) | Lighting | No | Lighting - Cold Cathode Lamp | 7.6784e-05 | 7.7864e-05 | 7.9024e-05 | 8.0194e-05 | 8.1437e-05 | 0 | 0 | 0 | 0 | 0 | 0 | 0
SCE | MW | Commercial | Com - Education (Relocatable Classroom) | Lighting | No | Lighting - Compact Fluorescent Fixture (Indoor) | 5.6571 | 5.7468 | 5.8428 | 5.9394 | 6.0417 | 0 | 0 | 0 | 0 | 0 | 0 | 0
SCE | MW | Commercial | Com - Education (Relocatable Classroom) | Lighting | No | Lighting - Exit Fixture (LED) | 0.33105 | 0.32595 | 0.32093 | 0.31599 | 0.31112 | 0.30633 | 0.30161 | 0.29697 | 0.29239 | 0.28789 | 0.28346 | 0.27909
SCE | MW | Commercial | Com - Education (Relocatable Classroom) | Lighting | No | Lighting - Halogen Lamp (A-Line) | 0.013353 | 0.013541 | 0.013742 | 0.013946 | 0.014162 | 0 | 0 | 0 | 0 | 0 | 0 | 0
SCE | MW | Commercial | Com - Education (Relocatable Classroom) | Lighting | No | Lighting - High Bay HID to T5 | 0 | 0 | 0 | 0 | 0.11607 | 0.80902 | 0.82075 | 0.83256 | 0.84354 | 0.85515 | 0.86638 | 0.87776
SCE | MW | Commercial | Com - Education (Relocatable Classroom) | Lighting | No | Lighting - Induction Fixture (Indoor) | 0.83096 | 0.84266 | 0.85521 | 0.86787 | 0.88133 | 0.89408 | 0.90581 | 0.91763 | 0.92859 | 0.94022 | 0.95146 | 0.96287
SCE | MW | Commercial | Com - Education (Relocatable Classroom) | Lighting | No | Lighting - Induction Fixture (Outdoor) | 0.39636 | 0.40194 | 0.40793 | 0.41397 | 0.42039 | 0.42647 | 0.43206 | 0.4377 | 0.44293 | 0.44848 | 0.45384 | 0.45928
SCE | MW | Commercial | Com - Education (Relocatable Classroom) | Lighting | No | Lighting - Linear Fluorescent Delamping | 0.00090867 | 0.00089467 | 0.00066067 | 0.00043367 | 0 | 0 | 0 | 0 | 0 | 0 | 0 | 0
SCE | MW | Commercial | Com - Education (Relocatable Classroom) | Lighting | No | Lighting - Linear Fluorescent Fixture (Low Wattage T8) | 9.7069 | 9.2732 | 0 | 0 | 0 | 0 | 0 | 0 | 0 | 0 | 0 | 0
SCE | MW | Commercial | Com - Education (Relocatable Classroom) | Lighting | No | Lighting - Low Bay HID to T5 | 0 | 0 | 0 | 0 | 0 | 0 | 0 | 0 | 0 | 0 | 0.12517 | 0.13579
SCE | MW | Commercial | Com - Education (Relocatable Classroom) | Lighting | No | Lighting - Plug-In Fixture (Linear Fluorescent) | 0 | 0 | 0 | 0 | 0.015679 | 0 | 0 | 0 | 0 | 0 | 0 | 0
SCE | MW | Commercial | Com - Education (Relocatable Classroom) | Lighting | No | Lighting - Plug-In Fixture (PSMH with Electronic Ballast) | 0 | 0 | 0 | 0.006689 | 0.058061 | 0.058981 | 0.059831 | 0.060686 | 0.061481 | 0.062322 | 0.063135 | 0.06396
SCE | MW | Commercial | Com - Education (Relocatable Classroom) | Lighting | No | Lighting - Plug-In Fixture (PSMH) | 0.053896 | 0.054738 | 0.055639 | 0.04992 | 0 | 0 | 0 | 0 | 0 | 0 | 0 | 0
SCE | MW | Commercial | Com - Education (Relocatable Classroom) | SHW | No | SHW - EF Rated Instantaneous Water Heater (Electric) | 0.04294 | 0.043638 | 0.044382 | 0.045132 | 0.045925 | 0.046678 | 0.047374 | 0.048074 | 0.048726 | 0.049414 | 0.05008 | 0.050755
SCE | MW | Commercial | Com - Education (Relocatable Classroom) | Service | No | HVAC - Comprehensive Rooftop Unit Quality Maintenance | 5.0429e-06 | 4.9652e-06 | 4.8887e-06 | 4.8135e-06 | 4.7393e-06 | 4.6663e-06 | 4.5945e-06 | 4.5237e-06 | 4.4541e-06 | 4.3855e-06 | 4.3179e-06 | 4.2514e-06
SCE | MW | Commercial | Com - Education (Relocatable Classroom) | Service | No | Service - HVAC Fault Detection & Diagnositics | 0.0061047 | 0.0061906 | 0.0062828 | 0.0063758 | 0.0064747 | 0.0065683 | 0.0066545 | 0.0067414 | 0.0068219 | 0.0069073 | 0.0069899 | 0.0070737
SCE | MW | Commercial | Com - Education (Relocatable Classroom) | Service | No | Service - Retro-Commissioning (Electric) | 0.043892 | 0.043216 | 0.042551 | 0.041896 | 0.04125 | 0.040615 | 0.03999 | 0.039374 | 0.038768 | 0.03817 | 0.037583 | 0.037004
SCE | MW | Commercial | Com - Education (Relocatable Classroom) | WholeBlg | No | HVAC - Energy Management System | 0.0007032 | 0.0007131 | 0.00072372 | 0.00073443 | 0.00074582 | 0.00075661 | 0.00076654 | 0.00077654 | 0.00078582 | 0.00079566 | 0.00080517 | 0.00081482
SCE | MW | Commercial | Com - Education (Relocatable Classroom) | WholeBlg | No | WholeBlg - Com RET Level 1 | 9.4144 | 9.2694 | 9.1267 | 8.9861 | 8.8477 | 8.7115 | 8.5773 | 8.4452 | 8.3152 | 8.1871 | 8.061 | 7.9369
SCE | MW | Commercial | Com - Education (Relocatable Classroom) | WholeBlg | No | WholeBlg - Com RET Level 2 | 83.7879 | 82.4976 | 81.2271 | 79.9762 | 78.7446 | 77.5319 | 76.3379 | 75.1623 | 74.0048 | 72.8652 | 71.743 | 70.6382
SCE | MW | Commercial | Com - Education (Secondary School) | AppPlug | No | AppPlug - Computer Monitor | 0.70775 | 0.71771 | 0.7284 | 0.73918 | 0 | 0 | 0 | 0 | 0 | 0 | 0 | 0
SCE | MW | Commercial | Com - Education (Secondary School) | AppPlug | No | AppPlug - Desktop Computer (Com - Power Management) | 0.32466 | 0.32922 | 0.33413 | 0.33907 | 0.34433 | 0.34931 | 0.3539 | 0.35852 | 0.3628 | 0.36734 | 0.37173 | 0.37619
SCE | MW | Commercial | Com - Education (Secondary School) | AppPlug | No | AppPlug - Occupancy Sensor Plug Strip | 0.37397 | 0.37923 | 0.38488 | 0.39058 | 0.39664 | 0.40237 | 0.40765 | 0.41298 | 0.41791 | 0.42314 | 0.4282 | 0.43333
SCE | MW | Commercial | Com - Education (Secondary School) | BldgEnv | No | BldgEnv - Attic Batt Insulation | 1.422 | 1.4001 | 1.3785 | 1.3573 | 1.3364 | 1.3158 | 1.2956 | 1.2756 | 1.256 | 1.2366 | 1.2176 | 1.1988
SCE | MW | Commercial | Com - Education (Secondary School) | BldgEnv | No | BldgEnv - Wall Spray On Insulation | 2.5351 | 2.4961 | 2.4576 | 2.4198 | 2.3825 | 2.3458 | 2.3097 | 2.2741 | 2.2391 | 2.2046 | 2.1707 | 2.1373
SCE | MW | Commercial | Com - Education (Secondary School) | BldgEnv | No | BldgEnv - Window Film | 5.3314 | 5.2493 | 5.1685 | 5.0889 | 0 | 0 | 0 | 4.7826 | 4.7089 | 4.6364 | 4.565 | 4.4947
SCE | MW | Commercial | Com - Education (Secondary School) | FoodServ | No | FoodServ - Electric Griddle | 0.43558 | 0.44171 | 0.44829 | 0.45493 | 0 | 0.46867 | 0.47482 | 0.48101 | 0.48676 | 0.49286 | 0.49875 | 0.50473
SCE | MW | Commercial | Com - Education (Secondary School) | FoodServ | No | FoodServ - Electric Steamer | 0.044408 | 0.045033 | 0.045703 | 0.04638 | 0.047099 | 0.047781 | 0.048408 | 0.049039 | 0.049625 | 0.050247 | 0.050847 | 0.051457
SCE | MW | Commercial | Com - Education (Secondary School) | FoodServ | No | FoodServ - Fryer (Electric) | 0.0042361 | 0.0042957 | 0.0043597 | 0.0044243 | 0.0044929 | 0.0045579 | 0.0046177 | 0.0046779 | 0.0047338 | 0.0047931 | 0.0048504 | 0.0049085
SCE | MW | Commercial | Com - Education (Secondary School) | FoodServ | No | FoodServ - Oven (Electric) | 0.08211 | 0.083265 | 0.084505 | 0.085756 | 0.087086 | 0.088346 | 0.089505 | 0.090673 | 0.091756 | 0.092905 | 0.094016 | 0.095143
SCE | MW | Commercial | Com - Education (Secondary School) | HVAC | No | HVAC - Chiller (Centrifugal) | 1.1838 | 1.1738 | 1.1643 | 1.155 | 1.1051 | 1.0881 | 1.0713 | 1.0548 | 1.0386 | 1.0226 | 1.0069 | 0.99135
SCE | MW | Commercial | Com - Education (Secondary School) | HVAC | No | HVAC - Chiller (Reciprocating) | 0.86209 | 0.86624 | 0.87106 | 0.87602 | 0.88161 | 0.88676 | 0.89124 | 0.89585 | 0.8999 | 0.90449 | 0.90886 | 0.9134
SCE | MW | Commercial | Com - Education (Secondary School) | HVAC | No | HVAC - Demand Controlled Ventilation | 0.089649 | 0.09091 | 0.092265 | 0.093631 | 0.095083 | 0.096458 | 0.097724 | 0.098999 | 0.10018 | 0.10144 | 0.10265 | 0.10388
SCE | MW | Commercial | Com - Education (Secondary School) | HVAC | No | HVAC - Direct Evaporative Cooler | 0.70392 | 0.71383 | 0.72446 | 0.73518 | 0.74659 | 0.75739 | 0.76732 | 0.77734 | 0.78662 | 0.79647 | 0.806 | 0.81566
SCE | MW | Commercial | Com - Education (Secondary School) | HVAC | No | HVAC - EER Rated Package Rooftop AC (EER 11) | 2.5658 | 2.5262 | 2.4873 | 2.449 | 0 | 0 | 0 | 0 | 0 | 0 | 0 | 2.1631
SCE | MW | Commercial | Com - Education (Secondary School) | HVAC | No | HVAC - EER Rated Package Rooftop HP (EER 11) | 0.0043392 | 0.0088165 | 0.013418 | 0.018005 | 0 | 0 | 0 | 0 | 0 | 0 | 0 | 0
SCE | MW | Commercial | Com - Education (Secondary School) | HVAC | No | HVAC - Repair Duct System | 1.1104 | 1.0933 | 1.0765 | 1.0599 | 0 | 0 | 0 | 0 | 0 | 0 | 0 | 0
SCE | MW | Commercial | Com - Education (Secondary School) | HVAC | No | HVAC - SEER Rated Package Rooftop AC (Recharge) | 1.3446 | 1.3239 | 1.3036 | 1.2835 | 0 | 0 | 0 | 0 | 0 | 0 | 0 | 0
SCE | MW | Commercial | Com - Education (Secondary School) | HVAC | No | HVAC - SEER Rated Package Rooftop AC (SEER 14) | 1.9554 | 2.0096 | 0 | 0 | 0 | 0 | 0 | 0 | 0 | 0 | 0 | 0
SCE | MW | Commercial | Com - Education (Secondary School) | HVAC | No | HVAC - SEER Rated Package Rooftop AC (SEER 15) | 0 | 0 | 3.7064 | 3.7567 | 3.8104 | 3.8611 | 3.9076 | 3.9546 | 3.998 | 4.0442 | 4.0888 | 4.1342
SCE | MW | Commercial | Com - Education (Secondary School) | HVAC | No | HVAC - SEER Rated Package Rooftop HP (SEER 15) | 1.1266 | 1.1421 | 0.53794 | 0.54571 | 0.55398 | 0.56181 | 0.569 | 0.57626 | 0.58298 | 0.59012 | 0.59701 | 0.60401
SCE | MW | Commercial | Com - Education (Secondary School) | HVAC | No | HVAC - SEER Rated Split System AC (SEER 14) | 0.92451 | 0.94285 | 0.96229 | 0 | 0 | 0 | 0 | 0 | 0 | 0 | 0 | 0
SCE | MW | Commercial | Com - Education (Secondary School) | HVAC | No | HVAC - SEER Rated Split System AC (SEER 15) | 0 | 0 | 0 | 1.4168 | 1.4353 | 1.4527 | 1.4687 | 1.4848 | 1.4997 | 1.5156 | 1.5309 | 1.5465
SCE | MW | Commercial | Com - Education (Secondary School) | HVAC | No | HVAC - SEER Rated Split System HP (SEER 15) | 0.81315 | 0.823 | 0.38705 | 0.39205 | 0.3974 | 0.40244 | 0.40706 | 0.41173 | 0.41604 | 0.42063 | 0.42506 | 0.42957
SCE | MW | Commercial | Com - Education (Secondary School) | Lighting | Yes | Lighting - LED Fixture (Replacing T8) - Emerging | 0 | 0 | 19.8552 | 20.6619 | 21.4086 | 22.1495 | 22.7765 | 23.4143 | 24.037 | 24.686 | 25.3324 | 25.8856
SCE | MW | Commercial | Com - Education (Secondary School) | Lighting | Yes | Lighting - LED Lamp (Basic High - Indoor) - Emerging | 0.54488 | 0.56375 | 0.58228 | 0.59859 | 0.6157 | 0.081339 | 0.083252 | 0.085015 | 0.086708 | 0.088297 | 0.089856 | 0.091441
SCE | MW | Commercial | Com - Education (Secondary School) | Lighting | Yes | Lighting - LED Lamp (Basic Low - Indoor) - Emerging | 0.41372 | 0.42863 | 0.44323 | 0.456 | 0.4694 | 0.073506 | 0.07528 | 0.076909 | 0.078475 | 0.080113 | 0.081551 | 0.083012
SCE | MW | Commercial | Com - Education (Secondary School) | Lighting | Yes | Lighting - LED Plug-In Indoor Fixture - Emerging | 0.052319 | 0.053948 | 0.055482 | 0.056682 | 0.05813 | 0.0033746 | 0.0034407 | 0.0035184 | 0.0035767 | 0.0036437 | 0.0037038 | 0.0037705
SCE | MW | Commercial | Com - Education (Secondary School) | Lighting | No | Lighting - Cold Cathode Lamp | 3.6564e-05 | 3.7078e-05 | 3.763e-05 | 3.8187e-05 | 3.878e-05 | 0 | 0 | 0 | 0 | 0 | 0 | 0
SCE | MW | Commercial | Com - Education (Secondary School) | Lighting | No | Lighting - Compact Fluorescent Fixture (Indoor) | 2.8169 | 2.8626 | 2.9114 | 2.9605 | 3.0125 | 0 | 0 | 0 | 0 | 0 | 0 | 0
SCE | MW | Commercial | Com - Education (Secondary School) | Lighting | No | Lighting - Exit Fixture (LED) | 0.17073 | 0.1681 | 0.16551 | 0.16296 | 0.16045 | 0.15798 | 0.15555 | 0.15315 | 0.15079 | 0.14847 | 0.14619 | 0.14393
SCE | MW | Commercial | Com - Education (Secondary School) | Lighting | No | Lighting - Halogen Lamp (A-Line) | 0.0066764 | 0.0067703 | 0.0068711 | 0.0069729 | 0.007081 | 0 | 0 | 0 | 0 | 0 | 0 | 0
SCE | MW | Commercial | Com - Education (Secondary School) | Lighting | No | Lighting - High Bay HID to T5 | 0 | 0 | 0 | 0 | 0 | 0 | 0 | 0.33034 | 0.43086 | 0.43694 | 0.44283 | 0.44879
SCE | MW | Commercial | Com - Education (Secondary School) | Lighting | No | Lighting - Induction Fixture (Indoor) | 0.48725 | 0.4941 | 0.50146 | 0.50889 | 0.51678 | 0.52425 | 0.53113 | 0.53807 | 0.54449 | 0.55131 | 0.5579 | 0.56459
SCE | MW | Commercial | Com - Education (Secondary School) | Lighting | No | Lighting - Induction Fixture (Outdoor) | 0.19818 | 0.20097 | 0.20396 | 0.20698 | 0.21019 | 0.21323 | 0.21603 | 0.21885 | 0.22147 | 0.22424 | 0.22692 | 0.22964
SCE | MW | Commercial | Com - Education (Secondary School) | Lighting | No | Lighting - Light Sensor | 0 | 0 | 0 | 0 | 0 | 0 | 0 | 0 | 0 | 0 | 0.06532 | 0.070861
SCE | MW | Commercial | Com - Education (Secondary School) | Lighting | No | Lighting - Linear Fluorescent Delamping | 0.00045434 | 0.00044734 | 0.00033034 | 0.00021683 | 0 | 0 | 0 | 0 | 0 | 0 | 0 | 0
SCE | MW | Commercial | Com - Education (Secondary School) | Lighting | No | Lighting - Linear Fluorescent Fixture (Low Wattage T8) | 4.9409 | 5.0211 | 0 | 0 | 0 | 0 | 0 | 0 | 0 | 0 | 0 | 0
SCE | MW | Commercial | Com - Education (Secondary School) | Lighting | No | Lighting - Plug-In Fixture (PSMH with Electronic Ballast) | 0 | 0 | 0 | 0 | 0 | 0 | 0.023068 | 0.029197 | 0.02959 | 0.030004 | 0.030405 | 0.030812
SCE | MW | Commercial | Com - Education (Secondary School) | Lighting | No | Lighting - Plug-In Fixture (PSMH) | 0.025855 | 0.026271 | 0.026715 | 0.027163 | 0.027636 | 0.028085 | 0.0056523 | 0 | 0 | 0 | 0 | 0
SCE | MW | Commercial | Com - Education (Secondary School) | SHW | No | SHW - EF Rated Instantaneous Water Heater (Electric) | 0.016586 | 0.016809 | 0.017049 | 0.017291 | 0.017549 | 0.017793 | 0.018017 | 0.018243 | 0.018452 | 0.018675 | 0.01889 | 0.019108
SCE | MW | Commercial | Com - Education (Secondary School) | Service | No | HVAC - Comprehensive Rooftop Unit Quality Maintenance | 2.5214e-06 | 2.4826e-06 | 2.4444e-06 | 2.4067e-06 | 2.3697e-06 | 2.3332e-06 | 2.2972e-06 | 2.2619e-06 | 2.227e-06 | 2.1927e-06 | 2.159e-06 | 2.1257e-06
SCE | MW | Commercial | Com - Education (Secondary School) | Service | No | Service - HVAC Fault Detection & Diagnositics | 0.0030523 | 0.0030953 | 0.0031414 | 0.0031879 | 0.0032373 | 0.0032842 | 0.0033273 | 0.0033707 | 0.0034109 | 0.0034537 | 0.0034949 | 0.0035368
SCE | MW | Commercial | Com - Education (Secondary School) | Service | No | Service - Retro-Commissioning (Electric) | 0.021946 | 0.021608 | 0.021275 | 0.020948 | 0.020625 | 0.020308 | 0.019995 | 0.019687 | 0.019384 | 0.019085 | 0.018791 | 0.018502
SCE | MW | Commercial | Com - Education (Secondary School) | WholeBlg | No | HVAC - Energy Management System | 0.0003516 | 0.00035655 | 0.00036186 | 0.00036722 | 0.00037291 | 0.00037831 | 0.00038327 | 0.00038827 | 0.00039291 | 0.00039783 | 0.00040259 | 0.00040741
SCE | MW | Commercial | Com - Education (Secondary School) | WholeBlg | No | WholeBlg - Com RET Level 1 | 5.3382 | 5.256 | 5.175 | 5.0953 | 5.0169 | 4.9396 | 4.8635 | 4.7886 | 4.7149 | 4.6423 | 4.5708 | 4.5004
SCE | MW | Commercial | Com - Education (Secondary School) | WholeBlg | No | WholeBlg - Com RET Level 2 | 50.3304 | 49.5554 | 48.7922 | 48.0408 | 47.301 | 46.5725 | 45.8553 | 45.1492 | 44.4539 | 43.7693 | 43.0952 | 42.4316
SCE | MW | Commercial | Com - Education (University) | AppPlug | No | AppPlug - Computer Monitor | 0.79743 | 0.80865 | 0.82069 | 0.83284 | 0 | 0 | 0 | 0 | 0 | 0 | 0 | 0
SCE | MW | Commercial | Com - Education (University) | AppPlug | No | AppPlug - Desktop Computer (Com - Power Management) | 0.36579 | 0.37094 | 0.37647 | 0.38204 | 0.38796 | 0.39357 | 0.39874 | 0.40394 | 0.40877 | 0.41389 | 0.41884 | 0.42386
SCE | MW | Commercial | Com - Education (University) | AppPlug | No | AppPlug - Occupancy Sensor Plug Strip | 0.42136 | 0.42729 | 0.43365 | 0.44007 | 0.4469 | 0.45336 | 0.45931 | 0.4653 | 0.47086 | 0.47676 | 0.48246 | 0.48824
SCE | MW | Commercial | Com - Education (University) | BldgEnv | No | BldgEnv - Attic Batt Insulation | 0.36152 | 0.35595 | 0.35047 | 0.34507 | 0 | 0 | 0 | 0 | 0 | 0 | 0 | 0
SCE | MW | Commercial | Com - Education (University) | BldgEnv | No | BldgEnv - Wall Spray On Insulation | 2.8563 | 2.8124 | 2.769 | 2.7264 | 2.6844 | 2.6431 | 2.6024 | 2.5623 | 2.5228 | 2.484 | 2.4457 | 2.4081
SCE | MW | Commercial | Com - Education (University) | BldgEnv | No | BldgEnv - Window Film | 2.2715 | 2.2365 | 2.2021 | 2.1682 | 0 | 0 | 0 | 0 | 2.0063 | 1.9754 | 1.945 | 1.915
SCE | MW | Commercial | Com - Education (University) | FoodServ | No | FoodServ - Electric Griddle | 0.042676 | 0.043277 | 0.043921 | 0.044572 | 0 | 0.045918 | 0.04652 | 0.047127 | 0.04769 | 0.048287 | 0.048865 | 0.049451
SCE | MW | Commercial | Com - Education (University) | FoodServ | No | FoodServ - Electric Steamer | 0.023093 | 0.023418 | 0.023767 | 0.024119 | 0.024493 | 0.024847 | 0.025173 | 0.025502 | 0.025806 | 0.026129 | 0.026442 | 0.026759
SCE | MW | Commercial | Com - Education (University) | FoodServ | No | FoodServ - Fryer (Electric) | 0.0017046 | 0.0017286 | 0.0017543 | 0.0017803 | 0.0018079 | 0.0018341 | 0.0018581 | 0.0018824 | 0.0019049 | 0.0019287 | 0.0019518 | 0.0019752
SCE | MW | Commercial | Com - Education (University) | FoodServ | No | FoodServ - Oven (Electric) | 0.40564 | 0.41134 | 0.41747 | 0.42365 | 0.43022 | 0.43645 | 0.44217 | 0.44794 | 0.45329 | 0.45897 | 0.46446 | 0.47003
SCE | MW | Commercial | Com - Education (University) | HVAC | No | HVAC - Chiller (Centrifugal) | 1.7334 | 1.7167 | 1.7007 | 1.6852 | 1.62 | 1.5951 | 1.5705 | 1.5463 | 1.5225 | 1.4991 | 1.476 | 1.4532
SCE | MW | Commercial | Com - Education (University) | HVAC | No | HVAC - Chiller (Reciprocating) | 1.8743 | 1.8842 | 1.8957 | 1.9074 | 1.9206 | 1.9327 | 1.9434 | 1.9543 | 1.964 | 1.9748 | 1.9852 | 1.9959
SCE | MW | Commercial | Com - Education (University) | HVAC | No | HVAC - EER Rated Package Rooftop AC (EER 11) | 2.8168 | 2.7735 | 2.7307 | 2.6887 | 3.0972 | 3.1463 | 3.1916 | 3.2373 | 3.2797 | 3.3245 | 3.3679 | 3.4119
SCE | MW | Commercial | Com - Education (University) | HVAC | No | HVAC - EER Rated Package Rooftop HP (EER 11) | 0.013642 | 0.027718 | 0.042185 | 0.056605 | 0 | 0 | 0 | 0 | 0 | 0 | 0 | 0
SCE | MW | Commercial | Com - Education (University) | HVAC | No | HVAC - Repair Duct System | 2.3376 | 2.3016 | 2.2662 | 2.2313 | 0 | 0 | 0 | 0 | 0 | 0 | 0 | 0
SCE | MW | Commercial | Com - Education (University) | HVAC | No | HVAC - SEER Rated Package Rooftop AC (Recharge) | 2.8536 | 2.8096 | 2.7664 | 2.7238 | 0 | 0 | 0 | 0 | 0 | 0 | 0 | 2.4057
SCE | MW | Commercial | Com - Education (University) | HVAC | No | HVAC - SEER Rated Package Rooftop AC (SEER 14) | 2.6414 | 2.6883 | 0 | 0 | 0 | 0 | 0 | 0 | 0 | 0 | 0 | 0
SCE | MW | Commercial | Com - Education (University) | HVAC | No | HVAC - SEER Rated Package Rooftop AC (SEER 15) | 0 | 0 | 4.0217 | 4.0666 | 4.1149 | 4.1604 | 4.2019 | 4.2438 | 4.2822 | 4.3235 | 4.3634 | 4.404
SCE | MW | Commercial | Com - Education (University) | HVAC | No | HVAC - SEER Rated Package Rooftop HP (SEER 15) | 2.9414 | 2.9972 | 1.4191 | 1.4468 | 1.476 | 1.5037 | 1.5295 | 1.5553 | 1.5795 | 1.6049 | 1.6295 | 1.6544
SCE | MW | Commercial | Com - Education (University) | HVAC | No | HVAC - SEER Rated Split System AC (SEER 14) | 1.2311 | 1.2504 | 1.271 | 0 | 0 | 0 | 0 | 0 | 0 | 0 | 0 | 0
SCE | MW | Commercial | Com - Education (University) | HVAC | No | HVAC - SEER Rated Split System AC (SEER 15) | 0 | 0 | 0 | 1.7439 | 1.7652 | 1.7853 | 1.8037 | 1.8223 | 1.8393 | 1.8576 | 1.8752 | 1.8932
SCE | MW | Commercial | Com - Education (University) | HVAC | No | HVAC - SEER Rated Split System HP (SEER 15) | 1.8658 | 1.8934 | 0.89278 | 0.90661 | 0.92129 | 0.93521 | 0.94803 | 0.96095 | 0.97294 | 0.98564 | 0.99792 | 1.0104
SCE | MW | Commercial | Com - Education (University) | Lighting | Yes | Lighting - LED Fixture (Replacing T8) - Emerging | 0 | 22.9008 | 23.708 | 24.6445 | 25.5079 | 26.3643 | 27.0855 | 27.8191 | 28.535 | 29.2813 | 30.0244 | 30.6565
SCE | MW | Commercial | Com - Education (University) | Lighting | Yes | Lighting - LED Lamp (Basic High - Indoor) - Emerging | 0.6082 | 0.62846 | 0.64829 | 0.66563 | 0.68382 | 0.090236 | 0.09226 | 0.094119 | 0.095901 | 0.097567 | 0.099201 | 0.10086
SCE | MW | Commercial | Com - Education (University) | Lighting | Yes | Lighting - LED Lamp (Basic Low - Indoor) - Emerging | 0.46179 | 0.47782 | 0.49347 | 0.50707 | 0.52134 | 0.081546 | 0.083426 | 0.085144 | 0.086795 | 0.088524 | 0.090032 | 0.091565
SCE | MW | Commercial | Com - Education (University) | Lighting | Yes | Lighting - LED Plug-In Indoor Fixture - Emerging | 1.3149 | 1.3544 | 1.3915 | 1.4201 | 1.4549 | 0.084384 | 0.08596 | 0.087828 | 0.089214 | 0.090813 | 0.092242 | 0.093837
SCE | MW | Commercial | Com - Education (University) | Lighting | No | Lighting - Cold Cathode Lamp | 0.0064761 | 0.0065673 | 0.0066651 | 0.0067638 | 0.0068687 | 0 | 0 | 0 | 0 | 0 | 0 | 0
SCE | MW | Commercial | Com - Education (University) | Lighting | No | Lighting - Compact Fluorescent Fixture (Indoor) | 3.1443 | 3.1912 | 3.2414 | 3.292 | 3.3457 | 0 | 0 | 0 | 0 | 0 | 0 | 0
SCE | MW | Commercial | Com - Education (University) | Lighting | No | Lighting - Exit Fixture (LED) | 0.24079 | 0.23708 | 0.23343 | 0.22983 | 0.22629 | 0.22281 | 0.21938 | 0.216 | 0.21267 | 0.2094 | 0.20617 | 0.203
SCE | MW | Commercial | Com - Education (University) | Lighting | No | Lighting - Halogen Lamp (A-Line) | 0.0075223 | 0.0076282 | 0.0077418 | 0.0078564 | 0.0079783 | 0 | 0 | 0 | 0 | 0 | 0 | 0
SCE | MW | Commercial | Com - Education (University) | Lighting | No | Lighting - High Bay HID to T5 | 0 | 0 | 0 | 0 | 0 | 0.4913 | 0.49816 | 0.50507 | 0.51149 | 0.51828 | 0.52485 | 0.53151
SCE | MW | Commercial | Com - Education (University) | Lighting | No | Lighting - Induction Fixture (Indoor) | 0.5192 | 0.5265 | 0.53435 | 0.54226 | 0.55067 | 0.55863 | 0.56596 | 0.57335 | 0.5802 | 0.58746 | 0.59448 | 0.60161
SCE | MW | Commercial | Com - Education (University) | Lighting | No | Lighting - Induction Fixture (Outdoor) | 0.22329 | 0.22644 | 0.22981 | 0.23321 | 0.23683 | 0.24025 | 0.24341 | 0.24658 | 0.24953 | 0.25265 | 0.25567 | 0.25874
SCE | MW | Commercial | Com - Education (University) | Lighting | No | Lighting - Light Sensor | 0.47056 | 0.48331 | 0.49671 | 0.51015 | 0.5242 | 0.53761 | 0.55016 | 0.56273 | 0.57455 | 0.58687 | 0.59884 | 0.61089
SCE | MW | Commercial | Com - Education (University) | Lighting | No | Lighting - Linear Fluorescent Delamping | 0.013711 | 0.0135 | 0.0099691 | 0.0065437 | 0 | 0 | 0 | 0 | 0 | 0 | 0 | 0
SCE | MW | Commercial | Com - Education (University) | Lighting | No | Lighting - Linear Fluorescent Fixture (Low Wattage T8) | 5.9129 | 0 | 0 | 0 | 0 | 0 | 0 | 0 | 0 | 0 | 0 | 0
SCE | MW | Commercial | Com - Education (University) | Lighting | No | Lighting - Low Bay HID to T5 | 0 | 0 | 0 | 0 | 0 | 0 | 0 | 0 | 0 | 0 | 0 | 0.080982
SCE | MW | Commercial | Com - Education (University) | Lighting | No | Lighting - Plug-In Fixture (PSMH with Electronic Ballast) | 0 | 0.03859 | 0.67159 | 0.68222 | 0.69351 | 0.7042 | 0.71407 | 0.72401 | 0.73324 | 0.74301 | 0.75245 | 0.76203
SCE | MW | Commercial | Com - Education (University) | Lighting | No | Lighting - Plug-In Fixture (PSMH) | 0.64495 | 0.6165 | 0 | 0 | 0 | 0 | 0 | 0 | 0 | 0 | 0 | 0
SCE | MW | Commercial | Com - Education (University) | SHW | No | SHW - EF Rated Instantaneous Water Heater (Electric) | 0.011185 | 0.011345 | 0.011516 | 0.011688 | 0.011871 | 0.012045 | 0.012205 | 0.012366 | 0.012515 | 0.012673 | 0.012826 | 0.012982
SCE | MW | Commercial | Com - Education (University) | Service | No | HVAC - Comprehensive Rooftop Unit Quality Maintenance | 2.8409e-06 | 2.7972e-06 | 2.7541e-06 | 2.7117e-06 | 2.6699e-06 | 2.6288e-06 | 2.5883e-06 | 2.5485e-06 | 2.5092e-06 | 2.4706e-06 | 2.4325e-06 | 2.3951e-06
SCE | MW | Commercial | Com - Education (University) | Service | No | Service - HVAC Fault Detection & Diagnositics | 0.0034391 | 0.0034875 | 0.0035394 | 0.0035918 | 0.0036475 | 0.0037003 | 0.0037489 | 0.0037978 | 0.0038431 | 0.0038913 | 0.0039378 | 0.003985
SCE | MW | Commercial | Com - Education (University) | Service | No | Service - Retro-Commissioning (Electric) | 0.024727 | 0.024346 | 0.023971 | 0.023602 | 0.023239 | 0.022881 | 0.022528 | 0.022181 | 0.02184 | 0.021504 | 0.021172 | 0.020846
SCE | MW | Commercial | Com - Education (University) | WholeBlg | No | HVAC - Energy Management System | 0.00039615 | 0.00040173 | 0.00040771 | 0.00041375 | 0.00042016 | 0.00042624 | 0.00043183 | 0.00043747 | 0.0004427 | 0.00044824 | 0.0004536 | 0.00045904
SCE | MW | Commercial | Com - Education (University) | WholeBlg | No | WholeBlg - Com RET Level 1 | 5.8247 | 5.735 | 5.6467 | 5.5598 | 5.4741 | 5.3898 | 5.3068 | 5.2251 | 5.1446 | 5.0654 | 4.9874 | 4.9106
SCE | MW | Commercial | Com - Education (University) | WholeBlg | No | WholeBlg - Com RET Level 2 | 46.3618 | 45.6478 | 44.9449 | 44.2527 | 43.5712 | 42.9002 | 42.2396 | 41.5891 | 40.9486 | 40.318 | 39.6971 | 39.0858
SCE | MW | Commercial | Com - Grocery | AppPlug | No | AppPlug - Computer Monitor | 2.0468 | 2.0756 | 2.1065 | 2.1377 | 0 | 0 | 0 | 0 | 0 | 0 | 0 | 0
SCE | MW | Commercial | Com - Grocery | AppPlug | No | AppPlug - Desktop Computer (Com - Power Management) | 0.93889 | 0.9521 | 0.96629 | 0.98059 | 0.9958 | 1.0102 | 1.0235 | 1.0368 | 1.0492 | 1.0623 | 1.075 | 1.0879
SCE | MW | Commercial | Com - Grocery | AppPlug | No | AppPlug - Occupancy Sensor Plug Strip | 1.0815 | 1.0967 | 1.1131 | 1.1295 | 1.1471 | 1.1637 | 1.1789 | 1.1943 | 1.2086 | 1.2237 | 1.2383 | 1.2532
SCE | MW | Commercial | Com - Grocery | BldgEnv | No | BldgEnv - Attic Batt Insulation | 1.8859 | 1.8569 | 1.8283 | 1.8001 | 0 | 0 | 0 | 0 | 0 | 0 | 0 | 0
SCE | MW | Commercial | Com - Grocery | BldgEnv | No | BldgEnv - Wall Spray On Insulation | 7.3315 | 7.2186 | 7.1074 | 6.998 | 6.8902 | 6.7841 | 6.6796 | 6.5767 | 6.4755 | 6.3757 | 6.2776 | 6.1809
SCE | MW | Commercial | Com - Grocery | BldgEnv | No | BldgEnv - Window Film | 3.1197 | 3.0717 | 3.0244 | 2.9778 | 0 | 0 | 2.8423 | 2.7986 | 2.7555 | 2.713 | 2.6712 | 2.6301
SCE | MW | Commercial | Com - Grocery | ComRefrig | No | ComRefrig - Door Gasket (Reach-In Refrigerator) | 18.5111 | 18.2261 | 17.9454 | 17.669 | 0 | 0 | 0 | 0 | 0 | 0 | 0 | 0
SCE | MW | Commercial | Com - Grocery | ComRefrig | No | ComRefrig - Door Gasket (Walk-In Refrigerator) | 1.0525 | 1.0362 | 1.0203 | 1.0046 | 0 | 0 | 0 | 0 | 0 | 0 | 0 | 0
SCE | MW | Commercial | Com - Grocery | ComRefrig | No | ComRefrig - Refrigerated Case Night Cover (Low Temp) | 4.9512 | 4.875 | 4.7999 | 4.726 | 4.6532 | 4.5815 | 4.511 | 4.4415 | 4.3731 | 4.3058 | 4.2395 | 4.1742
SCE | MW | Commercial | Com - Grocery | ComRefrig | No | ComRefrig - Refrigerated Case Night Cover (Med Temp) | 9.4238 | 9.2787 | 9.1358 | 8.9951 | 8.8566 | 8.7202 | 8.5859 | 8.4537 | 8.3235 | 8.1953 | 8.0691 | 7.9449
SCE | MW | Commercial | Com - Grocery | ComRefrig | No | ComRefrig - Strip Curtain for Walk In Refrigerator | 1.8809 | 1.8519 | 1.8234 | 1.7953 | 1.7677 | 1.7405 | 1.7137 | 1.6873 | 1.6613 | 1.6357 | 1.6105 | 1.5857
SCE | MW | Commercial | Com - Grocery | FoodServ | No | FoodServ - Electric Steamer | 0.72116 | 0.73131 | 0.7422 | 0.75319 | 0.76487 | 0.77594 | 0.78612 | 0.79638 | 0.80589 | 0.81598 | 0.82574 | 0.83564
SCE | MW | Commercial | Com - Grocery | FoodServ | No | FoodServ - Oven (Electric) | 0.29226 | 0.29637 | 0.30078 | 0.30524 | 0.30997 | 0.31445 | 0.31858 | 0.32274 | 0.32659 | 0.33068 | 0.33464 | 0.33865
SCE | MW | Commercial | Com - Grocery | HVAC | No | HVAC - EER Rated Package Rooftop HP (EER 11) | 1.6394 | 1.6753 | 1.7132 | 1.7512 | 0 | 0 | 0 | 0 | 0 | 0 | 0 | 0
SCE | MW | Commercial | Com - Grocery | HVAC | No | HVAC - Repair Duct System | 9.7598 | 9.6095 | 9.4615 | 9.3158 | 0 | 0 | 0 | 0 | 0 | 0 | 0 | 0
SCE | MW | Commercial | Com - Grocery | HVAC | No | HVAC - SEER Rated Package Rooftop AC (Recharge) | 14.3259 | 14.1052 | 13.888 | 13.6741 | 13.4636 | 13.2562 | 13.0521 | 12.8511 | 12.6532 | 12.4583 | 12.2665 | 12.0776
SCE | MW | Commercial | Com - Grocery | HVAC | No | HVAC - SEER Rated Package Rooftop AC (SEER 14) | 15.2381 | 15.4592 | 0 | 0 | 0 | 0 | 0 | 0 | 0 | 0 | 0 | 0
SCE | MW | Commercial | Com - Grocery | HVAC | No | HVAC - SEER Rated Package Rooftop AC (SEER 15) | 0 | 0 | 13.9442 | 14.1543 | 14.3775 | 14.589 | 14.7837 | 14.9799 | 15.1619 | 15.3548 | 15.5414 | 15.7306
SCE | MW | Commercial | Com - Grocery | HVAC | No | HVAC - SEER Rated Package Rooftop HP (SEER 15) | 10.8504 | 11.1137 | 5.2888 | 5.4181 | 5.5535 | 5.6827 | 5.8032 | 5.9242 | 6.0376 | 6.1562 | 6.2713 | 6.3873
SCE | MW | Commercial | Com - Grocery | HVAC | No | HVAC - SEER Rated Split System AC (SEER 14) | 6.6087 | 6.7171 | 6.8328 | 0 | 0 | 0 | 0 | 0 | 0 | 0 | 0 | 0
SCE | MW | Commercial | Com - Grocery | HVAC | No | HVAC - SEER Rated Split System AC (SEER 15) | 0 | 0 | 0 | 5.4353 | 5.5027 | 5.5662 | 5.6241 | 5.6826 | 5.7364 | 5.7941 | 5.8497 | 5.9064
SCE | MW | Commercial | Com - Grocery | Lighting | Yes | Lighting - LED Fixture (Replacing T8) - Emerging | 55.5017 | 57.4367 | 59.4659 | 61.8196 | 63.9903 | 66.1433 | 67.9572 | 69.8022 | 71.6028 | 73.4797 | 75.3487 | 76.9393
SCE | MW | Commercial | Com - Grocery | Lighting | Yes | Lighting - LED Lamp (Basic High - Indoor) - Emerging | 1.2753 | 1.3179 | 1.3596 | 1.396 | 1.4343 | 0.18928 | 0.19354 | 0.19745 | 0.2012 | 0.20471 | 0.20815 | 0.21165
SCE | MW | Commercial | Com - Grocery | Lighting | Yes | Lighting - LED Lamp (Basic Low - Indoor) - Emerging | 32.0098 | 33.1235 | 34.2108 | 35.1565 | 36.1483 | 5.6546 | 5.7854 | 5.9049 | 6.0197 | 6.14 | 6.2449 | 6.3516
SCE | MW | Commercial | Com - Grocery | Lighting | Yes | Lighting - LED Plug-In Indoor Fixture - Emerging | 3.8882 | 4.0049 | 4.1145 | 4.1992 | 4.3021 | 0.24952 | 0.25418 | 0.25971 | 0.26381 | 0.26853 | 0.27276 | 0.27748
SCE | MW | Commercial | Com - Grocery | Lighting | No | Lighting - Cold Cathode Lamp | 0.034638 | 0.035125 | 0.035648 | 0.036176 | 0.036737 | 0 | 0 | 0 | 0 | 0 | 0 | 0
SCE | MW | Commercial | Com - Grocery | Lighting | No | Lighting - Compact Fluorescent Fixture (Indoor) | 5.8094 | 5.8965 | 5.9897 | 6.0838 | 6.1835 | 0 | 0 | 0 | 0 | 0 | 0 | 0
SCE | MW | Commercial | Com - Grocery | Lighting | No | Lighting - Exit Fixture (LED) | 0.6177 | 0.60819 | 0.59883 | 0.5896 | 0.58052 | 0.57158 | 0.56278 | 0.55411 | 0.54558 | 0.53718 | 0.52891 | 0.52076
SCE | MW | Commercial | Com - Grocery | Lighting | No | Lighting - Halogen Lamp (A-Line) | 0.019308 | 0.019579 | 0.019871 | 0.020165 | 0.020478 | 0 | 0 | 0 | 0 | 0 | 0 | 0
SCE | MW | Commercial | Com - Grocery | Lighting | No | Lighting - Induction Fixture (Indoor) | 1.3217 | 1.3403 | 1.3603 | 1.3804 | 1.4018 | 1.4221 | 1.4408 | 1.4596 | 1.477 | 1.4955 | 1.5134 | 1.5315
SCE | MW | Commercial | Com - Grocery | Lighting | No | Lighting - Induction Fixture (Outdoor) | 0.57314 | 0.5812 | 0.58986 | 0.59859 | 0.60787 | 0.61667 | 0.62476 | 0.63291 | 0.64047 | 0.64849 | 0.65624 | 0.66411
SCE | MW | Commercial | Com - Grocery | Lighting | No | Lighting - Linear Fluorescent Delamping | 0.058599 | 0.057696 | 0.042606 | 0.027966 | 0 | 0 | 0 | 0 | 0 | 0 | 0 | 0
SCE | MW | Commercial | Com - Grocery | Lighting | No | Lighting - Plug-In Fixture (Linear Fluorescent) | 3.5359 | 3.5896 | 3.647 | 3.7048 | 3.7662 | 0 | 0 | 0 | 0 | 0 | 0 | 0
SCE | MW | Commercial | Com - Grocery | Lighting | No | Lighting - Plug-In Fixture (PSMH with Electronic Ballast) | 1.9023 | 1.9312 | 1.962 | 1.9932 | 2.0262 | 2.0575 | 2.0863 | 2.1154 | 2.1424 | 2.171 | 2.1986 | 2.2266
SCE | MW | Commercial | Com - Grocery | SHW | No | SHW - EF Rated Instantaneous Water Heater (Electric) | 0.054921 | 0.055409 | 0.055946 | 0.056491 | 0.057082 | 0.057636 | 0.058137 | 0.058646 | 0.059109 | 0.059611 | 0.060093 | 0.060587
SCE | MW | Commercial | Com - Grocery | Service | No | HVAC - Comprehensive Rooftop Unit Quality Maintenance | 7.2919e-06 | 7.1796e-06 | 7.069e-06 | 6.9602e-06 | 6.853e-06 | 6.7475e-06 | 6.6435e-06 | 6.5412e-06 | 6.4405e-06 | 6.3413e-06 | 6.2437e-06 | 6.1475e-06
SCE | MW | Commercial | Com - Grocery | Service | No | Service - HVAC Fault Detection & Diagnositics | 0.0088273 | 0.0089514 | 0.0090848 | 0.0092193 | 0.0093623 | 0.0094977 | 0.0096223 | 0.0097479 | 0.0098643 | 0.0099879 | 0.010107 | 0.010228
SCE | MW | Commercial | Com - Grocery | Service | No | Service - Retro-Commissioning (Electric) | 0.063468 | 0.06249 | 0.061528 | 0.06058 | 0.059648 | 0.058729 | 0.057825 | 0.056934 | 0.056057 | 0.055194 | 0.054344 | 0.053507
SCE | MW | Commercial | Com - Grocery | WholeBlg | No | HVAC - Energy Management System | 0.0010168 | 0.0010311 | 0.0010465 | 0.001062 | 0.0010785 | 0.001094 | 0.0011084 | 0.0011229 | 0.0011363 | 0.0011505 | 0.0011643 | 0.0011782
SCE | MW | Commercial | Com - Grocery | WholeBlg | No | WholeBlg - Com RET Level 1 | 34.4641 | 33.9334 | 33.4108 | 32.8963 | 32.3897 | 31.8909 | 31.3998 | 30.9162 | 30.4401 | 29.9713 | 29.5098 | 29.0553
SCE | MW | Commercial | Com - Grocery | WholeBlg | No | WholeBlg - Com RET Level 2 | 217.8329 | 214.4783 | 211.1753 | 207.9232 | 204.7212 | 201.5685 | 198.4644 | 195.408 | 192.3987 | 189.4358 | 186.5185 | 183.6461
SCE | MW | Commercial | Com - Hospital | AppPlug | No | AppPlug - Computer Monitor | 1.0031 | 1.0172 | 1.0324 | 1.0477 | 0 | 0 | 0 | 0 | 0 | 0 | 0 | 0
SCE | MW | Commercial | Com - Hospital | AppPlug | No | AppPlug - Desktop Computer (Com - Power Management) | 0.46014 | 0.46661 | 0.47356 | 0.48058 | 0.48803 | 0.49509 | 0.50158 | 0.50813 | 0.5142 | 0.52064 | 0.52686 | 0.53318
SCE | MW | Commercial | Com - Hospital | AppPlug | No | AppPlug - Occupancy Sensor Plug Strip | 0.53004 | 0.53749 | 0.5455 | 0.55358 | 0.56216 | 0.57029 | 0.57778 | 0.58532 | 0.59231 | 0.59973 | 0.6069 | 0.61417
SCE | MW | Commercial | Com - Hospital | BldgEnv | No | BldgEnv - Attic Batt Insulation | 0.20446 | 0.20131 | 0.19821 | 0.19516 | 0 | 0 | 0 | 0 | 0 | 0 | 0 | 0
SCE | MW | Commercial | Com - Hospital | BldgEnv | No | BldgEnv - Wall Spray On Insulation | 3.4406 | 3.3876 | 3.3354 | 3.2841 | 3.2335 | 3.1837 | 3.1347 | 3.0864 | 3.0389 | 2.9921 | 2.946 | 2.9006
SCE | MW | Commercial | Com - Hospital | BldgEnv | No | BldgEnv - Window Film | 2.4107 | 2.3735 | 2.337 | 2.301 | 0 | 0 | 0 | 0 | 0 | 0 | 0 | 0
SCE | MW | Commercial | Com - Hospital | FoodServ | No | FoodServ - Electric Steamer | 0.082306 | 0.083464 | 0.084708 | 0.085962 | 0.087295 | 0.088557 | 0.089719 | 0.09089 | 0.091976 | 0.093128 | 0.094241 | 0.095371
SCE | MW | Commercial | Com - Hospital | FoodServ | No | FoodServ - Oven (Electric) | 0.071616 | 0.072623 | 0.073705 | 0.074796 | 0.075956 | 0.077055 | 0.078066 | 0.079085 | 0.080029 | 0.081032 | 0.082 | 0.082983
SCE | MW | Commercial | Com - Hospital | HVAC | Yes | HVAC - Advanced Package Rooftop AC (> EER 12) - Emerging | 0 | 7.3515 | 7.2383 | 7.1268 | 7.0171 | 6.909 | 6.8026 | 6.6978 | 6.5947 | 6.4931 | 6.3931 | 6.2947
SCE | MW | Commercial | Com - Hospital | HVAC | No | HVAC - Chiller (Centrifugal) | 2.8434 | 2.8124 | 2.7824 | 2.7529 | 2.6609 | 2.6962 | 2.668 | 2.6403 | 2.6127 | 2.5859 | 2.5595 | 2.5336
SCE | MW | Commercial | Com - Hospital | HVAC | No | HVAC - Chiller (Reciprocating) | 4.0018 | 4.033 | 4.0676 | 4.1029 | 4.1414 | 4.1774 | 4.2097 | 4.2426 | 4.2724 | 4.3048 | 4.336 | 4.368
SCE | MW | Commercial | Com - Hospital | HVAC | No | HVAC - Demand Controlled Ventilation | 0.17687 | 0.17936 | 0.18203 | 0.18472 | 0.18759 | 0.1903 | 0.1928 | 0.19532 | 0.19765 | 0.20012 | 0.20252 | 0.20494
SCE | MW | Commercial | Com - Hospital | HVAC | No | HVAC - Direct Evaporative Cooler | 1.2702 | 1.2881 | 1.3072 | 1.3266 | 1.3472 | 1.3667 | 1.3846 | 1.4027 | 1.4194 | 1.4372 | 1.4544 | 1.4718
SCE | MW | Commercial | Com - Hospital | HVAC | No | HVAC - EER Rated Package Rooftop AC (EER 11) | 3.8797 | 0.20102 | 0.30594 | 0.41051 | 0.51769 | 0.62107 | 0.71939 | 0.81736 | 0.91093 | 1.0066 | 1.0999 | 1.1932
SCE | MW | Commercial | Com - Hospital | HVAC | No | HVAC - Repair Duct System | 3.6404 | 3.5844 | 3.5292 | 3.4748 | 0 | 0 | 0 | 0 | 0 | 0 | 0 | 0
SCE | MW | Commercial | Com - Hospital | HVAC | No | HVAC - SEER Rated Package Rooftop AC (Recharge) | 4.7822 | 4.7085 | 4.636 | 4.5646 | 4.4943 | 4.4251 | 4.357 | 4.2899 | 4.2238 | 4.1588 | 4.0947 | 4.0317
SCE | MW | Commercial | Com - Hospital | HVAC | No | HVAC - SEER Rated Package Rooftop AC (SEER 14) | 5.3965 | 5.4681 | 0 | 0 | 0 | 0 | 0 | 0 | 0 | 0 | 0 | 0
SCE | MW | Commercial | Com - Hospital | HVAC | No | HVAC - SEER Rated Package Rooftop AC (SEER 15) | 0 | 0 | 5.9482 | 5.9923 | 6.041 | 6.0863 | 6.1266 | 6.1677 | 6.2045 | 6.2453 | 6.2842 | 6.3244
SCE | MW | Commercial | Com - Hospital | HVAC | No | HVAC - SEER Rated Package Rooftop HP (SEER 15) | 4.2894 | 4.3582 | 2.0576 | 2.0919 | 2.1283 | 2.1628 | 2.1947 | 2.2268 | 2.2567 | 2.2882 | 2.3187 | 2.3496
SCE | MW | Commercial | Com - Hospital | HVAC | No | HVAC - SEER Rated Split System AC (SEER 14) | 2.2173 | 2.248 | 2.281 | 0 | 0 | 0 | 0 | 0 | 0 | 0 | 0 | 0
SCE | MW | Commercial | Com - Hospital | HVAC | No | HVAC - SEER Rated Split System AC (SEER 15) | 0 | 0 | 0 | 2.3508 | 2.3616 | 2.3714 | 2.3796 | 2.3881 | 2.3953 | 2.4039 | 2.4119 | 2.4204
SCE | MW | Commercial | Com - Hospital | HVAC | No | HVAC - SEER Rated Split System HP (SEER 15) | 3.0076 | 3.0499 | 1.4371 | 1.4583 | 1.4809 | 1.5023 | 1.522 | 1.5418 | 1.5602 | 1.5797 | 1.5986 | 1.6177
SCE | MW | Commercial | Com - Hospital | Lighting | Yes | Lighting - LED Fixture (Replacing T8) - Emerging | 15.8963 | 16.418 | 16.9646 | 17.6025 | 18.1861 | 18.7647 | 19.2476 | 19.7386 | 20.2176 | 20.7169 | 21.2139 | 21.6319
SCE | MW | Commercial | Com - Hospital | Lighting | Yes | Lighting - LED Lamp (Basic High - Indoor) - Emerging | 0.2005 | 0.20685 | 0.21304 | 0.2184 | 0.22402 | 0.029519 | 0.030141 | 0.030709 | 0.031252 | 0.031757 | 0.032252 | 0.032756
SCE | MW | Commercial | Com - Hospital | Lighting | Yes | Lighting - LED Lamp (Basic Low - Indoor) - Emerging | 3.7122 | 3.8349 | 3.9541 | 4.0569 | 4.1646 | 0.65048 | 0.66459 | 0.6774 | 0.6897 | 0.7026 | 0.71375 | 0.7251
SCE | MW | Commercial | Com - Hospital | Lighting | Yes | Lighting - LED Plug-In Indoor Fixture - Emerging | 2.6752 | 2.751 | 2.8215 | 2.8749 | 2.9407 | 0.1703 | 0.17324 | 0.17676 | 0.17933 | 0.18231 | 0.18496 | 0.18794
SCE | MW | Commercial | Com - Hospital | Lighting | No | Lighting - Cold Cathode Lamp | 0.025928 | 0.026292 | 0.026684 | 0.027079 | 0.027499 | 0 | 0 | 0 | 0 | 0 | 0 | 0
SCE | MW | Commercial | Com - Hospital | Lighting | No | Lighting - Compact Fluorescent Fixture (Indoor) | 4.3284 | 4.3859 | 4.4478 | 4.5103 | 4.5769 | 0 | 0 | 0 | 0 | 0 | 0 | 0
SCE | MW | Commercial | Com - Hospital | Lighting | No | Lighting - Exit Fixture (LED) | 0.28733 | 0.28291 | 0.27855 | 0.27426 | 0.27004 | 0.26588 | 0.26178 | 0.25775 | 0.25378 | 0.24987 | 0.24603 | 0.24224
SCE | MW | Commercial | Com - Hospital | Lighting | No | Lighting - Halogen Lamp (A-Line) | 0.0094625 | 0.0095956 | 0.0097386 | 0.0098828 | 0.010036 | 0 | 0 | 0 | 0 | 0 | 0 | 0
SCE | MW | Commercial | Com - Hospital | Lighting | No | Lighting - High Bay HID to T5 | 0.41069 | 0.4161 | 0.42192 | 0.42779 | 0.43406 | 0.43998 | 0.44542 | 0.45091 | 0.45598 | 0.46138 | 0.4666 | 0.47189
SCE | MW | Commercial | Com - Hospital | Lighting | No | Lighting - Induction Fixture (Indoor) | 0.60493 | 0.61344 | 0.62258 | 0.6318 | 0.6416 | 0.65088 | 0.65942 | 0.66802 | 0.676 | 0.68447 | 0.69265 | 0.70095
SCE | MW | Commercial | Com - Hospital | Lighting | No | Lighting - Induction Fixture (Outdoor) | 0.28089 | 0.28484 | 0.28908 | 0.29336 | 0.29791 | 0.30222 | 0.30619 | 0.31018 | 0.31389 | 0.31782 | 0.32162 | 0.32547
SCE | MW | Commercial | Com - Hospital | Lighting | No | Lighting - Linear Fluorescent Delamping | 0.14348 | 0.14127 | 0.10432 | 0.068474 | 0.03371 | 0 | 0 | 0 | 0 | 0 | 0 | 0
SCE | MW | Commercial | Com - Hospital | Lighting | No | Lighting - Low Bay HID to T5 | 0.017833 | 0.018068 | 0.01832 | 0.018576 | 0.018848 | 0.019105 | 0.019341 | 0.019579 | 0.0198 | 0.020034 | 0.02026 | 0.020491
SCE | MW | Commercial | Com - Hospital | Lighting | No | Lighting - Plug-In Fixture (Linear Fluorescent) | 2.4838 | 2.5165 | 2.5518 | 2.5873 | 2.6252 | 0 | 0 | 0 | 0 | 0 | 0 | 0
SCE | MW | Commercial | Com - Hospital | Lighting | No | Lighting - Plug-In Fixture (PSMH with Electronic Ballast) | 1.3363 | 1.3539 | 1.3728 | 1.3919 | 1.4123 | 1.4316 | 1.4493 | 1.4671 | 1.4837 | 1.5012 | 1.5182 | 1.5354
SCE | MW | Commercial | Com - Hospital | SHW | No | SHW - EF Rated Instantaneous Water Heater (Electric) | 0.025984 | 0.026361 | 0.026765 | 0.027172 | 0.027605 | 0.028015 | 0.028392 | 0.028773 | 0.029126 | 0.0295 | 0.029861 | 0.030228
SCE | MW | Commercial | Com - Hospital | Service | No | HVAC - Comprehensive Rooftop Unit Quality Maintenance | 3.5737e-06 | 3.5186e-06 | 3.4644e-06 | 3.4111e-06 | 3.3586e-06 | 3.3068e-06 | 3.2559e-06 | 3.2058e-06 | 3.1564e-06 | 3.1078e-06 | 3.0599e-06 | 3.0128e-06
SCE | MW | Commercial | Com - Hospital | Service | No | Service - HVAC Fault Detection & Diagnositics | 0.0043261 | 0.004387 | 0.0044523 | 0.0045183 | 0.0045883 | 0.0046547 | 0.0047158 | 0.0047773 | 0.0048344 | 0.0048949 | 0.0049534 | 0.0050128
SCE | MW | Commercial | Com - Hospital | Service | No | Service - Retro-Commissioning (Electric) | 0.031105 | 0.030626 | 0.030154 | 0.02969 | 0.029232 | 0.028782 | 0.028339 | 0.027903 | 0.027473 | 0.02705 | 0.026633 | 0.026223
SCE | MW | Commercial | Com - Hospital | WholeBlg | No | HVAC - Energy Management System | 0.00049833 | 0.00050534 | 0.00051287 | 0.00052046 | 0.00052853 | 0.00053618 | 0.00054321 | 0.0005503 | 0.00055688 | 0.00056385 | 0.00057059 | 0.00057743
SCE | MW | Commercial | Com - Hospital | WholeBlg | No | WholeBlg - Com RET Level 1 | 9.6494 | 9.5008 | 9.3545 | 9.2104 | 9.0686 | 8.9289 | 8.7914 | 8.656 | 8.5227 | 8.3915 | 8.2622 | 8.135
SCE | MW | Commercial | Com - Hospital | WholeBlg | No | WholeBlg - Com RET Level 2 | 61.4264 | 60.4805 | 59.5491 | 58.632 | 57.7291 | 56.84 | 55.9647 | 55.1028 | 54.2543 | 53.4187 | 52.5961 | 51.7861
SCE | MW | Commercial | Com - Hotel | AppPlug | No | AppPlug - Computer Monitor | 0.95364 | 0.96706 | 0.98147 | 0.996 | 0 | 0 | 0 | 0 | 0 | 0 | 0 | 0
SCE | MW | Commercial | Com - Hotel | AppPlug | No | AppPlug - Desktop Computer (Com - Power Management) | 0.43745 | 0.4436 | 0.45021 | 0.45688 | 0.46396 | 0.47067 | 0.47685 | 0.48307 | 0.48884 | 0.49497 | 0.50088 | 0.50689
SCE | MW | Commercial | Com - Hotel | AppPlug | No | AppPlug - Occupancy Sensor Plug Strip | 0.5039 | 0.51099 | 0.5186 | 0.52628 | 0.53444 | 0.54217 | 0.54929 | 0.55646 | 0.5631 | 0.57015 | 0.57697 | 0.58389
SCE | MW | Commercial | Com - Hotel | BldgEnv | No | BldgEnv - Attic Batt Insulation | 0.21358 | 0.21029 | 0.20705 | 0.20386 | 0 | 0 | 0 | 0 | 0 | 0 | 0 | 0
SCE | MW | Commercial | Com - Hotel | BldgEnv | No | BldgEnv - Wall Spray On Insulation | 3.2709 | 3.2206 | 3.171 | 3.1221 | 3.0741 | 3.0267 | 2.9801 | 2.9342 | 2.889 | 2.8445 | 2.8007 | 2.7576
SCE | MW | Commercial | Com - Hotel | BldgEnv | No | BldgEnv - Window Film | 7.0786 | 6.9696 | 6.8622 | 6.7566 | 6.6525 | 6.5501 | 6.4492 | 6.3499 | 6.2521 | 6.1558 | 6.061 | 5.9677
SCE | MW | Commercial | Com - Hotel | FoodServ | No | FoodServ - Electric Griddle | 0.0057996 | 0.0058812 | 0.0059688 | 0.0060572 | 0 | 0.0062401 | 0.006322 | 0.0064045 | 0.006481 | 0.0065621 | 0.0066406 | 0.0067202
SCE | MW | Commercial | Com - Hotel | FoodServ | No | FoodServ - Electric Steamer | 0.036822 | 0.037341 | 0.037897 | 0.038458 | 0.039054 | 0.039619 | 0.040139 | 0.040663 | 0.041149 | 0.041664 | 0.042162 | 0.042667
SCE | MW | Commercial | Com - Hotel | FoodServ | No | FoodServ - Fryer (Electric) | 0.0032616 | 0.0033075 | 0.0033568 | 0.0034065 | 0.0034593 | 0.0035094 | 0.0035554 | 0.0036018 | 0.0036448 | 0.0036905 | 0.0037346 | 0.0037794
SCE | MW | Commercial | Com - Hotel | FoodServ | No | FoodServ - Oven (Electric) | 0.034042 | 0.034521 | 0.035035 | 0.035554 | 0.036105 | 0.036628 | 0.037108 | 0.037593 | 0.038042 | 0.038518 | 0.038978 | 0.039446
SCE | MW | Commercial | Com - Hotel | HVAC | Yes | HVAC - Advanced Package Rooftop AC (> EER 12) - Emerging | 0 | 4.9185 | 4.8428 | 4.7682 | 4.6948 | 4.6225 | 4.5513 | 4.4812 | 4.4122 | 4.3442 | 4.2773 | 4.2115
SCE | MW | Commercial | Com - Hotel | HVAC | No | HVAC - Chiller (Centrifugal) | 1.8994 | 1.8807 | 1.8628 | 1.8453 | 1.7755 | 1.7482 | 1.7212 | 1.6947 | 1.6686 | 1.7461 | 1.7304 | 1.715
SCE | MW | Commercial | Com - Hotel | HVAC | No | HVAC - Chiller (Reciprocating) | 2.1457 | 2.1593 | 2.1747 | 2.1904 | 2.2078 | 2.224 | 2.2383 | 2.253 | 2.2661 | 2.2806 | 2.2945 | 2.3088
SCE | MW | Commercial | Com - Hotel | HVAC | No | HVAC - Demand Controlled Ventilation | 1.1934 | 1.2102 | 1.2283 | 1.2464 | 1.2658 | 1.2841 | 1.3009 | 1.3179 | 1.3337 | 1.3504 | 1.3665 | 1.3829
SCE | MW | Commercial | Com - Hotel | HVAC | No | HVAC - EER Rated Package Rooftop AC (EER 11) | 2.6425 | 0.15346 | 0.23355 | 0.31339 | 0.39521 | 0.47413 | 0.54919 | 0.62398 | 0.69541 | 0.76845 | 0.83969 | 0.91092
SCE | MW | Commercial | Com - Hotel | HVAC | No | HVAC - Repair Duct System | 2.2317 | 2.1973 | 2.1635 | 2.1302 | 0 | 0 | 0 | 0 | 0 | 0 | 1.9109 | 1.8814
SCE | MW | Commercial | Com - Hotel | HVAC | No | HVAC - SEER Rated Package Rooftop AC (Recharge) | 2.9056 | 2.8608 | 2.8168 | 2.7734 | 2.7307 | 2.6886 | 2.6472 | 2.6065 | 2.5663 | 2.5268 | 2.4879 | 2.4496
SCE | MW | Commercial | Com - Hotel | HVAC | No | HVAC - SEER Rated Package Rooftop AC (SEER 14) | 3.329 | 3.3714 | 0 | 0 | 0 | 0 | 0 | 0 | 0 | 0 | 0 | 0
SCE | MW | Commercial | Com - Hotel | HVAC | No | HVAC - SEER Rated Package Rooftop AC (SEER 15) | 0 | 0 | 3.8679 | 3.9029 | 3.9409 | 3.9765 | 4.0085 | 4.0411 | 4.0706 | 4.1028 | 4.1337 | 4.1654
SCE | MW | Commercial | Com - Hotel | HVAC | No | HVAC - SEER Rated Package Rooftop HP (SEER 15) | 3.1314 | 3.1856 | 1.5058 | 1.5328 | 1.5613 | 1.5883 | 1.6134 | 1.6386 | 1.662 | 1.6868 | 1.7107 | 1.735
SCE | MW | Commercial | Com - Hotel | HVAC | No | HVAC - SEER Rated Split System AC (SEER 14) | 1.3372 | 1.3567 | 1.3776 | 0 | 0 | 0 | 0 | 0 | 0 | 0 | 0 | 0
SCE | MW | Commercial | Com - Hotel | HVAC | No | HVAC - SEER Rated Split System AC (SEER 15) | 0 | 0 | 0 | 1.6759 | 1.6912 | 1.7055 | 1.7184 | 1.7315 | 1.7433 | 1.7563 | 1.7687 | 1.7814
SCE | MW | Commercial | Com - Hotel | HVAC | No | HVAC - SEER Rated Split System HP (SEER 15) | 1.9712 | 2.0009 | 0.94376 | 0.95865 | 0.97444 | 0.98941 | 1.0032 | 1.0171 | 1.03 | 1.0437 | 1.0569 | 1.0703
SCE | MW | Commercial | Com - Hotel | Lighting | Yes | Lighting - LED Fixture (Replacing T8) - Emerging | 0 | 0 | 0 | 5.7968 | 5.9988 | 6.1991 | 6.3677 | 6.5392 | 6.7065 | 6.881 | 7.0546 | 7.2022
SCE | MW | Commercial | Com - Hotel | Lighting | Yes | Lighting - LED Lamp (Basic High - Indoor) - Emerging | 0.31845 | 0.32901 | 0.33934 | 0.34837 | 0.35784 | 0.047214 | 0.048268 | 0.049234 | 0.050161 | 0.051027 | 0.051876 | 0.05274
SCE | MW | Commercial | Com - Hotel | Lighting | Yes | Lighting - LED Lamp (Basic Low - Indoor) - Emerging | 0.6639 | 0.68685 | 0.70924 | 0.72869 | 0.74908 | 0.11715 | 0.11984 | 0.12229 | 0.12465 | 0.12712 | 0.12927 | 0.13146
SCE | MW | Commercial | Com - Hotel | Lighting | Yes | Lighting - LED Plug-In Indoor Fixture - Emerging | 0.7216 | 0.74311 | 0.76327 | 0.77881 | 0.79773 | 0.046258 | 0.047114 | 0.048129 | 0.048881 | 0.049748 | 0.050523 | 0.051389
SCE | MW | Commercial | Com - Hotel | Lighting | No | Lighting - Cold Cathode Lamp | 0.0024923 | 0.0025274 | 0.002565 | 0.002603 | 0.0026434 | 0 | 0 | 0 | 0 | 0 | 0 | 0
SCE | MW | Commercial | Com - Hotel | Lighting | No | Lighting - Compact Fluorescent Fixture (Indoor) | 1.1617 | 1.1788 | 1.1972 | 1.2157 | 1.2354 | 0 | 0 | 0 | 0 | 0 | 0 | 0
SCE | MW | Commercial | Com - Hotel | Lighting | No | Lighting - Exit Fixture (LED) | 0.27588 | 0.27163 | 0.26745 | 0.26333 | 0.25927 | 0.25528 | 0.25135 | 0.24748 | 0.24367 | 0.23992 | 0.23622 | 0.23258
SCE | MW | Commercial | Com - Hotel | Lighting | No | Lighting - Halogen Lamp (A-Line) | 0.0089959 | 0.0091225 | 0.0092584 | 0.0093955 | 0.0095412 | 0 | 0 | 0 | 0 | 0 | 0 | 0
SCE | MW | Commercial | Com - Hotel | Lighting | No | Lighting - Induction Fixture (Indoor) | 0.65653 | 0.66577 | 0.67569 | 0.68569 | 0.69633 | 0.7064 | 0.71567 | 0.72501 | 0.73366 | 0.74285 | 0.75173 | 0.76075
SCE | MW | Commercial | Com - Hotel | Lighting | No | Lighting - Induction Fixture (Outdoor) | 0.26704 | 0.27079 | 0.27483 | 0.2789 | 0.28322 | 0.28732 | 0.29109 | 0.29489 | 0.29841 | 0.30215 | 0.30576 | 0.30942
SCE | MW | Commercial | Com - Hotel | Lighting | No | Lighting - Linear Fluorescent Delamping | 0.013174 | 0.012971 | 0.0095784 | 0.0062872 | 0 | 0 | 0 | 0 | 0 | 0 | 0 | 0
SCE | MW | Commercial | Com - Hotel | Lighting | No | Lighting - Linear Fluorescent Fixture (Low Wattage T8) | 1.5294 | 1.5522 | 1.5766 | 0 | 0 | 0 | 0 | 0 | 0 | 0 | 0 | 0
SCE | MW | Commercial | Com - Hotel | Lighting | No | Lighting - Occupancy Sensor | 0 | 0 | 0 | 0 | 0 | 0 | 0 | 0 | 0 | 0 | 0 | 0.21117
SCE | MW | Commercial | Com - Hotel | Lighting | No | Lighting - Plug-In Fixture (Linear Fluorescent) | 0.66388 | 0.67377 | 0.68436 | 0.69504 | 0.70637 | 0 | 0 | 0 | 0 | 0 | 0 | 0
SCE | MW | Commercial | Com - Hotel | Lighting | No | Lighting - Plug-In Fixture (PSMH with Electronic Ballast) | 0 | 0 | 0 | 0.33105 | 0.38002 | 0.3858 | 0.39112 | 0.39649 | 0.40147 | 0.40675 | 0.41185 | 0.41702
SCE | MW | Commercial | Com - Hotel | Lighting | No | Lighting - Plug-In Fixture (PSMH) | 0.35375 | 0.35902 | 0.36467 | 0.042464 | 0 | 0 | 0 | 0 | 0 | 0 | 0 | 0
SCE | MW | Commercial | Com - Hotel | SHW | No | SHW - EF Rated Instantaneous Water Heater (Electric) | 0.011819 | 0.011985 | 0.012162 | 0.012342 | 0.012532 | 0.012713 | 0.012879 | 0.013046 | 0.013202 | 0.013366 | 0.013525 | 0.013687
SCE | MW | Commercial | Com - Hotel | Service | No | HVAC - Comprehensive Rooftop Unit Quality Maintenance | 3.3975e-06 | 3.3451e-06 | 3.2936e-06 | 3.2429e-06 | 3.193e-06 | 3.1438e-06 | 3.0954e-06 | 3.0477e-06 | 3.0008e-06 | 2.9546e-06 | 2.9091e-06 | 2.8643e-06
SCE | MW | Commercial | Com - Hotel | Service | No | Service - HVAC Fault Detection & Diagnositics | 0.0041128 | 0.0041707 | 0.0042328 | 0.0042955 | 0.0043621 | 0.0044252 | 0.0044832 | 0.0045418 | 0.004596 | 0.0046536 | 0.0047092 | 0.0047656
SCE | MW | Commercial | Com - Hotel | Service | No | Service - Retro-Commissioning (Electric) | 0.029571 | 0.029116 | 0.028667 | 0.028226 | 0.027791 | 0.027363 | 0.026942 | 0.026527 | 0.026118 | 0.025716 | 0.02532 | 0.02493
SCE | MW | Commercial | Com - Hotel | WholeBlg | No | HVAC - Energy Management System | 0.00047376 | 0.00048042 | 0.00048758 | 0.0004948 | 0.00050247 | 0.00050974 | 0.00051643 | 0.00052317 | 0.00052942 | 0.00053605 | 0.00054246 | 0.00054896
SCE | MW | Commercial | Com - Hotel | WholeBlg | No | WholeBlg - Com RET Level 1 | 6.9498 | 6.8428 | 6.7374 | 6.6336 | 6.5315 | 6.4309 | 6.3319 | 6.2344 | 6.1383 | 6.0438 | 5.9507 | 5.8591
SCE | MW | Commercial | Com - Hotel | WholeBlg | No | WholeBlg - Com RET Level 2 | 42.0782 | 41.4302 | 40.7922 | 40.164 | 39.5455 | 38.9365 | 38.3368 | 37.7465 | 37.1652 | 36.5928 | 36.0293 | 35.4744
SCE | MW | Commercial | Com - Motel | AppPlug | No | AppPlug - Computer Monitor | 0.95364 | 0.96706 | 0.98147 | 0.996 | 0 | 0 | 0 | 0 | 0 | 0 | 0 | 0
SCE | MW | Commercial | Com - Motel | AppPlug | No | AppPlug - Desktop Computer (Com - Power Management) | 0.43745 | 0.4436 | 0.45021 | 0.45688 | 0.46396 | 0.47067 | 0.47685 | 0.48307 | 0.48884 | 0.49497 | 0.50088 | 0.50689
SCE | MW | Commercial | Com - Motel | AppPlug | No | AppPlug - Occupancy Sensor Plug Strip | 0.5039 | 0.51099 | 0.5186 | 0.52628 | 0.53444 | 0.54217 | 0.54929 | 0.55646 | 0.5631 | 0.57015 | 0.57697 | 0.58389
SCE | MW | Commercial | Com - Motel | BldgEnv | No | BldgEnv - Attic Batt Insulation | 0.49992 | 0.49222 | 0.48464 | 0.47718 | 0 | 0 | 0 | 0 | 0 | 0 | 0 | 0
SCE | MW | Commercial | Com - Motel | BldgEnv | No | BldgEnv - Wall Spray On Insulation | 3.2709 | 3.2206 | 3.171 | 3.1221 | 3.0741 | 3.0267 | 2.9801 | 2.9342 | 2.889 | 2.8445 | 2.8007 | 2.7576
SCE | MW | Commercial | Com - Motel | BldgEnv | No | BldgEnv - Window Film | 9.3838 | 9.2392 | 9.097 | 8.9569 | 8.8189 | 8.6831 | 8.5494 | 8.4177 | 8.2881 | 8.1605 | 8.0348 | 7.9111
SCE | MW | Commercial | Com - Motel | FoodServ | No | FoodServ - Electric Griddle | 0.0057996 | 0.0058812 | 0.0059688 | 0.0060572 | 0 | 0.0062401 | 0.006322 | 0.0064045 | 0.006481 | 0.0065621 | 0.0066406 | 0.0067202
SCE | MW | Commercial | Com - Motel | FoodServ | No | FoodServ - Electric Steamer | 0.036822 | 0.037341 | 0.037897 | 0.038458 | 0.039054 | 0.039619 | 0.040139 | 0.040663 | 0.041149 | 0.041664 | 0.042162 | 0.042667
SCE | MW | Commercial | Com - Motel | FoodServ | No | FoodServ - Fryer (Electric) | 0.0032616 | 0.0033075 | 0.0033568 | 0.0034065 | 0.0034593 | 0.0035094 | 0.0035554 | 0.0036018 | 0.0036448 | 0.0036905 | 0.0037346 | 0.0037794
SCE | MW | Commercial | Com - Motel | FoodServ | No | FoodServ - Oven (Electric) | 0.034042 | 0.034521 | 0.035035 | 0.035554 | 0.036105 | 0.036628 | 0.037108 | 0.037593 | 0.038042 | 0.038518 | 0.038978 | 0.039446
SCE | MW | Commercial | Com - Motel | HVAC | Yes | HVAC - Advanced Package Rooftop AC (> EER 12) - Emerging | 0 | 4.9161 | 4.8404 | 4.7658 | 4.6924 | 4.6202 | 4.549 | 4.479 | 4.41 | 4.3421 | 4.2752 | 4.2094
SCE | MW | Commercial | Com - Motel | HVAC | No | HVAC - Chiller (Centrifugal) | 0.86629 | 0.86316 | 0.86051 | 0.85803 | 0.80498 | 0.79258 | 0.78038 | 0.76836 | 0.75653 | 0.74487 | 0.7334 | 0.72211
SCE | MW | Commercial | Com - Motel | HVAC | No | HVAC - Chiller (Reciprocating) | 1.6759 | 1.7436 | 1.8143 | 1.885 | 1.9584 | 2.0288 | 2.095 | 2.1611 | 2.2237 | 2.2885 | 2.3515 | 2.4148
SCE | MW | Commercial | Com - Motel | HVAC | No | HVAC - Demand Controlled Ventilation | 1.1934 | 1.2102 | 1.2283 | 1.2464 | 1.2658 | 1.2841 | 1.3009 | 1.3179 | 1.3337 | 1.3504 | 1.3665 | 1.3829
SCE | MW | Commercial | Com - Motel | HVAC | No | HVAC - EER Rated Package Rooftop AC (EER 11) | 2.6425 | 0.15346 | 0.23355 | 0.31339 | 0.39521 | 0.47413 | 0.54919 | 0.62398 | 0.69541 | 0.76845 | 0.83969 | 0.91092
SCE | MW | Commercial | Com - Motel | HVAC | No | HVAC - Repair Duct System | 2.1245 | 2.0918 | 2.0596 | 2.0278 | 0 | 0 | 0 | 0 | 0 | 0 | 0 | 1.7911
SCE | MW | Commercial | Com - Motel | HVAC | No | HVAC - SEER Rated Package Rooftop AC (Recharge) | 2.6055 | 2.5654 | 2.5258 | 2.487 | 2.4487 | 2.4109 | 2.3738 | 2.3373 | 2.3013 | 2.2658 | 2.2309 | 2.1966
SCE | MW | Commercial | Com - Motel | HVAC | No | HVAC - SEER Rated Package Rooftop AC (SEER 14) | 3.329 | 3.3714 | 0 | 0 | 0 | 0 | 0 | 0 | 0 | 0 | 0 | 0
SCE | MW | Commercial | Com - Motel | HVAC | No | HVAC - SEER Rated Package Rooftop AC (SEER 15) | 0 | 0 | 3.8679 | 3.9029 | 3.9409 | 3.9765 | 4.0085 | 4.0411 | 4.0706 | 4.1028 | 4.1337 | 4.1654
SCE | MW | Commercial | Com - Motel | HVAC | No | HVAC - SEER Rated Package Rooftop HP (SEER 15) | 3.1314 | 3.1856 | 1.5058 | 1.5328 | 1.5613 | 1.5883 | 1.6134 | 1.6386 | 1.662 | 1.6868 | 1.7107 | 1.735
SCE | MW | Commercial | Com - Motel | HVAC | No | HVAC - SEER Rated Split System AC (SEER 14) | 1.3372 | 1.3567 | 1.3776 | 0 | 0 | 0 | 0 | 0 | 0 | 0 | 0 | 0
SCE | MW | Commercial | Com - Motel | HVAC | No | HVAC - SEER Rated Split System AC (SEER 15) | 0 | 0 | 0 | 1.6759 | 1.6912 | 1.7055 | 1.7184 | 1.7315 | 1.7433 | 1.7563 | 1.7687 | 1.7814
SCE | MW | Commercial | Com - Motel | HVAC | No | HVAC - SEER Rated Split System HP (SEER 15) | 1.9712 | 2.0009 | 0.94376 | 0.95865 | 0.97444 | 0.98941 | 1.0032 | 1.0171 | 1.03 | 1.0437 | 1.0569 | 1.0703
SCE | MW | Commercial | Com - Motel | Lighting | Yes | Lighting - LED Fixture (Replacing T8) - Emerging | 0 | 0 | 0 | 0 | 4.3169 | 4.4597 | 4.5797 | 4.7017 | 4.8208 | 4.9449 | 5.0685 | 5.1733
SCE | MW | Commercial | Com - Motel | Lighting | Yes | Lighting - LED Lamp (Basic High - Indoor) - Emerging | 0.24393 | 0.25202 | 0.25994 | 0.26686 | 0.27413 | 0.03617 | 0.036978 | 0.037719 | 0.03843 | 0.039094 | 0.039745 | 0.040408
SCE | MW | Commercial | Com - Motel | Lighting | Yes | Lighting - LED Lamp (Basic Low - Indoor) - Emerging | 0.50853 | 0.52612 | 0.54329 | 0.5582 | 0.57384 | 0.089749 | 0.09181 | 0.093692 | 0.095499 | 0.097393 | 0.099044 | 0.10072
SCE | MW | Commercial | Com - Motel | Lighting | Yes | Lighting - LED Plug-In Indoor Fixture - Emerging | 0.54997 | 0.56638 | 0.58176 | 0.59362 | 0.60806 | 0.035261 | 0.035913 | 0.036688 | 0.037262 | 0.037924 | 0.038516 | 0.039177
SCE | MW | Commercial | Com - Motel | Lighting | No | Lighting - Cold Cathode Lamp | 0.0013949 | 0.0014145 | 0.0014356 | 0.0014568 | 0.0014794 | 0 | 0 | 0 | 0 | 0 | 0 | 0
SCE | MW | Commercial | Com - Motel | Lighting | No | Lighting - Compact Fluorescent Fixture (Indoor) | 0.8898 | 0.90297 | 0.91707 | 0.93129 | 0.94638 | 0 | 0 | 0 | 0 | 0 | 0 | 0
SCE | MW | Commercial | Com - Motel | Lighting | No | Lighting - Exit Fixture (LED) | 0.27279 | 0.26858 | 0.26445 | 0.26038 | 0.25637 | 0.25242 | 0.24853 | 0.2447 | 0.24093 | 0.23722 | 0.23357 | 0.22997
SCE | MW | Commercial | Com - Motel | Lighting | No | Lighting - Halogen Lamp (A-Line) | 0.0089959 | 0.0091225 | 0.0092584 | 0.0093955 | 0.0095412 | 0 | 0 | 0 | 0 | 0 | 0 | 0
SCE | MW | Commercial | Com - Motel | Lighting | No | Lighting - Induction Fixture (Indoor) | 0.6718 | 0.68125 | 0.6914 | 0.70164 | 0.71252 | 0.72282 | 0.73231 | 0.74187 | 0.75073 | 0.76013 | 0.76922 | 0.77844
SCE | MW | Commercial | Com - Motel | Lighting | No | Lighting - Induction Fixture (Outdoor) | 0.26704 | 0.27079 | 0.27483 | 0.2789 | 0.28322 | 0.28732 | 0.29109 | 0.29489 | 0.29841 | 0.30215 | 0.30576 | 0.30942
SCE | MW | Commercial | Com - Motel | Lighting | No | Lighting - Linear Fluorescent Delamping | 0.0093275 | 0.0091839 | 0.0067818 | 0.0044516 | 0 | 0 | 0 | 0 | 0 | 0 | 0 | 0
SCE | MW | Commercial | Com - Motel | Lighting | No | Lighting - Linear Fluorescent Fixture (Low Wattage T8) | 1.1021 | 1.1181 | 1.1353 | 1.1526 | 0 | 0 | 0 | 0 | 0 | 0 | 0 | 0
SCE | MW | Commercial | Com - Motel | Lighting | No | Lighting - Occupancy Sensor | 0 | 0 | 0 | 0 | 0 | 0 | 0 | 0 | 0 | 0 | 0.27919 | 0.28247
SCE | MW | Commercial | Com - Motel | Lighting | No | Lighting - Plug-In Fixture (Linear Fluorescent) | 0 | 0 | 0.52351 | 0.5315 | 0.53998 | 0 | 0 | 0 | 0 | 0 | 0 | 0
SCE | MW | Commercial | Com - Motel | Lighting | No | Lighting - Plug-In Fixture (PSMH with Electronic Ballast) | 0 | 0 | 0 | 0 | 0 | 0.24575 | 0.29882 | 0.30283 | 0.30656 | 0.31051 | 0.31432 | 0.3182
SCE | MW | Commercial | Com - Motel | Lighting | No | Lighting - Plug-In Fixture (PSMH) | 0.27079 | 0.27473 | 0.27895 | 0.28321 | 0.28773 | 0.048611 | 0 | 0 | 0 | 0 | 0 | 0
SCE | MW | Commercial | Com - Motel | SHW | No | SHW - EF Rated Instantaneous Water Heater (Electric) | 0.010472 | 0.010619 | 0.010777 | 0.010936 | 0.011105 | 0.011265 | 0.011412 | 0.011561 | 0.011699 | 0.011845 | 0.011986 | 0.012129
SCE | MW | Commercial | Com - Motel | Service | No | HVAC - Comprehensive Rooftop Unit Quality Maintenance | 3.3975e-06 | 3.3451e-06 | 3.2936e-06 | 3.2429e-06 | 3.193e-06 | 3.1438e-06 | 3.0954e-06 | 3.0477e-06 | 3.0008e-06 | 2.9546e-06 | 2.9091e-06 | 2.8643e-06
SCE | MW | Commercial | Com - Motel | Service | No | Service - HVAC Fault Detection & Diagnositics | 0.0041128 | 0.0041707 | 0.0042328 | 0.0042955 | 0.0043621 | 0.0044252 | 0.0044832 | 0.0045418 | 0.004596 | 0.0046536 | 0.0047092 | 0.0047656
SCE | MW | Commercial | Com - Motel | Service | No | Service - Retro-Commissioning (Electric) | 0.029571 | 0.029116 | 0.028667 | 0.028226 | 0.027791 | 0.027363 | 0.026942 | 0.026527 | 0.026118 | 0.025716 | 0.02532 | 0.02493
SCE | MW | Commercial | Com - Motel | WholeBlg | No | HVAC - Energy Management System | 0.00047376 | 0.00048042 | 0.00048758 | 0.0004948 | 0.00050247 | 0.00050974 | 0.00051643 | 0.00052317 | 0.00052942 | 0.00053605 | 0.00054246 | 0.00054896
SCE | MW | Commercial | Com - Motel | WholeBlg | No | WholeBlg - Com RET Level 1 | 7.3606 | 7.2473 | 7.1357 | 7.0258 | 6.9176 | 6.8111 | 6.7062 | 6.6029 | 6.5012 | 6.4011 | 6.3025 | 6.2055
SCE | MW | Commercial | Com - Motel | WholeBlg | No | WholeBlg - Com RET Level 2 | 42.9481 | 42.2867 | 41.6355 | 40.9943 | 40.363 | 39.7414 | 39.1294 | 38.5268 | 37.9335 | 37.3493 | 36.7741 | 36.2078
SCE | MW | Commercial | Com - Nusing Home | AppPlug | No | AppPlug - Computer Monitor | 1.0031 | 1.0172 | 1.0324 | 1.0477 | 0 | 0 | 0 | 0 | 0 | 0 | 0 | 0
SCE | MW | Commercial | Com - Nusing Home | AppPlug | No | AppPlug - Desktop Computer (Com - Power Management) | 0.46014 | 0.46661 | 0.47356 | 0.48058 | 0.48803 | 0.49509 | 0.50158 | 0.50813 | 0.5142 | 0.52064 | 0.52686 | 0.53318
SCE | MW | Commercial | Com - Nusing Home | AppPlug | No | AppPlug - Occupancy Sensor Plug Strip | 0.53004 | 0.53749 | 0.5455 | 0.55358 | 0.56216 | 0.57029 | 0.57778 | 0.58532 | 0.59231 | 0.59973 | 0.6069 | 0.61417
SCE | MW | Commercial | Com - Nusing Home | BldgEnv | No | BldgEnv - Attic Batt Insulation | 0.050903 | 0.050119 | 0.049347 | 0.048587 | 0 | 0 | 0 | 0 | 0 | 0 | 0 | 0
SCE | MW | Commercial | Com - Nusing Home | BldgEnv | No | BldgEnv - Wall Spray On Insulation | 3.5931 | 3.5377 | 3.4833 | 3.4296 | 3.3768 | 3.3248 | 3.2736 | 3.2232 | 3.1735 | 3.1247 | 3.0765 | 3.0292
SCE | MW | Commercial | Com - Nusing Home | BldgEnv | No | BldgEnv - Window Film | 9.6573 | 9.5086 | 9.3622 | 9.218 | 9.0761 | 8.9363 | 8.7987 | 8.6632 | 8.5298 | 8.3984 | 8.2691 | 8.1417
SCE | MW | Commercial | Com - Nusing Home | FoodServ | No | FoodServ - Electric Steamer | 0.082306 | 0.083464 | 0.084708 | 0.085962 | 0.087295 | 0.088557 | 0.089719 | 0.09089 | 0.091976 | 0.093128 | 0.094241 | 0.095371
SCE | MW | Commercial | Com - Nusing Home | FoodServ | No | FoodServ - Oven (Electric) | 0.071616 | 0.072623 | 0.073705 | 0.074796 | 0.075956 | 0.077055 | 0.078066 | 0.079085 | 0.080029 | 0.081032 | 0.082 | 0.082983
SCE | MW | Commercial | Com - Nusing Home | HVAC | Yes | HVAC - Advanced Package Rooftop AC (> EER 12) - Emerging | 0 | 6.64 | 6.5377 | 6.4371 | 6.3379 | 6.2403 | 6.1442 | 6.0496 | 5.9564 | 5.8647 | 5.7744 | 5.6855
SCE | MW | Commercial | Com - Nusing Home | HVAC | No | HVAC - Chiller (Centrifugal) | 2.0634 | 2.0402 | 2.0178 | 1.9958 | 1.9315 | 1.9017 | 1.8725 | 1.8436 | 1.8152 | 1.7873 | 1.7597 | 1.7326
SCE | MW | Commercial | Com - Nusing Home | HVAC | No | HVAC - Chiller (Reciprocating) | 2.6123 | 2.6275 | 2.6448 | 2.6624 | 2.6821 | 2.7003 | 2.7164 | 2.7329 | 2.7475 | 2.7639 | 2.7795 | 2.7956
SCE | MW | Commercial | Com - Nusing Home | HVAC | No | HVAC - Demand Controlled Ventilation | 0.61646 | 0.62513 | 0.63445 | 0.64384 | 0.65383 | 0.66328 | 0.67199 | 0.68076 | 0.68889 | 0.69751 | 0.70585 | 0.71432
SCE | MW | Commercial | Com - Nusing Home | HVAC | No | HVAC - EER Rated Package Rooftop AC (EER 11) | 3.4375 | 0 | 0 | 0 | 0 | 0.51567 | 0.5973 | 0.67864 | 0.75633 | 0.83577 | 0.91325 | 0.99073
SCE | MW | Commercial | Com - Nusing Home | HVAC | No | HVAC - EER Rated Package Rooftop HP (EER 11) | 0.016615 | 0.033759 | 0.05138 | 0.068943 | 0 | 0 | 0 | 0 | 0 | 0 | 0 | 0
SCE | MW | Commercial | Com - Nusing Home | HVAC | No | HVAC - Repair Duct System | 3.5934 | 3.5381 | 3.4836 | 3.4299 | 0 | 0 | 0 | 0 | 0 | 0 | 0 | 0
SCE | MW | Commercial | Com - Nusing Home | HVAC | No | HVAC - SEER Rated Package Rooftop AC (Recharge) | 4.6829 | 4.6108 | 4.5398 | 4.4699 | 0 | 0 | 0 | 0 | 0 | 4.0725 | 4.0098 | 3.948
SCE | MW | Commercial | Com - Nusing Home | HVAC | No | HVAC - SEER Rated Package Rooftop AC (SEER 14) | 4.8523 | 4.9032 | 0 | 0 | 0 | 0 | 0 | 0 | 0 | 0 | 0 | 0
SCE | MW | Commercial | Com - Nusing Home | HVAC | No | HVAC - SEER Rated Package Rooftop AC (SEER 15) | 0 | 0 | 5.5874 | 5.6322 | 5.6814 | 5.7273 | 5.7683 | 5.81 | 5.8477 | 5.889 | 5.9286 | 5.9694
SCE | MW | Commercial | Com - Nusing Home | HVAC | No | HVAC - SEER Rated Package Rooftop HP (SEER 15) | 4.1857 | 4.2467 | 2.002 | 2.0326 | 2.0651 | 2.0958 | 2.1242 | 2.1527 | 2.1792 | 2.2073 | 2.2345 | 2.262
SCE | MW | Commercial | Com - Nusing Home | HVAC | No | HVAC - SEER Rated Split System AC (SEER 14) | 2.5444 | 2.5793 | 2.6168 | 0 | 0 | 0 | 0 | 0 | 0 | 0 | 0 | 0
SCE | MW | Commercial | Com - Nusing Home | HVAC | No | HVAC - SEER Rated Split System AC (SEER 15) | 0 | 0 | 0 | 2.4034 | 2.4123 | 2.4202 | 2.4265 | 2.4333 | 2.4387 | 2.4455 | 2.4518 | 2.4587
SCE | MW | Commercial | Com - Nusing Home | HVAC | No | HVAC - SEER Rated Split System HP (SEER 15) | 2.877 | 2.9155 | 1.3729 | 1.3923 | 1.413 | 1.4326 | 1.4506 | 1.4687 | 1.4855 | 1.5034 | 1.5206 | 1.5382
SCE | MW | Commercial | Com - Nusing Home | Lighting | Yes | Lighting - LED Fixture (Replacing T8) - Emerging | 13.5186 | 13.9712 | 14.4456 | 14.998 | 15.5048 | 16.0074 | 16.4281 | 16.856 | 17.2735 | 17.7086 | 18.1418 | 18.5076
SCE | MW | Commercial | Com - Nusing Home | Lighting | Yes | Lighting - LED Lamp (Basic High - Indoor) - Emerging | 0.16475 | 0.17005 | 0.17522 | 0.17971 | 0.18442 | 0.024311 | 0.024833 | 0.02531 | 0.025767 | 0.026193 | 0.02661 | 0.027035
SCE | MW | Commercial | Com - Nusing Home | Lighting | Yes | Lighting - LED Lamp (Basic Low - Indoor) - Emerging | 3.0503 | 3.1526 | 3.2522 | 3.3382 | 3.4284 | 0.53571 | 0.54755 | 0.55832 | 0.56866 | 0.57949 | 0.58889 | 0.59845
SCE | MW | Commercial | Com - Nusing Home | Lighting | Yes | Lighting - LED Plug-In Indoor Fixture - Emerging | 2.1982 | 2.2615 | 2.3206 | 2.3656 | 2.4208 | 0.14025 | 0.14273 | 0.14569 | 0.14785 | 0.15037 | 0.1526 | 0.15511
SCE | MW | Commercial | Com - Nusing Home | Lighting | No | Lighting - Cold Cathode Lamp | 0.020732 | 0.021024 | 0.021337 | 0.021653 | 0.021989 | 0 | 0 | 0 | 0 | 0 | 0 | 0
SCE | MW | Commercial | Com - Nusing Home | Lighting | No | Lighting - Compact Fluorescent Fixture (Indoor) | 3.5566 | 3.6056 | 3.6582 | 3.7113 | 3.7678 | 0 | 0 | 0 | 0 | 0 | 0 | 0
SCE | MW | Commercial | Com - Nusing Home | Lighting | No | Lighting - Exit Fixture (LED) | 0.29264 | 0.28814 | 0.2837 | 0.27933 | 0.27503 | 0.27079 | 0.26662 | 0.26252 | 0.25848 | 0.25449 | 0.25058 | 0.24672
SCE | MW | Commercial | Com - Nusing Home | Lighting | No | Lighting - Halogen Lamp (A-Line) | 0.0094625 | 0.0095956 | 0.0097386 | 0.0098828 | 0.010036 | 0 | 0 | 0 | 0 | 0 | 0 | 0
SCE | MW | Commercial | Com - Nusing Home | Lighting | No | Lighting - High Bay HID to T5 | 0.34926 | 0.35409 | 0.35927 | 0.3645 | 0.37006 | 0.37533 | 0.38017 | 0.38506 | 0.38958 | 0.39438 | 0.39903 | 0.40374
SCE | MW | Commercial | Com - Nusing Home | Lighting | No | Lighting - Induction Fixture (Indoor) | 0.69058 | 0.7003 | 0.71073 | 0.72125 | 0.73244 | 0.74303 | 0.75278 | 0.76261 | 0.77172 | 0.78138 | 0.79072 | 0.8002
SCE | MW | Commercial | Com - Nusing Home | Lighting | No | Lighting - Induction Fixture (Outdoor) | 0.28089 | 0.28484 | 0.28908 | 0.29336 | 0.29791 | 0.30222 | 0.30619 | 0.31018 | 0.31389 | 0.31782 | 0.32162 | 0.32547
SCE | MW | Commercial | Com - Nusing Home | Lighting | No | Lighting - Linear Fluorescent Delamping | 0.11852 | 0.1167 | 0.086175 | 0.056565 | 0 | 0 | 0 | 0 | 0 | 0 | 0 | 0
SCE | MW | Commercial | Com - Nusing Home | Lighting | No | Lighting - Low Bay HID to T5 | 0.014743 | 0.015375 | 0.0156 | 0.015827 | 0.016069 | 0.016297 | 0.016508 | 0.01672 | 0.016916 | 0.017125 | 0.017326 | 0.017531
SCE | MW | Commercial | Com - Nusing Home | Lighting | No | Lighting - Plug-In Fixture (Linear Fluorescent) | 2.0363 | 2.0644 | 2.0947 | 2.1252 | 2.1576 | 0 | 0 | 0 | 0 | 0 | 0 | 0
SCE | MW | Commercial | Com - Nusing Home | Lighting | No | Lighting - Plug-In Fixture (PSMH with Electronic Ballast) | 1.0955 | 1.1107 | 1.1269 | 1.1433 | 1.1608 | 1.1773 | 1.1925 | 1.2078 | 1.222 | 1.2371 | 1.2516 | 1.2664
SCE | MW | Commercial | Com - Nusing Home | SHW | No | SHW - EF Rated Instantaneous Water Heater (Electric) | 0.023058 | 0.023404 | 0.023774 | 0.024147 | 0.024542 | 0.024917 | 0.025263 | 0.025611 | 0.025935 | 0.026277 | 0.026608 | 0.026944
SCE | MW | Commercial | Com - Nusing Home | Service | No | HVAC - Comprehensive Rooftop Unit Quality Maintenance | 3.5737e-06 | 3.5186e-06 | 3.4644e-06 | 3.4111e-06 | 3.3586e-06 | 3.3068e-06 | 3.2559e-06 | 3.2058e-06 | 3.1564e-06 | 3.1078e-06 | 3.0599e-06 | 3.0128e-06
SCE | MW | Commercial | Com - Nusing Home | Service | No | Service - HVAC Fault Detection & Diagnositics | 0.0043261 | 0.004387 | 0.0044523 | 0.0045183 | 0.0045883 | 0.0046547 | 0.0047158 | 0.0047773 | 0.0048344 | 0.0048949 | 0.0049534 | 0.0050128
SCE | MW | Commercial | Com - Nusing Home | Service | No | Service - Retro-Commissioning (Electric) | 0.031105 | 0.030626 | 0.030154 | 0.02969 | 0.029232 | 0.028782 | 0.028339 | 0.027903 | 0.027473 | 0.02705 | 0.026633 | 0.026223
SCE | MW | Commercial | Com - Nusing Home | WholeBlg | No | HVAC - Energy Management System | 0.00049833 | 0.00050534 | 0.00051287 | 0.00052046 | 0.00052853 | 0.00053618 | 0.00054321 | 0.0005503 | 0.00055688 | 0.00056385 | 0.00057059 | 0.00057743
SCE | MW | Commercial | Com - Nusing Home | WholeBlg | No | WholeBlg - Com RET Level 1 | 10.098 | 9.9425 | 9.7894 | 9.6386 | 9.4902 | 9.3441 | 9.2002 | 9.0585 | 8.919 | 8.7816 | 8.6464 | 8.5132
SCE | MW | Commercial | Com - Nusing Home | WholeBlg | No | WholeBlg - Com RET Level 2 | 62.6526 | 61.6878 | 60.7378 | 59.8024 | 58.8815 | 57.9747 | 57.0819 | 56.2028 | 55.3373 | 54.4851 | 53.646 | 52.8199
SCE | MW | Commercial | Com - Office (Large) | AppPlug | No | AppPlug - Computer Monitor | 7.325 | 7.428 | 7.5387 | 7.6503 | 0 | 0 | 0 | 0 | 0 | 0 | 0 | 0
SCE | MW | Commercial | Com - Office (Large) | AppPlug | No | AppPlug - Desktop Computer (Com - Power Management) | 3.3601 | 3.4073 | 3.4581 | 3.5093 | 3.5637 | 3.6153 | 3.6627 | 3.7105 | 3.7548 | 3.8019 | 3.8473 | 3.8934
SCE | MW | Commercial | Com - Office (Large) | AppPlug | No | AppPlug - Occupancy Sensor Plug Strip | 3.8705 | 3.9249 | 3.9834 | 4.0424 | 4.1051 | 4.1644 | 4.2191 | 4.2742 | 4.3252 | 4.3794 | 4.4317 | 4.4849
SCE | MW | Commercial | Com - Office (Large) | BldgEnv | No | BldgEnv - Attic Batt Insulation | 3.1671 | 3.1184 | 3.0703 | 3.0231 | 0 | 0 | 0 | 0 | 0 | 0 | 0 | 0
SCE | MW | Commercial | Com - Office (Large) | BldgEnv | No | BldgEnv - Wall Spray On Insulation | 26.2376 | 25.8335 | 25.4357 | 25.044 | 24.6583 | 24.2786 | 23.9047 | 23.5366 | 23.1741 | 22.8172 | 22.4658 | 22.1199
SCE | MW | Commercial | Com - Office (Large) | BldgEnv | No | BldgEnv - Window Film | 111.5821 | 109.8638 | 108.1719 | 106.506 | 104.8658 | 103.2509 | 101.6608 | 100.0952 | 98.5538 | 97.036 | 95.5417 | 94.0703
SCE | MW | Commercial | Com - Office (Large) | FoodServ | No | FoodServ - Electric Steamer | 0.35354 | 0.35852 | 0.36386 | 0.36924 | 0.37497 | 0.38039 | 0.38539 | 0.39042 | 0.39508 | 0.40003 | 0.40481 | 0.40966
SCE | MW | Commercial | Com - Office (Large) | FoodServ | No | FoodServ - Oven (Electric) | 0.32685 | 0.33145 | 0.33638 | 0.34136 | 0.34666 | 0.35167 | 0.35629 | 0.36094 | 0.36525 | 0.36982 | 0.37424 | 0.37873
SCE | MW | Commercial | Com - Office (Large) | HVAC | No | HVAC - Chiller (Centrifugal) | 27.2 | 26.9642 | 26.7399 | 26.5213 | 25.3984 | 25.0073 | 24.6222 | 24.243 | 23.8697 | 23.5021 | 23.1401 | 22.7838
SCE | MW | Commercial | Com - Office (Large) | HVAC | No | HVAC - Chiller (Reciprocating) | 27.1728 | 27.3096 | 27.4679 | 27.6306 | 27.8133 | 27.9817 | 28.129 | 28.2802 | 28.4136 | 28.564 | 28.7072 | 28.856
SCE | MW | Commercial | Com - Office (Large) | HVAC | No | HVAC - Demand Controlled Ventilation | 0.4025 | 0.40817 | 0.41425 | 0.42038 | 0.4269 | 0.43308 | 0.43876 | 0.44448 | 0.44979 | 0.45543 | 0.46087 | 0.4664
SCE | MW | Commercial | Com - Office (Large) | HVAC | No | HVAC - EER Rated Package Rooftop AC (EER 11) | 23.5441 | 23.1816 | 22.8246 | 22.4731 | 26.2914 | 26.7823 | 27.2378 | 27.6955 | 28.1229 | 28.5723 | 29.0077 | 29.4479
SCE | MW | Commercial | Com - Office (Large) | HVAC | No | HVAC - EER Rated Package Rooftop HP (EER 11) | 0.13959 | 0.28362 | 0.43166 | 0.57921 | 0 | 0 | 0 | 0 | 0 | 0 | 0 | 0
SCE | MW | Commercial | Com - Office (Large) | HVAC | No | HVAC - Repair Duct System | 22.4636 | 22.1176 | 21.777 | 21.4417 | 0 | 0 | 0 | 0 | 0 | 0 | 0 | 0
SCE | MW | Commercial | Com - Office (Large) | HVAC | No | HVAC - SEER Rated Package Rooftop AC (Recharge) | 29.7329 | 29.275 | 28.8242 | 28.3803 | 27.9432 | 27.5129 | 27.0892 | 26.672 | 26.2613 | 25.8568 | 25.4586 | 25.0666
SCE | MW | Commercial | Com - Office (Large) | HVAC | No | HVAC - SEER Rated Package Rooftop AC (SEER 14) | 35.5089 | 36.0248 | 0 | 0 | 0 | 0 | 0 | 0 | 0 | 0 | 0 | 0
SCE | MW | Commercial | Com - Office (Large) | HVAC | No | HVAC - SEER Rated Package Rooftop AC (SEER 15) | 0 | 0 | 37.6134 | 38.0884 | 38.5967 | 39.0764 | 39.5154 | 39.9587 | 40.3674 | 40.804 | 41.2253 | 41.654
SCE | MW | Commercial | Com - Office (Large) | HVAC | No | HVAC - SEER Rated Package Rooftop HP (SEER 15) | 28.8083 | 29.3947 | 13.936 | 14.2259 | 14.5307 | 14.821 | 15.0908 | 15.3618 | 15.6152 | 15.8812 | 16.139 | 16.3994
SCE | MW | Commercial | Com - Office (Large) | HVAC | No | HVAC - SEER Rated Split System AC (SEER 14) | 13.7025 | 13.8815 | 14.0744 | 0 | 0 | 0 | 0 | 0 | 0 | 0 | 0 | 0
SCE | MW | Commercial | Com - Office (Large) | HVAC | No | HVAC - SEER Rated Split System AC (SEER 15) | 0 | 0 | 0 | 16.1222 | 16.3474 | 16.5602 | 16.7552 | 16.952 | 17.1338 | 17.3276 | 17.5147 | 17.7049
SCE | MW | Commercial | Com - Office (Large) | HVAC | No | HVAC - SEER Rated Split System HP (SEER 15) | 18.1902 | 18.4944 | 8.7373 | 8.8889 | 9.0492 | 9.2014 | 9.3422 | 9.4839 | 9.6158 | 9.755 | 9.8897 | 10.0261
SCE | MW | Commercial | Com - Office (Large) | Lighting | Yes | Lighting - LED Fixture (Replacing T8) - Emerging | 0 | 157.774 | 163.0601 | 169.225 | 174.8708 | 180.468 | 185.1441 | 189.8996 | 194.5385 | 199.3738 | 204.1872 | 208.2413
SCE | MW | Commercial | Com - Office (Large) | Lighting | Yes | Lighting - LED Lamp (Basic High - Indoor) - Emerging | 7.8084 | 8.0533 | 8.2918 | 8.4981 | 8.7146 | 1.148 | 1.1719 | 1.1937 | 1.2146 | 1.234 | 1.2529 | 1.2723
SCE | MW | Commercial | Com - Office (Large) | Lighting | Yes | Lighting - LED Lamp (Basic Low - Indoor) - Emerging | 8.5685 | 8.8493 | 9.1219 | 9.3563 | 9.6022 | 1.4994 | 1.5316 | 1.5608 | 1.5887 | 1.6181 | 1.6434 | 1.6692
SCE | MW | Commercial | Com - Office (Large) | Lighting | Yes | Lighting - LED Plug-In Indoor Fixture - Emerging | 18.1323 | 18.6403 | 19.1129 | 19.4695 | 19.9092 | 1.1527 | 1.1723 | 1.1959 | 1.213 | 1.2329 | 1.2505 | 1.2704
SCE | MW | Commercial | Com - Office (Large) | Lighting | No | Lighting - Cold Cathode Lamp | 0.13113 | 0.13297 | 0.13495 | 0.13695 | 0.13907 | 0 | 0 | 0 | 0 | 0 | 0 | 0
SCE | MW | Commercial | Com - Office (Large) | Lighting | No | Lighting - Compact Fluorescent Fixture (Indoor) | 22.9844 | 23.2834 | 23.6055 | 23.9307 | 24.2774 | 0 | 0 | 0 | 0 | 0 | 0 | 0
SCE | MW | Commercial | Com - Office (Large) | Lighting | No | Lighting - Exit Fixture (LED) | 2.3739 | 2.3373 | 2.3013 | 2.2659 | 2.231 | 2.1966 | 2.1628 | 2.1295 | 2.0967 | 2.0644 | 2.0326 | 2.0013
SCE | MW | Commercial | Com - Office (Large) | Lighting | No | Lighting - Halogen Lamp (A-Line) | 0.069098 | 0.07007 | 0.071114 | 0.072167 | 0.073286 | 0 | 0 | 0 | 0 | 0 | 0 | 0
SCE | MW | Commercial | Com - Office (Large) | Lighting | No | Lighting - High Bay HID to T5 | 0 | 0 | 1.3681 | 1.3874 | 1.408 | 1.4275 | 1.4454 | 1.4634 | 1.4801 | 1.4979 | 1.515 | 1.5325
SCE | MW | Commercial | Com - Office (Large) | Lighting | No | Lighting - Induction Fixture (Indoor) | 5.0428 | 5.1138 | 5.19 | 5.2668 | 5.3485 | 5.4259 | 5.497 | 5.5688 | 5.6353 | 5.7059 | 5.7741 | 5.8433
SCE | MW | Commercial | Com - Office (Large) | Lighting | No | Lighting - Induction Fixture (Outdoor) | 2.0511 | 2.08 | 2.111 | 2.1422 | 2.1754 | 2.2069 | 2.2359 | 2.265 | 2.2921 | 2.3208 | 2.3485 | 2.3767
SCE | MW | Commercial | Com - Office (Large) | Lighting | No | Lighting - Linear Fluorescent Delamping | 0.34617 | 0.34084 | 0.2517 | 0.16521 | 0 | 0 | 0 | 0 | 0 | 0 | 0 | 0
SCE | MW | Commercial | Com - Office (Large) | Lighting | No | Lighting - Linear Fluorescent Fixture (Low Wattage T8) | 48.7634 | 0 | 0 | 0 | 0 | 0 | 0 | 0 | 0 | 0 | 0 | 0
SCE | MW | Commercial | Com - Office (Large) | Lighting | No | Lighting - Low Bay HID to T5 | 0 | 0 | 0 | 0 | 0 | 0 | 0 | 0.19534 | 0.95689 | 0.96838 | 0.97947 | 0.99073
SCE | MW | Commercial | Com - Office (Large) | Lighting | No | Lighting - Occupancy Sensor | 0 | 0 | 0 | 0 | 0 | 0 | 0 | 0 | 0 | 0 | 0 | 1.5848
SCE | MW | Commercial | Com - Office (Large) | Lighting | No | Lighting - Plug-In Fixture (Linear Fluorescent) | 16.5037 | 16.7244 | 16.9619 | 17.2016 | 17.4569 | 0 | 0 | 0 | 0 | 0 | 0 | 0
SCE | MW | Commercial | Com - Office (Large) | Lighting | No | Lighting - Plug-In Fixture (PSMH with Electronic Ballast) | 8.8789 | 8.9976 | 9.1254 | 9.2543 | 9.3916 | 9.5216 | 9.641 | 9.7614 | 9.8728 | 9.9913 | 10.1057 | 10.2219
SCE | MW | Commercial | Com - Office (Large) | SHW | No | SHW - EF Rated Instantaneous Water Heater (Electric) | 0.03044 | 0.030871 | 0.031334 | 0.0318 | 0.032296 | 0.032765 | 0.033197 | 0.033633 | 0.034037 | 0.034465 | 0.034879 | 0.035299
SCE | MW | Commercial | Com - Office (Large) | Service | No | HVAC - Comprehensive Rooftop Unit Quality Maintenance | 2.6096e-05 | 2.5694e-05 | 2.5298e-05 | 2.4909e-05 | 2.4525e-05 | 2.4148e-05 | 2.3776e-05 | 2.3409e-05 | 2.3049e-05 | 2.2694e-05 | 2.2345e-05 | 2.2e-05
SCE | MW | Commercial | Com - Office (Large) | Service | No | Service - HVAC Fault Detection & Diagnositics | 0.031591 | 0.032035 | 0.032512 | 0.032994 | 0.033505 | 0.03399 | 0.034436 | 0.034885 | 0.035302 | 0.035744 | 0.036171 | 0.036605
SCE | MW | Commercial | Com - Office (Large) | Service | No | Service - Retro-Commissioning (Electric) | 0.22714 | 0.22364 | 0.22019 | 0.2168 | 0.21346 | 0.21018 | 0.20694 | 0.20375 | 0.20062 | 0.19753 | 0.19448 | 0.19149
SCE | MW | Commercial | Com - Office (Large) | WholeBlg | No | HVAC - Energy Management System | 0.003639 | 0.0036901 | 0.0037451 | 0.0038006 | 0.0038595 | 0.0039153 | 0.0039667 | 0.0040185 | 0.0040665 | 0.0041174 | 0.0041666 | 0.0042166
SCE | MW | Commercial | Com - Office (Large) | WholeBlg | No | WholeBlg - Com RET Level 1 | 84.416 | 83.116 | 81.836 | 80.5757 | 79.3349 | 78.1131 | 76.9102 | 75.7257 | 74.5596 | 73.4113 | 72.2808 | 71.1677
SCE | MW | Commercial | Com - Office (Large) | WholeBlg | No | WholeBlg - Com RET Level 2 | 560.9222 | 552.284 | 543.7789 | 535.4047 | 527.1594 | 519.0412 | 511.0479 | 503.1778 | 495.4289 | 487.7993 | 480.2872 | 472.8907
SCE | MW | Commercial | Com - Office (Small) | AppPlug | No | AppPlug - Computer Monitor | 2.0141 | 2.0425 | 2.0729 | 2.1036 | 0 | 0 | 0 | 0 | 0 | 0 | 0 | 0
SCE | MW | Commercial | Com - Office (Small) | AppPlug | No | AppPlug - Desktop Computer (Com - Power Management) | 0.92391 | 0.93691 | 0.95086 | 0.96494 | 0.97991 | 0.99408 | 1.0071 | 1.0203 | 1.0325 | 1.0454 | 1.0579 | 1.0706
SCE | MW | Commercial | Com - Office (Small) | AppPlug | No | AppPlug - Occupancy Sensor Plug Strip | 1.0643 | 1.0792 | 1.0953 | 1.1115 | 1.1288 | 1.1451 | 1.1601 | 1.1753 | 1.1893 | 1.2042 | 1.2186 | 1.2332
SCE | MW | Commercial | Com - Office (Small) | BldgEnv | No | BldgEnv - Attic Batt Insulation | 0.45108 | 0.44413 | 0.43729 | 0.43056 | 0 | 0 | 0 | 0 | 0 | 0 | 0 | 0
SCE | MW | Commercial | Com - Office (Small) | BldgEnv | No | BldgEnv - Wall Spray On Insulation | 7.2145 | 7.1034 | 6.994 | 6.8863 | 6.7802 | 6.6758 | 6.573 | 6.4718 | 6.3721 | 6.274 | 6.1774 | 6.0822
SCE | MW | Commercial | Com - Office (Small) | BldgEnv | No | BldgEnv - Window Film | 22.7944 | 22.4434 | 22.0978 | 21.7575 | 21.4224 | 21.0925 | 20.7677 | 20.4479 | 20.133 | 19.8229 | 19.5176 | 19.2171
SCE | MW | Commercial | Com - Office (Small) | HVAC | No | HVAC - Chiller (Centrifugal) | 9.358 | 9.2833 | 9.2126 | 9.1439 | 8.7325 | 8.5981 | 8.4657 | 8.3353 | 8.2069 | 8.0805 | 7.9561 | 7.8336
SCE | MW | Commercial | Com - Office (Small) | HVAC | No | HVAC - Chiller (Reciprocating) | 9.0532 | 9.1021 | 9.1583 | 9.216 | 9.2804 | 9.34 | 9.3923 | 9.4459 | 9.4935 | 9.5467 | 9.5976 | 9.6502
SCE | MW | Commercial | Com - Office (Small) | HVAC | No | HVAC - Demand Controlled Ventilation | 0.20791 | 0.21083 | 0.21397 | 0.21714 | 0 | 0 | 0 | 0 | 0 | 0 | 0 | 0
SCE | MW | Commercial | Com - Office (Small) | HVAC | No | HVAC - Direct Evaporative Cooler | 2.1739 | 2.2045 | 2.2373 | 2.2704 | 2.3057 | 2.339 | 2.3697 | 2.4006 | 2.4293 | 2.4597 | 2.4891 | 2.519
SCE | MW | Commercial | Com - Office (Small) | HVAC | No | HVAC - EER Rated Package Rooftop AC (EER 11) | 7.6901 | 7.5717 | 7.4551 | 7.3403 | 0 | 8.7112 | 8.8542 | 8.9979 | 9.1321 | 9.2732 | 9.4099 | 9.5482
SCE | MW | Commercial | Com - Office (Small) | HVAC | No | HVAC - EER Rated Package Rooftop HP (EER 11) | 0.043907 | 0.08921 | 0.13577 | 0.18218 | 0 | 0 | 0 | 0 | 0 | 0 | 0 | 0
SCE | MW | Commercial | Com - Office (Small) | HVAC | No | HVAC - Repair Duct System | 7.1855 | 7.0748 | 6.9659 | 6.8586 | 0 | 0 | 0 | 0 | 0 | 0 | 0 | 0
SCE | MW | Commercial | Com - Office (Small) | HVAC | No | HVAC - SEER Rated Package Rooftop AC (Recharge) | 9.2965 | 9.1534 | 9.0124 | 8.8736 | 0 | 8.6024 | 8.4699 | 8.3395 | 8.2111 | 8.0846 | 7.9601 | 7.8375
SCE | MW | Commercial | Com - Office (Small) | HVAC | No | HVAC - SEER Rated Package Rooftop AC (SEER 14) | 12.2986 | 12.4849 | 0 | 0 | 0 | 0 | 0 | 0 | 0 | 0 | 0 | 0
SCE | MW | Commercial | Com - Office (Small) | HVAC | No | HVAC - SEER Rated Package Rooftop AC (SEER 15) | 0 | 0 | 12.1602 | 12.3135 | 12.4776 | 12.6324 | 12.7741 | 12.9172 | 13.049 | 13.19 | 13.3259 | 13.4643
SCE | MW | Commercial | Com - Office (Small) | HVAC | No | HVAC - SEER Rated Package Rooftop HP (SEER 15) | 9.04 | 9.2254 | 4.3743 | 4.4659 | 4.5622 | 4.6539 | 4.7391 | 4.8247 | 4.9048 | 4.9889 | 5.0703 | 5.1526
SCE | MW | Commercial | Com - Office (Small) | HVAC | No | HVAC - SEER Rated Split System AC (SEER 14) | 3.9625 | 4.0177 | 4.077 | 0 | 0 | 0 | 0 | 0 | 0 | 0 | 0 | 0
SCE | MW | Commercial | Com - Office (Small) | HVAC | No | HVAC - SEER Rated Split System AC (SEER 15) | 0 | 0 | 0 | 4.6168 | 4.6856 | 4.7507 | 4.8105 | 4.8708 | 4.9266 | 4.986 | 5.0433 | 5.1016
SCE | MW | Commercial | Com - Office (Small) | HVAC | No | HVAC - SEER Rated Split System HP (SEER 15) | 5.7075 | 5.8033 | 2.7418 | 2.7896 | 2.8401 | 2.888 | 2.9324 | 2.977 | 3.0186 | 3.0624 | 3.1049 | 3.1479
SCE | MW | Commercial | Com - Office (Small) | Lighting | Yes | Lighting - LED Fixture (Replacing T8) - Emerging | 0 | 40.7538 | 42.1542 | 43.783 | 45.2798 | 46.764 | 48.009 | 49.2752 | 50.5107 | 51.7986 | 53.0808 | 54.1661
SCE | MW | Commercial | Com - Office (Small) | Lighting | Yes | Lighting - LED Lamp (Basic High - Indoor) - Emerging | 2.2227 | 2.2951 | 2.3659 | 2.4275 | 2.4922 | 0.32866 | 0.33584 | 0.34241 | 0.34871 | 0.35458 | 0.36034 | 0.3662
SCE | MW | Commercial | Com - Office (Small) | Lighting | Yes | Lighting - LED Lamp (Basic Low - Indoor) - Emerging | 2.4391 | 2.522 | 2.6027 | 2.6727 | 2.746 | 0.42926 | 0.4389 | 0.44769 | 0.45612 | 0.46497 | 0.47265 | 0.48047
SCE | MW | Commercial | Com - Office (Small) | Lighting | Yes | Lighting - LED Plug-In Indoor Fixture - Emerging | 5.1614 | 5.3123 | 5.4534 | 5.5615 | 5.6936 | 0.32999 | 0.33594 | 0.34303 | 0.34824 | 0.35427 | 0.35965 | 0.36567
SCE | MW | Commercial | Com - Office (Small) | Lighting | No | Lighting - Cold Cathode Lamp | 0.048346 | 0.049026 | 0.049757 | 0.050493 | 0.051276 | 0 | 0 | 0 | 0 | 0 | 0 | 0
SCE | MW | Commercial | Com - Office (Small) | Lighting | No | Lighting - Compact Fluorescent Fixture (Indoor) | 6.5427 | 6.6356 | 6.7353 | 6.8359 | 6.9428 | 0 | 0 | 0 | 0 | 0 | 0 | 0
SCE | MW | Commercial | Com - Office (Small) | Lighting | No | Lighting - Exit Fixture (LED) | 0.63447 | 0.6247 | 0.61508 | 0.6056 | 0.59628 | 0.5871 | 0.57805 | 0.56915 | 0.56039 | 0.55176 | 0.54326 | 0.53489
SCE | MW | Commercial | Com - Office (Small) | Lighting | No | Lighting - Halogen Lamp (A-Line) | 0.019 | 0.019267 | 0.019554 | 0.019843 | 0.020151 | 0 | 0 | 0 | 0 | 0 | 0 | 0
SCE | MW | Commercial | Com - Office (Small) | Lighting | No | Lighting - High Bay HID to T5 | 0 | 0 | 0 | 0.35895 | 0.36457 | 0.36989 | 0.37479 | 0.37972 | 0.3843 | 0.38916 | 0.39385 | 0.39861
SCE | MW | Commercial | Com - Office (Small) | Lighting | No | Lighting - Induction Fixture (Indoor) | 1.3544 | 1.3734 | 1.3939 | 1.4145 | 1.4365 | 1.4572 | 1.4764 | 1.4956 | 1.5135 | 1.5324 | 1.5508 | 1.5694
SCE | MW | Commercial | Com - Office (Small) | Lighting | No | Lighting - Induction Fixture (Outdoor) | 0.56399 | 0.57192 | 0.58044 | 0.58904 | 0.59817 | 0.60682 | 0.61479 | 0.62281 | 0.63025 | 0.63814 | 0.64577 | 0.65351
SCE | MW | Commercial | Com - Office (Small) | Lighting | No | Lighting - Linear Fluorescent Delamping | 0.092078 | 0.09066 | 0.066948 | 0.043945 | 0 | 0 | 0 | 0 | 0 | 0 | 0 | 0
SCE | MW | Commercial | Com - Office (Small) | Lighting | No | Lighting - Linear Fluorescent Fixture (Low Wattage T8) | 12.5854 | 0 | 0 | 0 | 0 | 0 | 0 | 0 | 0 | 0 | 0 | 0
SCE | MW | Commercial | Com - Office (Small) | Lighting | No | Lighting - Low Bay HID to T5 | 0 | 0 | 0 | 0 | 0 | 0 | 0 | 0 | 0 | 0.25159 | 0.25462 | 0.2577
SCE | MW | Commercial | Com - Office (Small) | Lighting | No | Lighting - Occupancy Sensor | 0 | 0 | 0 | 0 | 0 | 0 | 2.1288 | 2.1562 | 2.1816 | 2.2085 | 2.2346 | 2.261
SCE | MW | Commercial | Com - Office (Small) | Lighting | No | Lighting - Plug-In Fixture (Linear Fluorescent) | 4.7272 | 4.7944 | 4.8665 | 4.9392 | 5.0165 | 0 | 0 | 0 | 0 | 0 | 0 | 0
SCE | MW | Commercial | Com - Office (Small) | Lighting | No | Lighting - Plug-In Fixture (PSMH with Electronic Ballast) | 2.5432 | 2.5793 | 2.6181 | 2.6573 | 2.6988 | 2.7382 | 2.7745 | 2.811 | 2.8449 | 2.8808 | 2.9156 | 2.9508
SCE | MW | Commercial | Com - Office (Small) | SHW | No | SHW - EF Rated Instantaneous Water Heater (Electric) | 0.04728 | 0.047936 | 0.04864 | 0.049351 | 0.050106 | 0.050822 | 0.05148 | 0.052143 | 0.052758 | 0.053411 | 0.054041 | 0.054681
SCE | MW | Commercial | Com - Office (Small) | Service | No | HVAC - Comprehensive Rooftop Unit Quality Maintenance | 7.1755e-06 | 7.065e-06 | 6.9562e-06 | 6.8491e-06 | 6.7436e-06 | 6.6398e-06 | 6.5375e-06 | 6.4368e-06 | 6.3377e-06 | 6.2401e-06 | 6.144e-06 | 6.0494e-06
SCE | MW | Commercial | Com - Office (Small) | Service | No | Service - HVAC Fault Detection & Diagnositics | 0.0086864 | 0.0088086 | 0.0089398 | 0.0090721 | 0.0092129 | 0.0093461 | 0.0094687 | 0.0095923 | 0.0097069 | 0.0098285 | 0.0099459 | 0.010065
SCE | MW | Commercial | Com - Office (Small) | Service | No | Service - Retro-Commissioning (Electric) | 0.062455 | 0.061493 | 0.060546 | 0.059614 | 0.058695 | 0.057792 | 0.056902 | 0.056025 | 0.055162 | 0.054313 | 0.053477 | 0.052653
SCE | MW | Commercial | Com - Office (Small) | WholeBlg | No | HVAC - Energy Management System | 0.0010006 | 0.0010147 | 0.0010298 | 0.001045 | 0.0010612 | 0.0010766 | 0.0010907 | 0.0011049 | 0.0011181 | 0.0011321 | 0.0011457 | 0.0011594
SCE | MW | Commercial | Com - Office (Small) | WholeBlg | No | WholeBlg - Com RET Level 1 | 23.3548 | 22.9951 | 22.641 | 22.2923 | 21.949 | 21.611 | 21.2782 | 20.9505 | 20.6279 | 20.3102 | 19.9974 | 19.6894
SCE | MW | Commercial | Com - Office (Small) | WholeBlg | No | WholeBlg - Com RET Level 2 | 153.952 | 151.5811 | 149.2467 | 146.9483 | 144.6853 | 142.4572 | 140.2633 | 138.1033 | 135.9765 | 133.8825 | 131.8207 | 129.7906
SCE | MW | Commercial | Com - Restaurant (Fast Food) | AppPlug | No | AppPlug - Computer Monitor | 0.71606 | 0.72613 | 0.73695 | 0.74786 | 0 | 0 | 0 | 0 | 0 | 0 | 0 | 0
SCE | MW | Commercial | Com - Restaurant (Fast Food) | AppPlug | No | AppPlug - Desktop Computer (Com - Power Management) | 0.32847 | 0.33309 | 0.33805 | 0.34305 | 0.34837 | 0.35341 | 0.35805 | 0.36272 | 0.36706 | 0.37165 | 0.3761 | 0.3806
SCE | MW | Commercial | Com - Restaurant (Fast Food) | AppPlug | No | AppPlug - Occupancy Sensor Plug Strip | 0.37836 | 0.38368 | 0.3894 | 0.39517 | 0.40129 | 0.4071 | 0.41244 | 0.41782 | 0.42281 | 0.42811 | 0.43323 | 0.43842
SCE | MW | Commercial | Com - Restaurant (Fast Food) | BldgEnv | No | BldgEnv - Wall Spray On Insulation | 2.5649 | 2.5254 | 2.4865 | 2.4482 | 2.4105 | 2.3734 | 2.3368 | 2.3008 | 2.2654 | 2.2305 | 2.1962 | 2.1623
SCE | MW | Commercial | Com - Restaurant (Fast Food) | BldgEnv | No | BldgEnv - Window Film | 8.153 | 8.0275 | 7.9038 | 7.7821 | 7.6623 | 7.5443 | 7.4281 | 7.3137 | 7.2011 | 7.0902 | 6.981 | 6.8735
SCE | MW | Commercial | Com - Restaurant (Fast Food) | ComRefrig | No | ComRefrig - Strip Curtain for Walk In Refrigerator | 1.895 | 1.8658 | 1.837 | 1.8087 | 1.7809 | 1.7535 | 1.7265 | 1.6999 | 1.6737 | 1.6479 | 1.6225 | 1.5976
SCE | MW | Commercial | Com - Restaurant (Fast Food) | FoodServ | No | FoodServ - Electric Griddle | 0.0043547 | 0.004416 | 0.0044818 | 0.0045481 | 0 | 0.0046855 | 0.0047469 | 0.0048089 | 0.0048663 | 0.0049273 | 0.0049862 | 0.005046
SCE | MW | Commercial | Com - Restaurant (Fast Food) | FoodServ | No | FoodServ - Electric Steamer | 1.6589 | 1.6823 | 1.7073 | 1.7326 | 1.7595 | 1.7849 | 1.8083 | 1.8319 | 1.8538 | 1.877 | 1.8995 | 1.9222
SCE | MW | Commercial | Com - Restaurant (Fast Food) | FoodServ | No | FoodServ - Fryer (Electric) | 0.11327 | 0.11486 | 0.11657 | 0.1183 | 0.12013 | 0.12187 | 0.12347 | 0.12508 | 0.12658 | 0.12816 | 0.12969 | 0.13125
SCE | MW | Commercial | Com - Restaurant (Fast Food) | FoodServ | No | FoodServ - Grill to Order Cabinet | 1.5432 | 1.5649 | 1.5882 | 1.6117 | 1.6367 | 1.6604 | 1.6822 | 1.7041 | 1.7245 | 1.7461 | 1.7669 | 1.7881
SCE | MW | Commercial | Com - Restaurant (Fast Food) | FoodServ | No | FoodServ - Oven (Electric) | 0.35785 | 0.36289 | 0.3683 | 0.37375 | 0.37954 | 0.38503 | 0.39009 | 0.39518 | 0.3999 | 0.40491 | 0.40975 | 0.41466
SCE | MW | Commercial | Com - Restaurant (Fast Food) | HVAC | Yes | HVAC - Advanced Package Rooftop AC (> EER 12) - Emerging | 0 | 9.6156 | 9.4675 | 9.3217 | 9.1782 | 9.0368 | 8.8976 | 8.7606 | 8.6257 | 8.4929 | 8.3621 | 8.2333
SCE | MW | Commercial | Com - Restaurant (Fast Food) | HVAC | No | HVAC - Direct Evaporative Cooler | 1.2921 | 1.3103 | 1.3298 | 1.3495 | 1.3705 | 1.3903 | 1.4085 | 1.4269 | 1.4439 | 1.462 | 1.4795 | 1.4972
SCE | MW | Commercial | Com - Restaurant (Fast Food) | HVAC | No | HVAC - EER Rated Package Rooftop AC (EER 11) | 0 | 0 | 0 | 0 | 0 | 0 | 0.945 | 1.0737 | 1.1966 | 1.3223 | 1.4449 | 1.5674
SCE | MW | Commercial | Com - Restaurant (Fast Food) | HVAC | No | HVAC - EER Rated Package Rooftop HP (EER 11) | 0.89093 | 0.055773 | 0.084883 | 0.1139 | 0 | 0 | 0 | 0 | 0 | 0 | 0 | 0
SCE | MW | Commercial | Com - Restaurant (Fast Food) | HVAC | No | HVAC - Repair Duct System | 4.4541 | 4.3855 | 4.3179 | 4.2515 | 0 | 0 | 0 | 0 | 0 | 0 | 0 | 0
SCE | MW | Commercial | Com - Restaurant (Fast Food) | HVAC | No | HVAC - SEER Rated Package Rooftop AC (Recharge) | 4.7011 | 4.6287 | 4.5574 | 4.4872 | 4.4181 | 4.3501 | 4.2831 | 4.2171 | 4.1522 | 4.0882 | 4.0253 | 3.9633
SCE | MW | Commercial | Com - Restaurant (Fast Food) | HVAC | No | HVAC - SEER Rated Package Rooftop AC (SEER 14) | 5.5053 | 5.5902 | 0 | 0 | 0 | 0 | 0 | 0 | 0 | 0 | 0 | 0
SCE | MW | Commercial | Com - Restaurant (Fast Food) | HVAC | No | HVAC - SEER Rated Package Rooftop AC (SEER 15) | 0 | 0 | 7.2095 | 7.3171 | 7.4315 | 7.5398 | 7.6395 | 7.74 | 7.8331 | 7.932 | 8.0275 | 8.1245
SCE | MW | Commercial | Com - Restaurant (Fast Food) | HVAC | No | HVAC - SEER Rated Package Rooftop HP (SEER 15) | 5.9446 | 6.0553 | 2.8659 | 2.9208 | 2.9787 | 3.0337 | 3.0848 | 3.1361 | 3.184 | 3.2344 | 3.2832 | 3.3325
SCE | MW | Commercial | Com - Restaurant (Fast Food) | HVAC | No | HVAC - SEER Rated Split System AC (SEER 14) | 2.1836 | 2.2152 | 2.249 | 0 | 0 | 0 | 0 | 0 | 0 | 0 | 0 | 0
SCE | MW | Commercial | Com - Restaurant (Fast Food) | HVAC | No | HVAC - SEER Rated Split System AC (SEER 15) | 0 | 0 | 0 | 2.7544 | 2.7939 | 2.8312 | 2.8655 | 2.9001 | 2.932 | 2.9661 | 2.9989 | 3.0323
SCE | MW | Commercial | Com - Restaurant (Fast Food) | HVAC | No | HVAC - SEER Rated Split System HP (SEER 15) | 3.6671 | 3.7224 | 1.7557 | 1.7835 | 1.8128 | 1.8407 | 1.8664 | 1.8923 | 1.9163 | 1.9418 | 1.9664 | 1.9913
SCE | MW | Commercial | Com - Restaurant (Fast Food) | Lighting | Yes | Lighting - LED Fixture (Replacing T8) - Emerging | 7.9984 | 8.2801 | 8.5755 | 8.9179 | 9.2341 | 9.5477 | 9.8123 | 10.0814 | 10.3441 | 10.618 | 10.8907 | 11.1232
SCE | MW | Commercial | Com - Restaurant (Fast Food) | Lighting | Yes | Lighting - LED Lamp (Basic High - Indoor) - Emerging | 7.1898 | 7.4316 | 7.6684 | 7.8758 | 8.0934 | 1.0683 | 1.0925 | 1.1148 | 1.1362 | 1.1562 | 1.1758 | 1.1958
SCE | MW | Commercial | Com - Restaurant (Fast Food) | Lighting | Yes | Lighting - LED Lamp (Basic Low - Indoor) - Emerging | 22.8696 | 23.6707 | 24.4533 | 25.1347 | 25.8494 | 4.0444 | 4.1387 | 4.225 | 4.3079 | 4.3947 | 4.4705 | 4.5476
SCE | MW | Commercial | Com - Restaurant (Fast Food) | Lighting | Yes | Lighting - LED Plug-In Indoor Fixture - Emerging | 2.0688 | 2.1315 | 2.1903 | 2.2359 | 2.2912 | 0.13291 | 0.13542 | 0.13839 | 0.1406 | 0.14314 | 0.14542 | 0.14796
SCE | MW | Commercial | Com - Restaurant (Fast Food) | Lighting | No | Lighting - Cold Cathode Lamp | 0.023099 | 0.023424 | 0.023773 | 0.024125 | 0.024499 | 0 | 0 | 0 | 0 | 0 | 0 | 0
SCE | MW | Commercial | Com - Restaurant (Fast Food) | Lighting | No | Lighting - Compact Fluorescent Fixture (Indoor) | 3.3473 | 3.3983 | 3.4528 | 3.5078 | 3.5661 | 0 | 0 | 0 | 0 | 0 | 0 | 0
SCE | MW | Commercial | Com - Restaurant (Fast Food) | Lighting | No | Lighting - Exit Fixture (LED) | 0.20272 | 0.1996 | 0.19653 | 0.1935 | 0.19052 | 0.18758 | 0.1847 | 0.18185 | 0.17905 | 0.17629 | 0.17358 | 0.17091
SCE | MW | Commercial | Com - Restaurant (Fast Food) | Lighting | No | Lighting - Halogen Lamp (A-Line) | 0.0067547 | 0.0068498 | 0.0069518 | 0.0070547 | 0.0071641 | 0 | 0 | 0 | 0 | 0 | 0 | 0
SCE | MW | Commercial | Com - Restaurant (Fast Food) | Lighting | No | Lighting - High Bay HID to T5 | 0.34859 | 0.354 | 0.35979 | 0.36562 | 0.37179 | 0.37765 | 0.38306 | 0.3885 | 0.39356 | 0.39891 | 0.40409 | 0.40933
SCE | MW | Commercial | Com - Restaurant (Fast Food) | Lighting | No | Lighting - Induction Fixture (Indoor) | 0.4624 | 0.4689 | 0.47589 | 0.48293 | 0.49042 | 0.49751 | 0.50404 | 0.51062 | 0.51672 | 0.52319 | 0.52945 | 0.53579
SCE | MW | Commercial | Com - Restaurant (Fast Food) | Lighting | No | Lighting - Induction Fixture (Outdoor) | 0.20051 | 0.20333 | 0.20636 | 0.20941 | 0.21266 | 0.21574 | 0.21857 | 0.22142 | 0.22406 | 0.22687 | 0.22958 | 0.23234
SCE | MW | Commercial | Com - Restaurant (Fast Food) | Lighting | No | Lighting - Linear Fluorescent Delamping | 0.045923 | 0.045216 | 0.03339 | 0.021917 | 0.01079 | 0 | 0 | 0 | 0 | 0 | 0 | 0
SCE | MW | Commercial | Com - Restaurant (Fast Food) | Lighting | No | Lighting - Occupancy Sensor | 0 | 0 | 0 | 0 | 0 | 0 | 0 | 0 | 0 | 0 | 0 | 0.51989
SCE | MW | Commercial | Com - Restaurant (Fast Food) | Lighting | No | Lighting - Plug-In Fixture (Linear Fluorescent) | 1.9259 | 1.9558 | 1.9877 | 2.0199 | 2.054 | 0 | 0 | 0 | 0 | 0 | 0 | 0
SCE | MW | Commercial | Com - Restaurant (Fast Food) | Lighting | No | Lighting - Plug-In Fixture (PSMH with Electronic Ballast) | 1.0361 | 1.0522 | 1.0694 | 1.0867 | 1.1051 | 1.1225 | 1.1385 | 1.1547 | 1.1698 | 1.1857 | 1.201 | 1.2166
SCE | MW | Commercial | Com - Restaurant (Fast Food) | SHW | No | SHW - EF Rated Instantaneous Water Heater (Electric) | 0.085348 | 0.086519 | 0.087778 | 0.089048 | 0.090399 | 0.091678 | 0.092855 | 0.09404 | 0.095139 | 0.096305 | 0.097432 | 0.098577
SCE | MW | Commercial | Com - Restaurant (Fast Food) | Service | No | HVAC - Comprehensive Rooftop Unit Quality Maintenance | 2.551e-06 | 2.5117e-06 | 2.4731e-06 | 2.435e-06 | 2.3975e-06 | 2.3606e-06 | 2.3242e-06 | 2.2884e-06 | 2.2532e-06 | 2.2185e-06 | 2.1843e-06 | 2.1507e-06
SCE | MW | Commercial | Com - Restaurant (Fast Food) | Service | No | Service - HVAC Fault Detection & Diagnositics | 0.0030882 | 0.0031316 | 0.0031783 | 0.0032253 | 0.0032753 | 0.0033227 | 0.0033663 | 0.0034102 | 0.003451 | 0.0034942 | 0.003536 | 0.0035784
SCE | MW | Commercial | Com - Restaurant (Fast Food) | Service | No | Service - Retro-Commissioning (Electric) | 0.022204 | 0.021862 | 0.021525 | 0.021194 | 0.020867 | 0.020546 | 0.02023 | 0.019918 | 0.019611 | 0.019309 | 0.019012 | 0.018719
SCE | MW | Commercial | Com - Restaurant (Fast Food) | WholeBlg | No | HVAC - Energy Management System | 0.00035573 | 0.00036073 | 0.00036611 | 0.00037153 | 0.00037729 | 0.00038275 | 0.00038777 | 0.00039283 | 0.00039752 | 0.0004025 | 0.00040731 | 0.00041219
SCE | MW | Commercial | Com - Restaurant (Fast Food) | WholeBlg | No | WholeBlg - Com RET Level 1 | 14.6071 | 14.3821 | 14.1606 | 13.9426 | 13.7279 | 13.5164 | 13.3083 | 13.1033 | 12.9016 | 12.7029 | 12.5072 | 12.3146
SCE | MW | Commercial | Com - Restaurant (Fast Food) | WholeBlg | No | WholeBlg - Com RET Level 2 | 89.9039 | 88.5193 | 87.1561 | 85.8139 | 84.4924 | 83.1912 | 81.9101 | 80.6487 | 79.4067 | 78.1838 | 76.9798 | 75.7943
SCE | MW | Commercial | Com - Restaurant (Sit Down) | AppPlug | No | AppPlug - Computer Monitor | 0.71606 | 0.72613 | 0.73695 | 0.74786 | 0 | 0 | 0 | 0 | 0 | 0 | 0 | 0
SCE | MW | Commercial | Com - Restaurant (Sit Down) | AppPlug | No | AppPlug - Desktop Computer (Com - Power Management) | 0.32847 | 0.33309 | 0.33805 | 0.34305 | 0.34837 | 0.35341 | 0.35805 | 0.36272 | 0.36706 | 0.37165 | 0.3761 | 0.3806
SCE | MW | Commercial | Com - Restaurant (Sit Down) | AppPlug | No | AppPlug - Occupancy Sensor Plug Strip | 0.37836 | 0.38368 | 0.3894 | 0.39517 | 0.40129 | 0.4071 | 0.41244 | 0.41782 | 0.42281 | 0.42811 | 0.43323 | 0.43842
SCE | MW | Commercial | Com - Restaurant (Sit Down) | BldgEnv | No | BldgEnv - Wall Spray On Insulation | 2.5649 | 2.5254 | 2.4865 | 2.4482 | 2.4105 | 2.3734 | 2.3368 | 2.3008 | 2.2654 | 2.2305 | 2.1962 | 2.1623
SCE | MW | Commercial | Com - Restaurant (Sit Down) | BldgEnv | No | BldgEnv - Window Film | 10.8914 | 10.7236 | 10.5585 | 10.3959 | 10.2358 | 10.0782 | 9.923 | 9.7701 | 9.6197 | 9.4715 | 9.3257 | 9.1821
SCE | MW | Commercial | Com - Restaurant (Sit Down) | ComRefrig | No | ComRefrig - Refrigerated Case Night Cover (Low Temp) | 0.76297 | 0.75122 | 0.73965 | 0.72826 | 0.71704 | 0.706 | 0.69513 | 0.68442 | 0.67388 | 0.66351 | 0.65329 | 0.64323
SCE | MW | Commercial | Com - Restaurant (Sit Down) | ComRefrig | No | ComRefrig - Strip Curtain for Walk In Refrigerator | 1.895 | 1.8658 | 1.837 | 1.8087 | 1.7809 | 1.7535 | 1.7265 | 1.6999 | 1.6737 | 1.6479 | 1.6225 | 1.5976
SCE | MW | Commercial | Com - Restaurant (Sit Down) | FoodServ | No | FoodServ - Electric Griddle | 0.0043547 | 0.004416 | 0.0044818 | 0.0045481 | 0 | 0.0046855 | 0.0047469 | 0.0048089 | 0.0048663 | 0.0049273 | 0.0049862 | 0.005046
SCE | MW | Commercial | Com - Restaurant (Sit Down) | FoodServ | No | FoodServ - Electric Steamer | 1.6589 | 1.6823 | 1.7073 | 1.7326 | 1.7595 | 1.7849 | 1.8083 | 1.8319 | 1.8538 | 1.877 | 1.8995 | 1.9222
SCE | MW | Commercial | Com - Restaurant (Sit Down) | FoodServ | No | FoodServ - Fryer (Electric) | 0.11327 | 0.11486 | 0.11657 | 0.1183 | 0.12013 | 0.12187 | 0.12347 | 0.12508 | 0.12658 | 0.12816 | 0.12969 | 0.13125
SCE | MW | Commercial | Com - Restaurant (Sit Down) | FoodServ | No | FoodServ - Oven (Electric) | 0.35785 | 0.36289 | 0.3683 | 0.37375 | 0.37954 | 0.38503 | 0.39009 | 0.39518 | 0.3999 | 0.40491 | 0.40975 | 0.41466
SCE | MW | Commercial | Com - Restaurant (Sit Down) | HVAC | Yes | HVAC - Advanced Package Rooftop AC (> EER 12) - Emerging | 0 | 8.24 | 8.1131 | 7.9882 | 7.8652 | 7.7441 | 7.6248 | 7.5074 | 7.3918 | 7.2779 | 7.1659 | 7.0555
SCE | MW | Commercial | Com - Restaurant (Sit Down) | HVAC | No | HVAC - Direct Evaporative Cooler | 0.87068 | 0.88293 | 0.89609 | 0.90935 | 0.92346 | 0.93681 | 0.9491 | 0.96149 | 0.97298 | 0.98516 | 0.99694 | 1.0089
SCE | MW | Commercial | Com - Restaurant (Sit Down) | HVAC | No | HVAC - EER Rated Package Rooftop AC (EER 11) | 0 | 0 | 0 | 0 | 0.50657 | 0.60773 | 0.70394 | 0.7998 | 0.89135 | 0.98498 | 1.0763 | 1.1676
SCE | MW | Commercial | Com - Restaurant (Sit Down) | HVAC | No | HVAC - EER Rated Package Rooftop HP (EER 11) | 0.68087 | 0.03988 | 0.060695 | 0.081442 | 0 | 0 | 0 | 0 | 0 | 0 | 0 | 0
SCE | MW | Commercial | Com - Restaurant (Sit Down) | HVAC | No | HVAC - Repair Duct System | 2.838 | 2.7943 | 2.7512 | 2.7089 | 0 | 0 | 0 | 0 | 0 | 0 | 0 | 0
SCE | MW | Commercial | Com - Restaurant (Sit Down) | HVAC | No | HVAC - SEER Rated Package Rooftop AC (Recharge) | 3.7916 | 3.7332 | 3.6757 | 3.6191 | 3.5633 | 3.5085 | 3.4544 | 3.4012 | 3.3489 | 3.2973 | 3.2465 | 3.1965
SCE | MW | Commercial | Com - Restaurant (Sit Down) | HVAC | No | HVAC - SEER Rated Package Rooftop AC (SEER 14) | 4.1794 | 4.2592 | 0 | 0 | 0 | 0 | 0 | 0 | 0 | 0 | 0 | 0
SCE | MW | Commercial | Com - Restaurant (Sit Down) | HVAC | No | HVAC - SEER Rated Package Rooftop AC (SEER 15) | 0 | 0 | 5.2914 | 5.3671 | 5.4478 | 5.524 | 5.5942 | 5.6649 | 5.7303 | 5.7999 | 5.8671 | 5.9354
SCE | MW | Commercial | Com - Restaurant (Sit Down) | HVAC | No | HVAC - SEER Rated Package Rooftop HP (SEER 15) | 4.5428 | 4.6152 | 2.1786 | 2.2148 | 2.253 | 2.2893 | 2.3229 | 2.3566 | 2.388 | 2.4212 | 2.4533 | 2.4859
SCE | MW | Commercial | Com - Restaurant (Sit Down) | HVAC | No | HVAC - SEER Rated Split System AC (SEER 14) | 1.3555 | 1.3786 | 1.4033 | 0 | 0 | 0 | 0 | 0 | 0 | 0 | 0 | 0
SCE | MW | Commercial | Com - Restaurant (Sit Down) | HVAC | No | HVAC - SEER Rated Split System AC (SEER 15) | 0 | 0 | 0 | 1.9622 | 1.9894 | 2.0151 | 2.0386 | 2.0624 | 2.0843 | 2.1077 | 2.1303 | 2.1532
SCE | MW | Commercial | Com - Restaurant (Sit Down) | HVAC | No | HVAC - SEER Rated Split System HP (SEER 15) | 2.5131 | 2.549 | 1.2013 | 1.2193 | 1.2385 | 1.2566 | 1.2733 | 1.2901 | 1.3057 | 1.3223 | 1.3383 | 1.3545
SCE | MW | Commercial | Com - Restaurant (Sit Down) | Lighting | Yes | Lighting - LED Fixture (Replacing T8) - Emerging | 7.7532 | 8.0332 | 8.3269 | 8.6665 | 8.9811 | 9.2932 | 9.5574 | 9.8263 | 10.0888 | 10.3624 | 10.6348 | 10.8682
SCE | MW | Commercial | Com - Restaurant (Sit Down) | Lighting | Yes | Lighting - LED Lamp (Basic High - Indoor) - Emerging | 7.1104 | 7.3493 | 7.5833 | 7.7883 | 8.0033 | 1.0564 | 1.0803 | 1.1023 | 1.1235 | 1.1432 | 1.1626 | 1.1823
SCE | MW | Commercial | Com - Restaurant (Sit Down) | Lighting | Yes | Lighting - LED Lamp (Basic Low - Indoor) - Emerging | 22.6169 | 23.4086 | 24.182 | 24.8554 | 25.5616 | 3.9993 | 4.0925 | 4.1777 | 4.2596 | 4.3454 | 4.4203 | 4.4965
SCE | MW | Commercial | Com - Restaurant (Sit Down) | Lighting | Yes | Lighting - LED Plug-In Indoor Fixture - Emerging | 2.046 | 2.1079 | 2.166 | 2.2111 | 2.2657 | 0.13143 | 0.13391 | 0.13685 | 0.13903 | 0.14154 | 0.14379 | 0.1463
SCE | MW | Commercial | Com - Restaurant (Sit Down) | Lighting | No | Lighting - Cold Cathode Lamp | 0.023218 | 0.023545 | 0.023896 | 0.02425 | 0.024626 | 0 | 0 | 0 | 0 | 0 | 0 | 0
SCE | MW | Commercial | Com - Restaurant (Sit Down) | Lighting | No | Lighting - Compact Fluorescent Fixture (Indoor) | 3.3103 | 3.3607 | 3.4145 | 3.4688 | 3.5264 | 0 | 0 | 0 | 0 | 0 | 0 | 0
SCE | MW | Commercial | Com - Restaurant (Sit Down) | Lighting | No | Lighting - Exit Fixture (LED) | 0.21042 | 0.20718 | 0.20399 | 0.20085 | 0.19776 | 0.19471 | 0.19171 | 0.18876 | 0.18585 | 0.18299 | 0.18017 | 0.1774
SCE | MW | Commercial | Com - Restaurant (Sit Down) | Lighting | No | Lighting - Halogen Lamp (A-Line) | 0.0067547 | 0.0068498 | 0.0069518 | 0.0070547 | 0.0071641 | 0 | 0 | 0 | 0 | 0 | 0 | 0
SCE | MW | Commercial | Com - Restaurant (Sit Down) | Lighting | No | Lighting - High Bay HID to T5 | 0.33791 | 0.34345 | 0.34936 | 0.35531 | 0.36161 | 0.36758 | 0.37311 | 0.37867 | 0.38384 | 0.38931 | 0.39459 | 0.39995
SCE | MW | Commercial | Com - Restaurant (Sit Down) | Lighting | No | Lighting - Induction Fixture (Indoor) | 0.47004 | 0.47665 | 0.48375 | 0.49091 | 0.49853 | 0.50574 | 0.51237 | 0.51906 | 0.52526 | 0.53184 | 0.5382 | 0.54465
SCE | MW | Commercial | Com - Restaurant (Sit Down) | Lighting | No | Lighting - Induction Fixture (Outdoor) | 0.20051 | 0.20333 | 0.20636 | 0.20941 | 0.21266 | 0.21574 | 0.21857 | 0.22142 | 0.22406 | 0.22687 | 0.22958 | 0.23234
SCE | MW | Commercial | Com - Restaurant (Sit Down) | Lighting | No | Lighting - Linear Fluorescent Delamping | 0.046062 | 0.045352 | 0.033491 | 0.021983 | 0.010822 | 0 | 0 | 0 | 0 | 0 | 0 | 0
SCE | MW | Commercial | Com - Restaurant (Sit Down) | Lighting | No | Lighting - Occupancy Sensor | 0 | 0 | 0 | 0 | 0 | 0 | 0 | 0 | 0 | 0 | 0.5112 | 0.51734
SCE | MW | Commercial | Com - Restaurant (Sit Down) | Lighting | No | Lighting - Plug-In Fixture (Linear Fluorescent) | 1.8785 | 1.9092 | 1.9421 | 1.9752 | 2.0102 | 0 | 0 | 0 | 0 | 0 | 0 | 0
SCE | MW | Commercial | Com - Restaurant (Sit Down) | Lighting | No | Lighting - Plug-In Fixture (PSMH with Electronic Ballast) | 1.0106 | 1.0272 | 1.0448 | 1.0626 | 1.0815 | 1.0993 | 1.1159 | 1.1325 | 1.148 | 1.1643 | 1.1801 | 1.1961
SCE | MW | Commercial | Com - Restaurant (Sit Down) | SHW | No | SHW - EF Rated Instantaneous Water Heater (Electric) | 0.029391 | 0.029793 | 0.030224 | 0.03066 | 0.031123 | 0.031562 | 0.031965 | 0.032372 | 0.032748 | 0.033148 | 0.033535 | 0.033927
SCE | MW | Commercial | Com - Restaurant (Sit Down) | Service | No | HVAC - Comprehensive Rooftop Unit Quality Maintenance | 2.551e-06 | 2.5117e-06 | 2.4731e-06 | 2.435e-06 | 2.3975e-06 | 2.3606e-06 | 2.3242e-06 | 2.2884e-06 | 2.2532e-06 | 2.2185e-06 | 2.1843e-06 | 2.1507e-06
SCE | MW | Commercial | Com - Restaurant (Sit Down) | Service | No | Service - HVAC Fault Detection & Diagnositics | 0.0030882 | 0.0031316 | 0.0031783 | 0.0032253 | 0.0032753 | 0.0033227 | 0.0033663 | 0.0034102 | 0.003451 | 0.0034942 | 0.003536 | 0.0035784
SCE | MW | Commercial | Com - Restaurant (Sit Down) | Service | No | Service - Retro-Commissioning (Electric) | 0.022204 | 0.021862 | 0.021525 | 0.021194 | 0.020867 | 0.020546 | 0.02023 | 0.019918 | 0.019611 | 0.019309 | 0.019012 | 0.018719
SCE | MW | Commercial | Com - Restaurant (Sit Down) | WholeBlg | No | HVAC - Energy Management System | 0.00035573 | 0.00036073 | 0.00036611 | 0.00037153 | 0.00037729 | 0.00038275 | 0.00038777 | 0.00039283 | 0.00039752 | 0.0004025 | 0.00040731 | 0.00041219
SCE | MW | Commercial | Com - Restaurant (Sit Down) | WholeBlg | No | WholeBlg - Com RET Level 1 | 13.7998 | 13.5873 | 13.3781 | 13.1721 | 12.9692 | 12.7695 | 12.5728 | 12.3792 | 12.1886 | 12.0009 | 11.8161 | 11.6341
SCE | MW | Commercial | Com - Restaurant (Sit Down) | WholeBlg | No | WholeBlg - Com RET Level 2 | 85.7277 | 84.4074 | 83.1076 | 81.8277 | 80.5676 | 79.3268 | 78.1052 | 76.9024 | 75.7181 | 74.552 | 73.4039 | 72.2735
SCE | MW | Commercial | Com - Retail (Large Multi Level) | AppPlug | No | AppPlug - Computer Monitor | 2.6429 | 2.6801 | 2.72 | 2.7603 | 0 | 0 | 0 | 0 | 0 | 0 | 0 | 0
SCE | MW | Commercial | Com - Retail (Large Multi Level) | AppPlug | No | AppPlug - Desktop Computer (Com - Power Management) | 1.2123 | 1.2294 | 1.2477 | 1.2662 | 1.2858 | 1.3044 | 1.3215 | 1.3388 | 1.3548 | 1.3717 | 1.3881 | 1.4048
SCE | MW | Commercial | Com - Retail (Large Multi Level) | AppPlug | No | AppPlug - Occupancy Sensor Plug Strip | 1.3965 | 1.4162 | 1.4372 | 1.4585 | 1.4811 | 1.5026 | 1.5223 | 1.5422 | 1.5606 | 1.5801 | 1.599 | 1.6182
SCE | MW | Commercial | Com - Retail (Large Multi Level) | BldgEnv | No | BldgEnv - Wall Spray On Insulation | 9.4668 | 9.321 | 9.1774 | 9.0361 | 8.8969 | 8.7599 | 8.625 | 8.4922 | 8.3614 | 8.2327 | 8.1059 | 7.981
SCE | MW | Commercial | Com - Retail (Large Multi Level) | BldgEnv | No | BldgEnv - Window Film | 13.8468 | 13.6336 | 13.4236 | 13.2169 | 13.0134 | 12.813 | 12.6157 | 12.4214 | 12.2301 | 12.0417 | 11.8563 | 11.6737
SCE | MW | Commercial | Com - Retail (Large Multi Level) | FoodServ | No | FoodServ - Electric Steamer | 0.089293 | 0.090549 | 0.091898 | 0.093259 | 0.094705 | 0.096075 | 0.097336 | 0.098606 | 0.099784 | 0.10103 | 0.10224 | 0.10347
SCE | MW | Commercial | Com - Retail (Large Multi Level) | FoodServ | No | FoodServ - Oven (Electric) | 0.84909 | 0.86104 | 0.87387 | 0.88681 | 0.90056 | 0.91358 | 0.92557 | 0.93765 | 0.94885 | 0.96073 | 0.97222 | 0.98387
SCE | MW | Commercial | Com - Retail (Large Multi Level) | HVAC | Yes | HVAC - Advanced Package Rooftop AC (> EER 12) - Emerging | 0 | 12.8987 | 12.7001 | 12.5045 | 12.3119 | 12.1223 | 11.9356 | 11.7518 | 11.5708 | 11.3926 | 11.2172 | 11.0445
SCE | MW | Commercial | Com - Retail (Large Multi Level) | HVAC | No | HVAC - Chiller (Centrifugal) | 4.147 | 4.1034 | 4.0613 | 4.02 | 3.8793 | 3.8195 | 3.7607 | 3.7028 | 3.6458 | 3.5896 | 3.5344 | 3.4799
SCE | MW | Commercial | Com - Retail (Large Multi Level) | HVAC | No | HVAC - Chiller (Reciprocating) | 5.561 | 5.6018 | 5.6474 | 5.6939 | 5.7448 | 5.7922 | 5.8347 | 5.878 | 5.9171 | 5.9599 | 6.001 | 6.0432
SCE | MW | Commercial | Com - Retail (Large Multi Level) | HVAC | No | HVAC - EER Rated Package Rooftop AC (EER 11) | 6.3698 | 0 | 0 | 0 | 0.96509 | 1.1578 | 1.3411 | 1.5237 | 1.6982 | 1.8765 | 0 | 0
SCE | MW | Commercial | Com - Retail (Large Multi Level) | HVAC | No | HVAC - EER Rated Package Rooftop HP (EER 11) | 0.035628 | 0.07239 | 0.11017 | 0.14783 | 0 | 0 | 0 | 0 | 0 | 0 | 0.3961 | 0.42971
SCE | MW | Commercial | Com - Retail (Large Multi Level) | HVAC | No | HVAC - Repair Duct System | 4.8832 | 4.808 | 4.7339 | 4.661 | 0 | 0 | 0 | 0 | 0 | 0 | 0 | 0
SCE | MW | Commercial | Com - Retail (Large Multi Level) | HVAC | No | HVAC - SEER Rated Package Rooftop AC (Recharge) | 6.4925 | 6.3926 | 6.2941 | 6.1972 | 6.1017 | 6.0078 | 5.9153 | 5.8242 | 5.7345 | 5.6462 | 5.5592 | 5.4736
SCE | MW | Commercial | Com - Retail (Large Multi Level) | HVAC | No | HVAC - SEER Rated Package Rooftop AC (SEER 14) | 6.7987 | 6.8907 | 0 | 0 | 0 | 0 | 0 | 0 | 0 | 0 | 0 | 0
SCE | MW | Commercial | Com - Retail (Large Multi Level) | HVAC | No | HVAC - SEER Rated Package Rooftop AC (SEER 15) | 0 | 0 | 8.8903 | 9.0025 | 9.1225 | 9.2357 | 9.3393 | 9.444 | 9.5404 | 9.6435 | 9.743 | 9.8442
SCE | MW | Commercial | Com - Retail (Large Multi Level) | HVAC | No | HVAC - SEER Rated Package Rooftop HP (SEER 15) | 7.7208 | 7.8651 | 3.7228 | 3.7943 | 3.8697 | 3.9415 | 4.008 | 4.0748 | 4.1373 | 4.2029 | 4.2665 | 4.3308
SCE | MW | Commercial | Com - Retail (Large Multi Level) | HVAC | No | HVAC - SEER Rated Split System AC (SEER 14) | 2.6983 | 2.7336 | 2.7715 | 0 | 0 | 0 | 0 | 0 | 0 | 0 | 0 | 0
SCE | MW | Commercial | Com - Retail (Large Multi Level) | HVAC | No | HVAC - SEER Rated Split System AC (SEER 15) | 0 | 0 | 0 | 3.833 | 3.8869 | 3.9378 | 3.9844 | 4.0315 | 4.075 | 4.1213 | 4.166 | 4.2115
SCE | MW | Commercial | Com - Retail (Large Multi Level) | HVAC | No | HVAC - SEER Rated Split System HP (SEER 15) | 4.3946 | 4.4618 | 2.1049 | 2.1386 | 2.1743 | 2.2081 | 2.2393 | 2.2707 | 2.2999 | 2.3308 | 2.3607 | 2.391
SCE | MW | Commercial | Com - Retail (Large Multi Level) | Lighting | Yes | Lighting - LED Fixture (Replacing T8) - Emerging | 40.1659 | 41.5229 | 42.9452 | 44.6001 | 46.1201 | 47.6274 | 48.8912 | 50.1764 | 51.4305 | 52.7376 | 54.039 | 55.14
SCE | MW | Commercial | Com - Retail (Large Multi Level) | Lighting | Yes | Lighting - LED Lamp (Basic High - Indoor) - Emerging | 3.6238 | 3.7393 | 3.852 | 3.9497 | 4.0522 | 0.53406 | 0.54542 | 0.55578 | 0.56571 | 0.57494 | 0.58399 | 0.5932
SCE | MW | Commercial | Com - Retail (Large Multi Level) | Lighting | Yes | Lighting - LED Lamp (Basic Low - Indoor) - Emerging | 12.1258 | 12.5293 | 12.9216 | 13.26 | 13.6149 | 2.127 | 2.1735 | 2.2158 | 2.2563 | 2.2989 | 2.3357 | 2.3732
SCE | MW | Commercial | Com - Retail (Large Multi Level) | Lighting | Yes | Lighting - LED Plug-In Indoor Fixture - Emerging | 6.1653 | 6.3412 | 6.5051 | 6.6296 | 6.7826 | 0.39287 | 0.39972 | 0.40792 | 0.4139 | 0.42086 | 0.42703 | 0.43397
SCE | MW | Commercial | Com - Retail (Large Multi Level) | Lighting | No | Lighting - Cold Cathode Lamp | 0.06373 | 0.064626 | 0.065589 | 0.06656 | 0.067592 | 0 | 0 | 0 | 0 | 0 | 0 | 0
SCE | MW | Commercial | Com - Retail (Large Multi Level) | Lighting | No | Lighting - Compact Fluorescent Fixture (Indoor) | 11.691 | 11.8489 | 12.0187 | 12.1901 | 12.3726 | 0 | 0 | 0 | 0 | 0 | 0 | 0
SCE | MW | Commercial | Com - Retail (Large Multi Level) | Lighting | No | Lighting - Exit Fixture (LED) | 0.80315 | 0.79078 | 0.77861 | 0.76661 | 0.75481 | 0.74318 | 0.73174 | 0.72047 | 0.70938 | 0.69845 | 0.6877 | 0.6771
SCE | MW | Commercial | Com - Retail (Large Multi Level) | Lighting | No | Lighting - Halogen Lamp (A-Line) | 0.024931 | 0.025282 | 0.025659 | 0.026038 | 0.026442 | 0 | 0 | 0 | 0 | 0 | 0 | 0
SCE | MW | Commercial | Com - Retail (Large Multi Level) | Lighting | No | Lighting - High Bay HID to T5 | 9.7316 | 9.8688 | 10.0162 | 10.1649 | 10.3229 | 10.4726 | 10.6104 | 10.7492 | 10.8779 | 11.0144 | 11.1464 | 11.2803
SCE | MW | Commercial | Com - Retail (Large Multi Level) | Lighting | No | Lighting - Induction Fixture (Indoor) | 1.8054 | 1.8308 | 1.8581 | 1.8856 | 1.9148 | 1.9425 | 1.968 | 1.9937 | 2.0175 | 2.0428 | 2.0672 | 2.092
SCE | MW | Commercial | Com - Retail (Large Multi Level) | Lighting | No | Lighting - Induction Fixture (Outdoor) | 0.74006 | 0.75047 | 0.76165 | 0.77293 | 0.78492 | 0.79627 | 0.80672 | 0.81725 | 0.82701 | 0.83736 | 0.84737 | 0.85753
SCE | MW | Commercial | Com - Retail (Large Multi Level) | Lighting | No | Lighting - Linear Fluorescent Delamping | 0.10053 | 0.098977 | 0.07309 | 0.047976 | 0 | 0 | 0 | 0 | 0 | 0 | 0 | 0
SCE | MW | Commercial | Com - Retail (Large Multi Level) | Lighting | No | Lighting - Low Bay HID to T5 | 0 | 0 | 1.8392 | 1.8665 | 1.8955 | 1.923 | 1.9483 | 1.9738 | 1.9974 | 2.0225 | 2.0467 | 2.0713
SCE | MW | Commercial | Com - Retail (Large Multi Level) | Lighting | No | Lighting - Plug-In Fixture (Linear Fluorescent) | 5.5343 | 5.6122 | 5.6958 | 5.7802 | 5.8699 | 0 | 0 | 0 | 0 | 0 | 0 | 0
SCE | MW | Commercial | Com - Retail (Large Multi Level) | Lighting | No | Lighting - Plug-In Fixture (PSMH with Electronic Ballast) | 2.9774 | 3.0193 | 3.0643 | 3.1097 | 3.158 | 3.2037 | 3.2457 | 3.2881 | 3.3274 | 3.3691 | 3.4094 | 3.4503
SCE | MW | Commercial | Com - Retail (Large Multi Level) | SHW | No | SHW - EF Rated Instantaneous Water Heater (Electric) | 0.010667 | 0.010817 | 0.010978 | 0.011141 | 0.011314 | 0.011478 | 0.011628 | 0.01178 | 0.011921 | 0.01207 | 0.012215 | 0.012361
SCE | MW | Commercial | Com - Retail (Large Multi Level) | Service | No | HVAC - Comprehensive Rooftop Unit Quality Maintenance | 9.4157e-06 | 9.2707e-06 | 9.1279e-06 | 8.9873e-06 | 8.8489e-06 | 8.7126e-06 | 8.5785e-06 | 8.4464e-06 | 8.3163e-06 | 8.1882e-06 | 8.0621e-06 | 7.938e-06
SCE | MW | Commercial | Com - Retail (Large Multi Level) | Service | No | Service - HVAC Fault Detection & Diagnositics | 0.011398 | 0.011559 | 0.011731 | 0.011904 | 0.012089 | 0.012264 | 0.012425 | 0.012587 | 0.012737 | 0.012897 | 0.013051 | 0.013207
SCE | MW | Commercial | Com - Retail (Large Multi Level) | Service | No | Service - Retro-Commissioning (Electric) | 0.081953 | 0.080691 | 0.079448 | 0.078224 | 0.07702 | 0.075834 | 0.074666 | 0.073516 | 0.072384 | 0.071269 | 0.070172 | 0.069091
SCE | MW | Commercial | Com - Retail (Large Multi Level) | WholeBlg | No | HVAC - Energy Management System | 0.001313 | 0.0013314 | 0.0013513 | 0.0013713 | 0.0013925 | 0.0014127 | 0.0014312 | 0.0014499 | 0.0014672 | 0.0014856 | 0.0015034 | 0.0015214
SCE | MW | Commercial | Com - Retail (Large Multi Level) | WholeBlg | No | WholeBlg - Com RET Level 1 | 18.3852 | 18.1021 | 17.8233 | 17.5488 | 17.2786 | 17.0125 | 16.7505 | 16.4926 | 16.2386 | 15.9885 | 15.7423 | 15.4998
SCE | MW | Commercial | Com - Retail (Large Multi Level) | WholeBlg | No | WholeBlg - Com RET Level 2 | 133.3637 | 131.3099 | 129.2877 | 127.2967 | 125.3363 | 123.4061 | 121.5057 | 119.6345 | 117.7921 | 115.9781 | 114.192 | 112.4335
SCE | MW | Commercial | Com - Retail (Large Single Level) | AppPlug | No | AppPlug - Computer Monitor | 2.6429 | 2.6801 | 2.72 | 2.7603 | 0 | 0 | 0 | 0 | 0 | 0 | 0 | 0
SCE | MW | Commercial | Com - Retail (Large Single Level) | AppPlug | No | AppPlug - Desktop Computer (Com - Power Management) | 1.2123 | 1.2294 | 1.2477 | 1.2662 | 1.2858 | 1.3044 | 1.3215 | 1.3388 | 1.3548 | 1.3717 | 1.3881 | 1.4048
SCE | MW | Commercial | Com - Retail (Large Single Level) | AppPlug | No | AppPlug - Occupancy Sensor Plug Strip | 1.3965 | 1.4162 | 1.4372 | 1.4585 | 1.4811 | 1.5026 | 1.5223 | 1.5422 | 1.5606 | 1.5801 | 1.599 | 1.6182
SCE | MW | Commercial | Com - Retail (Large Single Level) | BldgEnv | No | BldgEnv - Attic Batt Insulation | 0.45778 | 0.45073 | 0.44379 | 0.43696 | 0 | 0 | 0 | 0 | 0 | 0 | 0 | 0
SCE | MW | Commercial | Com - Retail (Large Single Level) | BldgEnv | No | BldgEnv - Wall Spray On Insulation | 9.4668 | 9.321 | 9.1774 | 9.0361 | 8.8969 | 8.7599 | 8.625 | 8.4922 | 8.3614 | 8.2327 | 8.1059 | 7.981
SCE | MW | Commercial | Com - Retail (Large Single Level) | BldgEnv | No | BldgEnv - Window Film | 13.8468 | 13.6336 | 13.4236 | 13.2169 | 13.0134 | 12.813 | 12.6157 | 12.4214 | 12.2301 | 12.0417 | 11.8563 | 11.6737
SCE | MW | Commercial | Com - Retail (Large Single Level) | FoodServ | No | FoodServ - Electric Steamer | 0.089293 | 0.090549 | 0.091898 | 0.093259 | 0.094705 | 0.096075 | 0.097336 | 0.098606 | 0.099784 | 0.10103 | 0.10224 | 0.10347
SCE | MW | Commercial | Com - Retail (Large Single Level) | FoodServ | No | FoodServ - Oven (Electric) | 0.84909 | 0.86104 | 0.87387 | 0.88681 | 0.90056 | 0.91358 | 0.92557 | 0.93765 | 0.94885 | 0.96073 | 0.97222 | 0.98387
SCE | MW | Commercial | Com - Retail (Large Single Level) | HVAC | Yes | HVAC - Advanced Package Rooftop AC (> EER 12) - Emerging | 0 | 14.2396 | 14.0203 | 13.8044 | 13.5918 | 13.3825 | 13.1764 | 12.9734 | 12.7737 | 12.5769 | 12.3833 | 12.1926
SCE | MW | Commercial | Com - Retail (Large Single Level) | HVAC | No | HVAC - Direct Evaporative Cooler | 1.7178 | 1.7419 | 1.7679 | 1.794 | 1.8219 | 1.8482 | 1.8725 | 1.8969 | 1.9196 | 1.9436 | 1.9668 | 1.9904
SCE | MW | Commercial | Com - Retail (Large Single Level) | HVAC | No | HVAC - EER Rated Package Rooftop AC (EER 11) | 0 | 0 | 0 | 0 | 0 | 1.1268 | 1.3052 | 1.4829 | 1.6527 | 1.8263 | 1.9956 | 0
SCE | MW | Commercial | Com - Retail (Large Single Level) | HVAC | No | HVAC - EER Rated Package Rooftop HP (EER 11) | 1.3262 | 0.081294 | 0.12372 | 0.16602 | 0 | 0 | 0 | 0 | 0 | 0 | 0 | 0.48256
SCE | MW | Commercial | Com - Retail (Large Single Level) | HVAC | No | HVAC - Repair Duct System | 8.6384 | 8.5053 | 8.3744 | 8.2454 | 8.1184 | 7.9934 | 7.8703 | 7.7491 | 7.6298 | 7.5123 | 7.3966 | 7.2827
SCE | MW | Commercial | Com - Retail (Large Single Level) | HVAC | No | HVAC - SEER Rated Package Rooftop AC (Recharge) | 8.6031 | 8.4706 | 8.3401 | 8.2117 | 8.0852 | 7.9607 | 7.8381 | 7.7174 | 7.5986 | 7.4816 | 7.3663 | 7.2529
SCE | MW | Commercial | Com - Retail (Large Single Level) | HVAC | No | HVAC - SEER Rated Package Rooftop AC (SEER 14) | 7.6347 | 7.7216 | 0 | 0 | 0 | 0 | 0 | 0 | 0 | 0 | 0 | 0
SCE | MW | Commercial | Com - Retail (Large Single Level) | HVAC | No | HVAC - SEER Rated Package Rooftop AC (SEER 15) | 0 | 0 | 10.0434 | 10.1735 | 10.3126 | 10.444 | 10.5643 | 10.6857 | 10.7978 | 10.9174 | 11.0329 | 11.1503
SCE | MW | Commercial | Com - Retail (Large Single Level) | HVAC | No | HVAC - SEER Rated Package Rooftop HP (SEER 15) | 8.8117 | 8.9656 | 4.2387 | 4.3153 | 4.3961 | 4.473 | 4.5441 | 4.6157 | 4.6824 | 4.7526 | 4.8207 | 4.8896
SCE | MW | Commercial | Com - Retail (Large Single Level) | HVAC | No | HVAC - SEER Rated Split System AC (SEER 14) | 2.9609 | 3.0013 | 3.0446 | 0 | 0 | 0 | 0 | 0 | 0 | 0 | 0 | 0
SCE | MW | Commercial | Com - Retail (Large Single Level) | HVAC | No | HVAC - SEER Rated Split System AC (SEER 15) | 0 | 0 | 0 | 3.8671 | 3.9183 | 3.9665 | 4.0106 | 4.0552 | 4.0962 | 4.1401 | 4.1825 | 4.2256
SCE | MW | Commercial | Com - Retail (Large Single Level) | HVAC | No | HVAC - SEER Rated Split System HP (SEER 15) | 5.0782 | 5.1552 | 2.4318 | 2.4704 | 2.5113 | 2.55 | 2.5858 | 2.6218 | 2.6553 | 2.6907 | 2.725 | 2.7597
SCE | MW | Commercial | Com - Retail (Large Single Level) | Lighting | Yes | Lighting - LED Fixture (Replacing T8) - Emerging | 45.7197 | 47.3162 | 48.9905 | 50.9321 | 52.7232 | 54.4997 | 55.9967 | 57.5194 | 59.0055 | 60.5546 | 62.0972 | 63.4103
SCE | MW | Commercial | Com - Retail (Large Single Level) | Lighting | Yes | Lighting - LED Lamp (Basic High - Indoor) - Emerging | 4.0452 | 4.1806 | 4.3133 | 4.4295 | 4.5513 | 0.60068 | 0.61425 | 0.62671 | 0.63866 | 0.64984 | 0.66081 | 0.67196
SCE | MW | Commercial | Com - Retail (Large Single Level) | Lighting | Yes | Lighting - LED Lamp (Basic Low - Indoor) - Emerging | 13.5356 | 14.008 | 14.4692 | 14.8706 | 15.2916 | 2.3923 | 2.4478 | 2.4985 | 2.5473 | 2.5984 | 2.643 | 2.6883
SCE | MW | Commercial | Com - Retail (Large Single Level) | Lighting | Yes | Lighting - LED Plug-In Indoor Fixture - Emerging | 6.8821 | 7.0895 | 7.2842 | 7.4349 | 7.6178 | 0.44187 | 0.45016 | 0.45998 | 0.46727 | 0.47568 | 0.4832 | 0.49159
SCE | MW | Commercial | Com - Retail (Large Single Level) | Lighting | No | Lighting - Cold Cathode Lamp | 0.075121 | 0.076178 | 0.077313 | 0.078457 | 0.079674 | 0 | 0 | 0 | 0 | 0 | 0 | 0
SCE | MW | Commercial | Com - Retail (Large Single Level) | Lighting | No | Lighting - Compact Fluorescent Fixture (Indoor) | 13.0503 | 13.2473 | 13.4582 | 13.6708 | 13.8962 | 0 | 0 | 0 | 0 | 0 | 0 | 0
SCE | MW | Commercial | Com - Retail (Large Single Level) | Lighting | No | Lighting - Exit Fixture (LED) | 0.78727 | 0.77515 | 0.76321 | 0.75146 | 0.73989 | 0.72849 | 0.71727 | 0.70623 | 0.69535 | 0.68464 | 0.6741 | 0.66372
SCE | MW | Commercial | Com - Retail (Large Single Level) | Lighting | No | Lighting - Halogen Lamp (A-Line) | 0.024931 | 0.025282 | 0.025659 | 0.026038 | 0.026442 | 0 | 0 | 0 | 0 | 0 | 0 | 0
SCE | MW | Commercial | Com - Retail (Large Single Level) | Lighting | No | Lighting - High Bay HID to T5 | 11.0772 | 11.2458 | 11.4262 | 11.6081 | 11.8009 | 11.9837 | 12.1524 | 12.3222 | 12.48 | 12.647 | 12.8085 | 12.9722
SCE | MW | Commercial | Com - Retail (Large Single Level) | Lighting | No | Lighting - Induction Fixture (Indoor) | 1.7067 | 1.7307 | 1.7565 | 1.7825 | 1.8101 | 1.8363 | 1.8604 | 1.8847 | 1.9072 | 1.9311 | 1.9541 | 1.9776
SCE | MW | Commercial | Com - Retail (Large Single Level) | Lighting | No | Lighting - Induction Fixture (Outdoor) | 0.74006 | 0.75047 | 0.76165 | 0.77293 | 0.78492 | 0.79627 | 0.80672 | 0.81725 | 0.82701 | 0.83736 | 0.84737 | 0.85753
SCE | MW | Commercial | Com - Retail (Large Single Level) | Lighting | No | Lighting - Linear Fluorescent Delamping | 0.11243 | 0.1107 | 0.081743 | 0.053656 | 0.026415 | 0 | 0 | 0 | 0 | 0 | 0 | 0
SCE | MW | Commercial | Com - Retail (Large Single Level) | Lighting | No | Lighting - Low Bay HID to T5 | 2.034 | 2.065 | 2.0981 | 2.1315 | 2.1669 | 2.2005 | 2.2314 | 2.2626 | 2.2916 | 2.3223 | 2.3519 | 2.382
SCE | MW | Commercial | Com - Retail (Large Single Level) | Lighting | No | Lighting - Plug-In Fixture (Linear Fluorescent) | 6.1584 | 6.2522 | 6.3525 | 6.4536 | 6.5608 | 0 | 0 | 0 | 0 | 0 | 0 | 0
SCE | MW | Commercial | Com - Retail (Large Single Level) | Lighting | No | Lighting - Plug-In Fixture (PSMH with Electronic Ballast) | 3.3132 | 3.3636 | 3.4176 | 3.472 | 3.5297 | 3.5843 | 3.6348 | 3.6856 | 3.7328 | 3.7827 | 3.8311 | 3.88
SCE | MW | Commercial | Com - Retail (Large Single Level) | SHW | No | SHW - EF Rated Instantaneous Water Heater (Electric) | 0.0096972 | 0.0098337 | 0.0099803 | 0.010128 | 0.010285 | 0.010434 | 0.010571 | 0.010709 | 0.010837 | 0.010973 | 0.011104 | 0.011238
SCE | MW | Commercial | Com - Retail (Large Single Level) | Service | No | HVAC - Comprehensive Rooftop Unit Quality Maintenance | 9.4157e-06 | 9.2707e-06 | 9.1279e-06 | 8.9873e-06 | 8.8489e-06 | 8.7126e-06 | 8.5785e-06 | 8.4464e-06 | 8.3163e-06 | 8.1882e-06 | 8.0621e-06 | 7.938e-06
SCE | MW | Commercial | Com - Retail (Large Single Level) | Service | No | Service - HVAC Fault Detection & Diagnositics | 0.011398 | 0.011559 | 0.011731 | 0.011904 | 0.012089 | 0.012264 | 0.012425 | 0.012587 | 0.012737 | 0.012897 | 0.013051 | 0.013207
SCE | MW | Commercial | Com - Retail (Large Single Level) | Service | No | Service - Retro-Commissioning (Electric) | 0.081953 | 0.080691 | 0.079448 | 0.078224 | 0.07702 | 0.075834 | 0.074666 | 0.073516 | 0.072384 | 0.071269 | 0.070172 | 0.069091
SCE | MW | Commercial | Com - Retail (Large Single Level) | WholeBlg | No | HVAC - Energy Management System | 0.001313 | 0.0013314 | 0.0013513 | 0.0013713 | 0.0013925 | 0.0014127 | 0.0014312 | 0.0014499 | 0.0014672 | 0.0014856 | 0.0015034 | 0.0015214
SCE | MW | Commercial | Com - Retail (Large Single Level) | WholeBlg | No | WholeBlg - Com RET Level 1 | 19.0338 | 18.7407 | 18.4521 | 18.168 | 17.8882 | 17.6127 | 17.3415 | 17.0744 | 16.8115 | 16.5526 | 16.2976 | 16.0467
SCE | MW | Commercial | Com - Retail (Large Single Level) | WholeBlg | No | WholeBlg - Com RET Level 2 | 146.2958 | 144.0428 | 141.8246 | 139.6405 | 137.49 | 135.3727 | 133.2879 | 131.2353 | 129.2143 | 127.2244 | 125.2651 | 123.336
SCE | MW | Commercial | Com - Retail (Small) | AppPlug | No | AppPlug - Computer Monitor | 2.6429 | 2.6801 | 2.72 | 2.7603 | 0 | 0 | 0 | 0 | 0 | 0 | 0 | 0
SCE | MW | Commercial | Com - Retail (Small) | AppPlug | No | AppPlug - Desktop Computer (Com - Power Management) | 1.2123 | 1.2294 | 1.2477 | 1.2662 | 1.2858 | 1.3044 | 1.3215 | 1.3388 | 1.3548 | 1.3717 | 1.3881 | 1.4048
SCE | MW | Commercial | Com - Retail (Small) | AppPlug | No | AppPlug - Occupancy Sensor Plug Strip | 1.3965 | 1.4162 | 1.4372 | 1.4585 | 1.4811 | 1.5026 | 1.5223 | 1.5422 | 1.5606 | 1.5801 | 1.599 | 1.6182
SCE | MW | Commercial | Com - Retail (Small) | BldgEnv | No | BldgEnv - Wall Spray On Insulation | 9.4668 | 9.321 | 9.1774 | 9.0361 | 8.8969 | 8.7599 | 8.625 | 8.4922 | 8.3614 | 8.2327 | 8.1059 | 7.981
SCE | MW | Commercial | Com - Retail (Small) | BldgEnv | No | BldgEnv - Window Film | 15.6117 | 15.3712 | 15.1345 | 14.9015 | 14.672 | 14.446 | 14.2236 | 14.0045 | 13.7888 | 13.5765 | 13.3674 | 13.1616
SCE | MW | Commercial | Com - Retail (Small) | FoodServ | No | FoodServ - Electric Steamer | 0.089293 | 0.090549 | 0.091898 | 0.093259 | 0.094705 | 0.096075 | 0.097336 | 0.098606 | 0.099784 | 0.10103 | 0.10224 | 0.10347
SCE | MW | Commercial | Com - Retail (Small) | HVAC | Yes | HVAC - Advanced Package Rooftop AC (> EER 12) - Emerging | 0 | 15.9796 | 15.7335 | 15.4912 | 15.2527 | 15.0178 | 14.7865 | 14.5588 | 14.3346 | 14.1138 | 13.8965 | 13.6825
SCE | MW | Commercial | Com - Retail (Small) | HVAC | No | HVAC - Direct Evaporative Cooler | 1.9017 | 1.9285 | 1.9572 | 1.9862 | 2.017 | 2.0462 | 2.073 | 2.1001 | 2.1251 | 2.1518 | 2.1775 | 2.2036
SCE | MW | Commercial | Com - Retail (Small) | HVAC | No | HVAC - EER Rated Package Rooftop AC (EER 11) | 0 | 0 | 0 | 0 | 0 | 1.3683 | 1.5849 | 1.8007 | 2.0068 | 2.2176 | 2.4232 | 2.6288
SCE | MW | Commercial | Com - Retail (Small) | HVAC | No | HVAC - EER Rated Package Rooftop HP (EER 11) | 1.4632 | 0.091205 | 0.13881 | 0.18626 | 0 | 0 | 0 | 0 | 0 | 0 | 0 | 0
SCE | MW | Commercial | Com - Retail (Small) | HVAC | No | HVAC - Repair Duct System | 6.975 | 6.8676 | 6.7618 | 6.6577 | 0 | 0 | 0 | 0 | 0 | 0 | 0 | 0
SCE | MW | Commercial | Com - Retail (Small) | HVAC | No | HVAC - SEER Rated Package Rooftop AC (Recharge) | 9.2478 | 9.1054 | 8.9652 | 8.8271 | 8.6912 | 8.5573 | 8.4255 | 8.2958 | 8.168 | 8.0422 | 7.9184 | 7.7964
SCE | MW | Commercial | Com - Retail (Small) | HVAC | No | HVAC - SEER Rated Package Rooftop AC (SEER 14) | 8.7912 | 8.9175 | 0 | 0 | 0 | 0 | 0 | 0 | 0 | 0 | 0 | 0
SCE | MW | Commercial | Com - Retail (Small) | HVAC | No | HVAC - SEER Rated Package Rooftop AC (SEER 15) | 0 | 0 | 11.8857 | 12.0123 | 12.1488 | 12.2772 | 12.3937 | 12.5118 | 12.6198 | 12.7363 | 12.8484 | 12.9629
SCE | MW | Commercial | Com - Retail (Small) | HVAC | No | HVAC - SEER Rated Package Rooftop HP (SEER 15) | 9.7481 | 9.933 | 4.7029 | 4.7946 | 4.8911 | 4.983 | 5.0682 | 5.1539 | 5.2339 | 5.318 | 5.3995 | 5.4818
SCE | MW | Commercial | Com - Retail (Small) | HVAC | No | HVAC - SEER Rated Split System AC (SEER 14) | 3.2641 | 3.3063 | 3.3517 | 0 | 0 | 0 | 0 | 0 | 0 | 0 | 0 | 0
SCE | MW | Commercial | Com - Retail (Small) | HVAC | No | HVAC - SEER Rated Split System AC (SEER 15) | 0 | 0 | 0 | 4.6326 | 4.6888 | 4.7418 | 4.7901 | 4.8389 | 4.8837 | 4.9319 | 4.9782 | 5.0255
SCE | MW | Commercial | Com - Retail (Small) | HVAC | No | HVAC - SEER Rated Split System HP (SEER 15) | 5.8116 | 5.8995 | 2.7827 | 2.8267 | 2.8733 | 2.9176 | 2.9584 | 2.9995 | 3.0376 | 3.078 | 3.1171 | 3.1567
SCE | MW | Commercial | Com - Retail (Small) | Lighting | Yes | Lighting - LED Fixture (Replacing T8) - Emerging | 46.5322 | 48.1157 | 49.7756 | 51.7056 | 53.48 | 55.2396 | 56.7166 | 58.2187 | 59.6845 | 61.2123 | 62.7335 | 64.0222
SCE | MW | Commercial | Com - Retail (Small) | Lighting | Yes | Lighting - LED Lamp (Basic High - Indoor) - Emerging | 4.049 | 4.1806 | 4.3091 | 4.421 | 4.5384 | 0.59847 | 0.6115 | 0.62342 | 0.63485 | 0.6455 | 0.65595 | 0.66658
SCE | MW | Commercial | Com - Retail (Small) | Lighting | Yes | Lighting - LED Lamp (Basic Low - Indoor) - Emerging | 13.5484 | 14.0077 | 14.4551 | 14.8423 | 15.2485 | 2.3835 | 2.4368 | 2.4854 | 2.5321 | 2.5811 | 2.6236 | 2.6668
SCE | MW | Commercial | Com - Retail (Small) | Lighting | Yes | Lighting - LED Plug-In Indoor Fixture - Emerging | 6.8885 | 7.0893 | 7.277 | 7.4206 | 7.5963 | 0.44024 | 0.44814 | 0.45756 | 0.46449 | 0.47251 | 0.47965 | 0.48765
SCE | MW | Commercial | Com - Retail (Small) | Lighting | No | Lighting - Cold Cathode Lamp | 0.080678 | 0.081813 | 0.083031 | 0.084261 | 0.085568 | 0 | 0 | 0 | 0 | 0 | 0 | 0
SCE | MW | Commercial | Com - Retail (Small) | Lighting | No | Lighting - Compact Fluorescent Fixture (Indoor) | 13.0627 | 13.2471 | 13.4451 | 13.6448 | 13.8571 | 0 | 0 | 0 | 0 | 0 | 0 | 0
SCE | MW | Commercial | Com - Retail (Small) | Lighting | No | Lighting - Exit Fixture (LED) | 0.80548 | 0.79307 | 0.78086 | 0.76883 | 0.75699 | 0.74534 | 0.73386 | 0.72256 | 0.71143 | 0.70047 | 0.68969 | 0.67906
SCE | MW | Commercial | Com - Retail (Small) | Lighting | No | Lighting - Halogen Lamp (A-Line) | 0.024931 | 0.025282 | 0.025659 | 0.026038 | 0.026442 | 0 | 0 | 0 | 0 | 0 | 0 | 0
SCE | MW | Commercial | Com - Retail (Small) | Lighting | No | Lighting - High Bay HID to T5 | 11.274 | 11.4358 | 11.6093 | 11.7843 | 11.9703 | 12.1464 | 12.3086 | 12.4721 | 12.6236 | 12.7844 | 12.9398 | 13.0974
SCE | MW | Commercial | Com - Retail (Small) | Lighting | No | Lighting - Induction Fixture (Indoor) | 1.7349 | 1.7593 | 1.7855 | 1.8119 | 1.84 | 1.8666 | 1.8911 | 1.9158 | 1.9387 | 1.963 | 1.9864 | 2.0103
SCE | MW | Commercial | Com - Retail (Small) | Lighting | No | Lighting - Induction Fixture (Outdoor) | 0.74006 | 0.75047 | 0.76165 | 0.77293 | 0.78492 | 0.79627 | 0.80672 | 0.81725 | 0.82701 | 0.83736 | 0.84737 | 0.85753
SCE | MW | Commercial | Com - Retail (Small) | Lighting | No | Lighting - Linear Fluorescent Delamping | 0.1146 | 0.11284 | 0.083324 | 0.054694 | 0 | 0 | 0 | 0 | 0 | 0 | 0 | 0
SCE | MW | Commercial | Com - Retail (Small) | Lighting | No | Lighting - Low Bay HID to T5 | 0 | 0 | 2.1317 | 2.1639 | 2.198 | 2.2303 | 2.2601 | 2.2901 | 2.318 | 2.3475 | 2.376 | 2.405
SCE | MW | Commercial | Com - Retail (Small) | Lighting | No | Lighting - Plug-In Fixture (Linear Fluorescent) | 6.1715 | 6.2601 | 6.3551 | 6.4509 | 6.5526 | 0 | 0 | 0 | 0 | 0 | 0 | 0
SCE | MW | Commercial | Com - Retail (Small) | Lighting | No | Lighting - Plug-In Fixture (PSMH with Electronic Ballast) | 3.3202 | 3.3679 | 3.419 | 3.4705 | 3.5253 | 3.5771 | 3.6249 | 3.673 | 3.7177 | 3.765 | 3.8108 | 3.8572
SCE | MW | Commercial | Com - Retail (Small) | SHW | No | SHW - EF Rated Instantaneous Water Heater (Electric) | 0.0059047 | 0.0059837 | 0.0060687 | 0.0061545 | 0.0062458 | 0.0063323 | 0.0064117 | 0.0064918 | 0.0065659 | 0.0066447 | 0.0067209 | 0.0067982
SCE | MW | Commercial | Com - Retail (Small) | Service | No | HVAC - Comprehensive Rooftop Unit Quality Maintenance | 9.4157e-06 | 9.2707e-06 | 9.1279e-06 | 8.9873e-06 | 8.8489e-06 | 8.7126e-06 | 8.5785e-06 | 8.4464e-06 | 8.3163e-06 | 8.1882e-06 | 8.0621e-06 | 7.938e-06
SCE | MW | Commercial | Com - Retail (Small) | Service | No | Service - HVAC Fault Detection & Diagnositics | 0.011398 | 0.011559 | 0.011731 | 0.011904 | 0.012089 | 0.012264 | 0.012425 | 0.012587 | 0.012737 | 0.012897 | 0.013051 | 0.013207
SCE | MW | Commercial | Com - Retail (Small) | Service | No | Service - Retro-Commissioning (Electric) | 0.081953 | 0.080691 | 0.079448 | 0.078224 | 0.07702 | 0.075834 | 0.074666 | 0.073516 | 0.072384 | 0.071269 | 0.070172 | 0.069091
SCE | MW | Commercial | Com - Retail (Small) | WholeBlg | No | HVAC - Energy Management System | 0.001313 | 0.0013314 | 0.0013513 | 0.0013713 | 0.0013925 | 0.0014127 | 0.0014312 | 0.0014499 | 0.0014672 | 0.0014856 | 0.0015034 | 0.0015214
SCE | MW | Commercial | Com - Retail (Small) | WholeBlg | No | WholeBlg - Com RET Level 1 | 19.7531 | 19.4489 | 19.1494 | 18.8545 | 18.5641 | 18.2783 | 17.9968 | 17.7196 | 17.4467 | 17.1781 | 16.9135 | 16.653
SCE | MW | Commercial | Com - Retail (Small) | WholeBlg | No | WholeBlg - Com RET Level 2 | 149.64 | 147.3356 | 145.0666 | 142.8326 | 140.633 | 138.4672 | 136.3348 | 134.2353 | 132.1681 | 130.1327 | 128.1286 | 126.1554
SCE | MW | Commercial | Com - Storage (Conditioned) | AppPlug | No | AppPlug - Computer Monitor | 1.5525 | 1.5744 | 1.5978 | 1.6215 | 0 | 0 | 0 | 0 | 0 | 0 | 0 | 0
SCE | MW | Commercial | Com - Storage (Conditioned) | AppPlug | No | AppPlug - Desktop Computer (Com - Power Management) | 0.71216 | 0.72218 | 0.73294 | 0.74379 | 0.75532 | 0.76625 | 0.7763 | 0.78644 | 0.79583 | 0.80579 | 0.81543 | 0.8252
SCE | MW | Commercial | Com - Storage (Conditioned) | AppPlug | No | AppPlug - Occupancy Sensor Plug Strip | 0.82034 | 0.83188 | 0.84427 | 0.85677 | 0.87006 | 0.88264 | 0.89423 | 0.9059 | 0.91672 | 0.9282 | 0.93929 | 0.95056
SCE | MW | Commercial | Com - Storage (Conditioned) | BldgEnv | No | BldgEnv - Attic Batt Insulation | 0.3477 | 0.34234 | 0.33707 | 0.33188 | 0 | 0 | 0 | 0 | 0 | 0 | 0 | 0
SCE | MW | Commercial | Com - Storage (Conditioned) | BldgEnv | No | BldgEnv - Wall Spray On Insulation | 5.325 | 5.243 | 5.1623 | 5.0828 | 5.0045 | 4.9274 | 4.8515 | 4.7768 | 4.7033 | 4.6308 | 4.5595 | 4.4893
SCE | MW | Commercial | Com - Storage (Conditioned) | BldgEnv | No | BldgEnv - Window Film | 3.0856 | 3.0381 | 2.9913 | 2.9452 | 0 | 2.8552 | 2.8113 | 2.768 | 2.7253 | 2.6834 | 2.642 | 2.6014
SCE | MW | Commercial | Com - Storage (Conditioned) | ComRefrig | No | ComRefrig - Strip Curtain for Walk In Refrigerator | 0.22809 | 0.22458 | 0.22112 | 0.21772 | 0.21436 | 0.21106 | 0.20781 | 0.20461 | 0.20146 | 0.19836 | 0.1953 | 0.1923
SCE | MW | Commercial | Com - Storage (Conditioned) | HVAC | No | HVAC - Direct Evaporative Cooler | 0.5778 | 0.58593 | 0.59466 | 0.60346 | 0.61282 | 0.62168 | 0.62984 | 0.63806 | 0.64568 | 0.65377 | 0.66158 | 0.66952
SCE | MW | Commercial | Com - Storage (Conditioned) | HVAC | No | HVAC - EER Rated Package Rooftop HP (EER 11) | 0.32599 | 0.32982 | 0.33396 | 0.33815 | 0 | 0 | 0 | 0 | 0 | 0 | 0 | 0
SCE | MW | Commercial | Com - Storage (Conditioned) | HVAC | No | HVAC - Repair Duct System | 2.3962 | 2.3593 | 2.323 | 2.2872 | 0 | 0 | 0 | 0 | 0 | 0 | 0 | 0
SCE | MW | Commercial | Com - Storage (Conditioned) | HVAC | No | HVAC - SEER Rated Package Rooftop AC (Recharge) | 2.3718 | 2.3352 | 2.2993 | 2.2639 | 0 | 0 | 0 | 0 | 0 | 0 | 0 | 0
SCE | MW | Commercial | Com - Storage (Conditioned) | HVAC | No | HVAC - SEER Rated Package Rooftop AC (SEER 14) | 2.3762 | 2.3978 | 0 | 0 | 0 | 0 | 0 | 0 | 0 | 0 | 0 | 0
SCE | MW | Commercial | Com - Storage (Conditioned) | HVAC | No | HVAC - SEER Rated Package Rooftop AC (SEER 15) | 0 | 0 | 2.8695 | 2.8623 | 2.8567 | 2.8503 | 2.843 | 2.8361 | 2.8283 | 2.8219 | 2.8153 | 2.8092
SCE | MW | Commercial | Com - Storage (Conditioned) | HVAC | No | HVAC - SEER Rated Package Rooftop HP (SEER 15) | 2.2194 | 2.2507 | 1.0606 | 1.0763 | 1.093 | 1.1088 | 1.1234 | 1.1381 | 1.1517 | 1.1662 | 1.1801 | 1.1943
SCE | MW | Commercial | Com - Storage (Conditioned) | HVAC | No | HVAC - SEER Rated Split System AC (SEER 14) | 1.0855 | 1.0992 | 1.114 | 0 | 0 | 0 | 0 | 0 | 0 | 0 | 0 | 0
SCE | MW | Commercial | Com - Storage (Conditioned) | HVAC | No | HVAC - SEER Rated Split System AC (SEER 15) | 0 | 0 | 0 | 1.1384 | 1.144 | 1.1492 | 1.1535 | 1.158 | 1.1619 | 1.1664 | 1.1707 | 1.1752
SCE | MW | Commercial | Com - Storage (Conditioned) | HVAC | No | HVAC - SEER Rated Split System HP (SEER 15) | 1.5042 | 1.5231 | 0.7166 | 0.72615 | 0.73635 | 0.74598 | 0.75481 | 0.76373 | 0.77196 | 0.78073 | 0.78921 | 0.79782
SCE | MW | Commercial | Com - Storage (Conditioned) | Lighting | Yes | Lighting - LED Fixture (Replacing T8) - Emerging | 9.9337 | 10.2544 | 10.5902 | 10.9828 | 11.3412 | 11.6965 | 11.9922 | 12.2929 | 12.5861 | 12.8918 | 13.196 | 13.4511
SCE | MW | Commercial | Com - Storage (Conditioned) | Lighting | Yes | Lighting - LED Lamp (Basic High - Indoor) - Emerging | 0.039516 | 0.040743 | 0.041938 | 0.04297 | 0.044053 | 0.0058019 | 0.0059214 | 0.00603 | 0.0061342 | 0.0062306 | 0.0063251 | 0.0064213
SCE | MW | Commercial | Com - Storage (Conditioned) | Lighting | Yes | Lighting - LED Lamp (Basic Low - Indoor) - Emerging | 0.37867 | 0.39097 | 0.4029 | 0.41314 | 0.42388 | 0.066174 | 0.067577 | 0.068848 | 0.070068 | 0.071348 | 0.07245 | 0.073573
SCE | MW | Commercial | Com - Storage (Conditioned) | Lighting | Yes | Lighting - LED Plug-In Indoor Fixture - Emerging | 3.4137 | 3.5083 | 3.5963 | 3.6624 | 3.7441 | 0.21672 | 0.22035 | 0.22473 | 0.22789 | 0.23159 | 0.23485 | 0.23854
SCE | MW | Commercial | Com - Storage (Conditioned) | Lighting | No | Lighting - Cold Cathode Lamp | 0.031333 | 0.031774 | 0.032247 | 0.032725 | 0.033232 | 0 | 0 | 0 | 0 | 0 | 0 | 0
SCE | MW | Commercial | Com - Storage (Conditioned) | Lighting | No | Lighting - Compact Fluorescent Fixture (Indoor) | 0.44633 | 0.45201 | 0.45813 | 0.46432 | 0.47092 | 0 | 0 | 0 | 0 | 0 | 0 | 0
SCE | MW | Commercial | Com - Storage (Conditioned) | Lighting | No | Lighting - Exit Fixture (LED) | 0.50584 | 0.49805 | 0.49038 | 0.48283 | 0.47539 | 0.46807 | 0.46086 | 0.45377 | 0.44678 | 0.4399 | 0.43312 | 0.42645
SCE | MW | Commercial | Com - Storage (Conditioned) | Lighting | No | Lighting - Halogen Lamp (A-Line) | 0.014645 | 0.014851 | 0.015072 | 0.015296 | 0.015533 | 0 | 0 | 0 | 0 | 0 | 0 | 0
SCE | MW | Commercial | Com - Storage (Conditioned) | Lighting | No | Lighting - High Bay HID to T5 | 0.089716 | 0.090849 | 0.092072 | 0.093307 | 0.094625 | 0.095871 | 0.097014 | 0.098167 | 0.099232 | 0.10037 | 0.10146 | 0.10258
SCE | MW | Commercial | Com - Storage (Conditioned) | Lighting | No | Lighting - Induction Fixture (Indoor) | 1.0108 | 1.025 | 1.0403 | 1.0557 | 1.0721 | 1.0876 | 1.1019 | 1.1162 | 1.1296 | 1.1437 | 1.1574 | 1.1713
SCE | MW | Commercial | Com - Storage (Conditioned) | Lighting | No | Lighting - Induction Fixture (Outdoor) | 0.43473 | 0.44085 | 0.44741 | 0.45404 | 0.46108 | 0.46775 | 0.47388 | 0.48007 | 0.4858 | 0.49189 | 0.49777 | 0.50374
SCE | MW | Commercial | Com - Storage (Conditioned) | Lighting | No | Lighting - Linear Fluorescent Delamping | 0.053586 | 0.052761 | 0.038961 | 0.025574 | 0 | 0 | 0 | 0 | 0 | 0 | 0 | 0
SCE | MW | Commercial | Com - Storage (Conditioned) | Lighting | No | Lighting - Low Bay HID to T5 | 0 | 0 | 0 | 0 | 0.29876 | 0.34904 | 0.3532 | 0.3574 | 0.36128 | 0.36541 | 0.3694 | 0.37345
SCE | MW | Commercial | Com - Storage (Conditioned) | Lighting | No | Lighting - Plug-In Fixture (Linear Fluorescent) | 3.1693 | 3.2093 | 3.2525 | 3.2961 | 3.3427 | 0 | 0 | 0 | 0 | 0 | 0 | 0
SCE | MW | Commercial | Com - Storage (Conditioned) | Lighting | No | Lighting - Plug-In Fixture (PSMH with Electronic Ballast) | 1.705 | 1.7266 | 1.7498 | 1.7733 | 1.7983 | 1.822 | 1.8437 | 1.8656 | 1.8859 | 1.9074 | 1.9283 | 1.9494
SCE | MW | Commercial | Com - Storage (Conditioned) | SHW | No | SHW - EF Rated Instantaneous Water Heater (Electric) | 0.00092301 | 0.0009362 | 0.00095035 | 0.00096463 | 0.00097979 | 0.00099415 | 0.0010074 | 0.0010207 | 0.0010331 | 0.0010462 | 0.0010588 | 0.0010717
SCE | MW | Commercial | Com - Storage (Conditioned) | Service | No | HVAC - Comprehensive Rooftop Unit Quality Maintenance | 5.531e-06 | 5.4458e-06 | 5.3619e-06 | 5.2794e-06 | 5.1981e-06 | 5.118e-06 | 5.0392e-06 | 4.9616e-06 | 4.8852e-06 | 4.81e-06 | 4.7359e-06 | 4.6629e-06
SCE | MW | Commercial | Com - Storage (Conditioned) | Service | No | Service - HVAC Fault Detection & Diagnositics | 0.0066956 | 0.0067898 | 0.0068909 | 0.0069929 | 0.0071014 | 0.0072041 | 0.0072986 | 0.0073939 | 0.0074822 | 0.0075759 | 0.0076665 | 0.0077584
SCE | MW | Commercial | Com - Storage (Conditioned) | Service | No | Service - Retro-Commissioning (Electric) | 0.048141 | 0.0474 | 0.04667 | 0.045951 | 0.045243 | 0.044546 | 0.04386 | 0.043185 | 0.04252 | 0.041865 | 0.04122 | 0.040586
SCE | MW | Commercial | Com - Storage (Conditioned) | WholeBlg | No | HVAC - Energy Management System | 0.00077127 | 0.00078212 | 0.00079377 | 0.00080552 | 0.00081802 | 0.00082985 | 0.00084073 | 0.00085171 | 0.00086188 | 0.00087267 | 0.00088311 | 0.00089369
SCE | MW | Commercial | Com - Storage (Conditioned) | WholeBlg | No | WholeBlg - Com RET Level 1 | 6.1993 | 6.1038 | 6.0098 | 5.9173 | 5.8262 | 5.7364 | 5.6481 | 5.5611 | 5.4755 | 5.3912 | 5.3081 | 5.2264
SCE | MW | Commercial | Com - Storage (Conditioned) | WholeBlg | No | WholeBlg - Com RET Level 2 | 39.8034 | 39.1904 | 38.5869 | 37.9926 | 37.4075 | 36.8315 | 36.2642 | 35.7058 | 35.1559 | 34.6145 | 34.0814 | 33.5566
SCE | MW | Commercial | Com - Storage (Unconditioned) | AppPlug | No | AppPlug - Computer Monitor | 3.8813 | 3.9359 | 3.9945 | 4.0536 | 0 | 0 | 0 | 0 | 0 | 0 | 0 | 0
SCE | MW | Commercial | Com - Storage (Unconditioned) | AppPlug | No | AppPlug - Desktop Computer (Com - Power Management) | 1.7804 | 1.8054 | 1.8323 | 1.8595 | 1.8883 | 1.9156 | 1.9408 | 1.9661 | 1.9896 | 2.0145 | 2.0386 | 2.063
SCE | MW | Commercial | Com - Storage (Unconditioned) | AppPlug | No | AppPlug - Occupancy Sensor Plug Strip | 2.0508 | 2.0797 | 2.1107 | 2.1419 | 2.1752 | 2.2066 | 2.2356 | 2.2647 | 2.2918 | 2.3205 | 2.3482 | 2.3764
SCE | MW | Commercial | Com - Storage (Unconditioned) | BldgEnv | No | BldgEnv - Window Film | 8.2552 | 8.1281 | 8.0029 | 7.8797 | 7.7584 | 7.6389 | 7.5212 | 7.4054 | 7.2914 | 7.1791 | 7.0685 | 6.9597
SCE | MW | Commercial | Com - Storage (Unconditioned) | Lighting | Yes | Lighting - LED Fixture (Replacing T8) - Emerging | 18.9222 | 19.5607 | 20.23 | 21.0088 | 21.724 | 22.4332 | 23.0277 | 23.6324 | 24.2223 | 24.8372 | 25.4494 | 25.9672
SCE | MW | Commercial | Com - Storage (Unconditioned) | Lighting | Yes | Lighting - LED Lamp (Basic High - Indoor) - Emerging | 0.075997 | 0.078463 | 0.080871 | 0.082968 | 0.085167 | 0.01123 | 0.011474 | 0.011698 | 0.011912 | 0.012111 | 0.012307 | 0.012505
SCE | MW | Commercial | Com - Storage (Unconditioned) | Lighting | Yes | Lighting - LED Lamp (Basic Low - Indoor) - Emerging | 0.72827 | 0.75292 | 0.77693 | 0.7977 | 0.81949 | 0.12809 | 0.13095 | 0.13356 | 0.13606 | 0.13869 | 0.14096 | 0.14328
SCE | MW | Commercial | Com - Storage (Unconditioned) | Lighting | Yes | Lighting - LED Plug-In Indoor Fixture - Emerging | 6.5652 | 6.7563 | 6.9348 | 7.0714 | 7.2384 | 0.41948 | 0.42699 | 0.43595 | 0.44253 | 0.45015 | 0.45694 | 0.46455
SCE | MW | Commercial | Com - Storage (Unconditioned) | Lighting | No | Lighting - Cold Cathode Lamp | 0.059343 | 0.060178 | 0.061075 | 0.061979 | 0.06294 | 0 | 0 | 0 | 0 | 0 | 0 | 0
SCE | MW | Commercial | Com - Storage (Unconditioned) | Lighting | No | Lighting - Compact Fluorescent Fixture (Indoor) | 0.85839 | 0.87047 | 0.88343 | 0.89651 | 0.91042 | 0 | 0 | 0 | 0 | 0 | 0 | 0
SCE | MW | Commercial | Com - Storage (Unconditioned) | Lighting | No | Lighting - Exit Fixture (LED) | 0.86146 | 0.8482 | 0.83513 | 0.82227 | 0.80961 | 0.79714 | 0.78487 | 0.77278 | 0.76088 | 0.74916 | 0.73762 | 0.72626
SCE | MW | Commercial | Com - Storage (Unconditioned) | Lighting | No | Lighting - Halogen Lamp (A-Line) | 0.036613 | 0.037128 | 0.037681 | 0.038239 | 0.038832 | 0 | 0 | 0 | 0 | 0 | 0 | 0
SCE | MW | Commercial | Com - Storage (Unconditioned) | Lighting | No | Lighting - High Bay HID to T5 | 0.1709 | 0.1733 | 0.17588 | 0.17849 | 0.18125 | 0.18388 | 0.18629 | 0.18872 | 0.19097 | 0.19337 | 0.19568 | 0.19802
SCE | MW | Commercial | Com - Storage (Unconditioned) | Lighting | No | Lighting - Induction Fixture (Indoor) | 2.0714 | 2.1005 | 2.1318 | 2.1634 | 2.1969 | 2.2287 | 2.2579 | 2.2874 | 2.3147 | 2.3437 | 2.3717 | 2.4002
SCE | MW | Commercial | Com - Storage (Unconditioned) | Lighting | No | Lighting - Induction Fixture (Outdoor) | 1.0868 | 1.1021 | 1.1185 | 1.1351 | 1.1527 | 1.1694 | 1.1847 | 1.2002 | 1.2145 | 1.2297 | 1.2444 | 1.2593
SCE | MW | Commercial | Com - Storage (Unconditioned) | Lighting | No | Lighting - Linear Fluorescent Delamping | 0.10083 | 0.099282 | 0.073315 | 0.048124 | 0 | 0 | 0 | 0 | 0 | 0 | 0 | 0
SCE | MW | Commercial | Com - Storage (Unconditioned) | Lighting | No | Lighting - Low Bay HID to T5 | 0 | 0 | 0 | 0 | 0.6599 | 0.66945 | 0.67823 | 0.68708 | 0.69529 | 0.704 | 0.71241 | 0.72095
SCE | MW | Commercial | Com - Storage (Unconditioned) | Lighting | No | Lighting - Plug-In Fixture (Linear Fluorescent) | 6.037 | 6.1219 | 6.2131 | 6.3051 | 6.4029 | 0 | 0 | 0 | 0 | 0 | 0 | 0
SCE | MW | Commercial | Com - Storage (Unconditioned) | Lighting | No | Lighting - Plug-In Fixture (PSMH with Electronic Ballast) | 3.2478 | 3.2935 | 3.3426 | 3.3921 | 3.4447 | 3.4945 | 3.5404 | 3.5866 | 3.6294 | 3.6749 | 3.7188 | 3.7634
SCE | MW | Commercial | Com - Storage (Unconditioned) | SHW | No | SHW - EF Rated Instantaneous Water Heater (Electric) | 0.0016475 | 0.0016719 | 0.001698 | 0.0017242 | 0.0017521 | 0.0017786 | 0.001803 | 0.0018275 | 0.0018503 | 0.0018744 | 0.0018978 | 0.0019214
SCE | MW | Commercial | Com - Storage (Unconditioned) | Service | No | HVAC - Comprehensive Rooftop Unit Quality Maintenance | 1.3827e-05 | 1.3615e-05 | 1.3405e-05 | 1.3198e-05 | 1.2995e-05 | 1.2795e-05 | 1.2598e-05 | 1.2404e-05 | 1.2213e-05 | 1.2025e-05 | 1.184e-05 | 1.1657e-05
SCE | MW | Commercial | Com - Storage (Unconditioned) | Service | No | Service - HVAC Fault Detection & Diagnositics | 0.016739 | 0.016974 | 0.017227 | 0.017482 | 0.017753 | 0.01801 | 0.018247 | 0.018485 | 0.018705 | 0.01894 | 0.019166 | 0.019396
SCE | MW | Commercial | Com - Storage (Unconditioned) | Service | No | Service - Retro-Commissioning (Electric) | 0.12035 | 0.1185 | 0.11667 | 0.11488 | 0.11311 | 0.11137 | 0.10965 | 0.10796 | 0.1063 | 0.10466 | 0.10305 | 0.10146
SCE | MW | Commercial | Com - Storage (Unconditioned) | WholeBlg | No | HVAC - Energy Management System | 0.0019282 | 0.0019553 | 0.0019844 | 0.0020138 | 0.002045 | 0.0020746 | 0.0021018 | 0.0021293 | 0.0021547 | 0.0021817 | 0.0022078 | 0.0022342
SCE | MW | Commercial | Com - Storage (Unconditioned) | WholeBlg | No | WholeBlg - Com RET Level 1 | 3.5489 | 3.4943 | 3.4405 | 3.3875 | 3.3353 | 3.284 | 3.2334 | 3.1836 | 3.1346 | 3.0863 | 3.0388 | 2.992
SCE | MW | Commercial | Com - Storage (Unconditioned) | WholeBlg | No | WholeBlg - Com RET Level 2 | 32.4752 | 31.9751 | 31.4827 | 30.9979 | 30.5205 | 30.0505 | 29.5877 | 29.132 | 28.6834 | 28.2417 | 27.8068 | 27.3785
SCE | MW | Commercial | Com - Warehouse (Refrigerated) | AppPlug | No | AppPlug - Computer Monitor | 0.30931 | 0.31366 | 0.31833 | 0.32305 | 0 | 0 | 0 | 0 | 0 | 0 | 0 | 0
SCE | MW | Commercial | Com - Warehouse (Refrigerated) | AppPlug | No | AppPlug - Desktop Computer (Com - Power Management) | 0.14189 | 0.14388 | 0.14603 | 0.14819 | 0.15049 | 0.15266 | 0.15466 | 0.15668 | 0.15855 | 0.16054 | 0.16246 | 0.16441
SCE | MW | Commercial | Com - Warehouse (Refrigerated) | AppPlug | No | AppPlug - Occupancy Sensor Plug Strip | 0.16344 | 0.16574 | 0.16821 | 0.1707 | 0.17334 | 0.17585 | 0.17816 | 0.18048 | 0.18264 | 0.18493 | 0.18714 | 0.18938
SCE | MW | Commercial | Com - Warehouse (Refrigerated) | BldgEnv | No | BldgEnv - Wall Spray On Insulation | 1.1079 | 1.0909 | 1.0741 | 1.0575 | 1.0412 | 1.0252 | 1.0094 | 0.99388 | 0.97857 | 0.9635 | 0.94866 | 0.93405
SCE | MW | Commercial | Com - Warehouse (Refrigerated) | BldgEnv | No | BldgEnv - Window Film | 0.46585 | 0.45867 | 0.45161 | 0.44465 | 0.43781 | 0.43106 | 0.42443 | 0.41789 | 0.41145 | 0.40512 | 0.39888 | 0.39274
SCE | MW | Commercial | Com - Warehouse (Refrigerated) | ComRefrig | No | ComRefrig - Strip Curtain for Walk In Refrigerator | 0.045444 | 0.044744 | 0.044055 | 0.043376 | 0.042708 | 0.042051 | 0.041403 | 0.040765 | 0.040138 | 0.03952 | 0.038911 | 0.038312
SCE | MW | Commercial | Com - Warehouse (Refrigerated) | Lighting | Yes | Lighting - LED Fixture (Replacing T8) - Emerging | 1.5243 | 1.5761 | 1.6303 | 1.6934 | 1.7514 | 1.8089 | 1.8571 | 1.9062 | 1.9541 | 2.004 | 2.0536 | 2.0957
SCE | MW | Commercial | Com - Warehouse (Refrigerated) | Lighting | Yes | Lighting - LED Lamp (Basic High - Indoor) - Emerging | 0.0073642 | 0.0076053 | 0.0078411 | 0.0080465 | 0.0082621 | 0.0010897 | 0.0011137 | 0.0011356 | 0.0011566 | 0.0011762 | 0.0011955 | 0.0012151
SCE | MW | Commercial | Com - Warehouse (Refrigerated) | Lighting | Yes | Lighting - LED Lamp (Basic Low - Indoor) - Emerging | 0.07057 | 0.07298 | 0.075328 | 0.077364 | 0.079499 | 0.012429 | 0.01271 | 0.012966 | 0.013212 | 0.013469 | 0.013694 | 0.013922
SCE | MW | Commercial | Com - Warehouse (Refrigerated) | Lighting | Yes | Lighting - LED Plug-In Indoor Fixture - Emerging | 0.63617 | 0.65487 | 0.67237 | 0.6858 | 0.70219 | 0.040704 | 0.041442 | 0.042322 | 0.04297 | 0.04372 | 0.044388 | 0.045136
SCE | MW | Commercial | Com - Warehouse (Refrigerated) | Lighting | No | Lighting - Cold Cathode Lamp | 0.0064388 | 0.0065294 | 0.0066267 | 0.0067248 | 0.0068291 | 0 | 0 | 0 | 0 | 0 | 0 | 0
SCE | MW | Commercial | Com - Warehouse (Refrigerated) | Lighting | No | Lighting - Compact Fluorescent Fixture (Indoor) | 0.083179 | 0.084374 | 0.085655 | 0.086947 | 0.08832 | 0 | 0 | 0 | 0 | 0 | 0 | 0
SCE | MW | Commercial | Com - Warehouse (Refrigerated) | Lighting | No | Lighting - Halogen Lamp (A-Line) | 0.0029178 | 0.0029588 | 0.0030029 | 0.0030474 | 0.0030946 | 0 | 0 | 0 | 0 | 0 | 0 | 0
SCE | MW | Commercial | Com - Warehouse (Refrigerated) | Lighting | No | Lighting - High Bay HID to T5 | 0.013767 | 0.013963 | 0.014174 | 0.014387 | 0.014613 | 0.014827 | 0.015024 | 0.015222 | 0.015406 | 0.015601 | 0.01579 | 0.015982
SCE | MW | Commercial | Com - Warehouse (Refrigerated) | Lighting | No | Lighting - Induction Fixture (Indoor) | 0.20139 | 0.20422 | 0.20726 | 0.21033 | 0.2136 | 0.21668 | 0.21953 | 0.22239 | 0.22505 | 0.22787 | 0.23059 | 0.23336
SCE | MW | Commercial | Com - Warehouse (Refrigerated) | Lighting | No | Lighting - Induction Fixture (Outdoor) | 0.086612 | 0.087831 | 0.089139 | 0.090459 | 0.091862 | 0.093191 | 0.094413 | 0.095646 | 0.096788 | 0.098 | 0.099172 | 0.10036
SCE | MW | Commercial | Com - Warehouse (Refrigerated) | Lighting | No | Lighting - Linear Fluorescent Delamping | 0.0063833 | 0.006285 | 0.0046411 | 0.0030464 | 0.0014998 | 0 | 0 | 0 | 0 | 0 | 0 | 0
SCE | MW | Commercial | Com - Warehouse (Refrigerated) | Lighting | No | Lighting - Low Bay HID to T5 | 0.050122 | 0.050837 | 0.051605 | 0.052379 | 0.053201 | 0.05398 | 0.054697 | 0.05542 | 0.05609 | 0.056801 | 0.057488 | 0.058185
SCE | MW | Commercial | Com - Warehouse (Refrigerated) | Lighting | No | Lighting - Occupancy Sensor | 0 | 0 | 0 | 0 | 0 | 0 | 0.14567 | 0.14757 | 0.14933 | 0.1512 | 0.153 | 0.15483
SCE | MW | Commercial | Com - Warehouse (Refrigerated) | Lighting | No | Lighting - Plug-In Fixture (Linear Fluorescent) | 0.58353 | 0.59186 | 0.6008 | 0.60981 | 0.61938 | 0 | 0 | 0 | 0 | 0 | 0 | 0
SCE | MW | Commercial | Com - Warehouse (Refrigerated) | Lighting | No | Lighting - Plug-In Fixture (MH Directional) | 0 | 0 | 0 | 0 | 0 | 0 | 0 | 0 | 0.033401 | 0.044105 | 0.044639 | 0.04518
SCE | MW | Commercial | Com - Warehouse (Refrigerated) | Lighting | No | Lighting - Plug-In Fixture (PSMH with Electronic Ballast) | 0.31394 | 0.31842 | 0.32322 | 0.32807 | 0.33322 | 0.3381 | 0.34259 | 0.34712 | 0.35132 | 0.35577 | 0.36007 | 0.36444
SCE | MW | Commercial | Com - Warehouse (Refrigerated) | Service | No | HVAC - Comprehensive Rooftop Unit Quality Maintenance | 1.102e-06 | 1.085e-06 | 1.0683e-06 | 1.0518e-06 | 1.0356e-06 | 1.0197e-06 | 1.004e-06 | 9.8851e-07 | 9.7329e-07 | 9.583e-07 | 9.4354e-07 | 9.2901e-07
SCE | MW | Commercial | Com - Warehouse (Refrigerated) | Service | No | Service - HVAC Fault Detection & Diagnositics | 0.001334 | 0.0013527 | 0.0013729 | 0.0013932 | 0.0014148 | 0.0014353 | 0.0014541 | 0.0014731 | 0.0014907 | 0.0015094 | 0.0015274 | 0.0015457
SCE | MW | Commercial | Com - Warehouse (Refrigerated) | Service | No | Service - Retro-Commissioning (Electric) | 0.0095912 | 0.0094435 | 0.0092981 | 0.0091549 | 0.0090139 | 0.0088751 | 0.0087384 | 0.0086039 | 0.0084714 | 0.0083409 | 0.0082125 | 0.008086
SCE | MW | Commercial | Com - Warehouse (Refrigerated) | WholeBlg | No | HVAC - Energy Management System | 0.00015366 | 0.00015582 | 0.00015814 | 0.00016049 | 0.00016298 | 0.00016533 | 0.0001675 | 0.00016969 | 0.00017171 | 0.00017387 | 0.00017594 | 0.00017805
SCE | MW | Commercial | Com - Warehouse (Refrigerated) | WholeBlg | No | WholeBlg - Com RET Level 1 | 0.48778 | 0.48027 | 0.47287 | 0.46559 | 0.45842 | 0.45136 | 0.44441 | 0.43756 | 0.43083 | 0.42419 | 0.41766 | 0.41123
SCE | MW | Commercial | Com - Warehouse (Refrigerated) | WholeBlg | No | WholeBlg - Com RET Level 2 | 3.2224 | 3.1728 | 3.124 | 3.0758 | 3.0285 | 2.9818 | 2.9359 | 2.8907 | 2.8462 | 2.8024 | 2.7592 | 2.7167
SCG | MM Therms | Commercial | Com - Assembly | HVAC | No | HVAC - Gas Furnace | 1.0737 | 1.0572 | 1.0409 | 1.0249 | 1.0091 | 0.99353 | 0.97823 | 0.96316 | 0.94833 | 0.93373 | 0.91935 | 0.90519
SCG | MM Therms | Commercial | Com - Assembly | SHW | Yes | SHW - EF Rated Storage Water Heater (Gas) - Emerging | 0 | 0 | 3.0159 | 3.0602 | 3.1066 | 3.151 | 3.1923 | 3.2338 | 3.2729 | 3.3144 | 3.3539 | 3.394
SCG | MM Therms | Commercial | Com - Assembly | SHW | Yes | SHW - ET Rated Storage Water Heater - Emerging | 9.587 | 9.5944 | 9.6077 | 9.6221 | 9.6414 | 9.658 | 9.6701 | 9.6834 | 9.6934 | 9.7086 | 9.7212 | 9.7358
SCG | MM Therms | Commercial | Com - Assembly | SHW | No | SHW - EF Rated Instantaneous Water Heater (Gas) | 1.9455 | 1.971 | 0.32084 | 0.35432 | 0.35936 | 0.36416 | 0.36862 | 0.37311 | 0.37732 | 0.38181 | 0.38609 | 0.39043
SCG | MM Therms | Commercial | Com - Assembly | SHW | No | SHW - EF Rated Storage Water Heater (Gas) | 0 | 0 | 0.015269 | 0 | 0 | 0 | 0 | 0 | 0 | 0 | 0 | 0
SCG | MM Therms | Commercial | Com - Assembly | SHW | No | SHW - Pipe and Tank Insulation | 0 | 0 | 0 | 0 | 0 | 0 | 2.9707 | 2.925 | 2.8799 | 2.8356 | 2.7919 | 2.7489
SCG | MM Therms | Commercial | Com - Assembly | Service | No | Service - Retro-Commissioning (Gas) | 0.29716 | 0.29258 | 0.28807 | 0.28364 | 0.27927 | 0.27497 | 0.27074 | 0.26657 | 0.26246 | 0.25842 | 0.25444 | 0.25052
SCG | MM Therms | Commercial | Com - Assembly | WholeBlg | No | HVAC - Energy Management System | 0.85266 | 0.86407 | 0.87628 | 0.88848 | 0.90133 | 0.91359 | 0.92498 | 0.93642 | 0.94719 | 0.95865 | 0.96956 | 0.98064
SCG | MM Therms | Commercial | Com - Assembly | WholeBlg | No | WholeBlg - Com RET Level 1 | 0.43064 | 0.42401 | 0.41748 | 0.41105 | 0.40472 | 0.39849 | 0.39235 | 0.38631 | 0.38036 | 0.3745 | 0.36873 | 0.36306
SCG | MM Therms | Commercial | Com - Assembly | WholeBlg | No | WholeBlg - Com RET Level 2 | 9.6328 | 9.4844 | 9.3384 | 9.1946 | 9.053 | 8.9135 | 8.7763 | 8.6411 | 8.508 | 8.377 | 8.248 | 8.121
SCG | MM Therms | Commercial | Com - Education (Community College) | FoodServ | No | FoodServ - Fryer (Gas) | 0.10181 | 0.10317 | 0.10463 | 0.10609 | 0.10762 | 0.10909 | 0.11045 | 0.11181 | 0.1131 | 0.11447 | 0.11577 | 0.11709
SCG | MM Therms | Commercial | Com - Education (Community College) | FoodServ | No | FoodServ - Oven (Gas) | 0.13469 | 0.13649 | 0.13842 | 0.14035 | 0.14237 | 0.14431 | 0.14611 | 0.14792 | 0.14962 | 0.15143 | 0.15315 | 0.1549
SCG | MM Therms | Commercial | Com - Education (Community College) | HVAC | No | HVAC - AFUE Rated Boiler (High) | 1.2903 | 1.2914 | 1.2933 | 1.2953 | 1.2981 | 1.3004 | 1.3021 | 1.304 | 1.3055 | 1.3076 | 1.3094 | 1.3114
SCG | MM Therms | Commercial | Com - Education (Community College) | HVAC | No | HVAC - Gas Furnace | 0.12755 | 0.12558 | 0.12365 | 0.12175 | 0.11987 | 0.11803 | 0.11621 | 0.11442 | 0.11266 | 0.11092 | 0.10921 | 0.10753
SCG | MM Therms | Commercial | Com - Education (Community College) | HVAC | No | HVAC - Thermostat | 1.7208 | 1.7439 | 1.7685 | 1.7931 | 1.819 | 1.8438 | 1.8668 | 1.8899 | 1.9116 | 1.9347 | 1.9567 | 1.9791
SCG | MM Therms | Commercial | Com - Education (Community College) | SHW | Yes | SHW - EF Rated Storage Water Heater (Gas) - Emerging | 0 | 0 | 0.74627 | 0.75699 | 0.76826 | 0.77902 | 0.78903 | 0.79908 | 0.80855 | 0.8186 | 0.82819 | 0.83791
SCG | MM Therms | Commercial | Com - Education (Community College) | SHW | Yes | SHW - ET Rated Storage Water Heater - Emerging | 1.3872 | 1.3874 | 1.3885 | 1.3896 | 1.3915 | 1.393 | 1.3939 | 1.395 | 1.3957 | 1.397 | 1.3981 | 1.3994
SCG | MM Therms | Commercial | Com - Education (Community College) | SHW | No | SHW - EF Rated Instantaneous Water Heater (Gas) | 0.27111 | 0.27481 | 0 | 0.049449 | 0.050176 | 0.05087 | 0.051515 | 0.052162 | 0.052772 | 0.053421 | 0.054038 | 0.054665
SCG | MM Therms | Commercial | Com - Education (Community College) | SHW | No | SHW - EF Rated Storage Water Heater (Gas) | 0 | 0 | 0.025729 | 0 | 0 | 0 | 0 | 0 | 0 | 0 | 0 | 0
SCG | MM Therms | Commercial | Com - Education (Community College) | SHW | No | SHW - Pipe and Tank Insulation | 0 | 0 | 0 | 0 | 0 | 0 | 1.1825 | 1.1643 | 1.1464 | 1.1287 | 1.1114 | 1.0942
SCG | MM Therms | Commercial | Com - Education (Community College) | Service | No | Service - Retro-Commissioning (Gas) | 0.11829 | 0.11647 | 0.11467 | 0.11291 | 0.11117 | 0.10946 | 0.10777 | 0.10611 | 0.10448 | 0.10287 | 0.10128 | 0.099723
SCG | MM Therms | Commercial | Com - Education (Community College) | WholeBlg | No | HVAC - Energy Management System | 0.33941 | 0.34396 | 0.34882 | 0.35367 | 0.35879 | 0.36367 | 0.3682 | 0.37276 | 0.37704 | 0.3816 | 0.38595 | 0.39036
SCG | MM Therms | Commercial | Com - Education (Community College) | WholeBlg | No | WholeBlg - Com RET Level 1 | 0.31519 | 0.31033 | 0.30555 | 0.30085 | 0 | 0 | 0 | 0.28274 | 0.27838 | 0.2741 | 0.26988 | 0.26572
SCG | MM Therms | Commercial | Com - Education (Community College) | WholeBlg | No | WholeBlg - Com RET Level 2 | 4.7038 | 4.6314 | 4.5601 | 4.4898 | 4.4207 | 4.3526 | 4.2856 | 4.2196 | 4.1546 | 4.0906 | 4.0276 | 3.9656
SCG | MM Therms | Commercial | Com - Education (Primary School) | FoodServ | No | FoodServ - Fryer (Gas) | 0.61356 | 0.62178 | 0.63056 | 0.63934 | 0.64859 | 0.65741 | 0.66561 | 0.67384 | 0.68159 | 0.68984 | 0.69769 | 0.70566
SCG | MM Therms | Commercial | Com - Education (Primary School) | FoodServ | No | FoodServ - Oven (Gas) | 0.72472 | 0.73442 | 0.7448 | 0.75517 | 0.76609 | 0.77651 | 0.78619 | 0.79592 | 0.80507 | 0.81481 | 0.82408 | 0.8335
SCG | MM Therms | Commercial | Com - Education (Primary School) | HVAC | No | HVAC - AFUE Rated Boiler (High) | 2.9379 | 2.9346 | 2.9331 | 2.9318 | 2.932 | 2.9316 | 2.93 | 2.9288 | 2.9268 | 2.9262 | 2.925 | 2.9245
SCG | MM Therms | Commercial | Com - Education (Primary School) | HVAC | No | HVAC - Gas Furnace | 0.061108 | 0.060167 | 0.059241 | 0.058328 | 0.05743 | 0.056546 | 0.055675 | 0.054818 | 0.053973 | 0.053142 | 0.052324 | 0.051518
SCG | MM Therms | Commercial | Com - Education (Primary School) | HVAC | No | HVAC - Thermostat | 1.3948 | 1.4135 | 1.4335 | 1.4534 | 1.4745 | 1.4945 | 1.5131 | 1.5319 | 1.5495 | 1.5682 | 1.5861 | 1.6042
SCG | MM Therms | Commercial | Com - Education (Primary School) | SHW | Yes | SHW - EF Rated Storage Water Heater (Gas) - Emerging | 0 | 0 | 0.93138 | 0.94492 | 0.95916 | 0.97275 | 0.9854 | 0.9981 | 1.0101 | 1.0228 | 1.0349 | 1.0472
SCG | MM Therms | Commercial | Com - Education (Primary School) | SHW | Yes | SHW - ET Rated Storage Water Heater - Emerging | 1.6561 | 1.6714 | 1.6674 | 1.6637 | 1.6607 | 1.6574 | 1.6536 | 1.6501 | 1.6462 | 1.643 | 1.6396 | 1.6366
SCG | MM Therms | Commercial | Com - Education (Primary School) | SHW | No | SHW - EF Rated Instantaneous Water Heater (Gas) | 0 | 0.32984 | 0 | 0 | 0.06017 | 0.060985 | 0.061741 | 0.062502 | 0.063217 | 0.063979 | 0.064704 | 0.06544
SCG | MM Therms | Commercial | Com - Education (Primary School) | SHW | No | SHW - EF Rated Storage Water Heater (Gas) | 0.20604 | 0 | 0.028699 | 0.029098 | 0 | 0 | 0 | 0 | 0 | 0 | 0 | 0
SCG | MM Therms | Commercial | Com - Education (Primary School) | SHW | No | SHW - Pipe and Tank Insulation | 0 | 0 | 0 | 0 | 0 | 0 | 1.7816 | 1.7542 | 1.7272 | 1.7006 | 1.6744 | 1.6486
SCG | MM Therms | Commercial | Com - Education (Primary School) | Service | No | Service - Retro-Commissioning (Gas) | 0.17822 | 0.17547 | 0.17277 | 0.17011 | 0.16749 | 0.16491 | 0.16237 | 0.15987 | 0.15741 | 0.15498 | 0.1526 | 0.15025
SCG | MM Therms | Commercial | Com - Education (Primary School) | WholeBlg | No | HVAC - Energy Management System | 0.51137 | 0.51821 | 0.52554 | 0.53286 | 0.54056 | 0.54791 | 0.55474 | 0.56161 | 0.56807 | 0.57494 | 0.58148 | 0.58813
SCG | MM Therms | Commercial | Com - Education (Primary School) | WholeBlg | No | WholeBlg - Com RET Level 1 | 0.60745 | 0.59809 | 0.58888 | 0.57981 | 0 | 0 | 0 | 0 | 0.53652 | 0.52826 | 0.52013 | 0.51212
SCG | MM Therms | Commercial | Com - Education (Primary School) | WholeBlg | No | WholeBlg - Com RET Level 2 | 7.3098 | 7.1972 | 7.0863 | 6.9772 | 6.8698 | 6.764 | 6.6598 | 6.5572 | 6.4563 | 6.3568 | 6.2589 | 6.1626
SCG | MM Therms | Commercial | Com - Education (Relocatable Classroom) | FoodServ | No | FoodServ - Fryer (Gas) | 0.61356 | 0.62178 | 0.63056 | 0.63934 | 0.64859 | 0.65741 | 0.66561 | 0.67384 | 0.68159 | 0.68984 | 0.69769 | 0.70566
SCG | MM Therms | Commercial | Com - Education (Relocatable Classroom) | FoodServ | No | FoodServ - Oven (Gas) | 0.72472 | 0.73442 | 0.7448 | 0.75517 | 0.76609 | 0.77651 | 0.78619 | 0.79592 | 0.80507 | 0.81481 | 0.82408 | 0.8335
SCG | MM Therms | Commercial | Com - Education (Relocatable Classroom) | HVAC | No | HVAC - Gas Furnace | 0.088379 | 0.087018 | 0.085678 | 0.084358 | 0.083059 | 0.08178 | 0.080521 | 0.079281 | 0.07806 | 0.076858 | 0.075674 | 0.074509
SCG | MM Therms | Commercial | Com - Education (Relocatable Classroom) | HVAC | No | HVAC - Thermostat | 2.4888 | 2.5221 | 2.5577 | 2.5933 | 2.6308 | 2.6666 | 2.6999 | 2.7333 | 2.7647 | 2.7982 | 2.83 | 2.8623
SCG | MM Therms | Commercial | Com - Education (Relocatable Classroom) | SHW | Yes | SHW - EF Rated Storage Water Heater (Gas) - Emerging | 0 | 0 | 1.0963 | 1.1129 | 1.1303 | 1.1469 | 1.1624 | 1.1779 | 1.1926 | 1.2082 | 1.223 | 1.238
SCG | MM Therms | Commercial | Com - Education (Relocatable Classroom) | SHW | Yes | SHW - ET Rated Storage Water Heater - Emerging | 3.8549 | 3.8906 | 3.8814 | 3.8728 | 3.8659 | 3.8584 | 3.8496 | 3.8414 | 3.8323 | 3.8251 | 3.8172 | 3.8102
SCG | MM Therms | Commercial | Com - Education (Relocatable Classroom) | SHW | No | SHW - EF Rated Instantaneous Water Heater (Gas) | 0 | 0.71549 | 0 | 0 | 0.13042 | 0.13215 | 0.13376 | 0.13538 | 0.1369 | 0.13852 | 0.14006 | 0.14163
SCG | MM Therms | Commercial | Com - Education (Relocatable Classroom) | SHW | No | SHW - EF Rated Storage Water Heater (Gas) | 0.48009 | 0 | 0.066842 | 0.067758 | 0 | 0 | 0 | 0 | 0 | 0 | 0 | 0
SCG | MM Therms | Commercial | Com - Education (Relocatable Classroom) | SHW | No | SHW - Pipe and Tank Insulation | 0 | 0 | 0 | 0 | 0 | 0 | 1.7816 | 1.7542 | 1.7272 | 1.7006 | 1.6744 | 1.6486
SCG | MM Therms | Commercial | Com - Education (Relocatable Classroom) | Service | No | Service - Retro-Commissioning (Gas) | 0.17822 | 0.17547 | 0.17277 | 0.17011 | 0.16749 | 0.16491 | 0.16237 | 0.15987 | 0.15741 | 0.15498 | 0.1526 | 0.15025
SCG | MM Therms | Commercial | Com - Education (Relocatable Classroom) | WholeBlg | No | HVAC - Energy Management System | 0.51137 | 0.51821 | 0.52554 | 0.53286 | 0.54056 | 0.54791 | 0.55474 | 0.56161 | 0.56807 | 0.57494 | 0.58148 | 0.58813
SCG | MM Therms | Commercial | Com - Education (Relocatable Classroom) | WholeBlg | No | WholeBlg - Com RET Level 1 | 0.62296 | 0.61337 | 0.60392 | 0.59462 | 0 | 0.57645 | 0.56757 | 0.55883 | 0.55023 | 0.54175 | 0.53341 | 0.5252
SCG | MM Therms | Commercial | Com - Education (Relocatable Classroom) | WholeBlg | No | WholeBlg - Com RET Level 2 | 6.2028 | 6.1073 | 6.0132 | 5.9206 | 5.8294 | 5.7397 | 5.6513 | 5.5642 | 5.4786 | 5.3942 | 5.3111 | 5.2293
SCG | MM Therms | Commercial | Com - Education (Secondary School) | FoodServ | No | FoodServ - Fryer (Gas) | 0.30678 | 0.31089 | 0.31528 | 0.31967 | 0.32429 | 0.3287 | 0.3328 | 0.33692 | 0.3408 | 0.34492 | 0.34884 | 0.35283
SCG | MM Therms | Commercial | Com - Education (Secondary School) | FoodServ | No | FoodServ - Oven (Gas) | 0.36236 | 0.36721 | 0.3724 | 0.37759 | 0.38305 | 0.38826 | 0.3931 | 0.39796 | 0.40254 | 0.40741 | 0.41204 | 0.41675
SCG | MM Therms | Commercial | Com - Education (Secondary School) | HVAC | No | HVAC - AFUE Rated Boiler (High) | 1.4689 | 1.4673 | 1.4665 | 1.4659 | 1.466 | 1.4658 | 1.465 | 1.4644 | 1.4634 | 1.4631 | 1.4625 | 1.4622
SCG | MM Therms | Commercial | Com - Education (Secondary School) | HVAC | No | HVAC - Gas Furnace | 0.030099 | 0.029635 | 0.029179 | 0.028729 | 0.028287 | 0.027851 | 0.027422 | 0.027 | 0.026584 | 0.026175 | 0.025772 | 0.025375
SCG | MM Therms | Commercial | Com - Education (Secondary School) | HVAC | No | HVAC - Thermostat | 0.82697 | 0.83804 | 0.84988 | 0.86172 | 0.87418 | 0.88607 | 0.89711 | 0.90821 | 0.91866 | 0.92977 | 0.94035 | 0.9511
SCG | MM Therms | Commercial | Com - Education (Secondary School) | SHW | Yes | SHW - EF Rated Storage Water Heater (Gas) - Emerging | 0 | 0 | 0.46199 | 0.46882 | 0.476 | 0.48285 | 0.48923 | 0.49563 | 0.50166 | 0.50807 | 0.51417 | 0.52037
SCG | MM Therms | Commercial | Com - Education (Secondary School) | SHW | Yes | SHW - ET Rated Storage Water Heater - Emerging | 1.2099 | 1.2224 | 1.2202 | 1.2182 | 1.2167 | 1.2151 | 1.2129 | 1.211 | 1.2088 | 1.2072 | 1.2053 | 1.2037
SCG | MM Therms | Commercial | Com - Education (Secondary School) | SHW | No | SHW - EF Rated Instantaneous Water Heater (Gas) | 0 | 0.24116 | 0 | 0 | 0.043997 | 0.044594 | 0.045148 | 0.045706 | 0.04623 | 0.046788 | 0.04732 | 0.047859
SCG | MM Therms | Commercial | Com - Education (Secondary School) | SHW | No | SHW - EF Rated Storage Water Heater (Gas) | 0.15259 | 0 | 0.021256 | 0.021552 | 0 | 0 | 0 | 0 | 0 | 0 | 0 | 0
SCG | MM Therms | Commercial | Com - Education (Secondary School) | SHW | No | SHW - Pipe and Tank Insulation | 0 | 0 | 0 | 0 | 0 | 0 | 0.89082 | 0.8771 | 0.8636 | 0.8503 | 0.8372 | 0.82431
SCG | MM Therms | Commercial | Com - Education (Secondary School) | Service | No | Service - Retro-Commissioning (Gas) | 0.089108 | 0.087736 | 0.086384 | 0.085054 | 0.083744 | 0.082455 | 0.081185 | 0.079935 | 0.078704 | 0.077492 | 0.076298 | 0.075123
SCG | MM Therms | Commercial | Com - Education (Secondary School) | WholeBlg | No | HVAC - Energy Management System | 0.25568 | 0.25911 | 0.26277 | 0.26643 | 0.27028 | 0.27396 | 0.27737 | 0.2808 | 0.28403 | 0.28747 | 0.29074 | 0.29406
SCG | MM Therms | Commercial | Com - Education (Secondary School) | WholeBlg | No | WholeBlg - Com RET Level 1 | 0.32256 | 0.31759 | 0.3127 | 0.30788 | 0 | 0 | 0 | 0 | 0.28489 | 0.28051 | 0.27619 | 0.27193
SCG | MM Therms | Commercial | Com - Education (Secondary School) | WholeBlg | No | WholeBlg - Com RET Level 2 | 3.9472 | 3.8864 | 3.8265 | 3.7676 | 3.7096 | 3.6525 | 3.5962 | 3.5408 | 3.4863 | 3.4326 | 3.3797 | 3.3277
SCG | MM Therms | Commercial | Com - Education (University) | FoodServ | No | FoodServ - Fryer (Gas) | 0.10181 | 0.10317 | 0.10463 | 0.10609 | 0.10762 | 0.10909 | 0.11045 | 0.11181 | 0.1131 | 0.11447 | 0.11577 | 0.11709
SCG | MM Therms | Commercial | Com - Education (University) | FoodServ | No | FoodServ - Oven (Gas) | 0.13469 | 0.13649 | 0.13842 | 0.14035 | 0.14237 | 0.14431 | 0.14611 | 0.14792 | 0.14962 | 0.15143 | 0.15315 | 0.1549
SCG | MM Therms | Commercial | Com - Education (University) | HVAC | No | HVAC - AFUE Rated Boiler (High) | 1.704 | 1.7026 | 1.7022 | 1.7019 | 1.7026 | 1.7028 | 1.7023 | 1.7021 | 1.7013 | 0.24038 | 0.26265 | 0.28491
SCG | MM Therms | Commercial | Com - Education (University) | HVAC | No | HVAC - ET Rated Boiler (High) | 0 | 0 | 0 | 0 | 0 | 0 | 0 | 0 | 0 | 1.713 | 1.6866 | 1.6606
SCG | MM Therms | Commercial | Com - Education (University) | HVAC | No | HVAC - Gas Furnace | 0.039955 | 0.039339 | 0.038734 | 0.038137 | 0.03755 | 0.036972 | 0.036402 | 0.035842 | 0.03529 | 0.034746 | 0.034211 | 0.033684
SCG | MM Therms | Commercial | Com - Education (University) | HVAC | No | HVAC - Thermostat | 1.7215 | 1.7445 | 1.7692 | 1.7938 | 1.8197 | 1.8445 | 1.8675 | 1.8906 | 1.9123 | 1.9355 | 1.9575 | 1.9799
SCG | MM Therms | Commercial | Com - Education (University) | SHW | Yes | SHW - EF Rated Storage Water Heater (Gas) - Emerging | 0 | 0 | 0.74945 | 0.76012 | 0.77134 | 0.78206 | 0.79202 | 0.80202 | 0.81145 | 0.82146 | 0.831 | 0.84068
SCG | MM Therms | Commercial | Com - Education (University) | SHW | Yes | SHW - ET Rated Storage Water Heater - Emerging | 1.2271 | 1.2267 | 1.2271 | 1.2276 | 1.2288 | 1.2296 | 1.2299 | 1.2303 | 1.2304 | 1.2311 | 1.2315 | 1.2322
SCG | MM Therms | Commercial | Com - Education (University) | SHW | No | SHW - EF Rated Instantaneous Water Heater (Gas) | 0.21839 | 0.22137 | 0 | 0.039832 | 0.040417 | 0.040975 | 0.041494 | 0.042016 | 0.042506 | 0.043028 | 0.043525 | 0.04403
SCG | MM Therms | Commercial | Com - Education (University) | SHW | No | SHW - EF Rated Storage Water Heater (Gas) | 0 | 0 | 0.021174 | 0 | 0 | 0 | 0 | 0 | 0 | 0 | 0 | 0
SCG | MM Therms | Commercial | Com - Education (University) | SHW | No | SHW - Pipe and Tank Insulation | 0 | 0 | 0 | 0 | 0 | 0 | 1.1825 | 1.1643 | 1.1464 | 1.1287 | 1.1114 | 1.0942
SCG | MM Therms | Commercial | Com - Education (University) | Service | No | Service - Retro-Commissioning (Gas) | 0.11829 | 0.11647 | 0.11467 | 0.11291 | 0.11117 | 0.10946 | 0.10777 | 0.10611 | 0.10448 | 0.10287 | 0.10128 | 0.099723
SCG | MM Therms | Commercial | Com - Education (University) | WholeBlg | No | HVAC - Energy Management System | 0.33941 | 0.34396 | 0.34882 | 0.35367 | 0.35879 | 0.36367 | 0.3682 | 0.37276 | 0.37704 | 0.3816 | 0.38595 | 0.39036
SCG | MM Therms | Commercial | Com - Education (University) | WholeBlg | No | WholeBlg - Com RET Level 1 | 0.33348 | 0.32835 | 0.32329 | 0.31831 | 0 | 0 | 0.30383 | 0.29915 | 0.29454 | 0.29001 | 0.28554 | 0.28114
SCG | MM Therms | Commercial | Com - Education (University) | WholeBlg | No | WholeBlg - Com RET Level 2 | 5.001 | 4.924 | 4.8481 | 4.7735 | 4.7 | 4.6276 | 4.5563 | 4.4862 | 4.4171 | 4.3491 | 4.2821 | 4.2161
SCG | MM Therms | Commercial | Com - Grocery | FoodServ | No | FoodServ - Oven (Gas) | 1.5187 | 1.539 | 1.5608 | 1.5825 | 1.6054 | 1.6272 | 1.6475 | 1.6679 | 1.6871 | 1.7075 | 1.7269 | 1.7467
SCG | MM Therms | Commercial | Com - Grocery | HVAC | No | HVAC - Gas Furnace | 0.43587 | 0.42916 | 0.42255 | 0.41605 | 0.40964 | 0.40333 | 0.39712 | 0.391 | 0.38498 | 0.37905 | 0.37322 | 0.36747
SCG | MM Therms | Commercial | Com - Grocery | HVAC | No | HVAC - Thermostat | 0.71414 | 0.72369 | 0.73392 | 0.74414 | 0.7549 | 0.76517 | 0.77471 | 0.78429 | 0.79331 | 0.80291 | 0.81205 | 0.82133
SCG | MM Therms | Commercial | Com - Grocery | SHW | Yes | SHW - EF Rated Storage Water Heater (Gas) - Emerging | 0 | 0 | 1.9273 | 1.9545 | 1.983 | 2.0103 | 2.0356 | 2.061 | 2.085 | 2.1104 | 2.1347 | 2.1593
SCG | MM Therms | Commercial | Com - Grocery | SHW | Yes | SHW - ET Rated Storage Water Heater - Emerging | 2.7969 | 2.8097 | 2.8246 | 2.8397 | 2.8565 | 2.8721 | 2.8859 | 2.9 | 2.9128 | 2.9273 | 2.9407 | 2.9547
SCG | MM Therms | Commercial | Com - Grocery | SHW | No | SHW - EF Rated Instantaneous Water Heater (Gas) | 0.5493 | 0.55725 | 0 | 0.10043 | 0.10199 | 0.10347 | 0.10486 | 0.10625 | 0.10755 | 0.10894 | 0.11027 | 0.11161
SCG | MM Therms | Commercial | Com - Grocery | SHW | No | SHW - EF Rated Storage Water Heater (Gas) | 0 | 0 | 0.05868 | 0 | 0 | 0 | 0 | 0 | 0 | 0 | 0 | 0
SCG | MM Therms | Commercial | Com - Grocery | SHW | No | SHW - Pipe and Tank Insulation | 0 | 0 | 0 | 0 | 0 | 0 | 2.5928 | 2.5528 | 2.5135 | 2.4748 | 2.4367 | 2.3992
SCG | MM Therms | Commercial | Com - Grocery | Service | No | Service - Retro-Commissioning (Gas) | 0.25935 | 0.25536 | 0.25142 | 0.24755 | 0.24374 | 0.23999 | 0.23629 | 0.23265 | 0.22907 | 0.22554 | 0.22207 | 0.21865
SCG | MM Therms | Commercial | Com - Grocery | WholeBlg | No | HVAC - Energy Management System | 0.74418 | 0.75414 | 0.76479 | 0.77544 | 0.78666 | 0.79736 | 0.8073 | 0.81728 | 0.82669 | 0.83668 | 0.84621 | 0.85588
SCG | MM Therms | Commercial | Com - Grocery | WholeBlg | No | WholeBlg - Com RET Level 1 | 0.56084 | 0.5522 | 0.5437 | 0.53533 | 0.52708 | 0.51897 | 0.51097 | 0.5031 | 0.49536 | 0.48773 | 0.48022 | 0.47282
SCG | MM Therms | Commercial | Com - Grocery | WholeBlg | No | WholeBlg - Com RET Level 2 | 5.616 | 5.5295 | 5.4443 | 5.3605 | 5.278 | 5.1967 | 5.1166 | 5.0378 | 4.9603 | 4.8839 | 4.8087 | 4.7346
SCG | MM Therms | Commercial | Com - Hospital | FoodServ | No | FoodServ - Oven (Gas) | 0.47905 | 0.48546 | 0.49232 | 0.49918 | 0.5064 | 0.51328 | 0.51968 | 0.52611 | 0.53216 | 0.5386 | 0.54473 | 0.55096
SCG | MM Therms | Commercial | Com - Hospital | HVAC | No | HVAC - AFUE Rated Boiler (High) | 5.4993 | 5.602 | 5.1563 | 0 | 0 | 0 | 0 | 0 | 0 | 0 | 0 | 0
SCG | MM Therms | Commercial | Com - Hospital | HVAC | No | HVAC - ET Rated Boiler (High) | 0 | 0 | 0.70126 | 7.3845 | 7.5271 | 7.6637 | 7.7916 | 7.9198 | 8.0412 | 8.169 | 8.2912 | 8.4148
SCG | MM Therms | Commercial | Com - Hospital | HVAC | No | HVAC - Gas Furnace | 0.10428 | 0.10268 | 0.1011 | 0.09954 | 0.098007 | 0.096498 | 0.095011 | 0.093548 | 0.092108 | 0.090689 | 0.089293 | 0.087917
SCG | MM Therms | Commercial | Com - Hospital | SHW | Yes | SHW - EF Rated Storage Water Heater (Gas) - Emerging | 0 | 0 | 0.049586 | 0.066377 | 0.083478 | 0.10005 | 0.1159 | 0.13166 | 0.14685 | 0.16237 | 0.17741 | 0.19245
SCG | MM Therms | Commercial | Com - Hospital | SHW | Yes | SHW - ET Rated Storage Water Heater - Emerging | 4.083 | 4.097 | 4.1138 | 4.1309 | 4.1504 | 4.1683 | 4.1838 | 4.1998 | 4.214 | 4.2306 | 4.2459 | 4.2619
SCG | MM Therms | Commercial | Com - Hospital | SHW | No | SHW - EF Rated Instantaneous Water Heater (Gas) | 0.80329 | 0.81416 | 0.67412 | 0.668 | 0.6621 | 0.65623 | 0.65034 | 0.64458 | 0.63882 | 0.6333 | 0.6278 | 0.62244
SCG | MM Therms | Commercial | Com - Hospital | SHW | No | SHW - Pipe and Tank Insulation | 0 | 0 | 0 | 0 | 0 | 0 | 1.402 | 1.3804 | 1.3592 | 1.3382 | 1.3176 | 1.2973
SCG | MM Therms | Commercial | Com - Hospital | Service | No | Service - Retro-Commissioning (Gas) | 0.14024 | 0.13808 | 0.13595 | 0.13386 | 0.1318 | 0.12977 | 0.12777 | 0.1258 | 0.12387 | 0.12196 | 0.12008 | 0.11823
SCG | MM Therms | Commercial | Com - Hospital | WholeBlg | No | HVAC - Energy Management System | 0.40241 | 0.40779 | 0.41355 | 0.41931 | 0.42538 | 0.43116 | 0.43654 | 0.44194 | 0.44702 | 0.45243 | 0.45758 | 0.46281
SCG | MM Therms | Commercial | Com - Hospital | WholeBlg | No | WholeBlg - Com RET Level 1 | 0.59487 | 0.58571 | 0.57669 | 0.56781 | 0.55906 | 0.55045 | 0.54198 | 0.53363 | 0.52541 | 0.51732 | 0.50936 | 0.50151
SCG | MM Therms | Commercial | Com - Hospital | WholeBlg | No | WholeBlg - Com RET Level 2 | 9.8149 | 9.6637 | 9.5149 | 9.3684 | 9.2241 | 9.082 | 8.9422 | 8.8045 | 8.6689 | 8.5354 | 8.4039 | 8.2745
SCG | MM Therms | Commercial | Com - Hotel | FoodServ | No | FoodServ - Fryer (Gas) | 0.1934 | 0.19599 | 0.19876 | 0.20153 | 0.20444 | 0.20722 | 0.20981 | 0.2124 | 0.21485 | 0.21744 | 0.21992 | 0.22243
SCG | MM Therms | Commercial | Com - Hotel | FoodServ | No | FoodServ - Oven (Gas) | 0.29241 | 0.29632 | 0.30051 | 0.30469 | 0.3091 | 0.3133 | 0.31721 | 0.32113 | 0.32483 | 0.32875 | 0.3325 | 0.3363
SCG | MM Therms | Commercial | Com - Hotel | HVAC | No | HVAC - AFUE Rated Boiler (High) | 2.2393 | 2.2631 | 2.2887 | 2.3145 | 2.3418 | 0.34746 | 0 | 0 | 0 | 0 | 0 | 0
SCG | MM Therms | Commercial | Com - Hotel | HVAC | No | HVAC - ET Rated Boiler (High) | 0 | 0 | 0 | 0 | 0 | 2.4419 | 2.8805 | 2.9082 | 2.9341 | 2.962 | 2.9885 | 3.0155
SCG | MM Therms | Commercial | Com - Hotel | HVAC | No | HVAC - Gas Furnace | 0.0072494 | 0.0071378 | 0.0070279 | 0.0069196 | 0.0068131 | 0.0067082 | 0.0066048 | 0.0065031 | 0.006403 | 0.0063044 | 0.0062073 | 0.0061117
SCG | MM Therms | Commercial | Com - Hotel | SHW | Yes | SHW - EF Rated Storage Water Heater (Gas) - Emerging | 0 | 0 | 0.29847 | 0.30292 | 0.30758 | 0.31204 | 0.3162 | 0.32036 | 0.32429 | 0.32846 | 0.33244 | 0.33647
SCG | MM Therms | Commercial | Com - Hotel | SHW | Yes | SHW - ET Rated Storage Water Heater - Emerging | 1.5277 | 1.5349 | 1.5432 | 1.5516 | 1.5609 | 1.5696 | 1.5773 | 1.5852 | 1.5923 | 1.6004 | 1.6079 | 1.6157
SCG | MM Therms | Commercial | Com - Hotel | SHW | No | SHW - EF Rated Instantaneous Water Heater (Gas) | 0.34697 | 0.35143 | 0.062307 | 0.063143 | 0.064024 | 0.064865 | 0.065645 | 0.066429 | 0.067166 | 0.067951 | 0.068699 | 0.069458
SCG | MM Therms | Commercial | Com - Hotel | SHW | No | SHW - Pipe and Tank Insulation | 0 | 0 | 0 | 0 | 0 | 0 | 1.2837 | 1.2639 | 1.2444 | 1.2253 | 1.2064 | 1.1878
SCG | MM Therms | Commercial | Com - Hotel | Service | No | Service - Retro-Commissioning (Gas) | 0.1284 | 0.12642 | 0.12448 | 0.12256 | 0.12067 | 0.11881 | 0.11698 | 0.11518 | 0.11341 | 0.11166 | 0.10994 | 0.10825
SCG | MM Therms | Commercial | Com - Hotel | WholeBlg | No | HVAC - Energy Management System | 0.36843 | 0.37337 | 0.37864 | 0.38391 | 0.38947 | 0.39476 | 0.39969 | 0.40463 | 0.40928 | 0.41423 | 0.41895 | 0.42374
SCG | MM Therms | Commercial | Com - Hotel | WholeBlg | No | WholeBlg - Com RET Level 1 | 0.32399 | 0.319 | 0.31409 | 0.30925 | 0.30449 | 0.2998 | 0.29518 | 0.29064 | 0.28616 | 0.28175 | 0.27741 | 0.27314
SCG | MM Therms | Commercial | Com - Hotel | WholeBlg | No | WholeBlg - Com RET Level 2 | 4.1639 | 4.0997 | 4.0366 | 3.9744 | 3.9132 | 3.853 | 3.7936 | 3.7352 | 3.6777 | 3.6211 | 3.5653 | 3.5104
SCG | MM Therms | Commercial | Com - Motel | FoodServ | No | FoodServ - Fryer (Gas) | 0.1934 | 0.19599 | 0.19876 | 0.20153 | 0.20444 | 0.20722 | 0.20981 | 0.2124 | 0.21485 | 0.21744 | 0.21992 | 0.22243
SCG | MM Therms | Commercial | Com - Motel | FoodServ | No | FoodServ - Oven (Gas) | 0.29241 | 0.29632 | 0.30051 | 0.30469 | 0.3091 | 0.3133 | 0.31721 | 0.32113 | 0.32483 | 0.32875 | 0.3325 | 0.3363
SCG | MM Therms | Commercial | Com - Motel | HVAC | No | HVAC - AFUE Rated Boiler (High) | 2.2393 | 2.2631 | 2.2887 | 2.3145 | 2.3418 | 0.34746 | 0 | 0 | 0 | 0 | 0 | 0
SCG | MM Therms | Commercial | Com - Motel | HVAC | No | HVAC - ET Rated Boiler (High) | 0 | 0 | 0 | 0 | 0 | 2.4419 | 2.8805 | 2.9082 | 2.9341 | 2.962 | 2.9885 | 3.0155
SCG | MM Therms | Commercial | Com - Motel | HVAC | No | HVAC - Gas Furnace | 0.0072494 | 0.0071378 | 0.0070279 | 0.0069196 | 0.0068131 | 0.0067082 | 0.0066048 | 0.0065031 | 0.006403 | 0.0063044 | 0.0062073 | 0.0061117
SCG | MM Therms | Commercial | Com - Motel | SHW | Yes | SHW - EF Rated Storage Water Heater (Gas) - Emerging | 0 | 0 | 0.19788 | 0.20086 | 0.20399 | 0.20698 | 0.20976 | 0.21256 | 0.21519 | 0.21799 | 0.22065 | 0.22336
SCG | MM Therms | Commercial | Com - Motel | SHW | Yes | SHW - ET Rated Storage Water Heater - Emerging | 0.65405 | 0.6611 | 0.66005 | 0.65909 | 0.65844 | 0.65766 | 0.65665 | 0.65574 | 0.65466 | 0.6539 | 0.65303 | 0.65228
SCG | MM Therms | Commercial | Com - Motel | SHW | No | SHW - EF Rated Instantaneous Water Heater (Gas) | 0 | 0.13804 | 0 | 0 | 0.025167 | 0.025504 | 0.025816 | 0.02613 | 0.026426 | 0.02674 | 0.027039 | 0.027344
SCG | MM Therms | Commercial | Com - Motel | SHW | No | SHW - EF Rated Storage Water Heater (Gas) | 0.087268 | 0 | 0.012147 | 0.012312 | 0 | 0 | 0 | 0 | 0 | 0 | 0 | 0
SCG | MM Therms | Commercial | Com - Motel | SHW | No | SHW - Pipe and Tank Insulation | 0 | 0 | 0 | 0 | 0 | 0 | 1.2837 | 1.2639 | 1.2444 | 1.2253 | 1.2064 | 1.1878
SCG | MM Therms | Commercial | Com - Motel | Service | No | Service - Retro-Commissioning (Gas) | 0.1284 | 0.12642 | 0.12448 | 0.12256 | 0.12067 | 0.11881 | 0.11698 | 0.11518 | 0.11341 | 0.11166 | 0.10994 | 0.10825
SCG | MM Therms | Commercial | Com - Motel | WholeBlg | No | HVAC - Energy Management System | 0.36843 | 0.37337 | 0.37864 | 0.38391 | 0.38947 | 0.39476 | 0.39969 | 0.40463 | 0.40928 | 0.41423 | 0.41895 | 0.42374
SCG | MM Therms | Commercial | Com - Motel | WholeBlg | No | WholeBlg - Com RET Level 1 | 0.29575 | 0.2912 | 0.28671 | 0.2823 | 0.27795 | 0.27367 | 0.26946 | 0.26531 | 0.26122 | 0.2572 | 0.25324 | 0.24934
SCG | MM Therms | Commercial | Com - Motel | WholeBlg | No | WholeBlg - Com RET Level 2 | 3.7832 | 3.7249 | 3.6675 | 3.6111 | 3.5555 | 3.5007 | 3.4468 | 3.3937 | 3.3414 | 3.29 | 3.2393 | 3.1894
SCG | MM Therms | Commercial | Com - Nusing Home | FoodServ | No | FoodServ - Oven (Gas) | 0.47905 | 0.48546 | 0.49232 | 0.49918 | 0.5064 | 0.51328 | 0.51968 | 0.52611 | 0.53216 | 0.5386 | 0.54473 | 0.55096
SCG | MM Therms | Commercial | Com - Nusing Home | HVAC | No | HVAC - AFUE Rated Boiler (High) | 4.6901 | 4.7596 | 4.8336 | 4.9075 | 4.9851 | 5.0593 | 4.1488 | 0 | 0 | 0 | 0 | 0
SCG | MM Therms | Commercial | Com - Nusing Home | HVAC | No | HVAC - ET Rated Boiler (High) | 0 | 0 | 0 | 0 | 0 | 0 | 1.157 | 6.1916 | 6.268 | 6.3491 | 6.4264 | 6.5048
SCG | MM Therms | Commercial | Com - Nusing Home | HVAC | No | HVAC - Gas Furnace | 0.15786 | 0.15543 | 0.15304 | 0.15068 | 0.14836 | 0.14607 | 0.14382 | 0.14161 | 0.13943 | 0.13728 | 0.13517 | 0.13309
SCG | MM Therms | Commercial | Com - Nusing Home | HVAC | No | HVAC - Thermostat | 2.1246 | 2.1531 | 2.1835 | 2.2139 | 2.2459 | 2.2765 | 2.3048 | 2.3334 | 2.3602 | 2.3887 | 2.4159 | 2.4435
SCG | MM Therms | Commercial | Com - Nusing Home | SHW | Yes | SHW - EF Rated Storage Water Heater (Gas) - Emerging | 0 | 0 | 0.57882 | 0.58746 | 0.59653 | 0.6052 | 0.61328 | 0.62138 | 0.62902 | 0.63712 | 0.64485 | 0.65269
SCG | MM Therms | Commercial | Com - Nusing Home | SHW | Yes | SHW - ET Rated Storage Water Heater - Emerging | 3.0249 | 3.031 | 3.039 | 3.0474 | 3.0574 | 3.0664 | 3.0738 | 3.0815 | 3.0881 | 3.0964 | 3.1038 | 3.1119
SCG | MM Therms | Commercial | Com - Nusing Home | SHW | No | SHW - EF Rated Instantaneous Water Heater (Gas) | 0.60049 | 0.60856 | 0.10795 | 0.10946 | 0.11105 | 0.11256 | 0.11397 | 0.11539 | 0.11672 | 0.11813 | 0.11948 | 0.12085
SCG | MM Therms | Commercial | Com - Nusing Home | SHW | No | SHW - Pipe and Tank Insulation | 0 | 0 | 0 | 0 | 0 | 0 | 1.402 | 1.3804 | 1.3592 | 1.3382 | 1.3176 | 1.2973
SCG | MM Therms | Commercial | Com - Nusing Home | Service | No | Service - Retro-Commissioning (Gas) | 0.14024 | 0.13808 | 0.13595 | 0.13386 | 0.1318 | 0.12977 | 0.12777 | 0.1258 | 0.12387 | 0.12196 | 0.12008 | 0.11823
SCG | MM Therms | Commercial | Com - Nusing Home | WholeBlg | No | HVAC - Energy Management System | 0.40241 | 0.40779 | 0.41355 | 0.41931 | 0.42538 | 0.43116 | 0.43654 | 0.44194 | 0.44702 | 0.45243 | 0.45758 | 0.46281
SCG | MM Therms | Commercial | Com - Nusing Home | WholeBlg | No | WholeBlg - Com RET Level 1 | 0.60227 | 0.59299 | 0.58386 | 0.57487 | 0 | 0 | 0 | 0.54027 | 0.53195 | 0.52375 | 0.51569 | 0.50775
SCG | MM Therms | Commercial | Com - Nusing Home | WholeBlg | No | WholeBlg - Com RET Level 2 | 8.3564 | 8.2278 | 8.101 | 7.9763 | 7.8535 | 7.7325 | 7.6134 | 7.4962 | 7.3807 | 7.2671 | 7.1552 | 7.045
SCG | MM Therms | Commercial | Com - Office (Large) | FoodServ | No | FoodServ - Oven (Gas) | 2.8892 | 2.9279 | 2.9692 | 3.0106 | 3.0541 | 3.0957 | 3.1343 | 3.173 | 3.2095 | 3.2484 | 3.2853 | 3.3229
SCG | MM Therms | Commercial | Com - Office (Large) | HVAC | No | HVAC - AFUE Rated Boiler (High) | 13.702 | 13.7642 | 13.8362 | 13.9091 | 13.9902 | 14.0657 | 14.1325 | 14.2007 | 14.2624 | 14.3326 | 14.3977 | 14.4655
SCG | MM Therms | Commercial | Com - Office (Large) | HVAC | No | HVAC - Gas Furnace | 0.22612 | 0.22264 | 0.21921 | 0.21583 | 0.21251 | 0.20924 | 0.20601 | 0.20284 | 0.19972 | 0.19664 | 0.19361 | 0.19063
SCG | MM Therms | Commercial | Com - Office (Large) | HVAC | No | HVAC - Thermostat | 13.4672 | 13.6475 | 13.8403 | 14.0331 | 14.236 | 14.4296 | 14.6095 | 14.7902 | 14.9604 | 15.1413 | 15.3136 | 15.4887
SCG | MM Therms | Commercial | Com - Office (Large) | SHW | Yes | SHW - EF Rated Storage Water Heater (Gas) - Emerging | 0 | 0 | 7.0798 | 7.1792 | 7.2838 | 7.3837 | 7.4765 | 7.5697 | 7.6575 | 7.7508 | 7.8397 | 7.9299
SCG | MM Therms | Commercial | Com - Office (Large) | SHW | Yes | SHW - ET Rated Storage Water Heater - Emerging | 3.2115 | 3.2114 | 3.2132 | 3.2154 | 3.2192 | 3.2222 | 3.2238 | 3.2258 | 3.2267 | 3.2294 | 3.2313 | 3.2338
SCG | MM Therms | Commercial | Com - Office (Large) | SHW | No | SHW - EF Rated Instantaneous Water Heater (Gas) | 0.63611 | 0.64457 | 0 | 0.11591 | 0.11758 | 0.11917 | 0.12064 | 0.12213 | 0.12352 | 0.12501 | 0.12642 | 0.12786
SCG | MM Therms | Commercial | Com - Office (Large) | SHW | No | SHW - EF Rated Storage Water Heater (Gas) | 0 | 0 | 0.060147 | 0 | 0 | 0 | 0 | 0 | 0 | 0 | 0 | 0
SCG | MM Therms | Commercial | Com - Office (Large) | SHW | No | SHW - Pipe and Tank Insulation | 0 | 0 | 0 | 0 | 0 | 0 | 11.0981 | 10.9272 | 10.7589 | 10.5932 | 10.4301 | 10.2694
SCG | MM Therms | Commercial | Com - Office (Large) | Service | No | Service - Retro-Commissioning (Gas) | 1.1101 | 1.093 | 1.0762 | 1.0596 | 1.0433 | 1.0272 | 1.0114 | 0.99584 | 0.98051 | 0.96541 | 0.95054 | 0.9359
SCG | MM Therms | Commercial | Com - Office (Large) | WholeBlg | No | HVAC - Energy Management System | 3.1854 | 3.228 | 3.2736 | 3.3192 | 3.3672 | 3.413 | 3.4556 | 3.4983 | 3.5386 | 3.5813 | 3.6221 | 3.6635
SCG | MM Therms | Commercial | Com - Office (Large) | WholeBlg | No | WholeBlg - Com RET Level 1 | 2.7063 | 2.6646 | 2.6236 | 2.5832 | 0 | 0 | 0 | 2.4277 | 2.3903 | 2.3535 | 2.3172 | 2.2816
SCG | MM Therms | Commercial | Com - Office (Large) | WholeBlg | No | WholeBlg - Com RET Level 2 | 34.4045 | 33.8746 | 33.353 | 32.8393 | 32.3336 | 31.8357 | 31.3454 | 30.8627 | 30.3874 | 29.9194 | 29.4587 | 29.005
SCG | MM Therms | Commercial | Com - Office (Small) | HVAC | No | HVAC - AFUE Rated Boiler (High) | 4.4505 | 4.4282 | 4.408 | 4.3884 | 4.3707 | 4.3526 | 4.3334 | 4.315 | 4.2959 | 4.2788 | 4.2612 | 4.2445
SCG | MM Therms | Commercial | Com - Office (Small) | HVAC | No | HVAC - Gas Furnace | 0.017865 | 0.01759 | 0.017319 | 0.017052 | 0.01679 | 0.016531 | 0.016277 | 0.016026 | 0.015779 | 0.015536 | 0.015297 | 0.015061
SCG | MM Therms | Commercial | Com - Office (Small) | HVAC | No | HVAC - Thermostat | 2.702 | 2.7381 | 2.7768 | 2.8155 | 2.8562 | 2.895 | 2.9311 | 2.9674 | 3.0015 | 3.0378 | 3.0724 | 3.1075
SCG | MM Therms | Commercial | Com - Office (Small) | SHW | Yes | SHW - EF Rated Storage Water Heater (Gas) - Emerging | 0 | 0 | 3.452 | 3.5011 | 3.5527 | 3.602 | 3.6478 | 3.6938 | 3.7372 | 3.7832 | 3.8271 | 3.8716
SCG | MM Therms | Commercial | Com - Office (Small) | SHW | Yes | SHW - ET Rated Storage Water Heater - Emerging | 1.766 | 1.7388 | 1.712 | 1.6856 | 1.6597 | 1.6341 | 1.609 | 1.5842 | 1.5598 | 1.5358 | 1.5121 | 1.4888
SCG | MM Therms | Commercial | Com - Office (Small) | SHW | No | SHW - EF Rated Instantaneous Water Heater (Gas) | 0 | 0 | 0 | 0 | 0 | 0 | 0 | 0.068849 | 0.069626 | 0.070452 | 0.07124 | 0.072039
SCG | MM Therms | Commercial | Com - Office (Small) | SHW | No | SHW - EF Rated Storage Water Heater (Gas) | 0.19582 | 0.1984 | 0.027264 | 0.027638 | 0.028032 | 0.028408 | 0.028757 | 0 | 0 | 0 | 0 | 0
SCG | MM Therms | Commercial | Com - Office (Small) | SHW | No | SHW - Pipe and Tank Insulation | 0 | 0 | 0 | 0 | 0 | 0 | 2.6128 | 2.5725 | 2.5329 | 2.4939 | 2.4555 | 2.4177
SCG | MM Therms | Commercial | Com - Office (Small) | Service | No | Service - Retro-Commissioning (Gas) | 0.26135 | 0.25733 | 0.25336 | 0.24946 | 0.24562 | 0.24184 | 0.23811 | 0.23445 | 0.23084 | 0.22728 | 0.22378 | 0.22033
SCG | MM Therms | Commercial | Com - Office (Small) | WholeBlg | No | HVAC - Energy Management System | 0.74992 | 0.75996 | 0.77069 | 0.78143 | 0.79273 | 0.80351 | 0.81353 | 0.82359 | 0.83306 | 0.84314 | 0.85274 | 0.86248
SCG | MM Therms | Commercial | Com - Office (Small) | WholeBlg | No | WholeBlg - Com RET Level 1 | 0.53348 | 0.52526 | 0.51717 | 0.50921 | 0 | 0 | 0 | 0 | 0 | 0.46393 | 0.45679 | 0.44975
SCG | MM Therms | Commercial | Com - Office (Small) | WholeBlg | No | WholeBlg - Com RET Level 2 | 8.9705 | 8.8323 | 8.6963 | 8.5624 | 8.4305 | 8.3007 | 8.1729 | 8.047 | 7.9231 | 7.8011 | 7.6809 | 7.5627
SCG | MM Therms | Commercial | Com - Restaurant (Fast Food) | FoodServ | No | FoodServ - Fryer (Gas) | 10.2147 | 10.3515 | 10.4977 | 10.6439 | 10.7978 | 10.9447 | 11.0811 | 11.2182 | 11.3473 | 11.4845 | 11.6152 | 11.748
SCG | MM Therms | Commercial | Com - Restaurant (Fast Food) | FoodServ | No | FoodServ - Oven (Gas) | 5.1123 | 5.1807 | 5.2539 | 5.3271 | 5.4041 | 5.4776 | 5.5459 | 5.6145 | 5.6791 | 5.7478 | 5.8132 | 5.8796
SCG | MM Therms | Commercial | Com - Restaurant (Fast Food) | HVAC | No | HVAC - Gas Furnace | 0.1576 | 0.15517 | 0.15278 | 0.15043 | 0.14811 | 0.14583 | 0.14358 | 0.14137 | 0.1392 | 0.13705 | 0.13494 | 0.13286
SCG | MM Therms | Commercial | Com - Restaurant (Fast Food) | HVAC | No | HVAC - Thermostat | 0.2603 | 0.26378 | 0.26751 | 0.27123 | 0.27516 | 0.2789 | 0.28238 | 0.28587 | 0.28916 | 0.29265 | 0.29598 | 0.29937
SCG | MM Therms | Commercial | Com - Restaurant (Fast Food) | SHW | Yes | SHW - EF Rated Storage Water Heater (Gas) - Emerging | 0 | 0 | 1.8404 | 1.8679 | 1.8967 | 1.9242 | 1.9499 | 1.9756 | 1.9999 | 2.0256 | 2.0501 | 2.075
SCG | MM Therms | Commercial | Com - Restaurant (Fast Food) | SHW | Yes | SHW - ET Rated Storage Water Heater - Emerging | 4.8513 | 4.7766 | 4.8896 | 4.8804 | 4.8735 | 4.8656 | 4.8562 | 4.8474 | 4.8375 | 4.83 | 4.8216 | 4.8142
SCG | MM Therms | Commercial | Com - Restaurant (Fast Food) | SHW | No | SHW - EF Rated Instantaneous Water Heater (Gas) | 0 | 1.0413 | 0 | 0 | 0.18991 | 0.19246 | 0.19484 | 0.19722 | 0.19946 | 0.20185 | 0.20413 | 0.20644
SCG | MM Therms | Commercial | Com - Restaurant (Fast Food) | SHW | No | SHW - EF Rated Storage Water Heater (Gas) | 0.64559 | 0 | 0.089899 | 0.091138 | 0 | 0 | 0 | 0 | 0 | 0 | 0 | 0
SCG | MM Therms | Commercial | Com - Restaurant (Fast Food) | SHW | No | SHW - Pipe and Tank Insulation | 0 | 0 | 0 | 0 | 0 | 0 | 0.9379 | 0.92346 | 0.90924 | 0.89523 | 0.88145 | 0.86787
SCG | MM Therms | Commercial | Com - Restaurant (Fast Food) | Service | No | Service - Retro-Commissioning (Gas) | 0.093817 | 0.092372 | 0.09095 | 0.089549 | 0.08817 | 0.086812 | 0.085475 | 0.084159 | 0.082863 | 0.081587 | 0.08033 | 0.079093
SCG | MM Therms | Commercial | Com - Restaurant (Fast Food) | WholeBlg | No | HVAC - Energy Management System | 0.2692 | 0.2728 | 0.27666 | 0.28051 | 0.28456 | 0.28843 | 0.29203 | 0.29564 | 0.29904 | 0.30266 | 0.30611 | 0.3096
SCG | MM Therms | Commercial | Com - Restaurant (Fast Food) | WholeBlg | No | WholeBlg - Com RET Level 1 | 3.1909 | 3.1418 | 3.0934 | 3.0458 | 0 | 0 | 0 | 2.8624 | 2.8183 | 2.7749 | 2.7322 | 2.6901
SCG | MM Therms | Commercial | Com - Restaurant (Fast Food) | WholeBlg | No | WholeBlg - Com RET Level 2 | 13.4731 | 13.2656 | 13.0613 | 12.8602 | 0 | 0 | 12.2751 | 12.0861 | 11.9 | 11.7167 | 11.5363 | 11.3586
SCG | MM Therms | Commercial | Com - Restaurant (Sit Down) | FoodServ | No | FoodServ - Fryer (Gas) | 10.2147 | 10.3515 | 10.4977 | 10.6439 | 10.7978 | 10.9447 | 11.0811 | 11.2182 | 11.3473 | 11.4845 | 11.6152 | 11.748
SCG | MM Therms | Commercial | Com - Restaurant (Sit Down) | FoodServ | No | FoodServ - Oven (Gas) | 5.1123 | 5.1807 | 5.2539 | 5.3271 | 5.4041 | 5.4776 | 5.5459 | 5.6145 | 5.6791 | 5.7478 | 5.8132 | 5.8796
SCG | MM Therms | Commercial | Com - Restaurant (Sit Down) | HVAC | No | HVAC - Gas Furnace | 0.15674 | 0.15433 | 0.15195 | 0.14961 | 0.14731 | 0.14504 | 0.1428 | 0.14061 | 0.13844 | 0.13631 | 0.13421 | 0.13214
SCG | MM Therms | Commercial | Com - Restaurant (Sit Down) | HVAC | No | HVAC - Thermostat | 0.19231 | 0.19488 | 0.19763 | 0.20039 | 0.20328 | 0.20605 | 0.20862 | 0.2112 | 0.21363 | 0.21621 | 0.21867 | 0.22117
SCG | MM Therms | Commercial | Com - Restaurant (Sit Down) | SHW | Yes | SHW - EF Rated Storage Water Heater (Gas) - Emerging | 0 | 0 | 1.8789 | 1.9058 | 1.934 | 1.961 | 1.986 | 2.0112 | 2.0349 | 2.0601 | 2.0841 | 2.1085
SCG | MM Therms | Commercial | Com - Restaurant (Sit Down) | SHW | Yes | SHW - ET Rated Storage Water Heater - Emerging | 2.5737 | 2.5746 | 2.5771 | 2.5799 | 2.5841 | 2.5875 | 2.5897 | 2.5923 | 2.5941 | 2.5972 | 2.5996 | 2.6026
SCG | MM Therms | Commercial | Com - Restaurant (Sit Down) | SHW | No | SHW - EF Rated Instantaneous Water Heater (Gas) | 0.52906 | 0.53604 | 0 | 0.096376 | 0.097753 | 0.099066 | 0.10029 | 0.10151 | 0.10266 | 0.10389 | 0.10506 | 0.10625
SCG | MM Therms | Commercial | Com - Restaurant (Sit Down) | SHW | No | SHW - EF Rated Storage Water Heater (Gas) | 0 | 0 | 0.049878 | 0 | 0 | 0 | 0 | 0 | 0 | 0 | 0 | 0
SCG | MM Therms | Commercial | Com - Restaurant (Sit Down) | SHW | No | SHW - Pipe and Tank Insulation | 0 | 0 | 0 | 0 | 0 | 0 | 0.9379 | 0.92346 | 0.90924 | 0.89523 | 0.88145 | 0.86787
SCG | MM Therms | Commercial | Com - Restaurant (Sit Down) | Service | No | Service - Retro-Commissioning (Gas) | 0.093817 | 0.092372 | 0.09095 | 0.089549 | 0.08817 | 0.086812 | 0.085475 | 0.084159 | 0.082863 | 0.081587 | 0.08033 | 0.079093
SCG | MM Therms | Commercial | Com - Restaurant (Sit Down) | WholeBlg | No | HVAC - Energy Management System | 0.2692 | 0.2728 | 0.27666 | 0.28051 | 0.28456 | 0.28843 | 0.29203 | 0.29564 | 0.29904 | 0.30266 | 0.30611 | 0.3096
SCG | MM Therms | Commercial | Com - Restaurant (Sit Down) | WholeBlg | No | WholeBlg - Com RET Level 1 | 3.1175 | 3.0695 | 3.0222 | 2.9757 | 0 | 0 | 0 | 2.7966 | 2.7535 | 2.7111 | 2.6694 | 2.6283
SCG | MM Therms | Commercial | Com - Restaurant (Sit Down) | WholeBlg | No | WholeBlg - Com RET Level 2 | 13.4415 | 13.2345 | 13.0307 | 12.83 | 0 | 0 | 12.2463 | 12.0578 | 11.8721 | 11.6892 | 11.5092 | 11.332
SCG | MM Therms | Commercial | Com - Retail (Large Multi Level) | FoodServ | No | FoodServ - Oven (Gas) | 0.65955 | 0.66838 | 0.67782 | 0.68726 | 0.6972 | 0.70668 | 0.71549 | 0.72435 | 0.73268 | 0.74154 | 0.74998 | 0.75855
SCG | MM Therms | Commercial | Com - Retail (Large Multi Level) | HVAC | No | HVAC - AFUE Rated Boiler (High) | 1.9017 | 1.8977 | 1.8948 | 1.8921 | 1.8903 | 1.8882 | 1.8854 | 1.8828 | 1.8798 | 1.8777 | 1.8753 | 1.8732
SCG | MM Therms | Commercial | Com - Retail (Large Multi Level) | HVAC | No | HVAC - Gas Furnace | 0.068826 | 0.067766 | 0.066722 | 0.065694 | 0.064683 | 0.063687 | 0.062706 | 0.06174 | 0.060789 | 0.059853 | 0.058932 | 0.058024
SCG | MM Therms | Commercial | Com - Retail (Large Multi Level) | HVAC | No | HVAC - Thermostat | 0.32934 | 0.33375 | 0.33847 | 0.34318 | 0.34814 | 0.35288 | 0.35728 | 0.3617 | 0.36586 | 0.37028 | 0.3745 | 0.37878
SCG | MM Therms | Commercial | Com - Retail (Large Multi Level) | SHW | Yes | SHW - EF Rated Storage Water Heater (Gas) - Emerging | 0 | 0 | 2.517 | 2.5522 | 2.5893 | 2.6247 | 2.6577 | 2.6907 | 2.7218 | 2.7549 | 2.7865 | 2.8185
SCG | MM Therms | Commercial | Com - Retail (Large Multi Level) | SHW | Yes | SHW - ET Rated Storage Water Heater - Emerging | 0.48669 | 0.47919 | 0.47181 | 0.46455 | 0.45739 | 0.45035 | 0.44341 | 0.43658 | 0.42986 | 0.42324 | 0.41672 | 0.41031
SCG | MM Therms | Commercial | Com - Retail (Large Multi Level) | SHW | No | SHW - EF Rated Instantaneous Water Heater (Gas) | 0 | 0 | 0 | 0 | 0 | 0.019624 | 0.019868 | 0.020113 | 0.020344 | 0.020589 | 0.020823 | 0.02106
SCG | MM Therms | Commercial | Com - Retail (Large Multi Level) | SHW | No | SHW - EF Rated Storage Water Heater (Gas) | 0.063044 | 0.063879 | 0.008779 | 0.0089001 | 0.0090276 | 0 | 0 | 0 | 0 | 0 | 0 | 0
SCG | MM Therms | Commercial | Com - Retail (Large Multi Level) | SHW | No | SHW - Pipe and Tank Insulation | 0 | 0 | 0 | 0 | 0 | 0 | 3.378 | 3.326 | 3.2747 | 3.2243 | 3.1747 | 3.1258
SCG | MM Therms | Commercial | Com - Retail (Large Multi Level) | Service | No | Service - Retro-Commissioning (Gas) | 0.33789 | 0.33269 | 0.32757 | 0.32252 | 0.31756 | 0.31267 | 0.30785 | 0.30311 | 0.29844 | 0.29385 | 0.28932 | 0.28487
SCG | MM Therms | Commercial | Com - Retail (Large Multi Level) | WholeBlg | No | HVAC - Energy Management System | 0.96955 | 0.98253 | 0.99641 | 1.0103 | 1.0249 | 1.0388 | 1.0518 | 1.0648 | 1.077 | 1.0901 | 1.1025 | 1.1151
SCG | MM Therms | Commercial | Com - Retail (Large Multi Level) | WholeBlg | No | WholeBlg - Com RET Level 1 | 0.41767 | 0.41124 | 0.40491 | 0.39867 | 0.39253 | 0.38649 | 0.38054 | 0.37468 | 0.36891 | 0.36322 | 0.35763 | 0.35212
SCG | MM Therms | Commercial | Com - Retail (Large Multi Level) | WholeBlg | No | WholeBlg - Com RET Level 2 | 4.6797 | 4.6076 | 4.5367 | 4.4668 | 4.398 | 4.3303 | 4.2636 | 4.1979 | 4.1333 | 4.0696 | 4.007 | 3.9453
SCG | MM Therms | Commercial | Com - Retail (Large Single Level) | FoodServ | No | FoodServ - Oven (Gas) | 0.65955 | 0.66838 | 0.67782 | 0.68726 | 0.6972 | 0.70668 | 0.71549 | 0.72435 | 0.73268 | 0.74154 | 0.74998 | 0.75855
SCG | MM Therms | Commercial | Com - Retail (Large Single Level) | HVAC | No | HVAC - Gas Furnace | 0.068826 | 0.067766 | 0.066722 | 0.065694 | 0.064683 | 0.063687 | 0.062706 | 0.06174 | 0.060789 | 0.059853 | 0.058932 | 0.058024
SCG | MM Therms | Commercial | Com - Retail (Large Single Level) | HVAC | No | HVAC - Thermostat | 0.35818 | 0.36297 | 0.3681 | 0.37322 | 0.37862 | 0.38377 | 0.38856 | 0.39336 | 0.39789 | 0.4027 | 0.40728 | 0.41194
SCG | MM Therms | Commercial | Com - Retail (Large Single Level) | SHW | Yes | SHW - EF Rated Storage Water Heater (Gas) - Emerging | 0 | 0 | 2.5175 | 2.5527 | 2.5898 | 2.6252 | 2.6581 | 2.6912 | 2.7223 | 2.7554 | 2.7869 | 2.8189
SCG | MM Therms | Commercial | Com - Retail (Large Single Level) | SHW | Yes | SHW - ET Rated Storage Water Heater - Emerging | 0.37206 | 0.36633 | 0.36068 | 0.35513 | 0.34966 | 0.34428 | 0.33897 | 0.33375 | 0.32861 | 0.32355 | 0.31857 | 0.31367
SCG | MM Therms | Commercial | Com - Retail (Large Single Level) | SHW | No | SHW - EF Rated Instantaneous Water Heater (Gas) | 0 | 0 | 0 | 0 | 0 | 0 | 0.015392 | 0.015582 | 0.015761 | 0.015952 | 0.016133 | 0.016317
SCG | MM Therms | Commercial | Com - Retail (Large Single Level) | SHW | No | SHW - EF Rated Storage Water Heater (Gas) | 0.045588 | 0.046193 | 0.0063484 | 0.0064361 | 0.0065284 | 0.0066165 | 0 | 0 | 0 | 0 | 0 | 0
SCG | MM Therms | Commercial | Com - Retail (Large Single Level) | SHW | No | SHW - Pipe and Tank Insulation | 0 | 0 | 0 | 0 | 0 | 0 | 3.378 | 3.326 | 3.2747 | 3.2243 | 3.1747 | 3.1258
SCG | MM Therms | Commercial | Com - Retail (Large Single Level) | Service | No | Service - Retro-Commissioning (Gas) | 0.33789 | 0.33269 | 0.32757 | 0.32252 | 0.31756 | 0.31267 | 0.30785 | 0.30311 | 0.29844 | 0.29385 | 0.28932 | 0.28487
SCG | MM Therms | Commercial | Com - Retail (Large Single Level) | WholeBlg | No | HVAC - Energy Management System | 0.96955 | 0.98253 | 0.99641 | 1.0103 | 1.0249 | 1.0388 | 1.0518 | 1.0648 | 1.077 | 1.0901 | 1.1025 | 1.1151
SCG | MM Therms | Commercial | Com - Retail (Large Single Level) | WholeBlg | No | WholeBlg - Com RET Level 1 | 0.35102 | 0.34562 | 0.34029 | 0.33505 | 0.32989 | 0.32481 | 0.31981 | 0.31489 | 0.31004 | 0.30526 | 0.30056 | 0.29593
SCG | MM Therms | Commercial | Com - Retail (Large Single Level) | WholeBlg | No | WholeBlg - Com RET Level 2 | 2.8475 | 2.8037 | 2.7605 | 2.718 | 2.6761 | 2.6349 | 2.5943 | 2.5544 | 2.515 | 2.4763 | 2.4382 | 2.4006
SCG | MM Therms | Commercial | Com - Retail (Small) | HVAC | No | HVAC - Gas Furnace | 0.10946 | 0.10778 | 0.10612 | 0.10448 | 0.10287 | 0.10129 | 0.09973 | 0.098195 | 0.096682 | 0.095194 | 0.093728 | 0.092284
SCG | MM Therms | Commercial | Com - Retail (Small) | HVAC | No | HVAC - Thermostat | 0.49063 | 0.4972 | 0.50422 | 0.51124 | 0.51864 | 0.52569 | 0.53224 | 0.53883 | 0.54503 | 0.55162 | 0.5579 | 0.56427
SCG | MM Therms | Commercial | Com - Retail (Small) | SHW | Yes | SHW - EF Rated Storage Water Heater (Gas) - Emerging | 0 | 0 | 2.5194 | 2.5546 | 2.5917 | 2.6271 | 2.66 | 2.693 | 2.7241 | 2.7571 | 2.7886 | 2.8206
SCG | MM Therms | Commercial | Com - Retail (Small) | SHW | Yes | SHW - ET Rated Storage Water Heater - Emerging | 0.35235 | 0.34693 | 0.35493 | 0.35418 | 0.35361 | 0.35297 | 0.35221 | 0.35151 | 0.35072 | 0.35011 | 0.34944 | 0.34884
SCG | MM Therms | Commercial | Com - Retail (Small) | SHW | No | SHW - EF Rated Instantaneous Water Heater (Gas) | 0 | 0 | 0 | 0 | 0 | 0.013169 | 0.01333 | 0.013493 | 0.013646 | 0.013808 | 0.013963 | 0.014121
SCG | MM Therms | Commercial | Com - Retail (Small) | SHW | No | SHW - EF Rated Storage Water Heater (Gas) | 0.046824 | 0.047442 | 0.0065199 | 0.0066096 | 0.0067041 | 0 | 0 | 0 | 0 | 0 | 0 | 0
SCG | MM Therms | Commercial | Com - Retail (Small) | SHW | No | SHW - Pipe and Tank Insulation | 0 | 0 | 0 | 0 | 0 | 0 | 3.378 | 3.326 | 3.2747 | 3.2243 | 3.1747 | 3.1258
SCG | MM Therms | Commercial | Com - Retail (Small) | Service | No | Service - Retro-Commissioning (Gas) | 0.33789 | 0.33269 | 0.32757 | 0.32252 | 0.31756 | 0.31267 | 0.30785 | 0.30311 | 0.29844 | 0.29385 | 0.28932 | 0.28487
SCG | MM Therms | Commercial | Com - Retail (Small) | WholeBlg | No | HVAC - Energy Management System | 0.96955 | 0.98253 | 0.99641 | 1.0103 | 1.0249 | 1.0388 | 1.0518 | 1.0648 | 1.077 | 1.0901 | 1.1025 | 1.1151
SCG | MM Therms | Commercial | Com - Retail (Small) | WholeBlg | No | WholeBlg - Com RET Level 1 | 0.22995 | 0.2264 | 0.22292 | 0.21948 | 0.2161 | 0.21278 | 0.2095 | 0.20627 | 0.2031 | 0.19997 | 0.19689 | 0.19386
SCG | MM Therms | Commercial | Com - Retail (Small) | WholeBlg | No | WholeBlg - Com RET Level 2 | 2.3437 | 2.3076 | 2.2721 | 2.2371 | 2.2027 | 2.1687 | 2.1353 | 2.1025 | 2.0701 | 2.0382 | 2.0068 | 1.9759
SCG | MM Therms | Commercial | Com - Storage (Conditioned) | HVAC | No | HVAC - Gas Furnace | 0.051601 | 0.050807 | 0.050024 | 0.049254 | 0.048495 | 0.047749 | 0.047013 | 0.046289 | 0.045576 | 0.044875 | 0.044184 | 0.043503
SCG | MM Therms | Commercial | Com - Storage (Conditioned) | SHW | Yes | SHW - EF Rated Storage Water Heater (Gas) - Emerging | 0 | 0 | 0.31646 | 0.32088 | 0.32554 | 0.32999 | 0.33412 | 0.33827 | 0.34217 | 0.34633 | 0.35029 | 0.3543
SCG | MM Therms | Commercial | Com - Storage (Conditioned) | SHW | Yes | SHW - ET Rated Storage Water Heater - Emerging | 0.064147 | 0.064102 | 0.064094 | 0.064094 | 0.064126 | 0.064142 | 0.064131 | 0.06413 | 0.06411 | 0.064123 | 0.064121 | 0.064132
SCG | MM Therms | Commercial | Com - Storage (Conditioned) | SHW | No | SHW - EF Rated Instantaneous Water Heater (Gas) | 0.013485 | 0.013663 | 0 | 0.0024565 | 0.0024916 | 0.0025251 | 0.0025562 | 0.0025874 | 0.0026168 | 0.0026481 | 0.0026779 | 0.0027081
SCG | MM Therms | Commercial | Com - Storage (Conditioned) | SHW | No | SHW - EF Rated Storage Water Heater (Gas) | 0 | 0 | 0.0012391 | 0 | 0 | 0 | 0 | 0 | 0 | 0 | 0 | 0
SCG | MM Therms | Commercial | Com - Storage (Conditioned) | SHW | No | SHW - Pipe and Tank Insulation | 0 | 0 | 0 | 0 | 0 | 0 | 1.9805 | 1.95 | 1.9199 | 1.8904 | 1.8613 | 1.8326
SCG | MM Therms | Commercial | Com - Storage (Conditioned) | Service | No | Service - Retro-Commissioning (Gas) | 0.1981 | 0.19505 | 0.19205 | 0.18909 | 0.18618 | 0.18331 | 0.18049 | 0.17771 | 0.17497 | 0.17228 | 0.16963 | 0.16701
SCG | MM Therms | Commercial | Com - Storage (Conditioned) | WholeBlg | No | HVAC - Energy Management System | 0.56844 | 0.57605 | 0.58419 | 0.59232 | 0.60089 | 0.60906 | 0.61665 | 0.62428 | 0.63146 | 0.6391 | 0.64637 | 0.65376
SCG | MM Therms | Commercial | Com - Storage (Conditioned) | WholeBlg | No | WholeBlg - Com RET Level 1 | 0.11238 | 0.11065 | 0.10894 | 0.10727 | 0.10561 | 0.10399 | 0.10239 | 0.10081 | 0.099258 | 0.097729 | 0.096224 | 0.094742
SCG | MM Therms | Commercial | Com - Storage (Conditioned) | WholeBlg | No | WholeBlg - Com RET Level 2 | 0.68831 | 0.67771 | 0.66728 | 0.657 | 0.64688 | 0.63692 | 0.62711 | 0.61745 | 0.60794 | 0.59858 | 0.58936 | 0.58029
SCG | MM Therms | Commercial | Com - Storage (Unconditioned) | SHW | Yes | SHW - EF Rated Storage Water Heater (Gas) - Emerging | 0 | 0 | 1.3197 | 1.3381 | 1.3575 | 1.376 | 1.3932 | 1.4105 | 1.4267 | 1.444 | 1.4605 | 1.4772
SCG | MM Therms | Commercial | Com - Storage (Unconditioned) | SHW | Yes | SHW - ET Rated Storage Water Heater - Emerging | 0.15786 | 0.15779 | 0.1578 | 0.15784 | 0.15795 | 0.15803 | 0.15804 | 0.15807 | 0.15805 | 0.15812 | 0.15815 | 0.15821
SCG | MM Therms | Commercial | Com - Storage (Unconditioned) | SHW | No | SHW - EF Rated Instantaneous Water Heater (Gas) | 0.032322 | 0.033647 | 0 | 0 | 0.0061283 | 0.0062083 | 0.0062825 | 0.006357 | 0.0064272 | 0.0065019 | 0.006573 | 0.0066453
SCG | MM Therms | Commercial | Com - Storage (Unconditioned) | SHW | No | SHW - EF Rated Storage Water Heater (Gas) | 0.0005989 | 0 | 0.0030584 | 0.0030996 | 0 | 0 | 0 | 0 | 0 | 0 | 0 | 0
SCG | MM Therms | Commercial | Com - Storage (Unconditioned) | SHW | No | SHW - Pipe and Tank Insulation | 0 | 0 | 0 | 0 | 0 | 0 | 4.9512 | 4.8749 | 4.7999 | 4.726 | 4.6532 | 4.5815
SCG | MM Therms | Commercial | Com - Storage (Unconditioned) | Service | No | Service - Retro-Commissioning (Gas) | 0.49526 | 0.48763 | 0.48012 | 0.47273 | 0.46545 | 0.45828 | 0.45123 | 0.44428 | 0.43743 | 0.4307 | 0.42407 | 0.41753
SCG | MM Therms | Commercial | Com - Storage (Unconditioned) | WholeBlg | No | HVAC - Energy Management System | 1.4211 | 1.4401 | 1.4605 | 1.4808 | 1.5022 | 1.5226 | 1.5416 | 1.5607 | 1.5787 | 1.5977 | 1.6159 | 1.6344
SCG | MM Therms | Commercial | Com - Storage (Unconditioned) | WholeBlg | No | WholeBlg - Com RET Level 1 | 0.28089 | 0.27656 | 0.2723 | 0.26811 | 0.26398 | 0.25991 | 0.25591 | 0.25197 | 0.24809 | 0.24427 | 0.24051 | 0.2368
SCG | MM Therms | Commercial | Com - Storage (Unconditioned) | WholeBlg | No | WholeBlg - Com RET Level 2 | 1.5804 | 1.556 | 1.5321 | 1.5085 | 1.4852 | 1.4624 | 1.4399 | 1.4177 | 1.3958 | 1.3744 | 1.3532 | 1.3323
SCG | MM Therms | Commercial | Com - Warehouse (Refrigerated) | SHW | No | SHW - Pipe and Tank Insulation | 0 | 0 | 0 | 0 | 0 | 0 | 0.38416 | 0.37824 | 0.37242 | 0.36668 | 0.36104 | 0.35548
SCG | MM Therms | Commercial | Com - Warehouse (Refrigerated) | Service | No | Service - Retro-Commissioning (Gas) | 0.038427 | 0.037835 | 0.037253 | 0.036679 | 0.036114 | 0.035558 | 0.03501 | 0.034471 | 0.03394 | 0.033418 | 0.032903 | 0.032396
SCG | MM Therms | Commercial | Com - Warehouse (Refrigerated) | WholeBlg | No | HVAC - Energy Management System | 0.11026 | 0.11174 | 0.11332 | 0.1149 | 0.11656 | 0.11814 | 0.11961 | 0.12109 | 0.12249 | 0.12397 | 0.12538 | 0.12681
SCG | MM Therms | Commercial | Com - Warehouse (Refrigerated) | WholeBlg | No | WholeBlg - Com RET Level 1 | 0.085765 | 0.084445 | 0.083144 | 0.081864 | 0.080603 | 0.079362 | 0.07814 | 0.076936 | 0.075751 | 0.074585 | 0.073436 | 0.072305
SCG | MM Therms | Commercial | Com - Warehouse (Refrigerated) | WholeBlg | No | WholeBlg - Com RET Level 2 | 0.085765 | 0.084445 | 0.083144 | 0.081864 | 0.080603 | 0.079362 | 0.07814 | 0.076936 | 0.075751 | 0.074585 | 0.073436 | 0.072305
SDG&E | GWh | Commercial | Com - Assembly | AppPlug | No | AppPlug - Computer Monitor | 0.029445 | 0.05803 | 0.086047 | 0.11416 | 0.14174 | 0.16784 | 0.19145 | 0.21406 | 0.23625 | 0.2582 | 0.28034 | 0.30248
SDG&E | GWh | Commercial | Com - Assembly | AppPlug | No | AppPlug - Desktop Computer (Com - Power Management) | 1.4937 | 1.5184 | 1.5425 | 1.5671 | 1.5912 | 1.6132 | 1.6313 | 1.6482 | 1.6647 | 1.6811 | 1.6981 | 1.7154
SDG&E | GWh | Commercial | Com - Assembly | AppPlug | No | AppPlug - Occupancy Sensor Plug Strip | 0 | 0 | 0 | 0 | 0 | 0 | 0 | 0 | 0 | 0.78554 | 0.79349 | 0.80158
SDG&E | GWh | Commercial | Com - Assembly | AppPlug | No | AppPlug - Vending Machine Controls | 0.78405 | 0.79701 | 0.80967 | 0.82258 | 0.83521 | 0.84674 | 0.85628 | 0.86513 | 0.87379 | 0.88239 | 0.89132 | 0.90041
SDG&E | GWh | Commercial | Com - Assembly | BldgEnv | No | BldgEnv - Wall Spray On Insulation | 0.43068 | 0.42405 | 0.41752 | 0.41109 | 0.40476 | 0.39852 | 0.39239 | 0.38634 | 0.38039 | 0.37454 | 0.36877 | 0.36309
SDG&E | GWh | Commercial | Com - Assembly | BldgEnv | No | BldgEnv - Window Film | 1.9198 | 1.8902 | 1.8611 | 1.8324 | 1.8042 | 1.7764 | 1.7491 | 1.7221 | 1.6956 | 1.6695 | 1.6438 | 1.6185
SDG&E | GWh | Commercial | Com - Assembly | HVAC | Yes | HVAC - Advanced Package Rooftop AC (> EER 12) - Emerging | 0 | 8.2355 | 8.1087 | 7.9838 | 7.8608 | 7.7398 | 7.6206 | 7.5032 | 7.3877 | 7.2739 | 7.1619 | 7.0516
SDG&E | GWh | Commercial | Com - Assembly | HVAC | No | HVAC - Demand Controlled Ventilation | 1.8518 | 1.8824 | 1.9123 | 1.9428 | 1.9726 | 1.9998 | 2.0224 | 2.0433 | 2.0637 | 2.0841 | 2.1051 | 2.1266
SDG&E | GWh | Commercial | Com - Assembly | HVAC | No | HVAC - Direct Evaporative Cooler | 4.1394 | 4.2079 | 4.2747 | 4.3429 | 4.4095 | 4.4704 | 4.5208 | 4.5675 | 4.6132 | 4.6586 | 4.7058 | 4.7538
SDG&E | GWh | Commercial | Com - Assembly | HVAC | No | HVAC - EER Rated Package Rooftop AC (EER 11) | 0 | 0 | 0 | 0.27488 | 0.34127 | 0.40413 | 0.46096 | 0.5154 | 0.56884 | 0.62168 | 0.67499 | 0.7283
SDG&E | GWh | Commercial | Com - Assembly | HVAC | No | HVAC - SEER Rated Package Rooftop AC (Recharge) | 3.0141 | 2.9676 | 2.9219 | 2.8769 | 2.8326 | 2.789 | 2.7461 | 2.7038 | 2.6621 | 2.6211 | 2.5808 | 2.541
SDG&E | GWh | Commercial | Com - Assembly | HVAC | No | HVAC - SEER Rated Package Rooftop AC (SEER 14) | 10.0045 | 10.1612 | 0 | 0 | 0 | 0 | 0 | 0 | 0 | 0 | 0 | 0
SDG&E | GWh | Commercial | Com - Assembly | HVAC | No | HVAC - SEER Rated Package Rooftop AC (SEER 15) | 0 | 0 | 6.5466 | 6.6508 | 6.7526 | 6.8456 | 6.9225 | 6.9939 | 7.0636 | 7.133 | 7.205 | 7.2783
SDG&E | GWh | Commercial | Com - Assembly | HVAC | No | HVAC - SEER Rated Package Rooftop HP (SEER 15) | 5.4633 | 5.5497 | 2.6158 | 2.6558 | 2.6949 | 2.7306 | 2.76 | 2.7872 | 2.8138 | 2.8402 | 2.8677 | 2.8957
SDG&E | GWh | Commercial | Com - Assembly | HVAC | No | HVAC - SEER Rated Split System AC (SEER 14) | 4.8706 | 4.9556 | 5.0385 | 0 | 0 | 0 | 0 | 0 | 0 | 0 | 0 | 0
SDG&E | GWh | Commercial | Com - Assembly | HVAC | No | HVAC - SEER Rated Split System AC (SEER 15) | 0 | 0 | 0 | 2.8878 | 2.9287 | 2.966 | 2.9966 | 3.0249 | 3.0526 | 3.0801 | 3.1087 | 3.1379
SDG&E | GWh | Commercial | Com - Assembly | HVAC | No | HVAC - SEER Rated Split System HP (SEER 15) | 2.5525 | 2.607 | 1.2351 | 1.2602 | 1.2848 | 1.3074 | 1.3265 | 1.3444 | 1.3619 | 1.3793 | 1.3972 | 1.4154
SDG&E | GWh | Commercial | Com - Assembly | Lighting | Yes | Lighting - LED Fixture (Replacing T8) - Emerging | 0 | 17.4454 | 18.0413 | 18.7355 | 19.3521 | 19.9531 | 20.4304 | 20.8968 | 21.3637 | 21.8343 | 22.3183 | 22.7216
SDG&E | GWh | Commercial | Com - Assembly | Lighting | Yes | Lighting - LED Lamp (Basic High - Indoor) - Emerging | 3.5213 | 3.6432 | 3.7574 | 3.8579 | 3.9583 | 0.52146 | 0.53169 | 0.54045 | 0.54917 | 0.55676 | 0.5646 | 0.57259
SDG&E | GWh | Commercial | Com - Assembly | Lighting | Yes | Lighting - LED Lamp (Basic Low - Indoor) - Emerging | 3.8467 | 3.9852 | 4.1149 | 4.2284 | 4.3418 | 0.678 | 0.69171 | 0.70343 | 0.71509 | 0.72679 | 0.73723 | 0.74787
SDG&E | GWh | Commercial | Com - Assembly | Lighting | Yes | Lighting - LED Plug-In Indoor Fixture - Emerging | 1.3173 | 1.3584 | 1.3952 | 1.4239 | 1.4568 | 0.084347 | 0.085678 | 0.087222 | 0.088349 | 0.089614 | 0.09078 | 0.09211
SDG&E | GWh | Commercial | Com - Assembly | Lighting | No | Lighting - Cold Cathode Lamp | 0.039113 | 0.039759 | 0.040391 | 0.041035 | 0.041665 | 0 | 0 | 0 | 0 | 0 | 0 | 0
SDG&E | GWh | Commercial | Com - Assembly | Lighting | No | Lighting - Compact Fluorescent Fixture (Indoor) | 6.1487 | 6.2482 | 6.3453 | 6.4445 | 6.5414 | 0 | 0 | 0 | 0 | 0 | 0 | 0
SDG&E | GWh | Commercial | Com - Assembly | Lighting | No | Lighting - Exit Fixture (LED) | 0.89199 | 0.87825 | 0.86473 | 0.85141 | 0.8383 | 0.82539 | 0.81268 | 0.80016 | 0.78784 | 0.77571 | 0.76376 | 0.752
SDG&E | GWh | Commercial | Com - Assembly | Lighting | No | Lighting - Halogen Lamp (A-Line) | 0.14603 | 0.14844 | 0.1508 | 0.15321 | 0.15556 | 0 | 0 | 0 | 0 | 0 | 0 | 0
SDG&E | GWh | Commercial | Com - Assembly | Lighting | No | Lighting - High Bay HID to T5 | 0 | 0 | 0 | 0 | 0 | 0.64433 | 0.78446 | 0.79241 | 0.80018 | 0.80791 | 0.81594 | 0.82411
SDG&E | GWh | Commercial | Com - Assembly | Lighting | No | Lighting - Induction Fixture (Indoor) | 1.6043 | 1.6308 | 1.6567 | 1.6832 | 1.709 | 1.7326 | 1.7521 | 1.7702 | 1.7879 | 1.8055 | 1.8238 | 1.8424
SDG&E | GWh | Commercial | Com - Assembly | Lighting | No | Lighting - Induction Fixture (Outdoor) | 0.57651 | 0.58604 | 0.59535 | 0.60484 | 0.61413 | 0.62261 | 0.62962 | 0.63613 | 0.64249 | 0.64882 | 0.65539 | 0.66207
SDG&E | GWh | Commercial | Com - Assembly | Lighting | No | Lighting - Linear Fluorescent Delamping | 0.080182 | 0.078948 | 0.058299 | 0.038267 | 0 | 0 | 0 | 0 | 0 | 0 | 0 | 0
SDG&E | GWh | Commercial | Com - Assembly | Lighting | No | Lighting - Linear Fluorescent Fixture (Low Wattage T8) | 6.4869 | 0 | 0 | 0 | 0 | 0 | 0 | 0 | 0 | 0 | 0 | 0
SDG&E | GWh | Commercial | Com - Assembly | Lighting | No | Lighting - Plug-In Fixture (Exterior) | 0.53291 | 0.54173 | 0.55033 | 0.55911 | 0.56769 | 0.57552 | 0.58201 | 0.58803 | 0.59391 | 0.59976 | 0.60583 | 0.612
SDG&E | GWh | Commercial | Com - Assembly | Lighting | No | Lighting - Plug-In Fixture (Linear Fluorescent) | 0 | 2.4156 | 2.616 | 2.657 | 2.6971 | 0 | 0 | 0 | 0 | 0 | 0 | 0
SDG&E | GWh | Commercial | Com - Assembly | Lighting | No | Lighting - Plug-In Fixture (PSMH with Electronic Ballast) | 0 | 0 | 0 | 1.3014 | 1.2814 | 1.5193 | 1.5361 | 1.5516 | 1.5668 | 1.582 | 1.5977 | 1.6137
SDG&E | GWh | Commercial | Com - Assembly | Lighting | No | Lighting - Plug-In Fixture (PSMH) | 1.3952 | 1.4179 | 1.44 | 0.17353 | 0.21545 | 0 | 0 | 0 | 0 | 0 | 0 | 0
SDG&E | GWh | Commercial | Com - Assembly | SHW | No | SHW - EF Rated Instantaneous Water Heater (Electric) | 0.13911 | 0.14137 | 0.14358 | 0.14583 | 0.14804 | 0.15005 | 0.15171 | 0.15325 | 0.15476 | 0.15625 | 0.15781 | 0.15939
SDG&E | GWh | Commercial | Com - Assembly | Service | No | HVAC - Comprehensive Rooftop Unit Quality Maintenance | 9.3653 | 9.2211 | 9.0791 | 8.9393 | 8.8016 | 8.6661 | 8.5326 | 8.4012 | 8.2718 | 8.1444 | 8.019 | 7.8955
SDG&E | GWh | Commercial | Com - Assembly | Service | No | Service - HVAC Fault Detection & Diagnositics | 2.8871 | 2.9348 | 2.9814 | 3.029 | 3.0755 | 3.1179 | 3.1531 | 3.1857 | 3.2175 | 3.2492 | 3.2821 | 3.3156
SDG&E | GWh | Commercial | Com - Assembly | Service | No | Service - Retro-Commissioning (Electric) | 0 | 0 | 0 | 0 | 0 | 0 | 0 | 0 | 8.5818 | 8.4497 | 8.3196 | 8.1914
SDG&E | GWh | Commercial | Com - Assembly | WholeBlg | No | HVAC - Energy Management System | 1.6931 | 1.721 | 1.7484 | 1.7763 | 1.8035 | 1.8284 | 1.849 | 1.8681 | 1.8868 | 1.9054 | 1.9247 | 1.9443
SDG&E | GWh | Commercial | Com - Assembly | WholeBlg | No | WholeBlg - Com RET Level 1 | 11.433 | 11.257 | 11.0836 | 10.9129 | 10.7449 | 10.5794 | 10.4165 | 10.2561 | 10.0981 | 9.9426 | 9.7895 | 9.6387
SDG&E | GWh | Commercial | Com - Assembly | WholeBlg | No | WholeBlg - Com RET Level 2 | 72.7742 | 71.6534 | 70.55 | 69.4635 | 68.3938 | 67.3405 | 66.3035 | 65.2824 | 64.277 | 63.2872 | 62.3126 | 61.3529
SDG&E | GWh | Commercial | Com - Education (Community College) | AppPlug | No | AppPlug - Computer Monitor | 0.018247 | 0.035961 | 0.053324 | 0.070748 | 0.087836 | 0.10401 | 0.11864 | 0.13265 | 0.14641 | 0.16001 | 0.17373 | 0.18745
SDG&E | GWh | Commercial | Com - Education (Community College) | AppPlug | No | AppPlug - Desktop Computer (Com - Power Management) | 0.92837 | 0.94372 | 0.95871 | 0.974 | 0.98895 | 1.0026 | 1.0139 | 1.0244 | 1.0346 | 1.0448 | 1.0554 | 1.0662
SDG&E | GWh | Commercial | Com - Education (Community College) | AppPlug | No | AppPlug - Occupancy Sensor Plug Strip | 0 | 0 | 0 | 0 | 0 | 0 | 0 | 0 | 0 | 0.4868 | 0.49173 | 0.49674
SDG&E | GWh | Commercial | Com - Education (Community College) | AppPlug | No | AppPlug - Vending Machine Controls | 1.9179 | 1.9497 | 1.9806 | 2.0122 | 2.0431 | 2.0713 | 2.0946 | 2.1163 | 2.1375 | 2.1585 | 2.1804 | 2.2026
SDG&E | GWh | Commercial | Com - Education (Community College) | BldgEnv | No | BldgEnv - Wall Spray On Insulation | 0.26671 | 0.2626 | 0.25856 | 0.25458 | 0.25065 | 0.24679 | 0.24299 | 0.23925 | 0.23557 | 0.23194 | 0.22837 | 0.22485
SDG&E | GWh | Commercial | Com - Education (Community College) | FoodServ | No | FoodServ - Electric Griddle | 0.069991 | 0.071148 | 0.072277 | 0.073431 | 0.074558 | 0.075587 | 0.076438 | 0.077229 | 0.078001 | 0.078769 | 0.079567 | 0.080378
SDG&E | GWh | Commercial | Com - Education (Community College) | FoodServ | No | FoodServ - Electric Steamer | 0.033291 | 0.033841 | 0.034378 | 0.034927 | 0.035463 | 0.035952 | 0.036358 | 0.036733 | 0.037101 | 0.037466 | 0.037845 | 0.038231
SDG&E | GWh | Commercial | Com - Education (Community College) | FoodServ | No | FoodServ - Fryer (Electric) | 0 | 0 | 0 | 0 | 0 | 0 | 0 | 0 | 0 | 0 | 0.0035354 | 0.0035714
SDG&E | GWh | Commercial | Com - Education (Community College) | FoodServ | No | FoodServ - Oven (Electric) | 0.61894 | 0.62918 | 0.63917 | 0.64937 | 0.65933 | 0.66843 | 0.67596 | 0.68295 | 0.68979 | 0.69658 | 0.70363 | 0.7108
SDG&E | GWh | Commercial | Com - Education (Community College) | HVAC | No | HVAC - Chiller (Centrifugal) | 1.722 | 1.6955 | 1.6694 | 1.6437 | 1.6184 | 1.5935 | 1.5689 | 1.5448 | 1.521 | 1.4975 | 1.4745 | 1.4518
SDG&E | GWh | Commercial | Com - Education (Community College) | HVAC | No | HVAC - Chiller (Reciprocating) | 1.4434 | 1.4547 | 1.4657 | 1.4772 | 1.4883 | 1.4981 | 1.5053 | 1.5116 | 1.5178 | 1.524 | 1.5307 | 1.5377
SDG&E | GWh | Commercial | Com - Education (Community College) | HVAC | No | HVAC - Demand Controlled Ventilation | 0.63955 | 0.65013 | 0.66045 | 0.67099 | 0.68129 | 0.69069 | 0.69847 | 0.70569 | 0.71276 | 0.71977 | 0.72706 | 0.73447
SDG&E | GWh | Commercial | Com - Education (Community College) | HVAC | No | HVAC - Direct Evaporative Cooler | 1.2497 | 1.2704 | 1.2906 | 1.3112 | 1.3313 | 1.3497 | 1.3649 | 1.379 | 1.3928 | 1.4065 | 1.4207 | 1.4352
SDG&E | GWh | Commercial | Com - Education (Community College) | HVAC | No | HVAC - EER Rated Package Rooftop AC (EER 11) | 0 | 0 | 0 | 0 | 0.67991 | 0.79742 | 0.8051 | 0.81219 | 0.81912 | 0.82601 | 0.8332 | 0.84055
SDG&E | GWh | Commercial | Com - Education (Community College) | HVAC | No | HVAC - SEER Rated Package Rooftop AC (Recharge) | 0 | 0 | 0 | 0 | 0 | 0 | 0 | 0.77176 | 0.75987 | 0.74817 | 0.73665 | 0.7253
SDG&E | GWh | Commercial | Com - Education (Community College) | HVAC | No | HVAC - SEER Rated Package Rooftop AC (SEER 14) | 3.1091 | 3.1576 | 0 | 0 | 0 | 0 | 0 | 0 | 0 | 0 | 0 | 0
SDG&E | GWh | Commercial | Com - Education (Community College) | HVAC | No | HVAC - SEER Rated Package Rooftop AC (SEER 15) | 0 | 0 | 1.9739 | 2.0023 | 2.0301 | 2.0553 | 2.076 | 2.0951 | 2.1137 | 2.1323 | 2.1516 | 2.1713
SDG&E | GWh | Commercial | Com - Education (Community College) | HVAC | No | HVAC - SEER Rated Package Rooftop HP (SEER 15) | 1.4921 | 1.5202 | 0.71854 | 0.73151 | 0.74419 | 0.75583 | 0.76557 | 0.77465 | 0.78353 | 0.79235 | 0.80147 | 0.81073
SDG&E | GWh | Commercial | Com - Education (Community College) | HVAC | No | HVAC - SEER Rated Split System AC (SEER 14) | 1.5267 | 1.5517 | 1.576 | 0 | 0 | 0 | 0 | 0 | 0 | 0 | 0 | 0
SDG&E | GWh | Commercial | Com - Education (Community College) | HVAC | No | HVAC - SEER Rated Split System AC (SEER 15) | 0 | 0 | 0 | 0.88613 | 0.89796 | 0.9087 | 0.91744 | 0.92552 | 0.9334 | 0.94124 | 0.94943 | 0.95779
SDG&E | GWh | Commercial | Com - Education (Community College) | HVAC | No | HVAC - SEER Rated Split System HP (SEER 15) | 0.85393 | 0.8696 | 0.41085 | 0.41809 | 0.42516 | 0.43165 | 0.43707 | 0.44212 | 0.44706 | 0.45196 | 0.45704 | 0.46219
SDG&E | GWh | Commercial | Com - Education (Community College) | HVAC | No | HVAC - Thermostat | 1.9662 | 1.9987 | 2.0304 | 2.0628 | 2.0945 | 2.1234 | 2.1473 | 2.1695 | 2.1912 | 2.2128 | 2.2352 | 2.258
SDG&E | GWh | Commercial | Com - Education (Community College) | Lighting | Yes | Lighting - LED Fixture (Replacing T8) - Emerging | 0 | 0 | 15.184 | 15.7766 | 16.3041 | 16.8184 | 17.2278 | 17.628 | 18.0287 | 18.4326 | 18.848 | 19.1954
SDG&E | GWh | Commercial | Com - Education (Community College) | Lighting | Yes | Lighting - LED Lamp (Basic High - Indoor) - Emerging | 0.34236 | 0.35435 | 0.36562 | 0.37555 | 0.38547 | 0.050799 | 0.051812 | 0.052681 | 0.053546 | 0.054301 | 0.055081 | 0.055875
SDG&E | GWh | Commercial | Com - Education (Community College) | Lighting | Yes | Lighting - LED Lamp (Basic Low - Indoor) - Emerging | 0.43625 | 0.45215 | 0.46706 | 0.48013 | 0.4932 | 0.077044 | 0.078626 | 0.079982 | 0.08133 | 0.082684 | 0.083895 | 0.085128
SDG&E | GWh | Commercial | Com - Education (Community College) | Lighting | Yes | Lighting - LED Plug-In Indoor Fixture - Emerging | 1.1253 | 1.161 | 1.1929 | 1.2179 | 1.2465 | 0.072198 | 0.073361 | 0.074705 | 0.075691 | 0.076796 | 0.077817 | 0.078977
SDG&E | GWh | Commercial | Com - Education (Community College) | Lighting | No | Lighting - Cold Cathode Lamp | 0.022432 | 0.022803 | 0.023165 | 0.023534 | 0.023895 | 0 | 0 | 0 | 0 | 0 | 0 | 0
SDG&E | GWh | Commercial | Com - Education (Community College) | Lighting | No | Lighting - Compact Fluorescent Fixture (Indoor) | 4.6299 | 4.7069 | 4.782 | 4.8587 | 4.9337 | 0 | 0 | 0 | 0 | 0 | 0 | 0
SDG&E | GWh | Commercial | Com - Education (Community College) | Lighting | No | Lighting - Exit Fixture (LED) | 0.56721 | 0.55848 | 0.54988 | 0.54141 | 0.53307 | 0.52486 | 0.51678 | 0.50882 | 0.50099 | 0.49327 | 0.48568 | 0.4782
SDG&E | GWh | Commercial | Com - Education (Community College) | Lighting | No | Lighting - Halogen Lamp (A-Line) | 0.090495 | 0.091992 | 0.093452 | 0.094943 | 0.0964 | 0 | 0 | 0 | 0 | 0 | 0 | 0
SDG&E | GWh | Commercial | Com - Education (Community College) | Lighting | No | Lighting - High Bay HID to T5 | 0 | 0 | 0 | 0 | 0 | 0 | 0.33471 | 0.33824 | 0.34168 | 0.34511 | 0.34866 | 0.35228
SDG&E | GWh | Commercial | Com - Education (Community College) | Lighting | No | Lighting - Induction Fixture (Indoor) | 0.96021 | 0.97609 | 0.99159 | 1.0074 | 1.0229 | 1.037 | 1.0487 | 1.0595 | 1.0701 | 1.0806 | 1.0916 | 1.1027
SDG&E | GWh | Commercial | Com - Education (Community College) | Lighting | No | Lighting - Induction Fixture (Outdoor) | 0.35727 | 0.36317 | 0.36894 | 0.37483 | 0.38058 | 0.38583 | 0.39018 | 0.39421 | 0.39816 | 0.40208 | 0.40615 | 0.41029
SDG&E | GWh | Commercial | Com - Education (Community College) | Lighting | No | Lighting - Light Sensor | 0 | 0 | 0 | 0 | 0.044117 | 0.052243 | 0.05959 | 0.066628 | 0.073536 | 0.25554 | 0.25974 | 0.26397
SDG&E | GWh | Commercial | Com - Education (Community College) | Lighting | No | Lighting - Linear Fluorescent Delamping | 0.018994 | 0.018702 | 0.01381 | 0.009065 | 0 | 0 | 0 | 0 | 0 | 0 | 0 | 0
SDG&E | GWh | Commercial | Com - Education (Community College) | Lighting | No | Lighting - Linear Fluorescent Fixture (Low Wattage T8) | 5.6458 | 5.7408 | 0 | 0 | 0 | 0 | 0 | 0 | 0 | 0 | 0 | 0
SDG&E | GWh | Commercial | Com - Education (Community College) | Lighting | No | Lighting - Plug-In Fixture (Exterior) | 0.33025 | 0.33571 | 0.34104 | 0.34648 | 0.3518 | 0.35666 | 0.36067 | 0.3644 | 0.36805 | 0.37167 | 0.37543 | 0.37926
SDG&E | GWh | Commercial | Com - Education (Community College) | Lighting | No | Lighting - Plug-In Fixture (Linear Fluorescent) | 0 | 0 | 0 | 0 | 1.0951 | 0 | 0 | 0 | 0 | 0 | 0 | 0
SDG&E | GWh | Commercial | Com - Education (Community College) | Lighting | No | Lighting - Plug-In Fixture (PSMH with Electronic Ballast) | 0 | 0.052481 | 0.84201 | 0.85567 | 0.86902 | 0.88122 | 0.89134 | 0.90073 | 0.90991 | 0.91903 | 0.9285 | 0.93813
SDG&E | GWh | Commercial | Com - Education (Community College) | Lighting | No | Lighting - Plug-In Fixture (PSMH) | 0.80713 | 0.76873 | 0 | 0 | 0 | 0 | 0 | 0 | 0 | 0 | 0 | 0
SDG&E | GWh | Commercial | Com - Education (Community College) | SHW | No | SHW - EF Rated Instantaneous Water Heater (Electric) | 0.035322 | 0.035907 | 0.036478 | 0.037061 | 0.03763 | 0.038151 | 0.038581 | 0.038981 | 0.039372 | 0.03976 | 0.040163 | 0.040573
SDG&E | GWh | Commercial | Com - Education (Community College) | Service | No | HVAC - Comprehensive Rooftop Unit Quality Maintenance | 5.8038 | 5.7144 | 5.6264 | 5.5397 | 5.4544 | 5.3704 | 5.2877 | 5.2063 | 5.1261 | 5.0472 | 4.9694 | 4.8929
SDG&E | GWh | Commercial | Com - Education (Community College) | Service | No | Service - HVAC Fault Detection & Diagnositics | 1.7891 | 1.8187 | 1.8476 | 1.8771 | 1.9059 | 1.9322 | 1.954 | 1.9742 | 1.9939 | 2.0136 | 2.0339 | 2.0547
SDG&E | GWh | Commercial | Com - Education (Community College) | Service | No | Service - Retro-Commissioning (Electric) | 0 | 0 | 0 | 0 | 0 | 0 | 0 | 0 | 5.3182 | 5.2363 | 5.1557 | 5.0763
SDG&E | GWh | Commercial | Com - Education (Community College) | WholeBlg | No | HVAC - Energy Management System | 1.0492 | 1.0665 | 1.0835 | 1.1008 | 1.1177 | 1.1331 | 1.1459 | 1.1577 | 1.1693 | 1.1808 | 1.1927 | 1.2049
SDG&E | GWh | Commercial | Com - Education (Community College) | WholeBlg | No | WholeBlg - Com RET Level 1 | 4.942 | 4.8659 | 4.791 | 4.7172 | 4.6446 | 4.573 | 4.5026 | 4.4333 | 4.365 | 4.2978 | 4.2316 | 4.1664
SDG&E | GWh | Commercial | Com - Education (Community College) | WholeBlg | No | WholeBlg - Com RET Level 2 | 36.3411 | 35.7815 | 35.2305 | 34.6879 | 34.1537 | 33.6277 | 33.1099 | 32.6 | 32.0979 | 31.6036 | 31.1169 | 30.6377
SDG&E | GWh | Commercial | Com - Education (Primary School) | AppPlug | No | AppPlug - Desktop Computer (Com - Power Management) | 1.5081 | 1.533 | 1.5574 | 1.5822 | 1.6065 | 1.6287 | 1.647 | 1.664 | 1.6807 | 1.6972 | 1.7144 | 1.7319
SDG&E | GWh | Commercial | Com - Education (Primary School) | AppPlug | No | AppPlug - Occupancy Sensor Plug Strip | 0 | 0 | 0 | 0 | 0 | 0 | 0 | 0 | 0 | 0.71118 | 0.71838 | 0.72571
SDG&E | GWh | Commercial | Com - Education (Primary School) | AppPlug | No | AppPlug - Vending Machine Controls | 1.924 | 1.9558 | 1.9869 | 2.0186 | 2.0496 | 2.0779 | 2.1013 | 2.123 | 2.1443 | 2.1654 | 2.1873 | 2.2096
SDG&E | GWh | Commercial | Com - Education (Primary School) | BldgEnv | No | BldgEnv - Wall Spray On Insulation | 0.38964 | 0.38364 | 0.37773 | 0.37192 | 0.36619 | 0.36055 | 0.355 | 0.34953 | 0.34415 | 0.33885 | 0.33363 | 0.32849
SDG&E | GWh | Commercial | Com - Education (Primary School) | BldgEnv | No | BldgEnv - Window Film | 0 | 0 | 0 | 0 | 2.8626 | 2.8185 | 2.7751 | 2.7324 | 2.6903 | 2.6489 | 2.6081 | 2.5679
SDG&E | GWh | Commercial | Com - Education (Primary School) | FoodServ | No | FoodServ - Electric Griddle | 1.1759 | 1.1953 | 1.2143 | 1.2337 | 1.2526 | 1.2699 | 1.2842 | 1.2975 | 1.3105 | 1.3234 | 1.3368 | 1.3504
SDG&E | GWh | Commercial | Com - Education (Primary School) | FoodServ | No | FoodServ - Electric Steamer | 0.10538 | 0.10712 | 0.10882 | 0.11056 | 0.11225 | 0.1138 | 0.11508 | 0.11627 | 0.11744 | 0.11859 | 0.11979 | 0.12102
SDG&E | GWh | Commercial | Com - Education (Primary School) | FoodServ | No | FoodServ - Fryer (Electric) | 0 | 0 | 0 | 0 | 0 | 0 | 0 | 0 | 0 | 0 | 0.014462 | 0.014609
SDG&E | GWh | Commercial | Com - Education (Primary School) | FoodServ | No | FoodServ - Oven (Electric) | 0.20623 | 0.20964 | 0.21297 | 0.21636 | 0.21969 | 0.22272 | 0.22523 | 0.22756 | 0.22983 | 0.2321 | 0.23444 | 0.23684
SDG&E | GWh | Commercial | Com - Education (Primary School) | HVAC | No | HVAC - Demand Controlled Ventilation | 0.85038 | 0.86444 | 0.87816 | 0.89217 | 0.90587 | 0.91837 | 0.92872 | 0.93832 | 0.94771 | 0.95704 | 0.96673 | 0.97658
SDG&E | GWh | Commercial | Com - Education (Primary School) | HVAC | No | HVAC - Direct Evaporative Cooler | 1.441 | 1.4648 | 1.488 | 1.5118 | 1.535 | 1.5562 | 1.5737 | 1.59 | 1.6059 | 1.6217 | 1.6381 | 1.6548
SDG&E | GWh | Commercial | Com - Education (Primary School) | HVAC | No | HVAC - SEER Rated Package Rooftop AC (SEER 14) | 3.7536 | 3.8085 | 0 | 0 | 0 | 0 | 0 | 0 | 0 | 0 | 0 | 0
SDG&E | GWh | Commercial | Com - Education (Primary School) | HVAC | No | HVAC - SEER Rated Package Rooftop AC (SEER 15) | 0 | 0 | 2.2259 | 2.2561 | 2.2855 | 2.3122 | 2.334 | 2.3539 | 2.3735 | 2.3929 | 2.4132 | 2.434
SDG&E | GWh | Commercial | Com - Education (Primary School) | HVAC | No | HVAC - SEER Rated Package Rooftop HP (SEER 15) | 1.8734 | 1.9068 | 0.90043 | 0.91585 | 0.93093 | 0.94474 | 0.95625 | 0.96695 | 0.97742 | 0.98782 | 0.9986 | 1.0095
SDG&E | GWh | Commercial | Com - Education (Primary School) | HVAC | No | HVAC - SEER Rated Split System AC (SEER 14) | 1.8804 | 1.9107 | 1.9402 | 0 | 0 | 0 | 0 | 0 | 0 | 0 | 0 | 0
SDG&E | GWh | Commercial | Com - Education (Primary School) | HVAC | No | HVAC - SEER Rated Split System AC (SEER 15) | 0 | 0 | 0 | 0.99969 | 1.0117 | 1.0226 | 1.0313 | 1.0393 | 1.0471 | 1.0549 | 1.0631 | 1.0715
SDG&E | GWh | Commercial | Com - Education (Primary School) | HVAC | No | HVAC - SEER Rated Split System HP (SEER 15) | 0.87846 | 0.89733 | 0.42517 | 0.43388 | 0.44239 | 0.45023 | 0.45686 | 0.46306 | 0.46913 | 0.47516 | 0.48137 | 0.48766
SDG&E | GWh | Commercial | Com - Education (Primary School) | HVAC | No | HVAC - Thermostat | 2.6599 | 2.7039 | 2.7468 | 2.7906 | 2.8335 | 2.8726 | 2.9049 | 2.935 | 2.9643 | 2.9935 | 3.0238 | 3.0546
SDG&E | GWh | Commercial | Com - Education (Primary School) | Lighting | Yes | Lighting - LED Fixture (Replacing T8) - Emerging | 0 | 0 | 19.6086 | 20.3488 | 21.0046 | 21.6436 | 22.1492 | 22.6432 | 23.1376 | 23.636 | 24.1485 | 24.5735
SDG&E | GWh | Commercial | Com - Education (Primary School) | Lighting | Yes | Lighting - LED Lamp (Basic High - Indoor) - Emerging | 0.46492 | 0.48083 | 0.49574 | 0.50883 | 0.52191 | 0.068735 | 0.070064 | 0.071202 | 0.072332 | 0.073315 | 0.074331 | 0.075367
SDG&E | GWh | Commercial | Com - Education (Primary School) | Lighting | Yes | Lighting - LED Lamp (Basic Low - Indoor) - Emerging | 0.59242 | 0.61353 | 0.63328 | 0.65052 | 0.66777 | 0.10424 | 0.10633 | 0.1081 | 0.10986 | 0.11164 | 0.11322 | 0.11482
SDG&E | GWh | Commercial | Com - Education (Primary School) | Lighting | Yes | Lighting - LED Plug-In Indoor Fixture - Emerging | 1.651 | 1.702 | 1.7475 | 1.7827 | 1.8234 | 0.10554 | 0.10718 | 0.10908 | 0.11047 | 0.11202 | 0.11345 | 0.11509
SDG&E | GWh | Commercial | Com - Education (Primary School) | Lighting | No | Lighting - Cold Cathode Lamp | 0.034481 | 0.035051 | 0.035608 | 0.036176 | 0.036731 | 0 | 0 | 0 | 0 | 0 | 0 | 0
SDG&E | GWh | Commercial | Com - Education (Primary School) | Lighting | No | Lighting - Compact Fluorescent Fixture (Indoor) | 6.2874 | 6.3868 | 6.4839 | 6.583 | 6.6799 | 0 | 0 | 0 | 0 | 0 | 0 | 0
SDG&E | GWh | Commercial | Com - Education (Primary School) | Lighting | No | Lighting - Exit Fixture (LED) | 0.82128 | 0.80863 | 0.79618 | 0.78392 | 0.77184 | 0.75996 | 0.74825 | 0.73673 | 0.72539 | 0.71421 | 0.70322 | 0.69239
SDG&E | GWh | Commercial | Com - Education (Primary School) | Lighting | No | Lighting - Halogen Lamp (A-Line) | 0.13221 | 0.13439 | 0.13653 | 0.13871 | 0.14083 | 0 | 0 | 0 | 0 | 0 | 0 | 0
SDG&E | GWh | Commercial | Com - Education (Primary School) | Lighting | No | Lighting - High Bay HID to T5 | 0 | 0 | 0 | 0 | 0 | 0 | 0 | 0 | 0 | 0 | 0.32864 | 0.45098
SDG&E | GWh | Commercial | Com - Education (Primary School) | Lighting | No | Lighting - Induction Fixture (Indoor) | 1.4773 | 1.5017 | 1.5256 | 1.5499 | 1.5737 | 1.5954 | 1.6134 | 1.6301 | 1.6464 | 1.6626 | 1.6794 | 1.6965
SDG&E | GWh | Commercial | Com - Education (Primary School) | Lighting | No | Lighting - Induction Fixture (Outdoor) | 0.52194 | 0.53057 | 0.539 | 0.5476 | 0.556 | 0.56367 | 0.57003 | 0.57592 | 0.58168 | 0.58741 | 0.59335 | 0.5994
SDG&E | GWh | Commercial | Com - Education (Primary School) | Lighting | No | Lighting - Light Sensor | 0 | 0 | 0 | 0 | 0 | 0 | 0 | 0 | 0 | 0 | 0 | 0.085656
SDG&E | GWh | Commercial | Com - Education (Primary School) | Lighting | No | Lighting - Linear Fluorescent Delamping | 0.024865 | 0.024482 | 0.018079 | 0.011867 | 0 | 0 | 0 | 0 | 0 | 0 | 0 | 0
SDG&E | GWh | Commercial | Com - Education (Primary School) | Lighting | No | Lighting - Linear Fluorescent Fixture (Low Wattage T8) | 7.31 | 7.423 | 0 | 0 | 0 | 0 | 0 | 0 | 0 | 0 | 0 | 0
SDG&E | GWh | Commercial | Com - Education (Primary School) | Lighting | No | Lighting - Plug-In Fixture (Exterior) | 0.48247 | 0.49045 | 0.49824 | 0.50619 | 0.51395 | 0.52105 | 0.52692 | 0.53237 | 0.53769 | 0.54299 | 0.54848 | 0.55408
SDG&E | GWh | Commercial | Com - Education (Primary School) | Lighting | No | Lighting - Plug-In Fixture (Linear Fluorescent) | 0 | 0 | 0 | 1.3903 | 1.5955 | 0 | 0 | 0 | 0 | 0 | 0 | 0
SDG&E | GWh | Commercial | Com - Education (Primary School) | Lighting | No | Lighting - Plug-In Fixture (PSMH with Electronic Ballast) | 0 | 1.1154 | 1.2052 | 1.2232 | 1.2409 | 1.2569 | 1.2701 | 1.2823 | 1.2943 | 1.3061 | 1.3185 | 1.3311
SDG&E | GWh | Commercial | Com - Education (Primary School) | Lighting | No | Lighting - Plug-In Fixture (PSMH) | 1.1583 | 0.071452 | 0 | 0 | 0 | 0 | 0 | 0 | 0 | 0 | 0 | 0
SDG&E | GWh | Commercial | Com - Education (Primary School) | SHW | No | SHW - EF Rated Instantaneous Water Heater (Electric) | 0.056709 | 0.057641 | 0.058551 | 0.059479 | 0.060387 | 0.061216 | 0.061901 | 0.062537 | 0.063158 | 0.063776 | 0.064418 | 0.065071
SDG&E | GWh | Commercial | Com - Education (Primary School) | Service | No | HVAC - Comprehensive Rooftop Unit Quality Maintenance | 8.4789 | 8.3483 | 8.2197 | 8.0932 | 7.9685 | 7.8458 | 7.725 | 7.606 | 7.4889 | 7.3736 | 7.26 | 7.1482
SDG&E | GWh | Commercial | Com - Education (Primary School) | Service | No | Service - HVAC Fault Detection & Diagnositics | 2.6138 | 2.657 | 2.6992 | 2.7423 | 2.7844 | 2.8228 | 2.8546 | 2.8841 | 2.913 | 2.9417 | 2.9714 | 3.0017
SDG&E | GWh | Commercial | Com - Education (Primary School) | Service | No | Service - Retro-Commissioning (Electric) | 0 | 0 | 0 | 0 | 0 | 0 | 0 | 0 | 7.7696 | 7.6499 | 7.5321 | 7.4161
SDG&E | GWh | Commercial | Com - Education (Primary School) | WholeBlg | No | HVAC - Energy Management System | 1.5328 | 1.5581 | 1.5829 | 1.6081 | 1.6328 | 1.6554 | 1.674 | 1.6913 | 1.7082 | 1.7251 | 1.7425 | 1.7603
SDG&E | GWh | Commercial | Com - Education (Primary School) | WholeBlg | No | WholeBlg - Com RET Level 1 | 25.7838 | 6.3467 | 6.2489 | 6.1527 | 6.058 | 5.9647 | 5.8728 | 5.7824 | 5.6933 | 5.6056 | 5.5193 | 5.4343
SDG&E | GWh | Commercial | Com - Education (Primary School) | WholeBlg | No | WholeBlg - Com RET Level 2 | 0 | 47.4126 | 46.6825 | 45.9635 | 45.2557 | 44.5588 | 43.8726 | 43.1969 | 42.5317 | 41.8767 | 41.2318 | 40.5968
SDG&E | GWh | Commercial | Com - Education (Relocatable Classroom) | AppPlug | No | AppPlug - Desktop Computer (Com - Power Management) | 1.3563 | 1.3787 | 1.4006 | 1.423 | 1.4448 | 1.4647 | 1.4812 | 1.4966 | 1.5115 | 1.5264 | 1.5419 | 1.5576
SDG&E | GWh | Commercial | Com - Education (Relocatable Classroom) | AppPlug | No | AppPlug - Occupancy Sensor Plug Strip | 0 | 0 | 0 | 0 | 0 | 0 | 0 | 0 | 0 | 0.71118 | 0.71838 | 0.72571
SDG&E | GWh | Commercial | Com - Education (Relocatable Classroom) | AppPlug | No | AppPlug - Vending Machine Controls | 1.924 | 1.9558 | 1.9869 | 2.0186 | 2.0496 | 2.0779 | 2.1013 | 2.123 | 2.1443 | 2.1654 | 2.1873 | 2.2096
SDG&E | GWh | Commercial | Com - Education (Relocatable Classroom) | BldgEnv | No | BldgEnv - Wall Spray On Insulation | 0.38964 | 0.38364 | 0.37773 | 0.37192 | 0.36619 | 0.36055 | 0.355 | 0.34953 | 0.34415 | 0.33885 | 0.33363 | 0.32849
SDG&E | GWh | Commercial | Com - Education (Relocatable Classroom) | FoodServ | No | FoodServ - Electric Griddle | 1.1759 | 1.1953 | 1.2143 | 1.2337 | 1.2526 | 1.2699 | 1.2842 | 1.2975 | 1.3105 | 1.3234 | 1.3368 | 1.3504
SDG&E | GWh | Commercial | Com - Education (Relocatable Classroom) | FoodServ | No | FoodServ - Electric Steamer | 0.10538 | 0.10712 | 0.10882 | 0.11056 | 0.11225 | 0.1138 | 0.11508 | 0.11627 | 0.11744 | 0.11859 | 0.11979 | 0.12102
SDG&E | GWh | Commercial | Com - Education (Relocatable Classroom) | FoodServ | No | FoodServ - Fryer (Electric) | 0 | 0 | 0 | 0 | 0 | 0 | 0 | 0 | 0 | 0 | 0.014462 | 0.014609
SDG&E | GWh | Commercial | Com - Education (Relocatable Classroom) | FoodServ | No | FoodServ - Oven (Electric) | 0.20623 | 0.20964 | 0.21297 | 0.21636 | 0.21969 | 0.22272 | 0.22523 | 0.22756 | 0.22983 | 0.2321 | 0.23444 | 0.23684
SDG&E | GWh | Commercial | Com - Education (Relocatable Classroom) | HVAC | No | HVAC - Demand Controlled Ventilation | 0.72423 | 0.7362 | 0.74789 | 0.75982 | 0.77148 | 0.78213 | 0.79094 | 0.79912 | 0.80712 | 0.81506 | 0.82331 | 0.83171
SDG&E | GWh | Commercial | Com - Education (Relocatable Classroom) | HVAC | No | HVAC - SEER Rated Package Rooftop AC (SEER 14) | 7.9965 | 8.0718 | 0 | 0 | 0 | 0 | 0 | 0 | 0 | 0 | 0 | 0
SDG&E | GWh | Commercial | Com - Education (Relocatable Classroom) | HVAC | No | HVAC - SEER Rated Package Rooftop AC (SEER 15) | 0 | 0 | 3.1596 | 3.1908 | 3.2212 | 3.2483 | 3.2694 | 3.2884 | 3.3069 | 3.3253 | 3.345 | 3.3653
SDG&E | GWh | Commercial | Com - Education (Relocatable Classroom) | HVAC | No | HVAC - SEER Rated Package Rooftop HP (SEER 15) | 3.3077 | 3.3722 | 1.5949 | 1.6247 | 1.6538 | 1.6805 | 1.7029 | 1.7239 | 1.7444 | 1.7647 | 1.7857 | 1.8071
SDG&E | GWh | Commercial | Com - Education (Relocatable Classroom) | HVAC | No | HVAC - SEER Rated Split System AC (SEER 14) | 4.4332 | 4.4733 | 4.5123 | 0 | 0 | 0 | 0 | 0 | 0 | 0 | 0 | 0
SDG&E | GWh | Commercial | Com - Education (Relocatable Classroom) | HVAC | No | HVAC - SEER Rated Split System AC (SEER 15) | 0 | 0 | 0 | 1.6298 | 1.6421 | 1.6529 | 1.6609 | 1.6679 | 1.6747 | 1.6816 | 1.689 | 1.6968
SDG&E | GWh | Commercial | Com - Education (Relocatable Classroom) | HVAC | No | HVAC - SEER Rated Split System HP (SEER 15) | 1.3463 | 1.3695 | 0.64631 | 0.65701 | 0.66746 | 0.67703 | 0.68497 | 0.69235 | 0.69957 | 0.70674 | 0.71417 | 0.72174
SDG&E | GWh | Commercial | Com - Education (Relocatable Classroom) | HVAC | No | HVAC - Thermostat | 3.3239 | 3.3788 | 3.4325 | 3.4872 | 3.5408 | 3.5896 | 3.6301 | 3.6676 | 3.7043 | 3.7408 | 3.7786 | 3.8172
SDG&E | GWh | Commercial | Com - Education (Relocatable Classroom) | Lighting | Yes | Lighting - LED Fixture (Replacing T8) - Emerging | 0 | 1.4187 | 22.362 | 23.2612 | 24.065 | 24.8486 | 25.476 | 26.0894 | 26.7036 | 27.323 | 27.9599 | 28.4962
SDG&E | GWh | Commercial | Com - Education (Relocatable Classroom) | Lighting | Yes | Lighting - LED Lamp (Basic High - Indoor) - Emerging | 0.52604 | 0.54512 | 0.56308 | 0.57901 | 0.59493 | 0.078478 | 0.08011 | 0.08152 | 0.082922 | 0.084154 | 0.085425 | 0.086719
SDG&E | GWh | Commercial | Com - Education (Relocatable Classroom) | Lighting | Yes | Lighting - LED Lamp (Basic Low - Indoor) - Emerging | 0.67031 | 0.69557 | 0.71931 | 0.74026 | 0.7612 | 0.11902 | 0.12157 | 0.12377 | 0.12595 | 0.12814 | 0.13011 | 0.13212
SDG&E | GWh | Commercial | Com - Education (Relocatable Classroom) | Lighting | Yes | Lighting - LED Plug-In Indoor Fixture - Emerging | 1.6094 | 1.6624 | 1.7101 | 1.7478 | 1.7907 | 0.10382 | 0.10558 | 0.1076 | 0.1091 | 0.11078 | 0.11233 | 0.11409
SDG&E | GWh | Commercial | Com - Education (Relocatable Classroom) | Lighting | No | Lighting - Cold Cathode Lamp | 0.038003 | 0.038631 | 0.039244 | 0.03987 | 0.040482 | 0 | 0 | 0 | 0 | 0 | 0 | 0
SDG&E | GWh | Commercial | Com - Education (Relocatable Classroom) | Lighting | No | Lighting - Compact Fluorescent Fixture (Indoor) | 7.114 | 7.2409 | 7.3648 | 7.4911 | 7.6145 | 0 | 0 | 0 | 0 | 0 | 0 | 0
SDG&E | GWh | Commercial | Com - Education (Relocatable Classroom) | Lighting | No | Lighting - Exit Fixture (LED) | 0.72256 | 0.71144 | 0.70048 | 0.68969 | 0.67907 | 0.66861 | 0.65832 | 0.64818 | 0.6382 | 0.62837 | 0.61869 | 0.60917
SDG&E | GWh | Commercial | Com - Education (Relocatable Classroom) | Lighting | No | Lighting - Halogen Lamp (A-Line) | 0.13221 | 0.13439 | 0.13653 | 0.13871 | 0.14083 | 0 | 0 | 0 | 0 | 0 | 0 | 0
SDG&E | GWh | Commercial | Com - Education (Relocatable Classroom) | Lighting | No | Lighting - High Bay HID to T5 | 0 | 0 | 0 | 0 | 0 | 0.08701 | 0.49496 | 0.50059 | 0.50609 | 0.51156 | 0.51722 | 0.52297
SDG&E | GWh | Commercial | Com - Education (Relocatable Classroom) | Lighting | No | Lighting - Induction Fixture (Indoor) | 1.5269 | 1.5522 | 1.5768 | 1.602 | 1.6266 | 1.649 | 1.6676 | 1.6849 | 1.7017 | 1.7185 | 1.7359 | 1.7536
SDG&E | GWh | Commercial | Com - Education (Relocatable Classroom) | Lighting | No | Lighting - Induction Fixture (Outdoor) | 0.52194 | 0.53057 | 0.539 | 0.5476 | 0.556 | 0.56367 | 0.57003 | 0.57592 | 0.58168 | 0.58741 | 0.59335 | 0.5994
SDG&E | GWh | Commercial | Com - Education (Relocatable Classroom) | Lighting | No | Lighting - Linear Fluorescent Delamping | 0.026899 | 0.026485 | 0.019558 | 0.012838 | 0 | 0 | 0 | 0 | 0 | 0 | 0 | 0
SDG&E | GWh | Commercial | Com - Education (Relocatable Classroom) | Lighting | No | Lighting - Linear Fluorescent Fixture (Low Wattage T8) | 8.2948 | 7.8898 | 0 | 0 | 0 | 0 | 0 | 0 | 0 | 0 | 0 | 0
SDG&E | GWh | Commercial | Com - Education (Relocatable Classroom) | Lighting | No | Lighting - Plug-In Fixture (Exterior) | 0.48247 | 0.49045 | 0.49824 | 0.50619 | 0.51395 | 0.52105 | 0.52692 | 0.53237 | 0.53769 | 0.54299 | 0.54848 | 0.55408
SDG&E | GWh | Commercial | Com - Education (Relocatable Classroom) | Lighting | No | Lighting - Plug-In Fixture (Linear Fluorescent) | 0 | 0 | 0 | 0 | 1.5773 | 0 | 0 | 0 | 0 | 0 | 0 | 0
SDG&E | GWh | Commercial | Com - Education (Relocatable Classroom) | Lighting | No | Lighting - Plug-In Fixture (PSMH with Electronic Ballast) | 0 | 0 | 0.11361 | 1.2066 | 1.2267 | 1.2452 | 1.2606 | 1.2749 | 1.289 | 1.3029 | 1.3173 | 1.332
SDG&E | GWh | Commercial | Com - Education (Relocatable Classroom) | Lighting | No | Lighting - Plug-In Fixture (PSMH) | 1.1341 | 1.1546 | 1.0621 | 0 | 0 | 0 | 0 | 0 | 0 | 0 | 0 | 0
SDG&E | GWh | Commercial | Com - Education (Relocatable Classroom) | SHW | No | SHW - EF Rated Instantaneous Water Heater (Electric) | 0.11968 | 0.12157 | 0.12341 | 0.12529 | 0.12713 | 0.12881 | 0.13019 | 0.13147 | 0.13272 | 0.13397 | 0.13526 | 0.13658
SDG&E | GWh | Commercial | Com - Education (Relocatable Classroom) | Service | No | HVAC - Comprehensive Rooftop Unit Quality Maintenance | 8.4789 | 8.3483 | 8.2197 | 8.0932 | 7.9685 | 7.8458 | 7.725 | 7.606 | 7.4889 | 7.3736 | 7.26 | 7.1482
SDG&E | GWh | Commercial | Com - Education (Relocatable Classroom) | Service | No | Service - HVAC Fault Detection & Diagnositics | 2.6138 | 2.657 | 2.6992 | 2.7423 | 2.7844 | 2.8228 | 2.8546 | 2.8841 | 2.913 | 2.9417 | 2.9714 | 3.0017
SDG&E | GWh | Commercial | Com - Education (Relocatable Classroom) | Service | No | Service - Retro-Commissioning (Electric) | 0 | 0 | 0 | 0 | 0 | 0 | 0 | 0 | 7.7696 | 7.6499 | 7.5321 | 7.4161
SDG&E | GWh | Commercial | Com - Education (Relocatable Classroom) | WholeBlg | No | HVAC - Energy Management System | 1.5328 | 1.5581 | 1.5829 | 1.6081 | 1.6328 | 1.6554 | 1.674 | 1.6913 | 1.7082 | 1.7251 | 1.7425 | 1.7603
SDG&E | GWh | Commercial | Com - Education (Relocatable Classroom) | WholeBlg | No | WholeBlg - Com RET Level 1 | 6.7065 | 6.6033 | 6.5016 | 6.4014 | 6.3029 | 6.2058 | 6.1102 | 6.0161 | 5.9235 | 5.8323 | 5.7424 | 5.654
SDG&E | GWh | Commercial | Com - Education (Relocatable Classroom) | WholeBlg | No | WholeBlg - Com RET Level 2 | 46.9307 | 46.208 | 45.4964 | 44.7957 | 44.1059 | 43.4266 | 42.7579 | 42.0994 | 41.4511 | 40.8127 | 40.1842 | 39.5654
SDG&E | GWh | Commercial | Com - Education (Secondary School) | AppPlug | No | AppPlug - Desktop Computer (Com - Power Management) | 0.75306 | 0.76551 | 0.77766 | 0.79007 | 0.80219 | 0.81327 | 0.82243 | 0.83093 | 0.83925 | 0.84751 | 0.85609 | 0.86482
SDG&E | GWh | Commercial | Com - Education (Secondary School) | AppPlug | No | AppPlug - Occupancy Sensor Plug Strip | 0 | 0 | 0 | 0 | 0 | 0 | 0 | 0 | 0 | 0.35559 | 0.35919 | 0.36285
SDG&E | GWh | Commercial | Com - Education (Secondary School) | AppPlug | No | AppPlug - Vending Machine Controls | 0.96202 | 0.97792 | 0.99345 | 1.0093 | 1.0248 | 1.0389 | 1.0506 | 1.0615 | 1.0721 | 1.0827 | 1.0936 | 1.1048
SDG&E | GWh | Commercial | Com - Education (Secondary School) | BldgEnv | No | BldgEnv - Attic Batt Insulation | 0.24428 | 0.24052 | 0.23682 | 0.23317 | 0.22958 | 0.22604 | 0.22256 | 0.21914 | 0.21576 | 0.21244 | 0.20917 | 0.20595
SDG&E | GWh | Commercial | Com - Education (Secondary School) | BldgEnv | No | BldgEnv - Wall Spray On Insulation | 0.19482 | 0.19182 | 0.18887 | 0.18596 | 0.18309 | 0.18027 | 0.1775 | 0.17477 | 0.17207 | 0.16942 | 0.16681 | 0.16425
SDG&E | GWh | Commercial | Com - Education (Secondary School) | BldgEnv | No | BldgEnv - Window Film | 0 | 0 | 0 | 0 | 0 | 0 | 0 | 0 | 0 | 0 | 0.99589 | 0.98056
SDG&E | GWh | Commercial | Com - Education (Secondary School) | FoodServ | No | FoodServ - Electric Griddle | 0.58795 | 0.59767 | 0.60716 | 0.61684 | 0.62631 | 0.63496 | 0.64211 | 0.64875 | 0.65524 | 0.66169 | 0.66839 | 0.6752
SDG&E | GWh | Commercial | Com - Education (Secondary School) | FoodServ | No | FoodServ - Electric Steamer | 0.052688 | 0.053559 | 0.05441 | 0.055278 | 0.056126 | 0.056901 | 0.057542 | 0.058137 | 0.058719 | 0.059297 | 0.059897 | 0.060508
SDG&E | GWh | Commercial | Com - Education (Secondary School) | FoodServ | No | FoodServ - Fryer (Electric) | 0 | 0 | 0 | 0 | 0 | 0 | 0 | 0 | 0 | 0 | 0.0072309 | 0.0073046
SDG&E | GWh | Commercial | Com - Education (Secondary School) | FoodServ | No | FoodServ - Oven (Electric) | 0.10311 | 0.10482 | 0.10648 | 0.10818 | 0.10984 | 0.11136 | 0.11261 | 0.11378 | 0.11492 | 0.11605 | 0.11722 | 0.11842
SDG&E | GWh | Commercial | Com - Education (Secondary School) | HVAC | No | HVAC - Chiller (Centrifugal) | 1.2778 | 1.2581 | 1.2388 | 1.2197 | 1.2009 | 1.1824 | 1.1642 | 1.1463 | 1.1286 | 1.1112 | 1.0941 | 1.0773
SDG&E | GWh | Commercial | Com - Education (Secondary School) | HVAC | No | HVAC - Chiller (Reciprocating) | 0.91428 | 0.9206 | 0.92673 | 0.93314 | 0.93938 | 0.94479 | 0.94863 | 0.95198 | 0.95523 | 0.95849 | 0.96208 | 0.96585
SDG&E | GWh | Commercial | Com - Education (Secondary School) | HVAC | No | HVAC - Demand Controlled Ventilation | 0.45119 | 0.45865 | 0.46593 | 0.47336 | 0.48063 | 0.48726 | 0.49275 | 0.49784 | 0.50283 | 0.50778 | 0.51292 | 0.51815
SDG&E | GWh | Commercial | Com - Education (Secondary School) | HVAC | No | HVAC - Direct Evaporative Cooler | 0.88988 | 0.9046 | 0.91896 | 0.93362 | 0.94795 | 0.96104 | 0.97186 | 0.98191 | 0.99174 | 1.0015 | 1.0116 | 1.022
SDG&E | GWh | Commercial | Com - Education (Secondary School) | HVAC | No | HVAC - EER Rated Package Rooftop AC (EER 11) | 0 | 0 | 0 | 0 | 0 | 0 | 0 | 0 | 0 | 0 | 0.34885 | 0.34348
SDG&E | GWh | Commercial | Com - Education (Secondary School) | HVAC | No | HVAC - SEER Rated Package Rooftop AC (SEER 14) | 1.9499 | 1.9786 | 0 | 0 | 0 | 0 | 0 | 0 | 0 | 0 | 0 | 0
SDG&E | GWh | Commercial | Com - Education (Secondary School) | HVAC | No | HVAC - SEER Rated Package Rooftop AC (SEER 15) | 0 | 0 | 1.1198 | 1.135 | 1.15 | 1.1635 | 1.1745 | 1.1847 | 1.1946 | 1.2045 | 1.2148 | 1.2253
SDG&E | GWh | Commercial | Com - Education (Secondary School) | HVAC | No | HVAC - SEER Rated Package Rooftop HP (SEER 15) | 0.9576 | 0.97561 | 0.46113 | 0.46945 | 0.47758 | 0.48504 | 0.49129 | 0.49711 | 0.50281 | 0.50846 | 0.51431 | 0.52025
SDG&E | GWh | Commercial | Com - Education (Secondary School) | HVAC | No | HVAC - SEER Rated Split System AC (SEER 14) | 0.98119 | 0.99697 | 1.0124 | 0 | 0 | 0 | 0 | 0 | 0 | 0 | 0 | 0
SDG&E | GWh | Commercial | Com - Education (Secondary School) | HVAC | No | HVAC - SEER Rated Split System AC (SEER 15) | 0 | 0 | 0 | 0.51237 | 0.51897 | 0.52495 | 0.52979 | 0.53426 | 0.53862 | 0.54296 | 0.5475 | 0.55213
SDG&E | GWh | Commercial | Com - Education (Secondary School) | HVAC | No | HVAC - SEER Rated Split System HP (SEER 15) | 0.45088 | 0.461 | 0.21862 | 0.22329 | 0.22785 | 0.23205 | 0.23562 | 0.23896 | 0.24224 | 0.24548 | 0.24883 | 0.25221
SDG&E | GWh | Commercial | Com - Education (Secondary School) | HVAC | No | HVAC - Thermostat | 1.294 | 1.3154 | 1.3363 | 1.3576 | 1.3784 | 1.3975 | 1.4132 | 1.4278 | 1.4421 | 1.4563 | 1.471 | 1.486
SDG&E | GWh | Commercial | Com - Education (Secondary School) | Lighting | Yes | Lighting - LED Fixture (Replacing T8) - Emerging | 0 | 0 | 10.357 | 10.7554 | 11.1093 | 11.4542 | 11.728 | 11.9957 | 12.2636 | 12.5337 | 12.8114 | 13.0428
SDG&E | GWh | Commercial | Com - Education (Secondary School) | Lighting | Yes | Lighting - LED Lamp (Basic High - Indoor) - Emerging | 0.23907 | 0.24734 | 0.25509 | 0.26191 | 0.26873 | 0.035402 | 0.036096 | 0.03669 | 0.037282 | 0.037797 | 0.038329 | 0.038871
SDG&E | GWh | Commercial | Com - Education (Secondary School) | Lighting | Yes | Lighting - LED Lamp (Basic Low - Indoor) - Emerging | 0.30463 | 0.3156 | 0.32587 | 0.33485 | 0.34383 | 0.053691 | 0.054777 | 0.055704 | 0.056627 | 0.057553 | 0.05838 | 0.059222
SDG&E | GWh | Commercial | Com - Education (Secondary School) | Lighting | Yes | Lighting - LED Plug-In Indoor Fixture - Emerging | 0.8162 | 0.84169 | 0.86447 | 0.8822 | 0.90261 | 0.052259 | 0.053084 | 0.05404 | 0.054737 | 0.055521 | 0.056243 | 0.057067
SDG&E | GWh | Commercial | Com - Education (Secondary School) | Lighting | No | Lighting - Cold Cathode Lamp | 0.017765 | 0.018059 | 0.018346 | 0.018639 | 0.018925 | 0 | 0 | 0 | 0 | 0 | 0 | 0
SDG&E | GWh | Commercial | Com - Education (Secondary School) | Lighting | No | Lighting - Compact Fluorescent Fixture (Indoor) | 3.2331 | 3.2854 | 3.3364 | 3.3885 | 3.4395 | 0 | 0 | 0 | 0 | 0 | 0 | 0
SDG&E | GWh | Commercial | Com - Education (Secondary School) | Lighting | No | Lighting - Exit Fixture (LED) | 0.42105 | 0.41456 | 0.40818 | 0.40189 | 0.39571 | 0.38961 | 0.38361 | 0.3777 | 0.37189 | 0.36616 | 0.36052 | 0.35497
SDG&E | GWh | Commercial | Com - Education (Secondary School) | Lighting | No | Lighting - Halogen Lamp (A-Line) | 0.066104 | 0.067197 | 0.068264 | 0.069353 | 0.070417 | 0 | 0 | 0 | 0 | 0 | 0 | 0
SDG&E | GWh | Commercial | Com - Education (Secondary School) | Lighting | No | Lighting - High Bay HID to T5 | 0 | 0 | 0 | 0 | 0 | 0 | 0 | 0 | 0.17866 | 0.23467 | 0.237 | 0.23937
SDG&E | GWh | Commercial | Com - Education (Secondary School) | Lighting | No | Lighting - Induction Fixture (Indoor) | 0.73864 | 0.75086 | 0.76278 | 0.77495 | 0.78684 | 0.7977 | 0.80669 | 0.81503 | 0.82319 | 0.83129 | 0.8397 | 0.84827
SDG&E | GWh | Commercial | Com - Education (Secondary School) | Lighting | No | Lighting - Induction Fixture (Outdoor) | 0.26097 | 0.26529 | 0.2695 | 0.2738 | 0.278 | 0.28184 | 0.28501 | 0.28796 | 0.29084 | 0.2937 | 0.29668 | 0.2997
SDG&E | GWh | Commercial | Com - Education (Secondary School) | Lighting | No | Lighting - Light Sensor | 0 | 0 | 0 | 0 | 0 | 0 | 0 | 0 | 0 | 0 | 0 | 0.04555
SDG&E | GWh | Commercial | Com - Education (Secondary School) | Lighting | No | Lighting - Linear Fluorescent Delamping | 0.012991 | 0.012791 | 0.0094456 | 0.0062001 | 0 | 0 | 0 | 0 | 0 | 0 | 0 | 0
SDG&E | GWh | Commercial | Com - Education (Secondary School) | Lighting | No | Lighting - Linear Fluorescent Fixture (Low Wattage T8) | 3.8554 | 3.918 | 0 | 0 | 0 | 0 | 0 | 0 | 0 | 0 | 0 | 0
SDG&E | GWh | Commercial | Com - Education (Secondary School) | Lighting | No | Lighting - Plug-In Fixture (Exterior) | 0.24124 | 0.24523 | 0.24912 | 0.25309 | 0.25698 | 0.26052 | 0.26346 | 0.26618 | 0.26885 | 0.27149 | 0.27424 | 0.27704
SDG&E | GWh | Commercial | Com - Education (Secondary School) | Lighting | No | Lighting - Plug-In Fixture (PSMH with Electronic Ballast) | 0 | 0 | 0 | 0 | 0.56455 | 0.55585 | 0.67668 | 0.68354 | 0.69024 | 0.6969 | 0.70382 | 0.71086
SDG&E | GWh | Commercial | Com - Education (Secondary School) | Lighting | No | Lighting - Plug-In Fixture (PSMH) | 0.61468 | 0.62465 | 0.63438 | 0.64432 | 0.09488 | 0.11236 | 0 | 0 | 0 | 0 | 0 | 0
SDG&E | GWh | Commercial | Com - Education (Secondary School) | SHW | No | SHW - EF Rated Instantaneous Water Heater (Electric) | 0.03922 | 0.039869 | 0.040502 | 0.041149 | 0.04178 | 0.042357 | 0.042835 | 0.043278 | 0.043711 | 0.044141 | 0.044588 | 0.045043
SDG&E | GWh | Commercial | Com - Education (Secondary School) | Service | No | HVAC - Comprehensive Rooftop Unit Quality Maintenance | 4.2394 | 4.1742 | 4.1099 | 4.0466 | 3.9843 | 3.9229 | 3.8625 | 3.803 | 3.7444 | 3.6868 | 3.63 | 3.5741
SDG&E | GWh | Commercial | Com - Education (Secondary School) | Service | No | Service - HVAC Fault Detection & Diagnositics | 1.3069 | 1.3285 | 1.3496 | 1.3711 | 1.3922 | 1.4114 | 1.4273 | 1.4421 | 1.4565 | 1.4708 | 1.4857 | 1.5009
SDG&E | GWh | Commercial | Com - Education (Secondary School) | Service | No | Service - Retro-Commissioning (Electric) | 0 | 0 | 0 | 0 | 0 | 0 | 0 | 0 | 3.8848 | 3.825 | 3.7661 | 3.7081
SDG&E | GWh | Commercial | Com - Education (Secondary School) | WholeBlg | No | HVAC - Energy Management System | 0.7664 | 0.77907 | 0.79144 | 0.80407 | 0.81641 | 0.82768 | 0.83701 | 0.84566 | 0.85412 | 0.86253 | 0.87126 | 0.88014
SDG&E | GWh | Commercial | Com - Education (Secondary School) | WholeBlg | No | WholeBlg - Com RET Level 1 | 15.4507 | 3.8032 | 3.7446 | 3.687 | 3.6302 | 3.5743 | 3.5192 | 3.465 | 3.4117 | 3.3591 | 3.3074 | 3.2565
SDG&E | GWh | Commercial | Com - Education (Secondary School) | WholeBlg | No | WholeBlg - Com RET Level 2 | 0 | 26.037 | 25.6361 | 25.2413 | 24.8526 | 24.4698 | 24.093 | 23.722 | 23.3566 | 22.9969 | 22.6428 | 22.2941
SDG&E | GWh | Commercial | Com - Education (University) | AppPlug | No | AppPlug - Desktop Computer (Com - Power Management) | 0.92837 | 0.94372 | 0.95871 | 0.974 | 0.98895 | 1.0026 | 1.0139 | 1.0244 | 1.0346 | 1.0448 | 1.0554 | 1.0662
SDG&E | GWh | Commercial | Com - Education (University) | AppPlug | No | AppPlug - Occupancy Sensor Plug Strip | 0 | 0 | 0 | 0 | 0 | 0 | 0 | 0 | 0 | 0.4868 | 0.49173 | 0.49674
SDG&E | GWh | Commercial | Com - Education (University) | AppPlug | No | AppPlug - Vending Machine Controls | 1.9179 | 1.9497 | 1.9806 | 2.0122 | 2.0431 | 2.0713 | 2.0946 | 2.1163 | 2.1375 | 2.1585 | 2.1804 | 2.2026
SDG&E | GWh | Commercial | Com - Education (University) | BldgEnv | No | BldgEnv - Wall Spray On Insulation | 0.26671 | 0.2626 | 0.25856 | 0.25458 | 0.25065 | 0.24679 | 0.24299 | 0.23925 | 0.23557 | 0.23194 | 0.22837 | 0.22485
SDG&E | GWh | Commercial | Com - Education (University) | BldgEnv | No | BldgEnv - Window Film | 0 | 0 | 0 | 0 | 0 | 0 | 0 | 0 | 0 | 0 | 0 | 0.66713
SDG&E | GWh | Commercial | Com - Education (University) | FoodServ | No | FoodServ - Electric Griddle | 0.069991 | 0.071148 | 0.072277 | 0.073431 | 0.074558 | 0.075587 | 0.076438 | 0.077229 | 0.078001 | 0.078769 | 0.079567 | 0.080378
SDG&E | GWh | Commercial | Com - Education (University) | FoodServ | No | FoodServ - Electric Steamer | 0.033291 | 0.033841 | 0.034378 | 0.034927 | 0.035463 | 0.035952 | 0.036358 | 0.036733 | 0.037101 | 0.037466 | 0.037845 | 0.038231
SDG&E | GWh | Commercial | Com - Education (University) | FoodServ | No | FoodServ - Fryer (Electric) | 0 | 0 | 0 | 0 | 0 | 0 | 0 | 0 | 0 | 0 | 0.0035354 | 0.0035714
SDG&E | GWh | Commercial | Com - Education (University) | FoodServ | No | FoodServ - Oven (Electric) | 0.61894 | 0.62918 | 0.63917 | 0.64937 | 0.65933 | 0.66843 | 0.67596 | 0.68295 | 0.68979 | 0.69658 | 0.70363 | 0.7108
SDG&E | GWh | Commercial | Com - Education (University) | HVAC | No | HVAC - Chiller (Centrifugal) | 2.1332 | 2.1004 | 2.068 | 2.0362 | 2.0048 | 1.9739 | 1.9435 | 1.9136 | 1.8841 | 1.8551 | 1.8266 | 1.7984
SDG&E | GWh | Commercial | Com - Education (University) | HVAC | No | HVAC - Chiller (Reciprocating) | 1.6005 | 1.6136 | 1.6264 | 1.6396 | 1.6524 | 1.6638 | 1.6722 | 1.6796 | 1.6869 | 1.6942 | 1.702 | 1.7102
SDG&E | GWh | Commercial | Com - Education (University) | HVAC | No | HVAC - EER Rated Package Rooftop AC (EER 11) | 0 | 0 | 0.83937 | 0.85373 | 0.86776 | 0.88061 | 0.89132 | 0.90128 | 0.91102 | 0.92069 | 0.93072 | 0.9409
SDG&E | GWh | Commercial | Com - Education (University) | HVAC | No | HVAC - SEER Rated Package Rooftop AC (Recharge) | 0 | 0 | 0 | 0 | 0 | 0 | 0 | 0 | 0 | 0 | 0 | 0.64302
SDG&E | GWh | Commercial | Com - Education (University) | HVAC | No | HVAC - SEER Rated Package Rooftop AC (SEER 14) | 3.6424 | 3.7 | 0 | 0 | 0 | 0 | 0 | 0 | 0 | 0 | 0 | 0
SDG&E | GWh | Commercial | Com - Education (University) | HVAC | No | HVAC - SEER Rated Package Rooftop AC (SEER 15) | 0 | 0 | 2.2356 | 2.2714 | 2.3065 | 2.3385 | 2.365 | 2.3896 | 2.4136 | 2.4375 | 2.4623 | 2.4876
SDG&E | GWh | Commercial | Com - Education (University) | HVAC | No | HVAC - SEER Rated Package Rooftop HP (SEER 15) | 1.6801 | 1.7139 | 0.81102 | 0.8266 | 0.84183 | 0.85583 | 0.86761 | 0.87861 | 0.88938 | 0.90007 | 0.91111 | 0.9223
SDG&E | GWh | Commercial | Com - Education (University) | HVAC | No | HVAC - SEER Rated Split System AC (SEER 14) | 2.0046 | 2.036 | 2.0666 | 0 | 0 | 0 | 0 | 0 | 0 | 0 | 0 | 0
SDG&E | GWh | Commercial | Com - Education (University) | HVAC | No | HVAC - SEER Rated Split System AC (SEER 15) | 0 | 0 | 0 | 1.1255 | 1.1406 | 1.1544 | 1.1656 | 1.176 | 1.1861 | 1.1962 | 1.2067 | 1.2174
SDG&E | GWh | Commercial | Com - Education (University) | HVAC | No | HVAC - SEER Rated Split System HP (SEER 15) | 0.9653 | 0.98355 | 0.46492 | 0.47335 | 0.48159 | 0.48916 | 0.49549 | 0.50139 | 0.50717 | 0.5129 | 0.51883 | 0.52485
SDG&E | GWh | Commercial | Com - Education (University) | HVAC | No | HVAC - Thermostat | 1.9777 | 2.0104 | 2.0424 | 2.0749 | 2.1068 | 2.1359 | 2.1599 | 2.1823 | 2.2041 | 2.2258 | 2.2483 | 2.2713
SDG&E | GWh | Commercial | Com - Education (University) | Lighting | Yes | Lighting - LED Fixture (Replacing T8) - Emerging | 0 | 0.91875 | 14.8644 | 15.4492 | 15.9705 | 16.4786 | 16.8838 | 17.2799 | 17.6764 | 18.0762 | 18.4874 | 18.8319
SDG&E | GWh | Commercial | Com - Education (University) | Lighting | Yes | Lighting - LED Lamp (Basic High - Indoor) - Emerging | 0.33855 | 0.35054 | 0.3618 | 0.37175 | 0.3817 | 0.050316 | 0.051332 | 0.052207 | 0.053076 | 0.053836 | 0.054622 | 0.055422
SDG&E | GWh | Commercial | Com - Education (University) | Lighting | Yes | Lighting - LED Lamp (Basic Low - Indoor) - Emerging | 0.43139 | 0.44728 | 0.46219 | 0.47528 | 0.48837 | 0.076311 | 0.077899 | 0.079261 | 0.080616 | 0.081976 | 0.083196 | 0.084437
SDG&E | GWh | Commercial | Com - Education (University) | Lighting | Yes | Lighting - LED Plug-In Indoor Fixture - Emerging | 1.1364 | 1.1728 | 1.2055 | 1.2311 | 1.2605 | 0.073025 | 0.07422 | 0.075598 | 0.076614 | 0.077749 | 0.0788 | 0.079993
SDG&E | GWh | Commercial | Com - Education (University) | Lighting | No | Lighting - Cold Cathode Lamp | 0.022278 | 0.022646 | 0.023006 | 0.023373 | 0.023732 | 0 | 0 | 0 | 0 | 0 | 0 | 0
SDG&E | GWh | Commercial | Com - Education (University) | Lighting | No | Lighting - Compact Fluorescent Fixture (Indoor) | 4.5784 | 4.6562 | 4.7321 | 4.8096 | 4.8853 | 0 | 0 | 0 | 0 | 0 | 0 | 0
SDG&E | GWh | Commercial | Com - Education (University) | Lighting | No | Lighting - Exit Fixture (LED) | 0.58008 | 0.57114 | 0.56235 | 0.55369 | 0.54516 | 0.53677 | 0.5285 | 0.52036 | 0.51235 | 0.50446 | 0.49669 | 0.48904
SDG&E | GWh | Commercial | Com - Education (University) | Lighting | No | Lighting - Halogen Lamp (A-Line) | 0.090495 | 0.091992 | 0.093452 | 0.094943 | 0.0964 | 0 | 0 | 0 | 0 | 0 | 0 | 0
SDG&E | GWh | Commercial | Com - Education (University) | Lighting | No | Lighting - High Bay HID to T5 | 0 | 0 | 0 | 0 | 0 | 0 | 0.064273 | 0.33156 | 0.33501 | 0.33844 | 0.34199 | 0.34561
SDG&E | GWh | Commercial | Com - Education (University) | Lighting | No | Lighting - Induction Fixture (Indoor) | 0.96021 | 0.97609 | 0.99159 | 1.0074 | 1.0229 | 1.037 | 1.0487 | 1.0595 | 1.0701 | 1.0806 | 1.0916 | 1.1027
SDG&E | GWh | Commercial | Com - Education (University) | Lighting | No | Lighting - Induction Fixture (Outdoor) | 0.35727 | 0.36317 | 0.36894 | 0.37483 | 0.38058 | 0.38583 | 0.39018 | 0.39421 | 0.39816 | 0.40208 | 0.40615 | 0.41029
SDG&E | GWh | Commercial | Com - Education (University) | Lighting | No | Lighting - Light Sensor | 0.40992 | 0.4199 | 0.42966 | 0.43957 | 0.44926 | 0.45821 | 0.46585 | 0.47302 | 0.48004 | 0.48701 | 0.49417 | 0.5014
SDG&E | GWh | Commercial | Com - Education (University) | Lighting | No | Lighting - Linear Fluorescent Delamping | 0.018526 | 0.01824 | 0.01347 | 0.0088415 | 0 | 0 | 0 | 0 | 0 | 0 | 0 | 0
SDG&E | GWh | Commercial | Com - Education (University) | Lighting | No | Lighting - Linear Fluorescent Fixture (Low Wattage T8) | 5.5234 | 5.2587 | 0 | 0 | 0 | 0 | 0 | 0 | 0 | 0 | 0 | 0
SDG&E | GWh | Commercial | Com - Education (University) | Lighting | No | Lighting - Plug-In Fixture (Exterior) | 0.33025 | 0.33571 | 0.34104 | 0.34648 | 0.3518 | 0.35666 | 0.36067 | 0.3644 | 0.36805 | 0.37167 | 0.37543 | 0.37926
SDG&E | GWh | Commercial | Com - Education (University) | Lighting | No | Lighting - Plug-In Fixture (PSMH with Electronic Ballast) | 0.030039 | 0.059201 | 0.94076 | 0.95631 | 0.97151 | 0.9854 | 0.99694 | 1.0077 | 1.0182 | 1.0286 | 1.0394 | 1.0504
SDG&E | GWh | Commercial | Com - Education (University) | Lighting | No | Lighting - Plug-In Fixture (PSMH) | 0.87147 | 0.85804 | 0 | 0 | 0 | 0 | 0 | 0 | 0 | 0 | 0 | 0
SDG&E | GWh | Commercial | Com - Education (University) | SHW | No | SHW - EF Rated Instantaneous Water Heater (Electric) | 0.027126 | 0.027575 | 0.028013 | 0.028461 | 0.028898 | 0.029297 | 0.029628 | 0.029934 | 0.030234 | 0.030532 | 0.030842 | 0.031156
SDG&E | GWh | Commercial | Com - Education (University) | Service | No | HVAC - Comprehensive Rooftop Unit Quality Maintenance | 5.8038 | 5.7144 | 5.6264 | 5.5397 | 5.4544 | 5.3704 | 5.2877 | 5.2063 | 5.1261 | 5.0472 | 4.9694 | 4.8929
SDG&E | GWh | Commercial | Com - Education (University) | Service | No | Service - HVAC Fault Detection & Diagnositics | 1.7891 | 1.8187 | 1.8476 | 1.8771 | 1.9059 | 1.9322 | 1.954 | 1.9742 | 1.9939 | 2.0136 | 2.0339 | 2.0547
SDG&E | GWh | Commercial | Com - Education (University) | Service | No | Service - Retro-Commissioning (Electric) | 0 | 0 | 0 | 0 | 0 | 0 | 0 | 0 | 5.3182 | 5.2363 | 5.1557 | 5.0763
SDG&E | GWh | Commercial | Com - Education (University) | WholeBlg | No | HVAC - Energy Management System | 1.0492 | 1.0665 | 1.0835 | 1.1008 | 1.1177 | 1.1331 | 1.1459 | 1.1577 | 1.1693 | 1.1808 | 1.1927 | 1.2049
SDG&E | GWh | Commercial | Com - Education (University) | WholeBlg | No | WholeBlg - Com RET Level 1 | 5.4168 | 5.3334 | 5.2513 | 5.1704 | 5.0908 | 5.0124 | 4.9352 | 4.8592 | 4.7843 | 4.7107 | 4.6381 | 4.5667
SDG&E | GWh | Commercial | Com - Education (University) | WholeBlg | No | WholeBlg - Com RET Level 2 | 37.5301 | 36.9522 | 36.3831 | 35.8228 | 35.2711 | 34.728 | 34.1931 | 33.6666 | 33.1481 | 32.6376 | 32.135 | 31.6401
SDG&E | GWh | Commercial | Com - Grocery | AppPlug | No | AppPlug - Desktop Computer (Com - Power Management) | 2.1939 | 2.2301 | 2.2655 | 2.3017 | 2.337 | 2.3693 | 2.396 | 2.4207 | 2.445 | 2.469 | 2.494 | 2.5195
SDG&E | GWh | Commercial | Com - Grocery | AppPlug | No | AppPlug - Occupancy Sensor Plug Strip | 0 | 0 | 0 | 0 | 0 | 0 | 0 | 0 | 0 | 1.1504 | 1.162 | 1.1739
SDG&E | GWh | Commercial | Com - Grocery | AppPlug | No | AppPlug - Vending Machine Controls | 1.0273 | 1.0443 | 1.0609 | 1.0778 | 1.0944 | 1.1095 | 1.122 | 1.1336 | 1.1449 | 1.1562 | 1.1679 | 1.1798
SDG&E | GWh | Commercial | Com - Grocery | BldgEnv | No | BldgEnv - Wall Spray On Insulation | 0.63026 | 0.62056 | 0.611 | 0.60159 | 0.59233 | 0.58321 | 0.57422 | 0.56538 | 0.55667 | 0.5481 | 0.53966 | 0.53135
SDG&E | GWh | Commercial | Com - Grocery | BldgEnv | No | BldgEnv - Window Film | 0 | 0 | 0 | 0 | 0 | 0 | 0 | 0 | 0 | 2.1886 | 2.1549 | 2.1217
SDG&E | GWh | Commercial | Com - Grocery | ComRefrig | No | ComRefrig - Refrigerated Case Night Cover (Low Temp) | 0 | 0 | 0 | 0 | 0 | 0 | 0 | 9.7198 | 9.5701 | 9.4227 | 9.2776 | 9.1347
SDG&E | GWh | Commercial | Com - Grocery | ComRefrig | No | ComRefrig - Refrigerated Case Night Cover (Med Temp) | 0 | 0 | 19.9235 | 19.6167 | 19.3146 | 19.0172 | 18.7243 | 18.436 | 18.152 | 17.8725 | 17.5973 | 17.3263
SDG&E | GWh | Commercial | Com - Grocery | ComRefrig | No | ComRefrig - Strip Curtain for Walk In Refrigerator | 0 | 8.3706 | 8.2416 | 8.1147 | 7.9898 | 7.8667 | 7.7456 | 7.6263 | 7.5088 | 7.3932 | 7.2793 | 7.1672
SDG&E | GWh | Commercial | Com - Grocery | FoodServ | No | FoodServ - Electric Steamer | 0.95715 | 0.97297 | 0.98842 | 1.0042 | 1.0196 | 1.0337 | 1.0453 | 1.0561 | 1.0667 | 1.0772 | 1.0881 | 1.0992
SDG&E | GWh | Commercial | Com - Grocery | FoodServ | No | FoodServ - Oven (Electric) | 0.41057 | 0.41735 | 0.42398 | 0.43074 | 0.43736 | 0.44339 | 0.44839 | 0.45302 | 0.45756 | 0.46206 | 0.46674 | 0.4715
SDG&E | GWh | Commercial | Com - Grocery | HVAC | No | HVAC - SEER Rated Package Rooftop AC (Recharge) | 5.0214 | 4.944 | 4.8679 | 4.7929 | 4.7191 | 4.6464 | 4.5749 | 4.5044 | 4.4351 | 4.3668 | 4.2995 | 4.2333
SDG&E | GWh | Commercial | Com - Grocery | HVAC | No | HVAC - SEER Rated Package Rooftop AC (SEER 14) | 22.8904 | 23.274 | 0 | 0 | 0 | 0 | 0 | 0 | 0 | 0 | 0 | 0
SDG&E | GWh | Commercial | Com - Grocery | HVAC | No | HVAC - SEER Rated Package Rooftop AC (SEER 15) | 0 | 0 | 10.5549 | 10.7342 | 10.9095 | 11.07 | 11.2036 | 11.3279 | 11.4494 | 11.5701 | 11.6952 | 11.8223
SDG&E | GWh | Commercial | Com - Grocery | HVAC | No | HVAC - SEER Rated Package Rooftop HP (SEER 15) | 11.0805 | 11.2226 | 5.2748 | 5.3408 | 5.4053 | 5.4635 | 5.5103 | 5.5533 | 5.5953 | 5.637 | 5.6808 | 5.7257
SDG&E | GWh | Commercial | Com - Grocery | HVAC | No | HVAC - SEER Rated Split System AC (SEER 14) | 12.0471 | 12.2434 | 12.435 | 0 | 0 | 0 | 0 | 0 | 0 | 0 | 0 | 0
SDG&E | GWh | Commercial | Com - Grocery | HVAC | No | HVAC - SEER Rated Split System AC (SEER 15) | 0 | 0 | 0 | 4.7246 | 4.7936 | 4.8566 | 4.9084 | 4.9563 | 5.0033 | 5.0499 | 5.0984 | 5.1478
SDG&E | GWh | Commercial | Com - Grocery | HVAC | No | HVAC - Thermostat | 6.575 | 6.6837 | 6.7898 | 6.8982 | 7.004 | 7.1007 | 7.1807 | 7.255 | 7.3275 | 7.3997 | 7.4746 | 7.5508
SDG&E | GWh | Commercial | Com - Grocery | Lighting | Yes | Lighting - LED Fixture (Replacing T8) - Emerging | 54.3799 | 56.3848 | 58.4021 | 60.741 | 62.8304 | 64.8677 | 66.4974 | 68.0908 | 69.6863 | 71.295 | 72.9493 | 74.3412
SDG&E | GWh | Commercial | Com - Grocery | Lighting | Yes | Lighting - LED Lamp (Basic High - Indoor) - Emerging | 0.99986 | 1.036 | 1.0701 | 1.1002 | 1.1304 | 0.1491 | 0.15219 | 0.15486 | 0.15751 | 0.15985 | 0.16225 | 0.1647
SDG&E | GWh | Commercial | Com - Grocery | Lighting | Yes | Lighting - LED Lamp (Basic Low - Indoor) - Emerging | 13.4116 | 13.9157 | 14.3895 | 14.8072 | 15.2249 | 2.3804 | 2.4312 | 2.4749 | 2.5184 | 2.5621 | 2.6014 | 2.6414
SDG&E | GWh | Commercial | Com - Grocery | Lighting | Yes | Lighting - LED Plug-In Indoor Fixture - Emerging | 7.6913 | 7.9437 | 8.1707 | 8.3501 | 8.5548 | 0.49592 | 0.5043 | 0.51392 | 0.52107 | 0.52904 | 0.53644 | 0.54479
SDG&E | GWh | Commercial | Com - Grocery | Lighting | No | Lighting - Cold Cathode Lamp | 0.081914 | 0.083269 | 0.084591 | 0.08594 | 0.087259 | 0 | 0 | 0 | 0 | 0 | 0 | 0
SDG&E | GWh | Commercial | Com - Grocery | Lighting | No | Lighting - Compact Fluorescent Fixture (Indoor) | 7.5392 | 7.6729 | 7.8035 | 7.9366 | 8.0668 | 0 | 0 | 0 | 0 | 0 | 0 | 0
SDG&E | GWh | Commercial | Com - Grocery | Lighting | No | Lighting - Exit Fixture (LED) | 1.2134 | 1.1947 | 1.1763 | 1.1582 | 1.1404 | 1.1228 | 1.1055 | 1.0885 | 1.0717 | 1.0552 | 1.039 | 1.023
SDG&E | GWh | Commercial | Com - Grocery | Lighting | No | Lighting - Halogen Lamp (A-Line) | 0.21385 | 0.21739 | 0.22084 | 0.22436 | 0.22781 | 0 | 0 | 0 | 0 | 0 | 0 | 0
SDG&E | GWh | Commercial | Com - Grocery | Lighting | No | Lighting - High Bay HID to T5 | 0.42147 | 0.42902 | 0.43639 | 0.44391 | 0.45125 | 0.45798 | 0.46359 | 0.4688 | 0.47391 | 0.47898 | 0.48423 | 0.48956
SDG&E | GWh | Commercial | Com - Grocery | Lighting | No | Lighting - Induction Fixture (Indoor) | 2.1486 | 2.1841 | 2.2188 | 2.2542 | 2.2888 | 2.3204 | 2.3466 | 2.3708 | 2.3945 | 2.4181 | 2.4426 | 2.4675
SDG&E | GWh | Commercial | Com - Grocery | Lighting | No | Lighting - Induction Fixture (Outdoor) | 0.84426 | 0.85822 | 0.87185 | 0.88576 | 0.89935 | 0.91177 | 0.92204 | 0.93157 | 0.9409 | 0.95016 | 0.95978 | 0.96956
SDG&E | GWh | Commercial | Com - Grocery | Lighting | No | Lighting - Linear Fluorescent Delamping | 0.041621 | 0.04098 | 0.030262 | 0.019864 | 0.0097789 | 0 | 0 | 0 | 0 | 0 | 0 | 0
SDG&E | GWh | Commercial | Com - Grocery | Lighting | No | Lighting - Low Bay HID to T5 | 0.0036462 | 0.10989 | 0.11178 | 0.1137 | 0.11558 | 0.11731 | 0.11874 | 0.12008 | 0.12139 | 0.12269 | 0.12403 | 0.1254
SDG&E | GWh | Commercial | Com - Grocery | Lighting | No | Lighting - Plug-In Fixture (Exterior) | 0.78042 | 0.79333 | 0.80592 | 0.81878 | 0.83134 | 0.84282 | 0.85232 | 0.86113 | 0.86975 | 0.87831 | 0.8872 | 0.89624
SDG&E | GWh | Commercial | Com - Grocery | Lighting | No | Lighting - Plug-In Fixture (Linear Fluorescent) | 7.1473 | 7.2753 | 7.4003 | 7.5277 | 7.6522 | 0 | 0 | 0 | 0 | 0 | 0 | 0
SDG&E | GWh | Commercial | Com - Grocery | Lighting | No | Lighting - Plug-In Fixture (PSMH with Electronic Ballast) | 3.8452 | 3.914 | 3.9813 | 4.0498 | 4.1168 | 4.1782 | 4.2294 | 4.277 | 4.3235 | 4.3698 | 4.4177 | 4.4664
SDG&E | GWh | Commercial | Com - Grocery | SHW | No | SHW - EF Rated Instantaneous Water Heater (Electric) | 0.10581 | 0.1075 | 0.10914 | 0.11083 | 0.11247 | 0.11397 | 0.11521 | 0.11635 | 0.11747 | 0.11858 | 0.11974 | 0.12092
SDG&E | GWh | Commercial | Com - Grocery | Service | No | HVAC - Comprehensive Rooftop Unit Quality Maintenance | 13.715 | 13.5038 | 13.2958 | 13.091 | 12.8894 | 12.6909 | 12.4955 | 12.3031 | 12.1136 | 11.9271 | 11.7434 | 11.5625
SDG&E | GWh | Commercial | Com - Grocery | Service | No | Service - HVAC Fault Detection & Diagnositics | 4.228 | 4.2979 | 4.3661 | 4.4358 | 4.5038 | 4.566 | 4.6175 | 4.6652 | 4.7119 | 4.7583 | 4.8064 | 4.8554
SDG&E | GWh | Commercial | Com - Grocery | Service | No | Service - Retro-Commissioning (Electric) | 0 | 0 | 0 | 0 | 0 | 0 | 0 | 0 | 12.5676 | 12.3741 | 12.1835 | 11.9959
SDG&E | GWh | Commercial | Com - Grocery | WholeBlg | No | HVAC - Energy Management System | 2.4794 | 2.5204 | 2.5604 | 2.6012 | 2.6412 | 2.6776 | 2.7078 | 2.7358 | 2.7632 | 2.7904 | 2.8186 | 2.8473
SDG&E | GWh | Commercial | Com - Grocery | WholeBlg | No | WholeBlg - Com RET Level 1 | 30.5921 | 30.121 | 29.6572 | 29.2004 | 28.7507 | 28.308 | 27.872 | 27.4428 | 27.0202 | 26.6041 | 26.1944 | 25.791
SDG&E | GWh | Commercial | Com - Grocery | WholeBlg | No | WholeBlg - Com RET Level 2 | 187.4547 | 184.5679 | 181.7256 | 178.927 | 176.1715 | 173.4585 | 170.7872 | 168.1571 | 165.5675 | 163.0177 | 160.5073 | 158.0355
SDG&E | GWh | Commercial | Com - Hospital | AppPlug | No | AppPlug - Desktop Computer (Com - Power Management) | 1.2538 | 1.2745 | 1.2948 | 1.3154 | 1.3356 | 1.354 | 1.3693 | 1.3835 | 1.3973 | 1.4111 | 1.4253 | 1.4399
SDG&E | GWh | Commercial | Com - Hospital | AppPlug | No | AppPlug - Occupancy Sensor Plug Strip | 0 | 0 | 0 | 0 | 0 | 0 | 0 | 0 | 0 | 0.65744 | 0.66409 | 0.67086
SDG&E | GWh | Commercial | Com - Hospital | BldgEnv | No | BldgEnv - Wall Spray On Insulation | 0.66585 | 0.6556 | 0.6455 | 0.63556 | 0.62578 | 0.61614 | 0.60665 | 0.59731 | 0.58811 | 0.57905 | 0.57014 | 0.56136
SDG&E | GWh | Commercial | Com - Hospital | FoodServ | No | FoodServ - Electric Steamer | 0.12739 | 0.12949 | 0.13155 | 0.13365 | 0.1357 | 0.13757 | 0.13912 | 0.14056 | 0.14197 | 0.14336 | 0.14481 | 0.14629
SDG&E | GWh | Commercial | Com - Hospital | FoodServ | No | FoodServ - Oven (Electric) | 0.11732 | 0.11926 | 0.12115 | 0.12309 | 0.12497 | 0.1267 | 0.12813 | 0.12945 | 0.13075 | 0.13203 | 0.13337 | 0.13473
SDG&E | GWh | Commercial | Com - Hospital | HVAC | Yes | HVAC - Advanced Package Rooftop AC (> EER 12) - Emerging | 0 | 6.4463 | 6.347 | 6.2493 | 6.153 | 6.0583 | 5.965 | 5.8731 | 5.7827 | 5.6936 | 5.6059 | 5.5196
SDG&E | GWh | Commercial | Com - Hospital | HVAC | Yes | HVAC - Energy Recovery Ventilation - Emerging | 2.4383 | 2.4786 | 2.5179 | 2.5581 | 2.5974 | 2.6332 | 2.6629 | 2.6904 | 2.7173 | 2.7441 | 2.7719 | 2.8001
SDG&E | GWh | Commercial | Com - Hospital | HVAC | No | HVAC - Chiller (Centrifugal) | 4.9552 | 4.8789 | 4.9501 | 4.9239 | 4.8979 | 4.8706 | 4.8401 | 4.809 | 4.7783 | 4.7482 | 4.7195 | 4.6918
SDG&E | GWh | Commercial | Com - Hospital | HVAC | No | HVAC - Chiller (Reciprocating) | 4.3394 | 4.3841 | 4.4276 | 4.4725 | 4.5163 | 4.5554 | 4.5858 | 4.6133 | 4.6402 | 4.667 | 4.6954 | 4.7247
SDG&E | GWh | Commercial | Com - Hospital | HVAC | No | HVAC - Demand Controlled Ventilation | 4.0198 | 4.0863 | 4.1512 | 4.2174 | 4.2821 | 4.3413 | 4.3902 | 4.4356 | 4.4799 | 4.524 | 4.5698 | 4.6164
SDG&E | GWh | Commercial | Com - Hospital | HVAC | No | HVAC - Direct Evaporative Cooler | 3.7542 | 3.8163 | 3.8769 | 3.9388 | 3.9992 | 4.0544 | 4.1001 | 4.1425 | 4.1839 | 4.2251 | 4.2679 | 4.3114
SDG&E | GWh | Commercial | Com - Hospital | HVAC | No | HVAC - EER Rated Package Rooftop AC (EER 11) | 2.0078 | 0.11812 | 0.17515 | 0.23238 | 0.2885 | 0.34164 | 0.38968 | 0.43571 | 0.48089 | 0.52555 | 0.57062 | 0.61569
SDG&E | GWh | Commercial | Com - Hospital | HVAC | No | HVAC - SEER Rated Package Rooftop AC (Recharge) | 0 | 0 | 0 | 0 | 1.7253 | 1.6987 | 1.6726 | 1.6468 | 1.6214 | 1.5965 | 1.5719 | 1.5477
SDG&E | GWh | Commercial | Com - Hospital | HVAC | No | HVAC - SEER Rated Package Rooftop AC (SEER 14) | 12.4127 | 12.6339 | 0 | 0 | 0 | 0 | 0 | 0 | 0 | 0 | 0 | 0
SDG&E | GWh | Commercial | Com - Hospital | HVAC | No | HVAC - SEER Rated Package Rooftop AC (SEER 15) | 0 | 0 | 6.4076 | 6.5023 | 6.5949 | 6.6793 | 6.7485 | 6.8125 | 6.8751 | 6.9373 | 7.0021 | 7.0681
SDG&E | GWh | Commercial | Com - Hospital | HVAC | No | HVAC - SEER Rated Package Rooftop HP (SEER 15) | 4.3726 | 4.4467 | 2.0981 | 2.1324 | 2.1659 | 2.1965 | 2.2219 | 2.2455 | 2.2685 | 2.2915 | 2.3152 | 2.3394
SDG&E | GWh | Commercial | Com - Hospital | HVAC | No | HVAC - SEER Rated Split System AC (SEER 14) | 6.2308 | 6.3374 | 6.4416 | 0 | 0 | 0 | 0 | 0 | 0 | 0 | 0 | 0
SDG&E | GWh | Commercial | Com - Hospital | HVAC | No | HVAC - SEER Rated Split System AC (SEER 15) | 0 | 0 | 0 | 3.0825 | 3.1239 | 3.1615 | 3.1921 | 3.2204 | 3.2481 | 3.2755 | 3.3042 | 3.3335
SDG&E | GWh | Commercial | Com - Hospital | HVAC | No | HVAC - SEER Rated Split System HP (SEER 15) | 2.7564 | 2.8092 | 1.3282 | 1.3526 | 1.3764 | 1.3983 | 1.4166 | 1.4337 | 1.4504 | 1.467 | 1.4842 | 1.5016
SDG&E | GWh | Commercial | Com - Hospital | Lighting | Yes | Lighting - LED Fixture (Replacing T8) - Emerging | 25.5947 | 26.4735 | 27.3571 | 28.3887 | 29.3024 | 30.1928 | 30.8971 | 31.5852 | 32.274 | 32.9683 | 33.6822 | 34.274
SDG&E | GWh | Commercial | Com - Hospital | Lighting | Yes | Lighting - LED Lamp (Basic High - Indoor) - Emerging | 0.65159 | 0.67358 | 0.69416 | 0.71219 | 0.7302 | 0.096131 | 0.097958 | 0.099518 | 0.10107 | 0.10241 | 0.1038 | 0.10522
SDG&E | GWh | Commercial | Com - Hospital | Lighting | Yes | Lighting - LED Lamp (Basic Low - Indoor) - Emerging | 4.7197 | 4.8856 | 5.0407 | 5.1757 | 5.3108 | 0.82876 | 0.84502 | 0.85885 | 0.87262 | 0.88644 | 0.89871 | 0.91122
SDG&E | GWh | Commercial | Com - Hospital | Lighting | Yes | Lighting - LED Plug-In Indoor Fixture - Emerging | 4.9344 | 5.0844 | 5.2181 | 5.3211 | 5.4403 | 0.31477 | 0.31955 | 0.32513 | 0.32915 | 0.33369 | 0.33786 | 0.34264
SDG&E | GWh | Commercial | Com - Hospital | Lighting | No | Lighting - Cold Cathode Lamp | 0.0571 | 0.058044 | 0.058966 | 0.059906 | 0.060826 | 0 | 0 | 0 | 0 | 0 | 0 | 0
SDG&E | GWh | Commercial | Com - Hospital | Lighting | No | Lighting - Compact Fluorescent Fixture (Indoor) | 9.7522 | 9.9019 | 10.0479 | 10.1972 | 10.3431 | 0 | 0 | 0 | 0 | 0 | 0 | 0
SDG&E | GWh | Commercial | Com - Hospital | Lighting | No | Lighting - Exit Fixture (LED) | 0.77867 | 0.76667 | 0.75487 | 0.74324 | 0.7318 | 0.72053 | 0.70943 | 0.69851 | 0.68775 | 0.67716 | 0.66673 | 0.65646
SDG&E | GWh | Commercial | Com - Hospital | Lighting | No | Lighting - Halogen Lamp (A-Line) | 0.12222 | 0.12424 | 0.12621 | 0.12822 | 0.13019 | 0 | 0 | 0 | 0 | 0 | 0 | 0
SDG&E | GWh | Commercial | Com - Hospital | Lighting | No | Lighting - High Bay HID to T5 | 0.55048 | 0.55897 | 0.56726 | 0.57573 | 0.584 | 0.59154 | 0.59773 | 0.60346 | 0.60906 | 0.61463 | 0.62043 | 0.62634
SDG&E | GWh | Commercial | Com - Hospital | Lighting | No | Lighting - Induction Fixture (Indoor) | 1.2738 | 1.2949 | 1.3155 | 1.3364 | 1.357 | 1.3757 | 1.3912 | 1.4056 | 1.4196 | 1.4336 | 1.4481 | 1.4629
SDG&E | GWh | Commercial | Com - Hospital | Lighting | No | Lighting - Induction Fixture (Outdoor) | 0.4825 | 0.49048 | 0.49826 | 0.50621 | 0.51398 | 0.52108 | 0.52695 | 0.5324 | 0.53772 | 0.54302 | 0.54851 | 0.55411
SDG&E | GWh | Commercial | Com - Hospital | Lighting | No | Lighting - Linear Fluorescent Delamping | 0.18172 | 0.17893 | 0.13213 | 0.086728 | 0.042696 | 0 | 0 | 0 | 0 | 0 | 0 | 0
SDG&E | GWh | Commercial | Com - Hospital | Lighting | No | Lighting - Low Bay HID to T5 | 0.078171 | 0.079377 | 0.080554 | 0.081756 | 0.082931 | 0.084001 | 0.084881 | 0.085694 | 0.08649 | 0.087281 | 0.088104 | 0.088943
SDG&E | GWh | Commercial | Com - Hospital | Lighting | No | Lighting - Plug-In Fixture (Exterior) | 0.44601 | 0.45339 | 0.46058 | 0.46793 | 0.47511 | 0.48167 | 0.4871 | 0.49214 | 0.49706 | 0.50195 | 0.50703 | 0.5122
SDG&E | GWh | Commercial | Com - Hospital | Lighting | No | Lighting - Plug-In Fixture (Linear Fluorescent) | 4.55 | 4.6202 | 4.6887 | 4.7587 | 4.8271 | 0 | 0 | 0 | 0 | 0 | 0 | 0
SDG&E | GWh | Commercial | Com - Hospital | Lighting | No | Lighting - Plug-In Fixture (PSMH with Electronic Ballast) | 2.4479 | 2.4856 | 2.5225 | 2.5601 | 2.5969 | 2.6304 | 2.658 | 2.6835 | 2.7084 | 2.7331 | 2.7589 | 2.7852
SDG&E | GWh | Commercial | Com - Hospital | SHW | No | SHW - EF Rated Instantaneous Water Heater (Electric) | 0.068941 | 0.070117 | 0.071265 | 0.072436 | 0.073581 | 0.074628 | 0.075497 | 0.076304 | 0.077093 | 0.077877 | 0.07869 | 0.079518
SDG&E | GWh | Commercial | Com - Hospital | Service | No | HVAC - Comprehensive Rooftop Unit Quality Maintenance | 7.8381 | 7.7174 | 7.5986 | 7.4815 | 7.3663 | 7.2529 | 7.1412 | 7.0312 | 6.9229 | 6.8163 | 6.7113 | 6.608
SDG&E | GWh | Commercial | Com - Hospital | Service | No | Service - HVAC Fault Detection & Diagnositics | 2.4163 | 2.4562 | 2.4952 | 2.535 | 2.574 | 2.6095 | 2.6389 | 2.6662 | 2.6928 | 2.7194 | 2.7469 | 2.7749
SDG&E | GWh | Commercial | Com - Hospital | Service | No | Service - Retro-Commissioning (Electric) | 0 | 0 | 0 | 0 | 0 | 0 | 0 | 0 | 7.1824 | 7.0718 | 6.9629 | 6.8557
SDG&E | GWh | Commercial | Com - Hospital | WholeBlg | No | HVAC - Energy Management System | 1.417 | 1.4404 | 1.4633 | 1.4866 | 1.5094 | 1.5303 | 1.5475 | 1.5635 | 1.5791 | 1.5947 | 1.6108 | 1.6273
SDG&E | GWh | Commercial | Com - Hospital | WholeBlg | No | WholeBlg - Com RET Level 1 | 13.6683 | 13.4578 | 13.2506 | 13.0465 | 12.8456 | 12.6478 | 12.453 | 12.2612 | 12.0724 | 11.8865 | 11.7035 | 11.5232
SDG&E | GWh | Commercial | Com - Hospital | WholeBlg | No | WholeBlg - Com RET Level 2 | 81.5328 | 80.2772 | 79.0409 | 77.8237 | 76.6252 | 75.4452 | 74.2833 | 73.1394 | 72.013 | 70.904 | 69.8121 | 68.737
SDG&E | GWh | Commercial | Com - Hotel | AppPlug | No | AppPlug - Desktop Computer (Com - Power Management) | 1.5686 | 1.5946 | 1.6199 | 1.6457 | 1.671 | 1.694 | 1.7131 | 1.7308 | 1.7482 | 1.7654 | 1.7832 | 1.8014
SDG&E | GWh | Commercial | Com - Hotel | AppPlug | No | AppPlug - Occupancy Sensor Plug Strip | 0 | 0 | 0 | 0 | 0 | 0 | 0 | 0 | 0 | 0.82252 | 0.83084 | 0.83932
SDG&E | GWh | Commercial | Com - Hotel | AppPlug | No | AppPlug - Vending Machine Controls | 1.7715 | 1.8008 | 1.8294 | 1.8586 | 1.8871 | 1.9132 | 1.9348 | 1.9548 | 1.9743 | 1.9938 | 2.0139 | 2.0345
SDG&E | GWh | Commercial | Com - Hotel | BldgEnv | No | BldgEnv - Wall Spray On Insulation | 0.83305 | 0.82022 | 0.80759 | 0.79515 | 0.78291 | 0.77085 | 0.75898 | 0.74729 | 0.73578 | 0.72445 | 0.7133 | 0.70231
SDG&E | GWh | Commercial | Com - Hotel | BldgEnv | No | BldgEnv - Window Film | 7.56 | 7.4435 | 7.3289 | 7.2161 | 7.1049 | 6.9955 | 6.8878 | 6.7817 | 6.6773 | 6.5744 | 6.4732 | 6.3735
SDG&E | GWh | Commercial | Com - Hotel | FoodServ | No | FoodServ - Electric Griddle | 0.013438 | 0.013661 | 0.013878 | 0.014099 | 0.014315 | 0.014513 | 0.014677 | 0.014828 | 0.014977 | 0.015124 | 0.015277 | 0.015433
SDG&E | GWh | Commercial | Com - Hotel | FoodServ | No | FoodServ - Electric Steamer | 0.074999 | 0.076239 | 0.077449 | 0.078685 | 0.079893 | 0.080995 | 0.081908 | 0.082755 | 0.083583 | 0.084406 | 0.08526 | 0.086129
SDG&E | GWh | Commercial | Com - Hotel | FoodServ | No | FoodServ - Fryer (Electric) | 0 | 0 | 0 | 0 | 0 | 0 | 0 | 0 | 0 | 0 | 0.0095576 | 0.009655
SDG&E | GWh | Commercial | Com - Hotel | FoodServ | No | FoodServ - Oven (Electric) | 0.073389 | 0.074602 | 0.075787 | 0.076996 | 0.078178 | 0.079257 | 0.08015 | 0.080978 | 0.081789 | 0.082594 | 0.08343 | 0.084281
SDG&E | GWh | Commercial | Com - Hotel | HVAC | Yes | HVAC - Advanced Package Rooftop AC (> EER 12) - Emerging | 0 | 4.9645 | 4.888 | 4.8127 | 4.7386 | 4.6656 | 4.5938 | 4.523 | 4.4534 | 4.3848 | 4.3173 | 4.2508
SDG&E | GWh | Commercial | Com - Hotel | HVAC | No | HVAC - Chiller (Centrifugal) | 2.9382 | 2.8929 | 2.8484 | 2.8045 | 2.7613 | 2.7188 | 2.6769 | 2.8628 | 2.8458 | 2.8291 | 2.8132 | 2.798
SDG&E | GWh | Commercial | Com - Hotel | HVAC | No | HVAC - Chiller (Reciprocating) | 2.35 | 2.3726 | 2.3946 | 2.4173 | 2.4394 | 2.4591 | 2.4742 | 2.4878 | 2.5011 | 2.5143 | 2.5285 | 2.5431
SDG&E | GWh | Commercial | Com - Hotel | HVAC | No | HVAC - Demand Controlled Ventilation | 1.4198 | 1.4433 | 1.4662 | 1.4896 | 1.5125 | 1.5333 | 1.5506 | 1.5666 | 1.5823 | 1.5979 | 1.6141 | 1.6305
SDG&E | GWh | Commercial | Com - Hotel | HVAC | No | HVAC - EER Rated Package Rooftop AC (EER 11) | 1.563 | 0.09656 | 0.14318 | 0.18996 | 0.23585 | 0.27929 | 0.31856 | 0.35619 | 0.39312 | 0.42963 | 0.46647 | 0.50332
SDG&E | GWh | Commercial | Com - Hotel | HVAC | No | HVAC - Repair Duct System | 0 | 0 | 0 | 0 | 0 | 0 | 0 | 0 | 0 | 0 | 0 | 1.115
SDG&E | GWh | Commercial | Com - Hotel | HVAC | No | HVAC - SEER Rated Package Rooftop AC (Recharge) | 1.6883 | 1.6623 | 1.6367 | 1.6115 | 1.5867 | 1.5622 | 1.5382 | 1.5145 | 1.4912 | 1.4682 | 1.4456 | 1.4233
SDG&E | GWh | Commercial | Com - Hotel | HVAC | No | HVAC - SEER Rated Package Rooftop AC (SEER 14) | 8.5132 | 8.6539 | 0 | 0 | 0 | 0 | 0 | 0 | 0 | 0 | 0 | 0
SDG&E | GWh | Commercial | Com - Hotel | HVAC | No | HVAC - SEER Rated Package Rooftop AC (SEER 15) | 0 | 0 | 4.7457 | 4.817 | 4.8866 | 4.95 | 5.0022 | 5.0505 | 5.0977 | 5.1446 | 5.1934 | 5.2431
SDG&E | GWh | Commercial | Com - Hotel | HVAC | No | HVAC - SEER Rated Package Rooftop HP (SEER 15) | 3.5375 | 3.6076 | 1.7067 | 1.7391 | 1.7707 | 1.7997 | 1.8242 | 1.847 | 1.8693 | 1.8914 | 1.9143 | 1.9375
SDG&E | GWh | Commercial | Com - Hotel | HVAC | No | HVAC - SEER Rated Split System AC (SEER 14) | 4.686 | 4.7635 | 4.8393 | 0 | 0 | 0 | 0 | 0 | 0 | 0 | 0 | 0
SDG&E | GWh | Commercial | Com - Hotel | HVAC | No | HVAC - SEER Rated Split System AC (SEER 15) | 0 | 0 | 0 | 2.4346 | 2.4656 | 2.4937 | 2.5165 | 2.5374 | 2.5579 | 2.5782 | 2.5995 | 2.6212
SDG&E | GWh | Commercial | Com - Hotel | HVAC | No | HVAC - SEER Rated Split System HP (SEER 15) | 2.0069 | 2.0487 | 0.97014 | 0.98942 | 1.0083 | 1.0256 | 1.0403 | 1.054 | 1.0674 | 1.0806 | 1.0944 | 1.1083
SDG&E | GWh | Commercial | Com - Hotel | Lighting | Yes | Lighting - LED Fixture (Replacing T8) - Emerging | 0 | 0 | 0 | 13.8777 | 14.3349 | 14.7805 | 15.1344 | 15.4803 | 15.8265 | 16.1756 | 16.5345 | 16.8337
SDG&E | GWh | Commercial | Com - Hotel | Lighting | Yes | Lighting - LED Lamp (Basic High - Indoor) - Emerging | 1.1044 | 1.1428 | 1.1788 | 1.2106 | 1.2423 | 0.16368 | 0.16691 | 0.16968 | 0.17244 | 0.17484 | 0.17732 | 0.17985
SDG&E | GWh | Commercial | Com - Hotel | Lighting | Yes | Lighting - LED Lamp (Basic Low - Indoor) - Emerging | 1.7679 | 1.8319 | 1.8918 | 1.9443 | 1.9968 | 0.31186 | 0.31821 | 0.32363 | 0.32903 | 0.33446 | 0.3393 | 0.34424
SDG&E | GWh | Commercial | Com - Hotel | Lighting | Yes | Lighting - LED Plug-In Indoor Fixture - Emerging | 2.3803 | 2.4551 | 2.522 | 2.5741 | 2.6341 | 0.15253 | 0.15496 | 0.15777 | 0.15983 | 0.16213 | 0.16426 | 0.16669
SDG&E | GWh | Commercial | Com - Hotel | Lighting | No | Lighting - Cold Cathode Lamp | 0.029039 | 0.029519 | 0.029988 | 0.030467 | 0.030934 | 0 | 0 | 0 | 0 | 0 | 0 | 0
SDG&E | GWh | Commercial | Com - Hotel | Lighting | No | Lighting - Compact Fluorescent Fixture (Indoor) | 4.6499 | 4.726 | 4.8003 | 4.8761 | 4.9502 | 0 | 0 | 0 | 0 | 0 | 0 | 0
SDG&E | GWh | Commercial | Com - Hotel | Lighting | No | Lighting - Exit Fixture (LED) | 0.92507 | 0.91083 | 0.8968 | 0.88299 | 0.86939 | 0.856 | 0.84282 | 0.82984 | 0.81706 | 0.80448 | 0.79209 | 0.77989
SDG&E | GWh | Commercial | Com - Hotel | Lighting | No | Lighting - Halogen Lamp (A-Line) | 0.1529 | 0.15543 | 0.1579 | 0.16042 | 0.16288 | 0 | 0 | 0 | 0 | 0 | 0 | 0
SDG&E | GWh | Commercial | Com - Hotel | Lighting | No | Lighting - Induction Fixture (Indoor) | 1.7229 | 1.7514 | 1.7792 | 1.8076 | 1.8353 | 1.8607 | 1.8816 | 1.9011 | 1.9201 | 1.939 | 1.9586 | 1.9786
SDG&E | GWh | Commercial | Com - Hotel | Lighting | No | Lighting - Induction Fixture (Outdoor) | 0.60365 | 0.61363 | 0.62338 | 0.63332 | 0.64304 | 0.65192 | 0.65926 | 0.66608 | 0.67274 | 0.67937 | 0.68624 | 0.69324
SDG&E | GWh | Commercial | Com - Hotel | Lighting | No | Lighting - Linear Fluorescent Delamping | 0.031506 | 0.031021 | 0.022907 | 0.015036 | 0 | 0 | 0 | 0 | 0 | 0 | 0 | 0
SDG&E | GWh | Commercial | Com - Hotel | Lighting | No | Lighting - Linear Fluorescent Fixture (Low Wattage T8) | 4.6659 | 4.7419 | 4.816 | 0 | 0 | 0 | 0 | 0 | 0 | 0 | 0 | 0
SDG&E | GWh | Commercial | Com - Hotel | Lighting | No | Lighting - Occupancy Sensor | 0 | 0 | 0 | 0 | 0 | 0 | 0 | 0 | 0 | 0 | 0 | 2.2068
SDG&E | GWh | Commercial | Com - Hotel | Lighting | No | Lighting - Plug-In Fixture (Exterior) | 0.558 | 0.56723 | 0.57624 | 0.58543 | 0.59441 | 0.60262 | 0.60941 | 0.61571 | 0.62187 | 0.62799 | 0.63435 | 0.64082
SDG&E | GWh | Commercial | Com - Hotel | Lighting | No | Lighting - Plug-In Fixture (Linear Fluorescent) | 2.1577 | 2.1928 | 2.2271 | 2.2621 | 2.2963 | 0 | 0 | 0 | 0 | 0 | 0 | 0
SDG&E | GWh | Commercial | Com - Hotel | Lighting | No | Lighting - Plug-In Fixture (PSMH with Electronic Ballast) | 0 | 0 | 0 | 1.217 | 1.2354 | 1.2522 | 1.2661 | 1.2789 | 1.2915 | 1.304 | 1.317 | 1.3302
SDG&E | GWh | Commercial | Com - Hotel | Lighting | No | Lighting - Plug-In Fixture (PSMH) | 1.1498 | 1.1685 | 1.1867 | 0 | 0 | 0 | 0 | 0 | 0 | 0 | 0 | 0
SDG&E | GWh | Commercial | Com - Hotel | SHW | No | SHW - EF Rated Instantaneous Water Heater (Electric) | 0 | 0 | 0 | 0.044238 | 0.044916 | 0.045536 | 0.046049 | 0.046525 | 0.04699 | 0.047453 | 0.047933 | 0.048422
SDG&E | GWh | Commercial | Com - Hotel | SHW | No | SHW - EF Rated Storage Water Heater (Electric) | 0.031809 | 0.032333 | 0 | 0 | 0 | 0 | 0 | 0 | 0 | 0 | 0 | 0
SDG&E | GWh | Commercial | Com - Hotel | Service | No | HVAC - Comprehensive Rooftop Unit Quality Maintenance | 9.8062 | 9.6552 | 9.5065 | 9.3601 | 9.216 | 9.0741 | 8.9343 | 8.7967 | 8.6613 | 8.5279 | 8.3966 | 8.2672
SDG&E | GWh | Commercial | Com - Hotel | Service | No | Service - HVAC Fault Detection & Diagnositics | 3.023 | 3.073 | 3.1218 | 3.1716 | 3.2203 | 3.2647 | 3.3015 | 3.3356 | 3.369 | 3.4022 | 3.4366 | 3.4717
SDG&E | GWh | Commercial | Com - Hotel | Service | No | Service - Retro-Commissioning (Electric) | 0 | 0 | 0 | 0 | 0 | 0 | 0 | 0 | 8.9859 | 8.8475 | 8.7112 | 8.5771
SDG&E | GWh | Commercial | Com - Hotel | WholeBlg | No | HVAC - Energy Management System | 1.7728 | 1.8021 | 1.8307 | 1.8599 | 1.8884 | 1.9145 | 1.9361 | 1.9561 | 1.9757 | 1.9951 | 2.0153 | 2.0359
SDG&E | GWh | Commercial | Com - Hotel | WholeBlg | No | WholeBlg - Com RET Level 1 | 11.7264 | 11.5458 | 11.368 | 11.193 | 11.0206 | 10.8509 | 10.6838 | 10.5192 | 10.3572 | 10.1977 | 10.0407 | 9.8861
SDG&E | GWh | Commercial | Com - Hotel | WholeBlg | No | WholeBlg - Com RET Level 2 | 66.3636 | 65.3416 | 64.3353 | 63.3446 | 62.3691 | 61.4086 | 60.4629 | 59.5318 | 58.615 | 57.7123 | 56.8235 | 55.9484
SDG&E | GWh | Commercial | Com - Motel | AppPlug | No | AppPlug - Desktop Computer (Com - Power Management) | 1.5686 | 1.5946 | 1.6199 | 1.6457 | 1.671 | 1.694 | 1.7131 | 1.7308 | 1.7482 | 1.7654 | 1.7832 | 1.8014
SDG&E | GWh | Commercial | Com - Motel | AppPlug | No | AppPlug - Occupancy Sensor Plug Strip | 0 | 0 | 0 | 0 | 0 | 0 | 0 | 0 | 0 | 0.82252 | 0.83084 | 0.83932
SDG&E | GWh | Commercial | Com - Motel | AppPlug | No | AppPlug - Vending Machine Controls | 1.7715 | 1.8008 | 1.8294 | 1.8586 | 1.8871 | 1.9132 | 1.9348 | 1.9548 | 1.9743 | 1.9938 | 2.0139 | 2.0345
SDG&E | GWh | Commercial | Com - Motel | BldgEnv | No | BldgEnv - Wall Spray On Insulation | 0.83305 | 0.82022 | 0.80759 | 0.79515 | 0.78291 | 0.77085 | 0.75898 | 0.74729 | 0.73578 | 0.72445 | 0.7133 | 0.70231
SDG&E | GWh | Commercial | Com - Motel | BldgEnv | No | BldgEnv - Window Film | 7.6437 | 7.526 | 7.4101 | 7.2959 | 7.1836 | 7.073 | 6.964 | 6.8568 | 6.7512 | 6.6472 | 6.5449 | 6.4441
SDG&E | GWh | Commercial | Com - Motel | FoodServ | No | FoodServ - Electric Griddle | 0.013438 | 0.013661 | 0.013878 | 0.014099 | 0.014315 | 0.014513 | 0.014677 | 0.014828 | 0.014977 | 0.015124 | 0.015277 | 0.015433
SDG&E | GWh | Commercial | Com - Motel | FoodServ | No | FoodServ - Electric Steamer | 0.074999 | 0.076239 | 0.077449 | 0.078685 | 0.079893 | 0.080995 | 0.081908 | 0.082755 | 0.083583 | 0.084406 | 0.08526 | 0.086129
SDG&E | GWh | Commercial | Com - Motel | FoodServ | No | FoodServ - Fryer (Electric) | 0 | 0 | 0 | 0 | 0 | 0 | 0 | 0 | 0 | 0 | 0.0095576 | 0.009655
SDG&E | GWh | Commercial | Com - Motel | FoodServ | No | FoodServ - Oven (Electric) | 0.073389 | 0.074602 | 0.075787 | 0.076996 | 0.078178 | 0.079257 | 0.08015 | 0.080978 | 0.081789 | 0.082594 | 0.08343 | 0.084281
SDG&E | GWh | Commercial | Com - Motel | HVAC | Yes | HVAC - Advanced Package Rooftop AC (> EER 12) - Emerging | 0 | 4.9596 | 4.8833 | 4.8081 | 4.734 | 4.6611 | 4.5893 | 4.5187 | 4.4491 | 4.3806 | 4.3131 | 4.2467
SDG&E | GWh | Commercial | Com - Motel | HVAC | No | HVAC - Chiller (Centrifugal) | 0 | 0 | 0 | 0 | 0 | 0 | 0 | 0 | 0 | 0 | 0.92395 | 0.93337
SDG&E | GWh | Commercial | Com - Motel | HVAC | No | HVAC - Chiller (Reciprocating) | 0.77546 | 0.78828 | 0.8008 | 0.81357 | 0.82606 | 0.83746 | 0.8469 | 0.85565 | 0.86422 | 0.87272 | 0.88156 | 0.89055
SDG&E | GWh | Commercial | Com - Motel | HVAC | No | HVAC - Demand Controlled Ventilation | 1.4198 | 1.4433 | 1.4662 | 1.4896 | 1.5125 | 1.5333 | 1.5506 | 1.5666 | 1.5823 | 1.5979 | 1.6141 | 1.6305
SDG&E | GWh | Commercial | Com - Motel | HVAC | No | HVAC - EER Rated Package Rooftop AC (EER 11) | 1.563 | 0.09656 | 0.14318 | 0.18996 | 0.23585 | 0.27929 | 0.31856 | 0.35619 | 0.39312 | 0.42963 | 0.46647 | 0.50332
SDG&E | GWh | Commercial | Com - Motel | HVAC | No | HVAC - Repair Duct System | 0 | 0 | 0 | 0 | 0 | 0 | 0 | 0 | 0 | 0 | 0 | 1.0955
SDG&E | GWh | Commercial | Com - Motel | HVAC | No | HVAC - SEER Rated Package Rooftop AC (Recharge) | 1.4843 | 1.4614 | 1.4389 | 1.4168 | 1.3949 | 1.3735 | 1.3523 | 1.3315 | 1.311 | 1.2908 | 1.2709 | 1.2513
SDG&E | GWh | Commercial | Com - Motel | HVAC | No | HVAC - SEER Rated Package Rooftop AC (SEER 14) | 8.5132 | 8.6539 | 0 | 0 | 0 | 0 | 0 | 0 | 0 | 0 | 0 | 0
SDG&E | GWh | Commercial | Com - Motel | HVAC | No | HVAC - SEER Rated Package Rooftop AC (SEER 15) | 0 | 0 | 4.7457 | 4.817 | 4.8866 | 4.95 | 5.0022 | 5.0505 | 5.0977 | 5.1446 | 5.1934 | 5.2431
SDG&E | GWh | Commercial | Com - Motel | HVAC | No | HVAC - SEER Rated Package Rooftop HP (SEER 15) | 3.5375 | 3.6076 | 1.7067 | 1.7391 | 1.7707 | 1.7997 | 1.8242 | 1.847 | 1.8693 | 1.8914 | 1.9143 | 1.9375
SDG&E | GWh | Commercial | Com - Motel | HVAC | No | HVAC - SEER Rated Split System AC (SEER 14) | 4.686 | 4.7635 | 4.8393 | 0 | 0 | 0 | 0 | 0 | 0 | 0 | 0 | 0
SDG&E | GWh | Commercial | Com - Motel | HVAC | No | HVAC - SEER Rated Split System AC (SEER 15) | 0 | 0 | 0 | 2.4346 | 2.4656 | 2.4937 | 2.5165 | 2.5374 | 2.5579 | 2.5782 | 2.5995 | 2.6212
SDG&E | GWh | Commercial | Com - Motel | HVAC | No | HVAC - SEER Rated Split System HP (SEER 15) | 2.0069 | 2.0487 | 0.97014 | 0.98942 | 1.0083 | 1.0256 | 1.0403 | 1.054 | 1.0674 | 1.0806 | 1.0944 | 1.1083
SDG&E | GWh | Commercial | Com - Motel | Lighting | Yes | Lighting - LED Fixture (Replacing T8) - Emerging | 0 | 0 | 0 | 0 | 11.9007 | 12.2692 | 12.5616 | 12.8475 | 13.1336 | 13.422 | 13.7186 | 13.9656
SDG&E | GWh | Commercial | Com - Motel | Lighting | Yes | Lighting - LED Lamp (Basic High - Indoor) - Emerging | 0.94342 | 0.97621 | 1.007 | 1.0341 | 1.0611 | 0.13981 | 0.14257 | 0.14494 | 0.14729 | 0.14934 | 0.15146 | 0.15362
SDG&E | GWh | Commercial | Com - Motel | Lighting | Yes | Lighting - LED Lamp (Basic Low - Indoor) - Emerging | 1.5102 | 1.5648 | 1.616 | 1.6608 | 1.7057 | 0.26638 | 0.2718 | 0.27644 | 0.28105 | 0.28568 | 0.28981 | 0.29402
SDG&E | GWh | Commercial | Com - Motel | Lighting | Yes | Lighting - LED Plug-In Indoor Fixture - Emerging | 2.1026 | 2.1686 | 2.2277 | 2.2738 | 2.3267 | 0.13473 | 0.13687 | 0.13935 | 0.14117 | 0.14321 | 0.14508 | 0.14722
SDG&E | GWh | Commercial | Com - Motel | Lighting | No | Lighting - Cold Cathode Lamp | 0.022079 | 0.022444 | 0.0228 | 0.023164 | 0.02352 | 0 | 0 | 0 | 0 | 0 | 0 | 0
SDG&E | GWh | Commercial | Com - Motel | Lighting | No | Lighting - Compact Fluorescent Fixture (Indoor) | 3.9721 | 4.037 | 4.1004 | 4.1651 | 4.2284 | 0 | 0 | 0 | 0 | 0 | 0 | 0
SDG&E | GWh | Commercial | Com - Motel | Lighting | No | Lighting - Exit Fixture (LED) | 0.9792 | 0.96412 | 0.94928 | 0.93466 | 0.92026 | 0.90609 | 0.89214 | 0.8784 | 0.86487 | 0.85155 | 0.83844 | 0.82553
SDG&E | GWh | Commercial | Com - Motel | Lighting | No | Lighting - Halogen Lamp (A-Line) | 0.1529 | 0.15543 | 0.1579 | 0.16042 | 0.16288 | 0 | 0 | 0 | 0 | 0 | 0 | 0
SDG&E | GWh | Commercial | Com - Motel | Lighting | No | Lighting - Induction Fixture (Indoor) | 1.7086 | 1.7368 | 1.7644 | 1.7925 | 1.82 | 1.8452 | 1.866 | 1.8852 | 1.9041 | 1.9229 | 1.9423 | 1.9621
SDG&E | GWh | Commercial | Com - Motel | Lighting | No | Lighting - Induction Fixture (Outdoor) | 0.60365 | 0.61363 | 0.62338 | 0.63332 | 0.64304 | 0.65192 | 0.65926 | 0.66608 | 0.67274 | 0.67937 | 0.68624 | 0.69324
SDG&E | GWh | Commercial | Com - Motel | Lighting | No | Lighting - Linear Fluorescent Delamping | 0.02565 | 0.025255 | 0.018649 | 0.012241 | 0 | 0 | 0 | 0 | 0 | 0 | 0 | 0
SDG&E | GWh | Commercial | Com - Motel | Lighting | No | Lighting - Linear Fluorescent Fixture (Low Wattage T8) | 3.8757 | 3.9382 | 3.9992 | 4.0615 | 0 | 0 | 0 | 0 | 0 | 0 | 0 | 0
SDG&E | GWh | Commercial | Com - Motel | Lighting | No | Lighting - Occupancy Sensor | 0 | 0 | 0 | 0 | 0 | 0 | 0 | 0 | 0 | 2.6308 | 3.5504 | 3.5863
SDG&E | GWh | Commercial | Com - Motel | Lighting | No | Lighting - Plug-In Fixture (Exterior) | 0.558 | 0.56723 | 0.57624 | 0.58543 | 0.59441 | 0.60262 | 0.60941 | 0.61571 | 0.62187 | 0.62799 | 0.63435 | 0.64082
SDG&E | GWh | Commercial | Com - Motel | Lighting | No | Lighting - Plug-In Fixture (Linear Fluorescent) | 0 | 0 | 1.9736 | 2.0044 | 2.0344 | 0 | 0 | 0 | 0 | 0 | 0 | 0
SDG&E | GWh | Commercial | Com - Motel | Lighting | No | Lighting - Plug-In Fixture (PSMH with Electronic Ballast) | 0 | 0 | 0 | 0 | 0 | 0.92175 | 1.1214 | 1.1327 | 1.1437 | 1.1547 | 1.1661 | 1.1777
SDG&E | GWh | Commercial | Com - Motel | Lighting | No | Lighting - Plug-In Fixture (PSMH) | 1.0192 | 1.0356 | 1.0517 | 1.068 | 1.0841 | 0.18571 | 0 | 0 | 0 | 0 | 0 | 0
SDG&E | GWh | Commercial | Com - Motel | SHW | No | SHW - EF Rated Instantaneous Water Heater (Electric) | 0.037166 | 0.037779 | 0.038378 | 0.03899 | 0.039587 | 0.040133 | 0.040584 | 0.041003 | 0.041413 | 0.041819 | 0.042242 | 0.042672
SDG&E | GWh | Commercial | Com - Motel | Service | No | HVAC - Comprehensive Rooftop Unit Quality Maintenance | 9.8062 | 9.6552 | 9.5065 | 9.3601 | 9.216 | 9.0741 | 8.9343 | 8.7967 | 8.6613 | 8.5279 | 8.3966 | 8.2672
SDG&E | GWh | Commercial | Com - Motel | Service | No | Service - HVAC Fault Detection & Diagnositics | 3.023 | 3.073 | 3.1218 | 3.1716 | 3.2203 | 3.2647 | 3.3015 | 3.3356 | 3.369 | 3.4022 | 3.4366 | 3.4717
SDG&E | GWh | Commercial | Com - Motel | Service | No | Service - Retro-Commissioning (Electric) | 0 | 0 | 0 | 0 | 0 | 0 | 0 | 0 | 8.9859 | 8.8475 | 8.7112 | 8.5771
SDG&E | GWh | Commercial | Com - Motel | WholeBlg | No | HVAC - Energy Management System | 1.7728 | 1.8021 | 1.8307 | 1.8599 | 1.8884 | 1.9145 | 1.9361 | 1.9561 | 1.9757 | 1.9951 | 2.0153 | 2.0359
SDG&E | GWh | Commercial | Com - Motel | WholeBlg | No | WholeBlg - Com RET Level 1 | 11.6264 | 11.4474 | 11.2711 | 11.0975 | 10.9266 | 10.7583 | 10.5927 | 10.4295 | 10.2689 | 10.1108 | 9.9551 | 9.8018
SDG&E | GWh | Commercial | Com - Motel | WholeBlg | No | WholeBlg - Com RET Level 2 | 64.0926 | 63.1055 | 62.1337 | 61.1769 | 60.2347 | 59.3071 | 58.3938 | 57.4945 | 56.6091 | 55.7373 | 54.879 | 54.0338
SDG&E | GWh | Commercial | Com - Nusing Home | AppPlug | No | AppPlug - Desktop Computer (Com - Power Management) | 1.2538 | 1.2745 | 1.2948 | 1.3154 | 1.3356 | 1.354 | 1.3693 | 1.3835 | 1.3973 | 1.4111 | 1.4253 | 1.4399
SDG&E | GWh | Commercial | Com - Nusing Home | AppPlug | No | AppPlug - Occupancy Sensor Plug Strip | 0 | 0 | 0 | 0 | 0 | 0 | 0 | 0 | 0 | 0.65744 | 0.66409 | 0.67086
SDG&E | GWh | Commercial | Com - Nusing Home | AppPlug | No | AppPlug - Vending Machine Controls | 1.2433 | 1.2639 | 1.2839 | 1.3044 | 1.3244 | 1.3427 | 1.3579 | 1.3719 | 1.3856 | 1.3993 | 1.4134 | 1.4278
SDG&E | GWh | Commercial | Com - Nusing Home | BldgEnv | No | BldgEnv - Wall Spray On Insulation | 0.3602 | 0.35465 | 0.34919 | 0.34381 | 0.33852 | 0.3333 | 0.32817 | 0.32312 | 0.31814 | 0.31324 | 0.30842 | 0.30367
SDG&E | GWh | Commercial | Com - Nusing Home | BldgEnv | No | BldgEnv - Window Film | 5.9777 | 5.8856 | 5.795 | 5.7057 | 5.6179 | 5.5313 | 5.4462 | 5.3623 | 5.2797 | 5.1984 | 5.1183 | 5.0395
SDG&E | GWh | Commercial | Com - Nusing Home | FoodServ | No | FoodServ - Electric Steamer | 0.12739 | 0.12949 | 0.13155 | 0.13365 | 0.1357 | 0.13757 | 0.13912 | 0.14056 | 0.14197 | 0.14336 | 0.14481 | 0.14629
SDG&E | GWh | Commercial | Com - Nusing Home | FoodServ | No | FoodServ - Oven (Electric) | 0.11732 | 0.11926 | 0.12115 | 0.12309 | 0.12497 | 0.1267 | 0.12813 | 0.12945 | 0.13075 | 0.13203 | 0.13337 | 0.13473
SDG&E | GWh | Commercial | Com - Nusing Home | HVAC | Yes | HVAC - Advanced Package Rooftop AC (> EER 12) - Emerging | 0 | 0 | 5.3944 | 5.3114 | 5.2296 | 5.149 | 5.0697 | 4.9917 | 4.9148 | 4.8391 | 4.7646 | 4.6912
SDG&E | GWh | Commercial | Com - Nusing Home | HVAC | No | HVAC - Chiller (Centrifugal) | 3.2008 | 3.1515 | 3.103 | 3.0552 | 3.0081 | 2.9618 | 2.9162 | 2.8713 | 2.8271 | 2.7835 | 2.7407 | 2.6985
SDG&E | GWh | Commercial | Com - Nusing Home | HVAC | No | HVAC - Chiller (Reciprocating) | 2.3989 | 2.4161 | 2.4329 | 2.4503 | 2.4673 | 2.4821 | 2.4927 | 2.502 | 2.511 | 2.5201 | 2.53 | 2.5404
SDG&E | GWh | Commercial | Com - Nusing Home | HVAC | No | HVAC - Demand Controlled Ventilation | 2.8499 | 2.897 | 2.943 | 2.99 | 3.0359 | 3.0778 | 3.1125 | 3.1446 | 3.1761 | 3.2074 | 3.2398 | 3.2729
SDG&E | GWh | Commercial | Com - Nusing Home | HVAC | No | HVAC - EER Rated Package Rooftop AC (EER 11) | 0 | 0 | 0 | 0 | 0 | 0.23934 | 0.273 | 0.30525 | 0.33689 | 0.36819 | 0.39976 | 0.43133
SDG&E | GWh | Commercial | Com - Nusing Home | HVAC | No | HVAC - SEER Rated Package Rooftop AC (Recharge) | 0 | 0 | 0 | 0 | 0 | 0 | 0 | 0 | 0 | 0 | 1.3007 | 1.2807
SDG&E | GWh | Commercial | Com - Nusing Home | HVAC | No | HVAC - SEER Rated Package Rooftop AC (SEER 14) | 11.4472 | 11.6435 | 0 | 0 | 0 | 0 | 0 | 0 | 0 | 0 | 0 | 0
SDG&E | GWh | Commercial | Com - Nusing Home | HVAC | No | HVAC - SEER Rated Package Rooftop AC (SEER 15) | 0 | 0 | 5.3985 | 5.4767 | 5.5531 | 5.6226 | 5.6795 | 5.7321 | 5.7835 | 5.8346 | 5.8878 | 5.9421
SDG&E | GWh | Commercial | Com - Nusing Home | HVAC | No | HVAC - SEER Rated Package Rooftop HP (SEER 15) | 4.5443 | 4.6127 | 2.1726 | 2.2042 | 2.2351 | 2.2633 | 2.2864 | 2.3077 | 2.3285 | 2.3492 | 2.3708 | 2.3928
SDG&E | GWh | Commercial | Com - Nusing Home | HVAC | No | HVAC - SEER Rated Split System AC (SEER 14) | 6.7024 | 6.8149 | 6.9248 | 0 | 0 | 0 | 0 | 0 | 0 | 0 | 0 | 0
SDG&E | GWh | Commercial | Com - Nusing Home | HVAC | No | HVAC - SEER Rated Split System AC (SEER 15) | 0 | 0 | 0 | 3.0436 | 3.0815 | 3.1159 | 3.1437 | 3.1692 | 3.1941 | 3.219 | 3.2449 | 3.2715
SDG&E | GWh | Commercial | Com - Nusing Home | HVAC | No | HVAC - SEER Rated Split System HP (SEER 15) | 2.2884 | 2.3435 | 1.1131 | 1.1385 | 1.1633 | 1.1863 | 1.2058 | 1.2242 | 1.2422 | 1.26 | 1.2783 | 1.2969
SDG&E | GWh | Commercial | Com - Nusing Home | HVAC | No | HVAC - Thermostat | 2.8141 | 2.8606 | 2.906 | 2.9524 | 2.9977 | 3.0391 | 3.0733 | 3.1051 | 3.1362 | 3.167 | 3.1991 | 3.2317
SDG&E | GWh | Commercial | Com - Nusing Home | Lighting | Yes | Lighting - LED Fixture (Replacing T8) - Emerging | 19.0551 | 19.7133 | 20.3751 | 21.1474 | 21.8318 | 22.4989 | 23.027 | 23.5431 | 24.0597 | 24.5804 | 25.1158 | 25.5603
SDG&E | GWh | Commercial | Com - Nusing Home | Lighting | Yes | Lighting - LED Lamp (Basic High - Indoor) - Emerging | 0.52508 | 0.54298 | 0.55975 | 0.57447 | 0.58918 | 0.077587 | 0.079081 | 0.080359 | 0.081628 | 0.082732 | 0.083872 | 0.085034
SDG&E | GWh | Commercial | Com - Nusing Home | Lighting | Yes | Lighting - LED Lamp (Basic Low - Indoor) - Emerging | 3.8033 | 3.9384 | 4.0647 | 4.1749 | 4.2851 | 0.66889 | 0.68218 | 0.69351 | 0.70478 | 0.71609 | 0.72617 | 0.73643
SDG&E | GWh | Commercial | Com - Nusing Home | Lighting | Yes | Lighting - LED Plug-In Indoor Fixture - Emerging | 4.077 | 4.2024 | 4.3142 | 4.4008 | 4.5007 | 0.26048 | 0.2645 | 0.26918 | 0.27257 | 0.27639 | 0.2799 | 0.28392
SDG&E | GWh | Commercial | Com - Nusing Home | Lighting | No | Lighting - Cold Cathode Lamp | 0.049797 | 0.05062 | 0.051424 | 0.052244 | 0.053046 | 0 | 0 | 0 | 0 | 0 | 0 | 0
SDG&E | GWh | Commercial | Com - Nusing Home | Lighting | No | Lighting - Compact Fluorescent Fixture (Indoor) | 7.8587 | 7.9821 | 8.1024 | 8.2254 | 8.3456 | 0 | 0 | 0 | 0 | 0 | 0 | 0
SDG&E | GWh | Commercial | Com - Nusing Home | Lighting | No | Lighting - Exit Fixture (LED) | 0.70872 | 0.69781 | 0.68706 | 0.67648 | 0.66606 | 0.6558 | 0.6457 | 0.63576 | 0.62597 | 0.61633 | 0.60684 | 0.59749
SDG&E | GWh | Commercial | Com - Nusing Home | Lighting | No | Lighting - Halogen Lamp (A-Line) | 0.12222 | 0.12424 | 0.12621 | 0.12822 | 0.13019 | 0 | 0 | 0 | 0 | 0 | 0 | 0
SDG&E | GWh | Commercial | Com - Nusing Home | Lighting | No | Lighting - High Bay HID to T5 | 0.40983 | 0.41624 | 0.42249 | 0.42887 | 0.43511 | 0.4408 | 0.44548 | 0.44981 | 0.45405 | 0.45826 | 0.46264 | 0.4671
SDG&E | GWh | Commercial | Com - Nusing Home | Lighting | No | Lighting - Induction Fixture (Indoor) | 1.3886 | 1.4116 | 1.434 | 1.4568 | 1.4792 | 1.4996 | 1.5165 | 1.5322 | 1.5475 | 1.5628 | 1.5786 | 1.5947
SDG&E | GWh | Commercial | Com - Nusing Home | Lighting | No | Lighting - Induction Fixture (Outdoor) | 0.4825 | 0.49048 | 0.49826 | 0.50621 | 0.51398 | 0.52108 | 0.52695 | 0.5324 | 0.53772 | 0.54302 | 0.54851 | 0.55411
SDG&E | GWh | Commercial | Com - Nusing Home | Lighting | No | Lighting - Linear Fluorescent Delamping | 0.13359 | 0.13153 | 0.097127 | 0.063754 | 0.031386 | 0 | 0 | 0 | 0 | 0 | 0 | 0
SDG&E | GWh | Commercial | Com - Nusing Home | Lighting | No | Lighting - Low Bay HID to T5 | 0 | 0 | 0 | 0.053803 | 0.061788 | 0.062596 | 0.06326 | 0.063875 | 0.064477 | 0.065074 | 0.065696 | 0.06633
SDG&E | GWh | Commercial | Com - Nusing Home | Lighting | No | Lighting - Plug-In Fixture (Exterior) | 0.44601 | 0.45339 | 0.46058 | 0.46793 | 0.47511 | 0.48167 | 0.4871 | 0.49214 | 0.49706 | 0.50195 | 0.50703 | 0.5122
SDG&E | GWh | Commercial | Com - Nusing Home | Lighting | No | Lighting - Plug-In Fixture (Linear Fluorescent) | 3.7329 | 3.7913 | 3.8482 | 3.9064 | 3.9632 | 0 | 0 | 0 | 0 | 0 | 0 | 0
SDG&E | GWh | Commercial | Com - Nusing Home | Lighting | No | Lighting - Plug-In Fixture (PSMH with Electronic Ballast) | 2.0083 | 2.0397 | 2.0703 | 2.1016 | 2.1322 | 2.16 | 2.183 | 2.2042 | 2.225 | 2.2456 | 2.2671 | 2.2889
SDG&E | GWh | Commercial | Com - Nusing Home | SHW | No | SHW - EF Rated Instantaneous Water Heater (Electric) | 0.069725 | 0.070891 | 0.072028 | 0.07319 | 0.074324 | 0.075361 | 0.07622 | 0.077017 | 0.077797 | 0.078571 | 0.079375 | 0.080193
SDG&E | GWh | Commercial | Com - Nusing Home | Service | No | HVAC - Comprehensive Rooftop Unit Quality Maintenance | 7.8381 | 7.7174 | 7.5986 | 7.4815 | 7.3663 | 7.2529 | 7.1412 | 7.0312 | 6.9229 | 6.8163 | 6.7113 | 6.608
SDG&E | GWh | Commercial | Com - Nusing Home | Service | No | Service - HVAC Fault Detection & Diagnositics | 2.4163 | 2.4562 | 2.4952 | 2.535 | 2.574 | 2.6095 | 2.6389 | 2.6662 | 2.6928 | 2.7194 | 2.7469 | 2.7749
SDG&E | GWh | Commercial | Com - Nusing Home | Service | No | Service - Retro-Commissioning (Electric) | 0 | 0 | 0 | 0 | 0 | 0 | 0 | 0 | 7.1824 | 7.0718 | 6.9629 | 6.8557
SDG&E | GWh | Commercial | Com - Nusing Home | WholeBlg | No | HVAC - Energy Management System | 1.417 | 1.4404 | 1.4633 | 1.4866 | 1.5094 | 1.5303 | 1.5475 | 1.5635 | 1.5791 | 1.5947 | 1.6108 | 1.6273
SDG&E | GWh | Commercial | Com - Nusing Home | WholeBlg | No | WholeBlg - Com RET Level 1 | 12.3546 | 12.1644 | 11.977 | 11.7926 | 11.611 | 11.4322 | 11.2561 | 11.0828 | 10.9121 | 10.7441 | 10.5786 | 10.4157
SDG&E | GWh | Commercial | Com - Nusing Home | WholeBlg | No | WholeBlg - Com RET Level 2 | 76.1519 | 74.9792 | 73.8245 | 72.6876 | 71.5682 | 70.466 | 69.3809 | 68.3124 | 67.2604 | 66.2246 | 65.2047 | 64.2006
SDG&E | GWh | Commercial | Com - Office (Large) | AppPlug | No | AppPlug - Desktop Computer (Com - Power Management) | 8.6511 | 8.7941 | 8.9337 | 9.0763 | 9.2156 | 9.3428 | 9.448 | 9.5457 | 9.6412 | 9.7361 | 9.8347 | 9.935
SDG&E | GWh | Commercial | Com - Office (Large) | AppPlug | No | AppPlug - Occupancy Sensor Plug Strip | 0 | 0 | 0 | 0 | 0 | 0 | 0 | 0 | 0 | 4.1724 | 4.2146 | 4.2576
SDG&E | GWh | Commercial | Com - Office (Large) | AppPlug | No | AppPlug - Vending Machine Controls | 8.1098 | 8.2439 | 8.3748 | 8.5084 | 8.639 | 8.7583 | 8.8569 | 8.9485 | 9.038 | 9.127 | 9.2194 | 9.3134
SDG&E | GWh | Commercial | Com - Office (Large) | BldgEnv | No | BldgEnv - Wall Spray On Insulation | 2.286 | 2.2508 | 2.2161 | 2.182 | 2.1484 | 2.1153 | 2.0827 | 2.0506 | 2.0191 | 1.988 | 1.9573 | 1.9272
SDG&E | GWh | Commercial | Com - Office (Large) | BldgEnv | No | BldgEnv - Window Film | 0 | 0 | 0 | 0 | 30.9285 | 30.4522 | 29.9832 | 29.5215 | 29.0669 | 28.6192 | 28.1785 | 27.7445
SDG&E | GWh | Commercial | Com - Office (Large) | FoodServ | No | FoodServ - Electric Steamer | 0.47556 | 0.48342 | 0.4911 | 0.49893 | 0.50659 | 0.51358 | 0.51937 | 0.52474 | 0.52999 | 0.53521 | 0.54062 | 0.54614
SDG&E | GWh | Commercial | Com - Office (Large) | FoodServ | No | FoodServ - Oven (Electric) | 0.46535 | 0.47305 | 0.48056 | 0.48822 | 0.49572 | 0.50256 | 0.50822 | 0.51348 | 0.51861 | 0.52372 | 0.52902 | 0.53441
SDG&E | GWh | Commercial | Com - Office (Large) | HVAC | No | HVAC - Chiller (Centrifugal) | 15.5169 | 15.2779 | 15.0426 | 14.811 | 14.5829 | 14.3583 | 14.1372 | 13.9195 | 13.7051 | 13.4941 | 13.2862 | 13.0816
SDG&E | GWh | Commercial | Com - Office (Large) | HVAC | No | HVAC - Chiller (Reciprocating) | 13.3653 | 13.4838 | 13.5992 | 13.7186 | 13.8351 | 13.938 | 14.0159 | 14.0856 | 14.1535 | 14.2213 | 14.2941 | 14.3696
SDG&E | GWh | Commercial | Com - Office (Large) | HVAC | No | HVAC - Demand Controlled Ventilation | 5.2377 | 5.3243 | 5.4088 | 5.4951 | 5.5795 | 5.6565 | 5.7202 | 5.7794 | 5.8372 | 5.8947 | 5.9543 | 6.015
SDG&E | GWh | Commercial | Com - Office (Large) | HVAC | No | HVAC - EER Rated Package Rooftop AC (EER 11) | 0 | 0 | 0.69883 | 7.321 | 7.4465 | 7.5616 | 7.6578 | 7.7475 | 7.8352 | 7.9223 | 8.0124 | 8.1039
SDG&E | GWh | Commercial | Com - Office (Large) | HVAC | No | HVAC - SEER Rated Package Rooftop AC (Recharge) | 0 | 9.4302 | 9.285 | 9.142 | 9.0012 | 8.8626 | 8.7261 | 8.5917 | 8.4594 | 8.3292 | 8.2009 | 8.0746
SDG&E | GWh | Commercial | Com - Office (Large) | HVAC | No | HVAC - SEER Rated Package Rooftop AC (SEER 14) | 26.3988 | 26.8173 | 0 | 0 | 0 | 0 | 0 | 0 | 0 | 0 | 0 | 0
SDG&E | GWh | Commercial | Com - Office (Large) | HVAC | No | HVAC - SEER Rated Package Rooftop AC (SEER 15) | 0 | 0 | 16.6329 | 16.9101 | 17.181 | 17.4289 | 17.6348 | 17.8263 | 18.0135 | 18.1995 | 18.3924 | 18.5884
SDG&E | GWh | Commercial | Com - Office (Large) | HVAC | No | HVAC - SEER Rated Package Rooftop HP (SEER 15) | 13.5327 | 13.8344 | 6.56 | 6.6991 | 6.8352 | 6.9607 | 7.0671 | 7.1667 | 7.2643 | 7.361 | 7.4607 | 7.5616
SDG&E | GWh | Commercial | Com - Office (Large) | HVAC | No | HVAC - SEER Rated Split System AC (SEER 14) | 13.3365 | 13.5329 | 13.7246 | 0 | 0 | 0 | 0 | 0 | 0 | 0 | 0 | 0
SDG&E | GWh | Commercial | Com - Office (Large) | HVAC | No | HVAC - SEER Rated Split System AC (SEER 15) | 0 | 0 | 0 | 7.8455 | 7.9538 | 8.0523 | 8.1329 | 8.2074 | 8.2801 | 8.3525 | 8.4279 | 8.5048
SDG&E | GWh | Commercial | Com - Office (Large) | HVAC | No | HVAC - SEER Rated Split System HP (SEER 15) | 7.1085 | 7.2501 | 3.4303 | 3.4956 | 3.5595 | 3.6182 | 3.6675 | 3.7136 | 3.7587 | 3.8035 | 3.8498 | 3.8966
SDG&E | GWh | Commercial | Com - Office (Large) | HVAC | No | HVAC - Thermostat | 17.7687 | 18.0625 | 18.3493 | 18.642 | 18.9281 | 19.1894 | 19.4056 | 19.6063 | 19.8024 | 19.9974 | 20.1998 | 20.4058
SDG&E | GWh | Commercial | Com - Office (Large) | Lighting | Yes | Lighting - LED Fixture (Replacing T8) - Emerging | 0 | 106.1919 | 109.8586 | 114.1248 | 117.9194 | 121.6184 | 124.5607 | 127.4365 | 130.3155 | 133.218 | 136.2025 | 138.6953
SDG&E | GWh | Commercial | Com - Office (Large) | Lighting | Yes | Lighting - LED Lamp (Basic High - Indoor) - Emerging | 5.6731 | 5.8711 | 6.057 | 6.2208 | 6.3844 | 0.84128 | 0.85797 | 0.87229 | 0.88653 | 0.89896 | 0.9118 | 0.92488
SDG&E | GWh | Commercial | Com - Office (Large) | Lighting | Yes | Lighting - LED Lamp (Basic Low - Indoor) - Emerging | 7.6603 | 7.9385 | 8.1993 | 8.4277 | 8.6562 | 1.3521 | 1.3797 | 1.4034 | 1.4269 | 1.4505 | 1.4717 | 1.4932
SDG&E | GWh | Commercial | Com - Office (Large) | Lighting | Yes | Lighting - LED Plug-In Indoor Fixture - Emerging | 27.9433 | 28.8256 | 29.6152 | 30.2319 | 30.9403 | 1.7919 | 1.8206 | 1.8538 | 1.8781 | 1.9054 | 1.9306 | 1.9592
SDG&E | GWh | Commercial | Com - Office (Large) | Lighting | No | Lighting - Cold Cathode Lamp | 0.26593 | 0.27033 | 0.27462 | 0.279 | 0.28329 | 0 | 0 | 0 | 0 | 0 | 0 | 0
SDG&E | GWh | Commercial | Com - Office (Large) | Lighting | No | Lighting - Compact Fluorescent Fixture (Indoor) | 47.2248 | 48.0036 | 48.7639 | 49.5399 | 50.2984 | 0 | 0 | 0 | 0 | 0 | 0 | 0
SDG&E | GWh | Commercial | Com - Office (Large) | Lighting | No | Lighting - Exit Fixture (LED) | 4.996 | 4.9191 | 4.8433 | 4.7687 | 4.6953 | 4.623 | 4.5518 | 4.4817 | 4.4127 | 4.3447 | 4.2778 | 4.2119
SDG&E | GWh | Commercial | Com - Office (Large) | Lighting | No | Lighting - Halogen Lamp (A-Line) | 0.77564 | 0.78846 | 0.80098 | 0.81376 | 0.82625 | 0 | 0 | 0 | 0 | 0 | 0 | 0
SDG&E | GWh | Commercial | Com - Office (Large) | Lighting | No | Lighting - High Bay HID to T5 | 0 | 0 | 0.14059 | 1.5552 | 1.5791 | 1.601 | 1.6192 | 1.636 | 1.6525 | 1.6688 | 1.6858 | 1.703
SDG&E | GWh | Commercial | Com - Office (Large) | Lighting | No | Lighting - Induction Fixture (Indoor) | 8.1572 | 8.2921 | 8.4237 | 8.5581 | 8.6894 | 8.8094 | 8.9087 | 9.0008 | 9.0908 | 9.1803 | 9.2732 | 9.3678
SDG&E | GWh | Commercial | Com - Office (Large) | Lighting | No | Lighting - Induction Fixture (Outdoor) | 3.0621 | 3.1128 | 3.1622 | 3.2127 | 3.262 | 3.307 | 3.3442 | 3.3788 | 3.4126 | 3.4462 | 3.4811 | 3.5166
SDG&E | GWh | Commercial | Com - Office (Large) | Lighting | No | Lighting - Linear Fluorescent Delamping | 0.26297 | 0.25892 | 0.1912 | 0.1255 | 0 | 0 | 0 | 0 | 0 | 0 | 0 | 0
SDG&E | GWh | Commercial | Com - Office (Large) | Lighting | No | Lighting - Linear Fluorescent Fixture (Low Wattage T8) | 39.759 | 0 | 0 | 0 | 0 | 0 | 0 | 0 | 0 | 0 | 0 | 0
SDG&E | GWh | Commercial | Com - Office (Large) | Lighting | No | Lighting - Occupancy Sensor | 0 | 0 | 0 | 0 | 0 | 0 | 0 | 0 | 0 | 0 | 0 | 15.9148
SDG&E | GWh | Commercial | Com - Office (Large) | Lighting | No | Lighting - Plug-In Fixture (Exterior) | 2.8306 | 2.8774 | 2.9231 | 2.9697 | 3.0153 | 3.0569 | 3.0914 | 3.1233 | 3.1546 | 3.1856 | 3.2179 | 3.2507
SDG&E | GWh | Commercial | Com - Office (Large) | Lighting | No | Lighting - Plug-In Fixture (Linear Fluorescent) | 26.0133 | 26.4455 | 26.8674 | 27.298 | 27.7189 | 0 | 0 | 0 | 0 | 0 | 0 | 0
SDG&E | GWh | Commercial | Com - Office (Large) | Lighting | No | Lighting - Plug-In Fixture (PSMH with Electronic Ballast) | 8.5623 | 8.7046 | 8.8435 | 8.9852 | 9.1237 | 9.2503 | 9.355 | 9.4522 | 9.5473 | 9.6418 | 9.7399 | 9.8396
SDG&E | GWh | Commercial | Com - Office (Large) | SHW | No | SHW - EF Rated Instantaneous Water Heater (Electric) | 0.068669 | 0.069806 | 0.070915 | 0.072047 | 0.073154 | 0.074165 | 0.075002 | 0.075778 | 0.076537 | 0.077291 | 0.078074 | 0.078871
SDG&E | GWh | Commercial | Com - Office (Large) | Service | No | HVAC - Comprehensive Rooftop Unit Quality Maintenance | 49.7442 | 48.9781 | 48.2239 | 47.4812 | 46.75 | 46.0301 | 45.3212 | 44.6233 | 43.9361 | 43.2595 | 42.5933 | 41.9373
SDG&E | GWh | Commercial | Com - Office (Large) | Service | No | Service - HVAC Fault Detection & Diagnositics | 15.3349 | 15.5884 | 15.8359 | 16.0886 | 16.3355 | 16.561 | 16.7476 | 16.9207 | 17.09 | 17.2583 | 17.433 | 17.6107
SDG&E | GWh | Commercial | Com - Office (Large) | Service | No | Service - Retro-Commissioning (Electric) | 0 | 0 | 0 | 0 | 0 | 0 | 0 | 0 | 45.5828 | 44.8808 | 44.1896 | 43.5091
SDG&E | GWh | Commercial | Com - Office (Large) | WholeBlg | No | HVAC - Energy Management System | 8.9927 | 9.1414 | 9.2865 | 9.4347 | 9.5795 | 9.7117 | 9.8212 | 9.9227 | 10.022 | 10.1206 | 10.2231 | 10.3273
SDG&E | GWh | Commercial | Com - Office (Large) | WholeBlg | No | WholeBlg - Com RET Level 1 | 52.9197 | 52.1047 | 51.3023 | 50.5123 | 49.7344 | 48.9685 | 48.2143 | 47.4718 | 46.7408 | 46.021 | 45.3123 | 44.6144
SDG&E | GWh | Commercial | Com - Office (Large) | WholeBlg | No | WholeBlg - Com RET Level 2 | 341.6382 | 336.377 | 331.1968 | 326.0964 | 321.0745 | 316.1299 | 311.2615 | 306.4681 | 301.7485 | 297.1016 | 292.5262 | 288.0213
SDG&E | GWh | Commercial | Com - Office (Small) | AppPlug | No | AppPlug - Desktop Computer (Com - Power Management) | 4.0708 | 4.1381 | 4.2038 | 4.2709 | 4.3365 | 4.3963 | 4.4459 | 4.4918 | 4.5368 | 4.5814 | 4.6278 | 4.675
SDG&E | GWh | Commercial | Com - Office (Small) | AppPlug | No | AppPlug - Occupancy Sensor Plug Strip | 0 | 0 | 0 | 0 | 0 | 0 | 0 | 0 | 0 | 1.9634 | 1.9832 | 2.0035
SDG&E | GWh | Commercial | Com - Office (Small) | AppPlug | No | AppPlug - Vending Machine Controls | 4.2287 | 4.2986 | 4.3669 | 4.4365 | 4.5046 | 4.5668 | 4.6183 | 4.666 | 4.7127 | 4.7591 | 4.8073 | 4.8563
SDG&E | GWh | Commercial | Com - Office (Small) | BldgEnv | No | BldgEnv - Wall Spray On Insulation | 1.0757 | 1.0591 | 1.0428 | 1.0267 | 1.0109 | 0.99537 | 0.98004 | 0.96495 | 0.95009 | 0.93545 | 0.92105 | 0.90686
SDG&E | GWh | Commercial | Com - Office (Small) | BldgEnv | No | BldgEnv - Window Film | 18.327 | 18.0448 | 17.7669 | 17.4933 | 17.2239 | 16.9586 | 16.6975 | 16.4403 | 16.1872 | 15.9379 | 15.6924 | 15.4508
SDG&E | GWh | Commercial | Com - Office (Small) | HVAC | No | HVAC - Chiller (Centrifugal) | 9.1182 | 8.9777 | 8.8395 | 8.7034 | 8.5693 | 8.4374 | 8.3074 | 8.1795 | 8.0535 | 7.9295 | 7.8074 | 7.6871
SDG&E | GWh | Commercial | Com - Office (Small) | HVAC | No | HVAC - Chiller (Reciprocating) | 7.7711 | 7.8204 | 7.8681 | 7.9183 | 7.967 | 8.0089 | 8.0379 | 8.0629 | 8.087 | 8.1113 | 8.1383 | 8.167
SDG&E | GWh | Commercial | Com - Office (Small) | HVAC | No | HVAC - Direct Evaporative Cooler | 6.6202 | 6.7297 | 6.8366 | 6.9456 | 7.0522 | 7.1496 | 7.2301 | 7.3049 | 7.378 | 7.4506 | 7.526 | 7.6028
SDG&E | GWh | Commercial | Com - Office (Small) | HVAC | No | HVAC - EER Rated Package Rooftop AC (EER 11) | 0 | 0 | 0 | 0 | 0.57232 | 3.8122 | 3.8592 | 3.903 | 3.9458 | 3.9884 | 4.0324 | 4.0772
SDG&E | GWh | Commercial | Com - Office (Small) | HVAC | No | HVAC - SEER Rated Package Rooftop AC (Recharge) | 0 | 0 | 0 | 0 | 0 | 4.3464 | 4.2795 | 4.2136 | 4.1487 | 4.0848 | 4.0219 | 3.96
SDG&E | GWh | Commercial | Com - Office (Small) | HVAC | No | HVAC - SEER Rated Package Rooftop AC (SEER 14) | 14.671 | 14.9127 | 0 | 0 | 0 | 0 | 0 | 0 | 0 | 0 | 0 | 0
SDG&E | GWh | Commercial | Com - Office (Small) | HVAC | No | HVAC - SEER Rated Package Rooftop AC (SEER 15) | 0 | 0 | 8.7676 | 8.9145 | 9.0582 | 9.1896 | 9.2989 | 9.4005 | 9.4999 | 9.5986 | 9.7009 | 9.8049
SDG&E | GWh | Commercial | Com - Office (Small) | HVAC | No | HVAC - SEER Rated Package Rooftop HP (SEER 15) | 6.729 | 6.8778 | 3.2607 | 3.3293 | 3.3964 | 3.4582 | 3.5106 | 3.5597 | 3.6078 | 3.6554 | 3.7045 | 3.7542
SDG&E | GWh | Commercial | Com - Office (Small) | HVAC | No | HVAC - SEER Rated Split System AC (SEER 14) | 6.5679 | 6.6748 | 6.7792 | 0 | 0 | 0 | 0 | 0 | 0 | 0 | 0 | 0
SDG&E | GWh | Commercial | Com - Office (Small) | HVAC | No | HVAC - SEER Rated Split System AC (SEER 15) | 0 | 0 | 0 | 3.7134 | 3.7669 | 3.8156 | 3.8557 | 3.8927 | 3.9289 | 3.9649 | 4.0024 | 4.0406
SDG&E | GWh | Commercial | Com - Office (Small) | HVAC | No | HVAC - SEER Rated Split System HP (SEER 15) | 3.6046 | 3.6776 | 1.7406 | 1.7742 | 1.8072 | 1.8375 | 1.863 | 1.8868 | 1.9101 | 1.9332 | 1.9571 | 1.9813
SDG&E | GWh | Commercial | Com - Office (Small) | HVAC | No | HVAC - Thermostat | 10.1523 | 10.3201 | 10.484 | 10.6512 | 10.8147 | 10.964 | 11.0875 | 11.2022 | 11.3143 | 11.4256 | 11.5413 | 11.659
SDG&E | GWh | Commercial | Com - Office (Small) | Lighting | Yes | Lighting - LED Fixture (Replacing T8) - Emerging | 0 | 48.6933 | 50.316 | 52.2108 | 53.8887 | 55.5238 | 56.8167 | 58.0801 | 59.3445 | 60.6191 | 61.9296 | 63.0158
SDG&E | GWh | Commercial | Com - Office (Small) | Lighting | Yes | Lighting - LED Lamp (Basic High - Indoor) - Emerging | 2.6436 | 2.7326 | 2.8159 | 2.8888 | 2.9617 | 0.38989 | 0.39728 | 0.40358 | 0.40985 | 0.41528 | 0.42089 | 0.42661
SDG&E | GWh | Commercial | Com - Office (Small) | Lighting | Yes | Lighting - LED Lamp (Basic Low - Indoor) - Emerging | 3.5696 | 3.6948 | 3.8118 | 3.9137 | 4.0156 | 0.6266 | 0.63886 | 0.64929 | 0.65966 | 0.67007 | 0.67932 | 0.68875
SDG&E | GWh | Commercial | Com - Office (Small) | Lighting | Yes | Lighting - LED Plug-In Indoor Fixture - Emerging | 4.6465 | 4.7874 | 4.9129 | 5.0095 | 5.1214 | 0.29631 | 0.30079 | 0.30602 | 0.30979 | 0.31405 | 0.31796 | 0.32244
SDG&E | GWh | Commercial | Com - Office (Small) | Lighting | No | Lighting - Cold Cathode Lamp | 0.12723 | 0.12933 | 0.13138 | 0.13348 | 0.13553 | 0 | 0 | 0 | 0 | 0 | 0 | 0
SDG&E | GWh | Commercial | Com - Office (Small) | Lighting | No | Lighting - Compact Fluorescent Fixture (Indoor) | 22.0061 | 22.3423 | 22.6703 | 23.0056 | 23.3332 | 0 | 0 | 0 | 0 | 0 | 0 | 0
SDG&E | GWh | Commercial | Com - Office (Small) | Lighting | No | Lighting - Exit Fixture (LED) | 2.3152 | 2.2796 | 2.2445 | 2.2099 | 2.1759 | 2.1424 | 2.1094 | 2.0769 | 2.0449 | 2.0134 | 1.9824 | 1.9519
SDG&E | GWh | Commercial | Com - Office (Small) | Lighting | No | Lighting - Halogen Lamp (A-Line) | 0.36498 | 0.37102 | 0.37691 | 0.38292 | 0.3888 | 0 | 0 | 0 | 0 | 0 | 0 | 0
SDG&E | GWh | Commercial | Com - Office (Small) | Lighting | No | Lighting - High Bay HID to T5 | 0 | 0 | 0 | 0.62916 | 0.72166 | 0.73094 | 0.73856 | 0.74562 | 0.75251 | 0.75937 | 0.7665 | 0.77378
SDG&E | GWh | Commercial | Com - Office (Small) | Lighting | No | Lighting - Induction Fixture (Indoor) | 4.1469 | 4.2154 | 4.2824 | 4.3507 | 4.4175 | 4.4785 | 4.5289 | 4.5757 | 4.6215 | 4.667 | 4.7143 | 4.7623
SDG&E | GWh | Commercial | Com - Office (Small) | Lighting | No | Lighting - Induction Fixture (Outdoor) | 1.4409 | 1.4647 | 1.488 | 1.5117 | 1.5349 | 1.5561 | 1.5737 | 1.5899 | 1.6058 | 1.6217 | 1.6381 | 1.6548
SDG&E | GWh | Commercial | Com - Office (Small) | Lighting | No | Lighting - Linear Fluorescent Delamping | 0.11998 | 0.11814 | 0.087238 | 0.057263 | 0 | 0 | 0 | 0 | 0 | 0 | 0 | 0
SDG&E | GWh | Commercial | Com - Office (Small) | Lighting | No | Lighting - Linear Fluorescent Fixture (Low Wattage T8) | 18.2535 | 0 | 0 | 0 | 0 | 0 | 0 | 0 | 0 | 0 | 0 | 0
SDG&E | GWh | Commercial | Com - Office (Small) | Lighting | No | Lighting - Occupancy Sensor | 0 | 0 | 0 | 0 | 0 | 10.775 | 10.8944 | 11.0052 | 11.1135 | 11.2211 | 11.3329 | 11.4467
SDG&E | GWh | Commercial | Com - Office (Small) | Lighting | No | Lighting - Plug-In Fixture (Exterior) | 1.332 | 1.354 | 1.3755 | 1.3974 | 1.4189 | 1.4385 | 1.4547 | 1.4697 | 1.4844 | 1.499 | 1.5142 | 1.5296
SDG&E | GWh | Commercial | Com - Office (Small) | Lighting | No | Lighting - Plug-In Fixture (Linear Fluorescent) | 6.4251 | 6.5239 | 6.6202 | 6.7187 | 6.815 | 0 | 0 | 0 | 0 | 0 | 0 | 0
SDG&E | GWh | Commercial | Com - Office (Small) | Lighting | No | Lighting - Plug-In Fixture (PSMH with Electronic Ballast) | 3.9207 | 3.9809 | 4.0397 | 4.0998 | 4.1585 | 4.212 | 4.256 | 4.2966 | 4.3363 | 4.3758 | 4.417 | 4.4589
SDG&E | GWh | Commercial | Com - Office (Small) | SHW | No | SHW - EF Rated Instantaneous Water Heater (Electric) | 0.18824 | 0.19134 | 0.19436 | 0.19744 | 0.20045 | 0.20321 | 0.20548 | 0.20759 | 0.20966 | 0.21171 | 0.21384 | 0.21601
SDG&E | GWh | Commercial | Com - Office (Small) | Service | No | HVAC - Comprehensive Rooftop Unit Quality Maintenance | 23.4076 | 23.0471 | 22.6922 | 22.3427 | 21.9986 | 21.6599 | 21.3263 | 20.9979 | 20.6745 | 20.3561 | 20.0426 | 19.734
SDG&E | GWh | Commercial | Com - Office (Small) | Service | No | Service - HVAC Fault Detection & Diagnositics | 7.216 | 7.3353 | 7.4517 | 7.5706 | 7.6868 | 7.7929 | 7.8807 | 7.9622 | 8.0419 | 8.121 | 8.2032 | 8.2869
SDG&E | GWh | Commercial | Com - Office (Small) | Service | No | Service - Retro-Commissioning (Electric) | 0 | 0 | 0 | 0 | 0 | 0 | 0 | 0 | 21.4494 | 21.1191 | 20.7938 | 20.4736
SDG&E | GWh | Commercial | Com - Office (Small) | WholeBlg | No | HVAC - Energy Management System | 4.2316 | 4.3016 | 4.3699 | 4.4396 | 4.5077 | 4.5699 | 4.6214 | 4.6692 | 4.7159 | 4.7624 | 4.8106 | 4.8596
SDG&E | GWh | Commercial | Com - Office (Small) | WholeBlg | No | WholeBlg - Com RET Level 1 | 25.6641 | 25.2689 | 24.8797 | 24.4966 | 24.1193 | 23.7479 | 23.3822 | 23.0221 | 22.6676 | 22.3185 | 21.9748 | 21.6364
SDG&E | GWh | Commercial | Com - Office (Small) | WholeBlg | No | WholeBlg - Com RET Level 2 | 167.4908 | 164.9115 | 162.3718 | 159.8713 | 157.4093 | 154.9852 | 152.5984 | 150.2484 | 147.9346 | 145.6564 | 143.4133 | 141.2047
SDG&E | GWh | Commercial | Com - Restaurant (Fast Food) | AppPlug | No | AppPlug - Desktop Computer (Com - Power Management) | 0.53793 | 0.54683 | 0.55551 | 0.56437 | 0.57303 | 0.58095 | 0.58749 | 0.59356 | 0.5995 | 0.60541 | 0.61153 | 0.61777
SDG&E | GWh | Commercial | Com - Restaurant (Fast Food) | AppPlug | No | AppPlug - Occupancy Sensor Plug Strip | 0 | 0 | 0 | 0 | 0 | 0 | 0 | 0 | 0 | 0.28207 | 0.28493 | 0.28783
SDG&E | GWh | Commercial | Com - Restaurant (Fast Food) | AppPlug | No | AppPlug - Vending Machine Controls | 0.74089 | 0.75314 | 0.76509 | 0.7773 | 0.78923 | 0.80013 | 0.80914 | 0.81751 | 0.82569 | 0.83381 | 0.84225 | 0.85084
SDG&E | GWh | Commercial | Com - Restaurant (Fast Food) | BldgEnv | No | BldgEnv - Wall Spray On Insulation | 0.15454 | 0.15216 | 0.14982 | 0.14751 | 0.14524 | 0.143 | 0.1408 | 0.13863 | 0.1365 | 0.13439 | 0.13232 | 0.13029
SDG&E | GWh | Commercial | Com - Restaurant (Fast Food) | BldgEnv | No | BldgEnv - Window Film | 0 | 0 | 2.5324 | 2.4934 | 2.455 | 2.4172 | 2.38 | 2.3433 | 2.3072 | 2.2717 | 2.2367 | 2.2023
SDG&E | GWh | Commercial | Com - Restaurant (Fast Food) | ComRefrig | No | ComRefrig - Strip Curtain for Walk In Refrigerator | 0 | 5.9106 | 5.8196 | 5.73 | 5.6417 | 5.5549 | 5.4693 | 5.3851 | 5.3022 | 5.2205 | 5.1401 | 5.0609
SDG&E | GWh | Commercial | Com - Restaurant (Fast Food) | FoodServ | No | FoodServ - Electric Griddle | 0.0046085 | 0.0046847 | 0.0047591 | 0.004835 | 0.0049092 | 0.004977 | 0.0050331 | 0.0050851 | 0.005136 | 0.0051866 | 0.0052391 | 0.0052925
SDG&E | GWh | Commercial | Com - Restaurant (Fast Food) | FoodServ | No | FoodServ - Electric Steamer | 1.5432 | 1.5687 | 1.5936 | 1.619 | 1.6439 | 1.6666 | 1.6854 | 1.7028 | 1.7198 | 1.7367 | 1.7543 | 1.7722
SDG&E | GWh | Commercial | Com - Restaurant (Fast Food) | FoodServ | No | FoodServ - Fryer (Electric) | 0 | 0 | 0 | 0 | 0 | 0 | 0 | 0 | 0 | 0 | 0.15159 | 0.15314
SDG&E | GWh | Commercial | Com - Restaurant (Fast Food) | FoodServ | No | FoodServ - Grill to Order Cabinet | 1.8332 | 1.8635 | 1.8931 | 1.9233 | 1.9528 | 1.9797 | 2.002 | 2.0227 | 2.043 | 2.0631 | 2.084 | 2.1052
SDG&E | GWh | Commercial | Com - Restaurant (Fast Food) | FoodServ | No | FoodServ - Oven (Electric) | 0.35235 | 0.35817 | 0.36386 | 0.36966 | 0.37534 | 0.38052 | 0.38481 | 0.38879 | 0.39268 | 0.39654 | 0.40055 | 0.40464
SDG&E | GWh | Commercial | Com - Restaurant (Fast Food) | HVAC | Yes | HVAC - Advanced Package Rooftop AC (> EER 12) - Emerging | 0 | 4.2082 | 4.1434 | 4.0796 | 4.0168 | 3.9549 | 3.894 | 3.8341 | 3.775 | 3.7169 | 3.6597 | 3.6033
SDG&E | GWh | Commercial | Com - Restaurant (Fast Food) | HVAC | No | HVAC - Direct Evaporative Cooler | 2.1919 | 2.2281 | 2.2635 | 2.2996 | 2.3349 | 2.3672 | 2.3938 | 2.4186 | 2.4428 | 2.4668 | 2.4918 | 2.5172
SDG&E | GWh | Commercial | Com - Restaurant (Fast Food) | HVAC | No | HVAC - EER Rated Package Rooftop AC (EER 11) | 0 | 0 | 0 | 0 | 0 | 0 | 0.17745 | 0.1984 | 0.21898 | 0.23931 | 0.25984 | 0.28036
SDG&E | GWh | Commercial | Com - Restaurant (Fast Food) | HVAC | No | HVAC - SEER Rated Package Rooftop AC (Recharge) | 0 | 0 | 1.2587 | 1.2393 | 1.2202 | 1.2014 | 1.1829 | 1.1647 | 1.1468 | 1.1291 | 1.1117 | 1.0946
SDG&E | GWh | Commercial | Com - Restaurant (Fast Food) | HVAC | No | HVAC - SEER Rated Package Rooftop AC (SEER 14) | 6.8517 | 6.9719 | 0 | 0 | 0 | 0 | 0 | 0 | 0 | 0 | 0 | 0
SDG&E | GWh | Commercial | Com - Restaurant (Fast Food) | HVAC | No | HVAC - SEER Rated Package Rooftop AC (SEER 15) | 0 | 0 | 3.824 | 3.8876 | 3.9497 | 4.0066 | 4.0538 | 4.0977 | 4.1406 | 4.1832 | 4.2274 | 4.2724
SDG&E | GWh | Commercial | Com - Restaurant (Fast Food) | HVAC | No | HVAC - SEER Rated Package Rooftop HP (SEER 15) | 3.3226 | 3.3888 | 1.6033 | 1.6339 | 1.6637 | 1.6911 | 1.7142 | 1.7357 | 1.7568 | 1.7777 | 1.7993 | 1.8212
SDG&E | GWh | Commercial | Com - Restaurant (Fast Food) | HVAC | No | HVAC - SEER Rated Split System AC (SEER 14) | 3.4876 | 3.5492 | 3.6094 | 0 | 0 | 0 | 0 | 0 | 0 | 0 | 0 | 0
SDG&E | GWh | Commercial | Com - Restaurant (Fast Food) | HVAC | No | HVAC - SEER Rated Split System AC (SEER 15) | 0 | 0 | 0 | 1.7181 | 1.7426 | 1.765 | 1.7834 | 1.8004 | 1.817 | 1.8336 | 1.8508 | 1.8683
SDG&E | GWh | Commercial | Com - Restaurant (Fast Food) | HVAC | No | HVAC - SEER Rated Split System HP (SEER 15) | 1.4444 | 1.4811 | 0.70428 | 0.72116 | 0.73768 | 0.75296 | 0.76603 | 0.7783 | 0.79032 | 0.80224 | 0.81448 | 0.82686
SDG&E | GWh | Commercial | Com - Restaurant (Fast Food) | HVAC | No | HVAC - Thermostat | 1.6641 | 1.6916 | 1.7185 | 1.7459 | 1.7727 | 1.7972 | 1.8174 | 1.8362 | 1.8546 | 1.8729 | 1.8918 | 1.9111
SDG&E | GWh | Commercial | Com - Restaurant (Fast Food) | Lighting | Yes | Lighting - LED Fixture (Replacing T8) - Emerging | 8.5053 | 8.8001 | 9.0966 | 9.4423 | 9.7489 | 10.0477 | 10.2844 | 10.5157 | 10.7473 | 10.9807 | 11.2207 | 11.42
SDG&E | GWh | Commercial | Com - Restaurant (Fast Food) | Lighting | Yes | Lighting - LED Lamp (Basic High - Indoor) - Emerging | 6.872 | 7.1054 | 7.3238 | 7.5155 | 7.7069 | 1.0148 | 1.0342 | 1.0508 | 1.0673 | 1.0817 | 1.0965 | 1.1116
SDG&E | GWh | Commercial | Com - Restaurant (Fast Food) | Lighting | Yes | Lighting - LED Lamp (Basic Low - Indoor) - Emerging | 27.0674 | 28.0246 | 28.9196 | 29.7 | 30.4805 | 4.7573 | 4.8513 | 4.9314 | 5.0111 | 5.0911 | 5.1623 | 5.2348
SDG&E | GWh | Commercial | Com - Restaurant (Fast Food) | Lighting | Yes | Lighting - LED Plug-In Indoor Fixture - Emerging | 1.4393 | 1.4834 | 1.5226 | 1.553 | 1.5881 | 0.0919 | 0.09331 | 0.094951 | 0.096138 | 0.097477 | 0.098708 | 0.10012
SDG&E | GWh | Commercial | Com - Restaurant (Fast Food) | Lighting | No | Lighting - Cold Cathode Lamp | 0.027752 | 0.028211 | 0.028659 | 0.029116 | 0.029563 | 0 | 0 | 0 | 0 | 0 | 0 | 0
SDG&E | GWh | Commercial | Com - Restaurant (Fast Food) | Lighting | No | Lighting - Compact Fluorescent Fixture (Indoor) | 4.6744 | 4.7471 | 4.8181 | 4.8906 | 4.9614 | 0 | 0 | 0 | 0 | 0 | 0 | 0
SDG&E | GWh | Commercial | Com - Restaurant (Fast Food) | Lighting | No | Lighting - Exit Fixture (LED) | 0.32066 | 0.31572 | 0.31086 | 0.30608 | 0.30136 | 0.29672 | 0.29215 | 0.28765 | 0.28322 | 0.27886 | 0.27457 | 0.27034
SDG&E | GWh | Commercial | Com - Restaurant (Fast Food) | Lighting | No | Lighting - Halogen Lamp (A-Line) | 0.052436 | 0.053303 | 0.05415 | 0.055014 | 0.055858 | 0 | 0 | 0 | 0 | 0 | 0 | 0
SDG&E | GWh | Commercial | Com - Restaurant (Fast Food) | Lighting | No | Lighting - High Bay HID to T5 | 0.20788 | 0.21116 | 0.21435 | 0.21761 | 0.2208 | 0.22371 | 0.2261 | 0.22832 | 0.23048 | 0.23264 | 0.23488 | 0.23716
SDG&E | GWh | Commercial | Com - Restaurant (Fast Food) | Lighting | No | Lighting - Induction Fixture (Indoor) | 0.56131 | 0.57059 | 0.57965 | 0.58889 | 0.59793 | 0.60619 | 0.61302 | 0.61935 | 0.62555 | 0.63171 | 0.6381 | 0.64461
SDG&E | GWh | Commercial | Com - Restaurant (Fast Food) | Lighting | No | Lighting - Induction Fixture (Outdoor) | 0.20701 | 0.21044 | 0.21378 | 0.21719 | 0.22052 | 0.22357 | 0.22608 | 0.22842 | 0.23071 | 0.23298 | 0.23534 | 0.23774
SDG&E | GWh | Commercial | Com - Restaurant (Fast Food) | Lighting | No | Lighting - Linear Fluorescent Delamping | 0.080204 | 0.078969 | 0.058314 | 0.038278 | 0.018844 | 0 | 0 | 0 | 0 | 0 | 0 | 0
SDG&E | GWh | Commercial | Com - Restaurant (Fast Food) | Lighting | No | Lighting - Low Bay HID to T5 | 0.0028248 | 0.0028693 | 0.0029127 | 0.002957 | 0.0030003 | 0.0030398 | 0.0030723 | 0.0031025 | 0.0031319 | 0.0031612 | 0.0031916 | 0.0032226
SDG&E | GWh | Commercial | Com - Restaurant (Fast Food) | Lighting | No | Lighting - Occupancy Sensor | 0 | 0 | 0 | 0 | 0 | 0 | 0 | 0 | 0 | 0 | 0 | 1.118
SDG&E | GWh | Commercial | Com - Restaurant (Fast Food) | Lighting | No | Lighting - Plug-In Fixture (Exterior) | 0.19136 | 0.19452 | 0.19761 | 0.20076 | 0.20385 | 0.20666 | 0.20899 | 0.21115 | 0.21326 | 0.21536 | 0.21754 | 0.21976
SDG&E | GWh | Commercial | Com - Restaurant (Fast Food) | Lighting | No | Lighting - Plug-In Fixture (Linear Fluorescent) | 1.6537 | 1.6797 | 1.7051 | 1.731 | 1.7564 | 0 | 0 | 0 | 0 | 0 | 0 | 0
SDG&E | GWh | Commercial | Com - Restaurant (Fast Food) | Lighting | No | Lighting - Plug-In Fixture (PSMH with Electronic Ballast) | 1.0164 | 1.0324 | 1.048 | 1.064 | 1.0796 | 1.0938 | 1.1055 | 1.1163 | 1.1269 | 1.1374 | 1.1484 | 1.1595
SDG&E | GWh | Commercial | Com - Restaurant (Fast Food) | SHW | No | SHW - EF Rated Instantaneous Water Heater (Electric) | 0.14255 | 0.14487 | 0.14714 | 0.14946 | 0.15172 | 0.15379 | 0.1555 | 0.15708 | 0.15863 | 0.16017 | 0.16177 | 0.1634
SDG&E | GWh | Commercial | Com - Restaurant (Fast Food) | Service | No | HVAC - Comprehensive Rooftop Unit Quality Maintenance | 3.3629 | 3.3111 | 3.2601 | 3.2099 | 3.1605 | 3.1118 | 3.0639 | 3.0167 | 2.9703 | 2.9245 | 2.8795 | 2.8351
SDG&E | GWh | Commercial | Com - Restaurant (Fast Food) | Service | No | Service - HVAC Fault Detection & Diagnositics | 1.0367 | 1.0538 | 1.0706 | 1.0877 | 1.1043 | 1.1196 | 1.1322 | 1.1439 | 1.1554 | 1.1667 | 1.1785 | 1.1906
SDG&E | GWh | Commercial | Com - Restaurant (Fast Food) | Service | No | Service - Retro-Commissioning (Electric) | 0 | 0 | 0 | 0 | 0 | 0 | 0 | 0 | 3.0816 | 3.0341 | 2.9874 | 2.9414
SDG&E | GWh | Commercial | Com - Restaurant (Fast Food) | WholeBlg | No | HVAC - Energy Management System | 0.60794 | 0.618 | 0.62781 | 0.63782 | 0.64761 | 0.65655 | 0.66395 | 0.67081 | 0.67753 | 0.6842 | 0.69112 | 0.69817
SDG&E | GWh | Commercial | Com - Restaurant (Fast Food) | WholeBlg | No | WholeBlg - Com RET Level 1 | 11.2025 | 11.03 | 10.8601 | 10.6929 | 10.5282 | 10.3661 | 10.2064 | 10.0492 | 9.8945 | 9.7421 | 9.5921 | 9.4444
SDG&E | GWh | Commercial | Com - Restaurant (Fast Food) | WholeBlg | No | WholeBlg - Com RET Level 2 | 65.9866 | 64.9704 | 63.9699 | 62.9847 | 62.0148 | 61.0597 | 60.1194 | 59.1936 | 58.282 | 57.3845 | 56.5007 | 55.6306
SDG&E | GWh | Commercial | Com - Restaurant (Sit Down) | AppPlug | No | AppPlug - Desktop Computer (Com - Power Management) | 0.53793 | 0.54683 | 0.55551 | 0.56437 | 0.57303 | 0.58095 | 0.58749 | 0.59356 | 0.5995 | 0.60541 | 0.61153 | 0.61777
SDG&E | GWh | Commercial | Com - Restaurant (Sit Down) | AppPlug | No | AppPlug - Occupancy Sensor Plug Strip | 0 | 0 | 0 | 0 | 0 | 0 | 0 | 0 | 0 | 0.28207 | 0.28493 | 0.28783
SDG&E | GWh | Commercial | Com - Restaurant (Sit Down) | AppPlug | No | AppPlug - Vending Machine Controls | 0.74089 | 0.75314 | 0.76509 | 0.7773 | 0.78923 | 0.80013 | 0.80914 | 0.81751 | 0.82569 | 0.83381 | 0.84225 | 0.85084
SDG&E | GWh | Commercial | Com - Restaurant (Sit Down) | BldgEnv | No | BldgEnv - Wall Spray On Insulation | 0.15454 | 0.15216 | 0.14982 | 0.14751 | 0.14524 | 0.143 | 0.1408 | 0.13863 | 0.1365 | 0.13439 | 0.13232 | 0.13029
SDG&E | GWh | Commercial | Com - Restaurant (Sit Down) | BldgEnv | No | BldgEnv - Window Film | 3.5457 | 3.4911 | 3.4373 | 3.3844 | 3.3323 | 3.2809 | 3.2304 | 3.1807 | 3.1317 | 3.0835 | 3.036 | 2.9892
SDG&E | GWh | Commercial | Com - Restaurant (Sit Down) | ComRefrig | No | ComRefrig - Refrigerated Case Night Cover (Low Temp) | 0 | 0 | 0 | 0 | 0 | 0 | 0 | 1.0495 | 1.0333 | 1.0174 | 1.0018 | 0.98634
SDG&E | GWh | Commercial | Com - Restaurant (Sit Down) | ComRefrig | No | ComRefrig - Strip Curtain for Walk In Refrigerator | 0 | 5.9106 | 5.8196 | 5.73 | 5.6417 | 5.5549 | 5.4693 | 5.3851 | 5.3022 | 5.2205 | 5.1401 | 5.0609
SDG&E | GWh | Commercial | Com - Restaurant (Sit Down) | FoodServ | No | FoodServ - Electric Griddle | 0.0046085 | 0.0046847 | 0.0047591 | 0.004835 | 0.0049092 | 0.004977 | 0.0050331 | 0.0050851 | 0.005136 | 0.0051866 | 0.0052391 | 0.0052925
SDG&E | GWh | Commercial | Com - Restaurant (Sit Down) | FoodServ | No | FoodServ - Electric Steamer | 1.5432 | 1.5687 | 1.5936 | 1.619 | 1.6439 | 1.6666 | 1.6854 | 1.7028 | 1.7198 | 1.7367 | 1.7543 | 1.7722
SDG&E | GWh | Commercial | Com - Restaurant (Sit Down) | FoodServ | No | FoodServ - Fryer (Electric) | 0 | 0 | 0 | 0 | 0 | 0 | 0 | 0 | 0 | 0 | 0.15159 | 0.15314
SDG&E | GWh | Commercial | Com - Restaurant (Sit Down) | FoodServ | No | FoodServ - Oven (Electric) | 0.35235 | 0.35817 | 0.36386 | 0.36966 | 0.37534 | 0.38052 | 0.38481 | 0.38879 | 0.39268 | 0.39654 | 0.40055 | 0.40464
SDG&E | GWh | Commercial | Com - Restaurant (Sit Down) | HVAC | Yes | HVAC - Advanced Package Rooftop AC (> EER 12) - Emerging | 0 | 2.8997 | 2.855 | 2.8111 | 2.7678 | 2.7252 | 2.6832 | 2.6419 | 2.6012 | 2.5611 | 2.5217 | 2.4829
SDG&E | GWh | Commercial | Com - Restaurant (Sit Down) | HVAC | No | HVAC - Direct Evaporative Cooler | 0.93496 | 0.95042 | 0.96551 | 0.98092 | 0.99597 | 1.0097 | 1.0211 | 1.0317 | 1.042 | 1.0522 | 1.0629 | 1.0737
SDG&E | GWh | Commercial | Com - Restaurant (Sit Down) | HVAC | No | HVAC - EER Rated Package Rooftop AC (EER 11) | 0 | 0 | 0 | 0.085259 | 0.10585 | 0.12535 | 0.14298 | 0.15986 | 0.17644 | 0.19283 | 0.20936 | 0.2259
SDG&E | GWh | Commercial | Com - Restaurant (Sit Down) | HVAC | No | HVAC - SEER Rated Package Rooftop AC (Recharge) | 0 | 0 | 0.85551 | 0.84233 | 0.82936 | 0.81659 | 0.80401 | 0.79163 | 0.77944 | 0.76744 | 0.75562 | 0.74398
SDG&E | GWh | Commercial | Com - Restaurant (Sit Down) | HVAC | No | HVAC - SEER Rated Package Rooftop AC (SEER 14) | 3.2662 | 3.3196 | 0 | 0 | 0 | 0 | 0 | 0 | 0 | 0 | 0 | 0
SDG&E | GWh | Commercial | Com - Restaurant (Sit Down) | HVAC | No | HVAC - SEER Rated Package Rooftop AC (SEER 15) | 0 | 0 | 2.093 | 2.1261 | 2.1585 | 2.188 | 2.2124 | 2.2351 | 2.2573 | 2.2793 | 2.3022 | 2.3254
SDG&E | GWh | Commercial | Com - Restaurant (Sit Down) | HVAC | No | HVAC - SEER Rated Package Rooftop HP (SEER 15) | 1.7494 | 1.7806 | 0.84081 | 0.8552 | 0.86927 | 0.88216 | 0.8929 | 0.90289 | 0.91266 | 0.92236 | 0.93241 | 0.94263
SDG&E | GWh | Commercial | Com - Restaurant (Sit Down) | HVAC | No | HVAC - SEER Rated Split System AC (SEER 14) | 1.6015 | 1.6292 | 1.6562 | 0 | 0 | 0 | 0 | 0 | 0 | 0 | 0 | 0
SDG&E | GWh | Commercial | Com - Restaurant (Sit Down) | HVAC | No | HVAC - SEER Rated Split System AC (SEER 15) | 0 | 0 | 0 | 0.91382 | 0.92742 | 0.93983 | 0.95006 | 0.95954 | 0.96882 | 0.97803 | 0.98761 | 0.99737
SDG&E | GWh | Commercial | Com - Restaurant (Sit Down) | HVAC | No | HVAC - SEER Rated Split System HP (SEER 15) | 0.76379 | 0.7813 | 0.37069 | 0.37876 | 0.38665 | 0.39394 | 0.40013 | 0.40593 | 0.4116 | 0.41724 | 0.42304 | 0.4289
SDG&E | GWh | Commercial | Com - Restaurant (Sit Down) | HVAC | No | HVAC - Thermostat | 1.0984 | 1.1165 | 1.1343 | 1.1523 | 1.17 | 1.1862 | 1.1996 | 1.212 | 1.2241 | 1.2361 | 1.2486 | 1.2614
SDG&E | GWh | Commercial | Com - Restaurant (Sit Down) | Lighting | Yes | Lighting - LED Fixture (Replacing T8) - Emerging | 8.5169 | 8.8135 | 9.1117 | 9.4594 | 9.7679 | 10.0686 | 10.3069 | 10.5399 | 10.773 | 11.0081 | 11.2498 | 11.4507
SDG&E | GWh | Commercial | Com - Restaurant (Sit Down) | Lighting | Yes | Lighting - LED Lamp (Basic High - Indoor) - Emerging | 7.003 | 7.2403 | 7.4624 | 7.6571 | 7.8517 | 1.0338 | 1.0535 | 1.0704 | 1.0872 | 1.1017 | 1.1167 | 1.1321
SDG&E | GWh | Commercial | Com - Restaurant (Sit Down) | Lighting | Yes | Lighting - LED Lamp (Basic Low - Indoor) - Emerging | 27.5834 | 28.5567 | 29.4667 | 30.2599 | 31.0531 | 4.8464 | 4.9419 | 5.0233 | 5.1042 | 5.1854 | 5.2577 | 5.3313
SDG&E | GWh | Commercial | Com - Restaurant (Sit Down) | Lighting | Yes | Lighting - LED Plug-In Indoor Fixture - Emerging | 1.461 | 1.5056 | 1.5454 | 1.5761 | 1.6116 | 0.093255 | 0.094679 | 0.096339 | 0.097539 | 0.098892 | 0.10014 | 0.10156
SDG&E | GWh | Commercial | Com - Restaurant (Sit Down) | Lighting | No | Lighting - Cold Cathode Lamp | 0.027755 | 0.028214 | 0.028662 | 0.029119 | 0.029566 | 0 | 0 | 0 | 0 | 0 | 0 | 0
SDG&E | GWh | Commercial | Com - Restaurant (Sit Down) | Lighting | No | Lighting - Compact Fluorescent Fixture (Indoor) | 4.7635 | 4.8373 | 4.9092 | 4.9828 | 5.0546 | 0 | 0 | 0 | 0 | 0 | 0 | 0
SDG&E | GWh | Commercial | Com - Restaurant (Sit Down) | Lighting | No | Lighting - Exit Fixture (LED) | 0.32478 | 0.31978 | 0.31486 | 0.31001 | 0.30523 | 0.30053 | 0.29591 | 0.29135 | 0.28686 | 0.28244 | 0.27809 | 0.27381
SDG&E | GWh | Commercial | Com - Restaurant (Sit Down) | Lighting | No | Lighting - Halogen Lamp (A-Line) | 0.052436 | 0.053303 | 0.05415 | 0.055014 | 0.055858 | 0 | 0 | 0 | 0 | 0 | 0 | 0
SDG&E | GWh | Commercial | Com - Restaurant (Sit Down) | Lighting | No | Lighting - High Bay HID to T5 | 0.20817 | 0.21148 | 0.21471 | 0.21801 | 0.22123 | 0.22417 | 0.2266 | 0.22884 | 0.23104 | 0.23322 | 0.23549 | 0.2378
SDG&E | GWh | Commercial | Com - Restaurant (Sit Down) | Lighting | No | Lighting - Induction Fixture (Indoor) | 0.57115 | 0.5806 | 0.58981 | 0.59922 | 0.60842 | 0.61682 | 0.62377 | 0.63022 | 0.63652 | 0.64279 | 0.6493 | 0.65592
SDG&E | GWh | Commercial | Com - Restaurant (Sit Down) | Lighting | No | Lighting - Induction Fixture (Outdoor) | 0.20701 | 0.21044 | 0.21378 | 0.21719 | 0.22052 | 0.22357 | 0.22608 | 0.22842 | 0.23071 | 0.23298 | 0.23534 | 0.23774
SDG&E | GWh | Commercial | Com - Restaurant (Sit Down) | Lighting | No | Lighting - Linear Fluorescent Delamping | 0.08089 | 0.079645 | 0.058814 | 0.038605 | 0.019005 | 0 | 0 | 0 | 0 | 0 | 0 | 0
SDG&E | GWh | Commercial | Com - Restaurant (Sit Down) | Lighting | No | Lighting - Low Bay HID to T5 | 0.0028287 | 0.0028736 | 0.0029175 | 0.0029624 | 0.0030062 | 0.0030461 | 0.0030791 | 0.0031096 | 0.0031394 | 0.0031691 | 0.0031999 | 0.0032313
SDG&E | GWh | Commercial | Com - Restaurant (Sit Down) | Lighting | No | Lighting - Occupancy Sensor | 0 | 0 | 0 | 0 | 0 | 0 | 0 | 0 | 0 | 0 | 1.2383 | 1.251
SDG&E | GWh | Commercial | Com - Restaurant (Sit Down) | Lighting | No | Lighting - Plug-In Fixture (Exterior) | 0.19136 | 0.19452 | 0.19761 | 0.20076 | 0.20385 | 0.20666 | 0.20899 | 0.21115 | 0.21326 | 0.21536 | 0.21754 | 0.21976
SDG&E | GWh | Commercial | Com - Restaurant (Sit Down) | Lighting | No | Lighting - Plug-In Fixture (Linear Fluorescent) | 1.6593 | 1.6857 | 1.7115 | 1.7378 | 1.7635 | 0 | 0 | 0 | 0 | 0 | 0 | 0
SDG&E | GWh | Commercial | Com - Restaurant (Sit Down) | Lighting | No | Lighting - Plug-In Fixture (PSMH with Electronic Ballast) | 1.0157 | 1.0318 | 1.0476 | 1.0637 | 1.0794 | 1.0938 | 1.1056 | 1.1166 | 1.1273 | 1.1379 | 1.149 | 1.1603
SDG&E | GWh | Commercial | Com - Restaurant (Sit Down) | SHW | No | SHW - EF Rated Instantaneous Water Heater (Electric) | 0.053645 | 0.054507 | 0.055348 | 0.056208 | 0.057047 | 0.057813 | 0.058446 | 0.059031 | 0.059604 | 0.060174 | 0.060765 | 0.061368
SDG&E | GWh | Commercial | Com - Restaurant (Sit Down) | Service | No | HVAC - Comprehensive Rooftop Unit Quality Maintenance | 3.3629 | 3.3111 | 3.2601 | 3.2099 | 3.1605 | 3.1118 | 3.0639 | 3.0167 | 2.9703 | 2.9245 | 2.8795 | 2.8351
SDG&E | GWh | Commercial | Com - Restaurant (Sit Down) | Service | No | Service - HVAC Fault Detection & Diagnositics | 1.0367 | 1.0538 | 1.0706 | 1.0877 | 1.1043 | 1.1196 | 1.1322 | 1.1439 | 1.1554 | 1.1667 | 1.1785 | 1.1906
SDG&E | GWh | Commercial | Com - Restaurant (Sit Down) | Service | No | Service - Retro-Commissioning (Electric) | 0 | 0 | 0 | 0 | 0 | 0 | 0 | 0 | 3.0816 | 3.0341 | 2.9874 | 2.9414
SDG&E | GWh | Commercial | Com - Restaurant (Sit Down) | WholeBlg | No | HVAC - Energy Management System | 0.60794 | 0.618 | 0.62781 | 0.63782 | 0.64761 | 0.65655 | 0.66395 | 0.67081 | 0.67753 | 0.6842 | 0.69112 | 0.69817
SDG&E | GWh | Commercial | Com - Restaurant (Sit Down) | WholeBlg | No | WholeBlg - Com RET Level 1 | 9.0792 | 8.9394 | 8.8018 | 8.6662 | 8.5327 | 8.4013 | 8.272 | 8.1446 | 8.0191 | 7.8956 | 7.7741 | 7.6543
SDG&E | GWh | Commercial | Com - Restaurant (Sit Down) | WholeBlg | No | WholeBlg - Com RET Level 2 | 53.8324 | 53.0033 | 52.1871 | 51.3834 | 50.5921 | 49.813 | 49.0459 | 48.2906 | 47.5469 | 46.8147 | 46.0937 | 45.3839
SDG&E | GWh | Commercial | Com - Retail (Large Multi Level) | AppPlug | No | AppPlug - Desktop Computer (Com - Power Management) | 2.4444 | 2.4848 | 2.5242 | 2.5645 | 2.6039 | 2.6398 | 2.6696 | 2.6972 | 2.7241 | 2.751 | 2.7788 | 2.8071
SDG&E | GWh | Commercial | Com - Retail (Large Multi Level) | AppPlug | No | AppPlug - Occupancy Sensor Plug Strip | 0 | 0 | 0 | 0 | 0 | 0 | 0 | 0 | 0 | 1.2817 | 1.2947 | 1.3079
SDG&E | GWh | Commercial | Com - Retail (Large Multi Level) | AppPlug | No | AppPlug - Vending Machine Controls | 2.7943 | 2.8405 | 2.8856 | 2.9316 | 2.9766 | 3.0177 | 3.0517 | 3.0832 | 3.1141 | 3.1447 | 3.1766 | 3.209
SDG&E | GWh | Commercial | Com - Retail (Large Multi Level) | BldgEnv | No | BldgEnv - Wall Spray On Insulation | 0.70223 | 0.69142 | 0.68077 | 0.67029 | 0.65996 | 0.6498 | 0.63979 | 0.62994 | 0.62024 | 0.61069 | 0.60128 | 0.59202
SDG&E | GWh | Commercial | Com - Retail (Large Multi Level) | BldgEnv | No | BldgEnv - Window Film | 6.8589 | 6.7533 | 6.6493 | 6.5469 | 6.446 | 6.3468 | 6.249 | 6.1528 | 6.058 | 5.9647 | 5.8729 | 5.7824
SDG&E | GWh | Commercial | Com - Retail (Large Multi Level) | FoodServ | No | FoodServ - Electric Steamer | 0.10226 | 0.10395 | 0.1056 | 0.10729 | 0.10893 | 0.11044 | 0.11168 | 0.11284 | 0.11397 | 0.11509 | 0.11625 | 0.11744
SDG&E | GWh | Commercial | Com - Retail (Large Multi Level) | FoodServ | No | FoodServ - Oven (Electric) | 1.0293 | 1.0463 | 1.0629 | 1.0798 | 1.0964 | 1.1116 | 1.1241 | 1.1357 | 1.1471 | 1.1584 | 1.1701 | 1.182
SDG&E | GWh | Commercial | Com - Retail (Large Multi Level) | HVAC | Yes | HVAC - Advanced Package Rooftop AC (> EER 12) - Emerging | 0 | 5.3937 | 5.3106 | 5.2288 | 5.1483 | 5.069 | 4.991 | 4.9141 | 4.8384 | 4.7639 | 4.6905 | 4.6183
SDG&E | GWh | Commercial | Com - Retail (Large Multi Level) | HVAC | No | HVAC - Chiller (Centrifugal) | 3.9411 | 3.8804 | 3.8206 | 3.7618 | 3.7038 | 3.6468 | 3.5906 | 3.5353 | 3.4809 | 3.4273 | 3.3745 | 3.3225
SDG&E | GWh | Commercial | Com - Retail (Large Multi Level) | HVAC | No | HVAC - Chiller (Reciprocating) | 3.3672 | 3.3992 | 3.4304 | 3.4626 | 3.4941 | 3.522 | 3.5434 | 3.5627 | 3.5815 | 3.6002 | 3.6202 | 3.6409
SDG&E | GWh | Commercial | Com - Retail (Large Multi Level) | HVAC | No | HVAC - EER Rated Package Rooftop AC (EER 11) | 1.914 | 0.11542 | 0.17114 | 0.22707 | 0.28191 | 0.33384 | 0.38078 | 0.42575 | 0.4699 | 0.51354 | 0.55758 | 0.60162
SDG&E | GWh | Commercial | Com - Retail (Large Multi Level) | HVAC | No | HVAC - SEER Rated Package Rooftop AC (Recharge) | 1.9922 | 1.9615 | 1.9313 | 1.9015 | 1.8723 | 1.8434 | 1.815 | 1.7871 | 1.7596 | 1.7325 | 1.7058 | 1.6795
SDG&E | GWh | Commercial | Com - Retail (Large Multi Level) | HVAC | No | HVAC - SEER Rated Package Rooftop AC (SEER 14) | 6.1806 | 6.2825 | 0 | 0 | 0 | 0 | 0 | 0 | 0 | 0 | 0 | 0
SDG&E | GWh | Commercial | Com - Retail (Large Multi Level) | HVAC | No | HVAC - SEER Rated Package Rooftop AC (SEER 15) | 0 | 0 | 4.3222 | 4.3862 | 4.4487 | 4.5056 | 4.5524 | 4.5956 | 4.6378 | 4.6798 | 4.7236 | 4.7682
SDG&E | GWh | Commercial | Com - Retail (Large Multi Level) | HVAC | No | HVAC - SEER Rated Package Rooftop HP (SEER 15) | 3.0239 | 3.0865 | 1.4614 | 1.4903 | 1.5186 | 1.5445 | 1.5665 | 1.587 | 1.607 | 1.6269 | 1.6475 | 1.6683
SDG&E | GWh | Commercial | Com - Retail (Large Multi Level) | HVAC | No | HVAC - SEER Rated Split System AC (SEER 14) | 3.3536 | 3.4104 | 3.4659 | 0 | 0 | 0 | 0 | 0 | 0 | 0 | 0 | 0
SDG&E | GWh | Commercial | Com - Retail (Large Multi Level) | HVAC | No | HVAC - SEER Rated Split System AC (SEER 15) | 0 | 0 | 0 | 2.1017 | 2.1311 | 2.1578 | 2.1796 | 2.1999 | 2.2196 | 2.2393 | 2.2598 | 2.2807
SDG&E | GWh | Commercial | Com - Retail (Large Multi Level) | HVAC | No | HVAC - SEER Rated Split System HP (SEER 15) | 1.7973 | 1.8308 | 0.86516 | 0.88062 | 0.89573 | 0.90959 | 0.92118 | 0.93197 | 0.94254 | 0.95303 | 0.96388 | 0.9749
SDG&E | GWh | Commercial | Com - Retail (Large Multi Level) | HVAC | No | HVAC - Thermostat | 2.4472 | 2.4876 | 2.5271 | 2.5674 | 2.6068 | 2.6428 | 2.6726 | 2.7002 | 2.7272 | 2.7541 | 2.782 | 2.8103
SDG&E | GWh | Commercial | Com - Retail (Large Multi Level) | Lighting | Yes | Lighting - LED Fixture (Replacing T8) - Emerging | 37.3205 | 38.6276 | 39.942 | 41.4736 | 42.8334 | 44.1588 | 45.2106 | 46.2384 | 47.2673 | 48.3045 | 49.371 | 50.259
SDG&E | GWh | Commercial | Com - Retail (Large Multi Level) | Lighting | Yes | Lighting - LED Lamp (Basic High - Indoor) - Emerging | 4.0922 | 4.2323 | 4.3636 | 4.4789 | 4.5942 | 0.60506 | 0.61677 | 0.6268 | 0.63676 | 0.64543 | 0.65438 | 0.6635
SDG&E | GWh | Commercial | Com - Retail (Large Multi Level) | Lighting | Yes | Lighting - LED Lamp (Basic Low - Indoor) - Emerging | 13.3596 | 13.8359 | 14.2816 | 14.6709 | 15.0601 | 2.3511 | 2.398 | 2.4381 | 2.4779 | 2.518 | 2.5536 | 2.5899
SDG&E | GWh | Commercial | Com - Retail (Large Multi Level) | Lighting | Yes | Lighting - LED Plug-In Indoor Fixture - Emerging | 5.8238 | 6.0037 | 6.1643 | 6.2888 | 6.4324 | 0.37232 | 0.37811 | 0.38483 | 0.38972 | 0.39521 | 0.40027 | 0.40605
SDG&E | GWh | Commercial | Com - Retail (Large Multi Level) | Lighting | No | Lighting - Cold Cathode Lamp | 0.092546 | 0.094076 | 0.09557 | 0.097095 | 0.098585 | 0 | 0 | 0 | 0 | 0 | 0 | 0
SDG&E | GWh | Commercial | Com - Retail (Large Multi Level) | Lighting | No | Lighting - Compact Fluorescent Fixture (Indoor) | 16.6731 | 16.9372 | 17.1949 | 17.4582 | 17.7155 | 0 | 0 | 0 | 0 | 0 | 0 | 0
SDG&E | GWh | Commercial | Com - Retail (Large Multi Level) | Lighting | No | Lighting - Exit Fixture (LED) | 1.5201 | 1.4967 | 1.4736 | 1.451 | 1.4286 | 1.4066 | 1.3849 | 1.3636 | 1.3426 | 1.3219 | 1.3016 | 1.2815
SDG&E | GWh | Commercial | Com - Retail (Large Multi Level) | Lighting | No | Lighting - Halogen Lamp (A-Line) | 0.23827 | 0.24221 | 0.24606 | 0.24998 | 0.25382 | 0 | 0 | 0 | 0 | 0 | 0 | 0
SDG&E | GWh | Commercial | Com - Retail (Large Multi Level) | Lighting | No | Lighting - High Bay HID to T5 | 3.5754 | 3.6329 | 3.6891 | 3.7465 | 3.8025 | 3.8537 | 3.8959 | 3.935 | 3.9733 | 4.0113 | 4.0508 | 4.091
SDG&E | GWh | Commercial | Com - Retail (Large Multi Level) | Lighting | No | Lighting - Induction Fixture (Indoor) | 2.6177 | 2.661 | 2.7032 | 2.7464 | 2.7885 | 2.827 | 2.8588 | 2.8884 | 2.9173 | 2.946 | 2.9758 | 3.0062
SDG&E | GWh | Commercial | Com - Retail (Large Multi Level) | Lighting | No | Lighting - Induction Fixture (Outdoor) | 0.94067 | 0.95622 | 0.97141 | 0.9869 | 1.002 | 1.0159 | 1.0273 | 1.0379 | 1.0483 | 1.0587 | 1.0694 | 1.0803
SDG&E | GWh | Commercial | Com - Retail (Large Multi Level) | Lighting | No | Lighting - Linear Fluorescent Delamping | 0.095496 | 0.094026 | 0.069433 | 0.045576 | 0.022437 | 0 | 0 | 0 | 0 | 0 | 0 | 0
SDG&E | GWh | Commercial | Com - Retail (Large Multi Level) | Lighting | No | Lighting - Low Bay HID to T5 | 0 | 0 | 0 | 0 | 0.75539 | 0.89492 | 0.90472 | 0.91381 | 0.92269 | 0.93152 | 0.9407 | 0.95004
SDG&E | GWh | Commercial | Com - Retail (Large Multi Level) | Lighting | No | Lighting - Plug-In Fixture (Exterior) | 0.86954 | 0.88391 | 0.89795 | 0.91227 | 0.92627 | 0.93906 | 0.94964 | 0.95946 | 0.96906 | 0.9786 | 0.98851 | 0.99859
SDG&E | GWh | Commercial | Com - Retail (Large Multi Level) | Lighting | No | Lighting - Plug-In Fixture (Linear Fluorescent) | 8.8117 | 8.9535 | 9.092 | 9.2334 | 9.3715 | 0 | 0 | 0 | 0 | 0 | 0 | 0
SDG&E | GWh | Commercial | Com - Retail (Large Multi Level) | Lighting | No | Lighting - Plug-In Fixture (PSMH with Electronic Ballast) | 3.2878 | 3.3407 | 3.3924 | 3.4451 | 3.4967 | 3.5437 | 3.5826 | 3.6185 | 3.6537 | 3.6887 | 3.725 | 3.762
SDG&E | GWh | Commercial | Com - Retail (Large Multi Level) | SHW | No | SHW - EF Rated Instantaneous Water Heater (Electric) | 0.020786 | 0.021127 | 0.021459 | 0.021799 | 0.022131 | 0.022434 | 0.022684 | 0.022916 | 0.023143 | 0.023369 | 0.023604 | 0.023842
SDG&E | GWh | Commercial | Com - Retail (Large Multi Level) | Service | No | HVAC - Comprehensive Rooftop Unit Quality Maintenance | 15.2811 | 15.0457 | 14.814 | 14.5859 | 14.3613 | 14.1401 | 13.9223 | 13.7079 | 13.4968 | 13.289 | 13.0843 | 12.8828
SDG&E | GWh | Commercial | Com - Retail (Large Multi Level) | Service | No | Service - HVAC Fault Detection & Diagnositics | 4.7108 | 4.7886 | 4.8647 | 4.9423 | 5.0181 | 5.0874 | 5.1447 | 5.1979 | 5.2499 | 5.3016 | 5.3553 | 5.4099
SDG&E | GWh | Commercial | Com - Retail (Large Multi Level) | Service | No | Service - Retro-Commissioning (Electric) | 0 | 0 | 0 | 0 | 0 | 0 | 0 | 0 | 14.0027 | 13.787 | 13.5747 | 13.3657
SDG&E | GWh | Commercial | Com - Retail (Large Multi Level) | WholeBlg | No | HVAC - Energy Management System | 2.7625 | 2.8082 | 2.8528 | 2.8983 | 2.9428 | 2.9834 | 3.017 | 3.0482 | 3.0787 | 3.109 | 3.1405 | 3.1725
SDG&E | GWh | Commercial | Com - Retail (Large Multi Level) | WholeBlg | No | WholeBlg - Com RET Level 1 | 12.7158 | 12.52 | 12.3272 | 12.1373 | 11.9504 | 11.7664 | 11.5852 | 11.4068 | 11.2311 | 11.0581 | 10.8878 | 10.7202
SDG&E | GWh | Commercial | Com - Retail (Large Multi Level) | WholeBlg | No | WholeBlg - Com RET Level 2 | 90.8521 | 89.453 | 88.0754 | 86.719 | 85.3836 | 84.0687 | 82.774 | 81.4993 | 80.2442 | 79.0084 | 77.7917 | 76.5937
SDG&E | GWh | Commercial | Com - Retail (Large Single Level) | AppPlug | No | AppPlug - Desktop Computer (Com - Power Management) | 2.4444 | 2.4848 | 2.5242 | 2.5645 | 2.6039 | 2.6398 | 2.6696 | 2.6972 | 2.7241 | 2.751 | 2.7788 | 2.8071
SDG&E | GWh | Commercial | Com - Retail (Large Single Level) | AppPlug | No | AppPlug - Occupancy Sensor Plug Strip | 0 | 0 | 0 | 0 | 0 | 0 | 0 | 0 | 0 | 1.2817 | 1.2947 | 1.3079
SDG&E | GWh | Commercial | Com - Retail (Large Single Level) | AppPlug | No | AppPlug - Vending Machine Controls | 2.7943 | 2.8405 | 2.8856 | 2.9316 | 2.9766 | 3.0177 | 3.0517 | 3.0832 | 3.1141 | 3.1447 | 3.1766 | 3.209
SDG&E | GWh | Commercial | Com - Retail (Large Single Level) | BldgEnv | No | BldgEnv - Wall Spray On Insulation | 0.70223 | 0.69142 | 0.68077 | 0.67029 | 0.65996 | 0.6498 | 0.63979 | 0.62994 | 0.62024 | 0.61069 | 0.60128 | 0.59202
SDG&E | GWh | Commercial | Com - Retail (Large Single Level) | BldgEnv | No | BldgEnv - Window Film | 6.8589 | 6.7533 | 6.6493 | 6.5469 | 6.446 | 6.3468 | 6.249 | 6.1528 | 6.058 | 5.9647 | 5.8729 | 5.7824
SDG&E | GWh | Commercial | Com - Retail (Large Single Level) | FoodServ | No | FoodServ - Electric Steamer | 0.10226 | 0.10395 | 0.1056 | 0.10729 | 0.10893 | 0.11044 | 0.11168 | 0.11284 | 0.11397 | 0.11509 | 0.11625 | 0.11744
SDG&E | GWh | Commercial | Com - Retail (Large Single Level) | FoodServ | No | FoodServ - Oven (Electric) | 1.0293 | 1.0463 | 1.0629 | 1.0798 | 1.0964 | 1.1116 | 1.1241 | 1.1357 | 1.1471 | 1.1584 | 1.1701 | 1.182
SDG&E | GWh | Commercial | Com - Retail (Large Single Level) | HVAC | Yes | HVAC - Advanced Package Rooftop AC (> EER 12) - Emerging | 0 | 6.582 | 6.4807 | 6.3809 | 6.2826 | 6.1859 | 6.0906 | 5.9968 | 5.9045 | 5.8135 | 5.724 | 5.6358
SDG&E | GWh | Commercial | Com - Retail (Large Single Level) | HVAC | No | HVAC - Direct Evaporative Cooler | 2.6479 | 2.6917 | 2.7345 | 2.7781 | 2.8207 | 2.8597 | 2.8919 | 2.9218 | 2.951 | 2.9801 | 3.0102 | 3.0409
SDG&E | GWh | Commercial | Com - Retail (Large Single Level) | HVAC | No | HVAC - EER Rated Package Rooftop AC (EER 11) | 0 | 0 | 0 | 0 | 0.2266 | 0.26834 | 0.30608 | 0.34223 | 0.37771 | 0.41279 | 0.44819 | 0.48359
SDG&E | GWh | Commercial | Com - Retail (Large Single Level) | HVAC | No | HVAC - Repair Duct System | 0 | 0 | 0 | 0 | 0 | 2.4013 | 2.3643 | 2.3279 | 2.292 | 2.2567 | 2.222 | 2.1877
SDG&E | GWh | Commercial | Com - Retail (Large Single Level) | HVAC | No | HVAC - SEER Rated Package Rooftop AC (Recharge) | 2.5587 | 2.5193 | 2.4805 | 2.4423 | 2.4047 | 2.3677 | 2.3312 | 2.2953 | 2.26 | 2.2252 | 2.1909 | 2.1572
SDG&E | GWh | Commercial | Com - Retail (Large Single Level) | HVAC | No | HVAC - SEER Rated Package Rooftop AC (SEER 14) | 8.7014 | 8.8367 | 0 | 0 | 0 | 0 | 0 | 0 | 0 | 0 | 0 | 0
SDG&E | GWh | Commercial | Com - Retail (Large Single Level) | HVAC | No | HVAC - SEER Rated Package Rooftop AC (SEER 15) | 0 | 0 | 5.3906 | 5.4733 | 5.5542 | 5.6279 | 5.6886 | 5.7449 | 5.8 | 5.8547 | 5.9115 | 5.9695
SDG&E | GWh | Commercial | Com - Retail (Large Single Level) | HVAC | No | HVAC - SEER Rated Package Rooftop HP (SEER 15) | 3.9553 | 4.0281 | 1.9033 | 1.9369 | 1.9698 | 2 | 2.0252 | 2.0487 | 2.0717 | 2.0945 | 2.1181 | 2.1421
SDG&E | GWh | Commercial | Com - Retail (Large Single Level) | HVAC | No | HVAC - SEER Rated Split System AC (SEER 14) | 4.366 | 4.4398 | 4.5119 | 0 | 0 | 0 | 0 | 0 | 0 | 0 | 0 | 0
SDG&E | GWh | Commercial | Com - Retail (Large Single Level) | HVAC | No | HVAC - SEER Rated Split System AC (SEER 15) | 0 | 0 | 0 | 2.3997 | 2.4332 | 2.4637 | 2.4886 | 2.5117 | 2.5342 | 2.5567 | 2.58 | 2.6038
SDG&E | GWh | Commercial | Com - Retail (Large Single Level) | HVAC | No | HVAC - SEER Rated Split System HP (SEER 15) | 2.0262 | 2.068 | 0.97908 | 0.99836 | 1.0172 | 1.0346 | 1.0492 | 1.0629 | 1.0762 | 1.0895 | 1.1032 | 1.1171
SDG&E | GWh | Commercial | Com - Retail (Large Single Level) | HVAC | No | HVAC - Thermostat | 2.9668 | 3.0159 | 3.0638 | 3.1127 | 3.1604 | 3.2041 | 3.2402 | 3.2737 | 3.3064 | 3.339 | 3.3728 | 3.4072
SDG&E | GWh | Commercial | Com - Retail (Large Single Level) | Lighting | Yes | Lighting - LED Fixture (Replacing T8) - Emerging | 46.7161 | 48.3508 | 49.9946 | 51.9102 | 53.6107 | 55.2682 | 56.5833 | 57.8685 | 59.1549 | 60.4518 | 61.7853 | 62.8954
SDG&E | GWh | Commercial | Com - Retail (Large Single Level) | Lighting | Yes | Lighting - LED Lamp (Basic High - Indoor) - Emerging | 4.756 | 4.9194 | 5.0726 | 5.2072 | 5.3417 | 0.70357 | 0.71725 | 0.72896 | 0.74061 | 0.75074 | 0.76121 | 0.77187
SDG&E | GWh | Commercial | Com - Retail (Large Single Level) | Lighting | Yes | Lighting - LED Lamp (Basic Low - Indoor) - Emerging | 15.5268 | 16.0822 | 16.602 | 17.0563 | 17.5105 | 2.7339 | 2.7887 | 2.8355 | 2.8821 | 2.9288 | 2.9705 | 3.0129
SDG&E | GWh | Commercial | Com - Retail (Large Single Level) | Lighting | Yes | Lighting - LED Plug-In Indoor Fixture - Emerging | 5.7738 | 5.9528 | 6.1127 | 6.2368 | 6.3798 | 0.36931 | 0.37508 | 0.38177 | 0.38664 | 0.39212 | 0.39717 | 0.40293
SDG&E | GWh | Commercial | Com - Retail (Large Single Level) | Lighting | No | Lighting - Cold Cathode Lamp | 0.12336 | 0.1254 | 0.12739 | 0.12942 | 0.13141 | 0 | 0 | 0 | 0 | 0 | 0 | 0
SDG&E | GWh | Commercial | Com - Retail (Large Single Level) | Lighting | No | Lighting - Compact Fluorescent Fixture (Indoor) | 19.3778 | 19.6869 | 19.9886 | 20.2968 | 20.5979 | 0 | 0 | 0 | 0 | 0 | 0 | 0
SDG&E | GWh | Commercial | Com - Retail (Large Single Level) | Lighting | No | Lighting - Exit Fixture (LED) | 1.4753 | 1.4526 | 1.4302 | 1.4082 | 1.3865 | 1.3652 | 1.3442 | 1.3235 | 1.3031 | 1.283 | 1.2632 | 1.2438
SDG&E | GWh | Commercial | Com - Retail (Large Single Level) | Lighting | No | Lighting - Halogen Lamp (A-Line) | 0.23827 | 0.24221 | 0.24606 | 0.24998 | 0.25382 | 0 | 0 | 0 | 0 | 0 | 0 | 0
SDG&E | GWh | Commercial | Com - Retail (Large Single Level) | Lighting | No | Lighting - High Bay HID to T5 | 4.4755 | 4.5474 | 4.6176 | 4.6892 | 4.7593 | 4.8232 | 4.8759 | 4.9248 | 4.9725 | 5.02 | 5.0694 | 5.1196
SDG&E | GWh | Commercial | Com - Retail (Large Single Level) | Lighting | No | Lighting - Induction Fixture (Indoor) | 2.5953 | 2.6382 | 2.6801 | 2.7229 | 2.7647 | 2.8028 | 2.8344 | 2.8637 | 2.8924 | 2.9208 | 2.9504 | 2.9805
SDG&E | GWh | Commercial | Com - Retail (Large Single Level) | Lighting | No | Lighting - Induction Fixture (Outdoor) | 0.94067 | 0.95622 | 0.97141 | 0.9869 | 1.002 | 1.0159 | 1.0273 | 1.0379 | 1.0483 | 1.0587 | 1.0694 | 1.0803
SDG&E | GWh | Commercial | Com - Retail (Large Single Level) | Lighting | No | Lighting - Linear Fluorescent Delamping | 0.1202 | 0.11835 | 0.087394 | 0.057366 | 0.028241 | 0 | 0 | 0 | 0 | 0 | 0 | 0
SDG&E | GWh | Commercial | Com - Retail (Large Single Level) | Lighting | No | Lighting - Low Bay HID to T5 | 1.0393 | 1.056 | 1.0723 | 1.089 | 1.1052 | 1.1201 | 1.1323 | 1.1437 | 1.1547 | 1.1658 | 1.1772 | 1.1889
SDG&E | GWh | Commercial | Com - Retail (Large Single Level) | Lighting | No | Lighting - Plug-In Fixture (Exterior) | 0.86954 | 0.88391 | 0.89795 | 0.91227 | 0.92627 | 0.93906 | 0.94964 | 0.95946 | 0.96906 | 0.9786 | 0.98851 | 0.99859
SDG&E | GWh | Commercial | Com - Retail (Large Single Level) | Lighting | No | Lighting - Plug-In Fixture (Linear Fluorescent) | 8.7309 | 8.8712 | 9.0081 | 9.1479 | 9.2845 | 0 | 0 | 0 | 0 | 0 | 0 | 0
SDG&E | GWh | Commercial | Com - Retail (Large Single Level) | Lighting | No | Lighting - Plug-In Fixture (PSMH with Electronic Ballast) | 3.3137 | 3.3669 | 3.4189 | 3.472 | 3.5238 | 3.5711 | 3.6102 | 3.6464 | 3.6817 | 3.7169 | 3.7534 | 3.7906
SDG&E | GWh | Commercial | Com - Retail (Large Single Level) | SHW | No | SHW - EF Rated Instantaneous Water Heater (Electric) | 0.019231 | 0.019549 | 0.01986 | 0.020177 | 0.020487 | 0.02077 | 0.021004 | 0.021221 | 0.021433 | 0.021645 | 0.021864 | 0.022087
SDG&E | GWh | Commercial | Com - Retail (Large Single Level) | Service | No | HVAC - Comprehensive Rooftop Unit Quality Maintenance | 15.2811 | 15.0457 | 14.814 | 14.5859 | 14.3613 | 14.1401 | 13.9223 | 13.7079 | 13.4968 | 13.289 | 13.0843 | 12.8828
SDG&E | GWh | Commercial | Com - Retail (Large Single Level) | Service | No | Service - HVAC Fault Detection & Diagnositics | 4.7108 | 4.7886 | 4.8647 | 4.9423 | 5.0181 | 5.0874 | 5.1447 | 5.1979 | 5.2499 | 5.3016 | 5.3553 | 5.4099
SDG&E | GWh | Commercial | Com - Retail (Large Single Level) | Service | No | Service - Retro-Commissioning (Electric) | 0 | 0 | 0 | 0 | 0 | 0 | 0 | 0 | 14.0027 | 13.787 | 13.5747 | 13.3657
SDG&E | GWh | Commercial | Com - Retail (Large Single Level) | WholeBlg | No | HVAC - Energy Management System | 2.7625 | 2.8082 | 2.8528 | 2.8983 | 2.9428 | 2.9834 | 3.017 | 3.0482 | 3.0787 | 3.109 | 3.1405 | 3.1725
SDG&E | GWh | Commercial | Com - Retail (Large Single Level) | WholeBlg | No | WholeBlg - Com RET Level 1 | 13.3057 | 13.1008 | 12.8991 | 12.7004 | 12.5048 | 12.3123 | 12.1227 | 11.936 | 11.7522 | 11.5712 | 11.393 | 11.2175
SDG&E | GWh | Commercial | Com - Retail (Large Single Level) | WholeBlg | No | WholeBlg - Com RET Level 2 | 102.2274 | 100.6531 | 99.1031 | 97.5769 | 96.0742 | 94.5947 | 93.1379 | 91.7036 | 90.2913 | 88.9009 | 87.5318 | 86.1838
SDG&E | GWh | Commercial | Com - Retail (Small) | AppPlug | No | AppPlug - Desktop Computer (Com - Power Management) | 2.4444 | 2.4848 | 2.5242 | 2.5645 | 2.6039 | 2.6398 | 2.6696 | 2.6972 | 2.7241 | 2.751 | 2.7788 | 2.8071
SDG&E | GWh | Commercial | Com - Retail (Small) | AppPlug | No | AppPlug - Occupancy Sensor Plug Strip | 0 | 0 | 0 | 0 | 0 | 0 | 0 | 0 | 0 | 1.2817 | 1.2947 | 1.3079
SDG&E | GWh | Commercial | Com - Retail (Small) | AppPlug | No | AppPlug - Vending Machine Controls | 2.7943 | 2.8405 | 2.8856 | 2.9316 | 2.9766 | 3.0177 | 3.0517 | 3.0832 | 3.1141 | 3.1447 | 3.1766 | 3.209
SDG&E | GWh | Commercial | Com - Retail (Small) | BldgEnv | No | BldgEnv - Wall Spray On Insulation | 0.70223 | 0.69142 | 0.68077 | 0.67029 | 0.65996 | 0.6498 | 0.63979 | 0.62994 | 0.62024 | 0.61069 | 0.60128 | 0.59202
SDG&E | GWh | Commercial | Com - Retail (Small) | BldgEnv | No | BldgEnv - Window Film | 7.329 | 7.2161 | 7.105 | 6.9956 | 6.8878 | 6.7818 | 6.6773 | 6.5745 | 6.4732 | 6.3736 | 6.2754 | 6.1788
SDG&E | GWh | Commercial | Com - Retail (Small) | FoodServ | No | FoodServ - Electric Steamer | 0.10226 | 0.10395 | 0.1056 | 0.10729 | 0.10893 | 0.11044 | 0.11168 | 0.11284 | 0.11397 | 0.11509 | 0.11625 | 0.11744
SDG&E | GWh | Commercial | Com - Retail (Small) | HVAC | Yes | HVAC - Advanced Package Rooftop AC (> EER 12) - Emerging | 0 | 7.001 | 6.8932 | 6.787 | 6.6825 | 6.5796 | 6.4783 | 6.3785 | 6.2803 | 6.1836 | 6.0883 | 5.9946
SDG&E | GWh | Commercial | Com - Retail (Small) | HVAC | No | HVAC - Direct Evaporative Cooler | 1.8535 | 1.8842 | 1.9141 | 1.9446 | 1.9745 | 2.0017 | 2.0243 | 2.0452 | 2.0657 | 2.086 | 2.1071 | 2.1286
SDG&E | GWh | Commercial | Com - Retail (Small) | HVAC | No | HVAC - EER Rated Package Rooftop AC (EER 11) | 0 | 0 | 0 | 0 | 0 | 0.28432 | 0.3243 | 0.3626 | 0.4002 | 0.43737 | 0.47488 | 0.51239
SDG&E | GWh | Commercial | Com - Retail (Small) | HVAC | No | HVAC - SEER Rated Package Rooftop AC (Recharge) | 2.6115 | 2.5713 | 2.5317 | 2.4927 | 2.4543 | 2.4165 | 2.3793 | 2.3427 | 2.3066 | 2.2711 | 2.2361 | 2.2017
SDG&E | GWh | Commercial | Com - Retail (Small) | HVAC | No | HVAC - SEER Rated Package Rooftop AC (SEER 14) | 7.9618 | 8.0911 | 0 | 0 | 0 | 0 | 0 | 0 | 0 | 0 | 0 | 0
SDG&E | GWh | Commercial | Com - Retail (Small) | HVAC | No | HVAC - SEER Rated Package Rooftop AC (SEER 15) | 0 | 0 | 5.1602 | 5.2381 | 5.3142 | 5.3835 | 5.4406 | 5.4934 | 5.545 | 5.5964 | 5.6498 | 5.7042
SDG&E | GWh | Commercial | Com - Retail (Small) | HVAC | No | HVAC - SEER Rated Package Rooftop HP (SEER 15) | 3.9799 | 4.0648 | 1.9258 | 1.9649 | 2.0032 | 2.0385 | 2.0683 | 2.0962 | 2.1235 | 2.1506 | 2.1786 | 2.2069
SDG&E | GWh | Commercial | Com - Retail (Small) | HVAC | No | HVAC - SEER Rated Split System AC (SEER 14) | 3.9135 | 3.98 | 4.0449 | 0 | 0 | 0 | 0 | 0 | 0 | 0 | 0 | 0
SDG&E | GWh | Commercial | Com - Retail (Small) | HVAC | No | HVAC - SEER Rated Split System AC (SEER 15) | 0 | 0 | 0 | 2.3193 | 2.3508 | 2.3795 | 2.4028 | 2.4244 | 2.4455 | 2.4665 | 2.4884 | 2.5107
SDG&E | GWh | Commercial | Com - Retail (Small) | HVAC | No | HVAC - SEER Rated Split System HP (SEER 15) | 2.2565 | 2.3006 | 1.0881 | 1.1085 | 1.1284 | 1.1467 | 1.1621 | 1.1764 | 1.1904 | 1.2043 | 1.2187 | 1.2333
SDG&E | GWh | Commercial | Com - Retail (Small) | HVAC | No | HVAC - Thermostat | 3.2245 | 3.2778 | 3.3298 | 3.383 | 3.4349 | 3.4823 | 3.5215 | 3.558 | 3.5936 | 3.6289 | 3.6657 | 3.703
SDG&E | GWh | Commercial | Com - Retail (Small) | Lighting | Yes | Lighting - LED Fixture (Replacing T8) - Emerging | 36.787 | 38.077 | 39.3743 | 40.8857 | 42.2279 | 43.5361 | 44.5744 | 45.5891 | 46.6048 | 47.6288 | 48.6817 | 49.5586
SDG&E | GWh | Commercial | Com - Retail (Small) | Lighting | Yes | Lighting - LED Lamp (Basic High - Indoor) - Emerging | 4.3258 | 4.4742 | 4.6133 | 4.7354 | 4.8575 | 0.63977 | 0.65219 | 0.66281 | 0.67337 | 0.68256 | 0.69206 | 0.70173
SDG&E | GWh | Commercial | Com - Retail (Small) | Lighting | Yes | Lighting - LED Lamp (Basic Low - Indoor) - Emerging | 14.1224 | 14.6268 | 15.0988 | 15.5111 | 15.9234 | 2.486 | 2.5357 | 2.5782 | 2.6204 | 2.6628 | 2.7006 | 2.7391
SDG&E | GWh | Commercial | Com - Retail (Small) | Lighting | Yes | Lighting - LED Plug-In Indoor Fixture - Emerging | 2.533 | 2.6114 | 2.6814 | 2.7357 | 2.7984 | 0.16198 | 0.16451 | 0.16744 | 0.16957 | 0.17197 | 0.17418 | 0.1767
SDG&E | GWh | Commercial | Com - Retail (Small) | Lighting | No | Lighting - Cold Cathode Lamp | 0.10392 | 0.10564 | 0.10731 | 0.10902 | 0.1107 | 0 | 0 | 0 | 0 | 0 | 0 | 0
SDG&E | GWh | Commercial | Com - Retail (Small) | Lighting | No | Lighting - Compact Fluorescent Fixture (Indoor) | 17.6251 | 17.9053 | 18.1787 | 18.4581 | 18.731 | 0 | 0 | 0 | 0 | 0 | 0 | 0
SDG&E | GWh | Commercial | Com - Retail (Small) | Lighting | No | Lighting - Exit Fixture (LED) | 1.4694 | 1.4467 | 1.4245 | 1.4025 | 1.3809 | 1.3597 | 1.3387 | 1.3181 | 1.2978 | 1.2778 | 1.2581 | 1.2388
SDG&E | GWh | Commercial | Com - Retail (Small) | Lighting | No | Lighting - Halogen Lamp (A-Line) | 0.23827 | 0.24221 | 0.24606 | 0.24998 | 0.25382 | 0 | 0 | 0 | 0 | 0 | 0 | 0
SDG&E | GWh | Commercial | Com - Retail (Small) | Lighting | No | Lighting - High Bay HID to T5 | 3.5242 | 3.5811 | 3.6367 | 3.6934 | 3.7488 | 3.7993 | 3.8411 | 3.8797 | 3.9176 | 3.9552 | 3.9942 | 4.034
SDG&E | GWh | Commercial | Com - Retail (Small) | Lighting | No | Lighting - Induction Fixture (Indoor) | 2.6401 | 2.6837 | 2.7263 | 2.7698 | 2.8123 | 2.8512 | 2.8833 | 2.9131 | 2.9422 | 2.9712 | 3.0013 | 3.0319
SDG&E | GWh | Commercial | Com - Retail (Small) | Lighting | No | Lighting - Induction Fixture (Outdoor) | 0.94067 | 0.95622 | 0.97141 | 0.9869 | 1.002 | 1.0159 | 1.0273 | 1.0379 | 1.0483 | 1.0587 | 1.0694 | 1.0803
SDG&E | GWh | Commercial | Com - Retail (Small) | Lighting | No | Lighting - Linear Fluorescent Delamping | 0.09405 | 0.092602 | 0.068382 | 0.044886 | 0.022097 | 0 | 0 | 0 | 0 | 0 | 0 | 0
SDG&E | GWh | Commercial | Com - Retail (Small) | Lighting | No | Lighting - Low Bay HID to T5 | 0 | 0 | 0 | 0 | 0 | 0.8823 | 0.89199 | 0.90098 | 0.90976 | 0.91849 | 0.92757 | 0.9368
SDG&E | GWh | Commercial | Com - Retail (Small) | Lighting | No | Lighting - Plug-In Fixture (Exterior) | 0.86954 | 0.88391 | 0.89795 | 0.91227 | 0.92627 | 0.93906 | 0.94964 | 0.95946 | 0.96906 | 0.9786 | 0.98851 | 0.99859
SDG&E | GWh | Commercial | Com - Retail (Small) | Lighting | No | Lighting - Plug-In Fixture (Linear Fluorescent) | 5.1627 | 5.246 | 5.3273 | 5.4104 | 5.4916 | 0 | 0 | 0 | 0 | 0 | 0 | 0
SDG&E | GWh | Commercial | Com - Retail (Small) | Lighting | No | Lighting - Plug-In Fixture (PSMH with Electronic Ballast) | 3.1263 | 3.1768 | 3.2261 | 3.2764 | 3.3255 | 3.3704 | 3.4074 | 3.4417 | 3.4753 | 3.5086 | 3.5433 | 3.5786
SDG&E | GWh | Commercial | Com - Retail (Small) | SHW | No | SHW - EF Rated Instantaneous Water Heater (Electric) | 0.012458 | 0.012663 | 0.012863 | 0.013067 | 0.013267 | 0.013449 | 0.013599 | 0.013739 | 0.013876 | 0.014012 | 0.014153 | 0.014296
SDG&E | GWh | Commercial | Com - Retail (Small) | Service | No | HVAC - Comprehensive Rooftop Unit Quality Maintenance | 15.2811 | 15.0457 | 14.814 | 14.5859 | 14.3613 | 14.1401 | 13.9223 | 13.7079 | 13.4968 | 13.289 | 13.0843 | 12.8828
SDG&E | GWh | Commercial | Com - Retail (Small) | Service | No | Service - HVAC Fault Detection & Diagnositics | 4.7108 | 4.7886 | 4.8647 | 4.9423 | 5.0181 | 5.0874 | 5.1447 | 5.1979 | 5.2499 | 5.3016 | 5.3553 | 5.4099
SDG&E | GWh | Commercial | Com - Retail (Small) | Service | No | Service - Retro-Commissioning (Electric) | 0 | 0 | 0 | 0 | 0 | 0 | 0 | 0 | 14.0027 | 13.787 | 13.5747 | 13.3657
SDG&E | GWh | Commercial | Com - Retail (Small) | WholeBlg | No | HVAC - Energy Management System | 2.7625 | 2.8082 | 2.8528 | 2.8983 | 2.9428 | 2.9834 | 3.017 | 3.0482 | 3.0787 | 3.109 | 3.1405 | 3.1725
SDG&E | GWh | Commercial | Com - Retail (Small) | WholeBlg | No | WholeBlg - Com RET Level 1 | 13.0258 | 12.8252 | 12.6276 | 12.4332 | 12.2417 | 12.0532 | 11.8676 | 11.6848 | 11.5049 | 11.3277 | 11.1532 | 10.9815
SDG&E | GWh | Commercial | Com - Retail (Small) | WholeBlg | No | WholeBlg - Com RET Level 2 | 94.2522 | 92.8008 | 91.3716 | 89.9645 | 88.579 | 87.2149 | 85.8718 | 84.5494 | 83.2473 | 81.9653 | 80.7031 | 79.4602
SDG&E | GWh | Commercial | Com - Storage (Conditioned) | AppPlug | No | AppPlug - Desktop Computer (Com - Power Management) | 0.99872 | 1.0152 | 1.0314 | 1.0478 | 1.0639 | 1.0786 | 1.0907 | 1.102 | 1.113 | 1.124 | 1.1354 | 1.1469
SDG&E | GWh | Commercial | Com - Storage (Conditioned) | AppPlug | No | AppPlug - Occupancy Sensor Plug Strip | 0 | 0 | 0 | 0 | 0 | 0 | 0 | 0 | 0 | 0.52369 | 0.52899 | 0.53439
SDG&E | GWh | Commercial | Com - Storage (Conditioned) | AppPlug | No | AppPlug - Vending Machine Controls | 2.0908 | 2.1254 | 2.1591 | 2.1936 | 2.2272 | 2.258 | 2.2834 | 2.307 | 2.3301 | 2.353 | 2.3769 | 2.4011
SDG&E | GWh | Commercial | Com - Storage (Conditioned) | BldgEnv | No | BldgEnv - Wall Spray On Insulation | 0.62779 | 0.61812 | 0.6086 | 0.59923 | 0.59 | 0.58092 | 0.57197 | 0.56316 | 0.55449 | 0.54595 | 0.53754 | 0.52927
SDG&E | GWh | Commercial | Com - Storage (Conditioned) | BldgEnv | No | BldgEnv - Window Film | 0 | 0 | 0 | 0 | 0 | 0 | 0 | 0 | 0 | 0.34716 | 0.34181 | 0.33655
SDG&E | GWh | Commercial | Com - Storage (Conditioned) | ComRefrig | No | ComRefrig - Strip Curtain for Walk In Refrigerator | 0 | 0.60922 | 0.59984 | 0.5906 | 0.58151 | 0.57255 | 0.56374 | 0.55506 | 0.54651 | 0.53809 | 0.5298 | 0.52165
SDG&E | GWh | Commercial | Com - Storage (Conditioned) | HVAC | No | HVAC - Direct Evaporative Cooler | 0.8498 | 0.86385 | 0.87757 | 0.89157 | 0.90525 | 0.91775 | 0.92809 | 0.93768 | 0.94706 | 0.95639 | 0.96607 | 0.97592
SDG&E | GWh | Commercial | Com - Storage (Conditioned) | HVAC | No | HVAC - SEER Rated Package Rooftop AC (SEER 14) | 1.5286 | 1.5538 | 0 | 0 | 0 | 0 | 0 | 0 | 0 | 0 | 0 | 0
SDG&E | GWh | Commercial | Com - Storage (Conditioned) | HVAC | No | HVAC - SEER Rated Package Rooftop AC (SEER 15) | 0 | 0 | 0.72292 | 0.73402 | 0.74487 | 0.75476 | 0.76291 | 0.77046 | 0.77785 | 0.78519 | 0.79282 | 0.80059
SDG&E | GWh | Commercial | Com - Storage (Conditioned) | HVAC | No | HVAC - SEER Rated Package Rooftop HP (SEER 15) | 0.40483 | 0.41124 | 0.19384 | 0.19681 | 0.19971 | 0.20236 | 0.20454 | 0.20656 | 0.20854 | 0.2105 | 0.21254 | 0.21462
SDG&E | GWh | Commercial | Com - Storage (Conditioned) | HVAC | No | HVAC - SEER Rated Split System AC (SEER 14) | 0.80174 | 0.8154 | 0.82872 | 0 | 0 | 0 | 0 | 0 | 0 | 0 | 0 | 0
SDG&E | GWh | Commercial | Com - Storage (Conditioned) | HVAC | No | HVAC - SEER Rated Split System AC (SEER 15) | 0 | 0 | 0 | 0.36562 | 0.37072 | 0.37536 | 0.37916 | 0.38267 | 0.3861 | 0.38952 | 0.39307 | 0.3967
SDG&E | GWh | Commercial | Com - Storage (Conditioned) | HVAC | No | HVAC - SEER Rated Split System HP (SEER 15) | 0.27831 | 0.28411 | 0.13454 | 0.13721 | 0.13983 | 0.14224 | 0.14427 | 0.14617 | 0.14803 | 0.14988 | 0.15178 | 0.15371
SDG&E | GWh | Commercial | Com - Storage (Conditioned) | Lighting | Yes | Lighting - LED Fixture (Replacing T8) - Emerging | 6.5248 | 6.9745 | 7.2112 | 7.4869 | 7.7317 | 7.9702 | 8.1594 | 8.3443 | 8.5294 | 8.716 | 8.9078 | 9.0674
SDG&E | GWh | Commercial | Com - Storage (Conditioned) | Lighting | Yes | Lighting - LED Lamp (Basic High - Indoor) - Emerging | 0.030944 | 0.032006 | 0.033001 | 0.033875 | 0.034748 | 0.0045767 | 0.0046655 | 0.0047415 | 0.0048171 | 0.0048829 | 0.0049508 | 0.0050201
SDG&E | GWh | Commercial | Com - Storage (Conditioned) | Lighting | Yes | Lighting - LED Lamp (Basic Low - Indoor) - Emerging | 0.23315 | 0.24148 | 0.24927 | 0.25608 | 0.26289 | 0.041043 | 0.041865 | 0.042566 | 0.043263 | 0.043964 | 0.044588 | 0.045224
SDG&E | GWh | Commercial | Com - Storage (Conditioned) | Lighting | Yes | Lighting - LED Plug-In Indoor Fixture - Emerging | 2.508 | 2.5857 | 2.655 | 2.7088 | 2.7708 | 0.16039 | 0.16289 | 0.1658 | 0.16791 | 0.17028 | 0.17247 | 0.17497
SDG&E | GWh | Commercial | Com - Storage (Conditioned) | Lighting | No | Lighting - Cold Cathode Lamp | 0.02662 | 0.02706 | 0.027489 | 0.027928 | 0.028357 | 0 | 0 | 0 | 0 | 0 | 0 | 0
SDG&E | GWh | Commercial | Com - Storage (Conditioned) | Lighting | No | Lighting - Compact Fluorescent Fixture (Indoor) | 0.22363 | 0.22718 | 0.23065 | 0.2342 | 0.23767 | 0 | 0 | 0 | 0 | 0 | 0 | 0
SDG&E | GWh | Commercial | Com - Storage (Conditioned) | Lighting | No | Lighting - Exit Fixture (LED) | 0.55823 | 0.54963 | 0.54116 | 0.53283 | 0.52463 | 0.51655 | 0.50859 | 0.50076 | 0.49305 | 0.48545 | 0.47798 | 0.47062
SDG&E | GWh | Commercial | Com - Storage (Conditioned) | Lighting | No | Lighting - Halogen Lamp (A-Line) | 0.097353 | 0.098962 | 0.10053 | 0.10214 | 0.10371 | 0 | 0 | 0 | 0 | 0 | 0 | 0
SDG&E | GWh | Commercial | Com - Storage (Conditioned) | Lighting | No | Lighting - High Bay HID to T5 | 0.035315 | 0.037059 | 0.037628 | 0.038209 | 0.038778 | 0.039296 | 0.039723 | 0.040119 | 0.040506 | 0.040891 | 0.041291 | 0.041699
SDG&E | GWh | Commercial | Com - Storage (Conditioned) | Lighting | No | Lighting - Induction Fixture (Indoor) | 0.99641 | 1.0129 | 1.029 | 1.0454 | 1.0614 | 1.0761 | 1.0882 | 1.0995 | 1.1105 | 1.1214 | 1.1327 | 1.1443
SDG&E | GWh | Commercial | Com - Storage (Conditioned) | Lighting | No | Lighting - Induction Fixture (Outdoor) | 0.38434 | 0.39069 | 0.3969 | 0.40323 | 0.40942 | 0.41507 | 0.41975 | 0.42409 | 0.42833 | 0.43255 | 0.43692 | 0.44138
SDG&E | GWh | Commercial | Com - Storage (Conditioned) | Lighting | No | Lighting - Linear Fluorescent Delamping | 0.027814 | 0.027386 | 0.020223 | 0.013274 | 0.0065349 | 0 | 0 | 0 | 0 | 0 | 0 | 0
SDG&E | GWh | Commercial | Com - Storage (Conditioned) | Lighting | No | Lighting - Linear Fluorescent Fixture (Low Wattage T8) | 0.065344 | 0 | 0 | 0 | 0 | 0 | 0 | 0 | 0 | 0 | 0 | 0
SDG&E | GWh | Commercial | Com - Storage (Conditioned) | Lighting | No | Lighting - Low Bay HID to T5 | 0 | 0 | 0 | 0 | 0 | 0 | 0 | 0 | 0.16582 | 0.21738 | 0.21951 | 0.22168
SDG&E | GWh | Commercial | Com - Storage (Conditioned) | Lighting | No | Lighting - Plug-In Fixture (Exterior) | 0.35528 | 0.36115 | 0.36688 | 0.37274 | 0.37846 | 0.38368 | 0.38801 | 0.39202 | 0.39594 | 0.39984 | 0.40388 | 0.408
SDG&E | GWh | Commercial | Com - Storage (Conditioned) | Lighting | No | Lighting - Plug-In Fixture (Linear Fluorescent) | 2.3008 | 2.3376 | 2.3735 | 2.4101 | 2.446 | 0 | 0 | 0 | 0 | 0 | 0 | 0
SDG&E | GWh | Commercial | Com - Storage (Conditioned) | Lighting | No | Lighting - Plug-In Fixture (PSMH with Electronic Ballast) | 1.2378 | 1.2576 | 1.2769 | 1.2966 | 1.3159 | 1.3335 | 1.348 | 1.3614 | 1.3746 | 1.3876 | 1.4012 | 1.415
SDG&E | GWh | Commercial | Com - Storage (Conditioned) | SHW | No | SHW - EF Rated Instantaneous Water Heater (Electric) | 0.0013947 | 0.0014177 | 0.0014402 | 0.0014632 | 0.0014856 | 0.0015061 | 0.001523 | 0.0015388 | 0.0015541 | 0.0015694 | 0.0015853 | 0.0016014
SDG&E | GWh | Commercial | Com - Storage (Conditioned) | Service | No | HVAC - Comprehensive Rooftop Unit Quality Maintenance | 6.2435 | 6.1474 | 6.0527 | 5.9595 | 5.8677 | 5.7774 | 5.6884 | 5.6008 | 5.5145 | 5.4296 | 5.346 | 5.2637
SDG&E | GWh | Commercial | Com - Storage (Conditioned) | Service | No | Service - HVAC Fault Detection & Diagnositics | 1.9247 | 1.9565 | 1.9876 | 2.0193 | 2.0503 | 2.0786 | 2.102 | 2.1238 | 2.145 | 2.1661 | 2.1881 | 2.2104
SDG&E | GWh | Commercial | Com - Storage (Conditioned) | Service | No | Service - Retro-Commissioning (Electric) | 0 | 0 | 0 | 0 | 0 | 0 | 0 | 0 | 5.7212 | 5.6331 | 5.5464 | 5.461
SDG&E | GWh | Commercial | Com - Storage (Conditioned) | WholeBlg | No | HVAC - Energy Management System | 1.1287 | 1.1474 | 1.1656 | 1.1842 | 1.2024 | 1.219 | 1.2327 | 1.2454 | 1.2579 | 1.2703 | 1.2831 | 1.2962
SDG&E | GWh | Commercial | Com - Storage (Conditioned) | WholeBlg | No | WholeBlg - Com RET Level 1 | 2.7733 | 2.7306 | 2.6885 | 2.6471 | 2.6064 | 2.5662 | 2.5267 | 2.4878 | 2.4495 | 2.4118 | 2.3746 | 2.338
SDG&E | GWh | Commercial | Com - Storage (Conditioned) | WholeBlg | No | WholeBlg - Com RET Level 2 | 18.265 | 17.9837 | 17.7068 | 17.4341 | 17.1656 | 16.9013 | 16.641 | 16.3847 | 16.1324 | 15.8839 | 15.6393 | 15.3985
SDG&E | GWh | Commercial | Com - Storage (Unconditioned) | AppPlug | No | AppPlug - Desktop Computer (Com - Power Management) | 2.4968 | 2.5381 | 2.5784 | 2.6195 | 2.6597 | 2.6964 | 2.7268 | 2.755 | 2.7826 | 2.81 | 2.8384 | 2.8674
SDG&E | GWh | Commercial | Com - Storage (Unconditioned) | AppPlug | No | AppPlug - Occupancy Sensor Plug Strip | 0 | 0 | 0 | 0 | 0 | 0 | 0 | 0 | 0 | 1.3092 | 1.3225 | 1.336
SDG&E | GWh | Commercial | Com - Storage (Unconditioned) | AppPlug | No | AppPlug - Vending Machine Controls | 1.3067 | 1.3284 | 1.3494 | 1.371 | 1.392 | 1.4112 | 1.4271 | 1.4419 | 1.4563 | 1.4706 | 1.4855 | 1.5007
SDG&E | GWh | Commercial | Com - Storage (Unconditioned) | BldgEnv | No | BldgEnv - Window Film | 0 | 2.0912 | 2.059 | 2.0273 | 1.996 | 1.9653 | 1.935 | 1.9052 | 1.8759 | 1.847 | 1.8186 | 1.7906
SDG&E | GWh | Commercial | Com - Storage (Unconditioned) | Lighting | Yes | Lighting - LED Fixture (Replacing T8) - Emerging | 16.3014 | 16.8796 | 17.4611 | 18.1378 | 18.7396 | 19.3262 | 19.7926 | 20.2485 | 20.7049 | 21.165 | 21.6381 | 22.0331
SDG&E | GWh | Commercial | Com - Storage (Unconditioned) | Lighting | Yes | Lighting - LED Lamp (Basic High - Indoor) - Emerging | 0.074664 | 0.077273 | 0.079722 | 0.081881 | 0.084039 | 0.011074 | 0.011294 | 0.011483 | 0.011671 | 0.011835 | 0.012004 | 0.012177
SDG&E | GWh | Commercial | Com - Storage (Unconditioned) | Lighting | Yes | Lighting - LED Lamp (Basic Low - Indoor) - Emerging | 0.56256 | 0.58302 | 0.60219 | 0.61899 | 0.6358 | 0.099312 | 0.10135 | 0.10309 | 0.10482 | 0.10656 | 0.10811 | 0.10969
SDG&E | GWh | Commercial | Com - Storage (Unconditioned) | Lighting | Yes | Lighting - LED Plug-In Indoor Fixture - Emerging | 6.0523 | 6.2435 | 6.4147 | 6.5484 | 6.702 | 0.38814 | 0.39437 | 0.40157 | 0.40685 | 0.41276 | 0.41823 | 0.42444
SDG&E | GWh | Commercial | Com - Storage (Unconditioned) | Lighting | No | Lighting - Cold Cathode Lamp | 0.062761 | 0.063798 | 0.064811 | 0.065845 | 0.066856 | 0 | 0 | 0 | 0 | 0 | 0 | 0
SDG&E | GWh | Commercial | Com - Storage (Unconditioned) | Lighting | No | Lighting - Compact Fluorescent Fixture (Indoor) | 0.53958 | 0.54851 | 0.55721 | 0.5661 | 0.57479 | 0 | 0 | 0 | 0 | 0 | 0 | 0
SDG&E | GWh | Commercial | Com - Storage (Unconditioned) | Lighting | No | Lighting - Exit Fixture (LED) | 1.3446 | 1.3239 | 1.3035 | 1.2834 | 1.2636 | 1.2442 | 1.225 | 1.2062 | 1.1876 | 1.1693 | 1.1513 | 1.1336
SDG&E | GWh | Commercial | Com - Storage (Unconditioned) | Lighting | No | Lighting - Halogen Lamp (A-Line) | 0.24338 | 0.24741 | 0.25133 | 0.25534 | 0.25926 | 0 | 0 | 0 | 0 | 0 | 0 | 0
SDG&E | GWh | Commercial | Com - Storage (Unconditioned) | Lighting | No | Lighting - High Bay HID to T5 | 0.08823 | 0.089689 | 0.091113 | 0.092566 | 0.093987 | 0.095284 | 0.096358 | 0.097354 | 0.098328 | 0.099296 | 0.1003 | 0.10132
SDG&E | GWh | Commercial | Com - Storage (Unconditioned) | Lighting | No | Lighting - Induction Fixture (Indoor) | 2.2853 | 2.3231 | 2.36 | 2.3977 | 2.4345 | 2.4681 | 2.4959 | 2.5217 | 2.5469 | 2.572 | 2.598 | 2.6245
SDG&E | GWh | Commercial | Com - Storage (Unconditioned) | Lighting | No | Lighting - Induction Fixture (Outdoor) | 0.96085 | 0.97674 | 0.99224 | 1.0081 | 1.0235 | 1.0377 | 1.0494 | 1.0602 | 1.0708 | 1.0814 | 1.0923 | 1.1034
SDG&E | GWh | Commercial | Com - Storage (Unconditioned) | Lighting | No | Lighting - Linear Fluorescent Delamping | 0.068318 | 0.067266 | 0.049673 | 0.032605 | 0.016052 | 0 | 0 | 0 | 0 | 0 | 0 | 0
SDG&E | GWh | Commercial | Com - Storage (Unconditioned) | Lighting | No | Lighting - Low Bay HID to T5 | 0 | 0 | 0 | 0 | 0 | 0 | 0 | 0 | 0.52273 | 0.52787 | 0.53321 | 0.53865
SDG&E | GWh | Commercial | Com - Storage (Unconditioned) | Lighting | No | Lighting - Plug-In Fixture (Exterior) | 0.88819 | 0.90288 | 0.91721 | 0.93184 | 0.94614 | 0.95921 | 0.97001 | 0.98004 | 0.98985 | 0.99959 | 1.0097 | 1.02
SDG&E | GWh | Commercial | Com - Storage (Unconditioned) | Lighting | No | Lighting - Plug-In Fixture (Linear Fluorescent) | 5.5653 | 5.6573 | 5.7471 | 5.8388 | 5.9284 | 0 | 0 | 0 | 0 | 0 | 0 | 0
SDG&E | GWh | Commercial | Com - Storage (Unconditioned) | Lighting | No | Lighting - Plug-In Fixture (PSMH with Electronic Ballast) | 2.9941 | 3.0436 | 3.0919 | 3.1412 | 3.1894 | 3.2335 | 3.2699 | 3.3037 | 3.3368 | 3.3696 | 3.4037 | 3.4384
SDG&E | GWh | Commercial | Com - Storage (Unconditioned) | SHW | No | SHW - EF Rated Instantaneous Water Heater (Electric) | 0.0033792 | 0.0034336 | 0.0034866 | 0.0035408 | 0.0035937 | 0.003642 | 0.0036819 | 0.0037188 | 0.003755 | 0.0037909 | 0.0038282 | 0.0038662
SDG&E | GWh | Commercial | Com - Storage (Unconditioned) | Service | No | HVAC - Comprehensive Rooftop Unit Quality Maintenance | 15.6089 | 15.3685 | 15.1318 | 14.8988 | 14.6693 | 14.4434 | 14.221 | 14.002 | 13.7864 | 13.5741 | 13.365 | 13.1592
SDG&E | GWh | Commercial | Com - Storage (Unconditioned) | Service | No | Service - HVAC Fault Detection & Diagnositics | 4.8118 | 4.8914 | 4.969 | 5.0483 | 5.1258 | 5.1965 | 5.2551 | 5.3094 | 5.3626 | 5.4153 | 5.4702 | 5.5259
SDG&E | GWh | Commercial | Com - Storage (Unconditioned) | Service | No | Service - Retro-Commissioning (Electric) | 0 | 0 | 0 | 0 | 0 | 0 | 0 | 0 | 14.3031 | 14.0828 | 13.8659 | 13.6524
SDG&E | GWh | Commercial | Com - Storage (Unconditioned) | WholeBlg | No | HVAC - Energy Management System | 2.8218 | 2.8684 | 2.914 | 2.9604 | 3.0059 | 3.0474 | 3.0817 | 3.1136 | 3.1447 | 3.1757 | 3.2078 | 3.2405
SDG&E | GWh | Commercial | Com - Storage (Unconditioned) | WholeBlg | No | WholeBlg - Com RET Level 1 | 3.3555 | 3.3038 | 3.2529 | 3.2028 | 3.1535 | 3.1049 | 3.0571 | 3.0101 | 2.9637 | 2.9181 | 2.8731 | 2.8289
SDG&E | GWh | Commercial | Com - Storage (Unconditioned) | WholeBlg | No | WholeBlg - Com RET Level 2 | 30.2612 | 29.7952 | 29.3364 | 28.8846 | 28.4397 | 28.0018 | 27.5706 | 27.146 | 26.7279 | 26.3163 | 25.911 | 25.512
SDG&E | GWh | Commercial | Com - Warehouse (Refrigerated) | AppPlug | No | AppPlug - Desktop Computer (Com - Power Management) | 0.046085 | 0.046847 | 0.047591 | 0.04835 | 0.049092 | 0.04977 | 0.050331 | 0.050851 | 0.05136 | 0.051865 | 0.05239 | 0.052925
SDG&E | GWh | Commercial | Com - Warehouse (Refrigerated) | AppPlug | No | AppPlug - Occupancy Sensor Plug Strip | 0 | 0 | 0 | 0 | 0 | 0 | 0 | 0 | 0 | 0.024165 | 0.02441 | 0.024659
SDG&E | GWh | Commercial | Com - Warehouse (Refrigerated) | AppPlug | No | AppPlug - Vending Machine Controls | 0.096477 | 0.098073 | 0.09963 | 0.10122 | 0.10277 | 0.10419 | 0.10537 | 0.10645 | 0.10752 | 0.10858 | 0.10968 | 0.1108
SDG&E | GWh | Commercial | Com - Warehouse (Refrigerated) | BldgEnv | No | BldgEnv - Wall Spray On Insulation | 0.01324 | 0.013036 | 0.012835 | 0.012637 | 0.012443 | 0.012251 | 0.012062 | 0.011877 | 0.011694 | 0.011514 | 0.011336 | 0.011162
SDG&E | GWh | Commercial | Com - Warehouse (Refrigerated) | BldgEnv | No | BldgEnv - Window Film | 0 | 0.027331 | 0.02691 | 0.026496 | 0.026088 | 0.025686 | 0.02529 | 0.024901 | 0.024517 | 0.02414 | 0.023768 | 0.023402
SDG&E | GWh | Commercial | Com - Warehouse (Refrigerated) | ComRefrig | No | ComRefrig - Strip Curtain for Walk In Refrigerator | 0 | 0.028112 | 0.027679 | 0.027253 | 0.026833 | 0.02642 | 0.026013 | 0.025612 | 0.025218 | 0.02483 | 0.024447 | 0.024071
SDG&E | GWh | Commercial | Com - Warehouse (Refrigerated) | Lighting | Yes | Lighting - LED Fixture (Replacing T8) - Emerging | 0.67036 | 0.69176 | 0.71326 | 0.73855 | 0.76075 | 0.78236 | 0.79924 | 0.81572 | 0.83221 | 0.84883 | 0.86591 | 0.87984
SDG&E | GWh | Commercial | Com - Warehouse (Refrigerated) | Lighting | Yes | Lighting - LED Lamp (Basic High - Indoor) - Emerging | 0.0037286 | 0.003853 | 0.0039693 | 0.004071 | 0.0041726 | 0.00054915 | 0.00055944 | 0.0005682 | 0.00057691 | 0.00058444 | 0.00059223 | 0.00060017
SDG&E | GWh | Commercial | Com - Warehouse (Refrigerated) | Lighting | Yes | Lighting - LED Lamp (Basic Low - Indoor) - Emerging | 0.028094 | 0.02907 | 0.029982 | 0.030775 | 0.031568 | 0.0049247 | 0.00502 | 0.0051008 | 0.0051813 | 0.0052621 | 0.0053337 | 0.0054067
SDG&E | GWh | Commercial | Com - Warehouse (Refrigerated) | Lighting | Yes | Lighting - LED Plug-In Indoor Fixture - Emerging | 0.12722 | 0.13104 | 0.13443 | 0.13704 | 0.14006 | 0.0081015 | 0.0082223 | 0.0083635 | 0.0084649 | 0.0085796 | 0.0086847 | 0.0088054
SDG&E | GWh | Commercial | Com - Warehouse (Refrigerated) | Lighting | No | Lighting - Cold Cathode Lamp | 0.0020042 | 0.0020374 | 0.0020697 | 0.0021027 | 0.002135 | 0 | 0 | 0 | 0 | 0 | 0 | 0
SDG&E | GWh | Commercial | Com - Warehouse (Refrigerated) | Lighting | No | Lighting - Compact Fluorescent Fixture (Indoor) | 0.026946 | 0.027349 | 0.027743 | 0.028146 | 0.028539 | 0 | 0 | 0 | 0 | 0 | 0 | 0
SDG&E | GWh | Commercial | Com - Warehouse (Refrigerated) | Lighting | No | Lighting - Halogen Lamp (A-Line) | 0.0044922 | 0.0045665 | 0.004639 | 0.004713 | 0.0047854 | 0 | 0 | 0 | 0 | 0 | 0 | 0
SDG&E | GWh | Commercial | Com - Warehouse (Refrigerated) | Lighting | No | Lighting - High Bay HID to T5 | 0.0036282 | 0.0036756 | 0.0037218 | 0.0037692 | 0.0038154 | 0.0038573 | 0.003891 | 0.003922 | 0.0039522 | 0.0039823 | 0.0040138 | 0.0040461
SDG&E | GWh | Commercial | Com - Warehouse (Refrigerated) | Lighting | No | Lighting - Induction Fixture (Indoor) | 0.045978 | 0.046738 | 0.04748 | 0.048238 | 0.048978 | 0.049654 | 0.050214 | 0.050733 | 0.051241 | 0.051745 | 0.052269 | 0.052802
SDG&E | GWh | Commercial | Com - Warehouse (Refrigerated) | Lighting | No | Lighting - Induction Fixture (Outdoor) | 0.017735 | 0.018028 | 0.018314 | 0.018607 | 0.018892 | 0.019153 | 0.019369 | 0.019569 | 0.019765 | 0.019959 | 0.020161 | 0.020367
SDG&E | GWh | Commercial | Com - Warehouse (Refrigerated) | Lighting | No | Lighting - Linear Fluorescent Delamping | 0.0017562 | 0.0017292 | 0.0012769 | 0.00083817 | 0.00041263 | 0 | 0 | 0 | 0 | 0 | 0 | 0
SDG&E | GWh | Commercial | Com - Warehouse (Refrigerated) | Lighting | No | Lighting - Low Bay HID to T5 | 0.019288 | 0.01954 | 0.019786 | 0.020038 | 0.020283 | 0.020506 | 0.020685 | 0.02085 | 0.02101 | 0.02117 | 0.021338 | 0.02151
SDG&E | GWh | Commercial | Com - Warehouse (Refrigerated) | Lighting | No | Lighting - Occupancy Sensor | 0 | 0 | 0 | 0 | 0 | 0.13081 | 0.1323 | 0.13369 | 0.13504 | 0.13638 | 0.13778 | 0.13919
SDG&E | GWh | Commercial | Com - Warehouse (Refrigerated) | Lighting | No | Lighting - Plug-In Fixture (Exterior) | 0.016394 | 0.016665 | 0.016929 | 0.0172 | 0.017464 | 0.017705 | 0.017904 | 0.018089 | 0.01827 | 0.01845 | 0.018637 | 0.018827
SDG&E | GWh | Commercial | Com - Warehouse (Refrigerated) | Lighting | No | Lighting - Plug-In Fixture (Linear Fluorescent) | 0.11835 | 0.1199 | 0.1214 | 0.12295 | 0.12446 | 0 | 0 | 0 | 0 | 0 | 0 | 0
SDG&E | GWh | Commercial | Com - Warehouse (Refrigerated) | Lighting | No | Lighting - Plug-In Fixture (MH Directional) | 0 | 0 | 0 | 0 | 0 | 0 | 0 | 0.013882 | 0.017358 | 0.017491 | 0.017629 | 0.017771
SDG&E | GWh | Commercial | Com - Warehouse (Refrigerated) | Lighting | No | Lighting - Plug-In Fixture (PSMH with Electronic Ballast) | 0.12306 | 0.12467 | 0.12623 | 0.12784 | 0.12941 | 0.13083 | 0.13197 | 0.13302 | 0.13405 | 0.13507 | 0.13614 | 0.13723
SDG&E | GWh | Commercial | Com - Warehouse (Refrigerated) | Service | No | HVAC - Comprehensive Rooftop Unit Quality Maintenance | 0.2881 | 0.28366 | 0.2793 | 0.275 | 0.27076 | 0.26659 | 0.26249 | 0.25844 | 0.25446 | 0.25054 | 0.24669 | 0.24289
SDG&E | GWh | Commercial | Com - Warehouse (Refrigerated) | Service | No | Service - HVAC Fault Detection & Diagnositics | 0.088814 | 0.090283 | 0.091716 | 0.09318 | 0.09461 | 0.095916 | 0.096996 | 0.097999 | 0.09898 | 0.099954 | 0.10097 | 0.102
SDG&E | GWh | Commercial | Com - Warehouse (Refrigerated) | Service | No | Service - Retro-Commissioning (Electric) | 0 | 0 | 0 | 0 | 0 | 0 | 0 | 0 | 0.264 | 0.25993 | 0.25593 | 0.25199
SDG&E | GWh | Commercial | Com - Warehouse (Refrigerated) | WholeBlg | No | HVAC - Energy Management System | 0.052083 | 0.052944 | 0.053785 | 0.054643 | 0.055481 | 0.056247 | 0.056881 | 0.057469 | 0.058044 | 0.058615 | 0.059209 | 0.059812
SDG&E | GWh | Commercial | Com - Warehouse (Refrigerated) | WholeBlg | No | WholeBlg - Com RET Level 1 | 0.088324 | 0.086964 | 0.085625 | 0.084306 | 0.083008 | 0.08173 | 0.080471 | 0.079232 | 0.078011 | 0.07681 | 0.075627 | 0.074463
SDG&E | GWh | Commercial | Com - Warehouse (Refrigerated) | WholeBlg | No | WholeBlg - Com RET Level 2 | 0.75675 | 0.7451 | 0.73362 | 0.72233 | 0.7112 | 0.70025 | 0.68947 | 0.67885 | 0.66839 | 0.6581 | 0.64797 | 0.63799
SDG&E | MW | Commercial | Com - Assembly | AppPlug | No | AppPlug - Computer Monitor | 0.012297 | 0.024235 | 0.035935 | 0.047677 | 0.059193 | 0.070096 | 0.079953 | 0.089396 | 0.098665 | 0.10783 | 0.11708 | 0.12632
SDG&E | MW | Commercial | Com - Assembly | AppPlug | No | AppPlug - Desktop Computer (Com - Power Management) | 0.1742 | 0.17708 | 0.17989 | 0.18276 | 0.18556 | 0.18812 | 0.19024 | 0.19221 | 0.19413 | 0.19604 | 0.19803 | 0.20005
SDG&E | MW | Commercial | Com - Assembly | AppPlug | No | AppPlug - Occupancy Sensor Plug Strip | 0 | 0 | 0 | 0 | 0 | 0 | 0 | 0 | 0 | 0.24665 | 0.24914 | 0.25168
SDG&E | MW | Commercial | Com - Assembly | BldgEnv | No | BldgEnv - Wall Spray On Insulation | 1.2578 | 1.2384 | 1.2194 | 1.2006 | 1.1821 | 1.1639 | 1.146 | 1.1283 | 1.1109 | 1.0938 | 1.077 | 1.0604
SDG&E | MW | Commercial | Com - Assembly | BldgEnv | No | BldgEnv - Window Film | 0.75215 | 0.74057 | 0.72917 | 0.71794 | 0.70688 | 0.69599 | 0.68528 | 0.67472 | 0.66433 | 0.6541 | 0.64403 | 0.63411
SDG&E | MW | Commercial | Com - Assembly | HVAC | Yes | HVAC - Advanced Package Rooftop AC (> EER 12) - Emerging | 0 | 4.1378 | 4.0741 | 4.0114 | 3.9496 | 3.8888 | 3.8289 | 3.7699 | 3.7119 | 3.6547 | 3.5984 | 3.543
SDG&E | MW | Commercial | Com - Assembly | HVAC | No | HVAC - Demand Controlled Ventilation | 0.13222 | 0.1344 | 0.13654 | 0.13871 | 0.14084 | 0.14279 | 0.1444 | 0.14589 | 0.14735 | 0.1488 | 0.1503 | 0.15184
SDG&E | MW | Commercial | Com - Assembly | HVAC | No | HVAC - Direct Evaporative Cooler | 0.76351 | 0.77613 | 0.78845 | 0.80103 | 0.81332 | 0.82455 | 0.83384 | 0.84246 | 0.85089 | 0.85927 | 0.86797 | 0.87682
SDG&E | MW | Commercial | Com - Assembly | HVAC | No | HVAC - EER Rated Package Rooftop AC (EER 11) | 0 | 0 | 0 | 0.23024 | 0.28585 | 0.3385 | 0.3861 | 0.43171 | 0.47647 | 0.52072 | 0.56538 | 0.61003
SDG&E | MW | Commercial | Com - Assembly | HVAC | No | HVAC - SEER Rated Package Rooftop AC (Recharge) | 2.0071 | 1.9762 | 1.9458 | 1.9158 | 1.8863 | 1.8573 | 1.8287 | 1.8005 | 1.7728 | 1.7455 | 1.7186 | 1.6921
SDG&E | MW | Commercial | Com - Assembly | HVAC | No | HVAC - SEER Rated Package Rooftop AC (SEER 14) | 2.3054 | 2.359 | 0 | 0 | 0 | 0 | 0 | 0 | 0 | 0 | 0 | 0
SDG&E | MW | Commercial | Com - Assembly | HVAC | No | HVAC - SEER Rated Package Rooftop AC (SEER 15) | 0 | 0 | 2.9803 | 3.0262 | 3.0711 | 3.112 | 3.1457 | 3.1769 | 3.2075 | 3.2378 | 3.2694 | 3.3015
SDG&E | MW | Commercial | Com - Assembly | HVAC | No | HVAC - SEER Rated Package Rooftop HP (SEER 15) | 2.4845 | 2.5275 | 1.193 | 1.2129 | 1.2323 | 1.2501 | 1.2649 | 1.2786 | 1.292 | 1.3054 | 1.3192 | 1.3333
SDG&E | MW | Commercial | Com - Assembly | HVAC | No | HVAC - SEER Rated Split System AC (SEER 14) | 0.92653 | 0.9528 | 0.97849 | 0 | 0 | 0 | 0 | 0 | 0 | 0 | 0 | 0
SDG&E | MW | Commercial | Com - Assembly | HVAC | No | HVAC - SEER Rated Split System AC (SEER 15) | 0 | 0 | 0 | 1.1355 | 1.1512 | 1.1655 | 1.1772 | 1.188 | 1.1985 | 1.209 | 1.22 | 1.2311
SDG&E | MW | Commercial | Com - Assembly | HVAC | No | HVAC - SEER Rated Split System HP (SEER 15) | 1.3736 | 1.3975 | 0.6597 | 0.67076 | 0.68158 | 0.69148 | 0.69972 | 0.70737 | 0.71486 | 0.72229 | 0.73 | 0.73784
SDG&E | MW | Commercial | Com - Assembly | Lighting | Yes | Lighting - LED Fixture (Replacing T8) - Emerging | 0 | 3.8965 | 4.0319 | 4.1893 | 4.3294 | 4.4659 | 4.5747 | 4.681 | 4.7874 | 4.8947 | 5.005 | 5.0972
SDG&E | MW | Commercial | Com - Assembly | Lighting | Yes | Lighting - LED Lamp (Basic High - Indoor) - Emerging | 0.69152 | 0.71589 | 0.73878 | 0.75899 | 0.77918 | 0.1027 | 0.10476 | 0.10653 | 0.1083 | 0.10984 | 0.11143 | 0.11305
SDG&E | MW | Commercial | Com - Assembly | Lighting | Yes | Lighting - LED Lamp (Basic Low - Indoor) - Emerging | 0.75541 | 0.7831 | 0.80908 | 0.83187 | 0.85467 | 0.13353 | 0.13629 | 0.13866 | 0.14102 | 0.14338 | 0.1455 | 0.14766
SDG&E | MW | Commercial | Com - Assembly | Lighting | Yes | Lighting - LED Plug-In Indoor Fixture - Emerging | 0.52561 | 0.54237 | 0.55739 | 0.56916 | 0.58266 | 0.033752 | 0.0343 | 0.034933 | 0.035399 | 0.03592 | 0.036402 | 0.03695
SDG&E | MW | Commercial | Com - Assembly | Lighting | No | Lighting - Cold Cathode Lamp | 0.0037677 | 0.00383 | 0.0038908 | 0.0039529 | 0.0040136 | 0 | 0 | 0 | 0 | 0 | 0 | 0
SDG&E | MW | Commercial | Com - Assembly | Lighting | No | Lighting - Compact Fluorescent Fixture (Indoor) | 1.2075 | 1.2278 | 1.2476 | 1.2679 | 1.2876 | 0 | 0 | 0 | 0 | 0 | 0 | 0
SDG&E | MW | Commercial | Com - Assembly | Lighting | No | Lighting - Exit Fixture (LED) | 0.11985 | 0.11801 | 0.11619 | 0.1144 | 0.11264 | 0.1109 | 0.1092 | 0.10751 | 0.10586 | 0.10423 | 0.10262 | 0.10104
SDG&E | MW | Commercial | Com - Assembly | Lighting | No | Lighting - Halogen Lamp (A-Line) | 0.003384 | 0.00344 | 0.0034946 | 0.0035504 | 0.0036049 | 0 | 0 | 0 | 0 | 0 | 0 | 0
SDG&E | MW | Commercial | Com - Assembly | Lighting | No | Lighting - High Bay HID to T5 | 0 | 0 | 0 | 0 | 0 | 0.14374 | 0.17565 | 0.1775 | 0.17931 | 0.18111 | 0.18298 | 0.18488
SDG&E | MW | Commercial | Com - Assembly | Lighting | No | Lighting - Induction Fixture (Indoor) | 0.30354 | 0.30856 | 0.31346 | 0.31846 | 0.32334 | 0.32781 | 0.3315 | 0.33493 | 0.33828 | 0.34161 | 0.34507 | 0.34859
SDG&E | MW | Commercial | Com - Assembly | Lighting | No | Lighting - Induction Fixture (Outdoor) | 0.13162 | 0.1338 | 0.13592 | 0.13809 | 0.14021 | 0.14215 | 0.14375 | 0.14524 | 0.14669 | 0.14813 | 0.14963 | 0.15116
SDG&E | MW | Commercial | Com - Assembly | Lighting | No | Lighting - Linear Fluorescent Delamping | 0.017821 | 0.017546 | 0.012957 | 0.0085051 | 0 | 0 | 0 | 0 | 0 | 0 | 0 | 0
SDG&E | MW | Commercial | Com - Assembly | Lighting | No | Lighting - Linear Fluorescent Fixture (Low Wattage T8) | 1.448 | 0 | 0 | 0 | 0 | 0 | 0 | 0 | 0 | 0 | 0 | 0
SDG&E | MW | Commercial | Com - Assembly | Lighting | No | Lighting - Plug-In Fixture (Linear Fluorescent) | 0 | 0.4578 | 0.49666 | 0.50472 | 0.51259 | 0 | 0 | 0 | 0 | 0 | 0 | 0
SDG&E | MW | Commercial | Com - Assembly | Lighting | No | Lighting - Plug-In Fixture (PSMH with Electronic Ballast) | 0 | 0 | 0 | 0.23877 | 0.23509 | 0.27964 | 0.28285 | 0.28583 | 0.28875 | 0.29164 | 0.29465 | 0.29771
SDG&E | MW | Commercial | Com - Assembly | Lighting | No | Lighting - Plug-In Fixture (PSMH) | 0.25613 | 0.26044 | 0.26465 | 0.032455 | 0.040294 | 0 | 0 | 0 | 0 | 0 | 0 | 0
SDG&E | MW | Commercial | Com - Assembly | SHW | No | SHW - EF Rated Instantaneous Water Heater (Electric) | 0.014736 | 0.014978 | 0.015214 | 0.015456 | 0.015691 | 0.015907 | 0.016085 | 0.01625 | 0.016412 | 0.016572 | 0.016739 | 0.016909
SDG&E | MW | Commercial | Com - Assembly | Service | No | HVAC - Comprehensive Rooftop Unit Quality Maintenance | 1.5642e-06 | 1.5401e-06 | 1.5163e-06 | 1.493e-06 | 1.47e-06 | 1.4474e-06 | 1.4251e-06 | 1.4031e-06 | 1.3815e-06 | 1.3602e-06 | 1.3393e-06 | 1.3187e-06
SDG&E | MW | Commercial | Com - Assembly | Service | No | Service - HVAC Fault Detection & Diagnositics | 0.0016239 | 0.0016507 | 0.0016769 | 0.0017037 | 0.0017298 | 0.0017537 | 0.0017735 | 0.0017918 | 0.0018097 | 0.0018276 | 0.0018461 | 0.0018649
SDG&E | MW | Commercial | Com - Assembly | Service | No | Service - Retro-Commissioning (Electric) | 0 | 0 | 0 | 0 | 0 | 0 | 0 | 0 | 0.0050955 | 0.0050171 | 0.0049398 | 0.0048637
SDG&E | MW | Commercial | Com - Assembly | WholeBlg | No | HVAC - Energy Management System | 0.00017822 | 0.00018116 | 0.00018404 | 0.00018698 | 0.00018985 | 0.00019247 | 0.00019463 | 0.00019665 | 0.00019861 | 0.00020057 | 0.0002026 | 0.00020467
SDG&E | MW | Commercial | Com - Assembly | WholeBlg | No | WholeBlg - Com RET Level 1 | 4.1887 | 4.1242 | 4.0606 | 3.9981 | 3.9365 | 3.8759 | 3.8162 | 3.7575 | 3.6996 | 3.6426 | 3.5865 | 3.5313
SDG&E | MW | Commercial | Com - Assembly | WholeBlg | No | WholeBlg - Com RET Level 2 | 29.2289 | 28.7788 | 28.3356 | 27.8993 | 27.4696 | 27.0466 | 26.6301 | 26.22 | 25.8162 | 25.4186 | 25.0271 | 24.6417
SDG&E | MW | Commercial | Com - Education (Community College) | AppPlug | No | AppPlug - Computer Monitor | 0.0076204 | 0.015018 | 0.022269 | 0.029546 | 0.036682 | 0.043439 | 0.049547 | 0.055399 | 0.061143 | 0.066823 | 0.072553 | 0.078283
SDG&E | MW | Commercial | Com - Education (Community College) | AppPlug | No | AppPlug - Desktop Computer (Com - Power Management) | 0.10795 | 0.10974 | 0.11148 | 0.11326 | 0.11499 | 0.11658 | 0.1179 | 0.11911 | 0.12031 | 0.12149 | 0.12272 | 0.12397
SDG&E | MW | Commercial | Com - Education (Community College) | AppPlug | No | AppPlug - Occupancy Sensor Plug Strip | 0 | 0 | 0 | 0 | 0 | 0 | 0 | 0 | 0 | 0.15285 | 0.1544 | 0.15597
SDG&E | MW | Commercial | Com - Education (Community College) | BldgEnv | No | BldgEnv - Wall Spray On Insulation | 0.77946 | 0.76746 | 0.75564 | 0.744 | 0.73255 | 0.72127 | 0.71016 | 0.69922 | 0.68845 | 0.67785 | 0.66741 | 0.65713
SDG&E | MW | Commercial | Com - Education (Community College) | FoodServ | No | FoodServ - Electric Griddle | 0.012017 | 0.012216 | 0.01241 | 0.012608 | 0.012802 | 0.012978 | 0.013125 | 0.01326 | 0.013393 | 0.013525 | 0.013662 | 0.013801
SDG&E | MW | Commercial | Com - Education (Community College) | FoodServ | No | FoodServ - Electric Steamer | 0.0068363 | 0.0069493 | 0.0070596 | 0.0071723 | 0.0072823 | 0.0073829 | 0.007466 | 0.0075432 | 0.0076187 | 0.0076937 | 0.0077716 | 0.0078508
SDG&E | MW | Commercial | Com - Education (Community College) | FoodServ | No | FoodServ - Fryer (Electric) | 0 | 0 | 0 | 0 | 0 | 0 | 0 | 0 | 0 | 0 | 0.00054577 | 0.00055133
SDG&E | MW | Commercial | Com - Education (Community College) | FoodServ | No | FoodServ - Oven (Electric) | 0.14811 | 0.15056 | 0.15295 | 0.15539 | 0.15777 | 0.15995 | 0.16175 | 0.16342 | 0.16506 | 0.16668 | 0.16837 | 0.17009
SDG&E | MW | Commercial | Com - Education (Community College) | HVAC | No | HVAC - Chiller (Centrifugal) | 0.7009 | 0.69011 | 0.67948 | 0.66902 | 0.65872 | 0.64857 | 0.63858 | 0.62875 | 0.61907 | 0.60953 | 0.60015 | 0.5909
SDG&E | MW | Commercial | Com - Education (Community College) | HVAC | No | HVAC - Chiller (Reciprocating) | 0.81152 | 0.81768 | 0.82366 | 0.8299 | 0.83597 | 0.84127 | 0.84514 | 0.84855 | 0.85186 | 0.85518 | 0.8588 | 0.86257
SDG&E | MW | Commercial | Com - Education (Community College) | HVAC | No | HVAC - Demand Controlled Ventilation | 0.058372 | 0.059337 | 0.060279 | 0.061241 | 0.062181 | 0.063039 | 0.063749 | 0.064408 | 0.065053 | 0.065693 | 0.066358 | 0.067035
SDG&E | MW | Commercial | Com - Education (Community College) | HVAC | No | HVAC - Direct Evaporative Cooler | 0.27229 | 0.27679 | 0.28119 | 0.28567 | 0.29006 | 0.29406 | 0.29737 | 0.30045 | 0.30345 | 0.30644 | 0.30954 | 0.3127
SDG&E | MW | Commercial | Com - Education (Community College) | HVAC | No | HVAC - EER Rated Package Rooftop AC (EER 11) | 0 | 0 | 0 | 0 | 0.71166 | 0.84193 | 0.851 | 0.8594 | 0.86761 | 0.87577 | 0.88426 | 0.89291
SDG&E | MW | Commercial | Com - Education (Community College) | HVAC | No | HVAC - SEER Rated Package Rooftop AC (Recharge) | 0 | 0 | 0 | 0 | 0 | 0 | 0 | 0.82666 | 0.81393 | 0.80139 | 0.78905 | 0.7769
SDG&E | MW | Commercial | Com - Education (Community College) | HVAC | No | HVAC - SEER Rated Package Rooftop AC (SEER 14) | 0.72938 | 0.74539 | 0 | 0 | 0 | 0 | 0 | 0 | 0 | 0 | 0 | 0
SDG&E | MW | Commercial | Com - Education (Community College) | HVAC | No | HVAC - SEER Rated Package Rooftop AC (SEER 15) | 0 | 0 | 1.0818 | 1.0953 | 1.1084 | 1.1203 | 1.1298 | 1.1386 | 1.1471 | 1.1556 | 1.1646 | 1.1737
SDG&E | MW | Commercial | Com - Education (Community College) | HVAC | No | HVAC - SEER Rated Package Rooftop HP (SEER 15) | 0.87306 | 0.89087 | 0.4217 | 0.42992 | 0.43796 | 0.44536 | 0.45159 | 0.45741 | 0.4631 | 0.46876 | 0.4746 | 0.48051
SDG&E | MW | Commercial | Com - Education (Community College) | HVAC | No | HVAC - SEER Rated Split System AC (SEER 14) | 0.30484 | 0.3108 | 0.31662 | 0 | 0 | 0 | 0 | 0 | 0 | 0 | 0 | 0
SDG&E | MW | Commercial | Com - Education (Community College) | HVAC | No | HVAC - SEER Rated Split System AC (SEER 15) | 0 | 0 | 0 | 0.41958 | 0.42511 | 0.43012 | 0.43419 | 0.43795 | 0.44162 | 0.44527 | 0.44909 | 0.45298
SDG&E | MW | Commercial | Com - Education (Community College) | HVAC | No | HVAC - SEER Rated Split System HP (SEER 15) | 0.5164 | 0.52526 | 0.24788 | 0.25198 | 0.25598 | 0.25964 | 0.26268 | 0.2655 | 0.26826 | 0.271 | 0.27385 | 0.27674
SDG&E | MW | Commercial | Com - Education (Community College) | Lighting | Yes | Lighting - LED Fixture (Replacing T8) - Emerging | 0 | 0 | 5.6436 | 5.8634 | 6.059 | 6.2497 | 6.4014 | 6.5497 | 6.6982 | 6.8479 | 7.0019 | 7.1305
SDG&E | MW | Commercial | Com - Education (Community College) | Lighting | Yes | Lighting - LED Lamp (Basic High - Indoor) - Emerging | 0.10358 | 0.10724 | 0.11068 | 0.11371 | 0.11674 | 0.015388 | 0.015698 | 0.015964 | 0.016229 | 0.016461 | 0.0167 | 0.016944
SDG&E | MW | Commercial | Com - Education (Community College) | Lighting | Yes | Lighting - LED Lamp (Basic Low - Indoor) - Emerging | 0.13199 | 0.13684 | 0.14138 | 0.14538 | 0.14937 | 0.023338 | 0.023822 | 0.024237 | 0.02465 | 0.025065 | 0.025436 | 0.025814
SDG&E | MW | Commercial | Com - Education (Community College) | Lighting | Yes | Lighting - LED Plug-In Indoor Fixture - Emerging | 0.3512 | 0.36243 | 0.37249 | 0.38038 | 0.38942 | 0.02256 | 0.022928 | 0.023352 | 0.023664 | 0.024013 | 0.024337 | 0.024704
SDG&E | MW | Commercial | Com - Education (Community College) | Lighting | No | Lighting - Cold Cathode Lamp | 0.0018337 | 0.001864 | 0.0018936 | 0.0019238 | 0.0019534 | 0 | 0 | 0 | 0 | 0 | 0 | 0
SDG&E | MW | Commercial | Com - Education (Community College) | Lighting | No | Lighting - Compact Fluorescent Fixture (Indoor) | 1.4008 | 1.4245 | 1.4476 | 1.4712 | 1.4942 | 0 | 0 | 0 | 0 | 0 | 0 | 0
SDG&E | MW | Commercial | Com - Education (Community College) | Lighting | No | Lighting - Exit Fixture (LED) | 0.083995 | 0.082702 | 0.081428 | 0.080174 | 0.078939 | 0.077724 | 0.076527 | 0.075348 | 0.074188 | 0.073045 | 0.07192 | 0.070813
SDG&E | MW | Commercial | Com - Education (Community College) | Lighting | No | Lighting - Halogen Lamp (A-Line) | 0.0020971 | 0.0021318 | 0.0021656 | 0.0022002 | 0.002234 | 0 | 0 | 0 | 0 | 0 | 0 | 0
SDG&E | MW | Commercial | Com - Education (Community College) | Lighting | No | Lighting - High Bay HID to T5 | 0 | 0 | 0 | 0 | 0 | 0 | 0.12437 | 0.12567 | 0.12695 | 0.12821 | 0.12953 | 0.13086
SDG&E | MW | Commercial | Com - Education (Community College) | Lighting | No | Lighting - Induction Fixture (Indoor) | 0.18966 | 0.1928 | 0.19586 | 0.19898 | 0.20203 | 0.20482 | 0.20713 | 0.20927 | 0.21137 | 0.21345 | 0.21561 | 0.21781
SDG&E | MW | Commercial | Com - Education (Community College) | Lighting | No | Lighting - Induction Fixture (Outdoor) | 0.081568 | 0.082916 | 0.084233 | 0.085577 | 0.08689 | 0.08809 | 0.089082 | 0.090003 | 0.090904 | 0.091799 | 0.092728 | 0.093673
SDG&E | MW | Commercial | Com - Education (Community College) | Lighting | No | Lighting - Light Sensor | 0 | 0 | 0 | 0 | 0.025991 | 0.030778 | 0.035106 | 0.039252 | 0.043322 | 0.14439 | 0.14696 | 0.14954
SDG&E | MW | Commercial | Com - Education (Community College) | Lighting | No | Lighting - Linear Fluorescent Delamping | 0.0041447 | 0.0040809 | 0.0030135 | 0.0019781 | 0 | 0 | 0 | 0 | 0 | 0 | 0 | 0
SDG&E | MW | Commercial | Com - Education (Community College) | Lighting | No | Lighting - Linear Fluorescent Fixture (Low Wattage T8) | 2.0988 | 2.1339 | 0 | 0 | 0 | 0 | 0 | 0 | 0 | 0 | 0 | 0
SDG&E | MW | Commercial | Com - Education (Community College) | Lighting | No | Lighting - Plug-In Fixture (Linear Fluorescent) | 0 | 0 | 0 | 0 | 0.34242 | 0 | 0 | 0 | 0 | 0 | 0 | 0
SDG&E | MW | Commercial | Com - Education (Community College) | Lighting | No | Lighting - Plug-In Fixture (PSMH with Electronic Ballast) | 0 | 0.011096 | 0.17852 | 0.1814 | 0.18422 | 0.18679 | 0.18892 | 0.1909 | 0.19283 | 0.19476 | 0.19675 | 0.19878
SDG&E | MW | Commercial | Com - Education (Community College) | Lighting | No | Lighting - Plug-In Fixture (PSMH) | 0.17116 | 0.16303 | 0 | 0 | 0 | 0 | 0 | 0 | 0 | 0 | 0 | 0
SDG&E | MW | Commercial | Com - Education (Community College) | SHW | No | SHW - EF Rated Instantaneous Water Heater (Electric) | 0.0041624 | 0.0042303 | 0.0042966 | 0.0043642 | 0.0044303 | 0.0044907 | 0.0045406 | 0.0045869 | 0.0046321 | 0.004677 | 0.0047237 | 0.0047713
SDG&E | MW | Commercial | Com - Education (Community College) | Service | No | HVAC - Comprehensive Rooftop Unit Quality Maintenance | 9.6932e-07 | 9.5439e-07 | 9.3969e-07 | 9.2522e-07 | 9.1097e-07 | 8.9694e-07 | 8.8313e-07 | 8.6953e-07 | 8.5614e-07 | 8.4295e-07 | 8.2997e-07 | 8.1719e-07
SDG&E | MW | Commercial | Com - Education (Community College) | Service | No | Service - HVAC Fault Detection & Diagnositics | 0.0010063 | 0.001023 | 0.0010392 | 0.0010558 | 0.001072 | 0.0010868 | 0.001099 | 0.0011104 | 0.0011215 | 0.0011326 | 0.001144 | 0.0011557
SDG&E | MW | Commercial | Com - Education (Community College) | Service | No | Service - Retro-Commissioning (Electric) | 0 | 0 | 0 | 0 | 0 | 0 | 0 | 0 | 0.0031577 | 0.0031091 | 0.0030612 | 0.0030141
SDG&E | MW | Commercial | Com - Education (Community College) | WholeBlg | No | HVAC - Energy Management System | 0.00011044 | 0.00011227 | 0.00011405 | 0.00011587 | 0.00011765 | 0.00011927 | 0.00012062 | 0.00012186 | 0.00012308 | 0.00012429 | 0.00012555 | 0.00012683
SDG&E | MW | Commercial | Com - Education (Community College) | WholeBlg | No | WholeBlg - Com RET Level 1 | 1.8469 | 1.8185 | 1.7905 | 1.7629 | 1.7357 | 1.709 | 1.6827 | 1.6568 | 1.6313 | 1.6061 | 1.5814 | 1.5571
SDG&E | MW | Commercial | Com - Education (Community College) | WholeBlg | No | WholeBlg - Com RET Level 2 | 13.4856 | 13.2779 | 13.0734 | 12.8721 | 12.6739 | 12.4787 | 12.2865 | 12.0973 | 11.911 | 11.7276 | 11.547 | 11.3692
SDG&E | MW | Commercial | Com - Education (Primary School) | AppPlug | No | AppPlug - Desktop Computer (Com - Power Management) | 0.15771 | 0.16032 | 0.16286 | 0.16546 | 0.168 | 0.17032 | 0.17224 | 0.17402 | 0.17576 | 0.17749 | 0.17929 | 0.18111
SDG&E | MW | Commercial | Com - Education (Primary School) | AppPlug | No | AppPlug - Occupancy Sensor Plug Strip | 0 | 0 | 0 | 0 | 0 | 0 | 0 | 0 | 0 | 0.2233 | 0.22556 | 0.22786
SDG&E | MW | Commercial | Com - Education (Primary School) | BldgEnv | No | BldgEnv - Wall Spray On Insulation | 1.1387 | 1.1212 | 1.1039 | 1.0869 | 1.0702 | 1.0537 | 1.0375 | 1.0215 | 1.0058 | 0.99029 | 0.97504 | 0.96003
SDG&E | MW | Commercial | Com - Education (Primary School) | BldgEnv | No | BldgEnv - Window Film | 0 | 0 | 0 | 0 | 2.3086 | 2.273 | 2.238 | 2.2035 | 2.1696 | 2.1362 | 2.1033 | 2.0709
SDG&E | MW | Commercial | Com - Education (Primary School) | FoodServ | No | FoodServ - Electric Griddle | 0.2019 | 0.20524 | 0.2085 | 0.21183 | 0.21508 | 0.21805 | 0.2205 | 0.22278 | 0.22501 | 0.22723 | 0.22953 | 0.23187
SDG&E | MW | Commercial | Com - Education (Primary School) | FoodServ | No | FoodServ - Electric Steamer | 0.021639 | 0.021997 | 0.022346 | 0.022703 | 0.023051 | 0.023369 | 0.023633 | 0.023877 | 0.024116 | 0.024353 | 0.0246 | 0.024851
SDG&E | MW | Commercial | Com - Education (Primary School) | FoodServ | No | FoodServ - Fryer (Electric) | 0 | 0 | 0 | 0 | 0 | 0 | 0 | 0 | 0 | 0 | 0.0022325 | 0.0022553
SDG&E | MW | Commercial | Com - Education (Primary School) | FoodServ | No | FoodServ - Oven (Electric) | 0.049349 | 0.050165 | 0.050961 | 0.051774 | 0.052569 | 0.053294 | 0.053895 | 0.054452 | 0.054997 | 0.055538 | 0.056101 | 0.056673
SDG&E | MW | Commercial | Com - Education (Primary School) | HVAC | No | HVAC - Direct Evaporative Cooler | 0.49658 | 0.50479 | 0.5128 | 0.52099 | 0.52898 | 0.53628 | 0.54233 | 0.54793 | 0.55342 | 0.55886 | 0.56452 | 0.57028
SDG&E | MW | Commercial | Com - Education (Primary School) | HVAC | No | HVAC - SEER Rated Package Rooftop AC (SEER 14) | 1.0671 | 1.0968 | 0 | 0 | 0 | 0 | 0 | 0 | 0 | 0 | 0 | 0
SDG&E | MW | Commercial | Com - Education (Primary School) | HVAC | No | HVAC - SEER Rated Package Rooftop AC (SEER 15) | 0 | 0 | 1.7929 | 1.8183 | 1.843 | 1.8655 | 1.8839 | 1.9008 | 1.9174 | 1.9339 | 1.951 | 1.9686
SDG&E | MW | Commercial | Com - Education (Primary School) | HVAC | No | HVAC - SEER Rated Package Rooftop HP (SEER 15) | 0.85209 | 0.86768 | 0.40992 | 0.41713 | 0.42417 | 0.43063 | 0.43602 | 0.44104 | 0.44595 | 0.45083 | 0.45588 | 0.46101
SDG&E | MW | Commercial | Com - Education (Primary School) | HVAC | No | HVAC - SEER Rated Split System AC (SEER 14) | 0.50395 | 0.51732 | 0.53038 | 0 | 0 | 0 | 0 | 0 | 0 | 0 | 0 | 0
SDG&E | MW | Commercial | Com - Education (Primary School) | HVAC | No | HVAC - SEER Rated Split System AC (SEER 15) | 0 | 0 | 0 | 0.68902 | 0.69798 | 0.7061 | 0.7127 | 0.71878 | 0.72471 | 0.73062 | 0.73679 | 0.7431
SDG&E | MW | Commercial | Com - Education (Primary School) | HVAC | No | HVAC - SEER Rated Split System HP (SEER 15) | 0.53226 | 0.54097 | 0.25511 | 0.25914 | 0.26307 | 0.26667 | 0.26964 | 0.27239 | 0.27509 | 0.27777 | 0.28055 | 0.28338
SDG&E | MW | Commercial | Com - Education (Primary School) | Lighting | Yes | Lighting - LED Fixture (Replacing T8) - Emerging | 0 | 0 | 6.3975 | 6.6464 | 6.8678 | 7.0837 | 7.2555 | 7.4234 | 7.5915 | 7.761 | 7.9353 | 8.0809
SDG&E | MW | Commercial | Com - Education (Primary School) | Lighting | Yes | Lighting - LED Lamp (Basic High - Indoor) - Emerging | 0.14807 | 0.15357 | 0.15875 | 0.16336 | 0.16797 | 0.022172 | 0.022647 | 0.023058 | 0.023467 | 0.023827 | 0.024199 | 0.024578
SDG&E | MW | Commercial | Com - Education (Primary School) | Lighting | Yes | Lighting - LED Lamp (Basic Low - Indoor) - Emerging | 0.18867 | 0.19595 | 0.20279 | 0.20886 | 0.21492 | 0.033627 | 0.034367 | 0.035007 | 0.035643 | 0.036282 | 0.036859 | 0.037445
SDG&E | MW | Commercial | Com - Education (Primary School) | Lighting | Yes | Lighting - LED Plug-In Indoor Fixture - Emerging | 0.024551 | 0.02538 | 0.026128 | 0.026724 | 0.027401 | 0.0015896 | 0.0016175 | 0.0016494 | 0.0016733 | 0.0016999 | 0.0017246 | 0.0017524
SDG&E | MW | Commercial | Com - Education (Primary School) | Lighting | No | Lighting - Cold Cathode Lamp | 1.3818e-05 | 1.4046e-05 | 1.4269e-05 | 1.4497e-05 | 1.4719e-05 | 0 | 0 | 0 | 0 | 0 | 0 | 0
SDG&E | MW | Commercial | Com - Education (Primary School) | Lighting | No | Lighting - Compact Fluorescent Fixture (Indoor) | 2.0024 | 2.0398 | 2.0763 | 2.1135 | 2.1499 | 0 | 0 | 0 | 0 | 0 | 0 | 0
SDG&E | MW | Commercial | Com - Education (Primary School) | Lighting | No | Lighting - Exit Fixture (LED) | 0.10239 | 0.10081 | 0.099259 | 0.09773 | 0.096225 | 0.094743 | 0.093284 | 0.091848 | 0.090433 | 0.089041 | 0.087669 | 0.086319
SDG&E | MW | Commercial | Com - Education (Primary School) | Lighting | No | Lighting - Halogen Lamp (A-Line) | 0.0030637 | 0.0031144 | 0.0031638 | 0.0032143 | 0.0032637 | 0 | 0 | 0 | 0 | 0 | 0 | 0
SDG&E | MW | Commercial | Com - Education (Primary School) | Lighting | No | Lighting - High Bay HID to T5 | 0 | 0 | 0 | 0 | 0 | 0 | 0 | 0 | 0 | 0 | 0.10683 | 0.1483
SDG&E | MW | Commercial | Com - Education (Primary School) | Lighting | No | Lighting - Induction Fixture (Indoor) | 0.29298 | 0.29782 | 0.30255 | 0.30738 | 0.31209 | 0.3164 | 0.31997 | 0.32328 | 0.32651 | 0.32972 | 0.33306 | 0.33646
SDG&E | MW | Commercial | Com - Education (Primary School) | Lighting | No | Lighting - Induction Fixture (Outdoor) | 0.11916 | 0.12114 | 0.12306 | 0.12502 | 0.12694 | 0.12869 | 0.13014 | 0.13149 | 0.1328 | 0.13411 | 0.13547 | 0.13685
SDG&E | MW | Commercial | Com - Education (Primary School) | Lighting | No | Lighting - Light Sensor | 0 | 0 | 0 | 0 | 0 | 0 | 0 | 0 | 0 | 0 | 0 | 0.048805
SDG&E | MW | Commercial | Com - Education (Primary School) | Lighting | No | Lighting - Linear Fluorescent Delamping | 0.00019916 | 0.00019609 | 0.00014481 | 9.505e-05 | 0 | 0 | 0 | 0 | 0 | 0 | 0 | 0
SDG&E | MW | Commercial | Com - Education (Primary School) | Lighting | No | Lighting - Linear Fluorescent Fixture (Low Wattage T8) | 2.3793 | 2.419 | 0 | 0 | 0 | 0 | 0 | 0 | 0 | 0 | 0 | 0
SDG&E | MW | Commercial | Com - Education (Primary School) | Lighting | No | Lighting - Plug-In Fixture (Linear Fluorescent) | 0 | 0 | 0 | 0.020949 | 0.024181 | 0 | 0 | 0 | 0 | 0 | 0 | 0
SDG&E | MW | Commercial | Com - Education (Primary School) | Lighting | No | Lighting - Plug-In Fixture (PSMH with Electronic Ballast) | 0 | 0.011626 | 0.012608 | 0.012811 | 0.013009 | 0.01319 | 0.01334 | 0.01348 | 0.013616 | 0.013751 | 0.013892 | 0.014035
SDG&E | MW | Commercial | Com - Education (Primary School) | Lighting | No | Lighting - Plug-In Fixture (PSMH) | 0.012088 | 0.00077532 | 0 | 0 | 0 | 0 | 0 | 0 | 0 | 0 | 0 | 0
SDG&E | MW | Commercial | Com - Education (Primary School) | SHW | No | SHW - EF Rated Instantaneous Water Heater (Electric) | 0.0054291 | 0.0055247 | 0.0056181 | 0.0057132 | 0.0058063 | 0.0058915 | 0.0059624 | 0.0060283 | 0.0060928 | 0.0061569 | 0.0062232 | 0.0062907
SDG&E | MW | Commercial | Com - Education (Primary School) | Service | No | HVAC - Comprehensive Rooftop Unit Quality Maintenance | 1.4161e-06 | 1.3943e-06 | 1.3728e-06 | 1.3517e-06 | 1.3309e-06 | 1.3104e-06 | 1.2902e-06 | 1.2703e-06 | 1.2508e-06 | 1.2315e-06 | 1.2125e-06 | 1.1939e-06
SDG&E | MW | Commercial | Com - Education (Primary School) | Service | No | Service - HVAC Fault Detection & Diagnositics | 0.0014702 | 0.0014945 | 0.0015182 | 0.0015424 | 0.0015661 | 0.0015877 | 0.0016056 | 0.0016222 | 0.0016385 | 0.0016546 | 0.0016713 | 0.0016884
SDG&E | MW | Commercial | Com - Education (Primary School) | Service | No | Service - Retro-Commissioning (Electric) | 0 | 0 | 0 | 0 | 0 | 0 | 0 | 0 | 0.0046132 | 0.0045422 | 0.0044722 | 0.0044034
SDG&E | MW | Commercial | Com - Education (Primary School) | WholeBlg | No | HVAC - Energy Management System | 0.00016135 | 0.00016402 | 0.00016662 | 0.00016928 | 0.00017188 | 0.00017425 | 0.00017621 | 0.00017803 | 0.00017982 | 0.00018159 | 0.00018342 | 0.00018529
SDG&E | MW | Commercial | Com - Education (Primary School) | WholeBlg | No | WholeBlg - Com RET Level 1 | 13.3029 | 3.2745 | 3.2241 | 3.1744 | 3.1256 | 3.0774 | 3.03 | 2.9834 | 2.9374 | 2.8922 | 2.8476 | 2.8038
SDG&E | MW | Commercial | Com - Education (Primary School) | WholeBlg | No | WholeBlg - Com RET Level 2 | 0 | 21.4733 | 21.1426 | 20.817 | 20.4964 | 20.1808 | 19.87 | 19.564 | 19.2627 | 18.966 | 18.674 | 18.3864
SDG&E | MW | Commercial | Com - Education (Relocatable Classroom) | AppPlug | No | AppPlug - Desktop Computer (Com - Power Management) | 0.15771 | 0.16032 | 0.16286 | 0.16546 | 0.168 | 0.17032 | 0.17224 | 0.17402 | 0.17576 | 0.17749 | 0.17929 | 0.18111
SDG&E | MW | Commercial | Com - Education (Relocatable Classroom) | AppPlug | No | AppPlug - Occupancy Sensor Plug Strip | 0 | 0 | 0 | 0 | 0 | 0 | 0 | 0 | 0 | 0.2233 | 0.22556 | 0.22786
SDG&E | MW | Commercial | Com - Education (Relocatable Classroom) | BldgEnv | No | BldgEnv - Wall Spray On Insulation | 1.1387 | 1.1212 | 1.1039 | 1.0869 | 1.0702 | 1.0537 | 1.0375 | 1.0215 | 1.0058 | 0.99029 | 0.97504 | 0.96003
SDG&E | MW | Commercial | Com - Education (Relocatable Classroom) | FoodServ | No | FoodServ - Electric Griddle | 0.2019 | 0.20524 | 0.2085 | 0.21183 | 0.21508 | 0.21805 | 0.2205 | 0.22278 | 0.22501 | 0.22723 | 0.22953 | 0.23187
SDG&E | MW | Commercial | Com - Education (Relocatable Classroom) | FoodServ | No | FoodServ - Electric Steamer | 0.021639 | 0.021997 | 0.022346 | 0.022703 | 0.023051 | 0.023369 | 0.023633 | 0.023877 | 0.024116 | 0.024353 | 0.0246 | 0.024851
SDG&E | MW | Commercial | Com - Education (Relocatable Classroom) | FoodServ | No | FoodServ - Fryer (Electric) | 0 | 0 | 0 | 0 | 0 | 0 | 0 | 0 | 0 | 0 | 0.0022325 | 0.0022553
SDG&E | MW | Commercial | Com - Education (Relocatable Classroom) | FoodServ | No | FoodServ - Oven (Electric) | 0.049349 | 0.050165 | 0.050961 | 0.051774 | 0.052569 | 0.053294 | 0.053895 | 0.054452 | 0.054997 | 0.055538 | 0.056101 | 0.056673
SDG&E | MW | Commercial | Com - Education (Relocatable Classroom) | HVAC | No | HVAC - Demand Controlled Ventilation | 0.047847 | 0.048638 | 0.04941 | 0.050199 | 0.050969 | 0.051673 | 0.052255 | 0.052795 | 0.053323 | 0.053848 | 0.054393 | 0.054948
SDG&E | MW | Commercial | Com - Education (Relocatable Classroom) | HVAC | No | HVAC - SEER Rated Package Rooftop AC (SEER 14) | 2.2115 | 2.2492 | 0 | 0 | 0 | 0 | 0 | 0 | 0 | 0 | 0 | 0
SDG&E | MW | Commercial | Com - Education (Relocatable Classroom) | HVAC | No | HVAC - SEER Rated Package Rooftop AC (SEER 15) | 0 | 0 | 2.0594 | 2.066 | 2.0723 | 2.0772 | 2.0792 | 2.0804 | 2.0816 | 2.0828 | 2.0846 | 2.087
SDG&E | MW | Commercial | Com - Education (Relocatable Classroom) | HVAC | No | HVAC - SEER Rated Package Rooftop HP (SEER 15) | 1.8226 | 1.861 | 0.88149 | 0.89922 | 0.91656 | 0.93252 | 0.946 | 0.95861 | 0.97095 | 0.9832 | 0.99583 | 1.0086
SDG&E | MW | Commercial | Com - Education (Relocatable Classroom) | HVAC | No | HVAC - SEER Rated Split System AC (SEER 14) | 1.1022 | 1.1174 | 1.1322 | 0 | 0 | 0 | 0 | 0 | 0 | 0 | 0 | 0
SDG&E | MW | Commercial | Com - Education (Relocatable Classroom) | HVAC | No | HVAC - SEER Rated Split System AC (SEER 15) | 0 | 0 | 0 | 0.90609 | 0.91229 | 0.91767 | 0.92153 | 0.92489 | 0.92816 | 0.93144 | 0.93504 | 0.93881
SDG&E | MW | Commercial | Com - Education (Relocatable Classroom) | HVAC | No | HVAC - SEER Rated Split System HP (SEER 15) | 0.79693 | 0.80791 | 0.38008 | 0.38517 | 0.39015 | 0.39466 | 0.39832 | 0.4017 | 0.40499 | 0.40827 | 0.41169 | 0.41519
SDG&E | MW | Commercial | Com - Education (Relocatable Classroom) | Lighting | Yes | Lighting - LED Fixture (Replacing T8) - Emerging | 0 | 0.45568 | 7.2061 | 7.4951 | 7.7533 | 8.0051 | 8.2065 | 8.4035 | 8.6007 | 8.7995 | 9.004 | 9.1761
SDG&E | MW | Commercial | Com - Education (Relocatable Classroom) | Lighting | Yes | Lighting - LED Lamp (Basic High - Indoor) - Emerging | 0.16706 | 0.17315 | 0.17888 | 0.18397 | 0.18905 | 0.024941 | 0.025463 | 0.025914 | 0.026362 | 0.026756 | 0.027163 | 0.027577
SDG&E | MW | Commercial | Com - Education (Relocatable Classroom) | Lighting | Yes | Lighting - LED Lamp (Basic Low - Indoor) - Emerging | 0.21288 | 0.22094 | 0.22851 | 0.2352 | 0.24189 | 0.037827 | 0.038641 | 0.039342 | 0.04004 | 0.040741 | 0.041372 | 0.042014
SDG&E | MW | Commercial | Com - Education (Relocatable Classroom) | Lighting | Yes | Lighting - LED Plug-In Indoor Fixture - Emerging | 0.02517 | 0.026003 | 0.026752 | 0.027346 | 0.028022 | 0.0016248 | 0.0016525 | 0.0016843 | 0.001708 | 0.0017344 | 0.0017589 | 0.0017866
SDG&E | MW | Commercial | Com - Education (Relocatable Classroom) | Lighting | No | Lighting - Cold Cathode Lamp | 1.7618e-05 | 1.7909e-05 | 1.8193e-05 | 1.8484e-05 | 1.8767e-05 | 0 | 0 | 0 | 0 | 0 | 0 | 0
SDG&E | MW | Commercial | Com - Education (Relocatable Classroom) | Lighting | No | Lighting - Compact Fluorescent Fixture (Indoor) | 2.2593 | 2.3 | 2.3397 | 2.3801 | 2.4197 | 0 | 0 | 0 | 0 | 0 | 0 | 0
SDG&E | MW | Commercial | Com - Education (Relocatable Classroom) | Lighting | No | Lighting - Exit Fixture (LED) | 0.094487 | 0.093032 | 0.091599 | 0.090188 | 0.088799 | 0.087432 | 0.086085 | 0.08476 | 0.083454 | 0.082169 | 0.080904 | 0.079658
SDG&E | MW | Commercial | Com - Education (Relocatable Classroom) | Lighting | No | Lighting - Halogen Lamp (A-Line) | 0.0030637 | 0.0031144 | 0.0031638 | 0.0032143 | 0.0032637 | 0 | 0 | 0 | 0 | 0 | 0 | 0
SDG&E | MW | Commercial | Com - Education (Relocatable Classroom) | Lighting | No | Lighting - High Bay HID to T5 | 0 | 0 | 0 | 0 | 0 | 0.027948 | 0.15944 | 0.16124 | 0.163 | 0.16475 | 0.16656 | 0.1684
SDG&E | MW | Commercial | Com - Education (Relocatable Classroom) | Lighting | No | Lighting - Induction Fixture (Indoor) | 0.24983 | 0.25396 | 0.25799 | 0.2621 | 0.26613 | 0.2698 | 0.27284 | 0.27566 | 0.27842 | 0.28116 | 0.28401 | 0.2869
SDG&E | MW | Commercial | Com - Education (Relocatable Classroom) | Lighting | No | Lighting - Induction Fixture (Outdoor) | 0.11916 | 0.12114 | 0.12306 | 0.12502 | 0.12694 | 0.12869 | 0.13014 | 0.13149 | 0.1328 | 0.13411 | 0.13547 | 0.13685
SDG&E | MW | Commercial | Com - Education (Relocatable Classroom) | Lighting | No | Lighting - Linear Fluorescent Delamping | 0.00019916 | 0.00019609 | 0.0001448 | 9.505e-05 | 0 | 0 | 0 | 0 | 0 | 0 | 0 | 0
SDG&E | MW | Commercial | Com - Education (Relocatable Classroom) | Lighting | No | Lighting - Linear Fluorescent Fixture (Low Wattage T8) | 2.6736 | 2.5433 | 0 | 0 | 0 | 0 | 0 | 0 | 0 | 0 | 0 | 0
SDG&E | MW | Commercial | Com - Education (Relocatable Classroom) | Lighting | No | Lighting - Plug-In Fixture (Linear Fluorescent) | 0 | 0 | 0 | 0 | 0.025151 | 0 | 0 | 0 | 0 | 0 | 0 | 0
SDG&E | MW | Commercial | Com - Education (Relocatable Classroom) | Lighting | No | Lighting - Plug-In Fixture (PSMH with Electronic Ballast) | 0 | 0 | 0.0012493 | 0.01331 | 0.013531 | 0.013734 | 0.013902 | 0.014059 | 0.014213 | 0.014365 | 0.014523 | 0.014684
SDG&E | MW | Commercial | Com - Education (Relocatable Classroom) | Lighting | No | Lighting - Plug-In Fixture (PSMH) | 0.012515 | 0.01274 | 0.011722 | 0 | 0 | 0 | 0 | 0 | 0 | 0 | 0 | 0
SDG&E | MW | Commercial | Com - Education (Relocatable Classroom) | SHW | No | SHW - EF Rated Instantaneous Water Heater (Electric) | 0.01015 | 0.010355 | 0.010555 | 0.010758 | 0.010958 | 0.011141 | 0.011295 | 0.011439 | 0.01158 | 0.01172 | 0.011864 | 0.01201
SDG&E | MW | Commercial | Com - Education (Relocatable Classroom) | Service | No | HVAC - Comprehensive Rooftop Unit Quality Maintenance | 1.4161e-06 | 1.3943e-06 | 1.3728e-06 | 1.3517e-06 | 1.3309e-06 | 1.3104e-06 | 1.2902e-06 | 1.2703e-06 | 1.2508e-06 | 1.2315e-06 | 1.2125e-06 | 1.1939e-06
SDG&E | MW | Commercial | Com - Education (Relocatable Classroom) | Service | No | Service - HVAC Fault Detection & Diagnositics | 0.0014702 | 0.0014945 | 0.0015182 | 0.0015424 | 0.0015661 | 0.0015877 | 0.0016056 | 0.0016222 | 0.0016385 | 0.0016546 | 0.0016713 | 0.0016884
SDG&E | MW | Commercial | Com - Education (Relocatable Classroom) | Service | No | Service - Retro-Commissioning (Electric) | 0 | 0 | 0 | 0 | 0 | 0 | 0 | 0 | 0.0046132 | 0.0045422 | 0.0044722 | 0.0044034
SDG&E | MW | Commercial | Com - Education (Relocatable Classroom) | WholeBlg | No | HVAC - Energy Management System | 0.00016135 | 0.00016402 | 0.00016662 | 0.00016928 | 0.00017188 | 0.00017425 | 0.00017621 | 0.00017803 | 0.00017982 | 0.00018159 | 0.00018342 | 0.00018529
SDG&E | MW | Commercial | Com - Education (Relocatable Classroom) | WholeBlg | No | WholeBlg - Com RET Level 1 | 3.2449 | 3.1949 | 3.1457 | 3.0973 | 3.0496 | 3.0026 | 2.9564 | 2.9108 | 2.866 | 2.8219 | 2.7784 | 2.7356
SDG&E | MW | Commercial | Com - Education (Relocatable Classroom) | WholeBlg | No | WholeBlg - Com RET Level 2 | 19.1373 | 18.8426 | 18.5524 | 18.2667 | 17.9854 | 17.7084 | 17.4357 | 17.1672 | 16.9028 | 16.6425 | 16.3862 | 16.1339
SDG&E | MW | Commercial | Com - Education (Secondary School) | AppPlug | No | AppPlug - Desktop Computer (Com - Power Management) | 0.078854 | 0.080158 | 0.081431 | 0.08273 | 0.083999 | 0.085159 | 0.086118 | 0.087009 | 0.087879 | 0.088745 | 0.089643 | 0.090557
SDG&E | MW | Commercial | Com - Education (Secondary School) | AppPlug | No | AppPlug - Occupancy Sensor Plug Strip | 0 | 0 | 0 | 0 | 0 | 0 | 0 | 0 | 0 | 0.11165 | 0.11278 | 0.11393
SDG&E | MW | Commercial | Com - Education (Secondary School) | BldgEnv | No | BldgEnv - Attic Batt Insulation | 0.32055 | 0.31562 | 0.31076 | 0.30597 | 0.30126 | 0.29662 | 0.29205 | 0.28755 | 0.28313 | 0.27877 | 0.27447 | 0.27025
SDG&E | MW | Commercial | Com - Education (Secondary School) | BldgEnv | No | BldgEnv - Wall Spray On Insulation | 0.56937 | 0.5606 | 0.55197 | 0.54347 | 0.5351 | 0.52686 | 0.51875 | 0.51076 | 0.50289 | 0.49515 | 0.48752 | 0.48001
SDG&E | MW | Commercial | Com - Education (Secondary School) | BldgEnv | No | BldgEnv - Window Film | 0 | 0 | 0 | 0 | 0 | 0 | 0 | 0 | 0 | 0 | 0.87082 | 0.85741
SDG&E | MW | Commercial | Com - Education (Secondary School) | FoodServ | No | FoodServ - Electric Griddle | 0.10095 | 0.10262 | 0.10425 | 0.10591 | 0.10754 | 0.10902 | 0.11025 | 0.11139 | 0.11251 | 0.11361 | 0.11476 | 0.11593
SDG&E | MW | Commercial | Com - Education (Secondary School) | FoodServ | No | FoodServ - Electric Steamer | 0.01082 | 0.010998 | 0.011173 | 0.011351 | 0.011526 | 0.011685 | 0.011816 | 0.011938 | 0.012058 | 0.012177 | 0.0123 | 0.012425
SDG&E | MW | Commercial | Com - Education (Secondary School) | FoodServ | No | FoodServ - Fryer (Electric) | 0 | 0 | 0 | 0 | 0 | 0 | 0 | 0 | 0 | 0 | 0.0011163 | 0.0011276
SDG&E | MW | Commercial | Com - Education (Secondary School) | FoodServ | No | FoodServ - Oven (Electric) | 0.024674 | 0.025082 | 0.025481 | 0.025887 | 0.026284 | 0.026647 | 0.026947 | 0.027226 | 0.027498 | 0.027769 | 0.02805 | 0.028336
SDG&E | MW | Commercial | Com - Education (Secondary School) | HVAC | No | HVAC - Chiller (Centrifugal) | 0.39526 | 0.38917 | 0.38318 | 0.37727 | 0.37146 | 0.36574 | 0.36011 | 0.35457 | 0.34911 | 0.34373 | 0.33844 | 0.33322
SDG&E | MW | Commercial | Com - Education (Secondary School) | HVAC | No | HVAC - Chiller (Reciprocating) | 0.29892 | 0.3009 | 0.30282 | 0.30483 | 0.30679 | 0.30848 | 0.30967 | 0.31069 | 0.31169 | 0.31269 | 0.31379 | 0.31496
SDG&E | MW | Commercial | Com - Education (Secondary School) | HVAC | No | HVAC - Demand Controlled Ventilation | 0.0036071 | 0.0036667 | 0.003725 | 0.0037844 | 0.0038425 | 0.0038955 | 0.0039394 | 0.0039801 | 0.00402 | 0.0040595 | 0.0041006 | 0.0041424
SDG&E | MW | Commercial | Com - Education (Secondary School) | HVAC | No | HVAC - Direct Evaporative Cooler | 0.24158 | 0.24557 | 0.24947 | 0.25345 | 0.25734 | 0.26089 | 0.26383 | 0.26656 | 0.26923 | 0.27188 | 0.27463 | 0.27743
SDG&E | MW | Commercial | Com - Education (Secondary School) | HVAC | No | HVAC - EER Rated Package Rooftop AC (EER 11) | 0 | 0 | 0 | 0 | 0 | 0 | 0 | 0 | 0 | 0 | 0.51464 | 0.50671
SDG&E | MW | Commercial | Com - Education (Secondary School) | HVAC | No | HVAC - SEER Rated Package Rooftop AC (SEER 14) | 0.5183 | 0.53456 | 0 | 0 | 0 | 0 | 0 | 0 | 0 | 0 | 0 | 0
SDG&E | MW | Commercial | Com - Education (Secondary School) | HVAC | No | HVAC - SEER Rated Package Rooftop AC (SEER 15) | 0 | 0 | 0.901 | 0.91412 | 0.92693 | 0.93859 | 0.94814 | 0.95697 | 0.9656 | 0.97419 | 0.98313 | 0.99224
SDG&E | MW | Commercial | Com - Education (Secondary School) | HVAC | No | HVAC - SEER Rated Package Rooftop HP (SEER 15) | 0.43359 | 0.44178 | 0.20883 | 0.21261 | 0.21631 | 0.2197 | 0.22255 | 0.2252 | 0.22779 | 0.23036 | 0.23302 | 0.23573
SDG&E | MW | Commercial | Com - Education (Secondary School) | HVAC | No | HVAC - SEER Rated Split System AC (SEER 14) | 0.23654 | 0.2432 | 0.24971 | 0 | 0 | 0 | 0 | 0 | 0 | 0 | 0 | 0
SDG&E | MW | Commercial | Com - Education (Secondary School) | HVAC | No | HVAC - SEER Rated Split System AC (SEER 15) | 0 | 0 | 0 | 0.34605 | 0.35088 | 0.35527 | 0.35887 | 0.3622 | 0.36545 | 0.36869 | 0.37206 | 0.37549
SDG&E | MW | Commercial | Com - Education (Secondary School) | HVAC | No | HVAC - SEER Rated Split System HP (SEER 15) | 0.25836 | 0.26282 | 0.12404 | 0.1261 | 0.12812 | 0.12996 | 0.1315 | 0.13292 | 0.13431 | 0.13569 | 0.13713 | 0.13859
SDG&E | MW | Commercial | Com - Education (Secondary School) | Lighting | Yes | Lighting - LED Fixture (Replacing T8) - Emerging | 0 | 0 | 3.6323 | 3.7798 | 3.9118 | 4.0405 | 4.1438 | 4.2447 | 4.3458 | 4.4478 | 4.5526 | 4.6411
SDG&E | MW | Commercial | Com - Education (Secondary School) | Lighting | Yes | Lighting - LED Lamp (Basic High - Indoor) - Emerging | 0.082376 | 0.085419 | 0.088286 | 0.090837 | 0.093386 | 0.012325 | 0.012587 | 0.012814 | 0.013039 | 0.013238 | 0.013444 | 0.013652
SDG&E | MW | Commercial | Com - Education (Secondary School) | Lighting | Yes | Lighting - LED Lamp (Basic Low - Indoor) - Emerging | 0.10497 | 0.10899 | 0.11278 | 0.11613 | 0.11949 | 0.018692 | 0.019101 | 0.019454 | 0.019805 | 0.020158 | 0.020476 | 0.0208
SDG&E | MW | Commercial | Com - Education (Secondary School) | Lighting | Yes | Lighting - LED Plug-In Indoor Fixture - Emerging | 0.012035 | 0.012439 | 0.012803 | 0.013093 | 0.013422 | 0.00077855 | 0.00079213 | 0.00080762 | 0.00081925 | 0.00083215 | 0.00084416 | 0.00085768
SDG&E | MW | Commercial | Com - Education (Secondary School) | Lighting | No | Lighting - Cold Cathode Lamp | 8.3894e-06 | 8.5281e-06 | 8.6635e-06 | 8.8018e-06 | 8.9368e-06 | 0 | 0 | 0 | 0 | 0 | 0 | 0
SDG&E | MW | Commercial | Com - Education (Secondary School) | Lighting | No | Lighting - Compact Fluorescent Fixture (Indoor) | 1.114 | 1.1346 | 1.1547 | 1.1752 | 1.1952 | 0 | 0 | 0 | 0 | 0 | 0 | 0
SDG&E | MW | Commercial | Com - Education (Secondary School) | Lighting | No | Lighting - Exit Fixture (LED) | 0.050361 | 0.049585 | 0.048821 | 0.04807 | 0.047329 | 0.0466 | 0.045883 | 0.045176 | 0.04448 | 0.043795 | 0.043121 | 0.042457
SDG&E | MW | Commercial | Com - Education (Secondary School) | Lighting | No | Lighting - Halogen Lamp (A-Line) | 0.0015319 | 0.0015572 | 0.0015819 | 0.0016072 | 0.0016318 | 0 | 0 | 0 | 0 | 0 | 0 | 0
SDG&E | MW | Commercial | Com - Education (Secondary School) | Lighting | No | Lighting - High Bay HID to T5 | 0 | 0 | 0 | 0 | 0 | 0 | 0 | 0 | 0.062233 | 0.083275 | 0.084218 | 0.085176
SDG&E | MW | Commercial | Com - Education (Secondary School) | Lighting | No | Lighting - Induction Fixture (Indoor) | 0.14649 | 0.14891 | 0.15128 | 0.15369 | 0.15605 | 0.1582 | 0.15998 | 0.16164 | 0.16326 | 0.16486 | 0.16653 | 0.16823
SDG&E | MW | Commercial | Com - Education (Secondary School) | Lighting | No | Lighting - Induction Fixture (Outdoor) | 0.059582 | 0.060568 | 0.061529 | 0.062511 | 0.06347 | 0.064346 | 0.065071 | 0.065744 | 0.066402 | 0.067056 | 0.067734 | 0.068425
SDG&E | MW | Commercial | Com - Education (Secondary School) | Lighting | No | Lighting - Light Sensor | 0 | 0 | 0 | 0 | 0 | 0 | 0 | 0 | 0 | 0 | 0 | 0.026791
SDG&E | MW | Commercial | Com - Education (Secondary School) | Lighting | No | Lighting - Linear Fluorescent Delamping | 9.958e-05 | 9.8047e-05 | 7.2403e-05 | 4.7525e-05 | 0 | 0 | 0 | 0 | 0 | 0 | 0 | 0
SDG&E | MW | Commercial | Com - Education (Secondary School) | Lighting | No | Lighting - Linear Fluorescent Fixture (Low Wattage T8) | 1.3462 | 1.3711 | 0 | 0 | 0 | 0 | 0 | 0 | 0 | 0 | 0 | 0
SDG&E | MW | Commercial | Com - Education (Secondary School) | Lighting | No | Lighting - Plug-In Fixture (PSMH with Electronic Ballast) | 0 | 0 | 0 | 0 | 0.0054446 | 0.0053607 | 0.0066194 | 0.0066966 | 0.006772 | 0.006847 | 0.0069245 | 0.0070032
SDG&E | MW | Commercial | Com - Education (Secondary School) | Lighting | No | Lighting - Plug-In Fixture (PSMH) | 0.0059423 | 0.0060523 | 0.0061597 | 0.0062691 | 0.00098352 | 0.0011647 | 0 | 0 | 0 | 0 | 0 | 0
SDG&E | MW | Commercial | Com - Education (Secondary School) | SHW | No | SHW - EF Rated Instantaneous Water Heater (Electric) | 0.0039175 | 0.0039852 | 0.0040513 | 0.0041187 | 0.0041845 | 0.0042448 | 0.0042949 | 0.0043414 | 0.0043869 | 0.0044321 | 0.004479 | 0.0045266
SDG&E | MW | Commercial | Com - Education (Secondary School) | Service | No | HVAC - Comprehensive Rooftop Unit Quality Maintenance | 7.0805e-07 | 6.9715e-07 | 6.8641e-07 | 6.7584e-07 | 6.6543e-07 | 6.5519e-07 | 6.451e-07 | 6.3516e-07 | 6.2538e-07 | 6.1575e-07 | 6.0627e-07 | 5.9693e-07
SDG&E | MW | Commercial | Com - Education (Secondary School) | Service | No | Service - HVAC Fault Detection & Diagnositics | 0.00073509 | 0.00074725 | 0.00075911 | 0.00077122 | 0.00078306 | 0.00079387 | 0.00080281 | 0.00081111 | 0.00081923 | 0.00082729 | 0.00083567 | 0.00084419
SDG&E | MW | Commercial | Com - Education (Secondary School) | Service | No | Service - Retro-Commissioning (Electric) | 0 | 0 | 0 | 0 | 0 | 0 | 0 | 0 | 0.0023066 | 0.0022711 | 0.0022361 | 0.0022017
SDG&E | MW | Commercial | Com - Education (Secondary School) | WholeBlg | No | HVAC - Energy Management System | 8.0674e-05 | 8.2008e-05 | 8.331e-05 | 8.4639e-05 | 8.5938e-05 | 8.7124e-05 | 8.8106e-05 | 8.9017e-05 | 8.9908e-05 | 9.0793e-05 | 9.1712e-05 | 9.2647e-05
SDG&E | MW | Commercial | Com - Education (Secondary School) | WholeBlg | No | WholeBlg - Com RET Level 1 | 7.6899 | 1.8929 | 1.8637 | 1.835 | 1.8068 | 1.7789 | 1.7515 | 1.7246 | 1.698 | 1.6719 | 1.6461 | 1.6208
SDG&E | MW | Commercial | Com - Education (Secondary School) | WholeBlg | No | WholeBlg - Com RET Level 2 | 0 | 11.7293 | 11.5487 | 11.3708 | 11.1957 | 11.0233 | 10.8536 | 10.6864 | 10.5218 | 10.3598 | 10.2003 | 10.0432
SDG&E | MW | Commercial | Com - Education (University) | AppPlug | No | AppPlug - Desktop Computer (Com - Power Management) | 0.10795 | 0.10974 | 0.11148 | 0.11326 | 0.11499 | 0.11658 | 0.1179 | 0.11911 | 0.12031 | 0.12149 | 0.12272 | 0.12397
SDG&E | MW | Commercial | Com - Education (University) | AppPlug | No | AppPlug - Occupancy Sensor Plug Strip | 0 | 0 | 0 | 0 | 0 | 0 | 0 | 0 | 0 | 0.15285 | 0.1544 | 0.15597
SDG&E | MW | Commercial | Com - Education (University) | BldgEnv | No | BldgEnv - Wall Spray On Insulation | 0.77946 | 0.76746 | 0.75564 | 0.744 | 0.73255 | 0.72127 | 0.71016 | 0.69922 | 0.68845 | 0.67785 | 0.66741 | 0.65713
SDG&E | MW | Commercial | Com - Education (University) | BldgEnv | No | BldgEnv - Window Film | 0 | 0 | 0 | 0 | 0 | 0 | 0 | 0 | 0 | 0 | 0 | 0.46436
SDG&E | MW | Commercial | Com - Education (University) | FoodServ | No | FoodServ - Electric Griddle | 0.012017 | 0.012216 | 0.01241 | 0.012608 | 0.012802 | 0.012978 | 0.013125 | 0.01326 | 0.013393 | 0.013525 | 0.013662 | 0.013801
SDG&E | MW | Commercial | Com - Education (University) | FoodServ | No | FoodServ - Electric Steamer | 0.0068363 | 0.0069493 | 0.0070596 | 0.0071723 | 0.0072823 | 0.0073829 | 0.007466 | 0.0075432 | 0.0076187 | 0.0076937 | 0.0077716 | 0.0078508
SDG&E | MW | Commercial | Com - Education (University) | FoodServ | No | FoodServ - Fryer (Electric) | 0 | 0 | 0 | 0 | 0 | 0 | 0 | 0 | 0 | 0 | 0.00054577 | 0.00055133
SDG&E | MW | Commercial | Com - Education (University) | FoodServ | No | FoodServ - Oven (Electric) | 0.14811 | 0.15056 | 0.15295 | 0.15539 | 0.15777 | 0.15995 | 0.16175 | 0.16342 | 0.16506 | 0.16668 | 0.16837 | 0.17009
SDG&E | MW | Commercial | Com - Education (University) | HVAC | No | HVAC - Chiller (Centrifugal) | 0.60801 | 0.59865 | 0.58943 | 0.58035 | 0.57141 | 0.56261 | 0.55395 | 0.54542 | 0.53702 | 0.52875 | 0.52061 | 0.51259
SDG&E | MW | Commercial | Com - Education (University) | HVAC | No | HVAC - Chiller (Reciprocating) | 0.69205 | 0.69751 | 0.70282 | 0.70834 | 0.71371 | 0.71842 | 0.72189 | 0.72496 | 0.72794 | 0.73093 | 0.73417 | 0.73755
SDG&E | MW | Commercial | Com - Education (University) | HVAC | No | HVAC - EER Rated Package Rooftop AC (EER 11) | 0 | 0 | 0.81915 | 0.8336 | 0.84774 | 0.86069 | 0.87151 | 0.88159 | 0.89145 | 0.90124 | 0.91138 | 0.92167
SDG&E | MW | Commercial | Com - Education (University) | HVAC | No | HVAC - SEER Rated Package Rooftop AC (Recharge) | 0 | 0 | 0 | 0 | 0 | 0 | 0 | 0 | 0 | 0 | 0 | 0.65591
SDG&E | MW | Commercial | Com - Education (University) | HVAC | No | HVAC - SEER Rated Package Rooftop AC (SEER 14) | 0.80824 | 0.82802 | 0 | 0 | 0 | 0 | 0 | 0 | 0 | 0 | 0 | 0
SDG&E | MW | Commercial | Com - Education (University) | HVAC | No | HVAC - SEER Rated Package Rooftop AC (SEER 15) | 0 | 0 | 1.1062 | 1.118 | 1.1295 | 1.1398 | 1.1479 | 1.1553 | 1.1625 | 1.1697 | 1.1773 | 1.1851
SDG&E | MW | Commercial | Com - Education (University) | HVAC | No | HVAC - SEER Rated Package Rooftop HP (SEER 15) | 0.87554 | 0.89455 | 0.42395 | 0.43272 | 0.4413 | 0.44921 | 0.4559 | 0.46216 | 0.46829 | 0.47437 | 0.48063 | 0.48698
SDG&E | MW | Commercial | Com - Education (University) | HVAC | No | HVAC - SEER Rated Split System AC (SEER 14) | 0.38048 | 0.38767 | 0.39468 | 0 | 0 | 0 | 0 | 0 | 0 | 0 | 0 | 0
SDG&E | MW | Commercial | Com - Education (University) | HVAC | No | HVAC - SEER Rated Split System AC (SEER 15) | 0 | 0 | 0 | 0.4777 | 0.48309 | 0.48794 | 0.49181 | 0.49534 | 0.49879 | 0.50222 | 0.50584 | 0.50954
SDG&E | MW | Commercial | Com - Education (University) | HVAC | No | HVAC - SEER Rated Split System HP (SEER 15) | 0.51948 | 0.52866 | 0.24961 | 0.25385 | 0.258 | 0.2618 | 0.26496 | 0.2679 | 0.27077 | 0.27363 | 0.27659 | 0.2796
SDG&E | MW | Commercial | Com - Education (University) | Lighting | Yes | Lighting - LED Fixture (Replacing T8) - Emerging | 0 | 0.30849 | 5.0316 | 5.2282 | 5.4033 | 5.574 | 5.7099 | 5.8428 | 5.9758 | 6.1099 | 6.2478 | 6.3632
SDG&E | MW | Commercial | Com - Education (University) | Lighting | Yes | Lighting - LED Lamp (Basic High - Indoor) - Emerging | 0.1063 | 0.11003 | 0.11352 | 0.11661 | 0.11969 | 0.015773 | 0.016088 | 0.016358 | 0.016627 | 0.016861 | 0.017103 | 0.01735
SDG&E | MW | Commercial | Com - Education (University) | Lighting | Yes | Lighting - LED Lamp (Basic Low - Indoor) - Emerging | 0.13545 | 0.14039 | 0.14502 | 0.14908 | 0.15314 | 0.023922 | 0.024414 | 0.024835 | 0.025254 | 0.025674 | 0.02605 | 0.026434
SDG&E | MW | Commercial | Com - Education (University) | Lighting | Yes | Lighting - LED Plug-In Indoor Fixture - Emerging | 0.36433 | 0.37588 | 0.38622 | 0.3943 | 0.40358 | 0.023375 | 0.023752 | 0.024187 | 0.024506 | 0.024864 | 0.025195 | 0.025571
SDG&E | MW | Commercial | Com - Education (University) | Lighting | No | Lighting - Cold Cathode Lamp | 0.0018055 | 0.0018353 | 0.0018644 | 0.0018942 | 0.0019233 | 0 | 0 | 0 | 0 | 0 | 0 | 0
SDG&E | MW | Commercial | Com - Education (University) | Lighting | No | Lighting - Compact Fluorescent Fixture (Indoor) | 1.4376 | 1.4615 | 1.4848 | 1.5086 | 1.5319 | 0 | 0 | 0 | 0 | 0 | 0 | 0
SDG&E | MW | Commercial | Com - Education (University) | Lighting | No | Lighting - Exit Fixture (LED) | 0.079136 | 0.077918 | 0.076718 | 0.075536 | 0.074373 | 0.073228 | 0.0721 | 0.07099 | 0.069896 | 0.06882 | 0.06776 | 0.066717
SDG&E | MW | Commercial | Com - Education (University) | Lighting | No | Lighting - Halogen Lamp (A-Line) | 0.0020971 | 0.0021318 | 0.0021656 | 0.0022002 | 0.002234 | 0 | 0 | 0 | 0 | 0 | 0 | 0
SDG&E | MW | Commercial | Com - Education (University) | Lighting | No | Lighting - High Bay HID to T5 | 0 | 0 | 0 | 0 | 0 | 0 | 0.021581 | 0.11211 | 0.11326 | 0.11439 | 0.11558 | 0.11678
SDG&E | MW | Commercial | Com - Education (University) | Lighting | No | Lighting - Induction Fixture (Indoor) | 0.18966 | 0.1928 | 0.19586 | 0.19898 | 0.20203 | 0.20482 | 0.20713 | 0.20927 | 0.21137 | 0.21345 | 0.21561 | 0.21781
SDG&E | MW | Commercial | Com - Education (University) | Lighting | No | Lighting - Induction Fixture (Outdoor) | 0.081568 | 0.082916 | 0.084233 | 0.085577 | 0.08689 | 0.08809 | 0.089082 | 0.090003 | 0.090904 | 0.091799 | 0.092728 | 0.093673
SDG&E | MW | Commercial | Com - Education (University) | Lighting | No | Lighting - Light Sensor | 0.22167 | 0.22833 | 0.23484 | 0.24144 | 0.2479 | 0.2539 | 0.25908 | 0.26395 | 0.26873 | 0.27347 | 0.27832 | 0.28322
SDG&E | MW | Commercial | Com - Education (University) | Lighting | No | Lighting - Linear Fluorescent Delamping | 0.0036514 | 0.0035952 | 0.0026549 | 0.0017427 | 0 | 0 | 0 | 0 | 0 | 0 | 0 | 0
SDG&E | MW | Commercial | Com - Education (University) | Lighting | No | Lighting - Linear Fluorescent Fixture (Low Wattage T8) | 1.8707 | 1.7816 | 0 | 0 | 0 | 0 | 0 | 0 | 0 | 0 | 0 | 0
SDG&E | MW | Commercial | Com - Education (University) | Lighting | No | Lighting - Plug-In Fixture (PSMH with Electronic Ballast) | 0.0058988 | 0.011625 | 0.18615 | 0.18918 | 0.19214 | 0.19485 | 0.1971 | 0.19918 | 0.20122 | 0.20325 | 0.20535 | 0.20749
SDG&E | MW | Commercial | Com - Education (University) | Lighting | No | Lighting - Plug-In Fixture (PSMH) | 0.17257 | 0.16991 | 0 | 0 | 0 | 0 | 0 | 0 | 0 | 0 | 0 | 0
SDG&E | MW | Commercial | Com - Education (University) | SHW | No | SHW - EF Rated Instantaneous Water Heater (Electric) | 0.0031574 | 0.0032097 | 0.0032607 | 0.0033127 | 0.0033636 | 0.0034101 | 0.0034486 | 0.0034842 | 0.0035191 | 0.0035538 | 0.0035898 | 0.0036265
SDG&E | MW | Commercial | Com - Education (University) | Service | No | HVAC - Comprehensive Rooftop Unit Quality Maintenance | 9.6932e-07 | 9.5439e-07 | 9.3969e-07 | 9.2522e-07 | 9.1097e-07 | 8.9694e-07 | 8.8313e-07 | 8.6953e-07 | 8.5614e-07 | 8.4295e-07 | 8.2997e-07 | 8.1719e-07
SDG&E | MW | Commercial | Com - Education (University) | Service | No | Service - HVAC Fault Detection & Diagnositics | 0.0010063 | 0.001023 | 0.0010392 | 0.0010558 | 0.001072 | 0.0010868 | 0.001099 | 0.0011104 | 0.0011215 | 0.0011326 | 0.001144 | 0.0011557
SDG&E | MW | Commercial | Com - Education (University) | Service | No | Service - Retro-Commissioning (Electric) | 0 | 0 | 0 | 0 | 0 | 0 | 0 | 0 | 0.0031577 | 0.0031091 | 0.0030612 | 0.0030141
SDG&E | MW | Commercial | Com - Education (University) | WholeBlg | No | HVAC - Energy Management System | 0.00011044 | 0.00011227 | 0.00011405 | 0.00011587 | 0.00011765 | 0.00011927 | 0.00012062 | 0.00012186 | 0.00012308 | 0.00012429 | 0.00012555 | 0.00012683
SDG&E | MW | Commercial | Com - Education (University) | WholeBlg | No | WholeBlg - Com RET Level 1 | 1.7809 | 1.7534 | 1.7264 | 1.6998 | 1.6737 | 1.6479 | 1.6225 | 1.5975 | 1.5729 | 1.5487 | 1.5248 | 1.5014
SDG&E | MW | Commercial | Com - Education (University) | WholeBlg | No | WholeBlg - Com RET Level 2 | 12.4196 | 12.2283 | 12.04 | 11.8546 | 11.672 | 11.4923 | 11.3153 | 11.141 | 10.9695 | 10.8005 | 10.6342 | 10.4704
SDG&E | MW | Commercial | Com - Grocery | AppPlug | No | AppPlug - Desktop Computer (Com - Power Management) | 0.2551 | 0.25932 | 0.26344 | 0.26764 | 0.27175 | 0.2755 | 0.2786 | 0.28148 | 0.2843 | 0.2871 | 0.29 | 0.29296
SDG&E | MW | Commercial | Com - Grocery | AppPlug | No | AppPlug - Occupancy Sensor Plug Strip | 0 | 0 | 0 | 0 | 0 | 0 | 0 | 0 | 0 | 0.3612 | 0.36486 | 0.36858
SDG&E | MW | Commercial | Com - Grocery | BldgEnv | No | BldgEnv - Wall Spray On Insulation | 1.842 | 1.8136 | 1.7857 | 1.7582 | 1.7311 | 1.7044 | 1.6782 | 1.6523 | 1.6269 | 1.6018 | 1.5772 | 1.5529
SDG&E | MW | Commercial | Com - Grocery | BldgEnv | No | BldgEnv - Window Film | 0 | 0 | 0 | 0 | 0 | 0 | 0 | 0 | 0 | 0.55883 | 0.55022 | 0.54175
SDG&E | MW | Commercial | Com - Grocery | ComRefrig | No | ComRefrig - Refrigerated Case Night Cover (Low Temp) | 0 | 0 | 0 | 0 | 0 | 0 | 0 | 1.1892 | 1.1708 | 1.1528 | 1.1351 | 1.1176
SDG&E | MW | Commercial | Com - Grocery | ComRefrig | No | ComRefrig - Refrigerated Case Night Cover (Med Temp) | 0 | 0 | 2.4333 | 2.3958 | 2.3589 | 2.3226 | 2.2868 | 2.2516 | 2.2169 | 2.1828 | 2.1492 | 2.1161
SDG&E | MW | Commercial | Com - Grocery | ComRefrig | No | ComRefrig - Strip Curtain for Walk In Refrigerator | 0 | 0.44888 | 0.44197 | 0.43516 | 0.42846 | 0.42186 | 0.41536 | 0.40897 | 0.40267 | 0.39647 | 0.39036 | 0.38435
SDG&E | MW | Commercial | Com - Grocery | FoodServ | No | FoodServ - Electric Steamer | 0.19655 | 0.1998 | 0.20297 | 0.20621 | 0.20938 | 0.21227 | 0.21466 | 0.21688 | 0.21905 | 0.2212 | 0.22344 | 0.22572
SDG&E | MW | Commercial | Com - Grocery | FoodServ | No | FoodServ - Oven (Electric) | 0.098245 | 0.099869 | 0.10145 | 0.10307 | 0.10466 | 0.1061 | 0.1073 | 0.1084 | 0.10949 | 0.11057 | 0.11169 | 0.11283
SDG&E | MW | Commercial | Com - Grocery | HVAC | No | HVAC - SEER Rated Package Rooftop AC (Recharge) | 3.7221 | 3.6648 | 3.6083 | 3.5528 | 3.498 | 3.4442 | 3.3911 | 3.3389 | 3.2875 | 3.2369 | 3.187 | 3.1379
SDG&E | MW | Commercial | Com - Grocery | HVAC | No | HVAC - SEER Rated Package Rooftop AC (SEER 14) | 3.9049 | 3.9872 | 0 | 0 | 0 | 0 | 0 | 0 | 0 | 0 | 0 | 0
SDG&E | MW | Commercial | Com - Grocery | HVAC | No | HVAC - SEER Rated Package Rooftop AC (SEER 15) | 0 | 0 | 3.3779 | 3.4351 | 3.491 | 3.5421 | 3.5847 | 3.6243 | 3.6631 | 3.7015 | 3.7414 | 3.7819
SDG&E | MW | Commercial | Com - Grocery | HVAC | No | HVAC - SEER Rated Package Rooftop HP (SEER 15) | 2.371 | 2.4382 | 1.1626 | 1.1935 | 1.2238 | 1.2519 | 1.2761 | 1.2989 | 1.3212 | 1.3433 | 1.3659 | 1.3888
SDG&E | MW | Commercial | Com - Grocery | HVAC | No | HVAC - SEER Rated Split System AC (SEER 14) | 1.7158 | 1.7525 | 1.7882 | 0 | 0 | 0 | 0 | 0 | 0 | 0 | 0 | 0
SDG&E | MW | Commercial | Com - Grocery | HVAC | No | HVAC - SEER Rated Split System AC (SEER 15) | 0 | 0 | 0 | 1.3228 | 1.3385 | 1.3526 | 1.3639 | 1.3742 | 1.3843 | 1.3944 | 1.405 | 1.4158
SDG&E | MW | Commercial | Com - Grocery | Lighting | Yes | Lighting - LED Fixture (Replacing T8) - Emerging | 9.3481 | 9.6866 | 10.0271 | 10.4225 | 10.775 | 11.1187 | 11.3929 | 11.6609 | 11.9292 | 12.1997 | 12.4779 | 12.7111
SDG&E | MW | Commercial | Com - Grocery | Lighting | Yes | Lighting - LED Lamp (Basic High - Indoor) - Emerging | 0.1588 | 0.16448 | 0.16982 | 0.17455 | 0.17928 | 0.02364 | 0.024123 | 0.02454 | 0.024954 | 0.025318 | 0.025693 | 0.026075
SDG&E | MW | Commercial | Com - Grocery | Lighting | Yes | Lighting - LED Lamp (Basic Low - Indoor) - Emerging | 2.13 | 2.2093 | 2.2837 | 2.3491 | 2.4146 | 0.37741 | 0.38536 | 0.39219 | 0.39899 | 0.40581 | 0.41194 | 0.41818
SDG&E | MW | Commercial | Com - Grocery | Lighting | Yes | Lighting - LED Plug-In Indoor Fixture - Emerging | 0.97252 | 1.0041 | 1.0324 | 1.0547 | 1.0802 | 0.062598 | 0.063639 | 0.064836 | 0.065723 | 0.066712 | 0.067629 | 0.068667
SDG&E | MW | Commercial | Com - Grocery | Lighting | No | Lighting - Cold Cathode Lamp | 0.0088905 | 0.0090375 | 0.009181 | 0.0093275 | 0.0094706 | 0 | 0 | 0 | 0 | 0 | 0 | 0
SDG&E | MW | Commercial | Com - Grocery | Lighting | No | Lighting - Compact Fluorescent Fixture (Indoor) | 1.1974 | 1.2182 | 1.2384 | 1.2591 | 1.2794 | 0 | 0 | 0 | 0 | 0 | 0 | 0
SDG&E | MW | Commercial | Com - Grocery | Lighting | No | Lighting - Exit Fixture (LED) | 0.18516 | 0.18231 | 0.1795 | 0.17674 | 0.17402 | 0.17134 | 0.1687 | 0.1661 | 0.16354 | 0.16102 | 0.15854 | 0.1561
SDG&E | MW | Commercial | Com - Grocery | Lighting | No | Lighting - Halogen Lamp (A-Line) | 0.0049557 | 0.0050377 | 0.0051177 | 0.0051993 | 0.0052791 | 0 | 0 | 0 | 0 | 0 | 0 | 0
SDG&E | MW | Commercial | Com - Grocery | Lighting | No | Lighting - High Bay HID to T5 | 0.072453 | 0.073704 | 0.074924 | 0.07617 | 0.077387 | 0.0785 | 0.079425 | 0.080285 | 0.081126 | 0.081961 | 0.082827 | 0.083707
SDG&E | MW | Commercial | Com - Grocery | Lighting | No | Lighting - Induction Fixture (Indoor) | 0.44451 | 0.45186 | 0.45904 | 0.46636 | 0.47352 | 0.48006 | 0.48547 | 0.49048 | 0.49539 | 0.50027 | 0.50533 | 0.51049
SDG&E | MW | Commercial | Com - Grocery | Lighting | No | Lighting - Induction Fixture (Outdoor) | 0.19275 | 0.19594 | 0.19905 | 0.20223 | 0.20533 | 0.20817 | 0.21051 | 0.21269 | 0.21482 | 0.21693 | 0.21913 | 0.22136
SDG&E | MW | Commercial | Com - Grocery | Lighting | No | Lighting - Linear Fluorescent Delamping | 0.0070082 | 0.0069002 | 0.0050955 | 0.0033447 | 0.0016466 | 0 | 0 | 0 | 0 | 0 | 0 | 0
SDG&E | MW | Commercial | Com - Grocery | Lighting | No | Lighting - Low Bay HID to T5 | 0.00061456 | 0.018879 | 0.019191 | 0.01951 | 0.019822 | 0.020107 | 0.020344 | 0.020564 | 0.02078 | 0.020994 | 0.021215 | 0.021441
SDG&E | MW | Commercial | Com - Grocery | Lighting | No | Lighting - Plug-In Fixture (Linear Fluorescent) | 0.88575 | 0.90104 | 0.91597 | 0.93119 | 0.94607 | 0 | 0 | 0 | 0 | 0 | 0 | 0
SDG&E | MW | Commercial | Com - Grocery | Lighting | No | Lighting - Plug-In Fixture (PSMH with Electronic Ballast) | 0.47653 | 0.48475 | 0.49278 | 0.50097 | 0.50898 | 0.5163 | 0.52238 | 0.52804 | 0.53357 | 0.53906 | 0.54476 | 0.55055
SDG&E | MW | Commercial | Com - Grocery | SHW | No | SHW - EF Rated Instantaneous Water Heater (Electric) | 0.014247 | 0.014419 | 0.014587 | 0.01476 | 0.014928 | 0.01508 | 0.015201 | 0.015311 | 0.015419 | 0.015527 | 0.01564 | 0.015756
SDG&E | MW | Commercial | Com - Grocery | Service | No | HVAC - Comprehensive Rooftop Unit Quality Maintenance | 2.2906e-06 | 2.2553e-06 | 2.2206e-06 | 2.1864e-06 | 2.1527e-06 | 2.1196e-06 | 2.0869e-06 | 2.0548e-06 | 2.0232e-06 | 1.992e-06 | 1.9613e-06 | 1.9311e-06
SDG&E | MW | Commercial | Com - Grocery | Service | No | Service - HVAC Fault Detection & Diagnositics | 0.0023781 | 0.0024174 | 0.0024558 | 0.002495 | 0.0025333 | 0.0025682 | 0.0025972 | 0.002624 | 0.0026503 | 0.0026764 | 0.0027035 | 0.002731
SDG&E | MW | Commercial | Com - Grocery | Service | No | Service - Retro-Commissioning (Electric) | 0 | 0 | 0 | 0 | 0 | 0 | 0 | 0 | 0.0074621 | 0.0073472 | 0.0072341 | 0.0071226
SDG&E | MW | Commercial | Com - Grocery | WholeBlg | No | HVAC - Energy Management System | 0.00026099 | 0.0002653 | 0.00026951 | 0.00027381 | 0.00027802 | 0.00028186 | 0.00028503 | 0.00028798 | 0.00029086 | 0.00029372 | 0.0002967 | 0.00029972
SDG&E | MW | Commercial | Com - Grocery | WholeBlg | No | WholeBlg - Com RET Level 1 | 7.9152 | 7.7933 | 7.6733 | 7.5551 | 7.4387 | 7.3242 | 7.2114 | 7.1003 | 6.991 | 6.8833 | 6.7773 | 6.673
SDG&E | MW | Commercial | Com - Grocery | WholeBlg | No | WholeBlg - Com RET Level 2 | 45.0121 | 44.319 | 43.6364 | 42.9644 | 42.3028 | 41.6513 | 41.0099 | 40.3783 | 39.7565 | 39.1443 | 38.5414 | 37.9479
SDG&E | MW | Commercial | Com - Hospital | AppPlug | No | AppPlug - Desktop Computer (Com - Power Management) | 0.14579 | 0.1482 | 0.15055 | 0.15296 | 0.1553 | 0.15745 | 0.15922 | 0.16087 | 0.16248 | 0.16408 | 0.16574 | 0.16743
SDG&E | MW | Commercial | Com - Hospital | AppPlug | No | AppPlug - Occupancy Sensor Plug Strip | 0 | 0 | 0 | 0 | 0 | 0 | 0 | 0 | 0 | 0.20643 | 0.20852 | 0.21064
SDG&E | MW | Commercial | Com - Hospital | BldgEnv | No | BldgEnv - Wall Spray On Insulation | 1.002 | 0.98652 | 0.97133 | 0.95637 | 0.94164 | 0.92714 | 0.91286 | 0.89881 | 0.88497 | 0.87134 | 0.85792 | 0.84471
SDG&E | MW | Commercial | Com - Hospital | FoodServ | No | FoodServ - Electric Steamer | 0.026159 | 0.026591 | 0.027014 | 0.027445 | 0.027866 | 0.02825 | 0.028569 | 0.028864 | 0.029153 | 0.02944 | 0.029738 | 0.030041
SDG&E | MW | Commercial | Com - Hospital | FoodServ | No | FoodServ - Oven (Electric) | 0.028073 | 0.028538 | 0.028991 | 0.029453 | 0.029905 | 0.030318 | 0.03066 | 0.030977 | 0.031287 | 0.031595 | 0.031914 | 0.03224
SDG&E | MW | Commercial | Com - Hospital | HVAC | Yes | HVAC - Advanced Package Rooftop AC (> EER 12) - Emerging | 0 | 2.061 | 2.0292 | 1.998 | 1.9672 | 1.9369 | 1.9071 | 1.8777 | 1.8488 | 1.8203 | 1.7923 | 1.7647
SDG&E | MW | Commercial | Com - Hospital | HVAC | Yes | HVAC - Energy Recovery Ventilation - Emerging | 0.50003 | 0.5083 | 0.51637 | 0.52461 | 0.53266 | 0.54001 | 0.54609 | 0.55174 | 0.55726 | 0.56275 | 0.56844 | 0.57424
SDG&E | MW | Commercial | Com - Hospital | HVAC | No | HVAC - Chiller (Centrifugal) | 1.1042 | 1.0872 | 1.0875 | 1.0766 | 1.0658 | 1.055 | 1.0439 | 1.0329 | 1.022 | 1.0113 | 1.0009 | 0.99074
SDG&E | MW | Commercial | Com - Hospital | HVAC | No | HVAC - Chiller (Reciprocating) | 1.5656 | 1.5812 | 1.5964 | 1.6121 | 1.6273 | 1.641 | 1.6515 | 1.661 | 1.6703 | 1.6795 | 1.6894 | 1.6995
SDG&E | MW | Commercial | Com - Hospital | HVAC | No | HVAC - Demand Controlled Ventilation | 0.032208 | 0.03274 | 0.03326 | 0.033791 | 0.034309 | 0.034783 | 0.035175 | 0.035538 | 0.035894 | 0.036247 | 0.036614 | 0.036988
SDG&E | MW | Commercial | Com - Hospital | HVAC | No | HVAC - Direct Evaporative Cooler | 0.55072 | 0.55983 | 0.56871 | 0.57779 | 0.58666 | 0.59475 | 0.60146 | 0.60767 | 0.61375 | 0.6198 | 0.62607 | 0.63245
SDG&E | MW | Commercial | Com - Hospital | HVAC | No | HVAC - EER Rated Package Rooftop AC (EER 11) | 1.0733 | 0.061746 | 0.091557 | 0.12147 | 0.15081 | 0.17859 | 0.20371 | 0.22777 | 0.25138 | 0.27473 | 0.29829 | 0.32185
SDG&E | MW | Commercial | Com - Hospital | HVAC | No | HVAC - SEER Rated Package Rooftop AC (Recharge) | 0 | 0 | 0 | 0 | 1.3653 | 1.3443 | 1.3236 | 1.3032 | 1.2831 | 1.2634 | 1.2439 | 1.2248
SDG&E | MW | Commercial | Com - Hospital | HVAC | No | HVAC - SEER Rated Package Rooftop AC (SEER 14) | 1.6407 | 1.6681 | 0 | 0 | 0 | 0 | 0 | 0 | 0 | 0 | 0 | 0
SDG&E | MW | Commercial | Com - Hospital | HVAC | No | HVAC - SEER Rated Package Rooftop AC (SEER 15) | 0 | 0 | 1.6789 | 1.691 | 1.7028 | 1.7131 | 1.7205 | 1.727 | 1.7333 | 1.7396 | 1.7465 | 1.7538
SDG&E | MW | Commercial | Com - Hospital | HVAC | No | HVAC - SEER Rated Package Rooftop HP (SEER 15) | 1.2147 | 1.237 | 0.58442 | 0.59471 | 0.60477 | 0.61399 | 0.62169 | 0.62886 | 0.63587 | 0.64284 | 0.65005 | 0.65737
SDG&E | MW | Commercial | Com - Hospital | HVAC | No | HVAC - SEER Rated Split System AC (SEER 14) | 0.69745 | 0.70836 | 0.719 | 0 | 0 | 0 | 0 | 0 | 0 | 0 | 0 | 0
SDG&E | MW | Commercial | Com - Hospital | HVAC | No | HVAC - SEER Rated Split System AC (SEER 15) | 0 | 0 | 0 | 0.67452 | 0.67771 | 0.68037 | 0.68202 | 0.68335 | 0.68463 | 0.68593 | 0.68746 | 0.68912
SDG&E | MW | Commercial | Com - Hospital | HVAC | No | HVAC - SEER Rated Split System HP (SEER 15) | 0.81435 | 0.82778 | 0.39042 | 0.39663 | 0.40271 | 0.40826 | 0.41285 | 0.41711 | 0.42127 | 0.42541 | 0.42971 | 0.43408
SDG&E | MW | Commercial | Com - Hospital | Lighting | Yes | Lighting - LED Fixture (Replacing T8) - Emerging | 4.3868 | 4.5383 | 4.6906 | 4.8683 | 5.0258 | 5.1793 | 5.3008 | 5.4195 | 5.5384 | 5.6582 | 5.7814 | 5.8836
SDG&E | MW | Commercial | Com - Hospital | Lighting | Yes | Lighting - LED Lamp (Basic High - Indoor) - Emerging | 0.12052 | 0.12464 | 0.12849 | 0.13187 | 0.13525 | 0.017811 | 0.018154 | 0.018448 | 0.018739 | 0.018993 | 0.019255 | 0.019522
SDG&E | MW | Commercial | Com - Hospital | Lighting | Yes | Lighting - LED Lamp (Basic Low - Indoor) - Emerging | 0.87299 | 0.90401 | 0.93302 | 0.95835 | 0.98367 | 0.15355 | 0.1566 | 0.15921 | 0.1618 | 0.1644 | 0.16671 | 0.16907
SDG&E | MW | Commercial | Com - Hospital | Lighting | Yes | Lighting - LED Plug-In Indoor Fixture - Emerging | 0.78519 | 0.80935 | 0.83091 | 0.8476 | 0.86687 | 0.050171 | 0.050947 | 0.051848 | 0.052503 | 0.053239 | 0.053917 | 0.054691
SDG&E | MW | Commercial | Com - Hospital | Lighting | No | Lighting - Cold Cathode Lamp | 0.0077603 | 0.0078887 | 0.0080139 | 0.0081418 | 0.0082667 | 0 | 0 | 0 | 0 | 0 | 0 | 0
SDG&E | MW | Commercial | Com - Hospital | Lighting | No | Lighting - Compact Fluorescent Fixture (Indoor) | 1.8038 | 1.8322 | 1.8599 | 1.8881 | 1.9158 | 0 | 0 | 0 | 0 | 0 | 0 | 0
SDG&E | MW | Commercial | Com - Hospital | Lighting | No | Lighting - Exit Fixture (LED) | 0.098167 | 0.096656 | 0.095167 | 0.093702 | 0.092259 | 0.090838 | 0.089439 | 0.088062 | 0.086705 | 0.08537 | 0.084055 | 0.082761
SDG&E | MW | Commercial | Com - Hospital | Lighting | No | Lighting - Halogen Lamp (A-Line) | 0.0028322 | 0.002879 | 0.0029247 | 0.0029714 | 0.003017 | 0 | 0 | 0 | 0 | 0 | 0 | 0
SDG&E | MW | Commercial | Com - Hospital | Lighting | No | Lighting - High Bay HID to T5 | 0.094351 | 0.095824 | 0.097261 | 0.09873 | 0.10016 | 0.10147 | 0.10255 | 0.10354 | 0.10452 | 0.10549 | 0.10649 | 0.10752
SDG&E | MW | Commercial | Com - Hospital | Lighting | No | Lighting - Induction Fixture (Indoor) | 0.23724 | 0.24117 | 0.245 | 0.2489 | 0.25272 | 0.25621 | 0.2591 | 0.26178 | 0.2644 | 0.267 | 0.2697 | 0.27245
SDG&E | MW | Commercial | Com - Hospital | Lighting | No | Lighting - Induction Fixture (Outdoor) | 0.11016 | 0.11198 | 0.11376 | 0.11557 | 0.11735 | 0.11897 | 0.12031 | 0.12155 | 0.12277 | 0.12398 | 0.12523 | 0.12651
SDG&E | MW | Commercial | Com - Hospital | Lighting | No | Lighting - Linear Fluorescent Delamping | 0.030682 | 0.03021 | 0.022308 | 0.014643 | 0.0072088 | 0 | 0 | 0 | 0 | 0 | 0 | 0
SDG&E | MW | Commercial | Com - Hospital | Lighting | No | Lighting - Low Bay HID to T5 | 0.013398 | 0.013607 | 0.013812 | 0.01402 | 0.014224 | 0.01441 | 0.014562 | 0.014704 | 0.014842 | 0.01498 | 0.015123 | 0.015268
SDG&E | MW | Commercial | Com - Hospital | Lighting | No | Lighting - Plug-In Fixture (Linear Fluorescent) | 0.72841 | 0.73978 | 0.75088 | 0.76222 | 0.7733 | 0 | 0 | 0 | 0 | 0 | 0 | 0
SDG&E | MW | Commercial | Com - Hospital | Lighting | No | Lighting - Plug-In Fixture (PSMH with Electronic Ballast) | 0.39188 | 0.398 | 0.40397 | 0.41007 | 0.41603 | 0.42146 | 0.42593 | 0.43007 | 0.43412 | 0.43814 | 0.44232 | 0.44659
SDG&E | MW | Commercial | Com - Hospital | SHW | No | SHW - EF Rated Instantaneous Water Heater (Electric) | 0.0077923 | 0.0079258 | 0.008056 | 0.008189 | 0.0083189 | 0.0084377 | 0.0085363 | 0.008628 | 0.0087176 | 0.0088066 | 0.008899 | 0.0089929
SDG&E | MW | Commercial | Com - Hospital | Service | No | HVAC - Comprehensive Rooftop Unit Quality Maintenance | 1.3091e-06 | 1.2889e-06 | 1.2691e-06 | 1.2495e-06 | 1.2303e-06 | 1.2113e-06 | 1.1927e-06 | 1.1743e-06 | 1.1562e-06 | 1.1384e-06 | 1.1209e-06 | 1.1036e-06
SDG&E | MW | Commercial | Com - Hospital | Service | No | Service - HVAC Fault Detection & Diagnositics | 0.0013591 | 0.0013815 | 0.0014035 | 0.0014259 | 0.0014478 | 0.0014677 | 0.0014843 | 0.0014996 | 0.0015146 | 0.0015295 | 0.001545 | 0.0015608
SDG&E | MW | Commercial | Com - Hospital | Service | No | Service - Retro-Commissioning (Electric) | 0 | 0 | 0 | 0 | 0 | 0 | 0 | 0 | 0.0042646 | 0.0041989 | 0.0041343 | 0.0040706
SDG&E | MW | Commercial | Com - Hospital | WholeBlg | No | HVAC - Energy Management System | 0.00014915 | 0.00015162 | 0.00015403 | 0.00015649 | 0.00015889 | 0.00016108 | 0.0001629 | 0.00016458 | 0.00016623 | 0.00016786 | 0.00016956 | 0.00017129
SDG&E | MW | Commercial | Com - Hospital | WholeBlg | No | WholeBlg - Com RET Level 1 | 2.698 | 2.6564 | 2.6155 | 2.5752 | 2.5356 | 2.4965 | 2.4581 | 2.4202 | 2.383 | 2.3463 | 2.3101 | 2.2746
SDG&E | MW | Commercial | Com - Hospital | WholeBlg | No | WholeBlg - Com RET Level 2 | 16.6032 | 16.3475 | 16.0958 | 15.8479 | 15.6038 | 15.3635 | 15.1269 | 14.894 | 14.6646 | 14.4388 | 14.2164 | 13.9975
SDG&E | MW | Commercial | Com - Hotel | AppPlug | No | AppPlug - Desktop Computer (Com - Power Management) | 0.1824 | 0.18541 | 0.18836 | 0.19136 | 0.1943 | 0.19698 | 0.1992 | 0.20126 | 0.20327 | 0.20527 | 0.20735 | 0.20947
SDG&E | MW | Commercial | Com - Hotel | AppPlug | No | AppPlug - Occupancy Sensor Plug Strip | 0 | 0 | 0 | 0 | 0 | 0 | 0 | 0 | 0 | 0.25826 | 0.26087 | 0.26353
SDG&E | MW | Commercial | Com - Hotel | BldgEnv | No | BldgEnv - Wall Spray On Insulation | 1.2535 | 1.2342 | 1.2152 | 1.1965 | 1.1781 | 1.1599 | 1.1421 | 1.1245 | 1.1072 | 1.0901 | 1.0733 | 1.0568
SDG&E | MW | Commercial | Com - Hotel | BldgEnv | No | BldgEnv - Window Film | 2.6783 | 2.6371 | 2.5965 | 2.5565 | 2.5171 | 2.4784 | 2.4402 | 2.4026 | 2.3656 | 2.3292 | 2.2933 | 2.258
SDG&E | MW | Commercial | Com - Hotel | FoodServ | No | FoodServ - Electric Griddle | 0.0023074 | 0.0023456 | 0.0023828 | 0.0024208 | 0.002458 | 0.0024919 | 0.00252 | 0.002546 | 0.0025715 | 0.0025968 | 0.0026231 | 0.0026498
SDG&E | MW | Commercial | Com - Hotel | FoodServ | No | FoodServ - Electric Steamer | 0.015401 | 0.015656 | 0.015904 | 0.016158 | 0.016406 | 0.016632 | 0.01682 | 0.016994 | 0.017164 | 0.017333 | 0.017508 | 0.017687
SDG&E | MW | Commercial | Com - Hotel | FoodServ | No | FoodServ - Fryer (Electric) | 0 | 0 | 0 | 0 | 0 | 0 | 0 | 0 | 0 | 0 | 0.0014754 | 0.0014905
SDG&E | MW | Commercial | Com - Hotel | FoodServ | No | FoodServ - Oven (Electric) | 0.017561 | 0.017852 | 0.018135 | 0.018424 | 0.018707 | 0.018965 | 0.019179 | 0.019377 | 0.019571 | 0.019764 | 0.019964 | 0.020168
SDG&E | MW | Commercial | Com - Hotel | HVAC | Yes | HVAC - Advanced Package Rooftop AC (> EER 12) - Emerging | 0 | 1.8281 | 1.7999 | 1.7722 | 1.7449 | 1.7181 | 1.6916 | 1.6655 | 1.6399 | 1.6146 | 1.5898 | 1.5653
SDG&E | MW | Commercial | Com - Hotel | HVAC | No | HVAC - Chiller (Centrifugal) | 0.72488 | 0.71372 | 0.70273 | 0.6919 | 0.68125 | 0.67076 | 0.66043 | 0.68855 | 0.6825 | 0.67657 | 0.67082 | 0.66522
SDG&E | MW | Commercial | Com - Hotel | HVAC | No | HVAC - Chiller (Reciprocating) | 0.91472 | 0.92326 | 0.93157 | 0.94017 | 0.94855 | 0.95598 | 0.96166 | 0.96677 | 0.97175 | 0.97671 | 0.98202 | 0.98752
SDG&E | MW | Commercial | Com - Hotel | HVAC | No | HVAC - Demand Controlled Ventilation | 0.46575 | 0.47345 | 0.48097 | 0.48864 | 0.49614 | 0.50299 | 0.50866 | 0.51392 | 0.51906 | 0.52417 | 0.52947 | 0.53487
SDG&E | MW | Commercial | Com - Hotel | HVAC | No | HVAC - EER Rated Package Rooftop AC (EER 11) | 0.98528 | 0.063169 | 0.093667 | 0.12427 | 0.15429 | 0.18271 | 0.2084 | 0.23302 | 0.25718 | 0.28106 | 0.30517 | 0.32927
SDG&E | MW | Commercial | Com - Hotel | HVAC | No | HVAC - Repair Duct System | 0 | 0 | 0 | 0 | 0 | 0 | 0 | 0 | 0 | 0 | 0 | 0.70471
SDG&E | MW | Commercial | Com - Hotel | HVAC | No | HVAC - SEER Rated Package Rooftop AC (Recharge) | 1.1139 | 1.0967 | 1.0799 | 1.0632 | 1.0469 | 1.0307 | 1.0149 | 0.99923 | 0.98384 | 0.96869 | 0.95377 | 0.93908
SDG&E | MW | Commercial | Com - Hotel | HVAC | No | HVAC - SEER Rated Package Rooftop AC (SEER 14) | 1.3176 | 1.3408 | 0 | 0 | 0 | 0 | 0 | 0 | 0 | 0 | 0 | 0
SDG&E | MW | Commercial | Com - Hotel | HVAC | No | HVAC - SEER Rated Package Rooftop AC (SEER 15) | 0 | 0 | 1.4509 | 1.4617 | 1.4722 | 1.4813 | 1.488 | 1.4938 | 1.4995 | 1.5052 | 1.5114 | 1.5179
SDG&E | MW | Commercial | Com - Hotel | HVAC | No | HVAC - SEER Rated Package Rooftop HP (SEER 15) | 1.1517 | 1.1756 | 0.55672 | 0.56779 | 0.57861 | 0.58857 | 0.59698 | 0.60483 | 0.61253 | 0.62016 | 0.62803 | 0.63601
SDG&E | MW | Commercial | Com - Hotel | HVAC | No | HVAC - SEER Rated Split System AC (SEER 14) | 0.56527 | 0.57468 | 0.58386 | 0 | 0 | 0 | 0 | 0 | 0 | 0 | 0 | 0
SDG&E | MW | Commercial | Com - Hotel | HVAC | No | HVAC - SEER Rated Split System AC (SEER 15) | 0 | 0 | 0 | 0.6342 | 0.63878 | 0.64277 | 0.64568 | 0.64823 | 0.65071 | 0.6532 | 0.65591 | 0.65875
SDG&E | MW | Commercial | Com - Hotel | HVAC | No | HVAC - SEER Rated Split System HP (SEER 15) | 0.71911 | 0.73192 | 0.34562 | 0.35154 | 0.35732 | 0.36262 | 0.36704 | 0.37114 | 0.37516 | 0.37915 | 0.38328 | 0.38748
SDG&E | MW | Commercial | Com - Hotel | Lighting | Yes | Lighting - LED Fixture (Replacing T8) - Emerging | 0 | 0 | 0 | 2.0178 | 2.0865 | 2.1533 | 2.2068 | 2.259 | 2.3113 | 2.364 | 2.4182 | 2.4637
SDG&E | MW | Commercial | Com - Hotel | Lighting | Yes | Lighting - LED Lamp (Basic High - Indoor) - Emerging | 0.15135 | 0.15677 | 0.16187 | 0.16638 | 0.17089 | 0.022535 | 0.022996 | 0.023394 | 0.02379 | 0.024137 | 0.024495 | 0.024859
SDG&E | MW | Commercial | Com - Hotel | Lighting | Yes | Lighting - LED Lamp (Basic Low - Indoor) - Emerging | 0.24228 | 0.2513 | 0.25977 | 0.26723 | 0.27469 | 0.042935 | 0.043841 | 0.04462 | 0.045394 | 0.046171 | 0.04687 | 0.04758
SDG&E | MW | Commercial | Com - Hotel | Lighting | Yes | Lighting - LED Plug-In Indoor Fixture - Emerging | 0.27877 | 0.28783 | 0.29595 | 0.30236 | 0.30968 | 0.017947 | 0.018246 | 0.01859 | 0.018844 | 0.019128 | 0.019392 | 0.01969
SDG&E | MW | Commercial | Com - Hotel | Lighting | No | Lighting - Cold Cathode Lamp | 0.00098169 | 0.00099792 | 0.0010138 | 0.0010299 | 0.0010457 | 0 | 0 | 0 | 0 | 0 | 0 | 0
SDG&E | MW | Commercial | Com - Hotel | Lighting | No | Lighting - Compact Fluorescent Fixture (Indoor) | 0.63723 | 0.64831 | 0.65914 | 0.67017 | 0.68096 | 0 | 0 | 0 | 0 | 0 | 0 | 0
SDG&E | MW | Commercial | Com - Hotel | Lighting | No | Lighting - Exit Fixture (LED) | 0.12408 | 0.12217 | 0.12029 | 0.11844 | 0.11661 | 0.11482 | 0.11305 | 0.11131 | 0.10959 | 0.10791 | 0.10624 | 0.10461
SDG&E | MW | Commercial | Com - Hotel | Lighting | No | Lighting - Halogen Lamp (A-Line) | 0.0035434 | 0.003602 | 0.0036591 | 0.0037175 | 0.0037746 | 0 | 0 | 0 | 0 | 0 | 0 | 0
SDG&E | MW | Commercial | Com - Hotel | Lighting | No | Lighting - Induction Fixture (Indoor) | 0.33884 | 0.34445 | 0.34991 | 0.3555 | 0.36095 | 0.36594 | 0.37006 | 0.37388 | 0.37763 | 0.38134 | 0.3852 | 0.38913
SDG&E | MW | Commercial | Com - Hotel | Lighting | No | Lighting - Induction Fixture (Outdoor) | 0.13782 | 0.1401 | 0.14232 | 0.14459 | 0.14681 | 0.14884 | 0.15052 | 0.15207 | 0.15359 | 0.15511 | 0.15668 | 0.15827
SDG&E | MW | Commercial | Com - Hotel | Lighting | No | Lighting - Linear Fluorescent Delamping | 0.0045088 | 0.0044394 | 0.0032783 | 0.0021519 | 0 | 0 | 0 | 0 | 0 | 0 | 0 | 0
SDG&E | MW | Commercial | Com - Hotel | Lighting | No | Lighting - Linear Fluorescent Fixture (Low Wattage T8) | 0.67616 | 0.68797 | 0.6995 | 0 | 0 | 0 | 0 | 0 | 0 | 0 | 0 | 0
SDG&E | MW | Commercial | Com - Hotel | Lighting | No | Lighting - Occupancy Sensor | 0 | 0 | 0 | 0 | 0 | 0 | 0 | 0 | 0 | 0 | 0 | 0.13192
SDG&E | MW | Commercial | Com - Hotel | Lighting | No | Lighting - Plug-In Fixture (Linear Fluorescent) | 0.25658 | 0.26106 | 0.26543 | 0.26989 | 0.27425 | 0 | 0 | 0 | 0 | 0 | 0 | 0
SDG&E | MW | Commercial | Com - Hotel | Lighting | No | Lighting - Plug-In Fixture (PSMH with Electronic Ballast) | 0 | 0 | 0 | 0.1452 | 0.14755 | 0.14969 | 0.15148 | 0.15314 | 0.15476 | 0.15637 | 0.15805 | 0.15975
SDG&E | MW | Commercial | Com - Hotel | Lighting | No | Lighting - Plug-In Fixture (PSMH) | 0.13672 | 0.13911 | 0.14144 | 0 | 0 | 0 | 0 | 0 | 0 | 0 | 0 | 0
SDG&E | MW | Commercial | Com - Hotel | SHW | No | SHW - EF Rated Instantaneous Water Heater (Electric) | 0 | 0 | 0 | 0.0048832 | 0.004959 | 0.0050281 | 0.0050854 | 0.0051386 | 0.0051906 | 0.0052423 | 0.005296 | 0.0053505
SDG&E | MW | Commercial | Com - Hotel | SHW | No | SHW - EF Rated Storage Water Heater (Electric) | 0.0035068 | 0.0035656 | 0 | 0 | 0 | 0 | 0 | 0 | 0 | 0 | 0 | 0
SDG&E | MW | Commercial | Com - Hotel | Service | No | HVAC - Comprehensive Rooftop Unit Quality Maintenance | 1.6378e-06 | 1.6126e-06 | 1.5877e-06 | 1.5633e-06 | 1.5392e-06 | 1.5155e-06 | 1.4922e-06 | 1.4692e-06 | 1.4466e-06 | 1.4243e-06 | 1.4024e-06 | 1.3808e-06
SDG&E | MW | Commercial | Com - Hotel | Service | No | Service - HVAC Fault Detection & Diagnositics | 0.0017003 | 0.0017285 | 0.0017559 | 0.0017839 | 0.0018113 | 0.0018363 | 0.001857 | 0.0018762 | 0.001895 | 0.0019136 | 0.001933 | 0.0019527
SDG&E | MW | Commercial | Com - Hotel | Service | No | Service - Retro-Commissioning (Electric) | 0 | 0 | 0 | 0 | 0 | 0 | 0 | 0 | 0.0053354 | 0.0052533 | 0.0051724 | 0.0050927
SDG&E | MW | Commercial | Com - Hotel | WholeBlg | No | HVAC - Energy Management System | 0.00018661 | 0.00018969 | 0.0001927 | 0.00019578 | 0.00019878 | 0.00020153 | 0.0002038 | 0.0002059 | 0.00020797 | 0.00021001 | 0.00021214 | 0.0002143
SDG&E | MW | Commercial | Com - Hotel | WholeBlg | No | WholeBlg - Com RET Level 1 | 2.7164 | 2.6746 | 2.6334 | 2.5928 | 2.5529 | 2.5136 | 2.4749 | 2.4368 | 2.3992 | 2.3623 | 2.3259 | 2.2901
SDG&E | MW | Commercial | Com - Hotel | WholeBlg | No | WholeBlg - Com RET Level 2 | 15.3539 | 15.1174 | 14.8846 | 14.6554 | 14.4297 | 14.2075 | 13.9887 | 13.7732 | 13.5611 | 13.3523 | 13.1467 | 12.9442
SDG&E | MW | Commercial | Com - Motel | AppPlug | No | AppPlug - Desktop Computer (Com - Power Management) | 0.1824 | 0.18541 | 0.18836 | 0.19136 | 0.1943 | 0.19698 | 0.1992 | 0.20126 | 0.20327 | 0.20527 | 0.20735 | 0.20947
SDG&E | MW | Commercial | Com - Motel | AppPlug | No | AppPlug - Occupancy Sensor Plug Strip | 0 | 0 | 0 | 0 | 0 | 0 | 0 | 0 | 0 | 0.25826 | 0.26087 | 0.26353
SDG&E | MW | Commercial | Com - Motel | BldgEnv | No | BldgEnv - Wall Spray On Insulation | 1.2535 | 1.2342 | 1.2152 | 1.1965 | 1.1781 | 1.1599 | 1.1421 | 1.1245 | 1.1072 | 1.0901 | 1.0733 | 1.0568
SDG&E | MW | Commercial | Com - Motel | BldgEnv | No | BldgEnv - Window Film | 3.3277 | 3.2765 | 3.226 | 3.1763 | 3.1274 | 3.0793 | 3.0318 | 2.9851 | 2.9392 | 2.8939 | 2.8493 | 2.8055
SDG&E | MW | Commercial | Com - Motel | FoodServ | No | FoodServ - Electric Griddle | 0.0023074 | 0.0023456 | 0.0023828 | 0.0024208 | 0.002458 | 0.0024919 | 0.00252 | 0.002546 | 0.0025715 | 0.0025968 | 0.0026231 | 0.0026498
SDG&E | MW | Commercial | Com - Motel | FoodServ | No | FoodServ - Electric Steamer | 0.015401 | 0.015656 | 0.015904 | 0.016158 | 0.016406 | 0.016632 | 0.01682 | 0.016994 | 0.017164 | 0.017333 | 0.017508 | 0.017687
SDG&E | MW | Commercial | Com - Motel | FoodServ | No | FoodServ - Fryer (Electric) | 0 | 0 | 0 | 0 | 0 | 0 | 0 | 0 | 0 | 0 | 0.0014754 | 0.0014905
SDG&E | MW | Commercial | Com - Motel | FoodServ | No | FoodServ - Oven (Electric) | 0.017561 | 0.017852 | 0.018135 | 0.018424 | 0.018707 | 0.018965 | 0.019179 | 0.019377 | 0.019571 | 0.019764 | 0.019964 | 0.020168
SDG&E | MW | Commercial | Com - Motel | HVAC | Yes | HVAC - Advanced Package Rooftop AC (> EER 12) - Emerging | 0 | 1.8271 | 1.799 | 1.7713 | 1.744 | 1.7172 | 1.6907 | 1.6647 | 1.639 | 1.6138 | 1.5889 | 1.5645
SDG&E | MW | Commercial | Com - Motel | HVAC | No | HVAC - Chiller (Centrifugal) | 0 | 0 | 0 | 0 | 0 | 0 | 0 | 0 | 0 | 0 | 0.18766 | 0.18957
SDG&E | MW | Commercial | Com - Motel | HVAC | No | HVAC - Chiller (Reciprocating) | 0.31602 | 0.32125 | 0.32635 | 0.33155 | 0.33664 | 0.34129 | 0.34513 | 0.3487 | 0.35219 | 0.35566 | 0.35926 | 0.36292
SDG&E | MW | Commercial | Com - Motel | HVAC | No | HVAC - Demand Controlled Ventilation | 0.46575 | 0.47345 | 0.48097 | 0.48864 | 0.49614 | 0.50299 | 0.50866 | 0.51392 | 0.51906 | 0.52417 | 0.52947 | 0.53487
SDG&E | MW | Commercial | Com - Motel | HVAC | No | HVAC - EER Rated Package Rooftop AC (EER 11) | 0.98528 | 0.063169 | 0.093667 | 0.12427 | 0.15429 | 0.18271 | 0.2084 | 0.23302 | 0.25718 | 0.28106 | 0.30517 | 0.32927
SDG&E | MW | Commercial | Com - Motel | HVAC | No | HVAC - Repair Duct System | 0 | 0 | 0 | 0 | 0 | 0 | 0 | 0 | 0 | 0 | 0 | 0.69593
SDG&E | MW | Commercial | Com - Motel | HVAC | No | HVAC - SEER Rated Package Rooftop AC (Recharge) | 1.0124 | 0.99678 | 0.98143 | 0.96632 | 0.95144 | 0.93678 | 0.92236 | 0.90815 | 0.89417 | 0.8804 | 0.86684 | 0.85349
SDG&E | MW | Commercial | Com - Motel | HVAC | No | HVAC - SEER Rated Package Rooftop AC (SEER 14) | 1.3176 | 1.3408 | 0 | 0 | 0 | 0 | 0 | 0 | 0 | 0 | 0 | 0
SDG&E | MW | Commercial | Com - Motel | HVAC | No | HVAC - SEER Rated Package Rooftop AC (SEER 15) | 0 | 0 | 1.4509 | 1.4617 | 1.4722 | 1.4813 | 1.488 | 1.4938 | 1.4995 | 1.5052 | 1.5114 | 1.5179
SDG&E | MW | Commercial | Com - Motel | HVAC | No | HVAC - SEER Rated Package Rooftop HP (SEER 15) | 1.1517 | 1.1756 | 0.55672 | 0.56779 | 0.57861 | 0.58857 | 0.59698 | 0.60483 | 0.61253 | 0.62016 | 0.62803 | 0.63601
SDG&E | MW | Commercial | Com - Motel | HVAC | No | HVAC - SEER Rated Split System AC (SEER 14) | 0.56527 | 0.57468 | 0.58386 | 0 | 0 | 0 | 0 | 0 | 0 | 0 | 0 | 0
SDG&E | MW | Commercial | Com - Motel | HVAC | No | HVAC - SEER Rated Split System AC (SEER 15) | 0 | 0 | 0 | 0.6342 | 0.63878 | 0.64277 | 0.64568 | 0.64823 | 0.65071 | 0.6532 | 0.65591 | 0.65875
SDG&E | MW | Commercial | Com - Motel | HVAC | No | HVAC - SEER Rated Split System HP (SEER 15) | 0.71911 | 0.73192 | 0.34562 | 0.35154 | 0.35732 | 0.36262 | 0.36704 | 0.37114 | 0.37516 | 0.37915 | 0.38328 | 0.38748
SDG&E | MW | Commercial | Com - Motel | Lighting | Yes | Lighting - LED Fixture (Replacing T8) - Emerging | 0 | 0 | 0 | 0 | 1.4984 | 1.5461 | 1.5841 | 1.6212 | 1.6584 | 1.6959 | 1.7345 | 1.7668
SDG&E | MW | Commercial | Com - Motel | Lighting | Yes | Lighting - LED Lamp (Basic High - Indoor) - Emerging | 0.11612 | 0.12027 | 0.12417 | 0.12762 | 0.13107 | 0.017282 | 0.017634 | 0.017938 | 0.018241 | 0.018505 | 0.018779 | 0.019057
SDG&E | MW | Commercial | Com - Motel | Lighting | Yes | Lighting - LED Lamp (Basic Low - Indoor) - Emerging | 0.18589 | 0.19279 | 0.19927 | 0.20497 | 0.21067 | 0.032927 | 0.033619 | 0.034214 | 0.034805 | 0.035399 | 0.035932 | 0.036475
SDG&E | MW | Commercial | Com - Motel | Lighting | Yes | Lighting - LED Plug-In Indoor Fixture - Emerging | 0.21281 | 0.2197 | 0.22588 | 0.23075 | 0.23632 | 0.013694 | 0.013922 | 0.014183 | 0.014376 | 0.014592 | 0.014792 | 0.015019
SDG&E | MW | Commercial | Com - Motel | Lighting | No | Lighting - Cold Cathode Lamp | 0.00054942 | 0.0005585 | 0.00056737 | 0.00057642 | 0.00058527 | 0 | 0 | 0 | 0 | 0 | 0 | 0
SDG&E | MW | Commercial | Com - Motel | Lighting | No | Lighting - Compact Fluorescent Fixture (Indoor) | 0.48891 | 0.49737 | 0.50562 | 0.51404 | 0.52227 | 0 | 0 | 0 | 0 | 0 | 0 | 0
SDG&E | MW | Commercial | Com - Motel | Lighting | No | Lighting - Exit Fixture (LED) | 0.12329 | 0.12139 | 0.11952 | 0.11768 | 0.11587 | 0.11408 | 0.11232 | 0.11059 | 0.10889 | 0.10721 | 0.10556 | 0.10394
SDG&E | MW | Commercial | Com - Motel | Lighting | No | Lighting - Halogen Lamp (A-Line) | 0.0035434 | 0.003602 | 0.0036591 | 0.0037175 | 0.0037746 | 0 | 0 | 0 | 0 | 0 | 0 | 0
SDG&E | MW | Commercial | Com - Motel | Lighting | No | Lighting - Induction Fixture (Indoor) | 0.34672 | 0.35246 | 0.35805 | 0.36376 | 0.36935 | 0.37445 | 0.37866 | 0.38258 | 0.38641 | 0.39021 | 0.39416 | 0.39818
SDG&E | MW | Commercial | Com - Motel | Lighting | No | Lighting - Induction Fixture (Outdoor) | 0.13782 | 0.1401 | 0.14232 | 0.14459 | 0.14681 | 0.14884 | 0.15052 | 0.15207 | 0.15359 | 0.15511 | 0.15668 | 0.15827
SDG&E | MW | Commercial | Com - Motel | Lighting | No | Lighting - Linear Fluorescent Delamping | 0.0031924 | 0.0031433 | 0.0023211 | 0.0015236 | 0 | 0 | 0 | 0 | 0 | 0 | 0 | 0
SDG&E | MW | Commercial | Com - Motel | Lighting | No | Lighting - Linear Fluorescent Fixture (Low Wattage T8) | 0.48616 | 0.4945 | 0.50264 | 0.51094 | 0 | 0 | 0 | 0 | 0 | 0 | 0 | 0
SDG&E | MW | Commercial | Com - Motel | Lighting | No | Lighting - Occupancy Sensor | 0 | 0 | 0 | 0 | 0 | 0 | 0 | 0 | 0 | 0.12848 | 0.17328 | 0.17502
SDG&E | MW | Commercial | Com - Motel | Lighting | No | Lighting - Plug-In Fixture (Linear Fluorescent) | 0 | 0 | 0.20261 | 0.20595 | 0.20922 | 0 | 0 | 0 | 0 | 0 | 0 | 0
SDG&E | MW | Commercial | Com - Motel | Lighting | No | Lighting - Plug-In Fixture (PSMH with Electronic Ballast) | 0 | 0 | 0 | 0 | 0 | 0.094336 | 0.11551 | 0.11675 | 0.11796 | 0.11917 | 0.12042 | 0.12169
SDG&E | MW | Commercial | Com - Motel | Lighting | No | Lighting - Plug-In Fixture (PSMH) | 0.10442 | 0.10621 | 0.10796 | 0.10974 | 0.11149 | 0.019646 | 0 | 0 | 0 | 0 | 0 | 0
SDG&E | MW | Commercial | Com - Motel | SHW | No | SHW - EF Rated Instantaneous Water Heater (Electric) | 0.0041243 | 0.0041923 | 0.0042587 | 0.0043264 | 0.0043927 | 0.0044531 | 0.0045032 | 0.0045496 | 0.004595 | 0.0046401 | 0.0046869 | 0.0047346
SDG&E | MW | Commercial | Com - Motel | Service | No | HVAC - Comprehensive Rooftop Unit Quality Maintenance | 1.6378e-06 | 1.6126e-06 | 1.5877e-06 | 1.5633e-06 | 1.5392e-06 | 1.5155e-06 | 1.4922e-06 | 1.4692e-06 | 1.4466e-06 | 1.4243e-06 | 1.4024e-06 | 1.3808e-06
SDG&E | MW | Commercial | Com - Motel | Service | No | Service - HVAC Fault Detection & Diagnositics | 0.0017003 | 0.0017285 | 0.0017559 | 0.0017839 | 0.0018113 | 0.0018363 | 0.001857 | 0.0018762 | 0.001895 | 0.0019136 | 0.001933 | 0.0019527
SDG&E | MW | Commercial | Com - Motel | Service | No | Service - Retro-Commissioning (Electric) | 0 | 0 | 0 | 0 | 0 | 0 | 0 | 0 | 0.0053354 | 0.0052533 | 0.0051724 | 0.0050927
SDG&E | MW | Commercial | Com - Motel | WholeBlg | No | HVAC - Energy Management System | 0.00018661 | 0.00018969 | 0.0001927 | 0.00019578 | 0.00019878 | 0.00020153 | 0.0002038 | 0.0002059 | 0.00020797 | 0.00021001 | 0.00021214 | 0.0002143
SDG&E | MW | Commercial | Com - Motel | WholeBlg | No | WholeBlg - Com RET Level 1 | 2.853 | 2.8091 | 2.7658 | 2.7232 | 2.6813 | 2.64 | 2.5993 | 2.5593 | 2.5199 | 2.4811 | 2.4429 | 2.4053
SDG&E | MW | Commercial | Com - Motel | WholeBlg | No | WholeBlg - Com RET Level 2 | 15.5735 | 15.3336 | 15.0975 | 14.865 | 14.6361 | 14.4107 | 14.1887 | 13.9702 | 13.7551 | 13.5433 | 13.3347 | 13.1294
SDG&E | MW | Commercial | Com - Nusing Home | AppPlug | No | AppPlug - Desktop Computer (Com - Power Management) | 0.14579 | 0.1482 | 0.15055 | 0.15296 | 0.1553 | 0.15745 | 0.15922 | 0.16087 | 0.16248 | 0.16408 | 0.16574 | 0.16743
SDG&E | MW | Commercial | Com - Nusing Home | AppPlug | No | AppPlug - Occupancy Sensor Plug Strip | 0 | 0 | 0 | 0 | 0 | 0 | 0 | 0 | 0 | 0.20643 | 0.20852 | 0.21064
SDG&E | MW | Commercial | Com - Nusing Home | BldgEnv | No | BldgEnv - Wall Spray On Insulation | 1.0527 | 1.0365 | 1.0205 | 1.0048 | 0.98932 | 0.97409 | 0.95909 | 0.94432 | 0.92977 | 0.91545 | 0.90136 | 0.88748
SDG&E | MW | Commercial | Com - Nusing Home | BldgEnv | No | BldgEnv - Window Film | 2.6024 | 2.5623 | 2.5229 | 2.484 | 2.4458 | 2.4081 | 2.371 | 2.3345 | 2.2985 | 2.2631 | 2.2283 | 2.194
SDG&E | MW | Commercial | Com - Nusing Home | FoodServ | No | FoodServ - Electric Steamer | 0.026159 | 0.026591 | 0.027014 | 0.027445 | 0.027866 | 0.02825 | 0.028569 | 0.028864 | 0.029153 | 0.02944 | 0.029738 | 0.030041
SDG&E | MW | Commercial | Com - Nusing Home | FoodServ | No | FoodServ - Oven (Electric) | 0.028073 | 0.028538 | 0.028991 | 0.029453 | 0.029905 | 0.030318 | 0.03066 | 0.030977 | 0.031287 | 0.031595 | 0.031914 | 0.03224
SDG&E | MW | Commercial | Com - Nusing Home | HVAC | Yes | HVAC - Advanced Package Rooftop AC (> EER 12) - Emerging | 0 | 0 | 1.8024 | 1.7747 | 1.7474 | 1.7204 | 1.6939 | 1.6679 | 1.6422 | 1.6169 | 1.592 | 1.5675
SDG&E | MW | Commercial | Com - Nusing Home | HVAC | No | HVAC - Chiller (Centrifugal) | 0.97252 | 0.95754 | 0.94279 | 0.92827 | 0.91398 | 0.8999 | 0.88605 | 0.8724 | 0.85897 | 0.84574 | 0.83271 | 0.81989
SDG&E | MW | Commercial | Com - Nusing Home | HVAC | No | HVAC - Chiller (Reciprocating) | 1.2334 | 1.2419 | 1.2502 | 1.2589 | 1.2673 | 1.2746 | 1.2798 | 1.2843 | 1.2887 | 1.2931 | 1.2979 | 1.303
SDG&E | MW | Commercial | Com - Nusing Home | HVAC | No | HVAC - Demand Controlled Ventilation | 0.18348 | 0.18651 | 0.18948 | 0.1925 | 0.19545 | 0.19815 | 0.20038 | 0.20245 | 0.20448 | 0.20649 | 0.20858 | 0.21071
SDG&E | MW | Commercial | Com - Nusing Home | HVAC | No | HVAC - EER Rated Package Rooftop AC (EER 11) | 0 | 0 | 0 | 0 | 0 | 0.14579 | 0.16629 | 0.18593 | 0.20521 | 0.22427 | 0.2435 | 0.26273
SDG&E | MW | Commercial | Com - Nusing Home | HVAC | No | HVAC - SEER Rated Package Rooftop AC (Recharge) | 0 | 0 | 0 | 0 | 0 | 0 | 0 | 0 | 0 | 0 | 1.2266 | 1.2077
SDG&E | MW | Commercial | Com - Nusing Home | HVAC | No | HVAC - SEER Rated Package Rooftop AC (SEER 14) | 1.4658 | 1.4875 | 0 | 0 | 0 | 0 | 0 | 0 | 0 | 0 | 0 | 0
SDG&E | MW | Commercial | Com - Nusing Home | HVAC | No | HVAC - SEER Rated Package Rooftop AC (SEER 15) | 0 | 0 | 1.5634 | 1.5749 | 1.5861 | 1.5959 | 1.603 | 1.6092 | 1.6152 | 1.6213 | 1.6279 | 1.6348
SDG&E | MW | Commercial | Com - Nusing Home | HVAC | No | HVAC - SEER Rated Package Rooftop HP (SEER 15) | 1.179 | 1.1978 | 0.56465 | 0.57336 | 0.58188 | 0.58965 | 0.59605 | 0.60199 | 0.60779 | 0.61356 | 0.61956 | 0.62566
SDG&E | MW | Commercial | Com - Nusing Home | HVAC | No | HVAC - SEER Rated Split System AC (SEER 14) | 0.80492 | 0.81751 | 0.82979 | 0 | 0 | 0 | 0 | 0 | 0 | 0 | 0 | 0
SDG&E | MW | Commercial | Com - Nusing Home | HVAC | No | HVAC - SEER Rated Split System AC (SEER 15) | 0 | 0 | 0 | 0.68068 | 0.68394 | 0.68666 | 0.68836 | 0.68974 | 0.69106 | 0.6924 | 0.69398 | 0.69569
SDG&E | MW | Commercial | Com - Nusing Home | HVAC | No | HVAC - SEER Rated Split System HP (SEER 15) | 0.78622 | 0.79843 | 0.37623 | 0.38188 | 0.3874 | 0.39243 | 0.39657 | 0.4004 | 0.40414 | 0.40786 | 0.41173 | 0.41568
SDG&E | MW | Commercial | Com - Nusing Home | Lighting | Yes | Lighting - LED Fixture (Replacing T8) - Emerging | 3.749 | 3.881 | 4.0139 | 4.1685 | 4.306 | 4.4399 | 4.5463 | 4.6503 | 4.7544 | 4.8594 | 4.9673 | 5.0572
SDG&E | MW | Commercial | Com - Nusing Home | Lighting | Yes | Lighting - LED Lamp (Basic High - Indoor) - Emerging | 0.09947 | 0.10292 | 0.10615 | 0.10899 | 0.11184 | 0.014734 | 0.015023 | 0.015272 | 0.015518 | 0.015733 | 0.015956 | 0.016182
SDG&E | MW | Commercial | Com - Nusing Home | Lighting | Yes | Lighting - LED Lamp (Basic Low - Indoor) - Emerging | 0.72049 | 0.74648 | 0.77081 | 0.7921 | 0.8134 | 0.12702 | 0.1296 | 0.1318 | 0.13398 | 0.13618 | 0.13814 | 0.14014
SDG&E | MW | Commercial | Com - Nusing Home | Lighting | Yes | Lighting - LED Plug-In Indoor Fixture - Emerging | 0.64803 | 0.66831 | 0.68644 | 0.70056 | 0.7168 | 0.041503 | 0.04216 | 0.042921 | 0.043477 | 0.044101 | 0.044677 | 0.045333
SDG&E | MW | Commercial | Com - Nusing Home | Lighting | No | Lighting - Cold Cathode Lamp | 0.0062054 | 0.006308 | 0.0064082 | 0.0065104 | 0.0066103 | 0 | 0 | 0 | 0 | 0 | 0 | 0
SDG&E | MW | Commercial | Com - Nusing Home | Lighting | No | Lighting - Compact Fluorescent Fixture (Indoor) | 1.4887 | 1.5129 | 1.5365 | 1.5606 | 1.5841 | 0 | 0 | 0 | 0 | 0 | 0 | 0
SDG&E | MW | Commercial | Com - Nusing Home | Lighting | No | Lighting - Exit Fixture (LED) | 0.10201 | 0.10044 | 0.098892 | 0.097369 | 0.095869 | 0.094393 | 0.092939 | 0.091508 | 0.090099 | 0.088711 | 0.087345 | 0.086
SDG&E | MW | Commercial | Com - Nusing Home | Lighting | No | Lighting - Halogen Lamp (A-Line) | 0.0028322 | 0.002879 | 0.0029247 | 0.0029714 | 0.003017 | 0 | 0 | 0 | 0 | 0 | 0 | 0
SDG&E | MW | Commercial | Com - Nusing Home | Lighting | No | Lighting - High Bay HID to T5 | 0.080632 | 0.081946 | 0.083229 | 0.084539 | 0.085819 | 0.086987 | 0.087953 | 0.088848 | 0.089724 | 0.090594 | 0.091498 | 0.092418
SDG&E | MW | Commercial | Com - Nusing Home | Lighting | No | Lighting - Induction Fixture (Indoor) | 0.27084 | 0.27531 | 0.27969 | 0.28415 | 0.28851 | 0.29249 | 0.29579 | 0.29884 | 0.30184 | 0.30481 | 0.30789 | 0.31103
SDG&E | MW | Commercial | Com - Nusing Home | Lighting | No | Lighting - Induction Fixture (Outdoor) | 0.11016 | 0.11198 | 0.11376 | 0.11557 | 0.11735 | 0.11897 | 0.12031 | 0.12155 | 0.12277 | 0.12398 | 0.12523 | 0.12651
SDG&E | MW | Commercial | Com - Nusing Home | Lighting | No | Lighting - Linear Fluorescent Delamping | 0.025346 | 0.024955 | 0.018428 | 0.012096 | 0.005955 | 0 | 0 | 0 | 0 | 0 | 0 | 0
SDG&E | MW | Commercial | Com - Nusing Home | Lighting | No | Lighting - Low Bay HID to T5 | 0 | 0 | 0 | 0.010578 | 0.012187 | 0.012353 | 0.01249 | 0.012617 | 0.012741 | 0.012865 | 0.012993 | 0.013124
SDG&E | MW | Commercial | Com - Nusing Home | Lighting | No | Lighting - Plug-In Fixture (Linear Fluorescent) | 0.60016 | 0.60994 | 0.61949 | 0.62924 | 0.63877 | 0 | 0 | 0 | 0 | 0 | 0 | 0
SDG&E | MW | Commercial | Com - Nusing Home | Lighting | No | Lighting - Plug-In Fixture (PSMH with Electronic Ballast) | 0.32288 | 0.32814 | 0.33328 | 0.33853 | 0.34365 | 0.34833 | 0.3522 | 0.35578 | 0.35929 | 0.36277 | 0.36639 | 0.37008
SDG&E | MW | Commercial | Com - Nusing Home | SHW | No | SHW - EF Rated Instantaneous Water Heater (Electric) | 0.0069888 | 0.0071134 | 0.007235 | 0.0073589 | 0.0074802 | 0.0075911 | 0.0076836 | 0.0077697 | 0.0078538 | 0.0079374 | 0.008024 | 0.008112
SDG&E | MW | Commercial | Com - Nusing Home | Service | No | HVAC - Comprehensive Rooftop Unit Quality Maintenance | 1.3091e-06 | 1.2889e-06 | 1.2691e-06 | 1.2495e-06 | 1.2303e-06 | 1.2113e-06 | 1.1927e-06 | 1.1743e-06 | 1.1562e-06 | 1.1384e-06 | 1.1209e-06 | 1.1036e-06
SDG&E | MW | Commercial | Com - Nusing Home | Service | No | Service - HVAC Fault Detection & Diagnositics | 0.0013591 | 0.0013815 | 0.0014035 | 0.0014259 | 0.0014478 | 0.0014677 | 0.0014843 | 0.0014996 | 0.0015146 | 0.0015295 | 0.001545 | 0.0015608
SDG&E | MW | Commercial | Com - Nusing Home | Service | No | Service - Retro-Commissioning (Electric) | 0 | 0 | 0 | 0 | 0 | 0 | 0 | 0 | 0.0042646 | 0.0041989 | 0.0041343 | 0.0040706
SDG&E | MW | Commercial | Com - Nusing Home | WholeBlg | No | HVAC - Energy Management System | 0.00014915 | 0.00015162 | 0.00015403 | 0.00015649 | 0.00015889 | 0.00016108 | 0.0001629 | 0.00016458 | 0.00016623 | 0.00016786 | 0.00016956 | 0.00017129
SDG&E | MW | Commercial | Com - Nusing Home | WholeBlg | No | WholeBlg - Com RET Level 1 | 2.9356 | 2.8904 | 2.8459 | 2.802 | 2.7589 | 2.7164 | 2.6746 | 2.6334 | 2.5928 | 2.5529 | 2.5136 | 2.4749
SDG&E | MW | Commercial | Com - Nusing Home | WholeBlg | No | WholeBlg - Com RET Level 2 | 17.1851 | 16.9205 | 16.6599 | 16.4033 | 16.1507 | 15.902 | 15.6571 | 15.416 | 15.1786 | 14.9448 | 14.7147 | 14.4881
SDG&E | MW | Commercial | Com - Office (Large) | AppPlug | No | AppPlug - Desktop Computer (Com - Power Management) | 0.92525 | 0.94055 | 0.95548 | 0.97072 | 0.98562 | 0.99923 | 1.0105 | 1.0209 | 1.0311 | 1.0413 | 1.0518 | 1.0626
SDG&E | MW | Commercial | Com - Office (Large) | AppPlug | No | AppPlug - Occupancy Sensor Plug Strip | 0 | 0 | 0 | 0 | 0 | 0 | 0 | 0 | 0 | 1.3101 | 1.3233 | 1.3368
SDG&E | MW | Commercial | Com - Office (Large) | BldgEnv | No | BldgEnv - Wall Spray On Insulation | 6.6808 | 6.5779 | 6.4766 | 6.3769 | 6.2787 | 6.182 | 6.0868 | 5.9931 | 5.9008 | 5.8099 | 5.7204 | 5.6323
SDG&E | MW | Commercial | Com - Office (Large) | BldgEnv | No | BldgEnv - Window Film | 0 | 0 | 0 | 0 | 25.4291 | 25.0375 | 24.6519 | 24.2723 | 23.8985 | 23.5305 | 23.1681 | 22.8113
SDG&E | MW | Commercial | Com - Office (Large) | FoodServ | No | FoodServ - Electric Steamer | 0.097656 | 0.099271 | 0.10085 | 0.10246 | 0.10403 | 0.10546 | 0.10665 | 0.10776 | 0.10883 | 0.10991 | 0.11102 | 0.11215
SDG&E | MW | Commercial | Com - Office (Large) | FoodServ | No | FoodServ - Oven (Electric) | 0.11135 | 0.1132 | 0.11499 | 0.11683 | 0.11862 | 0.12026 | 0.12161 | 0.12287 | 0.1241 | 0.12532 | 0.12659 | 0.12788
SDG&E | MW | Commercial | Com - Office (Large) | HVAC | No | HVAC - Chiller (Centrifugal) | 7.845 | 7.7242 | 7.6053 | 7.4882 | 7.3728 | 7.2593 | 7.1475 | 7.0374 | 6.9291 | 6.8224 | 6.7173 | 6.6138
SDG&E | MW | Commercial | Com - Office (Large) | HVAC | No | HVAC - Chiller (Reciprocating) | 8.0881 | 8.1579 | 8.2258 | 8.2962 | 8.3648 | 8.4254 | 8.4709 | 8.5116 | 8.5511 | 8.5907 | 8.6332 | 8.6774
SDG&E | MW | Commercial | Com - Office (Large) | HVAC | No | HVAC - Demand Controlled Ventilation | 0.092196 | 0.09372 | 0.095208 | 0.096727 | 0.098212 | 0.099568 | 0.10069 | 0.10173 | 0.10275 | 0.10376 | 0.10481 | 0.10588
SDG&E | MW | Commercial | Com - Office (Large) | HVAC | No | HVAC - EER Rated Package Rooftop AC (EER 11) | 0 | 0 | 0.65898 | 6.4269 | 6.5525 | 6.6683 | 6.7661 | 6.8577 | 6.9473 | 7.0362 | 7.1279 | 7.2208
SDG&E | MW | Commercial | Com - Office (Large) | HVAC | No | HVAC - SEER Rated Package Rooftop AC (Recharge) | 0 | 7.3155 | 7.2028 | 7.0919 | 6.9827 | 6.8752 | 6.7693 | 6.665 | 6.5624 | 6.4613 | 6.3618 | 6.2638
SDG&E | MW | Commercial | Com - Office (Large) | HVAC | No | HVAC - SEER Rated Package Rooftop AC (SEER 14) | 9.5933 | 9.7742 | 0 | 0 | 0 | 0 | 0 | 0 | 0 | 0 | 0 | 0
SDG&E | MW | Commercial | Com - Office (Large) | HVAC | No | HVAC - SEER Rated Package Rooftop AC (SEER 15) | 0 | 0 | 9.3171 | 9.4221 | 9.5245 | 9.6165 | 9.6894 | 9.7559 | 9.8207 | 9.8854 | 9.9535 | 10.0235
SDG&E | MW | Commercial | Com - Office (Large) | HVAC | No | HVAC - SEER Rated Package Rooftop HP (SEER 15) | 7.322 | 7.4904 | 3.5542 | 3.6318 | 3.7078 | 3.7779 | 3.8375 | 3.8933 | 3.948 | 4.0022 | 4.058 | 4.1145
SDG&E | MW | Commercial | Com - Office (Large) | HVAC | No | HVAC - SEER Rated Split System AC (SEER 14) | 3.7645 | 3.822 | 3.878 | 0 | 0 | 0 | 0 | 0 | 0 | 0 | 0 | 0
SDG&E | MW | Commercial | Com - Office (Large) | HVAC | No | HVAC - SEER Rated Split System AC (SEER 15) | 0 | 0 | 0 | 3.9806 | 4.034 | 4.0826 | 4.1222 | 4.1588 | 4.1945 | 4.23 | 4.267 | 4.3049
SDG&E | MW | Commercial | Com - Office (Large) | HVAC | No | HVAC - SEER Rated Split System HP (SEER 15) | 4.2907 | 4.3754 | 2.0698 | 2.1089 | 2.1471 | 2.1822 | 2.2117 | 2.2393 | 2.2662 | 2.293 | 2.3206 | 2.3486
SDG&E | MW | Commercial | Com - Office (Large) | Lighting | Yes | Lighting - LED Fixture (Replacing T8) - Emerging | 0 | 31.4407 | 32.5196 | 33.7756 | 34.892 | 35.9802 | 36.8449 | 37.69 | 38.5361 | 39.389 | 40.266 | 40.9975
SDG&E | MW | Commercial | Com - Office (Large) | Lighting | Yes | Lighting - LED Lamp (Basic High - Indoor) - Emerging | 1.3241 | 1.3695 | 1.4122 | 1.4496 | 1.487 | 0.19586 | 0.19966 | 0.20292 | 0.20615 | 0.20897 | 0.21188 | 0.21485
SDG&E | MW | Commercial | Com - Office (Large) | Lighting | Yes | Lighting - LED Lamp (Basic Low - Indoor) - Emerging | 1.7879 | 1.8518 | 1.9116 | 1.9639 | 2.0161 | 0.31477 | 0.32107 | 0.32646 | 0.33181 | 0.33719 | 0.34198 | 0.34686
SDG&E | MW | Commercial | Com - Office (Large) | Lighting | Yes | Lighting - LED Plug-In Indoor Fixture - Emerging | 4.518 | 4.658 | 4.783 | 4.88 | 4.9919 | 0.28896 | 0.29347 | 0.29871 | 0.30252 | 0.3068 | 0.31074 | 0.31525
SDG&E | MW | Commercial | Com - Office (Large) | Lighting | No | Lighting - Cold Cathode Lamp | 0.03411 | 0.034674 | 0.035224 | 0.035786 | 0.036335 | 0 | 0 | 0 | 0 | 0 | 0 | 0
SDG&E | MW | Commercial | Com - Office (Large) | Lighting | No | Lighting - Compact Fluorescent Fixture (Indoor) | 11.0221 | 11.1977 | 11.369 | 11.544 | 11.715 | 0 | 0 | 0 | 0 | 0 | 0 | 0
SDG&E | MW | Commercial | Com - Office (Large) | Lighting | No | Lighting - Exit Fixture (LED) | 0.6918 | 0.68115 | 0.67066 | 0.66033 | 0.65016 | 0.64015 | 0.63029 | 0.62058 | 0.61103 | 0.60162 | 0.59235 | 0.58323
SDG&E | MW | Commercial | Com - Office (Large) | Lighting | No | Lighting - Halogen Lamp (A-Line) | 0.017974 | 0.018272 | 0.018562 | 0.018858 | 0.019147 | 0 | 0 | 0 | 0 | 0 | 0 | 0
SDG&E | MW | Commercial | Com - Office (Large) | Lighting | No | Lighting - High Bay HID to T5 | 0 | 0 | 0.041347 | 0.46026 | 0.46726 | 0.47366 | 0.47895 | 0.48386 | 0.48865 | 0.49342 | 0.49837 | 0.50341
SDG&E | MW | Commercial | Com - Office (Large) | Lighting | No | Lighting - Induction Fixture (Indoor) | 1.7188 | 1.7473 | 1.775 | 1.8033 | 1.831 | 1.8563 | 1.8772 | 1.8966 | 1.9156 | 1.9344 | 1.954 | 1.9739
SDG&E | MW | Commercial | Com - Office (Large) | Lighting | No | Lighting - Induction Fixture (Outdoor) | 0.69912 | 0.71068 | 0.72196 | 0.73348 | 0.74474 | 0.75502 | 0.76353 | 0.77142 | 0.77914 | 0.78681 | 0.79477 | 0.80288
SDG&E | MW | Commercial | Com - Office (Large) | Lighting | No | Lighting - Linear Fluorescent Delamping | 0.077464 | 0.076271 | 0.056322 | 0.03697 | 0 | 0 | 0 | 0 | 0 | 0 | 0 | 0
SDG&E | MW | Commercial | Com - Office (Large) | Lighting | No | Lighting - Linear Fluorescent Fixture (Low Wattage T8) | 11.7742 | 0 | 0 | 0 | 0 | 0 | 0 | 0 | 0 | 0 | 0 | 0
SDG&E | MW | Commercial | Com - Office (Large) | Lighting | No | Lighting - Occupancy Sensor | 0 | 0 | 0 | 0 | 0 | 0 | 0 | 0 | 0 | 0 | 0 | 2.2301
SDG&E | MW | Commercial | Com - Office (Large) | Lighting | No | Lighting - Plug-In Fixture (Linear Fluorescent) | 4.1316 | 4.1993 | 4.2655 | 4.3329 | 4.3989 | 0 | 0 | 0 | 0 | 0 | 0 | 0
SDG&E | MW | Commercial | Com - Office (Large) | Lighting | No | Lighting - Plug-In Fixture (PSMH with Electronic Ballast) | 2.2228 | 2.2592 | 2.2948 | 2.3311 | 2.3666 | 2.399 | 2.4258 | 2.4506 | 2.4749 | 2.4991 | 2.5241 | 2.5497
SDG&E | MW | Commercial | Com - Office (Large) | SHW | No | SHW - EF Rated Instantaneous Water Heater (Electric) | 0.0079095 | 0.0080411 | 0.0081696 | 0.0083008 | 0.008429 | 0.0085461 | 0.008643 | 0.008733 | 0.008821 | 0.0089084 | 0.0089992 | 0.0090915
SDG&E | MW | Commercial | Com - Office (Large) | Service | No | HVAC - Comprehensive Rooftop Unit Quality Maintenance | 8.3081e-06 | 8.1801e-06 | 8.0541e-06 | 7.9301e-06 | 7.808e-06 | 7.6877e-06 | 7.5693e-06 | 7.4528e-06 | 7.338e-06 | 7.225e-06 | 7.1137e-06 | 7.0042e-06
SDG&E | MW | Commercial | Com - Office (Large) | Service | No | Service - HVAC Fault Detection & Diagnositics | 0.0086253 | 0.0087679 | 0.0089071 | 0.0090493 | 0.0091881 | 0.009315 | 0.0094199 | 0.0095173 | 0.0096125 | 0.0097072 | 0.0098054 | 0.0099054
SDG&E | MW | Commercial | Com - Office (Large) | Service | No | Service - Retro-Commissioning (Electric) | 0 | 0 | 0 | 0 | 0 | 0 | 0 | 0 | 0.027065 | 0.026648 | 0.026238 | 0.025834
SDG&E | MW | Commercial | Com - Office (Large) | WholeBlg | No | HVAC - Energy Management System | 0.0009466 | 0.00096225 | 0.00097753 | 0.00099313 | 0.0010084 | 0.0010223 | 0.0010338 | 0.0010445 | 0.0010549 | 0.0010653 | 0.0010761 | 0.0010871
SDG&E | MW | Commercial | Com - Office (Large) | WholeBlg | No | WholeBlg - Com RET Level 1 | 20.2642 | 19.9522 | 19.6449 | 19.3424 | 19.0445 | 18.7512 | 18.4624 | 18.1781 | 17.8982 | 17.6225 | 17.3512 | 17.0839
SDG&E | MW | Commercial | Com - Office (Large) | WholeBlg | No | WholeBlg - Com RET Level 2 | 123.147 | 121.2506 | 119.3833 | 117.5448 | 115.7346 | 113.9523 | 112.1974 | 110.4696 | 108.7684 | 107.0933 | 105.4441 | 103.8203
SDG&E | MW | Commercial | Com - Office (Small) | AppPlug | No | AppPlug - Desktop Computer (Com - Power Management) | 0.43538 | 0.44258 | 0.44961 | 0.45678 | 0.46379 | 0.4702 | 0.47549 | 0.48041 | 0.48522 | 0.48999 | 0.49495 | 0.5
SDG&E | MW | Commercial | Com - Office (Small) | AppPlug | No | AppPlug - Occupancy Sensor Plug Strip | 0 | 0 | 0 | 0 | 0 | 0 | 0 | 0 | 0 | 0.61647 | 0.62271 | 0.62906
SDG&E | MW | Commercial | Com - Office (Small) | BldgEnv | No | BldgEnv - Wall Spray On Insulation | 3.1437 | 3.0953 | 3.0476 | 3.0007 | 2.9545 | 2.909 | 2.8642 | 2.8201 | 2.7767 | 2.7339 | 2.6918 | 2.6503
SDG&E | MW | Commercial | Com - Office (Small) | BldgEnv | No | BldgEnv - Window Film | 8.7278 | 8.5934 | 8.4611 | 8.3308 | 8.2025 | 8.0762 | 7.9518 | 7.8293 | 7.7088 | 7.5901 | 7.4732 | 7.3581
SDG&E | MW | Commercial | Com - Office (Small) | HVAC | No | HVAC - Chiller (Centrifugal) | 5.6055 | 5.5192 | 5.4342 | 5.3505 | 5.2681 | 5.187 | 5.1071 | 5.0284 | 4.951 | 4.8747 | 4.7997 | 4.7258
SDG&E | MW | Commercial | Com - Office (Small) | HVAC | No | HVAC - Chiller (Reciprocating) | 5.3585 | 5.3913 | 5.4232 | 5.4566 | 5.4892 | 5.517 | 5.5361 | 5.5524 | 5.5682 | 5.5841 | 5.6019 | 5.6207
SDG&E | MW | Commercial | Com - Office (Small) | HVAC | No | HVAC - Direct Evaporative Cooler | 1.4648 | 1.489 | 1.5127 | 1.5368 | 1.5604 | 1.5819 | 1.5998 | 1.6163 | 1.6325 | 1.6485 | 1.6652 | 1.6822
SDG&E | MW | Commercial | Com - Office (Small) | HVAC | No | HVAC - EER Rated Package Rooftop AC (EER 11) | 0 | 0 | 0 | 0 | 0.6238 | 3.7966 | 3.8534 | 3.9065 | 3.9585 | 4.0102 | 4.0634 | 4.1172
SDG&E | MW | Commercial | Com - Office (Small) | HVAC | No | HVAC - SEER Rated Package Rooftop AC (Recharge) | 0 | 0 | 0 | 0 | 0 | 4.1303 | 4.0667 | 4.0041 | 3.9424 | 3.8817 | 3.8219 | 3.7631
SDG&E | MW | Commercial | Com - Office (Small) | HVAC | No | HVAC - SEER Rated Package Rooftop AC (SEER 14) | 6.0046 | 6.1154 | 0 | 0 | 0 | 0 | 0 | 0 | 0 | 0 | 0 | 0
SDG&E | MW | Commercial | Com - Office (Small) | HVAC | No | HVAC - SEER Rated Package Rooftop AC (SEER 15) | 0 | 0 | 5.3696 | 5.4299 | 5.4889 | 5.5418 | 5.5838 | 5.622 | 5.6593 | 5.6965 | 5.7357 | 5.7759
SDG&E | MW | Commercial | Com - Office (Small) | HVAC | No | HVAC - SEER Rated Package Rooftop HP (SEER 15) | 4.1311 | 4.2284 | 2.0074 | 2.0522 | 2.0961 | 2.1366 | 2.1711 | 2.2034 | 2.2351 | 2.2665 | 2.2988 | 2.3315
SDG&E | MW | Commercial | Com - Office (Small) | HVAC | No | HVAC - SEER Rated Split System AC (SEER 14) | 2.0042 | 2.0371 | 2.0693 | 0 | 0 | 0 | 0 | 0 | 0 | 0 | 0 | 0
SDG&E | MW | Commercial | Com - Office (Small) | HVAC | No | HVAC - SEER Rated Split System AC (SEER 15) | 0 | 0 | 0 | 2.0219 | 2.0508 | 2.0771 | 2.0987 | 2.1187 | 2.1383 | 2.1577 | 2.1779 | 2.1986
SDG&E | MW | Commercial | Com - Office (Small) | HVAC | No | HVAC - SEER Rated Split System HP (SEER 15) | 2.4049 | 2.4529 | 1.1606 | 1.1827 | 1.2044 | 1.2243 | 1.241 | 1.2566 | 1.2719 | 1.2871 | 1.3028 | 1.3187
SDG&E | MW | Commercial | Com - Office (Small) | Lighting | Yes | Lighting - LED Fixture (Replacing T8) - Emerging | 0 | 14.1767 | 14.664 | 15.2312 | 15.7355 | 16.227 | 16.6177 | 16.9995 | 17.3817 | 17.7671 | 18.1633 | 18.494
SDG&E | MW | Commercial | Com - Office (Small) | Lighting | Yes | Lighting - LED Lamp (Basic High - Indoor) - Emerging | 0.66214 | 0.68519 | 0.70682 | 0.72588 | 0.74492 | 0.098152 | 0.10009 | 0.10176 | 0.10341 | 0.10486 | 0.10635 | 0.10787
SDG&E | MW | Commercial | Com - Office (Small) | Lighting | Yes | Lighting - LED Lamp (Basic Low - Indoor) - Emerging | 0.89407 | 0.92647 | 0.95682 | 0.9834 | 1.01 | 0.15774 | 0.16096 | 0.16371 | 0.16645 | 0.16919 | 0.17165 | 0.17415
SDG&E | MW | Commercial | Com - Office (Small) | Lighting | Yes | Lighting - LED Plug-In Indoor Fixture - Emerging | 2.2594 | 2.3305 | 2.3941 | 2.4437 | 2.5007 | 0.14481 | 0.14712 | 0.1498 | 0.15175 | 0.15395 | 0.15597 | 0.15828
SDG&E | MW | Commercial | Com - Office (Small) | Lighting | No | Lighting - Cold Cathode Lamp | 0.021522 | 0.021878 | 0.022225 | 0.02258 | 0.022927 | 0 | 0 | 0 | 0 | 0 | 0 | 0
SDG&E | MW | Commercial | Com - Office (Small) | Lighting | No | Lighting - Compact Fluorescent Fixture (Indoor) | 5.5118 | 5.6023 | 5.6905 | 5.7806 | 5.8687 | 0 | 0 | 0 | 0 | 0 | 0 | 0
SDG&E | MW | Commercial | Com - Office (Small) | Lighting | No | Lighting - Exit Fixture (LED) | 0.32569 | 0.32067 | 0.31573 | 0.31087 | 0.30608 | 0.30137 | 0.29673 | 0.29216 | 0.28766 | 0.28323 | 0.27887 | 0.27457
SDG&E | MW | Commercial | Com - Office (Small) | Lighting | No | Lighting - Halogen Lamp (A-Line) | 0.0084581 | 0.0085979 | 0.0087344 | 0.0088738 | 0.00901 | 0 | 0 | 0 | 0 | 0 | 0 | 0
SDG&E | MW | Commercial | Com - Office (Small) | Lighting | No | Lighting - High Bay HID to T5 | 0 | 0 | 0 | 0.18277 | 0.21072 | 0.21362 | 0.21601 | 0.21824 | 0.22041 | 0.22257 | 0.22481 | 0.22709
SDG&E | MW | Commercial | Com - Office (Small) | Lighting | No | Lighting - Induction Fixture (Indoor) | 0.79001 | 0.80307 | 0.81582 | 0.82884 | 0.84156 | 0.85318 | 0.86279 | 0.87171 | 0.88043 | 0.8891 | 0.8981 | 0.90726
SDG&E | MW | Commercial | Com - Office (Small) | Lighting | No | Lighting - Induction Fixture (Outdoor) | 0.32898 | 0.33442 | 0.33973 | 0.34515 | 0.35044 | 0.35528 | 0.35928 | 0.363 | 0.36663 | 0.37024 | 0.37399 | 0.3778
SDG&E | MW | Commercial | Com - Office (Small) | Lighting | No | Lighting - Linear Fluorescent Delamping | 0.035261 | 0.034718 | 0.025637 | 0.016828 | 0 | 0 | 0 | 0 | 0 | 0 | 0 | 0
SDG&E | MW | Commercial | Com - Office (Small) | Lighting | No | Lighting - Linear Fluorescent Fixture (Low Wattage T8) | 5.3087 | 0 | 0 | 0 | 0 | 0 | 0 | 0 | 0 | 0 | 0 | 0
SDG&E | MW | Commercial | Com - Office (Small) | Lighting | No | Lighting - Occupancy Sensor | 0 | 0 | 0 | 0 | 0 | 1.5055 | 1.5222 | 1.5377 | 1.5528 | 1.5679 | 1.5835 | 1.5994
SDG&E | MW | Commercial | Com - Office (Small) | Lighting | No | Lighting - Plug-In Fixture (Linear Fluorescent) | 2.0674 | 2.1015 | 2.1347 | 2.1686 | 2.2017 | 0 | 0 | 0 | 0 | 0 | 0 | 0
SDG&E | MW | Commercial | Com - Office (Small) | Lighting | No | Lighting - Plug-In Fixture (PSMH with Electronic Ballast) | 1.1123 | 1.1306 | 1.1484 | 1.1667 | 1.1845 | 1.2008 | 1.2142 | 1.2267 | 1.2389 | 1.251 | 1.2636 | 1.2765
SDG&E | MW | Commercial | Com - Office (Small) | SHW | No | SHW - EF Rated Instantaneous Water Heater (Electric) | 0.021074 | 0.021421 | 0.021759 | 0.022105 | 0.022443 | 0.022752 | 0.023007 | 0.023244 | 0.023476 | 0.023706 | 0.023945 | 0.024188
SDG&E | MW | Commercial | Com - Office (Small) | Service | No | HVAC - Comprehensive Rooftop Unit Quality Maintenance | 3.9094e-06 | 3.8492e-06 | 3.7899e-06 | 3.7316e-06 | 3.6741e-06 | 3.6175e-06 | 3.5618e-06 | 3.507e-06 | 3.453e-06 | 3.3998e-06 | 3.3474e-06 | 3.2959e-06
SDG&E | MW | Commercial | Com - Office (Small) | Service | No | Service - HVAC Fault Detection & Diagnositics | 0.0040587 | 0.0041258 | 0.0041913 | 0.0042582 | 0.0043236 | 0.0043832 | 0.0044326 | 0.0044785 | 0.0045233 | 0.0045678 | 0.004614 | 0.0046611
SDG&E | MW | Commercial | Com - Office (Small) | Service | No | Service - Retro-Commissioning (Electric) | 0 | 0 | 0 | 0 | 0 | 0 | 0 | 0 | 0.012736 | 0.01254 | 0.012346 | 0.012156
SDG&E | MW | Commercial | Com - Office (Small) | WholeBlg | No | HVAC - Energy Management System | 0.00044543 | 0.0004528 | 0.00045999 | 0.00046732 | 0.0004745 | 0.00048105 | 0.00048647 | 0.0004915 | 0.00049641 | 0.0005013 | 0.00050638 | 0.00051154
SDG&E | MW | Commercial | Com - Office (Small) | WholeBlg | No | WholeBlg - Com RET Level 1 | 10.4788 | 10.3174 | 10.1585 | 10.0021 | 9.8481 | 9.6964 | 9.5471 | 9.4001 | 9.2553 | 9.1128 | 8.9724 | 8.8343
SDG&E | MW | Commercial | Com - Office (Small) | WholeBlg | No | WholeBlg - Com RET Level 2 | 64.9442 | 63.9441 | 62.9593 | 61.9898 | 61.0351 | 60.0952 | 59.1697 | 58.2585 | 57.3613 | 56.4779 | 55.6082 | 54.7518
SDG&E | MW | Commercial | Com - Restaurant (Fast Food) | AppPlug | No | AppPlug - Desktop Computer (Com - Power Management) | 0.06255 | 0.063585 | 0.064594 | 0.065625 | 0.066632 | 0.067552 | 0.068313 | 0.069019 | 0.06971 | 0.070396 | 0.071109 | 0.071834
SDG&E | MW | Commercial | Com - Restaurant (Fast Food) | AppPlug | No | AppPlug - Occupancy Sensor Plug Strip | 0 | 0 | 0 | 0 | 0 | 0 | 0 | 0 | 0 | 0.088566 | 0.089463 | 0.090375
SDG&E | MW | Commercial | Com - Restaurant (Fast Food) | BldgEnv | No | BldgEnv - Wall Spray On Insulation | 0.45165 | 0.44469 | 0.43785 | 0.4311 | 0.42446 | 0.41793 | 0.41149 | 0.40515 | 0.39892 | 0.39277 | 0.38672 | 0.38077
SDG&E | MW | Commercial | Com - Restaurant (Fast Food) | BldgEnv | No | BldgEnv - Window Film | 0 | 0 | 1.2326 | 1.2136 | 1.1949 | 1.1765 | 1.1584 | 1.1405 | 1.123 | 1.1057 | 1.0887 | 1.0719
SDG&E | MW | Commercial | Com - Restaurant (Fast Food) | ComRefrig | No | ComRefrig - Strip Curtain for Walk In Refrigerator | 0 | 0.31696 | 0.31208 | 0.30728 | 0.30254 | 0.29789 | 0.2933 | 0.28878 | 0.28433 | 0.27996 | 0.27564 | 0.2714
SDG&E | MW | Commercial | Com - Restaurant (Fast Food) | FoodServ | No | FoodServ - Electric Griddle | 0.00079129 | 0.00080437 | 0.00081715 | 0.00083018 | 0.00084292 | 0.00085456 | 0.00086419 | 0.00087312 | 0.00088186 | 0.00089054 | 0.00089955 | 0.00090873
SDG&E | MW | Commercial | Com - Restaurant (Fast Food) | FoodServ | No | FoodServ - Electric Steamer | 0.31689 | 0.32213 | 0.32725 | 0.33247 | 0.33757 | 0.34223 | 0.34609 | 0.34967 | 0.35316 | 0.35664 | 0.36025 | 0.36392
SDG&E | MW | Commercial | Com - Restaurant (Fast Food) | FoodServ | No | FoodServ - Fryer (Electric) | 0 | 0 | 0 | 0 | 0 | 0 | 0 | 0 | 0 | 0 | 0.023402 | 0.02364
SDG&E | MW | Commercial | Com - Restaurant (Fast Food) | FoodServ | No | FoodServ - Grill to Order Cabinet | 0.28041 | 0.28504 | 0.28957 | 0.29419 | 0.2987 | 0.30283 | 0.30624 | 0.3094 | 0.3125 | 0.31558 | 0.31877 | 0.32202
SDG&E | MW | Commercial | Com - Restaurant (Fast Food) | FoodServ | No | FoodServ - Oven (Electric) | 0.084313 | 0.085708 | 0.087068 | 0.088457 | 0.089815 | 0.091055 | 0.092081 | 0.093033 | 0.093964 | 0.094889 | 0.095849 | 0.096827
SDG&E | MW | Commercial | Com - Restaurant (Fast Food) | HVAC | Yes | HVAC - Advanced Package Rooftop AC (> EER 12) - Emerging | 0 | 1.7147 | 1.6883 | 1.6623 | 1.6367 | 1.6115 | 1.5867 | 1.5623 | 1.5382 | 1.5145 | 1.4912 | 1.4682
SDG&E | MW | Commercial | Com - Restaurant (Fast Food) | HVAC | No | HVAC - Direct Evaporative Cooler | 0.35531 | 0.36119 | 0.36692 | 0.37278 | 0.3785 | 0.38372 | 0.38805 | 0.39206 | 0.39598 | 0.39988 | 0.40393 | 0.40804
SDG&E | MW | Commercial | Com - Restaurant (Fast Food) | HVAC | No | HVAC - EER Rated Package Rooftop AC (EER 11) | 0 | 0 | 0 | 0 | 0 | 0 | 0.16923 | 0.18921 | 0.20883 | 0.22823 | 0.2478 | 0.26737
SDG&E | MW | Commercial | Com - Restaurant (Fast Food) | HVAC | No | HVAC - SEER Rated Package Rooftop AC (Recharge) | 0 | 0 | 0.85981 | 0.84656 | 0.83353 | 0.82069 | 0.80805 | 0.79561 | 0.78336 | 0.77129 | 0.75941 | 0.74772
SDG&E | MW | Commercial | Com - Restaurant (Fast Food) | HVAC | No | HVAC - SEER Rated Package Rooftop AC (SEER 14) | 1.0421 | 1.066 | 0 | 0 | 0 | 0 | 0 | 0 | 0 | 0 | 0 | 0
SDG&E | MW | Commercial | Com - Restaurant (Fast Food) | HVAC | No | HVAC - SEER Rated Package Rooftop AC (SEER 15) | 0 | 0 | 1.3343 | 1.3566 | 1.3783 | 1.3982 | 1.4147 | 1.4301 | 1.4451 | 1.4601 | 1.4755 | 1.4913
SDG&E | MW | Commercial | Com - Restaurant (Fast Food) | HVAC | No | HVAC - SEER Rated Package Rooftop HP (SEER 15) | 1.0837 | 1.1063 | 0.52392 | 0.53436 | 0.54457 | 0.55397 | 0.5619 | 0.56931 | 0.57657 | 0.58377 | 0.59119 | 0.59872
SDG&E | MW | Commercial | Com - Restaurant (Fast Food) | HVAC | No | HVAC - SEER Rated Split System AC (SEER 14) | 0.44753 | 0.45694 | 0.46613 | 0 | 0 | 0 | 0 | 0 | 0 | 0 | 0 | 0
SDG&E | MW | Commercial | Com - Restaurant (Fast Food) | HVAC | No | HVAC - SEER Rated Split System AC (SEER 15) | 0 | 0 | 0 | 0.50846 | 0.51607 | 0.52301 | 0.52874 | 0.53406 | 0.53925 | 0.54441 | 0.54978 | 0.55524
SDG&E | MW | Commercial | Com - Restaurant (Fast Food) | HVAC | No | HVAC - SEER Rated Split System HP (SEER 15) | 0.64473 | 0.65617 | 0.30984 | 0.31512 | 0.32029 | 0.32503 | 0.32897 | 0.33263 | 0.33622 | 0.33978 | 0.34347 | 0.34723
SDG&E | MW | Commercial | Com - Restaurant (Fast Food) | Lighting | Yes | Lighting - LED Fixture (Replacing T8) - Emerging | 1.5723 | 1.6298 | 1.6876 | 1.7547 | 1.8146 | 1.873 | 1.9197 | 1.9653 | 2.011 | 2.057 | 2.1044 | 2.1442
SDG&E | MW | Commercial | Com - Restaurant (Fast Food) | Lighting | Yes | Lighting - LED Lamp (Basic High - Indoor) - Emerging | 1.263 | 1.3079 | 1.3501 | 1.3874 | 1.4246 | 0.18782 | 0.19163 | 0.19491 | 0.19817 | 0.20102 | 0.20397 | 0.20698
SDG&E | MW | Commercial | Com - Restaurant (Fast Food) | Lighting | Yes | Lighting - LED Lamp (Basic Low - Indoor) - Emerging | 4.9747 | 5.1585 | 5.331 | 5.4827 | 5.6344 | 0.88049 | 0.89889 | 0.91469 | 0.9304 | 0.94617 | 0.96032 | 0.97472
SDG&E | MW | Commercial | Com - Restaurant (Fast Food) | Lighting | Yes | Lighting - LED Plug-In Indoor Fixture - Emerging | 0.37395 | 0.38599 | 0.39679 | 0.40527 | 0.41498 | 0.024045 | 0.02444 | 0.024896 | 0.025233 | 0.025609 | 0.025957 | 0.026352
SDG&E | MW | Commercial | Com - Restaurant (Fast Food) | Lighting | No | Lighting - Cold Cathode Lamp | 0.0041554 | 0.0042241 | 0.0042912 | 0.0043596 | 0.0044265 | 0 | 0 | 0 | 0 | 0 | 0 | 0
SDG&E | MW | Commercial | Com - Restaurant (Fast Food) | Lighting | No | Lighting - Compact Fluorescent Fixture (Indoor) | 0.8591 | 0.87381 | 0.88816 | 0.90281 | 0.91713 | 0 | 0 | 0 | 0 | 0 | 0 | 0
SDG&E | MW | Commercial | Com - Restaurant (Fast Food) | Lighting | No | Lighting - Exit Fixture (LED) | 0.042099 | 0.041451 | 0.040812 | 0.040184 | 0.039565 | 0.038956 | 0.038356 | 0.037765 | 0.037183 | 0.036611 | 0.036047 | 0.035492
SDG&E | MW | Commercial | Com - Restaurant (Fast Food) | Lighting | No | Lighting - Halogen Lamp (A-Line) | 0.0012151 | 0.0012352 | 0.0012549 | 0.0012749 | 0.0012944 | 0 | 0 | 0 | 0 | 0 | 0 | 0
SDG&E | MW | Commercial | Com - Restaurant (Fast Food) | Lighting | No | Lighting - High Bay HID to T5 | 0.038429 | 0.039106 | 0.039767 | 0.040441 | 0.041099 | 0.041702 | 0.042204 | 0.042671 | 0.043127 | 0.043581 | 0.044051 | 0.044528
SDG&E | MW | Commercial | Com - Restaurant (Fast Food) | Lighting | No | Lighting - Induction Fixture (Indoor) | 0.10899 | 0.1108 | 0.11256 | 0.11435 | 0.11611 | 0.11771 | 0.11904 | 0.12027 | 0.12147 | 0.12267 | 0.12391 | 0.12517
SDG&E | MW | Commercial | Com - Restaurant (Fast Food) | Lighting | No | Lighting - Induction Fixture (Outdoor) | 0.047263 | 0.048045 | 0.048808 | 0.049586 | 0.050347 | 0.051042 | 0.051617 | 0.052151 | 0.052673 | 0.053191 | 0.05373 | 0.054278
SDG&E | MW | Commercial | Com - Restaurant (Fast Food) | Lighting | No | Lighting - Linear Fluorescent Delamping | 0.015084 | 0.014852 | 0.010967 | 0.0071989 | 0.003544 | 0 | 0 | 0 | 0 | 0 | 0 | 0
SDG&E | MW | Commercial | Com - Restaurant (Fast Food) | Lighting | No | Lighting - Low Bay HID to T5 | 0.00052219 | 0.00053139 | 0.00054036 | 0.00054952 | 0.00055847 | 0.00056667 | 0.00057348 | 0.00057983 | 0.00058603 | 0.00059219 | 0.00059858 | 0.00060507
SDG&E | MW | Commercial | Com - Restaurant (Fast Food) | Lighting | No | Lighting - Occupancy Sensor | 0 | 0 | 0 | 0 | 0 | 0 | 0 | 0 | 0 | 0 | 0 | 0.14718
SDG&E | MW | Commercial | Com - Restaurant (Fast Food) | Lighting | No | Lighting - Plug-In Fixture (Linear Fluorescent) | 0.34746 | 0.35358 | 0.35955 | 0.36564 | 0.3716 | 0 | 0 | 0 | 0 | 0 | 0 | 0
SDG&E | MW | Commercial | Com - Restaurant (Fast Food) | Lighting | No | Lighting - Plug-In Fixture (PSMH with Electronic Ballast) | 0.18693 | 0.19022 | 0.19344 | 0.19671 | 0.19992 | 0.20285 | 0.20529 | 0.20756 | 0.20978 | 0.21199 | 0.21427 | 0.2166
SDG&E | MW | Commercial | Com - Restaurant (Fast Food) | SHW | No | SHW - EF Rated Instantaneous Water Heater (Electric) | 0.015502 | 0.015754 | 0.016001 | 0.016253 | 0.016499 | 0.016724 | 0.01691 | 0.017082 | 0.01725 | 0.017418 | 0.017591 | 0.017768
SDG&E | MW | Commercial | Com - Restaurant (Fast Food) | Service | No | HVAC - Comprehensive Rooftop Unit Quality Maintenance | 5.6166e-07 | 5.5301e-07 | 5.4449e-07 | 5.3611e-07 | 5.2785e-07 | 5.1972e-07 | 5.1172e-07 | 5.0384e-07 | 4.9608e-07 | 4.8844e-07 | 4.8092e-07 | 4.7351e-07
SDG&E | MW | Commercial | Com - Restaurant (Fast Food) | Service | No | Service - HVAC Fault Detection & Diagnositics | 0.00058311 | 0.00059275 | 0.00060216 | 0.00061177 | 0.00062115 | 0.00062973 | 0.00063682 | 0.00064341 | 0.00064985 | 0.00065624 | 0.00066289 | 0.00066965
SDG&E | MW | Commercial | Com - Restaurant (Fast Food) | Service | No | Service - Retro-Commissioning (Electric) | 0 | 0 | 0 | 0 | 0 | 0 | 0 | 0 | 0.0018297 | 0.0018015 | 0.0017738 | 0.0017465
SDG&E | MW | Commercial | Com - Restaurant (Fast Food) | WholeBlg | No | HVAC - Energy Management System | 6.3994e-05 | 6.5052e-05 | 6.6085e-05 | 6.7139e-05 | 6.817e-05 | 6.9111e-05 | 6.9889e-05 | 7.0612e-05 | 7.1319e-05 | 7.2021e-05 | 7.275e-05 | 7.3491e-05
SDG&E | MW | Commercial | Com - Restaurant (Fast Food) | WholeBlg | No | WholeBlg - Com RET Level 1 | 2.613 | 2.5728 | 2.5331 | 2.4941 | 2.4557 | 2.4179 | 2.3807 | 2.344 | 2.3079 | 2.2724 | 2.2374 | 2.2029
SDG&E | MW | Commercial | Com - Restaurant (Fast Food) | WholeBlg | No | WholeBlg - Com RET Level 2 | 15.2808 | 15.0455 | 14.8138 | 14.5856 | 14.361 | 14.1399 | 13.9221 | 13.7077 | 13.4966 | 13.2888 | 13.0841 | 12.8826
SDG&E | MW | Commercial | Com - Restaurant (Sit Down) | AppPlug | No | AppPlug - Desktop Computer (Com - Power Management) | 0.06255 | 0.063585 | 0.064594 | 0.065625 | 0.066632 | 0.067552 | 0.068313 | 0.069019 | 0.06971 | 0.070396 | 0.071109 | 0.071834
SDG&E | MW | Commercial | Com - Restaurant (Sit Down) | AppPlug | No | AppPlug - Occupancy Sensor Plug Strip | 0 | 0 | 0 | 0 | 0 | 0 | 0 | 0 | 0 | 0.088566 | 0.089463 | 0.090375
SDG&E | MW | Commercial | Com - Restaurant (Sit Down) | BldgEnv | No | BldgEnv - Wall Spray On Insulation | 0.45165 | 0.44469 | 0.43785 | 0.4311 | 0.42446 | 0.41793 | 0.41149 | 0.40515 | 0.39892 | 0.39277 | 0.38672 | 0.38077
SDG&E | MW | Commercial | Com - Restaurant (Sit Down) | BldgEnv | No | BldgEnv - Window Film | 1.6856 | 1.6597 | 1.6341 | 1.609 | 1.5842 | 1.5598 | 1.5358 | 1.5121 | 1.4888 | 1.4659 | 1.4433 | 1.4211
SDG&E | MW | Commercial | Com - Restaurant (Sit Down) | ComRefrig | No | ComRefrig - Refrigerated Case Night Cover (Low Temp) | 0 | 0 | 0 | 0 | 0 | 0 | 0 | 0.1284 | 0.12642 | 0.12448 | 0.12256 | 0.12067
SDG&E | MW | Commercial | Com - Restaurant (Sit Down) | ComRefrig | No | ComRefrig - Strip Curtain for Walk In Refrigerator | 0 | 0.31696 | 0.31208 | 0.30728 | 0.30254 | 0.29789 | 0.2933 | 0.28878 | 0.28433 | 0.27996 | 0.27564 | 0.2714
SDG&E | MW | Commercial | Com - Restaurant (Sit Down) | FoodServ | No | FoodServ - Electric Griddle | 0.00079129 | 0.00080437 | 0.00081715 | 0.00083018 | 0.00084292 | 0.00085456 | 0.00086419 | 0.00087312 | 0.00088186 | 0.00089054 | 0.00089955 | 0.00090873
SDG&E | MW | Commercial | Com - Restaurant (Sit Down) | FoodServ | No | FoodServ - Electric Steamer | 0.31689 | 0.32213 | 0.32725 | 0.33247 | 0.33757 | 0.34223 | 0.34609 | 0.34967 | 0.35316 | 0.35664 | 0.36025 | 0.36392
SDG&E | MW | Commercial | Com - Restaurant (Sit Down) | FoodServ | No | FoodServ - Fryer (Electric) | 0 | 0 | 0 | 0 | 0 | 0 | 0 | 0 | 0 | 0 | 0.023402 | 0.02364
SDG&E | MW | Commercial | Com - Restaurant (Sit Down) | FoodServ | No | FoodServ - Oven (Electric) | 0.084313 | 0.085708 | 0.087068 | 0.088457 | 0.089815 | 0.091055 | 0.092081 | 0.093033 | 0.093964 | 0.094889 | 0.095849 | 0.096827
SDG&E | MW | Commercial | Com - Restaurant (Sit Down) | HVAC | Yes | HVAC - Advanced Package Rooftop AC (> EER 12) - Emerging | 0 | 1.4211 | 1.3993 | 1.3777 | 1.3565 | 1.3356 | 1.315 | 1.2948 | 1.2748 | 1.2552 | 1.2359 | 1.2168
SDG&E | MW | Commercial | Com - Restaurant (Sit Down) | HVAC | No | HVAC - Direct Evaporative Cooler | 0.23451 | 0.23839 | 0.24218 | 0.24604 | 0.24982 | 0.25327 | 0.25612 | 0.25877 | 0.26136 | 0.26393 | 0.2666 | 0.26932
SDG&E | MW | Commercial | Com - Restaurant (Sit Down) | HVAC | No | HVAC - EER Rated Package Rooftop AC (EER 11) | 0 | 0 | 0 | 0.074346 | 0.092303 | 0.1093 | 0.12467 | 0.1394 | 0.15385 | 0.16814 | 0.18256 | 0.19698
SDG&E | MW | Commercial | Com - Restaurant (Sit Down) | HVAC | No | HVAC - SEER Rated Package Rooftop AC (Recharge) | 0 | 0 | 0.6886 | 0.678 | 0.66755 | 0.65727 | 0.64715 | 0.63719 | 0.62737 | 0.61771 | 0.6082 | 0.59883
SDG&E | MW | Commercial | Com - Restaurant (Sit Down) | HVAC | No | HVAC - SEER Rated Package Rooftop AC (SEER 14) | 0.7383 | 0.75871 | 0 | 0 | 0 | 0 | 0 | 0 | 0 | 0 | 0 | 0
SDG&E | MW | Commercial | Com - Restaurant (Sit Down) | HVAC | No | HVAC - SEER Rated Package Rooftop AC (SEER 15) | 0 | 0 | 0.97861 | 0.99397 | 1.009 | 1.0227 | 1.034 | 1.0445 | 1.0547 | 1.0649 | 1.0755 | 1.0863
SDG&E | MW | Commercial | Com - Restaurant (Sit Down) | HVAC | No | HVAC - SEER Rated Package Rooftop HP (SEER 15) | 0.79709 | 0.81166 | 0.38345 | 0.39018 | 0.39675 | 0.40278 | 0.40782 | 0.41251 | 0.4171 | 0.42165 | 0.42637 | 0.43115
SDG&E | MW | Commercial | Com - Restaurant (Sit Down) | HVAC | No | HVAC - SEER Rated Split System AC (SEER 14) | 0.28813 | 0.29633 | 0.30434 | 0 | 0 | 0 | 0 | 0 | 0 | 0 | 0 | 0
SDG&E | MW | Commercial | Com - Restaurant (Sit Down) | HVAC | No | HVAC - SEER Rated Split System AC (SEER 15) | 0 | 0 | 0 | 0.36891 | 0.3744 | 0.37941 | 0.38354 | 0.38737 | 0.39111 | 0.39483 | 0.3987 | 0.40264
SDG&E | MW | Commercial | Com - Restaurant (Sit Down) | HVAC | No | HVAC - SEER Rated Split System HP (SEER 15) | 0.43141 | 0.43883 | 0.20711 | 0.21054 | 0.21389 | 0.21696 | 0.21951 | 0.22188 | 0.22419 | 0.2265 | 0.22888 | 0.23131
SDG&E | MW | Commercial | Com - Restaurant (Sit Down) | Lighting | Yes | Lighting - LED Fixture (Replacing T8) - Emerging | 1.5305 | 1.5878 | 1.6454 | 1.712 | 1.7717 | 1.8299 | 1.8765 | 1.9222 | 1.9678 | 2.0139 | 2.0612 | 2.1012
SDG&E | MW | Commercial | Com - Restaurant (Sit Down) | Lighting | Yes | Lighting - LED Lamp (Basic High - Indoor) - Emerging | 1.2522 | 1.2958 | 1.3366 | 1.3726 | 1.4086 | 0.18559 | 0.18926 | 0.1924 | 0.19553 | 0.19825 | 0.20107 | 0.20394
SDG&E | MW | Commercial | Com - Restaurant (Sit Down) | Lighting | Yes | Lighting - LED Lamp (Basic Low - Indoor) - Emerging | 4.9321 | 5.1106 | 5.2779 | 5.4244 | 5.5709 | 0.87006 | 0.88777 | 0.90293 | 0.918 | 0.93313 | 0.94665 | 0.96043
SDG&E | MW | Commercial | Com - Restaurant (Sit Down) | Lighting | Yes | Lighting - LED Plug-In Indoor Fixture - Emerging | 0.37075 | 0.38241 | 0.39284 | 0.40097 | 0.41031 | 0.02376 | 0.024138 | 0.024576 | 0.024897 | 0.025256 | 0.025588 | 0.025966
SDG&E | MW | Commercial | Com - Restaurant (Sit Down) | Lighting | No | Lighting - Cold Cathode Lamp | 0.0041769 | 0.004246 | 0.0043134 | 0.0043822 | 0.0044494 | 0 | 0 | 0 | 0 | 0 | 0 | 0
SDG&E | MW | Commercial | Com - Restaurant (Sit Down) | Lighting | No | Lighting - Compact Fluorescent Fixture (Indoor) | 0.85175 | 0.8657 | 0.87931 | 0.89321 | 0.90679 | 0 | 0 | 0 | 0 | 0 | 0 | 0
SDG&E | MW | Commercial | Com - Restaurant (Sit Down) | Lighting | No | Lighting - Exit Fixture (LED) | 0.043819 | 0.043145 | 0.04248 | 0.041826 | 0.041182 | 0.040548 | 0.039923 | 0.039308 | 0.038703 | 0.038107 | 0.03752 | 0.036942
SDG&E | MW | Commercial | Com - Restaurant (Sit Down) | Lighting | No | Lighting - Halogen Lamp (A-Line) | 0.0012151 | 0.0012352 | 0.0012549 | 0.0012749 | 0.0012944 | 0 | 0 | 0 | 0 | 0 | 0 | 0
SDG&E | MW | Commercial | Com - Restaurant (Sit Down) | Lighting | No | Lighting - High Bay HID to T5 | 0.037409 | 0.038098 | 0.038771 | 0.039457 | 0.040127 | 0.040742 | 0.041255 | 0.041734 | 0.042202 | 0.042667 | 0.043148 | 0.043636
SDG&E | MW | Commercial | Com - Restaurant (Sit Down) | Lighting | No | Lighting - Induction Fixture (Indoor) | 0.1108 | 0.11263 | 0.11442 | 0.11624 | 0.11803 | 0.11966 | 0.121 | 0.12225 | 0.12348 | 0.12469 | 0.12596 | 0.12724
SDG&E | MW | Commercial | Com - Restaurant (Sit Down) | Lighting | No | Lighting - Induction Fixture (Outdoor) | 0.047263 | 0.048045 | 0.048808 | 0.049586 | 0.050347 | 0.051042 | 0.051617 | 0.052151 | 0.052673 | 0.053191 | 0.05373 | 0.054278
SDG&E | MW | Commercial | Com - Restaurant (Sit Down) | Lighting | No | Lighting - Linear Fluorescent Delamping | 0.01513 | 0.014897 | 0.011 | 0.0072207 | 0.0035547 | 0 | 0 | 0 | 0 | 0 | 0 | 0
SDG&E | MW | Commercial | Com - Restaurant (Sit Down) | Lighting | No | Lighting - Low Bay HID to T5 | 0.00050832 | 0.00051769 | 0.00052683 | 0.00053615 | 0.00054526 | 0.00055361 | 0.00056059 | 0.00056709 | 0.00057345 | 0.00057977 | 0.00058631 | 0.00059294
SDG&E | MW | Commercial | Com - Restaurant (Sit Down) | Lighting | No | Lighting - Occupancy Sensor | 0 | 0 | 0 | 0 | 0 | 0 | 0 | 0 | 0 | 0 | 0.1468 | 0.14831
SDG&E | MW | Commercial | Com - Restaurant (Sit Down) | Lighting | No | Lighting - Plug-In Fixture (Linear Fluorescent) | 0.34032 | 0.34659 | 0.35272 | 0.35896 | 0.36505 | 0 | 0 | 0 | 0 | 0 | 0 | 0
SDG&E | MW | Commercial | Com - Restaurant (Sit Down) | Lighting | No | Lighting - Plug-In Fixture (PSMH with Electronic Ballast) | 0.18309 | 0.18646 | 0.18976 | 0.19311 | 0.1964 | 0.1994 | 0.20192 | 0.20426 | 0.20655 | 0.20883 | 0.21118 | 0.21357
SDG&E | MW | Commercial | Com - Restaurant (Sit Down) | SHW | No | SHW - EF Rated Instantaneous Water Heater (Electric) | 0.0053129 | 0.0054012 | 0.0054874 | 0.0055753 | 0.0056613 | 0.0057398 | 0.0058049 | 0.0058652 | 0.0059242 | 0.0059828 | 0.0060437 | 0.0061056
SDG&E | MW | Commercial | Com - Restaurant (Sit Down) | Service | No | HVAC - Comprehensive Rooftop Unit Quality Maintenance | 5.6166e-07 | 5.5301e-07 | 5.4449e-07 | 5.3611e-07 | 5.2785e-07 | 5.1972e-07 | 5.1172e-07 | 5.0384e-07 | 4.9608e-07 | 4.8844e-07 | 4.8092e-07 | 4.7351e-07
SDG&E | MW | Commercial | Com - Restaurant (Sit Down) | Service | No | Service - HVAC Fault Detection & Diagnositics | 0.00058311 | 0.00059275 | 0.00060216 | 0.00061177 | 0.00062115 | 0.00062973 | 0.00063682 | 0.00064341 | 0.00064985 | 0.00065624 | 0.00066289 | 0.00066965
SDG&E | MW | Commercial | Com - Restaurant (Sit Down) | Service | No | Service - Retro-Commissioning (Electric) | 0 | 0 | 0 | 0 | 0 | 0 | 0 | 0 | 0.0018297 | 0.0018015 | 0.0017738 | 0.0017465
SDG&E | MW | Commercial | Com - Restaurant (Sit Down) | WholeBlg | No | HVAC - Energy Management System | 6.3994e-05 | 6.5052e-05 | 6.6085e-05 | 6.7139e-05 | 6.817e-05 | 6.9111e-05 | 6.9889e-05 | 7.0612e-05 | 7.1319e-05 | 7.2021e-05 | 7.275e-05 | 7.3491e-05
SDG&E | MW | Commercial | Com - Restaurant (Sit Down) | WholeBlg | No | WholeBlg - Com RET Level 1 | 2.4151 | 2.3779 | 2.3413 | 2.3052 | 2.2697 | 2.2348 | 2.2003 | 2.1665 | 2.1331 | 2.1002 | 2.0679 | 2.0361
SDG&E | MW | Commercial | Com - Restaurant (Sit Down) | WholeBlg | No | WholeBlg - Com RET Level 2 | 13.8013 | 13.5888 | 13.3795 | 13.1735 | 12.9706 | 12.7708 | 12.5742 | 12.3805 | 12.1899 | 12.0021 | 11.8173 | 11.6353
SDG&E | MW | Commercial | Com - Retail (Large Multi Level) | AppPlug | No | AppPlug - Desktop Computer (Com - Power Management) | 0.28423 | 0.28893 | 0.29352 | 0.2982 | 0.30278 | 0.30696 | 0.31041 | 0.31362 | 0.31676 | 0.31988 | 0.32312 | 0.32641
SDG&E | MW | Commercial | Com - Retail (Large Multi Level) | AppPlug | No | AppPlug - Occupancy Sensor Plug Strip | 0 | 0 | 0 | 0 | 0 | 0 | 0 | 0 | 0 | 0.40245 | 0.40652 | 0.41066
SDG&E | MW | Commercial | Com - Retail (Large Multi Level) | BldgEnv | No | BldgEnv - Wall Spray On Insulation | 2.0523 | 2.0207 | 1.9896 | 1.9589 | 1.9288 | 1.8991 | 1.8698 | 1.841 | 1.8127 | 1.7848 | 1.7573 | 1.7302
SDG&E | MW | Commercial | Com - Retail (Large Multi Level) | BldgEnv | No | BldgEnv - Window Film | 2.6352 | 2.5947 | 2.5547 | 2.5154 | 2.4766 | 2.4385 | 2.4009 | 2.364 | 2.3276 | 2.2917 | 2.2564 | 2.2217
SDG&E | MW | Commercial | Com - Retail (Large Multi Level) | FoodServ | No | FoodServ - Electric Steamer | 0.021 | 0.021347 | 0.021686 | 0.022032 | 0.02237 | 0.022679 | 0.022934 | 0.023171 | 0.023403 | 0.023633 | 0.023873 | 0.024116
SDG&E | MW | Commercial | Com - Retail (Large Multi Level) | FoodServ | No | FoodServ - Oven (Electric) | 0.24629 | 0.25036 | 0.25434 | 0.2584 | 0.26236 | 0.26598 | 0.26898 | 0.27176 | 0.27448 | 0.27718 | 0.27999 | 0.28284
SDG&E | MW | Commercial | Com - Retail (Large Multi Level) | HVAC | Yes | HVAC - Advanced Package Rooftop AC (> EER 12) - Emerging | 0 | 2.6625 | 2.6215 | 2.5811 | 2.5414 | 2.5022 | 2.4637 | 2.4258 | 2.3884 | 2.3516 | 2.3154 | 2.2798
SDG&E | MW | Commercial | Com - Retail (Large Multi Level) | HVAC | No | HVAC - Chiller (Centrifugal) | 1.4926 | 1.4696 | 1.447 | 1.4247 | 1.4027 | 1.3811 | 1.3599 | 1.3389 | 1.3183 | 1.298 | 1.278 | 1.2583
SDG&E | MW | Commercial | Com - Retail (Large Multi Level) | HVAC | No | HVAC - Chiller (Reciprocating) | 1.972 | 1.9903 | 2.0081 | 2.0265 | 2.0445 | 2.0604 | 2.0725 | 2.0835 | 2.0941 | 2.1047 | 2.1161 | 2.1278
SDG&E | MW | Commercial | Com - Retail (Large Multi Level) | HVAC | No | HVAC - EER Rated Package Rooftop AC (EER 11) | 1.3712 | 0.087566 | 0.12984 | 0.17227 | 0.21388 | 0.25328 | 0.28889 | 0.32301 | 0.3565 | 0.38962 | 0.42303 | 0.45644
SDG&E | MW | Commercial | Com - Retail (Large Multi Level) | HVAC | No | HVAC - SEER Rated Package Rooftop AC (Recharge) | 1.3141 | 1.2939 | 1.274 | 1.2543 | 1.235 | 1.216 | 1.1973 | 1.1788 | 1.1607 | 1.1428 | 1.1252 | 1.1079
SDG&E | MW | Commercial | Com - Retail (Large Multi Level) | HVAC | No | HVAC - SEER Rated Package Rooftop AC (SEER 14) | 1.4886 | 1.5168 | 0 | 0 | 0 | 0 | 0 | 0 | 0 | 0 | 0 | 0
SDG&E | MW | Commercial | Com - Retail (Large Multi Level) | HVAC | No | HVAC - SEER Rated Package Rooftop AC (SEER 15) | 0 | 0 | 1.9097 | 1.9347 | 1.9591 | 1.9812 | 1.9991 | 2.0156 | 2.0316 | 2.0476 | 2.0643 | 2.0814
SDG&E | MW | Commercial | Com - Retail (Large Multi Level) | HVAC | No | HVAC - SEER Rated Package Rooftop HP (SEER 15) | 1.5416 | 1.5748 | 0.74626 | 0.7616 | 0.7766 | 0.79042 | 0.80211 | 0.81305 | 0.82376 | 0.83439 | 0.84534 | 0.85644
SDG&E | MW | Commercial | Com - Retail (Large Multi Level) | HVAC | No | HVAC - SEER Rated Split System AC (SEER 14) | 0.65199 | 0.66244 | 0.67263 | 0 | 0 | 0 | 0 | 0 | 0 | 0 | 0 | 0
SDG&E | MW | Commercial | Com - Retail (Large Multi Level) | HVAC | No | HVAC - SEER Rated Split System AC (SEER 15) | 0 | 0 | 0 | 0.81994 | 0.83127 | 0.84158 | 0.85001 | 0.85779 | 0.86541 | 0.87297 | 0.88086 | 0.88891
SDG&E | MW | Commercial | Com - Retail (Large Multi Level) | HVAC | No | HVAC - SEER Rated Split System HP (SEER 15) | 0.87672 | 0.89251 | 0.42154 | 0.42883 | 0.43597 | 0.4425 | 0.44795 | 0.45302 | 0.45798 | 0.46291 | 0.46801 | 0.47319
SDG&E | MW | Commercial | Com - Retail (Large Multi Level) | Lighting | Yes | Lighting - LED Fixture (Replacing T8) - Emerging | 8.9171 | 9.2384 | 9.5616 | 9.9371 | 10.2717 | 10.5979 | 10.8579 | 11.112 | 11.3665 | 11.623 | 11.8868 | 12.1078
SDG&E | MW | Commercial | Com - Retail (Large Multi Level) | Lighting | Yes | Lighting - LED Lamp (Basic High - Indoor) - Emerging | 0.76354 | 0.7897 | 0.81421 | 0.83574 | 0.85725 | 0.1129 | 0.11509 | 0.11696 | 0.11882 | 0.12044 | 0.12211 | 0.12381
SDG&E | MW | Commercial | Com - Retail (Large Multi Level) | Lighting | Yes | Lighting - LED Lamp (Basic Low - Indoor) - Emerging | 2.4927 | 2.5816 | 2.6648 | 2.7375 | 2.8101 | 0.4387 | 0.44747 | 0.45495 | 0.46239 | 0.46986 | 0.47651 | 0.48329
SDG&E | MW | Commercial | Com - Retail (Large Multi Level) | Lighting | Yes | Lighting - LED Plug-In Indoor Fixture - Emerging | 1.3542 | 1.396 | 1.4334 | 1.4623 | 1.4957 | 0.086578 | 0.087925 | 0.089489 | 0.090625 | 0.091904 | 0.093081 | 0.094425
SDG&E | MW | Commercial | Com - Retail (Large Multi Level) | Lighting | No | Lighting - Cold Cathode Lamp | 0.014114 | 0.014348 | 0.014576 | 0.014808 | 0.015035 | 0 | 0 | 0 | 0 | 0 | 0 | 0
SDG&E | MW | Commercial | Com - Retail (Large Multi Level) | Lighting | No | Lighting - Compact Fluorescent Fixture (Indoor) | 3.111 | 3.1603 | 3.2084 | 3.2576 | 3.3056 | 0 | 0 | 0 | 0 | 0 | 0 | 0
SDG&E | MW | Commercial | Com - Retail (Large Multi Level) | Lighting | No | Lighting - Exit Fixture (LED) | 0.20515 | 0.20199 | 0.19888 | 0.19582 | 0.19281 | 0.18984 | 0.18691 | 0.18403 | 0.1812 | 0.17841 | 0.17566 | 0.17296
SDG&E | MW | Commercial | Com - Retail (Large Multi Level) | Lighting | No | Lighting - Halogen Lamp (A-Line) | 0.0055216 | 0.0056129 | 0.005702 | 0.005793 | 0.0058819 | 0 | 0 | 0 | 0 | 0 | 0 | 0
SDG&E | MW | Commercial | Com - Retail (Large Multi Level) | Lighting | No | Lighting - High Bay HID to T5 | 0.85427 | 0.86887 | 0.88312 | 0.89765 | 0.91186 | 0.92486 | 0.93564 | 0.94566 | 0.95546 | 0.9652 | 0.97529 | 0.98556
SDG&E | MW | Commercial | Com - Retail (Large Multi Level) | Lighting | No | Lighting - Induction Fixture (Indoor) | 0.52392 | 0.53259 | 0.54104 | 0.54968 | 0.55811 | 0.56582 | 0.57219 | 0.57811 | 0.58389 | 0.58964 | 0.59561 | 0.60168
SDG&E | MW | Commercial | Com - Retail (Large Multi Level) | Lighting | No | Lighting - Induction Fixture (Outdoor) | 0.21476 | 0.21832 | 0.22178 | 0.22532 | 0.22878 | 0.23194 | 0.23455 | 0.23697 | 0.23935 | 0.2417 | 0.24415 | 0.24664
SDG&E | MW | Commercial | Com - Retail (Large Multi Level) | Lighting | No | Lighting - Linear Fluorescent Delamping | 0.022898 | 0.022546 | 0.016649 | 0.010928 | 0.00538 | 0 | 0 | 0 | 0 | 0 | 0 | 0
SDG&E | MW | Commercial | Com - Retail (Large Multi Level) | Lighting | No | Lighting - Low Bay HID to T5 | 0 | 0 | 0 | 0 | 0.1803 | 0.21478 | 0.21728 | 0.21961 | 0.22188 | 0.22414 | 0.22649 | 0.22887
SDG&E | MW | Commercial | Com - Retail (Large Multi Level) | Lighting | No | Lighting - Plug-In Fixture (Linear Fluorescent) | 1.2166 | 1.2373 | 1.2576 | 1.2783 | 1.2984 | 0 | 0 | 0 | 0 | 0 | 0 | 0
SDG&E | MW | Commercial | Com - Retail (Large Multi Level) | Lighting | No | Lighting - Plug-In Fixture (PSMH with Electronic Ballast) | 0.65452 | 0.66568 | 0.67657 | 0.68769 | 0.69855 | 0.70849 | 0.71673 | 0.72438 | 0.73187 | 0.73931 | 0.74703 | 0.75488
SDG&E | MW | Commercial | Com - Retail (Large Multi Level) | SHW | No | SHW - EF Rated Instantaneous Water Heater (Electric) | 0.0023616 | 0.0024012 | 0.0024398 | 0.0024792 | 0.0025177 | 0.0025529 | 0.002582 | 0.0026091 | 0.0026356 | 0.0026619 | 0.0026892 | 0.0027169
SDG&E | MW | Commercial | Com - Retail (Large Multi Level) | Service | No | HVAC - Comprehensive Rooftop Unit Quality Maintenance | 2.5522e-06 | 2.5129e-06 | 2.4742e-06 | 2.4361e-06 | 2.3986e-06 | 2.3616e-06 | 2.3252e-06 | 2.2894e-06 | 2.2542e-06 | 2.2195e-06 | 2.1853e-06 | 2.1516e-06
SDG&E | MW | Commercial | Com - Retail (Large Multi Level) | Service | No | Service - HVAC Fault Detection & Diagnositics | 0.0026496 | 0.0026934 | 0.0027362 | 0.0027799 | 0.0028225 | 0.0028615 | 0.0028937 | 0.0029236 | 0.0029529 | 0.002982 | 0.0030122 | 0.0030429
SDG&E | MW | Commercial | Com - Retail (Large Multi Level) | Service | No | Service - Retro-Commissioning (Electric) | 0 | 0 | 0 | 0 | 0 | 0 | 0 | 0 | 0.0083142 | 0.0081862 | 0.0080601 | 0.007936
SDG&E | MW | Commercial | Com - Retail (Large Multi Level) | WholeBlg | No | HVAC - Energy Management System | 0.00029079 | 0.0002956 | 0.00030029 | 0.00030508 | 0.00030976 | 0.00031404 | 0.00031758 | 0.00032086 | 0.00032407 | 0.00032726 | 0.00033057 | 0.00033395
SDG&E | MW | Commercial | Com - Retail (Large Multi Level) | WholeBlg | No | WholeBlg - Com RET Level 1 | 3.9114 | 3.8511 | 3.7918 | 3.7334 | 3.6759 | 3.6193 | 3.5636 | 3.5087 | 3.4547 | 3.4015 | 3.3491 | 3.2975
SDG&E | MW | Commercial | Com - Retail (Large Multi Level) | WholeBlg | No | WholeBlg - Com RET Level 2 | 26.6482 | 26.2378 | 25.8338 | 25.4359 | 25.0442 | 24.6585 | 24.2788 | 23.9049 | 23.5368 | 23.1743 | 22.8174 | 22.466
SDG&E | MW | Commercial | Com - Retail (Large Single Level) | AppPlug | No | AppPlug - Desktop Computer (Com - Power Management) | 0.28423 | 0.28893 | 0.29352 | 0.2982 | 0.30278 | 0.30696 | 0.31041 | 0.31362 | 0.31676 | 0.31988 | 0.32312 | 0.32641
SDG&E | MW | Commercial | Com - Retail (Large Single Level) | AppPlug | No | AppPlug - Occupancy Sensor Plug Strip | 0 | 0 | 0 | 0 | 0 | 0 | 0 | 0 | 0 | 0.40245 | 0.40652 | 0.41066
SDG&E | MW | Commercial | Com - Retail (Large Single Level) | BldgEnv | No | BldgEnv - Wall Spray On Insulation | 2.0523 | 2.0207 | 1.9896 | 1.9589 | 1.9288 | 1.8991 | 1.8698 | 1.841 | 1.8127 | 1.7848 | 1.7573 | 1.7302
SDG&E | MW | Commercial | Com - Retail (Large Single Level) | BldgEnv | No | BldgEnv - Window Film | 2.6352 | 2.5947 | 2.5547 | 2.5154 | 2.4766 | 2.4385 | 2.4009 | 2.364 | 2.3276 | 2.2917 | 2.2564 | 2.2217
SDG&E | MW | Commercial | Com - Retail (Large Single Level) | FoodServ | No | FoodServ - Electric Steamer | 0.021 | 0.021347 | 0.021686 | 0.022032 | 0.02237 | 0.022679 | 0.022934 | 0.023171 | 0.023403 | 0.023633 | 0.023873 | 0.024116
SDG&E | MW | Commercial | Com - Retail (Large Single Level) | FoodServ | No | FoodServ - Oven (Electric) | 0.24629 | 0.25036 | 0.25434 | 0.2584 | 0.26236 | 0.26598 | 0.26898 | 0.27176 | 0.27448 | 0.27718 | 0.27999 | 0.28284
SDG&E | MW | Commercial | Com - Retail (Large Single Level) | HVAC | Yes | HVAC - Advanced Package Rooftop AC (> EER 12) - Emerging | 0 | 3.0664 | 3.0192 | 2.9727 | 2.9269 | 2.8818 | 2.8375 | 2.7938 | 2.7507 | 2.7084 | 2.6667 | 2.6256
SDG&E | MW | Commercial | Com - Retail (Large Single Level) | HVAC | No | HVAC - Direct Evaporative Cooler | 0.56427 | 0.5736 | 0.58271 | 0.59201 | 0.60109 | 0.60939 | 0.61626 | 0.62263 | 0.62886 | 0.63505 | 0.64148 | 0.64802
SDG&E | MW | Commercial | Com - Retail (Large Single Level) | HVAC | No | HVAC - EER Rated Package Rooftop AC (EER 11) | 0 | 0 | 0 | 0 | 0.2154 | 0.25508 | 0.29095 | 0.32531 | 0.35904 | 0.39239 | 0.42604 | 0.45969
SDG&E | MW | Commercial | Com - Retail (Large Single Level) | HVAC | No | HVAC - Repair Duct System | 0 | 0 | 0 | 0 | 0 | 1.7245 | 1.6979 | 1.6718 | 1.646 | 1.6207 | 1.5957 | 1.5711
SDG&E | MW | Commercial | Com - Retail (Large Single Level) | HVAC | No | HVAC - SEER Rated Package Rooftop AC (Recharge) | 1.8536 | 1.8251 | 1.797 | 1.7693 | 1.7421 | 1.7152 | 1.6888 | 1.6628 | 1.6372 | 1.612 | 1.5872 | 1.5627
SDG&E | MW | Commercial | Com - Retail (Large Single Level) | HVAC | No | HVAC - SEER Rated Package Rooftop AC (SEER 14) | 1.7238 | 1.7525 | 0 | 0 | 0 | 0 | 0 | 0 | 0 | 0 | 0 | 0
SDG&E | MW | Commercial | Com - Retail (Large Single Level) | HVAC | No | HVAC - SEER Rated Package Rooftop AC (SEER 15) | 0 | 0 | 2.2245 | 2.2566 | 2.288 | 2.3166 | 2.34 | 2.3615 | 2.3827 | 2.4036 | 2.4255 | 2.4478
SDG&E | MW | Commercial | Com - Retail (Large Single Level) | HVAC | No | HVAC - SEER Rated Package Rooftop HP (SEER 15) | 1.8148 | 1.8508 | 0.87561 | 0.89223 | 0.90848 | 0.92341 | 0.93596 | 0.94768 | 0.95914 | 0.97052 | 0.98228 | 0.9942
SDG&E | MW | Commercial | Com - Retail (Large Single Level) | HVAC | No | HVAC - SEER Rated Split System AC (SEER 14) | 0.73692 | 0.74913 | 0.76104 | 0 | 0 | 0 | 0 | 0 | 0 | 0 | 0 | 0
SDG&E | MW | Commercial | Com - Retail (Large Single Level) | HVAC | No | HVAC - SEER Rated Split System AC (SEER 15) | 0 | 0 | 0 | 0.85417 | 0.86599 | 0.87674 | 0.88554 | 0.89366 | 0.90161 | 0.9095 | 0.91774 | 0.92613
SDG&E | MW | Commercial | Com - Retail (Large Single Level) | HVAC | No | HVAC - SEER Rated Split System HP (SEER 15) | 1.0438 | 1.0619 | 0.5012 | 0.50955 | 0.5177 | 0.52517 | 0.53137 | 0.53713 | 0.54277 | 0.54837 | 0.55418 | 0.56008
SDG&E | MW | Commercial | Com - Retail (Large Single Level) | Lighting | Yes | Lighting - LED Fixture (Replacing T8) - Emerging | 10.1084 | 10.4761 | 10.8461 | 11.2755 | 11.6585 | 12.032 | 12.3301 | 12.6215 | 12.9133 | 13.2075 | 13.5101 | 13.7639
SDG&E | MW | Commercial | Com - Retail (Large Single Level) | Lighting | Yes | Lighting - LED Lamp (Basic High - Indoor) - Emerging | 0.85058 | 0.88079 | 0.90918 | 0.93427 | 0.95935 | 0.12647 | 0.12904 | 0.13124 | 0.13344 | 0.13536 | 0.13734 | 0.13936
SDG&E | MW | Commercial | Com - Retail (Large Single Level) | Lighting | Yes | Lighting - LED Lamp (Basic Low - Indoor) - Emerging | 2.7769 | 2.8794 | 2.9757 | 3.0603 | 3.1448 | 0.49144 | 0.5017 | 0.51051 | 0.51927 | 0.52807 | 0.53595 | 0.54398
SDG&E | MW | Commercial | Com - Retail (Large Single Level) | Lighting | Yes | Lighting - LED Plug-In Indoor Fixture - Emerging | 1.5085 | 1.557 | 1.6006 | 1.6347 | 1.6739 | 0.096985 | 0.09858 | 0.10042 | 0.10177 | 0.10329 | 0.10469 | 0.10628
SDG&E | MW | Commercial | Com - Retail (Large Single Level) | Lighting | No | Lighting - Cold Cathode Lamp | 0.016637 | 0.016913 | 0.017181 | 0.017455 | 0.017723 | 0 | 0 | 0 | 0 | 0 | 0 | 0
SDG&E | MW | Commercial | Com - Retail (Large Single Level) | Lighting | No | Lighting - Compact Fluorescent Fixture (Indoor) | 3.4656 | 3.5248 | 3.5827 | 3.6417 | 3.6993 | 0 | 0 | 0 | 0 | 0 | 0 | 0
SDG&E | MW | Commercial | Com - Retail (Large Single Level) | Lighting | No | Lighting - Exit Fixture (LED) | 0.20093 | 0.19783 | 0.19479 | 0.19179 | 0.18883 | 0.18593 | 0.18306 | 0.18024 | 0.17747 | 0.17473 | 0.17204 | 0.16939
SDG&E | MW | Commercial | Com - Retail (Large Single Level) | Lighting | No | Lighting - Halogen Lamp (A-Line) | 0.0055216 | 0.0056129 | 0.005702 | 0.005793 | 0.0058819 | 0 | 0 | 0 | 0 | 0 | 0 | 0
SDG&E | MW | Commercial | Com - Retail (Large Single Level) | Lighting | No | Lighting - High Bay HID to T5 | 0.9684 | 0.98528 | 1.0018 | 1.0186 | 1.035 | 1.05 | 1.0625 | 1.0741 | 1.0855 | 1.0968 | 1.1085 | 1.1204
SDG&E | MW | Commercial | Com - Retail (Large Single Level) | Lighting | No | Lighting - Induction Fixture (Indoor) | 0.49527 | 0.50346 | 0.51146 | 0.51962 | 0.52759 | 0.53487 | 0.5409 | 0.54649 | 0.55196 | 0.55739 | 0.56304 | 0.56878
SDG&E | MW | Commercial | Com - Retail (Large Single Level) | Lighting | No | Lighting - Induction Fixture (Outdoor) | 0.21476 | 0.21832 | 0.22178 | 0.22532 | 0.22878 | 0.23194 | 0.23455 | 0.23697 | 0.23935 | 0.2417 | 0.24415 | 0.24664
SDG&E | MW | Commercial | Com - Retail (Large Single Level) | Lighting | No | Lighting - Linear Fluorescent Delamping | 0.025609 | 0.025215 | 0.01862 | 0.012222 | 0.006017 | 0 | 0 | 0 | 0 | 0 | 0 | 0
SDG&E | MW | Commercial | Com - Retail (Large Single Level) | Lighting | No | Lighting - Low Bay HID to T5 | 0.22489 | 0.22881 | 0.23263 | 0.23653 | 0.24035 | 0.24384 | 0.24674 | 0.24944 | 0.25208 | 0.2547 | 0.25742 | 0.26018
SDG&E | MW | Commercial | Com - Retail (Large Single Level) | Lighting | No | Lighting - Plug-In Fixture (Linear Fluorescent) | 1.3481 | 1.3715 | 1.3945 | 1.4179 | 1.4407 | 0 | 0 | 0 | 0 | 0 | 0 | 0
SDG&E | MW | Commercial | Com - Retail (Large Single Level) | Lighting | No | Lighting - Plug-In Fixture (PSMH with Electronic Ballast) | 0.72524 | 0.73788 | 0.75022 | 0.7628 | 0.7751 | 0.78636 | 0.79572 | 0.80442 | 0.81293 | 0.82138 | 0.83015 | 0.83906
SDG&E | MW | Commercial | Com - Retail (Large Single Level) | SHW | No | SHW - EF Rated Instantaneous Water Heater (Electric) | 0.0021529 | 0.0021889 | 0.002224 | 0.0022598 | 0.0022948 | 0.0023267 | 0.0023532 | 0.0023778 | 0.0024018 | 0.0024257 | 0.0024505 | 0.0024757
SDG&E | MW | Commercial | Com - Retail (Large Single Level) | Service | No | HVAC - Comprehensive Rooftop Unit Quality Maintenance | 2.5522e-06 | 2.5129e-06 | 2.4742e-06 | 2.4361e-06 | 2.3986e-06 | 2.3616e-06 | 2.3252e-06 | 2.2894e-06 | 2.2542e-06 | 2.2195e-06 | 2.1853e-06 | 2.1516e-06
SDG&E | MW | Commercial | Com - Retail (Large Single Level) | Service | No | Service - HVAC Fault Detection & Diagnositics | 0.0026496 | 0.0026934 | 0.0027362 | 0.0027799 | 0.0028225 | 0.0028615 | 0.0028937 | 0.0029236 | 0.0029529 | 0.002982 | 0.0030122 | 0.0030429
SDG&E | MW | Commercial | Com - Retail (Large Single Level) | Service | No | Service - Retro-Commissioning (Electric) | 0 | 0 | 0 | 0 | 0 | 0 | 0 | 0 | 0.0083142 | 0.0081862 | 0.0080601 | 0.007936
SDG&E | MW | Commercial | Com - Retail (Large Single Level) | WholeBlg | No | HVAC - Energy Management System | 0.00029079 | 0.0002956 | 0.00030029 | 0.00030508 | 0.00030976 | 0.00031404 | 0.00031758 | 0.00032086 | 0.00032407 | 0.00032726 | 0.00033057 | 0.00033395
SDG&E | MW | Commercial | Com - Retail (Large Single Level) | WholeBlg | No | WholeBlg - Com RET Level 1 | 3.8039 | 3.7453 | 3.6876 | 3.6309 | 3.5749 | 3.5199 | 3.4657 | 3.4123 | 3.3598 | 3.308 | 3.2571 | 3.2069
SDG&E | MW | Commercial | Com - Retail (Large Single Level) | WholeBlg | No | WholeBlg - Com RET Level 2 | 27.8181 | 27.3897 | 26.9679 | 26.5526 | 26.1437 | 25.7411 | 25.3447 | 24.9544 | 24.5701 | 24.1917 | 23.8191 | 23.4523
SDG&E | MW | Commercial | Com - Retail (Small) | AppPlug | No | AppPlug - Desktop Computer (Com - Power Management) | 0.28423 | 0.28893 | 0.29352 | 0.2982 | 0.30278 | 0.30696 | 0.31041 | 0.31362 | 0.31676 | 0.31988 | 0.32312 | 0.32641
SDG&E | MW | Commercial | Com - Retail (Small) | AppPlug | No | AppPlug - Occupancy Sensor Plug Strip | 0 | 0 | 0 | 0 | 0 | 0 | 0 | 0 | 0 | 0.40245 | 0.40652 | 0.41066
SDG&E | MW | Commercial | Com - Retail (Small) | BldgEnv | No | BldgEnv - Wall Spray On Insulation | 2.0523 | 2.0207 | 1.9896 | 1.9589 | 1.9288 | 1.8991 | 1.8698 | 1.841 | 1.8127 | 1.7848 | 1.7573 | 1.7302
SDG&E | MW | Commercial | Com - Retail (Small) | BldgEnv | No | BldgEnv - Window Film | 3.0199 | 2.9734 | 2.9276 | 2.8825 | 2.8381 | 2.7944 | 2.7514 | 2.709 | 2.6673 | 2.6262 | 2.5858 | 2.546
SDG&E | MW | Commercial | Com - Retail (Small) | FoodServ | No | FoodServ - Electric Steamer | 0.021 | 0.021347 | 0.021686 | 0.022032 | 0.02237 | 0.022679 | 0.022934 | 0.023171 | 0.023403 | 0.023633 | 0.023873 | 0.024116
SDG&E | MW | Commercial | Com - Retail (Small) | HVAC | Yes | HVAC - Advanced Package Rooftop AC (> EER 12) - Emerging | 0 | 3.4028 | 3.3504 | 3.2988 | 3.248 | 3.198 | 3.1488 | 3.1003 | 3.0525 | 3.0055 | 2.9592 | 2.9137
SDG&E | MW | Commercial | Com - Retail (Small) | HVAC | No | HVAC - Direct Evaporative Cooler | 0.61327 | 0.62342 | 0.63331 | 0.64342 | 0.65329 | 0.66231 | 0.66977 | 0.6767 | 0.68347 | 0.6902 | 0.69718 | 0.70429
SDG&E | MW | Commercial | Com - Retail (Small) | HVAC | No | HVAC - EER Rated Package Rooftop AC (EER 11) | 0 | 0 | 0 | 0 | 0 | 0.30213 | 0.34462 | 0.38532 | 0.42528 | 0.46478 | 0.50463 | 0.54449
SDG&E | MW | Commercial | Com - Retail (Small) | HVAC | No | HVAC - SEER Rated Package Rooftop AC (Recharge) | 2.0085 | 1.9776 | 1.9471 | 1.9171 | 1.8876 | 1.8585 | 1.8299 | 1.8017 | 1.774 | 1.7467 | 1.7198 | 1.6933
SDG&E | MW | Commercial | Com - Retail (Small) | HVAC | No | HVAC - SEER Rated Package Rooftop AC (SEER 14) | 1.972 | 2.0073 | 0 | 0 | 0 | 0 | 0 | 0 | 0 | 0 | 0 | 0
SDG&E | MW | Commercial | Com - Retail (Small) | HVAC | No | HVAC - SEER Rated Package Rooftop AC (SEER 15) | 0 | 0 | 2.5954 | 2.6241 | 2.6522 | 2.6774 | 2.6972 | 2.7154 | 2.733 | 2.7507 | 2.7693 | 2.7884
SDG&E | MW | Commercial | Com - Retail (Small) | HVAC | No | HVAC - SEER Rated Package Rooftop HP (SEER 15) | 2.0851 | 2.1307 | 1.0099 | 1.031 | 1.0515 | 1.0705 | 1.0865 | 1.1015 | 1.1162 | 1.1308 | 1.1458 | 1.1611
SDG&E | MW | Commercial | Com - Retail (Small) | HVAC | No | HVAC - SEER Rated Split System AC (SEER 14) | 0.79383 | 0.80589 | 0.81766 | 0 | 0 | 0 | 0 | 0 | 0 | 0 | 0 | 0
SDG&E | MW | Commercial | Com - Retail (Small) | HVAC | No | HVAC - SEER Rated Split System AC (SEER 15) | 0 | 0 | 0 | 1.0063 | 1.0178 | 1.0282 | 1.0364 | 1.044 | 1.0514 | 1.0587 | 1.0664 | 1.0743
SDG&E | MW | Commercial | Com - Retail (Small) | HVAC | No | HVAC - SEER Rated Split System HP (SEER 15) | 1.2047 | 1.2262 | 0.57905 | 0.58899 | 0.59871 | 0.60761 | 0.61503 | 0.62194 | 0.62869 | 0.6354 | 0.64234 | 0.6494
SDG&E | MW | Commercial | Com - Retail (Small) | Lighting | Yes | Lighting - LED Fixture (Replacing T8) - Emerging | 10.3185 | 10.6863 | 11.0563 | 11.4866 | 11.8695 | 12.2427 | 12.5397 | 12.83 | 13.1206 | 13.4136 | 13.7149 | 13.9667
SDG&E | MW | Commercial | Com - Retail (Small) | Lighting | Yes | Lighting - LED Lamp (Basic High - Indoor) - Emerging | 0.84964 | 0.87937 | 0.90728 | 0.93188 | 0.95647 | 0.12604 | 0.12855 | 0.1307 | 0.13284 | 0.13471 | 0.13664 | 0.13861
SDG&E | MW | Commercial | Com - Retail (Small) | Lighting | Yes | Lighting - LED Lamp (Basic Low - Indoor) - Emerging | 2.7738 | 2.8748 | 2.9694 | 3.0524 | 3.1354 | 0.48976 | 0.49981 | 0.50841 | 0.51696 | 0.52555 | 0.53323 | 0.54105
SDG&E | MW | Commercial | Com - Retail (Small) | Lighting | Yes | Lighting - LED Plug-In Indoor Fixture - Emerging | 1.5069 | 1.5546 | 1.5972 | 1.6306 | 1.6689 | 0.096656 | 0.098209 | 0.1 | 0.10132 | 0.1028 | 0.10416 | 0.10571
SDG&E | MW | Commercial | Com - Retail (Small) | Lighting | No | Lighting - Cold Cathode Lamp | 0.017868 | 0.018164 | 0.018452 | 0.018746 | 0.019034 | 0 | 0 | 0 | 0 | 0 | 0 | 0
SDG&E | MW | Commercial | Com - Retail (Small) | Lighting | No | Lighting - Compact Fluorescent Fixture (Indoor) | 3.4618 | 3.5192 | 3.5752 | 3.6323 | 3.6882 | 0 | 0 | 0 | 0 | 0 | 0 | 0
SDG&E | MW | Commercial | Com - Retail (Small) | Lighting | No | Lighting - Exit Fixture (LED) | 0.20311 | 0.19998 | 0.1969 | 0.19387 | 0.19089 | 0.18795 | 0.18505 | 0.1822 | 0.1794 | 0.17663 | 0.17391 | 0.17124
SDG&E | MW | Commercial | Com - Retail (Small) | Lighting | No | Lighting - Halogen Lamp (A-Line) | 0.0055216 | 0.0056129 | 0.005702 | 0.005793 | 0.0058819 | 0 | 0 | 0 | 0 | 0 | 0 | 0
SDG&E | MW | Commercial | Com - Retail (Small) | Lighting | No | Lighting - High Bay HID to T5 | 0.98853 | 1.005 | 1.0212 | 1.0376 | 1.0537 | 1.0684 | 1.0806 | 1.0919 | 1.1029 | 1.1139 | 1.1253 | 1.1369
SDG&E | MW | Commercial | Com - Retail (Small) | Lighting | No | Lighting - Induction Fixture (Indoor) | 0.50346 | 0.51178 | 0.51991 | 0.5282 | 0.53631 | 0.54371 | 0.54984 | 0.55552 | 0.56108 | 0.56661 | 0.57234 | 0.57818
SDG&E | MW | Commercial | Com - Retail (Small) | Lighting | No | Lighting - Induction Fixture (Outdoor) | 0.21476 | 0.21832 | 0.22178 | 0.22532 | 0.22878 | 0.23194 | 0.23455 | 0.23697 | 0.23935 | 0.2417 | 0.24415 | 0.24664
SDG&E | MW | Commercial | Com - Retail (Small) | Lighting | No | Lighting - Linear Fluorescent Delamping | 0.026105 | 0.025703 | 0.01898 | 0.012459 | 0.0061334 | 0 | 0 | 0 | 0 | 0 | 0 | 0
SDG&E | MW | Commercial | Com - Retail (Small) | Lighting | No | Lighting - Low Bay HID to T5 | 0 | 0 | 0 | 0 | 0 | 0.24811 | 0.25094 | 0.25356 | 0.25612 | 0.25867 | 0.26132 | 0.26401
SDG&E | MW | Commercial | Com - Retail (Small) | Lighting | No | Lighting - Plug-In Fixture (Linear Fluorescent) | 1.3549 | 1.3776 | 1.3997 | 1.4222 | 1.4443 | 0 | 0 | 0 | 0 | 0 | 0 | 0
SDG&E | MW | Commercial | Com - Retail (Small) | Lighting | No | Lighting - Plug-In Fixture (PSMH with Electronic Ballast) | 0.72895 | 0.74113 | 0.75301 | 0.76515 | 0.77701 | 0.78784 | 0.79682 | 0.80515 | 0.81329 | 0.82139 | 0.82979 | 0.83834
SDG&E | MW | Commercial | Com - Retail (Small) | SHW | No | SHW - EF Rated Instantaneous Water Heater (Electric) | 0.0013118 | 0.0013335 | 0.0013546 | 0.0013762 | 0.0013973 | 0.0014166 | 0.0014325 | 0.0014473 | 0.0014618 | 0.0014761 | 0.0014911 | 0.0015062
SDG&E | MW | Commercial | Com - Retail (Small) | Service | No | HVAC - Comprehensive Rooftop Unit Quality Maintenance | 2.5522e-06 | 2.5129e-06 | 2.4742e-06 | 2.4361e-06 | 2.3986e-06 | 2.3616e-06 | 2.3252e-06 | 2.2894e-06 | 2.2542e-06 | 2.2195e-06 | 2.1853e-06 | 2.1516e-06
SDG&E | MW | Commercial | Com - Retail (Small) | Service | No | Service - HVAC Fault Detection & Diagnositics | 0.0026496 | 0.0026934 | 0.0027362 | 0.0027799 | 0.0028225 | 0.0028615 | 0.0028937 | 0.0029236 | 0.0029529 | 0.002982 | 0.0030122 | 0.0030429
SDG&E | MW | Commercial | Com - Retail (Small) | Service | No | Service - Retro-Commissioning (Electric) | 0 | 0 | 0 | 0 | 0 | 0 | 0 | 0 | 0.0083142 | 0.0081862 | 0.0080601 | 0.007936
SDG&E | MW | Commercial | Com - Retail (Small) | WholeBlg | No | HVAC - Energy Management System | 0.00029079 | 0.0002956 | 0.00030029 | 0.00030508 | 0.00030976 | 0.00031404 | 0.00031758 | 0.00032086 | 0.00032407 | 0.00032726 | 0.00033057 | 0.00033395
SDG&E | MW | Commercial | Com - Retail (Small) | WholeBlg | No | WholeBlg - Com RET Level 1 | 4.0915 | 4.0284 | 3.9664 | 3.9053 | 3.8452 | 3.786 | 3.7277 | 3.6703 | 3.6137 | 3.5581 | 3.5033 | 3.4493
SDG&E | MW | Commercial | Com - Retail (Small) | WholeBlg | No | WholeBlg - Com RET Level 2 | 29.8712 | 29.4112 | 28.9583 | 28.5123 | 28.0732 | 27.6409 | 27.2152 | 26.7961 | 26.3835 | 25.9772 | 25.5771 | 25.1832
SDG&E | MW | Commercial | Com - Storage (Conditioned) | AppPlug | No | AppPlug - Desktop Computer (Com - Power Management) | 0.11613 | 0.11805 | 0.11993 | 0.12184 | 0.12371 | 0.12542 | 0.12683 | 0.12814 | 0.12942 | 0.1307 | 0.13202 | 0.13337
SDG&E | MW | Commercial | Com - Storage (Conditioned) | AppPlug | No | AppPlug - Occupancy Sensor Plug Strip | 0 | 0 | 0 | 0 | 0 | 0 | 0 | 0 | 0 | 0.16443 | 0.1661 | 0.16779
SDG&E | MW | Commercial | Com - Storage (Conditioned) | BldgEnv | No | BldgEnv - Wall Spray On Insulation | 0.79812 | 0.78583 | 0.77373 | 0.76181 | 0.75008 | 0.73853 | 0.72715 | 0.71596 | 0.70493 | 0.69407 | 0.68339 | 0.67286
SDG&E | MW | Commercial | Com - Storage (Conditioned) | BldgEnv | No | BldgEnv - Window Film | 0 | 0 | 0 | 0 | 0 | 0 | 0 | 0 | 0 | 0.34517 | 0.33986 | 0.33462
SDG&E | MW | Commercial | Com - Storage (Conditioned) | ComRefrig | No | ComRefrig - Strip Curtain for Walk In Refrigerator | 0 | 0.03267 | 0.032167 | 0.031672 | 0.031184 | 0.030704 | 0.030231 | 0.029765 | 0.029307 | 0.028856 | 0.028411 | 0.027974
SDG&E | MW | Commercial | Com - Storage (Conditioned) | HVAC | No | HVAC - Direct Evaporative Cooler | 0.12976 | 0.1319 | 0.134 | 0.13613 | 0.13822 | 0.14013 | 0.14171 | 0.14318 | 0.14461 | 0.14603 | 0.14751 | 0.14901
SDG&E | MW | Commercial | Com - Storage (Conditioned) | HVAC | No | HVAC - SEER Rated Package Rooftop AC (SEER 14) | 0.37201 | 0.37699 | 0 | 0 | 0 | 0 | 0 | 0 | 0 | 0 | 0 | 0
SDG&E | MW | Commercial | Com - Storage (Conditioned) | HVAC | No | HVAC - SEER Rated Package Rooftop AC (SEER 15) | 0 | 0 | 0.41517 | 0.41606 | 0.41691 | 0.41749 | 0.41753 | 0.41743 | 0.4173 | 0.41721 | 0.41724 | 0.41736
SDG&E | MW | Commercial | Com - Storage (Conditioned) | HVAC | No | HVAC - SEER Rated Package Rooftop HP (SEER 15) | 0.2893 | 0.29396 | 0.13859 | 0.14075 | 0.14285 | 0.14478 | 0.14636 | 0.14783 | 0.14927 | 0.1507 | 0.15218 | 0.1537
SDG&E | MW | Commercial | Com - Storage (Conditioned) | HVAC | No | HVAC - SEER Rated Split System AC (SEER 14) | 0.18417 | 0.18671 | 0.18919 | 0 | 0 | 0 | 0 | 0 | 0 | 0 | 0 | 0
SDG&E | MW | Commercial | Com - Storage (Conditioned) | HVAC | No | HVAC - SEER Rated Split System AC (SEER 15) | 0 | 0 | 0 | 0.16616 | 0.1674 | 0.16849 | 0.16929 | 0.17 | 0.17068 | 0.17137 | 0.17212 | 0.1729
SDG&E | MW | Commercial | Com - Storage (Conditioned) | HVAC | No | HVAC - SEER Rated Split System HP (SEER 15) | 0.19881 | 0.20177 | 0.095018 | 0.096389 | 0.097729 | 0.098947 | 0.099945 | 0.10087 | 0.10177 | 0.10266 | 0.1036 | 0.10455
SDG&E | MW | Commercial | Com - Storage (Conditioned) | Lighting | Yes | Lighting - LED Fixture (Replacing T8) - Emerging | 1.6806 | 1.7921 | 1.8508 | 1.9195 | 1.9802 | 2.0393 | 2.086 | 2.1315 | 2.1771 | 2.223 | 2.2703 | 2.3093
SDG&E | MW | Commercial | Com - Storage (Conditioned) | Lighting | Yes | Lighting - LED Lamp (Basic High - Indoor) - Emerging | 0.0080032 | 0.0082696 | 0.0085187 | 0.0087364 | 0.0089539 | 0.0011784 | 0.0012004 | 0.0012191 | 0.0012377 | 0.0012538 | 0.0012705 | 0.0012875
SDG&E | MW | Commercial | Com - Storage (Conditioned) | Lighting | Yes | Lighting - LED Lamp (Basic Low - Indoor) - Emerging | 0.060301 | 0.062394 | 0.064347 | 0.066044 | 0.067741 | 0.010567 | 0.010771 | 0.010944 | 0.011116 | 0.011289 | 0.011442 | 0.011598
SDG&E | MW | Commercial | Com - Storage (Conditioned) | Lighting | Yes | Lighting - LED Plug-In Indoor Fixture - Emerging | 0.52036 | 0.53594 | 0.54979 | 0.56042 | 0.57275 | 0.033127 | 0.03362 | 0.034196 | 0.034609 | 0.035076 | 0.035505 | 0.035997
SDG&E | MW | Commercial | Com - Storage (Conditioned) | Lighting | No | Lighting - Cold Cathode Lamp | 0.0048268 | 0.0049066 | 0.0049845 | 0.005064 | 0.0051417 | 0 | 0 | 0 | 0 | 0 | 0 | 0
SDG&E | MW | Commercial | Com - Storage (Conditioned) | Lighting | No | Lighting - Compact Fluorescent Fixture (Indoor) | 0.057838 | 0.0587 | 0.059541 | 0.060401 | 0.061241 | 0 | 0 | 0 | 0 | 0 | 0 | 0
SDG&E | MW | Commercial | Com - Storage (Conditioned) | Lighting | No | Lighting - Exit Fixture (LED) | 0.089636 | 0.088256 | 0.086896 | 0.085558 | 0.084241 | 0.082943 | 0.081666 | 0.080408 | 0.07917 | 0.077951 | 0.07675 | 0.075568
SDG&E | MW | Commercial | Com - Storage (Conditioned) | Lighting | No | Lighting - Halogen Lamp (A-Line) | 0.002256 | 0.0022933 | 0.0023297 | 0.0023669 | 0.0024032 | 0 | 0 | 0 | 0 | 0 | 0 | 0
SDG&E | MW | Commercial | Com - Storage (Conditioned) | Lighting | No | Lighting - High Bay HID to T5 | 0.0090963 | 0.0095223 | 0.0096577 | 0.0097962 | 0.0099315 | 0.010055 | 0.010155 | 0.010248 | 0.010339 | 0.010429 | 0.010524 | 0.01062
SDG&E | MW | Commercial | Com - Storage (Conditioned) | Lighting | No | Lighting - Induction Fixture (Indoor) | 0.20403 | 0.2074 | 0.2107 | 0.21406 | 0.21734 | 0.22035 | 0.22283 | 0.22513 | 0.22738 | 0.22962 | 0.23195 | 0.23431
SDG&E | MW | Commercial | Com - Storage (Conditioned) | Lighting | No | Lighting - Induction Fixture (Outdoor) | 0.087749 | 0.0892 | 0.090616 | 0.092062 | 0.093474 | 0.094765 | 0.095833 | 0.096823 | 0.097792 | 0.098755 | 0.099754 | 0.10077
SDG&E | MW | Commercial | Com - Storage (Conditioned) | Lighting | No | Lighting - Linear Fluorescent Delamping | 0.0074268 | 0.0073125 | 0.0053999 | 0.0035445 | 0.001745 | 0 | 0 | 0 | 0 | 0 | 0 | 0
SDG&E | MW | Commercial | Com - Storage (Conditioned) | Lighting | No | Lighting - Linear Fluorescent Fixture (Low Wattage T8) | 0.016168 | 0 | 0 | 0 | 0 | 0 | 0 | 0 | 0 | 0 | 0 | 0
SDG&E | MW | Commercial | Com - Storage (Conditioned) | Lighting | No | Lighting - Low Bay HID to T5 | 0 | 0 | 0 | 0 | 0 | 0 | 0 | 0 | 0.042711 | 0.055444 | 0.055945 | 0.056455
SDG&E | MW | Commercial | Com - Storage (Conditioned) | Lighting | No | Lighting - Plug-In Fixture (Linear Fluorescent) | 0.48323 | 0.49037 | 0.49735 | 0.50448 | 0.51145 | 0 | 0 | 0 | 0 | 0 | 0 | 0
SDG&E | MW | Commercial | Com - Storage (Conditioned) | Lighting | No | Lighting - Plug-In Fixture (PSMH with Electronic Ballast) | 0.25997 | 0.26382 | 0.26757 | 0.27141 | 0.27515 | 0.27856 | 0.28135 | 0.28393 | 0.28644 | 0.28895 | 0.29156 | 0.29422
SDG&E | MW | Commercial | Com - Storage (Conditioned) | SHW | No | SHW - EF Rated Instantaneous Water Heater (Electric) | 0.00014269 | 0.00014511 | 0.00014747 | 0.00014988 | 0.00015224 | 0.00015439 | 0.00015617 | 0.00015783 | 0.00015946 | 0.00016107 | 0.00016274 | 0.00016444
SDG&E | MW | Commercial | Com - Storage (Conditioned) | Service | No | HVAC - Comprehensive Rooftop Unit Quality Maintenance | 1.0428e-06 | 1.0267e-06 | 1.0109e-06 | 9.9533e-07 | 9.8e-07 | 9.6491e-07 | 9.5005e-07 | 9.3542e-07 | 9.2102e-07 | 9.0683e-07 | 8.9287e-07 | 8.7912e-07
SDG&E | MW | Commercial | Com - Storage (Conditioned) | Service | No | Service - HVAC Fault Detection & Diagnositics | 0.0010826 | 0.0011005 | 0.001118 | 0.0011358 | 0.0011532 | 0.0011692 | 0.0011823 | 0.0011945 | 0.0012065 | 0.0012184 | 0.0012307 | 0.0012433
SDG&E | MW | Commercial | Com - Storage (Conditioned) | Service | No | Service - Retro-Commissioning (Electric) | 0 | 0 | 0 | 0 | 0 | 0 | 0 | 0 | 0.003397 | 0.0033447 | 0.0032932 | 0.0032425
SDG&E | MW | Commercial | Com - Storage (Conditioned) | WholeBlg | No | HVAC - Energy Management System | 0.00011881 | 0.00012078 | 0.00012269 | 0.00012465 | 0.00012656 | 0.00012831 | 0.00012976 | 0.0001311 | 0.00013241 | 0.00013371 | 0.00013507 | 0.00013644
SDG&E | MW | Commercial | Com - Storage (Conditioned) | WholeBlg | No | WholeBlg - Com RET Level 1 | 0.83654 | 0.82366 | 0.81098 | 0.79849 | 0.78619 | 0.77408 | 0.76216 | 0.75043 | 0.73887 | 0.72749 | 0.71629 | 0.70526
SDG&E | MW | Commercial | Com - Storage (Conditioned) | WholeBlg | No | WholeBlg - Com RET Level 2 | 4.7406 | 4.6676 | 4.5957 | 4.525 | 4.4553 | 4.3867 | 4.3191 | 4.2526 | 4.1871 | 4.1226 | 4.0591 | 3.9966
SDG&E | MW | Commercial | Com - Storage (Unconditioned) | AppPlug | No | AppPlug - Desktop Computer (Com - Power Management) | 0.29033 | 0.29513 | 0.29981 | 0.3046 | 0.30927 | 0.31354 | 0.31707 | 0.32035 | 0.32356 | 0.32674 | 0.33005 | 0.33341
SDG&E | MW | Commercial | Com - Storage (Unconditioned) | AppPlug | No | AppPlug - Occupancy Sensor Plug Strip | 0 | 0 | 0 | 0 | 0 | 0 | 0 | 0 | 0 | 0.41108 | 0.41524 | 0.41947
SDG&E | MW | Commercial | Com - Storage (Unconditioned) | BldgEnv | No | BldgEnv - Window Film | 0 | 1.0866 | 1.0699 | 1.0534 | 1.0372 | 1.0212 | 1.0055 | 0.98998 | 0.97473 | 0.95972 | 0.94494 | 0.93039
SDG&E | MW | Commercial | Com - Storage (Unconditioned) | Lighting | Yes | Lighting - LED Fixture (Replacing T8) - Emerging | 3.3365 | 3.4549 | 3.5739 | 3.7124 | 3.8356 | 3.9557 | 4.0511 | 4.1444 | 4.2378 | 4.332 | 4.4288 | 4.5097
SDG&E | MW | Commercial | Com - Storage (Unconditioned) | Lighting | Yes | Lighting - LED Lamp (Basic High - Indoor) - Emerging | 0.015555 | 0.016099 | 0.016609 | 0.017059 | 0.017508 | 0.0023071 | 0.002353 | 0.0023923 | 0.0024314 | 0.0024656 | 0.0025009 | 0.0025368
SDG&E | MW | Commercial | Com - Storage (Unconditioned) | Lighting | Yes | Lighting - LED Lamp (Basic Low - Indoor) - Emerging | 0.1172 | 0.12146 | 0.12546 | 0.12896 | 0.13246 | 0.02069 | 0.021114 | 0.021476 | 0.021837 | 0.022199 | 0.022523 | 0.022853
SDG&E | MW | Commercial | Com - Storage (Unconditioned) | Lighting | Yes | Lighting - LED Plug-In Indoor Fixture - Emerging | 1.0113 | 1.0433 | 1.0719 | 1.0943 | 1.1199 | 0.06486 | 0.0659 | 0.067103 | 0.067985 | 0.068974 | 0.069887 | 0.070925
SDG&E | MW | Commercial | Com - Storage (Unconditioned) | Lighting | No | Lighting - Cold Cathode Lamp | 0.0091416 | 0.0092927 | 0.0094403 | 0.0095909 | 0.0097381 | 0 | 0 | 0 | 0 | 0 | 0 | 0
SDG&E | MW | Commercial | Com - Storage (Unconditioned) | Lighting | No | Lighting - Compact Fluorescent Fixture (Indoor) | 0.11241 | 0.11427 | 0.11609 | 0.11794 | 0.11975 | 0 | 0 | 0 | 0 | 0 | 0 | 0
SDG&E | MW | Commercial | Com - Storage (Unconditioned) | Lighting | No | Lighting - Exit Fixture (LED) | 0.15353 | 0.15117 | 0.14884 | 0.14655 | 0.14429 | 0.14207 | 0.13988 | 0.13773 | 0.13561 | 0.13352 | 0.13146 | 0.12944
SDG&E | MW | Commercial | Com - Storage (Unconditioned) | Lighting | No | Lighting - Halogen Lamp (A-Line) | 0.0056401 | 0.0057333 | 0.0058244 | 0.0059173 | 0.0060081 | 0 | 0 | 0 | 0 | 0 | 0 | 0
SDG&E | MW | Commercial | Com - Storage (Unconditioned) | Lighting | No | Lighting - High Bay HID to T5 | 0.018059 | 0.018357 | 0.018649 | 0.018946 | 0.019237 | 0.019503 | 0.019722 | 0.019926 | 0.020126 | 0.020324 | 0.020529 | 0.020739
SDG&E | MW | Commercial | Com - Storage (Unconditioned) | Lighting | No | Lighting - Induction Fixture (Indoor) | 0.4181 | 0.42501 | 0.43176 | 0.43865 | 0.44538 | 0.45153 | 0.45661 | 0.46133 | 0.46595 | 0.47054 | 0.4753 | 0.48015
SDG&E | MW | Commercial | Com - Storage (Unconditioned) | Lighting | No | Lighting - Induction Fixture (Outdoor) | 0.21937 | 0.223 | 0.22654 | 0.23015 | 0.23369 | 0.23691 | 0.23958 | 0.24206 | 0.24448 | 0.24689 | 0.24939 | 0.25193
SDG&E | MW | Commercial | Com - Storage (Unconditioned) | Lighting | No | Lighting - Linear Fluorescent Delamping | 0.013975 | 0.01376 | 0.010161 | 0.0066698 | 0.0032835 | 0 | 0 | 0 | 0 | 0 | 0 | 0
SDG&E | MW | Commercial | Com - Storage (Unconditioned) | Lighting | No | Lighting - Low Bay HID to T5 | 0 | 0 | 0 | 0 | 0 | 0 | 0 | 0 | 0.10699 | 0.10804 | 0.10914 | 0.11025
SDG&E | MW | Commercial | Com - Storage (Unconditioned) | Lighting | No | Lighting - Plug-In Fixture (Linear Fluorescent) | 0.92997 | 0.94535 | 0.96036 | 0.97568 | 0.99065 | 0 | 0 | 0 | 0 | 0 | 0 | 0
SDG&E | MW | Commercial | Com - Storage (Unconditioned) | Lighting | No | Lighting - Plug-In Fixture (PSMH with Electronic Ballast) | 0.50032 | 0.50859 | 0.51666 | 0.52491 | 0.53296 | 0.54032 | 0.54641 | 0.55206 | 0.55758 | 0.56307 | 0.56877 | 0.57457
SDG&E | MW | Commercial | Com - Storage (Unconditioned) | SHW | No | SHW - EF Rated Instantaneous Water Heater (Electric) | 0.00025848 | 0.00026406 | 0.0002695 | 0.00027503 | 0.00028045 | 0.00028543 | 0.00028965 | 0.0002936 | 0.00029746 | 0.0003013 | 0.00030525 | 0.00030925
SDG&E | MW | Commercial | Com - Storage (Unconditioned) | Service | No | HVAC - Comprehensive Rooftop Unit Quality Maintenance | 2.6069e-06 | 2.5668e-06 | 2.5272e-06 | 2.4883e-06 | 2.45e-06 | 2.4123e-06 | 2.3751e-06 | 2.3386e-06 | 2.3025e-06 | 2.2671e-06 | 2.2322e-06 | 2.1978e-06
SDG&E | MW | Commercial | Com - Storage (Unconditioned) | Service | No | Service - HVAC Fault Detection & Diagnositics | 0.0027065 | 0.0027512 | 0.0027949 | 0.0028395 | 0.0028831 | 0.0029229 | 0.0029558 | 0.0029864 | 0.0030162 | 0.0030459 | 0.0030768 | 0.0031081
SDG&E | MW | Commercial | Com - Storage (Unconditioned) | Service | No | Service - Retro-Commissioning (Electric) | 0 | 0 | 0 | 0 | 0 | 0 | 0 | 0 | 0.0084926 | 0.0083618 | 0.008233 | 0.0081062
SDG&E | MW | Commercial | Com - Storage (Unconditioned) | WholeBlg | No | HVAC - Energy Management System | 0.00029703 | 0.00030194 | 0.00030673 | 0.00031163 | 0.00031641 | 0.00032078 | 0.00032439 | 0.00032774 | 0.00033102 | 0.00033428 | 0.00033767 | 0.00034111
SDG&E | MW | Commercial | Com - Storage (Unconditioned) | WholeBlg | No | WholeBlg - Com RET Level 1 | 0.53931 | 0.531 | 0.52282 | 0.51477 | 0.50684 | 0.49904 | 0.49135 | 0.48379 | 0.47634 | 0.469 | 0.46178 | 0.45467
SDG&E | MW | Commercial | Com - Storage (Unconditioned) | WholeBlg | No | WholeBlg - Com RET Level 2 | 5.0285 | 4.951 | 4.8748 | 4.7997 | 4.7258 | 4.653 | 4.5814 | 4.5108 | 4.4414 | 4.373 | 4.3056 | 4.2393
SDG&E | MW | Commercial | Com - Warehouse (Refrigerated) | AppPlug | No | AppPlug - Desktop Computer (Com - Power Management) | 0.0053587 | 0.0054473 | 0.0055338 | 0.0056221 | 0.0057084 | 0.0057872 | 0.0058524 | 0.0059129 | 0.0059721 | 0.0060309 | 0.0060919 | 0.006154
SDG&E | MW | Commercial | Com - Warehouse (Refrigerated) | AppPlug | No | AppPlug - Occupancy Sensor Plug Strip | 0 | 0 | 0 | 0 | 0 | 0 | 0 | 0 | 0 | 0.0075875 | 0.0076643 | 0.0077425
SDG&E | MW | Commercial | Com - Warehouse (Refrigerated) | BldgEnv | No | BldgEnv - Wall Spray On Insulation | 0.038693 | 0.038097 | 0.03751 | 0.036933 | 0.036364 | 0.035804 | 0.035253 | 0.03471 | 0.034175 | 0.033649 | 0.033131 | 0.032621
SDG&E | MW | Commercial | Com - Warehouse (Refrigerated) | BldgEnv | No | BldgEnv - Window Film | 0 | 0.014201 | 0.013983 | 0.013767 | 0.013555 | 0.013347 | 0.013141 | 0.012939 | 0.012739 | 0.012543 | 0.01235 | 0.01216
SDG&E | MW | Commercial | Com - Warehouse (Refrigerated) | ComRefrig | No | ComRefrig - Strip Curtain for Walk In Refrigerator | 0 | 0.0015075 | 0.0014843 | 0.0014615 | 0.001439 | 0.0014168 | 0.001395 | 0.0013735 | 0.0013523 | 0.0013315 | 0.001311 | 0.0012908
SDG&E | MW | Commercial | Com - Warehouse (Refrigerated) | Lighting | Yes | Lighting - LED Fixture (Replacing T8) - Emerging | 0.06144 | 0.063593 | 0.065758 | 0.068281 | 0.07052 | 0.072703 | 0.074436 | 0.076129 | 0.077824 | 0.079532 | 0.081289 | 0.082752
SDG&E | MW | Commercial | Com - Warehouse (Refrigerated) | Lighting | Yes | Lighting - LED Lamp (Basic High - Indoor) - Emerging | 0.00034397 | 0.00035583 | 0.00036694 | 0.00037672 | 0.00038648 | 5.0909e-05 | 5.1903e-05 | 5.2754e-05 | 5.3601e-05 | 5.4337e-05 | 5.5099e-05 | 5.5874e-05
SDG&E | MW | Commercial | Com - Warehouse (Refrigerated) | Lighting | Yes | Lighting - LED Lamp (Basic Low - Indoor) - Emerging | 0.0025917 | 0.0026847 | 0.0027717 | 0.0028478 | 0.002924 | 0.00045655 | 0.00046574 | 0.00047359 | 0.0004814 | 0.00048924 | 0.00049623 | 0.00050335
SDG&E | MW | Commercial | Com - Warehouse (Refrigerated) | Lighting | Yes | Lighting - LED Plug-In Indoor Fixture - Emerging | 0.022366 | 0.023062 | 0.023683 | 0.024167 | 0.024723 | 0.0014313 | 0.0014537 | 0.0014798 | 0.0014988 | 0.0015201 | 0.0015398 | 0.0015622
SDG&E | MW | Commercial | Com - Warehouse (Refrigerated) | Lighting | No | Lighting - Cold Cathode Lamp | 0.00022973 | 0.00023352 | 0.00023723 | 0.00024102 | 0.00024472 | 0 | 0 | 0 | 0 | 0 | 0 | 0
SDG&E | MW | Commercial | Com - Warehouse (Refrigerated) | Lighting | No | Lighting - Compact Fluorescent Fixture (Indoor) | 0.0024859 | 0.0025258 | 0.0025647 | 0.0026045 | 0.0026434 | 0 | 0 | 0 | 0 | 0 | 0 | 0
SDG&E | MW | Commercial | Com - Warehouse (Refrigerated) | Lighting | No | Lighting - Halogen Lamp (A-Line) | 0.0001041 | 0.00010582 | 0.0001075 | 0.00010922 | 0.00011089 | 0 | 0 | 0 | 0 | 0 | 0 | 0
SDG&E | MW | Commercial | Com - Warehouse (Refrigerated) | Lighting | No | Lighting - High Bay HID to T5 | 0.00033254 | 0.0003379 | 0.00034313 | 0.00034847 | 0.00035369 | 0.00035845 | 0.00036238 | 0.00036602 | 0.00036959 | 0.00037313 | 0.00037681 | 0.00038055
SDG&E | MW | Commercial | Com - Warehouse (Refrigerated) | Lighting | No | Lighting - Induction Fixture (Indoor) | 0.0094148 | 0.0095705 | 0.0097224 | 0.0098775 | 0.010029 | 0.010168 | 0.010282 | 0.010388 | 0.010492 | 0.010596 | 0.010703 | 0.010812
SDG&E | MW | Commercial | Com - Warehouse (Refrigerated) | Lighting | No | Lighting - Induction Fixture (Outdoor) | 0.0040491 | 0.004116 | 0.0041814 | 0.0042481 | 0.0043133 | 0.0043728 | 0.0044221 | 0.0044678 | 0.0045125 | 0.0045569 | 0.0046031 | 0.00465
SDG&E | MW | Commercial | Com - Warehouse (Refrigerated) | Lighting | No | Lighting - Linear Fluorescent Delamping | 0.0002049 | 0.00020175 | 0.00014898 | 9.7791e-05 | 4.8142e-05 | 0 | 0 | 0 | 0 | 0 | 0 | 0
SDG&E | MW | Commercial | Com - Warehouse (Refrigerated) | Lighting | No | Lighting - Low Bay HID to T5 | 0.0017678 | 0.0017963 | 0.0018241 | 0.0018525 | 0.0018803 | 0.0019056 | 0.0019265 | 0.0019458 | 0.0019648 | 0.0019836 | 0.0020032 | 0.0020231
SDG&E | MW | Commercial | Com - Warehouse (Refrigerated) | Lighting | No | Lighting - Occupancy Sensor | 0 | 0 | 0 | 0 | 0 | 0.0083003 | 0.008393 | 0.0084791 | 0.0085632 | 0.0086468 | 0.0087336 | 0.008822
SDG&E | MW | Commercial | Com - Warehouse (Refrigerated) | Lighting | No | Lighting - Plug-In Fixture (Linear Fluorescent) | 0.020552 | 0.020883 | 0.021206 | 0.021536 | 0.021858 | 0 | 0 | 0 | 0 | 0 | 0 | 0
SDG&E | MW | Commercial | Com - Warehouse (Refrigerated) | Lighting | No | Lighting - Plug-In Fixture (MH Directional) | 0 | 0 | 0 | 0 | 0 | 0 | 0 | 0.0012433 | 0.0015912 | 0.0016064 | 0.0016223 | 0.0016384
SDG&E | MW | Commercial | Com - Warehouse (Refrigerated) | Lighting | No | Lighting - Plug-In Fixture (PSMH with Electronic Ballast) | 0.011057 | 0.011235 | 0.011408 | 0.011586 | 0.011759 | 0.011918 | 0.012048 | 0.012169 | 0.012288 | 0.012406 | 0.012528 | 0.012652
SDG&E | MW | Commercial | Com - Warehouse (Refrigerated) | Service | No | HVAC - Comprehensive Rooftop Unit Quality Maintenance | 4.8117e-08 | 4.7376e-08 | 4.6647e-08 | 4.5928e-08 | 4.5221e-08 | 4.4525e-08 | 4.3839e-08 | 4.3164e-08 | 4.2499e-08 | 4.1845e-08 | 4.12e-08 | 4.0566e-08
SDG&E | MW | Commercial | Com - Warehouse (Refrigerated) | Service | No | Service - HVAC Fault Detection & Diagnositics | 4.9955e-05 | 5.0781e-05 | 5.1587e-05 | 5.241e-05 | 5.3215e-05 | 5.3949e-05 | 5.4557e-05 | 5.5121e-05 | 5.5673e-05 | 5.6221e-05 | 5.679e-05 | 5.7369e-05
SDG&E | MW | Commercial | Com - Warehouse (Refrigerated) | Service | No | Service - Retro-Commissioning (Electric) | 0 | 0 | 0 | 0 | 0 | 0 | 0 | 0 | 0.00015675 | 0.00015434 | 0.00015196 | 0.00014962
SDG&E | MW | Commercial | Com - Warehouse (Refrigerated) | WholeBlg | No | HVAC - Energy Management System | 5.4824e-06 | 5.573e-06 | 5.6615e-06 | 5.7519e-06 | 5.8401e-06 | 5.9208e-06 | 5.9875e-06 | 6.0494e-06 | 6.1099e-06 | 6.17e-06 | 6.2325e-06 | 6.296e-06
SDG&E | MW | Commercial | Com - Warehouse (Refrigerated) | WholeBlg | No | WholeBlg - Com RET Level 1 | 0.018253 | 0.017972 | 0.017695 | 0.017423 | 0.017155 | 0.01689 | 0.01663 | 0.016374 | 0.016122 | 0.015874 | 0.015629 | 0.015389
SDG&E | MW | Commercial | Com - Warehouse (Refrigerated) | WholeBlg | No | WholeBlg - Com RET Level 2 | 0.11902 | 0.11718 | 0.11538 | 0.1136 | 0.11185 | 0.11013 | 0.10843 | 0.10676 | 0.10512 | 0.1035 | 0.10191 | 0.10034
SDG&E | MM Therms | Commercial | Com - Assembly | BldgEnv | No | BldgEnv - Wall Spray On Insulation | 0.58132 | 0.57237 | 0.56355 | 0.55487 | 0.54633 | 0.53791 | 0.52963 | 0.52147 | 0.51344 | 0.50554 | 0.49775 | 0.49009
SDG&E | MM Therms | Commercial | Com - Assembly | HVAC | No | HVAC - Gas Furnace | 0.12274 | 0.12085 | 0.11899 | 0.11716 | 0.11535 | 0.11358 | 0.11183 | 0.11011 | 0.10841 | 0.10674 | 0.1051 | 0.10348
SDG&E | MM Therms | Commercial | Com - Assembly | HVAC | No | HVAC - SEER Rated Package Rooftop AC (Recharge) | 0.00056659 | 0.00055786 | 0.00054927 | 0.00054081 | 0.00053248 | 0.00052428 | 0.00051621 | 0.00050826 | 0.00050043 | 0.00049272 | 0.00048514 | 0.00047767
SDG&E | MM Therms | Commercial | Com - Assembly | SHW | Yes | SHW - EF Rated Storage Water Heater (Gas) - Emerging | 0 | 0 | 0.34513 | 0.3509 | 0.35654 | 0.36169 | 0.36598 | 0.36997 | 0.37386 | 0.37773 | 0.38175 | 0.38583
SDG&E | MM Therms | Commercial | Com - Assembly | SHW | Yes | SHW - ET Rated Storage Water Heater - Emerging | 1.0377 | 1.0415 | 1.0452 | 1.0492 | 1.053 | 1.0561 | 1.0577 | 1.0588 | 1.0599 | 1.061 | 1.0624 | 1.0641
SDG&E | MM Therms | Commercial | Com - Assembly | SHW | No | SHW - EF Rated Instantaneous Water Heater (Gas) | 0.22247 | 0.2261 | 0.040168 | 0.040801 | 0.041419 | 0.041984 | 0.04245 | 0.042883 | 0.043306 | 0.043727 | 0.044164 | 0.044608
SDG&E | MM Therms | Commercial | Com - Assembly | SHW | No | SHW - Pipe and Tank Insulation | 0.36913 | 0.36344 | 0.35785 | 0.35234 | 0.34691 | 0.34157 | 0.33631 | 0.33113 | 0.32603 | 0.32101 | 0.31606 | 0.3112
SDG&E | MM Therms | Commercial | Com - Assembly | Service | No | Service - Retro-Commissioning (Gas) | 0.042516 | 0.041861 | 0.041216 | 0.040582 | 0.039957 | 0.039341 | 0.038735 | 0.038139 | 0.037552 | 0.036973 | 0.036404 | 0.035843
SDG&E | MM Therms | Commercial | Com - Assembly | WholeBlg | No | WholeBlg - Com RET Level 1 | 0.047739 | 0.047004 | 0.04628 | 0.045567 | 0.044865 | 0.044174 | 0.043494 | 0.042824 | 0.042165 | 0.041515 | 0.040876 | 0.040247
SDG&E | MM Therms | Commercial | Com - Assembly | WholeBlg | No | WholeBlg - Com RET Level 2 | 1.5834 | 1.559 | 1.535 | 1.5114 | 1.4881 | 1.4652 | 1.4426 | 1.4204 | 1.3985 | 1.377 | 1.3558 | 1.3349
SDG&E | MM Therms | Commercial | Com - Education (Community College) | BldgEnv | No | BldgEnv - Wall Spray On Insulation | 0.058507 | 0.057606 | 0.056719 | 0.055845 | 0.054985 | 0.054138 | 0.053305 | 0.052484 | 0.051676 | 0.05088 | 0.050096 | 0.049325
SDG&E | MM Therms | Commercial | Com - Education (Community College) | FoodServ | No | FoodServ - Fryer (Gas) | 0.037592 | 0.038214 | 0.03882 | 0.03944 | 0.040045 | 0.040598 | 0.041055 | 0.04148 | 0.041895 | 0.042307 | 0.042736 | 0.043171
SDG&E | MM Therms | Commercial | Com - Education (Community College) | FoodServ | No | FoodServ - Oven (Gas) | 0.025082 | 0.025496 | 0.025901 | 0.026314 | 0.026718 | 0.027087 | 0.027392 | 0.027675 | 0.027952 | 0.028227 | 0.028513 | 0.028804
SDG&E | MM Therms | Commercial | Com - Education (Community College) | HVAC | No | HVAC - AFUE Rated Boiler (High) | 0.11715 | 0.11829 | 0.1194 | 0.12055 | 0.12166 | 0.12266 | 0.12342 | 0.0217 | 0.02395 | 0.026174 | 0.028419 | 0.030664
SDG&E | MM Therms | Commercial | Com - Education (Community College) | HVAC | No | HVAC - ET Rated Boiler (High) | 0 | 0 | 0 | 0 | 0 | 0 | 0 | 0.11769 | 0.11587 | 0.11409 | 0.11233 | 0.1106
SDG&E | MM Therms | Commercial | Com - Education (Community College) | HVAC | No | HVAC - Gas Furnace | 0.018076 | 0.017798 | 0.017524 | 0.017254 | 0.016988 | 0.016726 | 0.016469 | 0.016215 | 0.015965 | 0.01572 | 0.015477 | 0.015239
SDG&E | MM Therms | Commercial | Com - Education (Community College) | HVAC | No | HVAC - SEER Rated Package Rooftop AC (Recharge) | 0 | 0 | 0 | 0 | 0 | 0 | 0 | 7.7928e-05 | 7.6728e-05 | 7.5546e-05 | 7.4383e-05 | 7.3237e-05
SDG&E | MM Therms | Commercial | Com - Education (Community College) | HVAC | No | HVAC - Thermostat | 0.033209 | 0.033758 | 0.034294 | 0.034841 | 0.035376 | 0.035864 | 0.036268 | 0.036643 | 0.03701 | 0.037374 | 0.037753 | 0.038137
SDG&E | MM Therms | Commercial | Com - Education (Community College) | SHW | Yes | SHW - EF Rated Storage Water Heater (Gas) - Emerging | 0 | 0 | 0.13282 | 0.135 | 0.13714 | 0.13908 | 0.1407 | 0.1422 | 0.14367 | 0.14513 | 0.14665 | 0.14819
SDG&E | MM Therms | Commercial | Com - Education (Community College) | SHW | Yes | SHW - ET Rated Storage Water Heater - Emerging | 0.22717 | 0.22786 | 0.22853 | 0.22927 | 0.22997 | 0.23052 | 0.23075 | 0.23089 | 0.23102 | 0.23116 | 0.23137 | 0.23163
SDG&E | MM Therms | Commercial | Com - Education (Community College) | SHW | No | SHW - EF Rated Instantaneous Water Heater (Gas) | 0.048211 | 0.049003 | 0.0087064 | 0.0088443 | 0.0089791 | 0.0091022 | 0.009204 | 0.0092984 | 0.0093907 | 0.0094825 | 0.0095778 | 0.0096747
SDG&E | MM Therms | Commercial | Com - Education (Community College) | SHW | No | SHW - Pipe and Tank Insulation | 0.22875 | 0.22523 | 0.22176 | 0.21834 | 0.21498 | 0.21167 | 0.20841 | 0.2052 | 0.20204 | 0.19893 | 0.19587 | 0.19285
SDG&E | MM Therms | Commercial | Com - Education (Community College) | Service | No | Service - Retro-Commissioning (Gas) | 0.026347 | 0.025942 | 0.025542 | 0.025149 | 0.024761 | 0.02438 | 0.024005 | 0.023635 | 0.023271 | 0.022913 | 0.02256 | 0.022212
SDG&E | MM Therms | Commercial | Com - Education (Community College) | WholeBlg | No | WholeBlg - Com RET Level 1 | 0.035372 | 0.034827 | 0.034291 | 0.033763 | 0.033243 | 0.032731 | 0.032227 | 0.031731 | 0.031242 | 0.030761 | 0.030287 | 0.029821
SDG&E | MM Therms | Commercial | Com - Education (Community College) | WholeBlg | No | WholeBlg - Com RET Level 2 | 0.49587 | 0.48824 | 0.48072 | 0.47332 | 0.46603 | 0.45885 | 0.45178 | 0.44483 | 0.43798 | 0.43123 | 0.42459 | 0.41805
SDG&E | MM Therms | Commercial | Com - Education (Primary School) | BldgEnv | No | BldgEnv - Wall Spray On Insulation | 0.085474 | 0.084158 | 0.082862 | 0.081586 | 0.080329 | 0.079092 | 0.077874 | 0.076675 | 0.075494 | 0.074332 | 0.073187 | 0.07206
SDG&E | MM Therms | Commercial | Com - Education (Primary School) | FoodServ | No | FoodServ - Fryer (Gas) | 0.067124 | 0.068234 | 0.069317 | 0.070423 | 0.071504 | 0.072491 | 0.073308 | 0.074066 | 0.074807 | 0.075543 | 0.076308 | 0.077086
SDG&E | MM Therms | Commercial | Com - Education (Primary School) | FoodServ | No | FoodServ - Oven (Gas) | 0.1026 | 0.1043 | 0.10595 | 0.10764 | 0.10929 | 0.1108 | 0.11205 | 0.11321 | 0.11434 | 0.11547 | 0.11664 | 0.11783
SDG&E | MM Therms | Commercial | Com - Education (Primary School) | HVAC | No | HVAC - AFUE Rated Boiler (High) | 0.36275 | 0.3626 | 0.36242 | 0.36235 | 0.36226 | 0.031405 | 0.035822 | 0.040053 | 0.044205 | 0.048311 | 0.052454 | 0.056597
SDG&E | MM Therms | Commercial | Com - Education (Primary School) | HVAC | No | HVAC - ET Rated Boiler (High) | 0 | 0 | 0 | 0 | 0 | 0.38066 | 0.3748 | 0.36902 | 0.36334 | 0.35775 | 0.35224 | 0.34681
SDG&E | MM Therms | Commercial | Com - Education (Primary School) | HVAC | No | HVAC - Gas Furnace | 0.010814 | 0.010647 | 0.010483 | 0.010322 | 0.010163 | 0.010006 | 0.0098521 | 0.0097003 | 0.009551 | 0.0094039 | 0.0092591 | 0.0091165
SDG&E | MM Therms | Commercial | Com - Education (Primary School) | HVAC | No | HVAC - Thermostat | 0.22555 | 0.22928 | 0.23292 | 0.23663 | 0.24026 | 0.24358 | 0.24632 | 0.24887 | 0.25136 | 0.25384 | 0.25641 | 0.25902
SDG&E | MM Therms | Commercial | Com - Education (Primary School) | SHW | Yes | SHW - EF Rated Storage Water Heater (Gas) - Emerging | 0 | 0 | 0.16078 | 0.16345 | 0.16606 | 0.16845 | 0.17043 | 0.17227 | 0.17407 | 0.17586 | 0.17772 | 0.17961
SDG&E | MM Therms | Commercial | Com - Education (Primary School) | SHW | Yes | SHW - ET Rated Storage Water Heater - Emerging | 0.27784 | 0.27753 | 0.27721 | 0.27696 | 0.27671 | 0.27631 | 0.27564 | 0.27489 | 0.27414 | 0.27341 | 0.27277 | 0.27219
SDG&E | MM Therms | Commercial | Com - Education (Primary School) | SHW | No | SHW - EF Rated Instantaneous Water Heater (Gas) | 0.056226 | 0.057141 | 0.010151 | 0.01031 | 0.010466 | 0.010609 | 0.010726 | 0.010835 | 0.010942 | 0.011048 | 0.011158 | 0.01127
SDG&E | MM Therms | Commercial | Com - Education (Primary School) | SHW | No | SHW - Pipe and Tank Insulation | 0.33419 | 0.32904 | 0.32398 | 0.31899 | 0.31407 | 0.30924 | 0.30448 | 0.29979 | 0.29517 | 0.29062 | 0.28615 | 0.28174
SDG&E | MM Therms | Commercial | Com - Education (Primary School) | Service | No | Service - Retro-Commissioning (Gas) | 0.038492 | 0.037899 | 0.037315 | 0.03674 | 0.036175 | 0.035618 | 0.035069 | 0.034529 | 0.033997 | 0.033474 | 0.032958 | 0.032451
SDG&E | MM Therms | Commercial | Com - Education (Primary School) | WholeBlg | No | WholeBlg - Com RET Level 1 | 0.33247 | 0.081837 | 0.080576 | 0.079335 | 0.078114 | 0.076911 | 0.075726 | 0.07456 | 0.073412 | 0.072281 | 0.071168 | 0.070072
SDG&E | MM Therms | Commercial | Com - Education (Primary School) | WholeBlg | No | WholeBlg - Com RET Level 2 | 0 | 1.0334 | 1.0175 | 1.0018 | 0.98638 | 0.97119 | 0.95624 | 0.94151 | 0.92701 | 0.91274 | 0.89868 | 0.88484
SDG&E | MM Therms | Commercial | Com - Education (Relocatable Classroom) | BldgEnv | No | BldgEnv - Wall Spray On Insulation | 0.085474 | 0.084158 | 0.082862 | 0.081586 | 0.080329 | 0.079092 | 0.077874 | 0.076675 | 0.075494 | 0.074332 | 0.073187 | 0.07206
SDG&E | MM Therms | Commercial | Com - Education (Relocatable Classroom) | FoodServ | No | FoodServ - Fryer (Gas) | 0.067124 | 0.068234 | 0.069317 | 0.070423 | 0.071504 | 0.072491 | 0.073308 | 0.074066 | 0.074807 | 0.075543 | 0.076308 | 0.077086
SDG&E | MM Therms | Commercial | Com - Education (Relocatable Classroom) | FoodServ | No | FoodServ - Oven (Gas) | 0.1026 | 0.1043 | 0.10595 | 0.10764 | 0.10929 | 0.1108 | 0.11205 | 0.11321 | 0.11434 | 0.11547 | 0.11664 | 0.11783
SDG&E | MM Therms | Commercial | Com - Education (Relocatable Classroom) | HVAC | No | HVAC - Gas Furnace | 0.012563 | 0.012369 | 0.012179 | 0.011991 | 0.011806 | 0.011625 | 0.011446 | 0.011269 | 0.011096 | 0.010925 | 0.010757 | 0.010591
SDG&E | MM Therms | Commercial | Com - Education (Relocatable Classroom) | HVAC | No | HVAC - Thermostat | 0.056141 | 0.057069 | 0.057975 | 0.0589 | 0.059804 | 0.06063 | 0.061313 | 0.061947 | 0.062567 | 0.063183 | 0.063822 | 0.064473
SDG&E | MM Therms | Commercial | Com - Education (Relocatable Classroom) | SHW | Yes | SHW - EF Rated Storage Water Heater (Gas) - Emerging | 0 | 0 | 0.18932 | 0.19258 | 0.19577 | 0.19869 | 0.20112 | 0.20338 | 0.2056 | 0.20779 | 0.21007 | 0.21238
SDG&E | MM Therms | Commercial | Com - Education (Relocatable Classroom) | SHW | Yes | SHW - ET Rated Storage Water Heater - Emerging | 0.64679 | 0.64612 | 0.64543 | 0.64491 | 0.64437 | 0.64351 | 0.64198 | 0.64027 | 0.63857 | 0.63693 | 0.63548 | 0.63417
SDG&E | MM Therms | Commercial | Com - Education (Relocatable Classroom) | SHW | No | SHW - EF Rated Instantaneous Water Heater (Gas) | 0.1222 | 0.12417 | 0.022055 | 0.022397 | 0.022732 | 0.023038 | 0.02329 | 0.023524 | 0.023753 | 0.02398 | 0.024216 | 0.024457
SDG&E | MM Therms | Commercial | Com - Education (Relocatable Classroom) | SHW | No | SHW - Pipe and Tank Insulation | 0.33419 | 0.32904 | 0.32398 | 0.31899 | 0.31407 | 0.30924 | 0.30448 | 0.29979 | 0.29517 | 0.29062 | 0.28615 | 0.28174
SDG&E | MM Therms | Commercial | Com - Education (Relocatable Classroom) | Service | No | Service - Retro-Commissioning (Gas) | 0.038492 | 0.037899 | 0.037315 | 0.03674 | 0.036175 | 0.035618 | 0.035069 | 0.034529 | 0.033997 | 0.033474 | 0.032958 | 0.032451
SDG&E | MM Therms | Commercial | Com - Education (Relocatable Classroom) | WholeBlg | No | WholeBlg - Com RET Level 1 | 0.069586 | 0.068515 | 0.067459 | 0.066421 | 0.065398 | 0.064391 | 0.063399 | 0.062423 | 0.061461 | 0.060515 | 0.059583 | 0.058665
SDG&E | MM Therms | Commercial | Com - Education (Relocatable Classroom) | WholeBlg | No | WholeBlg - Com RET Level 2 | 0.74875 | 0.73722 | 0.72587 | 0.71469 | 0.70368 | 0.69284 | 0.68217 | 0.67167 | 0.66133 | 0.65114 | 0.64111 | 0.63124
SDG&E | MM Therms | Commercial | Com - Education (Secondary School) | BldgEnv | No | BldgEnv - Wall Spray On Insulation | 0.042737 | 0.042079 | 0.041431 | 0.040793 | 0.040165 | 0.039546 | 0.038937 | 0.038338 | 0.037747 | 0.037166 | 0.036593 | 0.03603
SDG&E | MM Therms | Commercial | Com - Education (Secondary School) | FoodServ | No | FoodServ - Fryer (Gas) | 0.033562 | 0.034117 | 0.034659 | 0.035212 | 0.035752 | 0.036245 | 0.036654 | 0.037033 | 0.037403 | 0.037772 | 0.038154 | 0.038543
SDG&E | MM Therms | Commercial | Com - Education (Secondary School) | FoodServ | No | FoodServ - Oven (Gas) | 0.051299 | 0.052148 | 0.052975 | 0.053821 | 0.054647 | 0.055401 | 0.056025 | 0.056604 | 0.057171 | 0.057734 | 0.058318 | 0.058913
SDG&E | MM Therms | Commercial | Com - Education (Secondary School) | HVAC | No | HVAC - AFUE Rated Boiler (High) | 0.18138 | 0.1813 | 0.18121 | 0.18118 | 0.18113 | 0.015703 | 0.017911 | 0.020026 | 0.022103 | 0.024156 | 0.026227 | 0.028299
SDG&E | MM Therms | Commercial | Com - Education (Secondary School) | HVAC | No | HVAC - ET Rated Boiler (High) | 0 | 0 | 0 | 0 | 0 | 0.19033 | 0.1874 | 0.18451 | 0.18167 | 0.17887 | 0.17612 | 0.17341
SDG&E | MM Therms | Commercial | Com - Education (Secondary School) | HVAC | No | HVAC - Gas Furnace | 0.0046389 | 0.0045674 | 0.0044971 | 0.0044278 | 0.0043596 | 0.0042925 | 0.0042264 | 0.0041613 | 0.0040972 | 0.0040341 | 0.003972 | 0.0039108
SDG&E | MM Therms | Commercial | Com - Education (Secondary School) | HVAC | No | HVAC - Thermostat | 0.10972 | 0.11154 | 0.11331 | 0.11512 | 0.11688 | 0.1185 | 0.11983 | 0.12107 | 0.12228 | 0.12349 | 0.12474 | 0.12601
SDG&E | MM Therms | Commercial | Com - Education (Secondary School) | SHW | Yes | SHW - EF Rated Storage Water Heater (Gas) - Emerging | 0 | 0 | 0.079777 | 0.081121 | 0.082435 | 0.083637 | 0.084637 | 0.085567 | 0.086477 | 0.087381 | 0.088317 | 0.089269
SDG&E | MM Therms | Commercial | Com - Education (Secondary School) | SHW | Yes | SHW - ET Rated Storage Water Heater - Emerging | 0.20419 | 0.20409 | 0.20399 | 0.20394 | 0.20387 | 0.2037 | 0.20332 | 0.20287 | 0.20242 | 0.20199 | 0.20162 | 0.20129
SDG&E | MM Therms | Commercial | Com - Education (Secondary School) | SHW | No | SHW - EF Rated Instantaneous Water Heater (Gas) | 0.041146 | 0.041823 | 0.0074309 | 0.0075489 | 0.0076642 | 0.0077695 | 0.0078565 | 0.0079373 | 0.0080163 | 0.0080948 | 0.0081763 | 0.0082592
SDG&E | MM Therms | Commercial | Com - Education (Secondary School) | SHW | No | SHW - Pipe and Tank Insulation | 0.16709 | 0.16452 | 0.16199 | 0.15949 | 0.15704 | 0.15462 | 0.15224 | 0.14989 | 0.14758 | 0.14531 | 0.14307 | 0.14087
SDG&E | MM Therms | Commercial | Com - Education (Secondary School) | Service | No | Service - Retro-Commissioning (Gas) | 0.019246 | 0.018949 | 0.018658 | 0.01837 | 0.018087 | 0.017809 | 0.017535 | 0.017265 | 0.016999 | 0.016737 | 0.016479 | 0.016225
SDG&E | MM Therms | Commercial | Com - Education (Secondary School) | WholeBlg | No | WholeBlg - Com RET Level 1 | 0.17259 | 0.042482 | 0.041828 | 0.041184 | 0.040549 | 0.039925 | 0.03931 | 0.038705 | 0.038109 | 0.037522 | 0.036944 | 0.036375
SDG&E | MM Therms | Commercial | Com - Education (Secondary School) | WholeBlg | No | WholeBlg - Com RET Level 2 | 0 | 0.54274 | 0.53438 | 0.52615 | 0.51805 | 0.51007 | 0.50221 | 0.49448 | 0.48686 | 0.47937 | 0.47198 | 0.46471
SDG&E | MM Therms | Commercial | Com - Education (University) | BldgEnv | No | BldgEnv - Wall Spray On Insulation | 0.058507 | 0.057606 | 0.056719 | 0.055845 | 0.054985 | 0.054138 | 0.053305 | 0.052484 | 0.051676 | 0.05088 | 0.050096 | 0.049325
SDG&E | MM Therms | Commercial | Com - Education (University) | FoodServ | No | FoodServ - Fryer (Gas) | 0.037592 | 0.038214 | 0.03882 | 0.03944 | 0.040045 | 0.040598 | 0.041055 | 0.04148 | 0.041895 | 0.042307 | 0.042736 | 0.043171
SDG&E | MM Therms | Commercial | Com - Education (University) | FoodServ | No | FoodServ - Oven (Gas) | 0.025082 | 0.025496 | 0.025901 | 0.026314 | 0.026718 | 0.027087 | 0.027392 | 0.027675 | 0.027952 | 0.028227 | 0.028513 | 0.028804
SDG&E | MM Therms | Commercial | Com - Education (University) | HVAC | No | HVAC - AFUE Rated Boiler (High) | 0.00284 | 0.0055971 | 0.0082993 | 0.011011 | 0.013671 | 0.016189 | 0.018465 | 0.020646 | 0 | 0 | 0 | 0
SDG&E | MM Therms | Commercial | Com - Education (University) | HVAC | No | HVAC - ET Rated Boiler (High) | 0.15999 | 0.15753 | 0.1551 | 0.15272 | 0.15036 | 0.14805 | 0.14577 | 0.14352 | 0.16726 | 0.1675 | 0.16779 | 0.16811
SDG&E | MM Therms | Commercial | Com - Education (University) | HVAC | No | HVAC - Gas Furnace | 0.0063506 | 0.0062528 | 0.0061565 | 0.0060617 | 0.0059683 | 0.0058764 | 0.0057859 | 0.0056968 | 0.0056091 | 0.0055227 | 0.0054376 | 0.0053539
SDG&E | MM Therms | Commercial | Com - Education (University) | HVAC | No | HVAC - Thermostat | 0.033405 | 0.033957 | 0.034496 | 0.035046 | 0.035584 | 0.036075 | 0.036482 | 0.036859 | 0.037228 | 0.037594 | 0.037975 | 0.038362
SDG&E | MM Therms | Commercial | Com - Education (University) | SHW | Yes | SHW - EF Rated Storage Water Heater (Gas) - Emerging | 0 | 0 | 0.1334 | 0.13557 | 0.13769 | 0.13963 | 0.14124 | 0.14274 | 0.1442 | 0.14565 | 0.14715 | 0.14869
SDG&E | MM Therms | Commercial | Com - Education (University) | SHW | Yes | SHW - ET Rated Storage Water Heater - Emerging | 0.20046 | 0.20097 | 0.20146 | 0.20201 | 0.20253 | 0.20292 | 0.20304 | 0.20308 | 0.20312 | 0.20316 | 0.20327 | 0.20342
SDG&E | MM Therms | Commercial | Com - Education (University) | SHW | No | SHW - EF Rated Instantaneous Water Heater (Gas) | 0.03889 | 0.039526 | 0.0070225 | 0.0071335 | 0.007242 | 0.007341 | 0.0074229 | 0.0074988 | 0.0075731 | 0.0076469 | 0.0077235 | 0.0078016
SDG&E | MM Therms | Commercial | Com - Education (University) | SHW | No | SHW - Pipe and Tank Insulation | 0.22875 | 0.22523 | 0.22176 | 0.21834 | 0.21498 | 0.21167 | 0.20841 | 0.2052 | 0.20204 | 0.19893 | 0.19587 | 0.19285
SDG&E | MM Therms | Commercial | Com - Education (University) | Service | No | Service - Retro-Commissioning (Gas) | 0.026347 | 0.025942 | 0.025542 | 0.025149 | 0.024761 | 0.02438 | 0.024005 | 0.023635 | 0.023271 | 0.022913 | 0.02256 | 0.022212
SDG&E | MM Therms | Commercial | Com - Education (University) | WholeBlg | No | WholeBlg - Com RET Level 1 | 0.035593 | 0.035044 | 0.034505 | 0.033973 | 0.03345 | 0.032935 | 0.032428 | 0.031928 | 0.031437 | 0.030953 | 0.030476 | 0.030007
SDG&E | MM Therms | Commercial | Com - Education (University) | WholeBlg | No | WholeBlg - Com RET Level 2 | 0.47481 | 0.4675 | 0.4603 | 0.45321 | 0.44623 | 0.43936 | 0.43259 | 0.42593 | 0.41937 | 0.41291 | 0.40655 | 0.40029
SDG&E | MM Therms | Commercial | Com - Grocery | BldgEnv | No | BldgEnv - Wall Spray On Insulation | 0.13826 | 0.13613 | 0.13403 | 0.13197 | 0.12994 | 0.12794 | 0.12597 | 0.12403 | 0.12212 | 0.12023 | 0.11838 | 0.11656
SDG&E | MM Therms | Commercial | Com - Grocery | FoodServ | No | FoodServ - Oven (Gas) | 0.24894 | 0.25305 | 0.25707 | 0.26117 | 0.26518 | 0.26884 | 0.27187 | 0.27468 | 0.27743 | 0.28016 | 0.283 | 0.28588
SDG&E | MM Therms | Commercial | Com - Grocery | HVAC | No | HVAC - Gas Furnace | 0.10417 | 0.10256 | 0.10098 | 0.099427 | 0.097896 | 0.096389 | 0.094904 | 0.093443 | 0.092004 | 0.090587 | 0.089192 | 0.087818
SDG&E | MM Therms | Commercial | Com - Grocery | HVAC | No | HVAC - Thermostat | 0.55753 | 0.56675 | 0.57575 | 0.58493 | 0.59391 | 0.60211 | 0.60889 | 0.61519 | 0.62134 | 0.62746 | 0.63381 | 0.64027
SDG&E | MM Therms | Commercial | Com - Grocery | SHW | Yes | SHW - EF Rated Storage Water Heater (Gas) - Emerging | 0 | 0 | 0.36968 | 0.37564 | 0.38146 | 0.38678 | 0.39119 | 0.39528 | 0.39928 | 0.40326 | 0.40738 | 0.41158
SDG&E | MM Therms | Commercial | Com - Grocery | SHW | Yes | SHW - ET Rated Storage Water Heater - Emerging | 0.49726 | 0.50154 | 0.5057 | 0.51002 | 0.51422 | 0.51793 | 0.52072 | 0.52321 | 0.52563 | 0.52805 | 0.53066 | 0.53336
SDG&E | MM Therms | Commercial | Com - Grocery | SHW | No | SHW - EF Rated Instantaneous Water Heater (Gas) | 0.10307 | 0.105 | 0.018695 | 0.01903 | 0.019358 | 0.019658 | 0.01991 | 0.020144 | 0.020373 | 0.020601 | 0.020837 | 0.021076
SDG&E | MM Therms | Commercial | Com - Grocery | SHW | No | SHW - Pipe and Tank Insulation | 0.54057 | 0.53224 | 0.52405 | 0.51598 | 0.50803 | 0.50021 | 0.4925 | 0.48492 | 0.47745 | 0.4701 | 0.46286 | 0.45573
SDG&E | MM Therms | Commercial | Com - Grocery | Service | No | Service - Retro-Commissioning (Gas) | 0.062262 | 0.061303 | 0.060359 | 0.059429 | 0.058514 | 0.057613 | 0.056726 | 0.055852 | 0.054992 | 0.054145 | 0.053311 | 0.05249
SDG&E | MM Therms | Commercial | Com - Grocery | WholeBlg | No | WholeBlg - Com RET Level 1 | 0.12872 | 0.12673 | 0.12478 | 0.12286 | 0.12097 | 0.11911 | 0.11727 | 0.11547 | 0.11369 | 0.11194 | 0.11021 | 0.10852
SDG&E | MM Therms | Commercial | Com - Grocery | WholeBlg | No | WholeBlg - Com RET Level 2 | 1.5902 | 1.5657 | 1.5416 | 1.5179 | 1.4945 | 1.4715 | 1.4488 | 1.4265 | 1.4046 | 1.3829 | 1.3616 | 1.3407
SDG&E | MM Therms | Commercial | Com - Hospital | BldgEnv | No | BldgEnv - Wall Spray On Insulation | 0.23086 | 0.22731 | 0.22381 | 0.22036 | 0.21697 | 0.21363 | 0.21034 | 0.2071 | 0.20391 | 0.20077 | 0.19768 | 0.19463
SDG&E | MM Therms | Commercial | Com - Hospital | FoodServ | No | FoodServ - Oven (Gas) | 0.074521 | 0.075753 | 0.076956 | 0.078184 | 0.079384 | 0.08048 | 0.081386 | 0.082228 | 0.08305 | 0.083868 | 0.084717 | 0.085581
SDG&E | MM Therms | Commercial | Com - Hospital | HVAC | No | HVAC - ET Rated Boiler (High) | 1.3366 | 1.3692 | 1.4011 | 1.4335 | 1.4651 | 1.4943 | 1.5193 | 1.5427 | 1.5656 | 1.5884 | 1.6117 | 1.6354
SDG&E | MM Therms | Commercial | Com - Hospital | HVAC | No | HVAC - Gas Furnace | 0.013795 | 0.013583 | 0.013373 | 0.013167 | 0.012965 | 0.012765 | 0.012568 | 0.012375 | 0.012184 | 0.011997 | 0.011812 | 0.01163
SDG&E | MM Therms | Commercial | Com - Hospital | HVAC | No | HVAC - SEER Rated Package Rooftop AC (Recharge) | 0 | 0 | 0 | 0 | 7.0581e-05 | 6.9494e-05 | 6.8423e-05 | 6.737e-05 | 6.6332e-05 | 6.5311e-05 | 6.4305e-05 | 6.3315e-05
SDG&E | MM Therms | Commercial | Com - Hospital | SHW | Yes | SHW - EF Rated Storage Water Heater (Gas) - Emerging | 0 | 0 | 0.011121 | 0.014755 | 0.018319 | 0.021693 | 0.024743 | 0.027666 | 0.030534 | 0.03337 | 0.036232 | 0.039094
SDG&E | MM Therms | Commercial | Com - Hospital | SHW | Yes | SHW - ET Rated Storage Water Heater - Emerging | 0.82429 | 0.82885 | 0.83327 | 0.83794 | 0.84246 | 0.8463 | 0.84883 | 0.85095 | 0.853 | 0.85507 | 0.85742 | 0.85994
SDG&E | MM Therms | Commercial | Com - Hospital | SHW | No | SHW - EF Rated Instantaneous Water Heater (Gas) | 0.16337 | 0.16607 | 0.13673 | 0.13555 | 0.13439 | 0.13321 | 0.13198 | 0.13075 | 0.12953 | 0.12834 | 0.12719 | 0.12606
SDG&E | MM Therms | Commercial | Com - Hospital | SHW | No | SHW - Pipe and Tank Insulation | 0.30893 | 0.30418 | 0.29949 | 0.29488 | 0.29034 | 0.28587 | 0.28147 | 0.27713 | 0.27286 | 0.26866 | 0.26452 | 0.26045
SDG&E | MM Therms | Commercial | Com - Hospital | Service | No | Service - Retro-Commissioning (Gas) | 0.035583 | 0.035035 | 0.034495 | 0.033964 | 0.033441 | 0.032926 | 0.032419 | 0.03192 | 0.031428 | 0.030944 | 0.030467 | 0.029998
SDG&E | MM Therms | Commercial | Com - Hospital | WholeBlg | No | WholeBlg - Com RET Level 1 | 0.11575 | 0.11397 | 0.11221 | 0.11048 | 0.10878 | 0.10711 | 0.10546 | 0.10383 | 0.10223 | 0.10066 | 0.099108 | 0.097582
SDG&E | MM Therms | Commercial | Com - Hospital | WholeBlg | No | WholeBlg - Com RET Level 2 | 2.0818 | 2.0497 | 2.0181 | 1.987 | 1.9564 | 1.9263 | 1.8967 | 1.8674 | 1.8387 | 1.8104 | 1.7825 | 1.755
SDG&E | MM Therms | Commercial | Com - Hotel | BldgEnv | No | BldgEnv - Wall Spray On Insulation | 1.4281 | 1.4061 | 1.3844 | 1.3631 | 1.3421 | 1.3215 | 1.3011 | 1.2811 | 1.2613 | 1.2419 | 1.2228 | 1.204
SDG&E | MM Therms | Commercial | Com - Hotel | FoodServ | No | FoodServ - Fryer (Gas) | 0.070575 | 0.071742 | 0.072881 | 0.074043 | 0.07518 | 0.076218 | 0.077076 | 0.077873 | 0.078652 | 0.079427 | 0.080231 | 0.081049
SDG&E | MM Therms | Commercial | Com - Hotel | FoodServ | No | FoodServ - Oven (Gas) | 0.12714 | 0.12924 | 0.13129 | 0.13338 | 0.13543 | 0.1373 | 0.13885 | 0.14028 | 0.14169 | 0.14308 | 0.14453 | 0.146
SDG&E | MM Therms | Commercial | Com - Hotel | HVAC | No | HVAC - ET Rated Boiler (High) | 0.81248 | 0.8242 | 0.83564 | 0.84734 | 0.85877 | 0.86916 | 0.87763 | 0.88544 | 0.89308 | 0.90068 | 0.90861 | 0.9167
SDG&E | MM Therms | Commercial | Com - Hotel | HVAC | No | HVAC - Gas Furnace | 0.0018754 | 0.0018465 | 0.0018181 | 0.0017901 | 0.0017625 | 0.0017354 | 0.0017087 | 0.0016824 | 0.0016564 | 0.0016309 | 0.0016058 | 0.0015811
SDG&E | MM Therms | Commercial | Com - Hotel | HVAC | No | HVAC - SEER Rated Package Rooftop AC (Recharge) | 0.00021423 | 0.00021093 | 0.00020769 | 0.00020449 | 0.00020134 | 0.00019824 | 0.00019518 | 0.00019218 | 0.00018922 | 0.0001863 | 0.00018344 | 0.00018061
SDG&E | MM Therms | Commercial | Com - Hotel | SHW | Yes | SHW - EF Rated Storage Water Heater (Gas) - Emerging | 0 | 0 | 0.082909 | 0.08431 | 0.085679 | 0.086933 | 0.087976 | 0.088946 | 0.089895 | 0.090837 | 0.091814 | 0.092806
SDG&E | MM Therms | Commercial | Com - Hotel | SHW | Yes | SHW - ET Rated Storage Water Heater - Emerging | 0.40428 | 0.40777 | 0.41117 | 0.41469 | 0.41812 | 0.42114 | 0.42342 | 0.42546 | 0.42743 | 0.42941 | 0.43154 | 0.43375
SDG&E | MM Therms | Commercial | Com - Hotel | SHW | No | SHW - EF Rated Instantaneous Water Heater (Gas) | 0.096513 | 0.098107 | 0.017433 | 0.01771 | 0.017982 | 0.01823 | 0.018435 | 0.018626 | 0.018812 | 0.018997 | 0.019189 | 0.019385
SDG&E | MM Therms | Commercial | Com - Hotel | SHW | No | SHW - Pipe and Tank Insulation | 0.38651 | 0.38055 | 0.37469 | 0.36892 | 0.36324 | 0.35765 | 0.35214 | 0.34672 | 0.34138 | 0.33612 | 0.33094 | 0.32585
SDG&E | MM Therms | Commercial | Com - Hotel | Service | No | Service - Retro-Commissioning (Gas) | 0.044517 | 0.043832 | 0.043157 | 0.042492 | 0.041838 | 0.041194 | 0.040559 | 0.039935 | 0.03932 | 0.038714 | 0.038118 | 0.037531
SDG&E | MM Therms | Commercial | Com - Hotel | WholeBlg | No | WholeBlg - Com RET Level 1 | 0.099791 | 0.098254 | 0.096741 | 0.095251 | 0.093784 | 0.09234 | 0.090918 | 0.089518 | 0.088139 | 0.086782 | 0.085446 | 0.08413
SDG&E | MM Therms | Commercial | Com - Hotel | WholeBlg | No | WholeBlg - Com RET Level 2 | 2.363 | 2.3266 | 2.2908 | 2.2555 | 2.2208 | 2.1866 | 2.1529 | 2.1197 | 2.0871 | 2.055 | 2.0233 | 1.9922
SDG&E | MM Therms | Commercial | Com - Motel | BldgEnv | No | BldgEnv - Wall Spray On Insulation | 1.4281 | 1.4061 | 1.3844 | 1.3631 | 1.3421 | 1.3215 | 1.3011 | 1.2811 | 1.2613 | 1.2419 | 1.2228 | 1.204
SDG&E | MM Therms | Commercial | Com - Motel | FoodServ | No | FoodServ - Fryer (Gas) | 0.070575 | 0.071742 | 0.072881 | 0.074043 | 0.07518 | 0.076218 | 0.077076 | 0.077873 | 0.078652 | 0.079427 | 0.080231 | 0.081049
SDG&E | MM Therms | Commercial | Com - Motel | FoodServ | No | FoodServ - Oven (Gas) | 0.12714 | 0.12924 | 0.13129 | 0.13338 | 0.13543 | 0.1373 | 0.13885 | 0.14028 | 0.14169 | 0.14308 | 0.14453 | 0.146
SDG&E | MM Therms | Commercial | Com - Motel | HVAC | No | HVAC - ET Rated Boiler (High) | 0.81248 | 0.8242 | 0.83564 | 0.84734 | 0.85877 | 0.86916 | 0.87763 | 0.88544 | 0.89308 | 0.90068 | 0.90861 | 0.9167
SDG&E | MM Therms | Commercial | Com - Motel | HVAC | No | HVAC - Gas Furnace | 0.0018754 | 0.0018465 | 0.0018181 | 0.0017901 | 0.0017625 | 0.0017354 | 0.0017087 | 0.0016824 | 0.0016564 | 0.0016309 | 0.0016058 | 0.0015811
SDG&E | MM Therms | Commercial | Com - Motel | SHW | Yes | SHW - EF Rated Storage Water Heater (Gas) - Emerging | 0 | 0 | 0.054997 | 0.055935 | 0.056853 | 0.057692 | 0.058392 | 0.059042 | 0.059679 | 0.060311 | 0.060966 | 0.061631
SDG&E | MM Therms | Commercial | Com - Motel | SHW | Yes | SHW - ET Rated Storage Water Heater - Emerging | 0.16795 | 0.16812 | 0.16828 | 0.16849 | 0.16868 | 0.16877 | 0.16866 | 0.16849 | 0.16832 | 0.16816 | 0.16805 | 0.16798
SDG&E | MM Therms | Commercial | Com - Motel | SHW | No | SHW - EF Rated Instantaneous Water Heater (Gas) | 0.037671 | 0.038293 | 0.006804 | 0.0069123 | 0.0070182 | 0.0071148 | 0.0071948 | 0.0072689 | 0.0073415 | 0.0074136 | 0.0074884 | 0.0075646
SDG&E | MM Therms | Commercial | Com - Motel | SHW | No | SHW - Pipe and Tank Insulation | 0.38651 | 0.38055 | 0.37469 | 0.36892 | 0.36324 | 0.35765 | 0.35214 | 0.34672 | 0.34138 | 0.33612 | 0.33094 | 0.32585
SDG&E | MM Therms | Commercial | Com - Motel | Service | No | Service - Retro-Commissioning (Gas) | 0.044517 | 0.043832 | 0.043157 | 0.042492 | 0.041838 | 0.041194 | 0.040559 | 0.039935 | 0.03932 | 0.038714 | 0.038118 | 0.037531
SDG&E | MM Therms | Commercial | Com - Motel | WholeBlg | No | WholeBlg - Com RET Level 1 | 0.091873 | 0.090458 | 0.089065 | 0.087693 | 0.086343 | 0.085013 | 0.083704 | 0.082415 | 0.081146 | 0.079896 | 0.078666 | 0.077454
SDG&E | MM Therms | Commercial | Com - Motel | WholeBlg | No | WholeBlg - Com RET Level 2 | 2.2615 | 2.2267 | 2.1924 | 2.1586 | 2.1254 | 2.0926 | 2.0604 | 2.0287 | 1.9974 | 1.9667 | 1.9364 | 1.9066
SDG&E | MM Therms | Commercial | Com - Nusing Home | BldgEnv | No | BldgEnv - Wall Spray On Insulation | 0.079015 | 0.077798 | 0.0766 | 0.07542 | 0.074259 | 0.073115 | 0.071989 | 0.070881 | 0.069789 | 0.068714 | 0.067656 | 0.066614
SDG&E | MM Therms | Commercial | Com - Nusing Home | FoodServ | No | FoodServ - Oven (Gas) | 0.074521 | 0.075753 | 0.076956 | 0.078184 | 0.079384 | 0.08048 | 0.081386 | 0.082228 | 0.08305 | 0.083868 | 0.084717 | 0.085581
SDG&E | MM Therms | Commercial | Com - Nusing Home | HVAC | No | HVAC - ET Rated Boiler (High) | 1.259 | 1.2813 | 1.303 | 1.3252 | 1.3469 | 1.3667 | 1.3832 | 1.3986 | 1.4136 | 1.4286 | 1.444 | 1.4597
SDG&E | MM Therms | Commercial | Com - Nusing Home | HVAC | No | HVAC - Gas Furnace | 0.0276 | 0.027175 | 0.026756 | 0.026344 | 0.025939 | 0.025539 | 0.025146 | 0.024759 | 0.024377 | 0.024002 | 0.023632 | 0.023268
SDG&E | MM Therms | Commercial | Com - Nusing Home | HVAC | No | HVAC - SEER Rated Package Rooftop AC (Recharge) | 0 | 0 | 0 | 0 | 0 | 0 | 0 | 0 | 0 | 0 | 0.00044364 | 0.00043681
SDG&E | MM Therms | Commercial | Com - Nusing Home | HVAC | No | HVAC - Thermostat | 0.20563 | 0.20903 | 0.21235 | 0.21574 | 0.21905 | 0.22207 | 0.22457 | 0.22689 | 0.22916 | 0.23142 | 0.23376 | 0.23615
SDG&E | MM Therms | Commercial | Com - Nusing Home | SHW | Yes | SHW - EF Rated Storage Water Heater (Gas) - Emerging | 0 | 0 | 0.11729 | 0.11929 | 0.12124 | 0.12303 | 0.12452 | 0.12591 | 0.12726 | 0.12861 | 0.13 | 0.13142
SDG&E | MM Therms | Commercial | Com - Nusing Home | SHW | Yes | SHW - ET Rated Storage Water Heater - Emerging | 0.613 | 0.61541 | 0.61772 | 0.62021 | 0.62262 | 0.62457 | 0.62563 | 0.62642 | 0.62716 | 0.62794 | 0.62892 | 0.63002
SDG&E | MM Therms | Commercial | Com - Nusing Home | SHW | No | SHW - EF Rated Instantaneous Water Heater (Gas) | 0.12212 | 0.12414 | 0.022059 | 0.022411 | 0.022755 | 0.023069 | 0.023329 | 0.02357 | 0.023806 | 0.02404 | 0.024283 | 0.024531
SDG&E | MM Therms | Commercial | Com - Nusing Home | SHW | No | SHW - Pipe and Tank Insulation | 0.30893 | 0.30418 | 0.29949 | 0.29488 | 0.29034 | 0.28587 | 0.28147 | 0.27713 | 0.27286 | 0.26866 | 0.26452 | 0.26045
SDG&E | MM Therms | Commercial | Com - Nusing Home | Service | No | Service - Retro-Commissioning (Gas) | 0.035583 | 0.035035 | 0.034495 | 0.033964 | 0.033441 | 0.032926 | 0.032419 | 0.03192 | 0.031428 | 0.030944 | 0.030467 | 0.029998
SDG&E | MM Therms | Commercial | Com - Nusing Home | WholeBlg | No | WholeBlg - Com RET Level 1 | 0.10357 | 0.10197 | 0.1004 | 0.098855 | 0.097333 | 0.095834 | 0.094358 | 0.092905 | 0.091474 | 0.090066 | 0.088679 | 0.087313
SDG&E | MM Therms | Commercial | Com - Nusing Home | WholeBlg | No | WholeBlg - Com RET Level 2 | 1.64 | 1.6148 | 1.5899 | 1.5654 | 1.5413 | 1.5176 | 1.4942 | 1.4712 | 1.4485 | 1.4262 | 1.4043 | 1.3826
SDG&E | MM Therms | Commercial | Com - Office (Large) | BldgEnv | No | BldgEnv - Wall Spray On Insulation | 0.50146 | 0.49374 | 0.48614 | 0.47865 | 0.47128 | 0.46402 | 0.45688 | 0.44984 | 0.44291 | 0.43609 | 0.42938 | 0.42276
SDG&E | MM Therms | Commercial | Com - Office (Large) | FoodServ | No | FoodServ - Oven (Gas) | 0.21497 | 0.21853 | 0.222 | 0.22554 | 0.229 | 0.23216 | 0.23478 | 0.23721 | 0.23958 | 0.24194 | 0.24439 | 0.24688
SDG&E | MM Therms | Commercial | Com - Office (Large) | HVAC | No | HVAC - AFUE Rated Boiler (High) | 1.1579 | 1.1734 | 1.1886 | 1.2041 | 1.2193 | 1.233 | 0.2201 | 0.24609 | 0 | 0 | 0 | 0
SDG&E | MM Therms | Commercial | Com - Office (Large) | HVAC | No | HVAC - ET Rated Boiler (High) | 0 | 0 | 0 | 0 | 0 | 0 | 1.1862 | 1.168 | 1.4637 | 1.4751 | 1.4871 | 1.4993
SDG&E | MM Therms | Commercial | Com - Office (Large) | HVAC | No | HVAC - Gas Furnace | 0.03146 | 0.030975 | 0.030498 | 0.030028 | 0.029566 | 0.029111 | 0.028662 | 0.028221 | 0.027786 | 0.027358 | 0.026937 | 0.026522
SDG&E | MM Therms | Commercial | Com - Office (Large) | HVAC | No | HVAC - SEER Rated Package Rooftop AC (Recharge) | 0 | 0.00011889 | 0.00011706 | 0.00011525 | 0.00011348 | 0.00011173 | 0.00011001 | 0.00010832 | 0.00010665 | 0.00010501 | 0.00010339 | 0.0001018
SDG&E | MM Therms | Commercial | Com - Office (Large) | HVAC | No | HVAC - Thermostat | 0.30012 | 0.30508 | 0.30992 | 0.31487 | 0.3197 | 0.32411 | 0.32777 | 0.33115 | 0.33447 | 0.33776 | 0.34118 | 0.34466
SDG&E | MM Therms | Commercial | Com - Office (Large) | SHW | Yes | SHW - EF Rated Storage Water Heater (Gas) - Emerging | 0 | 0 | 1.1509 | 1.1694 | 1.1875 | 1.204 | 1.2177 | 1.2304 | 1.2428 | 1.2551 | 1.2679 | 1.2809
SDG&E | MM Therms | Commercial | Com - Office (Large) | SHW | Yes | SHW - ET Rated Storage Water Heater - Emerging | 0.48778 | 0.4892 | 0.49056 | 0.49206 | 0.4935 | 0.4946 | 0.49504 | 0.49528 | 0.49549 | 0.49572 | 0.49612 | 0.49662
SDG&E | MM Therms | Commercial | Com - Office (Large) | SHW | No | SHW - EF Rated Instantaneous Water Heater (Gas) | 0.10318 | 0.10488 | 0.018635 | 0.018931 | 0.019221 | 0.019486 | 0.019704 | 0.019907 | 0.020106 | 0.020303 | 0.020508 | 0.020716
SDG&E | MM Therms | Commercial | Com - Office (Large) | SHW | No | SHW - Pipe and Tank Insulation | 1.9606 | 1.9304 | 1.9007 | 1.8714 | 1.8426 | 1.8142 | 1.7863 | 1.7588 | 1.7317 | 1.705 | 1.6788 | 1.6529
SDG&E | MM Therms | Commercial | Com - Office (Large) | Service | No | Service - Retro-Commissioning (Gas) | 0.22582 | 0.22235 | 0.21892 | 0.21555 | 0.21223 | 0.20896 | 0.20574 | 0.20258 | 0.19946 | 0.19638 | 0.19336 | 0.19038
SDG&E | MM Therms | Commercial | Com - Office (Large) | WholeBlg | No | WholeBlg - Com RET Level 1 | 0.2081 | 0.2049 | 0.20174 | 0.19863 | 0.19557 | 0.19256 | 0.1896 | 0.18668 | 0.1838 | 0.18097 | 0.17818 | 0.17544
SDG&E | MM Therms | Commercial | Com - Office (Large) | WholeBlg | No | WholeBlg - Com RET Level 2 | 2.8747 | 2.8304 | 2.7868 | 2.7439 | 2.7017 | 2.6601 | 2.6191 | 2.5788 | 2.539 | 2.4999 | 2.4614 | 2.4235
SDG&E | MM Therms | Commercial | Com - Office (Small) | BldgEnv | No | BldgEnv - Wall Spray On Insulation | 0.77846 | 0.76648 | 0.75467 | 0.74305 | 0.73161 | 0.72034 | 0.70925 | 0.69832 | 0.68757 | 0.67698 | 0.66656 | 0.65629
SDG&E | MM Therms | Commercial | Com - Office (Small) | HVAC | No | HVAC - AFUE Rated Boiler (High) | 1.4394 | 1.4292 | 1.4191 | 1.4093 | 0.058381 | 0.069133 | 0.078855 | 0.088169 | 0.09731 | 0.10635 | 0.11547 | 0.12459
SDG&E | MM Therms | Commercial | Com - Office (Small) | HVAC | No | HVAC - ET Rated Boiler (High) | 0 | 0 | 0 | 0 | 1.556 | 1.5321 | 1.5085 | 1.4852 | 1.4624 | 1.4398 | 1.4177 | 1.3958
SDG&E | MM Therms | Commercial | Com - Office (Small) | HVAC | No | HVAC - Gas Furnace | 0.0025918 | 0.0025519 | 0.0025126 | 0.0024739 | 0.0024358 | 0.0023983 | 0.0023613 | 0.002325 | 0.0022892 | 0.0022539 | 0.0022192 | 0.002185
SDG&E | MM Therms | Commercial | Com - Office (Small) | HVAC | No | HVAC - SEER Rated Package Rooftop AC (Recharge) | 0 | 0 | 0 | 0 | 0 | 0.00011601 | 0.00011423 | 0.00011247 | 0.00011073 | 0.00010903 | 0.00010735 | 0.0001057
SDG&E | MM Therms | Commercial | Com - Office (Small) | HVAC | No | HVAC - Thermostat | 0.17147 | 0.17431 | 0.17708 | 0.1799 | 0.18266 | 0.18518 | 0.18727 | 0.18921 | 0.1911 | 0.19298 | 0.19493 | 0.19692
SDG&E | MM Therms | Commercial | Com - Office (Small) | SHW | Yes | SHW - EF Rated Storage Water Heater (Gas) - Emerging | 0 | 0 | 1.1213 | 1.1396 | 1.1574 | 1.1737 | 1.1872 | 1.1998 | 1.212 | 1.2242 | 1.2369 | 1.2497
SDG&E | MM Therms | Commercial | Com - Office (Small) | SHW | Yes | SHW - ET Rated Storage Water Heater - Emerging | 0.58326 | 0.57428 | 0.56543 | 0.57373 | 0.56926 | 0.56471 | 0.55991 | 0.5551 | 0.55035 | 0.54568 | 0.54117 | 0.53678
SDG&E | MM Therms | Commercial | Com - Office (Small) | SHW | No | SHW - EF Rated Instantaneous Water Heater (Gas) | 0.11681 | 0.11871 | 0.02109 | 0.021422 | 0.021746 | 0.022042 | 0.022287 | 0.022514 | 0.022736 | 0.022956 | 0.023186 | 0.023419
SDG&E | MM Therms | Commercial | Com - Office (Small) | SHW | No | SHW - Pipe and Tank Insulation | 0.9226 | 0.90839 | 0.8944 | 0.88062 | 0.86706 | 0.85371 | 0.84056 | 0.82762 | 0.81487 | 0.80232 | 0.78997 | 0.7778
SDG&E | MM Therms | Commercial | Com - Office (Small) | Service | No | Service - Retro-Commissioning (Gas) | 0.10626 | 0.10463 | 0.10302 | 0.10143 | 0.099867 | 0.098329 | 0.096815 | 0.095324 | 0.093856 | 0.092411 | 0.090988 | 0.089586
SDG&E | MM Therms | Commercial | Com - Office (Small) | WholeBlg | No | WholeBlg - Com RET Level 1 | 0.12477 | 0.12285 | 0.12096 | 0.1191 | 0.11726 | 0.11546 | 0.11368 | 0.11193 | 0.1102 | 0.10851 | 0.10683 | 0.10519
SDG&E | MM Therms | Commercial | Com - Office (Small) | WholeBlg | No | WholeBlg - Com RET Level 2 | 2.9153 | 2.8704 | 2.8262 | 2.7827 | 2.7398 | 2.6976 | 2.6561 | 2.6152 | 2.5749 | 2.5352 | 2.4962 | 2.4578
SDG&E | MM Therms | Commercial | Com - Restaurant (Fast Food) | BldgEnv | No | BldgEnv - Wall Spray On Insulation | 0.48974 | 0.4822 | 0.47477 | 0.46746 | 0.46026 | 0.45317 | 0.4462 | 0.43932 | 0.43256 | 0.4259 | 0.41934 | 0.41288
SDG&E | MM Therms | Commercial | Com - Restaurant (Fast Food) | FoodServ | No | FoodServ - Fryer (Gas) | 0.73092 | 0.743 | 0.7548 | 0.76684 | 0.77861 | 0.78936 | 0.79825 | 0.80651 | 0.81457 | 0.82259 | 0.83092 | 0.83939
SDG&E | MM Therms | Commercial | Com - Restaurant (Fast Food) | FoodServ | No | FoodServ - Oven (Gas) | 1.1423 | 1.1612 | 1.1796 | 1.1985 | 1.2168 | 1.2336 | 1.2475 | 1.2604 | 1.2731 | 1.2856 | 1.2986 | 1.3118
SDG&E | MM Therms | Commercial | Com - Restaurant (Fast Food) | HVAC | No | HVAC - Gas Furnace | 0.017619 | 0.017347 | 0.01708 | 0.016817 | 0.016558 | 0.016303 | 0.016052 | 0.015805 | 0.015561 | 0.015322 | 0.015086 | 0.014854
SDG&E | MM Therms | Commercial | Com - Restaurant (Fast Food) | HVAC | No | HVAC - Thermostat | 0.31155 | 0.3167 | 0.32173 | 0.32686 | 0.33188 | 0.33646 | 0.34025 | 0.34377 | 0.3472 | 0.35062 | 0.35417 | 0.35778
SDG&E | MM Therms | Commercial | Com - Restaurant (Fast Food) | SHW | Yes | SHW - EF Rated Storage Water Heater (Gas) - Emerging | 0 | 0 | 0.23902 | 0.24309 | 0.24708 | 0.25072 | 0.25376 | 0.25658 | 0.25935 | 0.26209 | 0.26493 | 0.26782
SDG&E | MM Therms | Commercial | Com - Restaurant (Fast Food) | SHW | Yes | SHW - ET Rated Storage Water Heater - Emerging | 0.67419 | 0.67293 | 0.67165 | 0.67056 | 0.66945 | 0.66803 | 0.66597 | 0.66374 | 0.66153 | 0.65938 | 0.65743 | 0.65562
SDG&E | MM Therms | Commercial | Com - Restaurant (Fast Food) | SHW | No | SHW - EF Rated Instantaneous Water Heater (Gas) | 0.1338 | 0.13599 | 0.024159 | 0.02454 | 0.024913 | 0.025253 | 0.025534 | 0.025794 | 0.026049 | 0.026303 | 0.026566 | 0.026833
SDG&E | MM Therms | Commercial | Com - Restaurant (Fast Food) | SHW | No | SHW - Pipe and Tank Insulation | 0.13255 | 0.13051 | 0.1285 | 0.12652 | 0.12457 | 0.12265 | 0.12076 | 0.1189 | 0.11707 | 0.11527 | 0.11349 | 0.11174
SDG&E | MM Therms | Commercial | Com - Restaurant (Fast Food) | Service | No | Service - Retro-Commissioning (Gas) | 0.015267 | 0.015031 | 0.0148 | 0.014572 | 0.014348 | 0.014127 | 0.013909 | 0.013695 | 0.013484 | 0.013276 | 0.013072 | 0.012871
SDG&E | MM Therms | Commercial | Com - Restaurant (Fast Food) | WholeBlg | No | WholeBlg - Com RET Level 1 | 0.40718 | 0.40091 | 0.39474 | 0.38866 | 0.38267 | 0.37678 | 0.37098 | 0.36526 | 0.35964 | 0.3541 | 0.34865 | 0.34328
SDG&E | MM Therms | Commercial | Com - Restaurant (Fast Food) | WholeBlg | No | WholeBlg - Com RET Level 2 | 2.2577 | 2.223 | 2.1887 | 2.155 | 2.1218 | 2.0892 | 2.057 | 2.0253 | 1.9941 | 1.9634 | 1.9332 | 1.9034
SDG&E | MM Therms | Commercial | Com - Restaurant (Sit Down) | BldgEnv | No | BldgEnv - Wall Spray On Insulation | 0.23757 | 0.23391 | 0.23031 | 0.22677 | 0.22327 | 0.21983 | 0.21645 | 0.21312 | 0.20983 | 0.2066 | 0.20342 | 0.20029
SDG&E | MM Therms | Commercial | Com - Restaurant (Sit Down) | FoodServ | No | FoodServ - Fryer (Gas) | 0.73092 | 0.743 | 0.7548 | 0.76684 | 0.77861 | 0.78936 | 0.79825 | 0.80651 | 0.81457 | 0.82259 | 0.83092 | 0.83939
SDG&E | MM Therms | Commercial | Com - Restaurant (Sit Down) | FoodServ | No | FoodServ - Oven (Gas) | 1.1423 | 1.1612 | 1.1796 | 1.1985 | 1.2168 | 1.2336 | 1.2475 | 1.2604 | 1.2731 | 1.2856 | 1.2986 | 1.3118
SDG&E | MM Therms | Commercial | Com - Restaurant (Sit Down) | HVAC | No | HVAC - Gas Furnace | 0.019621 | 0.019319 | 0.019022 | 0.018729 | 0.01844 | 0.018156 | 0.017877 | 0.017601 | 0.01733 | 0.017063 | 0.016801 | 0.016542
SDG&E | MM Therms | Commercial | Com - Restaurant (Sit Down) | HVAC | No | HVAC - SEER Rated Package Rooftop AC (Recharge) | 0 | 0 | 0.00015363 | 0.00015126 | 0.00014893 | 0.00014664 | 0.00014438 | 0.00014216 | 0.00013997 | 0.00013781 | 0.00013569 | 0.0001336
SDG&E | MM Therms | Commercial | Com - Restaurant (Sit Down) | HVAC | No | HVAC - Thermostat | 0.20563 | 0.20903 | 0.21235 | 0.21573 | 0.21905 | 0.22207 | 0.22457 | 0.22689 | 0.22916 | 0.23142 | 0.23376 | 0.23615
SDG&E | MM Therms | Commercial | Com - Restaurant (Sit Down) | SHW | Yes | SHW - EF Rated Storage Water Heater (Gas) - Emerging | 0 | 0 | 0.24421 | 0.2482 | 0.2521 | 0.25567 | 0.25863 | 0.26138 | 0.26407 | 0.26674 | 0.26951 | 0.27233
SDG&E | MM Therms | Commercial | Com - Restaurant (Sit Down) | SHW | Yes | SHW - ET Rated Storage Water Heater - Emerging | 0.35245 | 0.3529 | 0.35331 | 0.35382 | 0.35431 | 0.35457 | 0.35441 | 0.35412 | 0.35382 | 0.35355 | 0.35338 | 0.35329
SDG&E | MM Therms | Commercial | Com - Restaurant (Sit Down) | SHW | No | SHW - EF Rated Instantaneous Water Heater (Gas) | 0.068925 | 0.070045 | 0.012443 | 0.012638 | 0.012829 | 0.013003 | 0.013147 | 0.01328 | 0.01341 | 0.01354 | 0.013675 | 0.013812
SDG&E | MM Therms | Commercial | Com - Restaurant (Sit Down) | SHW | No | SHW - Pipe and Tank Insulation | 0.13255 | 0.13051 | 0.1285 | 0.12652 | 0.12457 | 0.12265 | 0.12076 | 0.1189 | 0.11707 | 0.11527 | 0.11349 | 0.11174
SDG&E | MM Therms | Commercial | Com - Restaurant (Sit Down) | Service | No | Service - Retro-Commissioning (Gas) | 0.015267 | 0.015031 | 0.0148 | 0.014572 | 0.014348 | 0.014127 | 0.013909 | 0.013695 | 0.013484 | 0.013276 | 0.013072 | 0.012871
SDG&E | MM Therms | Commercial | Com - Restaurant (Sit Down) | WholeBlg | No | WholeBlg - Com RET Level 1 | 0.39139 | 0.38536 | 0.37943 | 0.37358 | 0.36783 | 0.36216 | 0.35659 | 0.3511 | 0.34569 | 0.34037 | 0.33512 | 0.32996
SDG&E | MM Therms | Commercial | Com - Restaurant (Sit Down) | WholeBlg | No | WholeBlg - Com RET Level 2 | 1.9821 | 1.9516 | 1.9215 | 1.8919 | 1.8628 | 1.8341 | 1.8058 | 1.778 | 1.7507 | 1.7237 | 1.6971 | 1.671
SDG&E | MM Therms | Commercial | Com - Retail (Large Multi Level) | BldgEnv | No | BldgEnv - Wall Spray On Insulation | 2.2254 | 2.1911 | 2.1574 | 2.1241 | 2.0914 | 2.0592 | 2.0275 | 1.9963 | 1.9655 | 1.9353 | 1.9055 | 1.8761
SDG&E | MM Therms | Commercial | Com - Retail (Large Multi Level) | FoodServ | No | FoodServ - Oven (Gas) | 0.14529 | 0.14769 | 0.15003 | 0.15243 | 0.15477 | 0.1569 | 0.15867 | 0.16031 | 0.16191 | 0.16351 | 0.16516 | 0.16685
SDG&E | MM Therms | Commercial | Com - Retail (Large Multi Level) | HVAC | No | HVAC - AFUE Rated Boiler (High) | 0.1946 | 0.19363 | 0.19267 | 0.19176 | 0.19085 | 0.18989 | 0.18879 | 0.18767 | 0.18656 | 0.18548 | 0.18445 | 0.18345
SDG&E | MM Therms | Commercial | Com - Retail (Large Multi Level) | HVAC | No | HVAC - Gas Furnace | 0.0096642 | 0.0095153 | 0.0093688 | 0.0092245 | 0.0090825 | 0.0089426 | 0.0088049 | 0.0086693 | 0.0085358 | 0.0084043 | 0.0082749 | 0.0081475
SDG&E | MM Therms | Commercial | Com - Retail (Large Multi Level) | HVAC | No | HVAC - SEER Rated Package Rooftop AC (Recharge) | 5.5234e-05 | 5.4383e-05 | 5.3546e-05 | 5.2721e-05 | 5.1909e-05 | 5.111e-05 | 5.0323e-05 | 4.9548e-05 | 4.8785e-05 | 4.8033e-05 | 4.7294e-05 | 4.6565e-05
SDG&E | MM Therms | Commercial | Com - Retail (Large Multi Level) | HVAC | No | HVAC - Thermostat | 0.17882 | 0.18177 | 0.18466 | 0.18761 | 0.19049 | 0.19312 | 0.19529 | 0.19731 | 0.19928 | 0.20125 | 0.20328 | 0.20536
SDG&E | MM Therms | Commercial | Com - Retail (Large Multi Level) | SHW | Yes | SHW - EF Rated Storage Water Heater (Gas) - Emerging | 0 | 0 | 0.41289 | 0.41951 | 0.42599 | 0.4319 | 0.4368 | 0.44134 | 0.44578 | 0.4502 | 0.45478 | 0.45945
SDG&E | MM Therms | Commercial | Com - Retail (Large Multi Level) | SHW | Yes | SHW - ET Rated Storage Water Heater - Emerging | 0.080142 | 0.079928 | 0.079714 | 0.079521 | 0.079327 | 0.0791 | 0.078802 | 0.078487 | 0.078174 | 0.077869 | 0.077588 | 0.077323
SDG&E | MM Therms | Commercial | Com - Retail (Large Multi Level) | SHW | No | SHW - EF Rated Instantaneous Water Heater (Gas) | 0.01716 | 0.017441 | 0.0030987 | 0.0031476 | 0.0031955 | 0.0032391 | 0.0032753 | 0.0033087 | 0.0033415 | 0.003374 | 0.0034078 | 0.0034422
SDG&E | MM Therms | Commercial | Com - Retail (Large Multi Level) | SHW | No | SHW - Pipe and Tank Insulation | 0.60229 | 0.59302 | 0.58389 | 0.57489 | 0.56604 | 0.55732 | 0.54874 | 0.54029 | 0.53197 | 0.52378 | 0.51571 | 0.50777
SDG&E | MM Therms | Commercial | Com - Retail (Large Multi Level) | Service | No | Service - Retro-Commissioning (Gas) | 0.069371 | 0.068303 | 0.067251 | 0.066216 | 0.065196 | 0.064192 | 0.063203 | 0.06223 | 0.061272 | 0.060328 | 0.059399 | 0.058484
SDG&E | MM Therms | Commercial | Com - Retail (Large Multi Level) | WholeBlg | No | WholeBlg - Com RET Level 1 | 0.077268 | 0.076078 | 0.074906 | 0.073753 | 0.072617 | 0.071499 | 0.070398 | 0.069313 | 0.068246 | 0.067195 | 0.06616 | 0.065141
SDG&E | MM Therms | Commercial | Com - Retail (Large Multi Level) | WholeBlg | No | WholeBlg - Com RET Level 2 | 2.526 | 2.4871 | 2.4488 | 2.411 | 2.3739 | 2.3374 | 2.3014 | 2.2659 | 2.231 | 2.1967 | 2.1628 | 2.1295
SDG&E | MM Therms | Commercial | Com - Retail (Large Single Level) | BldgEnv | No | BldgEnv - Wall Spray On Insulation | 2.2254 | 2.1911 | 2.1574 | 2.1241 | 2.0914 | 2.0592 | 2.0275 | 1.9963 | 1.9655 | 1.9353 | 1.9055 | 1.8761
SDG&E | MM Therms | Commercial | Com - Retail (Large Single Level) | FoodServ | No | FoodServ - Oven (Gas) | 0.14529 | 0.14769 | 0.15003 | 0.15243 | 0.15477 | 0.1569 | 0.15867 | 0.16031 | 0.16191 | 0.16351 | 0.16516 | 0.16685
SDG&E | MM Therms | Commercial | Com - Retail (Large Single Level) | HVAC | No | HVAC - Gas Furnace | 0.0096642 | 0.0095153 | 0.0093688 | 0.0092245 | 0.0090825 | 0.0089426 | 0.0088049 | 0.0086693 | 0.0085358 | 0.0084043 | 0.0082749 | 0.0081475
SDG&E | MM Therms | Commercial | Com - Retail (Large Single Level) | HVAC | No | HVAC - SEER Rated Package Rooftop AC (Recharge) | 0.00014288 | 0.00014068 | 0.00013852 | 0.00013638 | 0.00013428 | 0.00013222 | 0.00013018 | 0.00012818 | 0.0001262 | 0.00012426 | 0.00012234 | 0.00012046
SDG&E | MM Therms | Commercial | Com - Retail (Large Single Level) | HVAC | No | HVAC - Thermostat | 0.21679 | 0.22038 | 0.22388 | 0.22745 | 0.23094 | 0.23413 | 0.23676 | 0.23921 | 0.24161 | 0.24398 | 0.24645 | 0.24897
SDG&E | MM Therms | Commercial | Com - Retail (Large Single Level) | SHW | Yes | SHW - EF Rated Storage Water Heater (Gas) - Emerging | 0 | 0 | 0.41297 | 0.4196 | 0.42607 | 0.43198 | 0.43688 | 0.44142 | 0.44586 | 0.45028 | 0.45486 | 0.45952
SDG&E | MM Therms | Commercial | Com - Retail (Large Single Level) | SHW | Yes | SHW - ET Rated Storage Water Heater - Emerging | 0.061103 | 0.06077 | 0.060438 | 0.060123 | 0.05981 | 0.05948 | 0.059112 | 0.058736 | 0.058364 | 0.058 | 0.057653 | 0.057318
SDG&E | MM Therms | Commercial | Com - Retail (Large Single Level) | SHW | No | SHW - EF Rated Instantaneous Water Heater (Gas) | 0.01328 | 0.013499 | 0.0023984 | 0.0024364 | 0.0024736 | 0.0025075 | 0.0025356 | 0.0025617 | 0.0025871 | 0.0026125 | 0.0026387 | 0.0026655
SDG&E | MM Therms | Commercial | Com - Retail (Large Single Level) | SHW | No | SHW - Pipe and Tank Insulation | 0.60229 | 0.59302 | 0.58389 | 0.57489 | 0.56604 | 0.55732 | 0.54874 | 0.54029 | 0.53197 | 0.52378 | 0.51571 | 0.50777
SDG&E | MM Therms | Commercial | Com - Retail (Large Single Level) | Service | No | Service - Retro-Commissioning (Gas) | 0.069371 | 0.068303 | 0.067251 | 0.066216 | 0.065196 | 0.064192 | 0.063203 | 0.06223 | 0.061272 | 0.060328 | 0.059399 | 0.058484
SDG&E | MM Therms | Commercial | Com - Retail (Large Single Level) | WholeBlg | No | WholeBlg - Com RET Level 1 | 0.072704 | 0.071584 | 0.070482 | 0.069397 | 0.068328 | 0.067276 | 0.06624 | 0.06522 | 0.064215 | 0.063226 | 0.062253 | 0.061294
SDG&E | MM Therms | Commercial | Com - Retail (Large Single Level) | WholeBlg | No | WholeBlg - Com RET Level 2 | 2.357 | 2.3207 | 2.285 | 2.2498 | 2.2152 | 2.181 | 2.1475 | 2.1144 | 2.0818 | 2.0498 | 2.0182 | 1.9871
SDG&E | MM Therms | Commercial | Com - Retail (Small) | BldgEnv | No | BldgEnv - Wall Spray On Insulation | 2.2254 | 2.1911 | 2.1574 | 2.1241 | 2.0914 | 2.0592 | 2.0275 | 1.9963 | 1.9655 | 1.9353 | 1.9055 | 1.8761
SDG&E | MM Therms | Commercial | Com - Retail (Small) | HVAC | No | HVAC - Gas Furnace | 0.014926 | 0.014696 | 0.01447 | 0.014247 | 0.014028 | 0.013812 | 0.013599 | 0.01339 | 0.013183 | 0.01298 | 0.01278 | 0.012584
SDG&E | MM Therms | Commercial | Com - Retail (Small) | HVAC | No | HVAC - SEER Rated Package Rooftop AC (Recharge) | 0.00018405 | 0.00018122 | 0.00017843 | 0.00017568 | 0.00017298 | 0.00017031 | 0.00016769 | 0.00016511 | 0.00016256 | 0.00016006 | 0.0001576 | 0.00015517
SDG&E | MM Therms | Commercial | Com - Retail (Small) | HVAC | No | HVAC - Thermostat | 0.23562 | 0.23951 | 0.24332 | 0.2472 | 0.25099 | 0.25446 | 0.25733 | 0.25999 | 0.26259 | 0.26517 | 0.26786 | 0.27059
SDG&E | MM Therms | Commercial | Com - Retail (Small) | SHW | Yes | SHW - EF Rated Storage Water Heater (Gas) - Emerging | 0 | 0 | 0.4133 | 0.41991 | 0.42638 | 0.43229 | 0.43718 | 0.44172 | 0.44616 | 0.45057 | 0.45514 | 0.4598
SDG&E | MM Therms | Commercial | Com - Retail (Small) | SHW | Yes | SHW - ET Rated Storage Water Heater - Emerging | 0.058372 | 0.058297 | 0.058219 | 0.058158 | 0.058094 | 0.058002 | 0.057851 | 0.057685 | 0.05752 | 0.05736 | 0.057218 | 0.057087
SDG&E | MM Therms | Commercial | Com - Retail (Small) | SHW | No | SHW - EF Rated Instantaneous Water Heater (Gas) | 0.011532 | 0.011721 | 0.0020823 | 0.0021152 | 0.0021473 | 0.0021766 | 0.0022008 | 0.0022233 | 0.0022453 | 0.0022671 | 0.0022898 | 0.0023129
SDG&E | MM Therms | Commercial | Com - Retail (Small) | SHW | No | SHW - Pipe and Tank Insulation | 0.60229 | 0.59302 | 0.58389 | 0.57489 | 0.56604 | 0.55732 | 0.54874 | 0.54029 | 0.53197 | 0.52378 | 0.51571 | 0.50777
SDG&E | MM Therms | Commercial | Com - Retail (Small) | Service | No | Service - Retro-Commissioning (Gas) | 0.069371 | 0.068303 | 0.067251 | 0.066216 | 0.065196 | 0.064192 | 0.063203 | 0.06223 | 0.061272 | 0.060328 | 0.059399 | 0.058484
SDG&E | MM Therms | Commercial | Com - Retail (Small) | WholeBlg | No | WholeBlg - Com RET Level 1 | 0.045318 | 0.04462 | 0.043933 | 0.043256 | 0.04259 | 0.041934 | 0.041288 | 0.040653 | 0.040027 | 0.03941 | 0.038803 | 0.038206
SDG&E | MM Therms | Commercial | Com - Retail (Small) | WholeBlg | No | WholeBlg - Com RET Level 2 | 2.2761 | 2.241 | 2.2065 | 2.1725 | 2.1391 | 2.1061 | 2.0737 | 2.0418 | 2.0103 | 1.9794 | 1.9489 | 1.9189
SDG&E | MM Therms | Commercial | Com - Storage (Conditioned) | BldgEnv | No | BldgEnv - Wall Spray On Insulation | 0.90925 | 0.89525 | 0.88146 | 0.86789 | 0.85452 | 0.84136 | 0.8284 | 0.81565 | 0.80309 | 0.79072 | 0.77854 | 0.76655
SDG&E | MM Therms | Commercial | Com - Storage (Conditioned) | HVAC | No | HVAC - Gas Furnace | 0.0053345 | 0.0052524 | 0.0051715 | 0.0050918 | 0.0050134 | 0.0049362 | 0.0048602 | 0.0047853 | 0.0047117 | 0.0046391 | 0.0045677 | 0.0044973
SDG&E | MM Therms | Commercial | Com - Storage (Conditioned) | SHW | Yes | SHW - EF Rated Storage Water Heater (Gas) - Emerging | 0 | 0 | 0.036173 | 0.036753 | 0.037319 | 0.037837 | 0.038265 | 0.038662 | 0.039051 | 0.039437 | 0.039838 | 0.040246
SDG&E | MM Therms | Commercial | Com - Storage (Conditioned) | SHW | Yes | SHW - ET Rated Storage Water Heater - Emerging | 0.0072813 | 0.0072889 | 0.0072959 | 0.0073049 | 0.0073134 | 0.0073174 | 0.0073127 | 0.0073055 | 0.0072981 | 0.0072912 | 0.0072866 | 0.0072835
SDG&E | MM Therms | Commercial | Com - Storage (Conditioned) | SHW | No | SHW - EF Rated Instantaneous Water Heater (Gas) | 0.0015396 | 0.0015651 | 0.0002781 | 0.00028253 | 0.00028686 | 0.00029082 | 0.0002941 | 0.00029713 | 0.00030011 | 0.00030306 | 0.00030612 | 0.00030924
SDG&E | MM Therms | Commercial | Com - Storage (Conditioned) | SHW | No | SHW - Pipe and Tank Insulation | 0.24609 | 0.2423 | 0.23856 | 0.23489 | 0.23127 | 0.22771 | 0.2242 | 0.22075 | 0.21735 | 0.21401 | 0.21071 | 0.20746
SDG&E | MM Therms | Commercial | Com - Storage (Conditioned) | Service | No | Service - Retro-Commissioning (Gas) | 0.028344 | 0.027907 | 0.027478 | 0.027054 | 0.026638 | 0.026228 | 0.025824 | 0.025426 | 0.025034 | 0.024649 | 0.024269 | 0.023896
SDG&E | MM Therms | Commercial | Com - Storage (Conditioned) | WholeBlg | No | WholeBlg - Com RET Level 1 | 0.012699 | 0.012503 | 0.012311 | 0.012121 | 0.011935 | 0.011751 | 0.01157 | 0.011392 | 0.011216 | 0.011044 | 0.010873 | 0.010706
SDG&E | MM Therms | Commercial | Com - Storage (Conditioned) | WholeBlg | No | WholeBlg - Com RET Level 2 | 0.80885 | 0.79639 | 0.78413 | 0.77205 | 0.76016 | 0.74846 | 0.73693 | 0.72558 | 0.71441 | 0.70341 | 0.69257 | 0.68191
SDG&E | MM Therms | Commercial | Com - Storage (Unconditioned) | SHW | Yes | SHW - EF Rated Storage Water Heater (Gas) - Emerging | 0 | 0 | 0.15086 | 0.15327 | 0.15563 | 0.15779 | 0.15957 | 0.16122 | 0.16284 | 0.16445 | 0.16612 | 0.16781
SDG&E | MM Therms | Commercial | Com - Storage (Unconditioned) | SHW | Yes | SHW - ET Rated Storage Water Heater - Emerging | 0.018213 | 0.018232 | 0.018249 | 0.018271 | 0.018292 | 0.018302 | 0.01829 | 0.018271 | 0.018252 | 0.018235 | 0.018223 | 0.018215
SDG&E | MM Therms | Commercial | Com - Storage (Unconditioned) | SHW | No | SHW - EF Rated Instantaneous Water Heater (Gas) | 0.0038343 | 0.0038958 | 0.00069192 | 0.00070264 | 0.00071311 | 0.00072266 | 0.00073054 | 0.00073784 | 0.00074499 | 0.00075208 | 0.00075946 | 0.00076697
SDG&E | MM Therms | Commercial | Com - Storage (Unconditioned) | SHW | No | SHW - Pipe and Tank Insulation | 0.61521 | 0.60574 | 0.59641 | 0.58723 | 0.57818 | 0.56928 | 0.56051 | 0.55188 | 0.54338 | 0.53501 | 0.52677 | 0.51866
SDG&E | MM Therms | Commercial | Com - Storage (Unconditioned) | Service | No | Service - Retro-Commissioning (Gas) | 0.07086 | 0.069768 | 0.068694 | 0.067636 | 0.066594 | 0.065569 | 0.064559 | 0.063565 | 0.062586 | 0.061622 | 0.060673 | 0.059739
SDG&E | MM Therms | Commercial | Com - Storage (Unconditioned) | WholeBlg | No | WholeBlg - Com RET Level 1 | 0.029781 | 0.029323 | 0.028871 | 0.028426 | 0.027989 | 0.027558 | 0.027133 | 0.026715 | 0.026304 | 0.025899 | 0.0255 | 0.025107
SDG&E | MM Therms | Commercial | Com - Storage (Unconditioned) | WholeBlg | No | WholeBlg - Com RET Level 2 | 0.1708 | 0.16817 | 0.16558 | 0.16303 | 0.16052 | 0.15805 | 0.15562 | 0.15322 | 0.15086 | 0.14854 | 0.14625 | 0.144
SDG&E | MM Therms | Commercial | Com - Warehouse (Refrigerated) | BldgEnv | No | BldgEnv - Wall Spray On Insulation | 0.041956 | 0.04131 | 0.040674 | 0.040048 | 0.039431 | 0.038824 | 0.038226 | 0.037637 | 0.037057 | 0.036487 | 0.035925 | 0.035372
SDG&E | MM Therms | Commercial | Com - Warehouse (Refrigerated) | SHW | No | SHW - Pipe and Tank Insulation | 0.011355 | 0.01118 | 0.011008 | 0.010839 | 0.010672 | 0.010508 | 0.010346 | 0.010186 | 0.010029 | 0.009875 | 0.009723 | 0.0095732
SDG&E | MM Therms | Commercial | Com - Warehouse (Refrigerated) | Service | No | Service - Retro-Commissioning (Gas) | 0.0013079 | 0.0012878 | 0.0012679 | 0.0012484 | 0.0012292 | 0.0012102 | 0.0011916 | 0.0011733 | 0.0011552 | 0.0011374 | 0.0011199 | 0.0011026
SDG&E | MM Therms | Commercial | Com - Warehouse (Refrigerated) | WholeBlg | No | WholeBlg - Com RET Level 1 | 0.00053998 | 0.00053166 | 0.00052347 | 0.00051541 | 0.00050747 | 0.00049966 | 0.00049196 | 0.00048439 | 0.00047693 | 0.00046958 | 0.00046235 | 0.00045523
SDG&E | MM Therms | Commercial | Com - Warehouse (Refrigerated) | WholeBlg | No | WholeBlg - Com RET Level 2 | 0.035725 | 0.035175 | 0.034633 | 0.0341 | 0.033575 | 0.033058 | 0.032548 | 0.032047 | 0.031554 | 0.031068 | 0.030589 | 0.030118
PG&E | GWh | Industrial | Ind - Chemicals | HVAC | No | Ind HVAC - Equipment (Electric - High Cost) | 0.13103 | 0.1324 | 0.13345 | 0.1341 | 0.13449 | 0.13465 | 0.13479 | 0.13481 | 0.1347 | 0.13452 | 0.13424 | 0.13399
PG&E | GWh | Industrial | Ind - Chemicals | HVAC | No | Ind HVAC - Equipment (Electric - Low Cost) | 0.18796 | 0.18993 | 0.19143 | 0.19237 | 0.19293 | 0.19315 | 0.19336 | 0.19339 | 0.19322 | 0.19297 | 0.19257 | 0.19221
PG&E | GWh | Industrial | Ind - Chemicals | HVAC | No | Ind HVAC - Equipment (Electric - Mid Cost) | 0.071318 | 0.072068 | 0.072637 | 0.072992 | 0.073205 | 0.073289 | 0.073367 | 0.07338 | 0.073316 | 0.073221 | 0.07307 | 0.072933
PG&E | GWh | Industrial | Ind - Chemicals | HVAC | No | Ind HVAC - O&M (Electric - High Cost) | 0.15194 | 0.15354 | 0.15475 | 0.15551 | 0.15596 | 0.15614 | 0.15631 | 0.15633 | 0.1562 | 0.156 | 0.15567 | 0.15538
PG&E | GWh | Industrial | Ind - Chemicals | HVAC | No | Ind HVAC - O&M (Electric - Low Cost) | 3.7257 | 3.7649 | 3.7946 | 3.8132 | 3.8243 | 3.8287 | 3.8328 | 3.8334 | 3.8301 | 3.8251 | 3.8172 | 3.8101
PG&E | GWh | Industrial | Ind - Chemicals | HVAC | No | Ind HVAC - O&M (Electric - Mid Cost) | 0.63418 | 0.64085 | 0.64591 | 0.64907 | 0.65096 | 0.6517 | 0.6524 | 0.65251 | 0.65195 | 0.6511 | 0.64976 | 0.64854
PG&E | GWh | Industrial | Ind - Chemicals | HVAC | No | Ind HVAC - O&M (Gas - High Cost) | 0.099335 | 0.10474 | 0.10865 | 0.11203 | 0.1155 | 0.11962 | 0.12407 | 0.12831 | 0.13233 | 0.13585 | 0.13585 | 0.13585
PG&E | GWh | Industrial | Ind - Chemicals | HVAC | No | Ind HVAC - O&M (Gas - Low Cost) | 0.4118 | 0.43422 | 0.45042 | 0.46442 | 0.47883 | 0.4959 | 0.51434 | 0.53193 | 0.54857 | 0.56316 | 0.56316 | 0.56316
PG&E | GWh | Industrial | Ind - Chemicals | HVAC | No | Ind HVAC - O&M (Gas - Mid Cost) | 0.1232 | 0.12991 | 0.13476 | 0.13895 | 0.14326 | 0.14836 | 0.15388 | 0.15914 | 0.16412 | 0.16849 | 0.16849 | 0.16849
PG&E | GWh | Industrial | Ind - Chemicals | Lighting | No | Ind Lighting - Equipment (High Cost) | 0.57985 | 0.58594 | 0.59057 | 0.59346 | 0.59519 | 0.59587 | 0.5965 | 0.5966 | 0.59609 | 0.59531 | 0.59408 | 0.59297
PG&E | GWh | Industrial | Ind - Chemicals | Lighting | No | Ind Lighting - Equipment (Low Cost) | 1.0535 | 1.0645 | 1.073 | 1.0782 | 1.0814 | 1.0826 | 1.0837 | 1.0839 | 1.083 | 1.0816 | 1.0794 | 1.0773
PG&E | GWh | Industrial | Ind - Chemicals | Lighting | No | Ind Lighting - Equipment (Mid Cost) | 2.7552 | 2.7842 | 2.8062 | 2.8199 | 2.8281 | 2.8313 | 2.8344 | 2.8348 | 2.8324 | 2.8287 | 2.8229 | 2.8176
PG&E | GWh | Industrial | Ind - Chemicals | Lighting | No | Ind Lighting - O&M (High Cost) | 0.027815 | 0.028107 | 0.02833 | 0.028468 | 0.028551 | 0.028584 | 0.028614 | 0.028619 | 0.028594 | 0.028557 | 0.028498 | 0.028445
PG&E | GWh | Industrial | Ind - Chemicals | Lighting | No | Ind Lighting - O&M (Low Cost) | 0.22112 | 0.22344 | 0.22521 | 0.22631 | 0.22697 | 0.22722 | 0.22747 | 0.22751 | 0.22731 | 0.22701 | 0.22655 | 0.22612
PG&E | GWh | Industrial | Ind - Chemicals | Lighting | No | Ind Lighting - O&M (Mid Cost) | 0.46361 | 0.46847 | 0.47218 | 0.47449 | 0.47587 | 0.47641 | 0.47692 | 0.477 | 0.47659 | 0.47597 | 0.47499 | 0.4741
PG&E | GWh | Industrial | Ind - Chemicals | ProcHeat | No | Ind ProcHeat - Equipment (Electric - High Cost) | 0.26038 | 0.26312 | 0.2652 | 0.26649 | 0.26727 | 0.26757 | 0.26786 | 0.26791 | 0.26767 | 0.26733 | 0.26677 | 0.26627
PG&E | GWh | Industrial | Ind - Chemicals | ProcHeat | No | Ind ProcHeat - Equipment (Electric - Low Cost) | 0.46997 | 0.47491 | 0.47866 | 0.481 | 0.48241 | 0.48296 | 0.48347 | 0.48356 | 0.48314 | 0.48251 | 0.48151 | 0.48061
PG&E | GWh | Industrial | Ind - Chemicals | ProcHeat | No | Ind ProcHeat - Equipment (Electric - Mid Cost) | 0.031075 | 0.031401 | 0.031649 | 0.031804 | 0.031897 | 0.031933 | 0.031967 | 0.031973 | 0.031945 | 0.031904 | 0.031838 | 0.031778
PG&E | GWh | Industrial | Ind - Chemicals | ProcHeat | No | Ind ProcHeat - O&M (Gas - Mid Cost) | 0.004546 | 0.0047935 | 0.0049723 | 0.0051268 | 0.0052859 | 0.0054743 | 0.0056779 | 0.0058721 | 0.0060557 | 0.0062168 | 0.0062168 | 0.0062168
PG&E | GWh | Industrial | Ind - Chemicals | ProcRefrig | No | Ind ProcRefrig - O&M (High Cost) | 0.022703 | 0.022942 | 0.023123 | 0.023236 | 0.023304 | 0.02333 | 0.023355 | 0.023359 | 0.023339 | 0.023309 | 0.023261 | 0.023217
PG&E | GWh | Industrial | Ind - Chemicals | ProcRefrig | No | Ind ProcRefrig - O&M (Low Cost) | 0.078822 | 0.07965 | 0.08028 | 0.080672 | 0.080908 | 0.081 | 0.081087 | 0.0811 | 0.08103 | 0.080924 | 0.080758 | 0.080606
PG&E | GWh | Industrial | Ind - Chemicals | ProcRefrig | No | Ind ProcRefrig - O&M (Mid Cost) | 0.9712 | 0.9814 | 0.98916 | 0.99399 | 0.99689 | 0.99803 | 0.9991 | 0.99926 | 0.9984 | 0.9971 | 0.99504 | 0.99318
PG&E | GWh | Industrial | Ind - Chemicals | MachDr | No | Ind MachDr - Equipment (High Cost) | 1.392 | 1.4066 | 1.4178 | 1.4247 | 1.4289 | 1.4305 | 1.432 | 1.4323 | 1.431 | 1.4292 | 1.4262 | 1.4235
PG&E | GWh | Industrial | Ind - Chemicals | MachDr | No | Ind MachDr - Equipment (Low Cost) | 7.4642 | 7.5426 | 7.6023 | 7.6394 | 7.6617 | 7.6704 | 7.6787 | 7.6799 | 7.6733 | 7.6633 | 7.6475 | 7.6332
PG&E | GWh | Industrial | Ind - Chemicals | MachDr | No | Ind MachDr - Equipment (Mid Cost) | 7.4132 | 7.4911 | 7.5503 | 7.5872 | 7.6093 | 7.618 | 7.6262 | 7.6275 | 7.6208 | 7.6109 | 7.5952 | 7.581
PG&E | GWh | Industrial | Ind - Chemicals | MachDr | No | Ind MachDr - O&M (High Cost) | 0.61665 | 0.62313 | 0.62806 | 0.63113 | 0.63297 | 0.63369 | 0.63437 | 0.63448 | 0.63393 | 0.6331 | 0.6318 | 0.63061
PG&E | GWh | Industrial | Ind - Chemicals | MachDr | No | Ind MachDr - O&M (Low Cost) | 20.462 | 20.677 | 20.8405 | 20.9423 | 21.0034 | 21.0274 | 21.0499 | 21.0534 | 21.0352 | 21.0078 | 20.9645 | 20.9252
PG&E | GWh | Industrial | Ind - Chemicals | MachDr | No | Ind MachDr - O&M (Mid Cost) | 1.6719 | 1.6894 | 1.7028 | 1.7111 | 1.7161 | 1.718 | 1.7199 | 1.7202 | 1.7187 | 1.7164 | 1.7129 | 1.7097
PG&E | GWh | Industrial | Ind - Electronics | HVAC | No | Ind HVAC - Equipment (Electric - High Cost) | 4.8374 | 4.8882 | 4.9269 | 4.951 | 4.9654 | 4.9711 | 4.9764 | 4.9772 | 4.9729 | 4.9665 | 4.9562 | 4.9469
PG&E | GWh | Industrial | Ind - Electronics | HVAC | No | Ind HVAC - Equipment (Electric - Low Cost) | 14.1795 | 14.3284 | 14.4417 | 14.5123 | 14.5547 | 14.5712 | 14.5868 | 14.5893 | 14.5767 | 14.5577 | 14.5277 | 14.5005
PG&E | GWh | Industrial | Ind - Electronics | HVAC | No | Ind HVAC - Equipment (Electric - Mid Cost) | 4.5257 | 4.5732 | 4.6093 | 4.6319 | 4.6454 | 4.6507 | 4.6557 | 4.6564 | 4.6524 | 4.6464 | 4.6368 | 4.6281
PG&E | GWh | Industrial | Ind - Electronics | HVAC | No | Ind HVAC - O&M (Electric - High Cost) | 0.54446 | 0.55018 | 0.55453 | 0.55724 | 0.55887 | 0.5595 | 0.5601 | 0.5602 | 0.55971 | 0.55898 | 0.55783 | 0.55678
PG&E | GWh | Industrial | Ind - Electronics | HVAC | No | Ind HVAC - O&M (Electric - Low Cost) | 47.9216 | 48.4249 | 48.8078 | 49.0463 | 49.1895 | 49.2455 | 49.2982 | 49.3065 | 49.2638 | 49.1997 | 49.0982 | 49.0063
PG&E | GWh | Industrial | Ind - Electronics | HVAC | No | Ind HVAC - O&M (Electric - Mid Cost) | 4.817 | 4.8676 | 4.906 | 4.93 | 4.9444 | 4.95 | 4.9553 | 4.9562 | 4.9519 | 4.9454 | 4.9352 | 4.926
PG&E | GWh | Industrial | Ind - Electronics | HVAC | No | Ind HVAC - O&M (Gas - High Cost) | 0.11229 | 0.11448 | 0.11592 | 0.11728 | 0.11842 | 0.11914 | 0.11974 | 0.12008 | 0.12014 | 0.11981 | 0.11981 | 0.11981
PG&E | GWh | Industrial | Ind - Electronics | HVAC | No | Ind HVAC - O&M (Gas - Low Cost) | 0.0028359 | 0.0028912 | 0.0029275 | 0.0029617 | 0.0029907 | 0.0030089 | 0.0030239 | 0.0030326 | 0.003034 | 0.0030257 | 0.0030257 | 0.0030257
PG&E | GWh | Industrial | Ind - Electronics | HVAC | No | Ind HVAC - O&M (Gas - Mid Cost) | 0.15169 | 0.15465 | 0.15659 | 0.15842 | 0.15997 | 0.16095 | 0.16175 | 0.16221 | 0.16229 | 0.16185 | 0.16185 | 0.16185
PG&E | GWh | Industrial | Ind - Electronics | Lighting | No | Ind Lighting - Equipment (High Cost) | 5.6863 | 5.7461 | 5.7915 | 5.8198 | 5.8368 | 5.8434 | 5.8497 | 5.8507 | 5.8456 | 5.838 | 5.826 | 5.8151
PG&E | GWh | Industrial | Ind - Electronics | Lighting | No | Ind Lighting - Equipment (Low Cost) | 6.8578 | 6.9298 | 6.9846 | 7.0188 | 7.0393 | 7.0473 | 7.0548 | 7.056 | 7.0499 | 7.0407 | 7.0262 | 7.0131
PG&E | GWh | Industrial | Ind - Electronics | Lighting | No | Ind Lighting - Equipment (Mid Cost) | 34.2084 | 34.5677 | 34.8411 | 35.0113 | 35.1135 | 35.1535 | 35.1911 | 35.197 | 35.1666 | 35.1208 | 35.0484 | 34.9828
PG&E | GWh | Industrial | Ind - Electronics | Lighting | No | Ind Lighting - O&M (High Cost) | 0.48756 | 0.49268 | 0.49658 | 0.499 | 0.50046 | 0.50103 | 0.50157 | 0.50165 | 0.50122 | 0.50056 | 0.49953 | 0.4986
PG&E | GWh | Industrial | Ind - Electronics | Lighting | No | Ind Lighting - O&M (Low Cost) | 3.8088 | 3.8488 | 3.8793 | 3.8982 | 3.9096 | 3.9141 | 3.9183 | 3.9189 | 3.9155 | 3.9104 | 3.9024 | 3.895
PG&E | GWh | Industrial | Ind - Electronics | Lighting | No | Ind Lighting - O&M (Mid Cost) | 0.14384 | 0.14535 | 0.1465 | 0.14721 | 0.14764 | 0.14781 | 0.14797 | 0.14799 | 0.14787 | 0.14767 | 0.14737 | 0.14709
PG&E | GWh | Industrial | Ind - Electronics | ProcHeat | No | Ind ProcHeat - Equipment (Electric - Low Cost) | 1.7519 | 1.7703 | 1.7843 | 1.793 | 1.7982 | 1.8003 | 1.8022 | 1.8025 | 1.8009 | 1.7986 | 1.7949 | 1.7915
PG&E | GWh | Industrial | Ind - Electronics | ProcHeat | No | Ind ProcHeat - Equipment (Electric - Mid Cost) | 0.3751 | 0.37904 | 0.38204 | 0.3839 | 0.38502 | 0.38546 | 0.38587 | 0.38594 | 0.3856 | 0.3851 | 0.38431 | 0.38359
PG&E | GWh | Industrial | Ind - Electronics | ProcHeat | No | Ind ProcHeat - Equipment (Gas - Mid Cost) | 0.15829 | 0.16138 | 0.1634 | 0.16531 | 0.16693 | 0.16795 | 0.16878 | 0.16927 | 0.16935 | 0.16888 | 0.16888 | 0.16888
PG&E | GWh | Industrial | Ind - Electronics | SHW | No | Ind SHW - Equipment (High Cost) | 0.02194 | 0.022368 | 0.022649 | 0.022913 | 0.023137 | 0.023278 | 0.023394 | 0.023461 | 0.023473 | 0.023408 | 0.023408 | 0.023408
PG&E | GWh | Industrial | Ind - Electronics | ProcRefrig | No | Ind ProcRefrig - O&M (High Cost) | 0.32769 | 0.33113 | 0.33375 | 0.33538 | 0.33636 | 0.33674 | 0.3371 | 0.33716 | 0.33687 | 0.33643 | 0.33574 | 0.33511
PG&E | GWh | Industrial | Ind - Electronics | ProcRefrig | No | Ind ProcRefrig - O&M (Low Cost) | 12.5564 | 12.6883 | 12.7887 | 12.8512 | 12.8887 | 12.9033 | 12.9172 | 12.9193 | 12.9081 | 12.8913 | 12.8648 | 12.8407
PG&E | GWh | Industrial | Ind - Electronics | ProcRefrig | No | Ind ProcRefrig - O&M (Mid Cost) | 4.5357 | 4.5833 | 4.6196 | 4.6421 | 4.6557 | 4.661 | 4.666 | 4.6668 | 4.6627 | 4.6566 | 4.647 | 4.6383
PG&E | GWh | Industrial | Ind - Electronics | MachDr | No | Ind MachDr - Equipment (High Cost) | 2.1661 | 2.1889 | 2.2062 | 2.217 | 2.2235 | 2.226 | 2.2284 | 2.2287 | 2.2268 | 2.2239 | 2.2193 | 2.2152
PG&E | GWh | Industrial | Ind - Electronics | MachDr | No | Ind MachDr - Equipment (Low Cost) | 12.2667 | 12.3955 | 12.4935 | 12.5546 | 12.5912 | 12.6056 | 12.6191 | 12.6212 | 12.6103 | 12.5938 | 12.5679 | 12.5443
PG&E | GWh | Industrial | Ind - Electronics | MachDr | No | Ind MachDr - Equipment (Mid Cost) | 27.4471 | 27.7354 | 27.9547 | 28.0913 | 28.1733 | 28.2054 | 28.2356 | 28.2403 | 28.2159 | 28.1791 | 28.121 | 28.0684
PG&E | GWh | Industrial | Ind - Electronics | MachDr | No | Ind MachDr - O&M (High Cost) | 1.2501 | 1.2633 | 1.2732 | 1.2795 | 1.2832 | 1.2847 | 1.286 | 1.2863 | 1.2851 | 1.2835 | 1.2808 | 1.2784
PG&E | GWh | Industrial | Ind - Electronics | MachDr | No | Ind MachDr - O&M (Low Cost) | 62.5101 | 63.1667 | 63.6662 | 63.9773 | 64.164 | 64.2371 | 64.3059 | 64.3167 | 64.261 | 64.1773 | 64.045 | 63.9251
PG&E | GWh | Industrial | Ind - Electronics | MachDr | No | Ind MachDr - O&M (Mid Cost) | 9.6076 | 9.7085 | 9.7853 | 9.8331 | 9.8618 | 9.8731 | 9.8836 | 9.8853 | 9.8767 | 9.8639 | 9.8435 | 9.8251
PG&E | GWh | Industrial | Ind - Food | HVAC | No | Ind HVAC - Equipment (Electric - High Cost) | 2.2611 | 2.2848 | 2.3029 | 2.3141 | 2.3209 | 2.3235 | 2.326 | 2.3264 | 2.3244 | 2.3214 | 2.3166 | 2.3122
PG&E | GWh | Industrial | Ind - Food | HVAC | No | Ind HVAC - Equipment (Electric - Low Cost) | 2.2701 | 2.294 | 2.3121 | 2.3234 | 2.3302 | 2.3329 | 2.3354 | 2.3357 | 2.3337 | 2.3307 | 2.3259 | 2.3215
PG&E | GWh | Industrial | Ind - Food | HVAC | No | Ind HVAC - Equipment (Electric - Mid Cost) | 1.4182 | 1.4331 | 1.4444 | 1.4515 | 1.4557 | 1.4574 | 1.4589 | 1.4592 | 1.4579 | 1.456 | 1.453 | 1.4503
PG&E | GWh | Industrial | Ind - Food | HVAC | No | Ind HVAC - O&M (Electric - High Cost) | 2.3574 | 2.3821 | 2.401 | 2.4127 | 2.4198 | 2.4225 | 2.4251 | 2.4255 | 2.4234 | 2.4203 | 2.4153 | 2.4107
PG&E | GWh | Industrial | Ind - Food | HVAC | No | Ind HVAC - O&M (Electric - Low Cost) | 10.8163 | 10.9299 | 11.0163 | 11.0702 | 11.1025 | 11.1151 | 11.127 | 11.1289 | 11.1192 | 11.1048 | 11.0819 | 11.0611
PG&E | GWh | Industrial | Ind - Food | HVAC | No | Ind HVAC - O&M (Electric - Mid Cost) | 3.3795 | 3.415 | 3.442 | 3.4589 | 3.4689 | 3.4729 | 3.4766 | 3.4772 | 3.4742 | 3.4697 | 3.4625 | 3.456
PG&E | GWh | Industrial | Ind - Food | Lighting | No | Ind Lighting - Equipment (High Cost) | 8.2492 | 8.3359 | 8.4018 | 8.4429 | 8.4675 | 8.4771 | 8.4862 | 8.4876 | 8.4803 | 8.4693 | 8.4518 | 8.436
PG&E | GWh | Industrial | Ind - Food | Lighting | No | Ind Lighting - Equipment (Low Cost) | 9.0941 | 9.1896 | 9.2623 | 9.3075 | 9.3347 | 9.3453 | 9.3553 | 9.3569 | 9.3488 | 9.3366 | 9.3174 | 9.2999
PG&E | GWh | Industrial | Ind - Food | Lighting | No | Ind Lighting - Equipment (Mid Cost) | 22.8239 | 23.0637 | 23.2461 | 23.3597 | 23.4278 | 23.4545 | 23.4796 | 23.4836 | 23.4632 | 23.4327 | 23.3844 | 23.3406
PG&E | GWh | Industrial | Ind - Food | Lighting | No | Ind Lighting - O&M (High Cost) | 0.10669 | 0.10781 | 0.10866 | 0.10919 | 0.10951 | 0.10964 | 0.10975 | 0.10977 | 0.10968 | 0.10953 | 0.10931 | 0.1091
PG&E | GWh | Industrial | Ind - Food | Lighting | No | Ind Lighting - O&M (Low Cost) | 3.9161 | 3.9573 | 3.9886 | 4.0081 | 4.0198 | 4.0243 | 4.0286 | 4.0293 | 4.0258 | 4.0206 | 4.0123 | 4.0048
PG&E | GWh | Industrial | Ind - Food | Lighting | No | Ind Lighting - O&M (Mid Cost) | 0.053341 | 0.053902 | 0.054328 | 0.054593 | 0.054753 | 0.054815 | 0.054874 | 0.054883 | 0.054835 | 0.054764 | 0.054651 | 0.054549
PG&E | GWh | Industrial | Ind - Food | ProcHeat | No | Ind ProcHeat - Equipment (Electric - High Cost) | 1.3918 | 1.4064 | 1.4175 | 1.4245 | 1.4286 | 1.4303 | 1.4318 | 1.432 | 1.4308 | 1.4289 | 1.426 | 1.4233
PG&E | GWh | Industrial | Ind - Food | ProcHeat | No | Ind ProcHeat - Equipment (Electric - Low Cost) | 1.8707 | 1.8904 | 1.9053 | 1.9146 | 1.9202 | 1.9224 | 1.9245 | 1.9248 | 1.9231 | 1.9206 | 1.9167 | 1.9131
PG&E | GWh | Industrial | Ind - Food | ProcHeat | No | Ind ProcHeat - Equipment (Electric - Mid Cost) | 2.1251 | 2.1475 | 2.1644 | 2.175 | 2.1814 | 2.1838 | 2.1862 | 2.1866 | 2.1847 | 2.1818 | 2.1773 | 2.1732
PG&E | GWh | Industrial | Ind - Food | ProcHeat | No | Ind ProcHeat - Equipment (Gas - High Cost) | 0.53125 | 0.53758 | 0.53953 | 0.5421 | 0.54516 | 0.5475 | 0.54871 | 0.54869 | 0.54847 | 0.54728 | 0.54728 | 0.54728
PG&E | GWh | Industrial | Ind - Food | ProcHeat | No | Ind ProcHeat - Equipment (Gas - Mid Cost) | 0.69936 | 0.70768 | 0.71026 | 0.71364 | 0.71767 | 0.72075 | 0.72235 | 0.72231 | 0.72202 | 0.72046 | 0.72046 | 0.72046
PG&E | GWh | Industrial | Ind - Food | SHW | No | Ind SHW - Equipment (Mid Cost) | 0.14349 | 0.1452 | 0.14573 | 0.14642 | 0.14725 | 0.14788 | 0.14821 | 0.1482 | 0.14814 | 0.14782 | 0.14782 | 0.14782
PG&E | GWh | Industrial | Ind - Food | ProcRefrig | No | Ind ProcRefrig - Equipment (High Cost) | 1.7528 | 1.7712 | 1.7852 | 1.794 | 1.7992 | 1.8013 | 1.8032 | 1.8035 | 1.8019 | 1.7996 | 1.7959 | 1.7925
PG&E | GWh | Industrial | Ind - Food | ProcRefrig | No | Ind ProcRefrig - Equipment (Low Cost) | 0.0027686 | 0.0027977 | 0.0028198 | 0.0028336 | 0.0028419 | 0.0028451 | 0.0028482 | 0.0028486 | 0.0028462 | 0.0028425 | 0.0028366 | 0.0028313
PG&E | GWh | Industrial | Ind - Food | ProcRefrig | No | Ind ProcRefrig - Equipment (Mid Cost) | 0.54136 | 0.54705 | 0.55138 | 0.55407 | 0.55569 | 0.55632 | 0.55692 | 0.55701 | 0.55653 | 0.5558 | 0.55466 | 0.55362
PG&E | GWh | Industrial | Ind - Food | ProcRefrig | No | Ind ProcRefrig - O&M (High Cost) | 2.8581 | 2.8881 | 2.911 | 2.9252 | 2.9337 | 2.9371 | 2.9402 | 2.9407 | 2.9382 | 2.9344 | 2.9283 | 2.9228
PG&E | GWh | Industrial | Ind - Food | ProcRefrig | No | Ind ProcRefrig - O&M (Low Cost) | 13.6085 | 13.7515 | 13.8602 | 13.928 | 13.9686 | 13.9845 | 13.9995 | 14.0018 | 13.9897 | 13.9715 | 13.9427 | 13.9166
PG&E | GWh | Industrial | Ind - Food | ProcRefrig | No | Ind ProcRefrig - O&M (Mid Cost) | 4.4968 | 4.544 | 4.58 | 4.6023 | 4.6158 | 4.621 | 4.626 | 4.6267 | 4.6227 | 4.6167 | 4.6072 | 4.5986
PG&E | GWh | Industrial | Ind - Food | MachDr | No | Ind MachDr - Equipment (High Cost) | 8.2708 | 8.3577 | 8.4238 | 8.4649 | 8.4896 | 8.4993 | 8.5084 | 8.5098 | 8.5025 | 8.4914 | 8.4739 | 8.458
PG&E | GWh | Industrial | Ind - Food | MachDr | No | Ind MachDr - Equipment (Low Cost) | 31.6453 | 31.9777 | 32.2305 | 32.388 | 32.4825 | 32.5195 | 32.5544 | 32.5598 | 32.5316 | 32.4893 | 32.4223 | 32.3616
PG&E | GWh | Industrial | Ind - Food | MachDr | No | Ind MachDr - Equipment (Mid Cost) | 33.5768 | 33.9294 | 34.1977 | 34.3648 | 34.4651 | 34.5044 | 34.5413 | 34.5471 | 34.5172 | 34.4723 | 34.4012 | 34.3368
PG&E | GWh | Industrial | Ind - Food | MachDr | No | Ind MachDr - O&M (High Cost) | 3.4939 | 3.5306 | 3.5585 | 3.5759 | 3.5863 | 3.5904 | 3.5943 | 3.5949 | 3.5918 | 3.5871 | 3.5797 | 3.573
PG&E | GWh | Industrial | Ind - Food | MachDr | No | Ind MachDr - O&M (Low Cost) | 95.0283 | 96.0264 | 96.7858 | 97.2587 | 97.5425 | 97.6537 | 97.7583 | 97.7746 | 97.69 | 97.5628 | 97.3616 | 97.1794
PG&E | GWh | Industrial | Ind - Food | MachDr | No | Ind MachDr - O&M (Mid Cost) | 12.7105 | 12.844 | 12.9456 | 13.0089 | 13.0468 | 13.0617 | 13.0757 | 13.0779 | 13.0666 | 13.0495 | 13.0226 | 12.9983
PG&E | GWh | Industrial | Ind - Lumber & Furniture | HVAC | No | Ind HVAC - Equipment (Electric - High Cost) | 0.011177 | 0.011294 | 0.011384 | 0.011439 | 0.011473 | 0.011486 | 0.011498 | 0.0115 | 0.01149 | 0.011475 | 0.011451 | 0.01143
PG&E | GWh | Industrial | Ind - Lumber & Furniture | HVAC | No | Ind HVAC - Equipment (Electric - Low Cost) | 0.14884 | 0.1504 | 0.15159 | 0.15233 | 0.15278 | 0.15295 | 0.15311 | 0.15314 | 0.15301 | 0.15281 | 0.15249 | 0.15221
PG&E | GWh | Industrial | Ind - Lumber & Furniture | HVAC | No | Ind HVAC - Equipment (Electric - Mid Cost) | 0.22735 | 0.22974 | 0.23156 | 0.23269 | 0.23337 | 0.23363 | 0.23389 | 0.23392 | 0.23372 | 0.23342 | 0.23294 | 0.2325
PG&E | GWh | Industrial | Ind - Lumber & Furniture | HVAC | No | Ind HVAC - O&M (Electric - High Cost) | 0.072213 | 0.072971 | 0.073548 | 0.073908 | 0.074123 | 0.074208 | 0.074287 | 0.0743 | 0.074235 | 0.074139 | 0.073986 | 0.073847
PG&E | GWh | Industrial | Ind - Lumber & Furniture | HVAC | No | Ind HVAC - O&M (Electric - Low Cost) | 0.9286 | 0.93835 | 0.94577 | 0.95039 | 0.95317 | 0.95425 | 0.95527 | 0.95543 | 0.95461 | 0.95336 | 0.9514 | 0.94962
PG&E | GWh | Industrial | Ind - Lumber & Furniture | HVAC | No | Ind HVAC - O&M (Electric - Mid Cost) | 0.30985 | 0.3131 | 0.31558 | 0.31712 | 0.31805 | 0.31841 | 0.31875 | 0.3188 | 0.31853 | 0.31811 | 0.31746 | 0.31686
PG&E | GWh | Industrial | Ind - Lumber & Furniture | Lighting | No | Ind Lighting - Equipment (High Cost) | 1.4593 | 1.4746 | 1.4863 | 1.4935 | 1.4979 | 1.4996 | 1.5012 | 1.5015 | 1.5002 | 1.4982 | 1.4951 | 1.4923
PG&E | GWh | Industrial | Ind - Lumber & Furniture | Lighting | No | Ind Lighting - Equipment (Low Cost) | 0.99154 | 1.002 | 1.0099 | 1.0148 | 1.0178 | 1.0189 | 1.02 | 1.0202 | 1.0193 | 1.018 | 1.0159 | 1.014
PG&E | GWh | Industrial | Ind - Lumber & Furniture | Lighting | No | Ind Lighting - Equipment (Mid Cost) | 3.6273 | 3.6654 | 3.6944 | 3.7125 | 3.7233 | 3.7275 | 3.7315 | 3.7322 | 3.7289 | 3.7241 | 3.7164 | 3.7094
PG&E | GWh | Industrial | Ind - Lumber & Furniture | Lighting | No | Ind Lighting - O&M (High Cost) | 0.0084052 | 0.0084935 | 0.0085606 | 0.0086024 | 0.0086275 | 0.0086374 | 0.0086466 | 0.0086481 | 0.0086406 | 0.0086293 | 0.0086115 | 0.0085954
PG&E | GWh | Industrial | Ind - Lumber & Furniture | Lighting | No | Ind Lighting - O&M (Low Cost) | 0.29581 | 0.29892 | 0.30128 | 0.30275 | 0.30363 | 0.30398 | 0.30431 | 0.30436 | 0.30409 | 0.3037 | 0.30307 | 0.3025
PG&E | GWh | Industrial | Ind - Lumber & Furniture | Lighting | No | Ind Lighting - O&M (Mid Cost) | 0.00041373 | 0.00041808 | 0.00042138 | 0.00042344 | 0.00042468 | 0.00042516 | 0.00042562 | 0.00042569 | 0.00042532 | 0.00042477 | 0.00042389 | 0.0004231
PG&E | GWh | Industrial | Ind - Lumber & Furniture | MachDr | No | Ind MachDr - Equipment (High Cost) | 0.40336 | 0.4076 | 0.41082 | 0.41283 | 0.41403 | 0.4145 | 0.41495 | 0.41502 | 0.41466 | 0.41412 | 0.41326 | 0.41249
PG&E | GWh | Industrial | Ind - Lumber & Furniture | MachDr | No | Ind MachDr - Equipment (Low Cost) | 3.0489 | 3.0809 | 3.1053 | 3.1204 | 3.1295 | 3.1331 | 3.1365 | 3.137 | 3.1343 | 3.1302 | 3.1237 | 3.1179
PG&E | GWh | Industrial | Ind - Lumber & Furniture | MachDr | No | Ind MachDr - Equipment (Mid Cost) | 5.029 | 5.0818 | 5.122 | 5.147 | 5.162 | 5.1679 | 5.1734 | 5.1743 | 5.1698 | 5.1631 | 5.1525 | 5.1428
PG&E | GWh | Industrial | Ind - Lumber & Furniture | MachDr | No | Ind MachDr - O&M (High Cost) | 0.21351 | 0.21575 | 0.21746 | 0.21852 | 0.21916 | 0.21941 | 0.21964 | 0.21968 | 0.21949 | 0.2192 | 0.21875 | 0.21834
PG&E | GWh | Industrial | Ind - Lumber & Furniture | MachDr | No | Ind MachDr - O&M (Low Cost) | 14.217 | 14.3663 | 14.4799 | 14.5507 | 14.5931 | 14.6097 | 14.6254 | 14.6278 | 14.6152 | 14.5962 | 14.5661 | 14.5388
PG&E | GWh | Industrial | Ind - Lumber & Furniture | MachDr | No | Ind MachDr - O&M (Mid Cost) | 3.3828 | 3.4183 | 3.4453 | 3.4622 | 3.4723 | 3.4762 | 3.48 | 3.4805 | 3.4775 | 3.473 | 3.4658 | 3.4594
PG&E | GWh | Industrial | Ind - Machinery | HVAC | No | Ind HVAC - Equipment (Electric - High Cost) | 0.52589 | 0.53141 | 0.53561 | 0.53823 | 0.5398 | 0.54042 | 0.541 | 0.54109 | 0.54062 | 0.53992 | 0.5388 | 0.53779
PG&E | GWh | Industrial | Ind - Machinery | HVAC | No | Ind HVAC - Equipment (Electric - Low Cost) | 0.38471 | 0.38875 | 0.39183 | 0.39374 | 0.39489 | 0.39534 | 0.39576 | 0.39583 | 0.39549 | 0.39497 | 0.39416 | 0.39342
PG&E | GWh | Industrial | Ind - Machinery | HVAC | No | Ind HVAC - Equipment (Electric - Mid Cost) | 0.48197 | 0.48703 | 0.49089 | 0.49328 | 0.49472 | 0.49529 | 0.49582 | 0.4959 | 0.49547 | 0.49483 | 0.49381 | 0.49288
PG&E | GWh | Industrial | Ind - Machinery | HVAC | No | Ind HVAC - Equipment (Gas - High Cost) | 0.0037697 | 0.0038346 | 0.0038235 | 0.003807 | 0.0037927 | 0.0037943 | 0.0038031 | 0.0038051 | 0.0038063 | 0.003795 | 0.003795 | 0.003795
PG&E | GWh | Industrial | Ind - Machinery | HVAC | No | Ind HVAC - O&M (Electric - High Cost) | 0.061018 | 0.061659 | 0.062146 | 0.06245 | 0.062632 | 0.062704 | 0.062771 | 0.062781 | 0.062727 | 0.062645 | 0.062516 | 0.062399
PG&E | GWh | Industrial | Ind - Machinery | HVAC | No | Ind HVAC - O&M (Electric - Low Cost) | 2.6499 | 2.6778 | 2.6989 | 2.7121 | 2.72 | 2.7231 | 2.7261 | 2.7265 | 2.7241 | 2.7206 | 2.715 | 2.7099
PG&E | GWh | Industrial | Ind - Machinery | HVAC | No | Ind HVAC - O&M (Electric - Mid Cost) | 0.62874 | 0.63535 | 0.64037 | 0.6435 | 0.64538 | 0.64611 | 0.64681 | 0.64691 | 0.64635 | 0.64551 | 0.64418 | 0.64298
PG&E | GWh | Industrial | Ind - Machinery | HVAC | No | Ind HVAC - O&M (Gas - High Cost) | 0.078504 | 0.079855 | 0.079625 | 0.079281 | 0.078983 | 0.079017 | 0.079199 | 0.079242 | 0.079267 | 0.079031 | 0.079031 | 0.079031
PG&E | GWh | Industrial | Ind - Machinery | HVAC | No | Ind HVAC - O&M (Gas - Low Cost) | 0.010166 | 0.010341 | 0.010312 | 0.010267 | 0.010228 | 0.010233 | 0.010256 | 0.010262 | 0.010265 | 0.010235 | 0.010235 | 0.010235
PG&E | GWh | Industrial | Ind - Machinery | Lighting | No | Ind Lighting - Equipment (High Cost) | 1.4889 | 1.5045 | 1.5164 | 1.5238 | 1.5283 | 1.53 | 1.5316 | 1.5319 | 1.5306 | 1.5286 | 1.5254 | 1.5226
PG&E | GWh | Industrial | Ind - Machinery | Lighting | No | Ind Lighting - Equipment (Low Cost) | 0.71831 | 0.72586 | 0.7316 | 0.73517 | 0.73732 | 0.73816 | 0.73895 | 0.73907 | 0.73843 | 0.73747 | 0.73595 | 0.73457
PG&E | GWh | Industrial | Ind - Machinery | Lighting | No | Ind Lighting - Equipment (Mid Cost) | 4.6509 | 4.6997 | 4.7369 | 4.76 | 4.7739 | 4.7794 | 4.7845 | 4.7853 | 4.7811 | 4.7749 | 4.7651 | 4.7562
PG&E | GWh | Industrial | Ind - Machinery | Lighting | No | Ind Lighting - O&M (Low Cost) | 0.5377 | 0.54335 | 0.54764 | 0.55032 | 0.55193 | 0.55255 | 0.55315 | 0.55324 | 0.55276 | 0.55204 | 0.5509 | 0.54987
PG&E | GWh | Industrial | Ind - Machinery | Lighting | No | Ind Lighting - O&M (Mid Cost) | 0.048054 | 0.048559 | 0.048942 | 0.049182 | 0.049325 | 0.049381 | 0.049434 | 0.049443 | 0.0494 | 0.049335 | 0.049234 | 0.049142
PG&E | GWh | Industrial | Ind - Machinery | ProcHeat | No | Ind ProcHeat - Equipment (Electric - High Cost) | 0.061934 | 0.062584 | 0.063079 | 0.063388 | 0.063573 | 0.063645 | 0.063713 | 0.063724 | 0.063669 | 0.063586 | 0.063455 | 0.063336
PG&E | GWh | Industrial | Ind - Machinery | ProcHeat | No | Ind ProcHeat - Equipment (Electric - Low Cost) | 0.22975 | 0.23217 | 0.234 | 0.23515 | 0.23583 | 0.2361 | 0.23635 | 0.23639 | 0.23619 | 0.23588 | 0.2354 | 0.23495
PG&E | GWh | Industrial | Ind - Machinery | ProcHeat | No | Ind ProcHeat - Equipment (Electric - Mid Cost) | 0.057088 | 0.057688 | 0.058144 | 0.058428 | 0.058598 | 0.058665 | 0.058728 | 0.058738 | 0.058687 | 0.058611 | 0.05849 | 0.05838
PG&E | GWh | Industrial | Ind - Machinery | ProcHeat | No | Ind ProcHeat - Equipment (Gas - Low Cost) | 0.01014 | 0.010314 | 0.010285 | 0.01024 | 0.010202 | 0.010206 | 0.01023 | 0.010235 | 0.010238 | 0.010208 | 0.010208 | 0.010208
PG&E | GWh | Industrial | Ind - Machinery | ProcHeat | No | Ind ProcHeat - Equipment (Gas - Mid Cost) | 2.4005e-07 | 2.4418e-07 | 2.4348e-07 | 2.4243e-07 | 2.4152e-07 | 2.4162e-07 | 2.4218e-07 | 2.4231e-07 | 2.4238e-07 | 2.4166e-07 | 2.4166e-07 | 2.4166e-07
PG&E | GWh | Industrial | Ind - Machinery | ProcRefrig | No | Ind ProcRefrig - O&M (High Cost) | 0.097401 | 0.098424 | 0.099202 | 0.099687 | 0.099978 | 0.10009 | 0.1002 | 0.10022 | 0.10013 | 0.099998 | 0.099792 | 0.099605
PG&E | GWh | Industrial | Ind - Machinery | ProcRefrig | No | Ind ProcRefrig - O&M (Low Cost) | 0.33705 | 0.34059 | 0.34329 | 0.34497 | 0.34597 | 0.34637 | 0.34674 | 0.3468 | 0.34649 | 0.34604 | 0.34533 | 0.34468
PG&E | GWh | Industrial | Ind - Machinery | ProcRefrig | No | Ind ProcRefrig - O&M (Mid Cost) | 0.39461 | 0.39876 | 0.40191 | 0.40388 | 0.40506 | 0.40552 | 0.40595 | 0.40602 | 0.40567 | 0.40514 | 0.4043 | 0.40355
PG&E | GWh | Industrial | Ind - Machinery | MachDr | No | Ind MachDr - Equipment (High Cost) | 0.34023 | 0.3438 | 0.34652 | 0.34821 | 0.34923 | 0.34963 | 0.35 | 0.35006 | 0.34976 | 0.3493 | 0.34858 | 0.34793
PG&E | GWh | Industrial | Ind - Machinery | MachDr | No | Ind MachDr - Equipment (Low Cost) | 2.88 | 2.9102 | 2.9332 | 2.9476 | 2.9562 | 2.9595 | 2.9627 | 2.9632 | 2.9606 | 2.9568 | 2.9507 | 2.9452
PG&E | GWh | Industrial | Ind - Machinery | MachDr | No | Ind MachDr - Equipment (Mid Cost) | 2.0811 | 2.103 | 2.1196 | 2.13 | 2.1362 | 2.1386 | 2.1409 | 2.1413 | 2.1394 | 2.1366 | 2.1322 | 2.1282
PG&E | GWh | Industrial | Ind - Machinery | MachDr | No | Ind MachDr - O&M (High Cost) | 0.034246 | 0.034606 | 0.03488 | 0.03505 | 0.035152 | 0.035192 | 0.03523 | 0.035236 | 0.035205 | 0.03516 | 0.035087 | 0.035021
PG&E | GWh | Industrial | Ind - Machinery | MachDr | No | Ind MachDr - O&M (Low Cost) | 11.2778 | 11.3963 | 11.4864 | 11.5425 | 11.5762 | 11.5894 | 11.6018 | 11.6037 | 11.5937 | 11.5786 | 11.5547 | 11.5331
PG&E | GWh | Industrial | Ind - Machinery | MachDr | No | Ind MachDr - O&M (Mid Cost) | 1.7029 | 1.7208 | 1.7344 | 1.7429 | 1.748 | 1.75 | 1.7518 | 1.7521 | 1.7506 | 1.7483 | 1.7447 | 1.7415
PG&E | GWh | Industrial | Ind - Metals (Fabricated) | HVAC | No | Ind HVAC - Equipment (Electric - High Cost) | 0.1025 | 0.10358 | 0.1044 | 0.10491 | 0.10521 | 0.10533 | 0.10545 | 0.10546 | 0.10537 | 0.10523 | 0.10502 | 0.10482
PG&E | GWh | Industrial | Ind - Metals (Fabricated) | HVAC | No | Ind HVAC - Equipment (Electric - Low Cost) | 0.58537 | 0.59151 | 0.59619 | 0.59911 | 0.60085 | 0.60154 | 0.60218 | 0.60228 | 0.60176 | 0.60098 | 0.59974 | 0.59862
PG&E | GWh | Industrial | Ind - Metals (Fabricated) | HVAC | No | Ind HVAC - Equipment (Electric - Mid Cost) | 0.3525 | 0.3562 | 0.35901 | 0.36077 | 0.36182 | 0.36223 | 0.36262 | 0.36268 | 0.36237 | 0.3619 | 0.36115 | 0.36047
PG&E | GWh | Industrial | Ind - Metals (Fabricated) | HVAC | No | Ind HVAC - Equipment (Gas - Mid Cost) | 0.024129 | 0.024777 | 0.025262 | 0.025783 | 0.026312 | 0.026832 | 0.027305 | 0.027702 | 0.028106 | 0.028427 | 0.028427 | 0.028427
PG&E | GWh | Industrial | Ind - Metals (Fabricated) | HVAC | No | Ind HVAC - O&M (Electric - High Cost) | 0.086636 | 0.087546 | 0.088238 | 0.08867 | 0.088928 | 0.08903 | 0.089125 | 0.08914 | 0.089063 | 0.088947 | 0.088763 | 0.088597
PG&E | GWh | Industrial | Ind - Metals (Fabricated) | HVAC | No | Ind HVAC - O&M (Electric - Low Cost) | 3.121 | 3.1538 | 3.1787 | 3.1942 | 3.2036 | 3.2072 | 3.2107 | 3.2112 | 3.2084 | 3.2042 | 3.1976 | 3.1916
PG&E | GWh | Industrial | Ind - Metals (Fabricated) | HVAC | No | Ind HVAC - O&M (Electric - Mid Cost) | 0.49852 | 0.50376 | 0.50774 | 0.51022 | 0.51171 | 0.5123 | 0.51284 | 0.51293 | 0.51249 | 0.51182 | 0.51076 | 0.50981
PG&E | GWh | Industrial | Ind - Metals (Fabricated) | HVAC | No | Ind HVAC - O&M (Gas - Low Cost) | 0.012882 | 0.013229 | 0.013488 | 0.013765 | 0.014048 | 0.014326 | 0.014578 | 0.01479 | 0.015006 | 0.015177 | 0.015177 | 0.015177
PG&E | GWh | Industrial | Ind - Metals (Fabricated) | HVAC | No | Ind HVAC - O&M (Gas - Mid Cost) | 0.01904 | 0.019552 | 0.019935 | 0.020345 | 0.020763 | 0.021173 | 0.021546 | 0.02186 | 0.022179 | 0.022432 | 0.022432 | 0.022432
PG&E | GWh | Industrial | Ind - Metals (Fabricated) | Lighting | No | Ind Lighting - Equipment (High Cost) | 1.4378 | 1.4529 | 1.4643 | 1.4715 | 1.4758 | 1.4775 | 1.4791 | 1.4793 | 1.478 | 1.4761 | 1.4731 | 1.4703
PG&E | GWh | Industrial | Ind - Metals (Fabricated) | Lighting | No | Ind Lighting - Equipment (Low Cost) | 1.3336 | 1.3476 | 1.3583 | 1.3649 | 1.3689 | 1.3705 | 1.3719 | 1.3722 | 1.371 | 1.3692 | 1.3664 | 1.3638
PG&E | GWh | Industrial | Ind - Metals (Fabricated) | Lighting | No | Ind Lighting - Equipment (Mid Cost) | 5.6966 | 5.7565 | 5.802 | 5.8303 | 5.8474 | 5.854 | 5.8603 | 5.8613 | 5.8562 | 5.8486 | 5.8365 | 5.8256
PG&E | GWh | Industrial | Ind - Metals (Fabricated) | Lighting | No | Ind Lighting - O&M (High Cost) | 0.030456 | 0.030776 | 0.03102 | 0.031171 | 0.031262 | 0.031298 | 0.031331 | 0.031337 | 0.03131 | 0.031269 | 0.031204 | 0.031146
PG&E | GWh | Industrial | Ind - Metals (Fabricated) | Lighting | No | Ind Lighting - O&M (Low Cost) | 0.54084 | 0.54652 | 0.55084 | 0.55353 | 0.55515 | 0.55578 | 0.55637 | 0.55647 | 0.55599 | 0.55526 | 0.55412 | 0.55308
PG&E | GWh | Industrial | Ind - Metals (Fabricated) | Lighting | No | Ind Lighting - O&M (Mid Cost) | 0.12106 | 0.12233 | 0.1233 | 0.1239 | 0.12426 | 0.12441 | 0.12454 | 0.12456 | 0.12445 | 0.12429 | 0.12403 | 0.1238
PG&E | GWh | Industrial | Ind - Metals (Fabricated) | ProcHeat | No | Ind ProcHeat - Equipment (Electric - High Cost) | 0.0018896 | 0.0019095 | 0.0019246 | 0.001934 | 0.0019396 | 0.0019418 | 0.0019439 | 0.0019442 | 0.0019425 | 0.00194 | 0.001936 | 0.0019324
PG&E | GWh | Industrial | Ind - Metals (Fabricated) | ProcHeat | No | Ind ProcHeat - Equipment (Electric - Low Cost) | 0.95706 | 0.96712 | 0.97476 | 0.97953 | 0.98239 | 0.9835 | 0.98456 | 0.98472 | 0.98387 | 0.98259 | 0.98056 | 0.97873
PG&E | GWh | Industrial | Ind - Metals (Fabricated) | ProcHeat | No | Ind ProcHeat - Equipment (Electric - Mid Cost) | 0.092987 | 0.093964 | 0.094707 | 0.09517 | 0.095447 | 0.095556 | 0.095659 | 0.095675 | 0.095592 | 0.095467 | 0.09527 | 0.095092
PG&E | GWh | Industrial | Ind - Metals (Fabricated) | ProcHeat | No | Ind ProcHeat - O&M (Electric - High Cost) | 0.88742 | 0.89674 | 0.90383 | 0.90825 | 0.9109 | 0.91193 | 0.91291 | 0.91306 | 0.91227 | 0.91109 | 0.90921 | 0.9075
PG&E | GWh | Industrial | Ind - Metals (Fabricated) | ProcHeat | No | Ind ProcHeat - O&M (Electric - Low Cost) | 0.70608 | 0.7135 | 0.71914 | 0.72265 | 0.72476 | 0.72559 | 0.72636 | 0.72649 | 0.72586 | 0.72491 | 0.72342 | 0.72206
PG&E | GWh | Industrial | Ind - Metals (Fabricated) | ProcHeat | No | Ind ProcHeat - O&M (Electric - Mid Cost) | 0.054788 | 0.055364 | 0.055802 | 0.056074 | 0.056238 | 0.056302 | 0.056362 | 0.056372 | 0.056323 | 0.05625 | 0.056134 | 0.056029
PG&E | GWh | Industrial | Ind - Metals (Fabricated) | SHW | No | Ind SHW - Equipment (High Cost) | 0.00031875 | 0.00032732 | 0.00033373 | 0.00034061 | 0.0003476 | 0.00035447 | 0.00036071 | 0.00036597 | 0.0003713 | 0.00037553 | 0.00037553 | 0.00037553
PG&E | GWh | Industrial | Ind - Metals (Fabricated) | ProcRefrig | No | Ind ProcRefrig - O&M (High Cost) | 0.0032551 | 0.0032893 | 0.0033153 | 0.0033315 | 0.0033412 | 0.003345 | 0.0033486 | 0.0033492 | 0.0033463 | 0.0033419 | 0.003335 | 0.0033288
PG&E | GWh | Industrial | Ind - Metals (Fabricated) | ProcRefrig | No | Ind ProcRefrig - O&M (Low Cost) | 0.20037 | 0.20248 | 0.20408 | 0.20508 | 0.20567 | 0.20591 | 0.20613 | 0.20616 | 0.20598 | 0.20572 | 0.20529 | 0.20491
PG&E | GWh | Industrial | Ind - Metals (Fabricated) | ProcRefrig | No | Ind ProcRefrig - O&M (Mid Cost) | 0.26985 | 0.27269 | 0.27484 | 0.27619 | 0.27699 | 0.27731 | 0.2776 | 0.27765 | 0.27741 | 0.27705 | 0.27648 | 0.27596
PG&E | GWh | Industrial | Ind - Metals (Fabricated) | MachDr | No | Ind MachDr - Equipment (High Cost) | 0.73533 | 0.74305 | 0.74893 | 0.75259 | 0.75478 | 0.75564 | 0.75645 | 0.75658 | 0.75593 | 0.75494 | 0.75338 | 0.75197
PG&E | GWh | Industrial | Ind - Metals (Fabricated) | MachDr | No | Ind MachDr - Equipment (Low Cost) | 2.4731 | 2.4991 | 2.5189 | 2.5312 | 2.5386 | 2.5415 | 2.5442 | 2.5446 | 2.5424 | 2.5391 | 2.5339 | 2.5291
PG&E | GWh | Industrial | Ind - Metals (Fabricated) | MachDr | No | Ind MachDr - Equipment (Mid Cost) | 3.2732 | 3.3075 | 3.3337 | 3.35 | 3.3598 | 3.3636 | 3.3672 | 3.3677 | 3.3648 | 3.3605 | 3.3535 | 3.3472
PG&E | GWh | Industrial | Ind - Metals (Fabricated) | MachDr | No | Ind MachDr - O&M (High Cost) | 0.43069 | 0.43521 | 0.43865 | 0.4408 | 0.44208 | 0.44259 | 0.44306 | 0.44313 | 0.44275 | 0.44217 | 0.44126 | 0.44044
PG&E | GWh | Industrial | Ind - Metals (Fabricated) | MachDr | No | Ind MachDr - O&M (Low Cost) | 19.9214 | 20.1306 | 20.2898 | 20.3889 | 20.4484 | 20.4717 | 20.4937 | 20.4971 | 20.4794 | 20.4527 | 20.4105 | 20.3723
PG&E | GWh | Industrial | Ind - Metals (Fabricated) | MachDr | No | Ind MachDr - O&M (Mid Cost) | 2.4767 | 2.5027 | 2.5225 | 2.5348 | 2.5422 | 2.5451 | 2.5478 | 2.5483 | 2.546 | 2.5427 | 2.5375 | 2.5327
PG&E | GWh | Industrial | Ind - Metals (Primary) | HVAC | No | Ind HVAC - Equipment (Electric - High Cost) | 0.0018569 | 0.0018764 | 0.0018912 | 0.0019005 | 0.001906 | 0.0019082 | 0.0019102 | 0.0019106 | 0.0019089 | 0.0019064 | 0.0019025 | 0.0018989
PG&E | GWh | Industrial | Ind - Metals (Primary) | HVAC | No | Ind HVAC - Equipment (Electric - Low Cost) | 0.099359 | 0.1004 | 0.1012 | 0.10169 | 0.10199 | 0.1021 | 0.10221 | 0.10223 | 0.10214 | 0.10201 | 0.1018 | 0.10161
PG&E | GWh | Industrial | Ind - Metals (Primary) | HVAC | No | Ind HVAC - Equipment (Electric - Mid Cost) | 0.063081 | 0.063743 | 0.064247 | 0.064561 | 0.06475 | 0.064823 | 0.064893 | 0.064904 | 0.064848 | 0.064763 | 0.06463 | 0.064509
PG&E | GWh | Industrial | Ind - Metals (Primary) | HVAC | No | Ind HVAC - O&M (Electric - Low Cost) | 0.39686 | 0.40103 | 0.4042 | 0.40617 | 0.40736 | 0.40782 | 0.40826 | 0.40833 | 0.40797 | 0.40744 | 0.4066 | 0.40584
PG&E | GWh | Industrial | Ind - Metals (Primary) | HVAC | No | Ind HVAC - O&M (Electric - Mid Cost) | 0.14705 | 0.1486 | 0.14977 | 0.15051 | 0.15094 | 0.15112 | 0.15128 | 0.1513 | 0.15117 | 0.15098 | 0.15066 | 0.15038
PG&E | GWh | Industrial | Ind - Metals (Primary) | HVAC | No | Ind HVAC - O&M (Gas - High Cost) | 0.00038272 | 0.00038986 | 0.00039165 | 0.00039244 | 0.0003947 | 0.00039713 | 0.00039886 | 0.00039944 | 0.00040035 | 0.00039976 | 0.00039976 | 0.00039976
PG&E | GWh | Industrial | Ind - Metals (Primary) | HVAC | No | Ind HVAC - O&M (Gas - Mid Cost) | 0.036589 | 0.037272 | 0.037443 | 0.037518 | 0.037735 | 0.037967 | 0.038133 | 0.038188 | 0.038275 | 0.038218 | 0.038218 | 0.038218
PG&E | GWh | Industrial | Ind - Metals (Primary) | Lighting | No | Ind Lighting - Equipment (High Cost) | 0.26609 | 0.26889 | 0.27101 | 0.27234 | 0.27313 | 0.27344 | 0.27373 | 0.27378 | 0.27354 | 0.27319 | 0.27262 | 0.27211
PG&E | GWh | Industrial | Ind - Metals (Primary) | Lighting | No | Ind Lighting - Equipment (Low Cost) | 0.64427 | 0.65104 | 0.65619 | 0.65939 | 0.66132 | 0.66207 | 0.66278 | 0.66289 | 0.66232 | 0.66145 | 0.66009 | 0.65885
PG&E | GWh | Industrial | Ind - Metals (Primary) | Lighting | No | Ind Lighting - Equipment (Mid Cost) | 1.6953 | 1.7131 | 1.7266 | 1.7351 | 1.7401 | 1.7421 | 1.744 | 1.7443 | 1.7428 | 1.7405 | 1.7369 | 1.7337
PG&E | GWh | Industrial | Ind - Metals (Primary) | Lighting | No | Ind Lighting - O&M (High Cost) | 0.0051193 | 0.005173 | 0.0052139 | 0.0052394 | 0.0052547 | 0.0052607 | 0.0052663 | 0.0052672 | 0.0052627 | 0.0052558 | 0.005245 | 0.0052351
PG&E | GWh | Industrial | Ind - Metals (Primary) | Lighting | No | Ind Lighting - O&M (Low Cost) | 0.24723 | 0.24982 | 0.2518 | 0.25303 | 0.25377 | 0.25406 | 0.25433 | 0.25437 | 0.25415 | 0.25382 | 0.2533 | 0.25282
PG&E | GWh | Industrial | Ind - Metals (Primary) | Lighting | No | Ind Lighting - O&M (Mid Cost) | 0.0073191 | 0.007396 | 0.0074544 | 0.0074909 | 0.0075127 | 0.0075213 | 0.0075294 | 0.0075306 | 0.0075241 | 0.0075143 | 0.0074988 | 0.0074848
PG&E | GWh | Industrial | Ind - Metals (Primary) | ProcHeat | No | Ind ProcHeat - Equipment (Electric - High Cost) | 0.24009 | 0.24261 | 0.24453 | 0.24572 | 0.24644 | 0.24672 | 0.24699 | 0.24703 | 0.24681 | 0.24649 | 0.24598 | 0.24552
PG&E | GWh | Industrial | Ind - Metals (Primary) | ProcHeat | No | Ind ProcHeat - Equipment (Electric - Low Cost) | 0.21225 | 0.21448 | 0.21617 | 0.21723 | 0.21786 | 0.21811 | 0.21835 | 0.21838 | 0.21819 | 0.21791 | 0.21746 | 0.21705
PG&E | GWh | Industrial | Ind - Metals (Primary) | ProcHeat | No | Ind ProcHeat - Equipment (Electric - Mid Cost) | 0.032393 | 0.032734 | 0.032992 | 0.033154 | 0.03325 | 0.033288 | 0.033324 | 0.033329 | 0.033301 | 0.033257 | 0.033189 | 0.033127
PG&E | GWh | Industrial | Ind - Metals (Primary) | ProcHeat | No | Ind ProcHeat - O&M (Electric - Low Cost) | 1.4383 | 1.4534 | 1.4649 | 1.472 | 1.4763 | 1.478 | 1.4796 | 1.4798 | 1.4785 | 1.4766 | 1.4736 | 1.4708
PG&E | GWh | Industrial | Ind - Metals (Primary) | ProcHeat | No | Ind ProcHeat - O&M (Electric - Mid Cost) | 0.020022 | 0.020232 | 0.020392 | 0.020492 | 0.020552 | 0.020575 | 0.020597 | 0.020601 | 0.020583 | 0.020556 | 0.020514 | 0.020475
PG&E | GWh | Industrial | Ind - Metals (Primary) | MachDr | No | Ind MachDr - Equipment (High Cost) | 0.33327 | 0.33677 | 0.33943 | 0.34109 | 0.34209 | 0.34248 | 0.34284 | 0.3429 | 0.3426 | 0.34216 | 0.34145 | 0.34081
PG&E | GWh | Industrial | Ind - Metals (Primary) | MachDr | No | Ind MachDr - Equipment (Low Cost) | 1.2209 | 1.2338 | 1.2435 | 1.2496 | 1.2532 | 1.2547 | 1.256 | 1.2562 | 1.2551 | 1.2535 | 1.2509 | 1.2486
PG&E | GWh | Industrial | Ind - Metals (Primary) | MachDr | No | Ind MachDr - Equipment (Mid Cost) | 1.043 | 1.0539 | 1.0623 | 1.0674 | 1.0706 | 1.0718 | 1.0729 | 1.0731 | 1.0722 | 1.0708 | 1.0686 | 1.0666
PG&E | GWh | Industrial | Ind - Metals (Primary) | MachDr | No | Ind MachDr - O&M (High Cost) | 0.020251 | 0.020464 | 0.020626 | 0.020727 | 0.020787 | 0.020811 | 0.020833 | 0.020837 | 0.020819 | 0.020791 | 0.020749 | 0.02071
PG&E | GWh | Industrial | Ind - Metals (Primary) | MachDr | No | Ind MachDr - O&M (Low Cost) | 4.9413 | 4.9932 | 5.0327 | 5.0573 | 5.072 | 5.0778 | 5.0832 | 5.0841 | 5.0797 | 5.0731 | 5.0626 | 5.0531
PG&E | GWh | Industrial | Ind - Metals (Primary) | MachDr | No | Ind MachDr - O&M (Mid Cost) | 0.58126 | 0.58736 | 0.59201 | 0.5949 | 0.59664 | 0.59732 | 0.59796 | 0.59806 | 0.59754 | 0.59676 | 0.59553 | 0.59442
PG&E | GWh | Industrial | Ind - Other | HVAC | No | Ind HVAC - Equipment (Electric - High Cost) | 0.061968 | 0.062619 | 0.063114 | 0.063422 | 0.063607 | 0.06368 | 0.063748 | 0.063759 | 0.063703 | 0.06362 | 0.063489 | 0.06337
PG&E | GWh | Industrial | Ind - Other | HVAC | No | Ind HVAC - Equipment (Electric - Low Cost) | 0.1217 | 0.12298 | 0.12395 | 0.12456 | 0.12492 | 0.12507 | 0.1252 | 0.12522 | 0.12511 | 0.12495 | 0.12469 | 0.12446
PG&E | GWh | Industrial | Ind - Other | HVAC | No | Ind HVAC - Equipment (Electric - Mid Cost) | 0.26824 | 0.27106 | 0.2732 | 0.27454 | 0.27534 | 0.27565 | 0.27595 | 0.27599 | 0.27576 | 0.2754 | 0.27483 | 0.27431
PG&E | GWh | Industrial | Ind - Other | HVAC | No | Ind HVAC - O&M (Electric - High Cost) | 0.09037 | 0.091319 | 0.092041 | 0.092491 | 0.092761 | 0.092867 | 0.092966 | 0.092982 | 0.092901 | 0.09278 | 0.092589 | 0.092416
PG&E | GWh | Industrial | Ind - Other | HVAC | No | Ind HVAC - O&M (Electric - Low Cost) | 1.0418 | 1.0527 | 1.0611 | 1.0662 | 1.0694 | 1.0706 | 1.0717 | 1.0719 | 1.071 | 1.0696 | 1.0674 | 1.0654
PG&E | GWh | Industrial | Ind - Other | HVAC | No | Ind HVAC - O&M (Electric - Mid Cost) | 0.025013 | 0.025275 | 0.025475 | 0.0256 | 0.025674 | 0.025704 | 0.025731 | 0.025735 | 0.025713 | 0.02568 | 0.025627 | 0.025579
PG&E | GWh | Industrial | Ind - Other | Lighting | No | Ind Lighting - Equipment (High Cost) | 0.6824 | 0.68957 | 0.69502 | 0.69842 | 0.70045 | 0.70125 | 0.702 | 0.70212 | 0.70151 | 0.7006 | 0.69915 | 0.69785
PG&E | GWh | Industrial | Ind - Other | Lighting | No | Ind Lighting - Equipment (Low Cost) | 0.55809 | 0.56395 | 0.56841 | 0.57119 | 0.57286 | 0.57351 | 0.57412 | 0.57422 | 0.57372 | 0.57298 | 0.57179 | 0.57072
PG&E | GWh | Industrial | Ind - Other | Lighting | No | Ind Lighting - Equipment (Mid Cost) | 2.0995 | 2.1216 | 2.1383 | 2.1488 | 2.1551 | 2.1575 | 2.1598 | 2.1602 | 2.1583 | 2.1555 | 2.1511 | 2.147
PG&E | GWh | Industrial | Ind - Other | Lighting | No | Ind Lighting - O&M (High Cost) | 0.0071835 | 0.007259 | 0.0073164 | 0.0073521 | 0.0073736 | 0.007382 | 0.0073899 | 0.0073911 | 0.0073847 | 0.0073751 | 0.0073599 | 0.0073461
PG&E | GWh | Industrial | Ind - Other | Lighting | No | Ind Lighting - O&M (Low Cost) | 0.71544 | 0.72295 | 0.72867 | 0.73223 | 0.73436 | 0.7352 | 0.73599 | 0.73611 | 0.73547 | 0.73452 | 0.733 | 0.73163
PG&E | GWh | Industrial | Ind - Other | Lighting | No | Ind Lighting - O&M (Mid Cost) | 0.0097691 | 0.0098717 | 0.0099498 | 0.0099984 | 0.010028 | 0.010039 | 0.01005 | 0.010051 | 0.010043 | 0.01003 | 0.010009 | 0.0099903
PG&E | GWh | Industrial | Ind - Other | MachDr | No | Ind MachDr - Equipment (High Cost) | 0.68368 | 0.69086 | 0.69633 | 0.69973 | 0.70177 | 0.70257 | 0.70332 | 0.70344 | 0.70283 | 0.70192 | 0.70047 | 0.69916
PG&E | GWh | Industrial | Ind - Other | MachDr | No | Ind MachDr - Equipment (Low Cost) | 2.5936 | 2.6208 | 2.6415 | 2.6545 | 2.6622 | 2.6652 | 2.6681 | 2.6685 | 2.6662 | 2.6628 | 2.6573 | 2.6523
PG&E | GWh | Industrial | Ind - Other | MachDr | No | Ind MachDr - Equipment (Mid Cost) | 2.4625 | 2.4883 | 2.508 | 2.5203 | 2.5276 | 2.5305 | 2.5332 | 2.5336 | 2.5314 | 2.5281 | 2.5229 | 2.5182
PG&E | GWh | Industrial | Ind - Other | MachDr | No | Ind MachDr - O&M (High Cost) | 0.082164 | 0.083027 | 0.083683 | 0.084092 | 0.084338 | 0.084434 | 0.084524 | 0.084538 | 0.084465 | 0.084355 | 0.084181 | 0.084024
PG&E | GWh | Industrial | Ind - Other | MachDr | No | Ind MachDr - O&M (Low Cost) | 4.5236 | 4.5711 | 4.6073 | 4.6298 | 4.6433 | 4.6486 | 4.6536 | 4.6543 | 4.6503 | 4.6443 | 4.6347 | 4.626
PG&E | GWh | Industrial | Ind - Other | MachDr | No | Ind MachDr - O&M (Mid Cost) | 1.1925 | 1.205 | 1.2145 | 1.2205 | 1.224 | 1.2254 | 1.2267 | 1.2269 | 1.2259 | 1.2243 | 1.2218 | 1.2195
PG&E | GWh | Industrial | Ind - Paper | HVAC | No | Ind HVAC - Equipment (Electric - High Cost) | 0.0090565 | 0.0091516 | 0.0092239 | 0.009269 | 0.0092961 | 0.0093067 | 0.0093166 | 0.0093182 | 0.0093101 | 0.009298 | 0.0092788 | 0.0092615
PG&E | GWh | Industrial | Ind - Paper | HVAC | No | Ind HVAC - Equipment (Electric - Low Cost) | 0.19375 | 0.19578 | 0.19733 | 0.1983 | 0.19887 | 0.1991 | 0.19931 | 0.19935 | 0.19918 | 0.19892 | 0.19851 | 0.19813
PG&E | GWh | Industrial | Ind - Paper | HVAC | No | Ind HVAC - Equipment (Electric - Mid Cost) | 0.067571 | 0.068281 | 0.068821 | 0.069157 | 0.069359 | 0.069438 | 0.069512 | 0.069524 | 0.069464 | 0.069373 | 0.06923 | 0.069101
PG&E | GWh | Industrial | Ind - Paper | HVAC | No | Ind HVAC - O&M (Electric - High Cost) | 0.011817 | 0.011941 | 0.012036 | 0.012094 | 0.01213 | 0.012144 | 0.012157 | 0.012159 | 0.012148 | 0.012132 | 0.012107 | 0.012085
PG&E | GWh | Industrial | Ind - Paper | HVAC | No | Ind HVAC - O&M (Electric - Low Cost) | 0.65941 | 0.66633 | 0.6716 | 0.67488 | 0.67685 | 0.67762 | 0.67835 | 0.67846 | 0.67787 | 0.67699 | 0.6756 | 0.67433
PG&E | GWh | Industrial | Ind - Paper | HVAC | No | Ind HVAC - O&M (Electric - Mid Cost) | 0.11459 | 0.1158 | 0.11671 | 0.11728 | 0.11762 | 0.11776 | 0.11788 | 0.1179 | 0.1178 | 0.11765 | 0.11741 | 0.11719
PG&E | GWh | Industrial | Ind - Paper | HVAC | No | Ind HVAC - O&M (Gas - High Cost) | 0.0098911 | 0.0097116 | 0.009643 | 0.0096233 | 0.0096148 | 0.0095926 | 0.0095554 | 0.0094806 | 0.0093694 | 0.0092189 | 0.0092189 | 0.0092189
PG&E | GWh | Industrial | Ind - Paper | HVAC | No | Ind HVAC - O&M (Gas - Mid Cost) | 0.0043406 | 0.0042619 | 0.0042318 | 0.0042231 | 0.0042194 | 0.0042096 | 0.0041933 | 0.0041605 | 0.0041117 | 0.0040456 | 0.0040456 | 0.0040456
PG&E | GWh | Industrial | Ind - Paper | Lighting | No | Ind Lighting - Equipment (High Cost) | 0.35041 | 0.35409 | 0.35689 | 0.35864 | 0.35968 | 0.36009 | 0.36048 | 0.36054 | 0.36023 | 0.35976 | 0.35902 | 0.35834
PG&E | GWh | Industrial | Ind - Paper | Lighting | No | Ind Lighting - Equipment (Low Cost) | 0.26328 | 0.26605 | 0.26815 | 0.26946 | 0.27025 | 0.27055 | 0.27084 | 0.27089 | 0.27066 | 0.2703 | 0.26975 | 0.26924
PG&E | GWh | Industrial | Ind - Paper | Lighting | No | Ind Lighting - Equipment (Mid Cost) | 1.7482 | 1.7665 | 1.7805 | 1.7892 | 1.7944 | 1.7965 | 1.7984 | 1.7987 | 1.7971 | 1.7948 | 1.7911 | 1.7877
PG&E | GWh | Industrial | Ind - Paper | Lighting | No | Ind Lighting - O&M (Low Cost) | 0.11788 | 0.11912 | 0.12006 | 0.12065 | 0.121 | 0.12114 | 0.12127 | 0.12129 | 0.12118 | 0.12103 | 0.12078 | 0.12055
PG&E | GWh | Industrial | Ind - Paper | Lighting | No | Ind Lighting - O&M (Mid Cost) | 0.0069256 | 0.0069983 | 0.0070537 | 0.0070881 | 0.0071088 | 0.0071169 | 0.0071246 | 0.0071257 | 0.0071196 | 0.0071103 | 0.0070956 | 0.0070824
PG&E | GWh | Industrial | Ind - Paper | ProcHeat | No | Ind ProcHeat - O&M (Gas - Mid Cost) | 0.0040569 | 0.0039833 | 0.0039552 | 0.0039471 | 0.0039436 | 0.0039345 | 0.0039192 | 0.0038885 | 0.003843 | 0.0037812 | 0.0037812 | 0.0037812
PG&E | GWh | Industrial | Ind - Paper | MachDr | No | Ind MachDr - Equipment (High Cost) | 0.44678 | 0.45147 | 0.45504 | 0.45726 | 0.4586 | 0.45912 | 0.45961 | 0.45969 | 0.45929 | 0.45869 | 0.45775 | 0.45689
PG&E | GWh | Industrial | Ind - Paper | MachDr | No | Ind MachDr - Equipment (Low Cost) | 0.89174 | 0.90111 | 0.90823 | 0.91267 | 0.91534 | 0.91638 | 0.91736 | 0.91751 | 0.91672 | 0.91553 | 0.91364 | 0.91193
PG&E | GWh | Industrial | Ind - Paper | MachDr | No | Ind MachDr - Equipment (Mid Cost) | 1.8791 | 1.8989 | 1.9139 | 1.9233 | 1.9289 | 1.9311 | 1.9331 | 1.9335 | 1.9318 | 1.9293 | 1.9253 | 1.9217
PG&E | GWh | Industrial | Ind - Paper | MachDr | No | Ind MachDr - O&M (High Cost) | 0.051364 | 0.051903 | 0.052314 | 0.052569 | 0.052723 | 0.052783 | 0.052839 | 0.052848 | 0.052802 | 0.052734 | 0.052625 | 0.052526
PG&E | GWh | Industrial | Ind - Paper | MachDr | No | Ind MachDr - O&M (Low Cost) | 5.7581 | 5.8186 | 5.8646 | 5.8932 | 5.9104 | 5.9172 | 5.9235 | 5.9245 | 5.9194 | 5.9117 | 5.8995 | 5.8884
PG&E | GWh | Industrial | Ind - Paper | MachDr | No | Ind MachDr - O&M (Mid Cost) | 0.60891 | 0.61531 | 0.62017 | 0.6232 | 0.62502 | 0.62573 | 0.6264 | 0.62651 | 0.62597 | 0.62515 | 0.62386 | 0.62269
PG&E | GWh | Industrial | Ind - Petroleum | Lighting | No | Ind Lighting - Equipment (High Cost) | 1.4607 | 1.476 | 1.4877 | 1.495 | 1.4994 | 1.5011 | 1.5027 | 1.5029 | 1.5016 | 1.4997 | 1.4966 | 1.4938
PG&E | GWh | Industrial | Ind - Petroleum | Lighting | No | Ind Lighting - Equipment (Low Cost) | 2.6095 | 2.6369 | 2.6577 | 2.6707 | 2.6785 | 2.6816 | 2.6844 | 2.6849 | 2.6826 | 2.6791 | 2.6735 | 2.6685
PG&E | GWh | Industrial | Ind - Petroleum | Lighting | No | Ind Lighting - Equipment (Mid Cost) | 2.1293 | 2.1516 | 2.1686 | 2.1792 | 2.1856 | 2.1881 | 2.1904 | 2.1908 | 2.1889 | 2.1861 | 2.1815 | 2.1775
PG&E | GWh | Industrial | Ind - Petroleum | MachDr | No | Ind MachDr - Equipment (High Cost) | 4.4981 | 4.5454 | 4.5813 | 4.6037 | 4.6171 | 4.6224 | 4.6274 | 4.6281 | 4.6241 | 4.6181 | 4.6086 | 4.6
PG&E | GWh | Industrial | Ind - Petroleum | MachDr | No | Ind MachDr - Equipment (Low Cost) | 21.3941 | 21.6188 | 21.7898 | 21.8962 | 21.9601 | 21.9852 | 22.0087 | 22.0124 | 21.9933 | 21.9647 | 21.9194 | 21.8784
PG&E | GWh | Industrial | Ind - Petroleum | MachDr | No | Ind MachDr - Equipment (Mid Cost) | 17.9397 | 18.1282 | 18.2715 | 18.3608 | 18.4144 | 18.4354 | 18.4551 | 18.4582 | 18.4422 | 18.4182 | 18.3802 | 18.3458
PG&E | GWh | Industrial | Ind - Petroleum | MachDr | No | Ind MachDr - O&M (High Cost) | 1.434 | 1.4491 | 1.4605 | 1.4677 | 1.4719 | 1.4736 | 1.4752 | 1.4754 | 1.4742 | 1.4722 | 1.4692 | 1.4665
PG&E | GWh | Industrial | Ind - Petroleum | MachDr | No | Ind MachDr - O&M (Low Cost) | 79.1956 | 80.0274 | 80.6602 | 81.0544 | 81.2909 | 81.3835 | 81.4707 | 81.4843 | 81.4137 | 81.3078 | 81.1401 | 80.9882
PG&E | GWh | Industrial | Ind - Petroleum | MachDr | No | Ind MachDr - O&M (Mid Cost) | 10.7053 | 10.8177 | 10.9032 | 10.9565 | 10.9885 | 11.001 | 11.0128 | 11.0146 | 11.0051 | 10.9908 | 10.9681 | 10.9476
PG&E | GWh | Industrial | Ind - Plastics | HVAC | No | Ind HVAC - Equipment (Electric - High Cost) | 0.012912 | 0.013047 | 0.01315 | 0.013215 | 0.013253 | 0.013268 | 0.013283 | 0.013285 | 0.013273 | 0.013256 | 0.013229 | 0.013204
PG&E | GWh | Industrial | Ind - Plastics | HVAC | No | Ind HVAC - Equipment (Electric - Low Cost) | 0.53803 | 0.54368 | 0.54798 | 0.55066 | 0.55227 | 0.5529 | 0.55349 | 0.55358 | 0.5531 | 0.55238 | 0.55124 | 0.55021
PG&E | GWh | Industrial | Ind - Plastics | HVAC | No | Ind HVAC - Equipment (Electric - Mid Cost) | 0.51471 | 0.52012 | 0.52423 | 0.52679 | 0.52833 | 0.52893 | 0.5295 | 0.52958 | 0.52913 | 0.52844 | 0.52735 | 0.52636
PG&E | GWh | Industrial | Ind - Plastics | HVAC | No | Ind HVAC - Equipment (Gas - Low Cost) | 0.0030649 | 0.0032857 | 0.0034769 | 0.0036613 | 0.0038549 | 0.0040689 | 0.0042972 | 0.0045197 | 0.004742 | 0.0049515 | 0.0049515 | 0.0049515
PG&E | GWh | Industrial | Ind - Plastics | HVAC | No | Ind HVAC - O&M (Electric - High Cost) | 0.16657 | 0.16832 | 0.16965 | 0.17048 | 0.17098 | 0.17117 | 0.17136 | 0.17138 | 0.17124 | 0.17101 | 0.17066 | 0.17034
PG&E | GWh | Industrial | Ind - Plastics | HVAC | No | Ind HVAC - O&M (Electric - Low Cost) | 1.9868 | 2.0077 | 2.0235 | 2.0334 | 2.0394 | 2.0417 | 2.0439 | 2.0442 | 2.0425 | 2.0398 | 2.0356 | 2.0318
PG&E | GWh | Industrial | Ind - Plastics | HVAC | No | Ind HVAC - O&M (Electric - Mid Cost) | 0.34203 | 0.34562 | 0.34835 | 0.35005 | 0.35108 | 0.35148 | 0.35185 | 0.35191 | 0.35161 | 0.35115 | 0.35042 | 0.34977
PG&E | GWh | Industrial | Ind - Plastics | HVAC | No | Ind HVAC - O&M (Gas - Mid Cost) | 0.0023747 | 0.0025458 | 0.0026939 | 0.0028368 | 0.0029868 | 0.0031526 | 0.0033295 | 0.0035019 | 0.0036741 | 0.0038365 | 0.0038365 | 0.0038365
PG&E | GWh | Industrial | Ind - Plastics | Lighting | No | Ind Lighting - Equipment (High Cost) | 0.70157 | 0.70893 | 0.71454 | 0.71803 | 0.72013 | 0.72095 | 0.72172 | 0.72184 | 0.72122 | 0.72028 | 0.71879 | 0.71745
PG&E | GWh | Industrial | Ind - Plastics | Lighting | No | Ind Lighting - Equipment (Low Cost) | 1.0748 | 1.086 | 1.0946 | 1.1 | 1.1032 | 1.1044 | 1.1056 | 1.1058 | 1.1049 | 1.1034 | 1.1011 | 1.0991
PG&E | GWh | Industrial | Ind - Plastics | Lighting | No | Ind Lighting - Equipment (Mid Cost) | 4.7161 | 4.7656 | 4.8033 | 4.8268 | 4.8409 | 4.8464 | 4.8516 | 4.8524 | 4.8482 | 4.8419 | 4.8319 | 4.8229
PG&E | GWh | Industrial | Ind - Plastics | Lighting | No | Ind Lighting - O&M (Low Cost) | 0.24397 | 0.24654 | 0.24849 | 0.2497 | 0.25043 | 0.25071 | 0.25098 | 0.25102 | 0.25081 | 0.25048 | 0.24996 | 0.2495
PG&E | GWh | Industrial | Ind - Plastics | Lighting | No | Ind Lighting - O&M (Mid Cost) | 0.03706 | 0.037449 | 0.037746 | 0.03793 | 0.038041 | 0.038084 | 0.038125 | 0.038131 | 0.038098 | 0.038049 | 0.03797 | 0.037899
PG&E | GWh | Industrial | Ind - Plastics | ProcHeat | No | Ind ProcHeat - Equipment (Electric - High Cost) | 0.020532 | 0.020747 | 0.020911 | 0.021013 | 0.021075 | 0.021099 | 0.021121 | 0.021125 | 0.021107 | 0.021079 | 0.021036 | 0.020996
PG&E | GWh | Industrial | Ind - Plastics | ProcHeat | No | Ind ProcHeat - Equipment (Electric - Low Cost) | 1.4887 | 1.5043 | 1.5162 | 1.5237 | 1.5281 | 1.5298 | 1.5315 | 1.5317 | 1.5304 | 1.5284 | 1.5253 | 1.5224
PG&E | GWh | Industrial | Ind - Plastics | ProcHeat | No | Ind ProcHeat - Equipment (Electric - Mid Cost) | 0.66752 | 0.67453 | 0.67987 | 0.68319 | 0.68518 | 0.68596 | 0.6867 | 0.68681 | 0.68622 | 0.68532 | 0.68391 | 0.68263
PG&E | GWh | Industrial | Ind - Plastics | ProcHeat | No | Ind ProcHeat - Equipment (Gas - Mid Cost) | 0.0091743 | 0.0098353 | 0.010408 | 0.01096 | 0.011539 | 0.01218 | 0.012863 | 0.013529 | 0.014195 | 0.014822 | 0.014822 | 0.014822
PG&E | GWh | Industrial | Ind - Plastics | ProcHeat | No | Ind ProcHeat - O&M (Gas - Low Cost) | 0.035321 | 0.037865 | 0.040069 | 0.042194 | 0.044425 | 0.046891 | 0.049522 | 0.052086 | 0.054649 | 0.057063 | 0.057063 | 0.057063
PG&E | GWh | Industrial | Ind - Plastics | ProcRefrig | No | Ind ProcRefrig - O&M (High Cost) | 1.2455 | 1.2586 | 1.2686 | 1.2748 | 1.2785 | 1.2799 | 1.2813 | 1.2815 | 1.2804 | 1.2787 | 1.2761 | 1.2737
PG&E | GWh | Industrial | Ind - Plastics | ProcRefrig | No | Ind ProcRefrig - O&M (Low Cost) | 2.2959 | 2.32 | 2.3384 | 2.3498 | 2.3566 | 2.3593 | 2.3619 | 2.3623 | 2.3602 | 2.3571 | 2.3523 | 2.3479
PG&E | GWh | Industrial | Ind - Plastics | ProcRefrig | No | Ind ProcRefrig - O&M (Mid Cost) | 0.44821 | 0.45292 | 0.4565 | 0.45873 | 0.46007 | 0.46059 | 0.46109 | 0.46116 | 0.46077 | 0.46017 | 0.45922 | 0.45836
PG&E | GWh | Industrial | Ind - Plastics | MachDr | No | Ind MachDr - Equipment (High Cost) | 1.4221 | 1.437 | 1.4484 | 1.4554 | 1.4597 | 1.4614 | 1.4629 | 1.4632 | 1.4619 | 1.46 | 1.457 | 1.4543
PG&E | GWh | Industrial | Ind - Plastics | MachDr | No | Ind MachDr - Equipment (Low Cost) | 5.3505 | 5.4067 | 5.4494 | 5.4761 | 5.492 | 5.4983 | 5.5042 | 5.5051 | 5.5004 | 5.4932 | 5.4819 | 5.4716
PG&E | GWh | Industrial | Ind - Plastics | MachDr | No | Ind MachDr - Equipment (Mid Cost) | 8.787 | 8.8793 | 8.9495 | 8.9932 | 9.0195 | 9.0298 | 9.0394 | 9.0409 | 9.0331 | 9.0214 | 9.0027 | 8.9859
PG&E | GWh | Industrial | Ind - Plastics | MachDr | No | Ind MachDr - O&M (High Cost) | 0.067373 | 0.068081 | 0.068619 | 0.068955 | 0.069156 | 0.069235 | 0.069309 | 0.06932 | 0.06926 | 0.06917 | 0.069028 | 0.068898
PG&E | GWh | Industrial | Ind - Plastics | MachDr | No | Ind MachDr - O&M (Low Cost) | 18.7705 | 18.9676 | 19.1176 | 19.211 | 19.2671 | 19.2891 | 19.3097 | 19.3129 | 19.2962 | 19.2711 | 19.2314 | 19.1954
PG&E | GWh | Industrial | Ind - Plastics | MachDr | No | Ind MachDr - O&M (Mid Cost) | 0.70884 | 0.71629 | 0.72195 | 0.72548 | 0.7276 | 0.72843 | 0.72921 | 0.72933 | 0.7287 | 0.72775 | 0.72625 | 0.72489
PG&E | GWh | Industrial | Ind - Printing & Publishing | HVAC | No | Ind HVAC - Equipment (Electric - High Cost) | 0.71473 | 0.72224 | 0.72795 | 0.73151 | 0.73364 | 0.73448 | 0.73527 | 0.73539 | 0.73475 | 0.7338 | 0.73228 | 0.73091
PG&E | GWh | Industrial | Ind - Printing & Publishing | HVAC | No | Ind HVAC - Equipment (Electric - Low Cost) | 1.199 | 1.2116 | 1.2212 | 1.2272 | 1.2308 | 1.2322 | 1.2335 | 1.2337 | 1.2326 | 1.231 | 1.2285 | 1.2262
PG&E | GWh | Industrial | Ind - Printing & Publishing | HVAC | No | Ind HVAC - Equipment (Electric - Mid Cost) | 1.3038 | 1.3175 | 1.328 | 1.3344 | 1.3383 | 1.3399 | 1.3413 | 1.3415 | 1.3404 | 1.3386 | 1.3359 | 1.3334
PG&E | GWh | Industrial | Ind - Printing & Publishing | HVAC | No | Ind HVAC - O&M (Electric - High Cost) | 0.22214 | 0.22448 | 0.22625 | 0.22736 | 0.22802 | 0.22828 | 0.22852 | 0.22856 | 0.22836 | 0.22807 | 0.2276 | 0.22717
PG&E | GWh | Industrial | Ind - Printing & Publishing | HVAC | No | Ind HVAC - O&M (Electric - Low Cost) | 5.0135 | 5.0662 | 5.1062 | 5.1312 | 5.1461 | 5.152 | 5.1575 | 5.1584 | 5.1539 | 5.1472 | 5.1366 | 5.127
PG&E | GWh | Industrial | Ind - Printing & Publishing | HVAC | No | Ind HVAC - O&M (Electric - Mid Cost) | 2.3113 | 2.3356 | 2.354 | 2.3655 | 2.3724 | 2.3751 | 2.3777 | 2.3781 | 2.376 | 2.3729 | 2.368 | 2.3636
PG&E | GWh | Industrial | Ind - Printing & Publishing | Lighting | No | Ind Lighting - Equipment (High Cost) | 0.85305 | 0.86201 | 0.86882 | 0.87307 | 0.87562 | 0.87662 | 0.87755 | 0.8777 | 0.87694 | 0.8758 | 0.87399 | 0.87236
PG&E | GWh | Industrial | Ind - Printing & Publishing | Lighting | No | Ind Lighting - Equipment (Low Cost) | 1.7763 | 1.795 | 1.8092 | 1.818 | 1.8233 | 1.8254 | 1.8273 | 1.8276 | 1.8261 | 1.8237 | 1.8199 | 1.8165
PG&E | GWh | Industrial | Ind - Printing & Publishing | Lighting | No | Ind Lighting - Equipment (Mid Cost) | 4.567 | 4.615 | 4.6515 | 4.6742 | 4.6879 | 4.6932 | 4.6982 | 4.699 | 4.695 | 4.6888 | 4.6792 | 4.6704
PG&E | GWh | Industrial | Ind - Printing & Publishing | Lighting | No | Ind Lighting - O&M (Low Cost) | 0.84557 | 0.85446 | 0.86121 | 0.86542 | 0.86795 | 0.86894 | 0.86987 | 0.87001 | 0.86926 | 0.86813 | 0.86634 | 0.86472
PG&E | GWh | Industrial | Ind - Printing & Publishing | Lighting | No | Ind Lighting - O&M (Mid Cost) | 0.040263 | 0.040686 | 0.041008 | 0.041208 | 0.041328 | 0.041375 | 0.04142 | 0.041427 | 0.041391 | 0.041337 | 0.041252 | 0.041174
PG&E | GWh | Industrial | Ind - Printing & Publishing | MachDr | No | Ind MachDr - Equipment (High Cost) | 0.46836 | 0.47328 | 0.47702 | 0.47935 | 0.48075 | 0.4813 | 0.48181 | 0.4819 | 0.48148 | 0.48085 | 0.47986 | 0.47896
PG&E | GWh | Industrial | Ind - Printing & Publishing | MachDr | No | Ind MachDr - Equipment (Low Cost) | 1.9416 | 1.9619 | 1.9775 | 1.9871 | 1.9929 | 1.9952 | 1.9973 | 1.9977 | 1.9959 | 1.9933 | 1.9892 | 1.9855
PG&E | GWh | Industrial | Ind - Printing & Publishing | MachDr | No | Ind MachDr - Equipment (Mid Cost) | 3.1216 | 3.1544 | 3.1793 | 3.1949 | 3.2042 | 3.2078 | 3.2113 | 3.2118 | 3.209 | 3.2049 | 3.1982 | 3.1923
PG&E | GWh | Industrial | Ind - Printing & Publishing | MachDr | No | Ind MachDr - O&M (High Cost) | 0.017597 | 0.017781 | 0.017922 | 0.01801 | 0.018062 | 0.018083 | 0.018102 | 0.018105 | 0.018089 | 0.018066 | 0.018029 | 0.017995
PG&E | GWh | Industrial | Ind - Printing & Publishing | MachDr | No | Ind MachDr - O&M (Low Cost) | 20.7263 | 20.944 | 21.1096 | 21.2128 | 21.2747 | 21.2989 | 21.3217 | 21.3253 | 21.3068 | 21.2791 | 21.2352 | 21.1955
PG&E | GWh | Industrial | Ind - Printing & Publishing | MachDr | No | Ind MachDr - O&M (Mid Cost) | 1.0264 | 1.0372 | 1.0454 | 1.0505 | 1.0535 | 1.0547 | 1.0559 | 1.0561 | 1.0551 | 1.0538 | 1.0516 | 1.0496
PG&E | GWh | Industrial | Ind - Stone, Glass & Clay | HVAC | No | Ind HVAC - O&M (Electric - High Cost) | 0.16543 | 0.16717 | 0.16849 | 0.16931 | 0.16981 | 0.17 | 0.17018 | 0.17021 | 0.17006 | 0.16984 | 0.16949 | 0.16917
PG&E | GWh | Industrial | Ind - Stone, Glass & Clay | HVAC | No | Ind HVAC - O&M (Electric - Low Cost) | 2.5935 | 2.6207 | 2.6414 | 2.6543 | 2.6621 | 2.6651 | 2.668 | 2.6684 | 2.6661 | 2.6626 | 2.6572 | 2.6522
PG&E | GWh | Industrial | Ind - Stone, Glass & Clay | HVAC | No | Ind HVAC - O&M (Electric - Mid Cost) | 0.021268 | 0.021492 | 0.021662 | 0.021768 | 0.021831 | 0.021856 | 0.021879 | 0.021883 | 0.021864 | 0.021836 | 0.021791 | 0.02175
PG&E | GWh | Industrial | Ind - Stone, Glass & Clay | Lighting | No | Ind Lighting - Equipment (High Cost) | 0.74934 | 0.75721 | 0.7632 | 0.76693 | 0.76917 | 0.77005 | 0.77087 | 0.771 | 0.77033 | 0.76933 | 0.76774 | 0.76631
PG&E | GWh | Industrial | Ind - Stone, Glass & Clay | Lighting | No | Ind Lighting - Equipment (Low Cost) | 0.82097 | 0.82959 | 0.83615 | 0.84024 | 0.84269 | 0.84365 | 0.84455 | 0.84469 | 0.84396 | 0.84286 | 0.84112 | 0.83955
PG&E | GWh | Industrial | Ind - Stone, Glass & Clay | Lighting | No | Ind Lighting - Equipment (Mid Cost) | 10.7448 | 10.8576 | 10.9435 | 10.9969 | 11.029 | 11.0416 | 11.0534 | 11.0553 | 11.0457 | 11.0313 | 11.0086 | 10.988
PG&E | GWh | Industrial | Ind - Stone, Glass & Clay | Lighting | No | Ind Lighting - O&M (Low Cost) | 0.25149 | 0.25413 | 0.25614 | 0.2574 | 0.25815 | 0.25844 | 0.25872 | 0.25876 | 0.25854 | 0.2582 | 0.25767 | 0.25719
PG&E | GWh | Industrial | Ind - Stone, Glass & Clay | Lighting | No | Ind Lighting - O&M (Mid Cost) | 0.16081 | 0.1625 | 0.16378 | 0.16458 | 0.16506 | 0.16525 | 0.16543 | 0.16546 | 0.16531 | 0.1651 | 0.16476 | 0.16445
PG&E | GWh | Industrial | Ind - Stone, Glass & Clay | MachDr | No | Ind MachDr - Equipment (High Cost) | 0.80378 | 0.81223 | 0.81865 | 0.82265 | 0.82505 | 0.82599 | 0.82688 | 0.82701 | 0.8263 | 0.82522 | 0.82352 | 0.82198
PG&E | GWh | Industrial | Ind - Stone, Glass & Clay | MachDr | No | Ind MachDr - Equipment (Low Cost) | 6.7965 | 6.8679 | 6.9222 | 6.956 | 6.9763 | 6.9843 | 6.9917 | 6.9929 | 6.9869 | 6.9778 | 6.9634 | 6.9503
PG&E | GWh | Industrial | Ind - Stone, Glass & Clay | MachDr | No | Ind MachDr - Equipment (Mid Cost) | 5.5426 | 5.6009 | 5.6451 | 5.6727 | 5.6893 | 5.6958 | 5.7019 | 5.7028 | 5.6979 | 5.6905 | 5.6787 | 5.6681
PG&E | GWh | Industrial | Ind - Stone, Glass & Clay | MachDr | No | Ind MachDr - O&M (High Cost) | 0.95842 | 0.96849 | 0.97615 | 0.98092 | 0.98378 | 0.9849 | 0.98596 | 0.98612 | 0.98527 | 0.98399 | 0.98196 | 0.98012
PG&E | GWh | Industrial | Ind - Stone, Glass & Clay | MachDr | No | Ind MachDr - O&M (Low Cost) | 21.7159 | 21.944 | 22.1175 | 22.2256 | 22.2904 | 22.3158 | 22.3397 | 22.3435 | 22.3241 | 22.2951 | 22.2491 | 22.2074
PG&E | GWh | Industrial | Ind - Stone, Glass & Clay | MachDr | No | Ind MachDr - O&M (Mid Cost) | 3.6432 | 3.6815 | 3.7106 | 3.7287 | 3.7396 | 3.7439 | 3.7479 | 3.7485 | 3.7453 | 3.7404 | 3.7327 | 3.7257
PG&E | GWh | Industrial | Ind - Textiles | HVAC | No | Ind HVAC - Equipment (Electric - High Cost) | 0.017755 | 0.017942 | 0.018083 | 0.018172 | 0.018225 | 0.018246 | 0.018265 | 0.018268 | 0.018252 | 0.018229 | 0.018191 | 0.018157
PG&E | GWh | Industrial | Ind - Textiles | HVAC | No | Ind HVAC - Equipment (Electric - Low Cost) | 0.011834 | 0.011958 | 0.012052 | 0.012111 | 0.012147 | 0.012161 | 0.012174 | 0.012176 | 0.012165 | 0.012149 | 0.012124 | 0.012101
PG&E | GWh | Industrial | Ind - Textiles | HVAC | No | Ind HVAC - Equipment (Electric - Mid Cost) | 0.024926 | 0.025188 | 0.025387 | 0.025511 | 0.025585 | 0.025614 | 0.025642 | 0.025646 | 0.025624 | 0.025591 | 0.025538 | 0.02549
PG&E | GWh | Industrial | Ind - Textiles | HVAC | No | Ind HVAC - O&M (Electric - High Cost) | 0.00259 | 0.0026172 | 0.0026379 | 0.0026508 | 0.0026586 | 0.0026616 | 0.0026644 | 0.0026649 | 0.0026626 | 0.0026591 | 0.0026536 | 0.0026487
PG&E | GWh | Industrial | Ind - Textiles | HVAC | No | Ind HVAC - O&M (Electric - Low Cost) | 0.18958 | 0.19157 | 0.19309 | 0.19403 | 0.1946 | 0.19482 | 0.19503 | 0.19506 | 0.19489 | 0.19464 | 0.19424 | 0.19387
PG&E | GWh | Industrial | Ind - Textiles | HVAC | No | Ind HVAC - O&M (Electric - Mid Cost) | 0.079342 | 0.080175 | 0.080809 | 0.081204 | 0.081441 | 0.081534 | 0.081621 | 0.081635 | 0.081564 | 0.081458 | 0.08129 | 0.081138
PG&E | GWh | Industrial | Ind - Textiles | Lighting | No | Ind Lighting - Equipment (High Cost) | 0.054709 | 0.055283 | 0.05572 | 0.055993 | 0.056156 | 0.05622 | 0.05628 | 0.05629 | 0.056241 | 0.056168 | 0.056052 | 0.055947
PG&E | GWh | Industrial | Ind - Textiles | Lighting | No | Ind Lighting - Equipment (Low Cost) | 0.05095 | 0.051485 | 0.051893 | 0.052146 | 0.052298 | 0.052358 | 0.052414 | 0.052423 | 0.052377 | 0.052309 | 0.052201 | 0.052104
PG&E | GWh | Industrial | Ind - Textiles | Lighting | No | Ind Lighting - Equipment (Mid Cost) | 0.42295 | 0.4274 | 0.43078 | 0.43288 | 0.43414 | 0.43464 | 0.4351 | 0.43518 | 0.4348 | 0.43423 | 0.43334 | 0.43253
PG&E | GWh | Industrial | Ind - Textiles | Lighting | No | Ind Lighting - O&M (Low Cost) | 0.030313 | 0.030631 | 0.030873 | 0.031024 | 0.031115 | 0.03115 | 0.031184 | 0.031189 | 0.031162 | 0.031121 | 0.031057 | 0.030999
PG&E | GWh | Industrial | Ind - Textiles | Lighting | No | Ind Lighting - O&M (Mid Cost) | 0.01612 | 0.016289 | 0.016418 | 0.016498 | 0.016546 | 0.016565 | 0.016583 | 0.016585 | 0.016571 | 0.01655 | 0.016515 | 0.016485
PG&E | GWh | Industrial | Ind - Textiles | ProcHeat | No | Ind ProcHeat - Equipment (Gas - Mid Cost) | 0.00018905 | 0.00018579 | 0.00018176 | 0.00017789 | 0.000175 | 0.00017218 | 0.00016907 | 0.0001656 | 0.00016187 | 0.00015763 | 0.00015763 | 0.00015763
PG&E | GWh | Industrial | Ind - Textiles | ProcHeat | No | Ind ProcHeat - O&M (Gas - Low Cost) | 0.0011199 | 0.0011006 | 0.0010767 | 0.0010539 | 0.0010367 | 0.00102 | 0.0010016 | 0.000981 | 0.0009589 | 0.00093381 | 0.00093381 | 0.00093381
PG&E | GWh | Industrial | Ind - Textiles | MachDr | No | Ind MachDr - Equipment (High Cost) | 0.01361 | 0.013753 | 0.013862 | 0.01393 | 0.01397 | 0.013986 | 0.014001 | 0.014003 | 0.013991 | 0.013973 | 0.013944 | 0.013918
PG&E | GWh | Industrial | Ind - Textiles | MachDr | No | Ind MachDr - Equipment (Low Cost) | 0.10048 | 0.10153 | 0.10234 | 0.10284 | 0.10314 | 0.10325 | 0.10337 | 0.10338 | 0.10329 | 0.10316 | 0.10295 | 0.10275
PG&E | GWh | Industrial | Ind - Textiles | MachDr | No | Ind MachDr - Equipment (Mid Cost) | 0.24826 | 0.25087 | 0.25285 | 0.25409 | 0.25483 | 0.25512 | 0.25539 | 0.25544 | 0.25521 | 0.25488 | 0.25436 | 0.25388
PG&E | GWh | Industrial | Ind - Textiles | MachDr | No | Ind MachDr - O&M (High Cost) | 0.012451 | 0.012581 | 0.012681 | 0.012743 | 0.01278 | 0.012795 | 0.012808 | 0.01281 | 0.012799 | 0.012783 | 0.012756 | 0.012732
PG&E | GWh | Industrial | Ind - Textiles | MachDr | No | Ind MachDr - O&M (Low Cost) | 0.85053 | 0.85946 | 0.86626 | 0.87049 | 0.87303 | 0.87402 | 0.87496 | 0.87511 | 0.87435 | 0.87321 | 0.87141 | 0.86978
PG&E | GWh | Industrial | Ind - Textiles | MachDr | No | Ind MachDr - O&M (Mid Cost) | 0.18985 | 0.19185 | 0.19336 | 0.19431 | 0.19488 | 0.1951 | 0.19531 | 0.19534 | 0.19517 | 0.19492 | 0.19451 | 0.19415
PG&E | GWh | Industrial | Ind - Transportation Equipment | HVAC | No | Ind HVAC - Equipment (Electric - High Cost) | 0.065129 | 0.065813 | 0.066334 | 0.066658 | 0.066852 | 0.066929 | 0.067 | 0.067012 | 0.066953 | 0.066866 | 0.066728 | 0.066604
PG&E | GWh | Industrial | Ind - Transportation Equipment | HVAC | No | Ind HVAC - Equipment (Electric - Low Cost) | 0.11188 | 0.11305 | 0.11395 | 0.1145 | 0.11484 | 0.11497 | 0.11509 | 0.11511 | 0.11501 | 0.11486 | 0.11463 | 0.11441
PG&E | GWh | Industrial | Ind - Transportation Equipment | HVAC | No | Ind HVAC - Equipment (Electric - Mid Cost) | 0.1451 | 0.14663 | 0.14779 | 0.14851 | 0.14894 | 0.14911 | 0.14927 | 0.1493 | 0.14917 | 0.14897 | 0.14867 | 0.14839
PG&E | GWh | Industrial | Ind - Transportation Equipment | HVAC | No | Ind HVAC - O&M (Electric - High Cost) | 0.084545 | 0.085433 | 0.086109 | 0.08653 | 0.086782 | 0.086881 | 0.086974 | 0.086989 | 0.086913 | 0.0868 | 0.086621 | 0.086459
PG&E | GWh | Industrial | Ind - Transportation Equipment | HVAC | No | Ind HVAC - O&M (Electric - Low Cost) | 1.0863 | 1.0977 | 1.1064 | 1.1118 | 1.1151 | 1.1163 | 1.1175 | 1.1177 | 1.1167 | 1.1153 | 1.113 | 1.1109
PG&E | GWh | Industrial | Ind - Transportation Equipment | HVAC | No | Ind HVAC - O&M (Electric - Mid Cost) | 0.14657 | 0.14811 | 0.14928 | 0.15001 | 0.15045 | 0.15062 | 0.15078 | 0.15081 | 0.15068 | 0.15048 | 0.15017 | 0.14989
PG&E | GWh | Industrial | Ind - Transportation Equipment | Lighting | No | Ind Lighting - Equipment (High Cost) | 0.52201 | 0.52749 | 0.53166 | 0.53426 | 0.53582 | 0.53643 | 0.53701 | 0.5371 | 0.53663 | 0.53593 | 0.53483 | 0.53383
PG&E | GWh | Industrial | Ind - Transportation Equipment | Lighting | No | Ind Lighting - Equipment (Low Cost) | 0.55256 | 0.55836 | 0.56278 | 0.56553 | 0.56718 | 0.56782 | 0.56843 | 0.56853 | 0.56803 | 0.56729 | 0.56612 | 0.56506
PG&E | GWh | Industrial | Ind - Transportation Equipment | Lighting | No | Ind Lighting - Equipment (Mid Cost) | 3.0321 | 3.0639 | 3.0882 | 3.1032 | 3.1123 | 3.1158 | 3.1192 | 3.1197 | 3.117 | 3.1129 | 3.1065 | 3.1007
PG&E | GWh | Industrial | Ind - Transportation Equipment | Lighting | No | Ind Lighting - O&M (High Cost) | 0 | 0 | 0.023541 | 0.023656 | 0.023725 | 0.023752 | 0.023778 | 0.023782 | 0.023761 | 0.02373 | 0.023681 | 0.023637
PG&E | GWh | Industrial | Ind - Transportation Equipment | Lighting | No | Ind Lighting - O&M (Low Cost) | 0.28867 | 0.29171 | 0.29401 | 0.29545 | 0.29631 | 0.29665 | 0.29697 | 0.29702 | 0.29676 | 0.29637 | 0.29576 | 0.29521
PG&E | GWh | Industrial | Ind - Transportation Equipment | Lighting | No | Ind Lighting - O&M (Mid Cost) | 0.022729 | 0.022968 | 0.023149 | 0.023263 | 0.02333 | 0.023357 | 0.023382 | 0.023386 | 0.023366 | 0.023335 | 0.023287 | 0.023244
PG&E | GWh | Industrial | Ind - Transportation Equipment | ProcHeat | No | Ind ProcHeat - Equipment (Electric - High Cost) | 5.919e-05 | 5.9812e-05 | 6.0285e-05 | 6.0579e-05 | 6.0756e-05 | 6.0825e-05 | 6.0891e-05 | 6.0901e-05 | 6.0848e-05 | 6.0769e-05 | 6.0644e-05 | 6.053e-05
PG&E | GWh | Industrial | Ind - Transportation Equipment | ProcHeat | No | Ind ProcHeat - Equipment (Electric - Low Cost) | 0.098053 | 0.099083 | 0.099867 | 0.10035 | 0.10065 | 0.10076 | 0.10087 | 0.10089 | 0.1008 | 0.10067 | 0.10046 | 0.10027
PG&E | GWh | Industrial | Ind - Transportation Equipment | ProcHeat | No | Ind ProcHeat - Equipment (Electric - Mid Cost) | 0.068718 | 0.06944 | 0.069989 | 0.070331 | 0.070536 | 0.070617 | 0.070692 | 0.070704 | 0.070643 | 0.070551 | 0.070406 | 0.070274
PG&E | GWh | Industrial | Ind - Transportation Equipment | ProcHeat | No | Ind ProcHeat - Equipment (Gas - Mid Cost) | 0.0015137 | 0.0015364 | 0.0015551 | 0.0015737 | 0.0015886 | 0.0015974 | 0.0016011 | 0.0015983 | 0.0015925 | 0.001581 | 0.001581 | 0.001581
PG&E | GWh | Industrial | Ind - Transportation Equipment | ProcHeat | No | Ind ProcHeat - O&M (Gas - Low Cost) | 0.0017654 | 0.001792 | 0.0018137 | 0.0018354 | 0.0018528 | 0.0018631 | 0.0018674 | 0.0018641 | 0.0018574 | 0.0018439 | 0.0018439 | 0.0018439
PG&E | GWh | Industrial | Ind - Transportation Equipment | SHW | No | Ind SHW - Equipment (High Cost) | 0.011008 | 0.011173 | 0.011309 | 0.011444 | 0.011552 | 0.011617 | 0.011643 | 0.011623 | 0.011581 | 0.011497 | 0.011497 | 0.011497
PG&E | GWh | Industrial | Ind - Transportation Equipment | ProcRefrig | No | Ind ProcRefrig - O&M (High Cost) | 0.028673 | 0.028974 | 0.029203 | 0.029346 | 0.029431 | 0.029465 | 0.029496 | 0.029501 | 0.029476 | 0.029438 | 0.029377 | 0.029322
PG&E | GWh | Industrial | Ind - Transportation Equipment | ProcRefrig | No | Ind ProcRefrig - O&M (Mid Cost) | 0.20161 | 0.20372 | 0.20534 | 0.20634 | 0.20694 | 0.20718 | 0.2074 | 0.20743 | 0.20725 | 0.20698 | 0.20656 | 0.20617
PG&E | GWh | Industrial | Ind - Transportation Equipment | MachDr | No | Ind MachDr - Equipment (High Cost) | 0.18355 | 0.18548 | 0.18694 | 0.18786 | 0.1884 | 0.18862 | 0.18882 | 0.18885 | 0.18869 | 0.18844 | 0.18806 | 0.1877
PG&E | GWh | Industrial | Ind - Transportation Equipment | MachDr | No | Ind MachDr - Equipment (Low Cost) | 1.5665 | 1.583 | 1.5955 | 1.6033 | 1.608 | 1.6098 | 1.6116 | 1.6118 | 1.6104 | 1.6083 | 1.605 | 1.602
PG&E | GWh | Industrial | Ind - Transportation Equipment | MachDr | No | Ind MachDr - Equipment (Mid Cost) | 1.8903 | 1.9101 | 1.9252 | 1.9346 | 1.9403 | 1.9425 | 1.9446 | 1.9449 | 1.9432 | 1.9407 | 1.9367 | 1.9331
PG&E | GWh | Industrial | Ind - Transportation Equipment | MachDr | No | Ind MachDr - O&M (High Cost) | 0.32397 | 0.32737 | 0.32996 | 0.33157 | 0.33254 | 0.33292 | 0.33327 | 0.33333 | 0.33304 | 0.33261 | 0.33192 | 0.3313
PG&E | GWh | Industrial | Ind - Transportation Equipment | MachDr | No | Ind MachDr - O&M (Low Cost) | 8.2952 | 8.3823 | 8.4486 | 8.4899 | 8.5147 | 8.5244 | 8.5335 | 8.5349 | 8.5275 | 8.5164 | 8.4989 | 8.483
PG&E | GWh | Industrial | Ind - Transportation Equipment | MachDr | No | Ind MachDr - O&M (Mid Cost) | 1.6584 | 1.6758 | 1.6891 | 1.6973 | 1.7023 | 1.7042 | 1.706 | 1.7063 | 1.7049 | 1.7026 | 1.6991 | 1.6959
PG&E | GWh | Agricultural | Agr - Concentrated Animal Feeding Operation | SHW | No | Ag SHWC - Equipment (Low Cost) | 0.011236 | 0.011236 | 0.011237 | 0.011239 | 0.011243 | 0.01125 | 0.011266 | 0.011298 | 0.011359 | 0.011471 | 0.011512 | 0.011554
PG&E | GWh | Agricultural | Agr - Concentrated Animal Feeding Operation | SHW | No | Ag SHWC - Equipment (Mid Cost) | 0.016061 | 0.016062 | 0.016063 | 0.016065 | 0.01607 | 0.016081 | 0.016104 | 0.016149 | 0.016237 | 0.016397 | 0.016456 | 0.016516
PG&E | GWh | Agricultural | Agr - Concentrated Animal Feeding Operation | SHW | No | Ag SHWC - O&M (Mid Cost) | 0.01069 | 0.01069 | 0.010691 | 0.010692 | 0.010696 | 0.010703 | 0.010718 | 0.010748 | 0.010807 | 0.010913 | 0.010953 | 0.010992
PG&E | GWh | Agricultural | Agr - Dairies | ProcRefrig | No | Ag Refrigeration - Equipment (High Cost) | 2.9785 | 3.0047 | 3.0317 | 3.0591 | 3.0867 | 3.1136 | 3.1404 | 3.1655 | 3.1885 | 3.2101 | 3.2287 | 3.2474
PG&E | GWh | Agricultural | Agr - Dairies | ProcRefrig | No | Ag Refrigeration - Equipment (Low Cost) | 0.0062728 | 0.006328 | 0.0063849 | 0.0064424 | 0.0065006 | 0.0065574 | 0.0066137 | 0.0066666 | 0.006715 | 0.0067605 | 0.0067996 | 0.0068391
PG&E | GWh | Agricultural | Agr - Dairies | ProcRefrig | No | Ag Refrigeration - Equipment (Mid Cost) | 0.91991 | 0.92802 | 0.93636 | 0.9448 | 0.95332 | 0.96166 | 0.96991 | 0.97768 | 0.98476 | 0.99144 | 0.99718 | 1.003
PG&E | GWh | Agricultural | Agr - Dairies | ProcRefrig | No | Ag Refrigeration - O&M (High Cost) | 8.8198 | 8.8976 | 8.9775 | 9.0584 | 9.1401 | 9.2201 | 9.2992 | 9.3737 | 9.4416 | 9.5056 | 9.5607 | 9.6161
PG&E | GWh | Agricultural | Agr - Dairies | ProcRefrig | No | Ag Refrigeration - O&M (Low Cost) | 23.5564 | 23.7639 | 23.9774 | 24.1936 | 24.4118 | 24.6253 | 24.8366 | 25.0355 | 25.217 | 25.3879 | 25.535 | 25.683
PG&E | GWh | Agricultural | Agr - Dairies | ProcRefrig | No | Ag Refrigeration - O&M (Mid Cost) | 14.4189 | 14.546 | 14.6767 | 14.809 | 14.9426 | 15.0733 | 15.2026 | 15.3243 | 15.4354 | 15.54 | 15.6301 | 15.7207
PG&E | GWh | Agricultural | Agr - Dairies | MachDr | No | Ag Process Mtr - Equipment (High Cost) | 13.1111 | 13.2266 | 13.3455 | 13.4658 | 13.5872 | 13.7061 | 13.8237 | 13.9344 | 14.0354 | 14.1305 | 14.2124 | 14.2948
PG&E | GWh | Agricultural | Agr - Dairies | MachDr | No | Ag Process Mtr - Equipment (Low Cost) | 58.1814 | 58.694 | 59.2213 | 59.7552 | 60.2942 | 60.8216 | 61.3433 | 61.8347 | 62.2829 | 62.7051 | 63.0684 | 63.4339
PG&E | GWh | Agricultural | Agr - Dairies | MachDr | No | Ag Process Mtr - Equipment (Mid Cost) | 63.5832 | 64.1434 | 64.7197 | 65.3032 | 65.8923 | 66.4686 | 67.0388 | 67.5757 | 68.0655 | 68.5269 | 68.924 | 69.3234
PG&E | GWh | Agricultural | Agr - Dairies | MachDr | No | Ag Process Mtr - O&M (High Cost) | 4.7624 | 4.8043 | 4.8475 | 4.8912 | 4.9353 | 4.9785 | 5.0212 | 5.0614 | 5.0981 | 5.1326 | 5.1624 | 5.1923
PG&E | GWh | Agricultural | Agr - Dairies | MachDr | No | Ag Process Mtr - O&M (Low Cost) | 170.4039 | 171.9053 | 173.4499 | 175.0135 | 176.5922 | 178.1367 | 179.6649 | 181.1039 | 182.4166 | 183.6531 | 184.7173 | 185.7877
PG&E | GWh | Agricultural | Agr - Dairies | MachDr | No | Ag Process Mtr - O&M (Mid Cost) | 18.0694 | 18.2286 | 18.3923 | 18.5581 | 18.7256 | 18.8893 | 19.0514 | 19.204 | 19.3432 | 19.4743 | 19.5871 | 19.7006
PG&E | GWh | Agricultural | Agr - Greenhouse | HVAC | No | Ag HVAC - Equipment (High Cost) | 0.49389 | 0.49391 | 0.49394 | 0.49402 | 0.49418 | 0.49451 | 0.4952 | 0.4966 | 0.49931 | 0.50422 | 0.50604 | 0.50787
PG&E | GWh | Agricultural | Agr - Greenhouse | HVAC | No | Ag HVAC - Equipment (Mid Cost) | 0.72959 | 0.72962 | 0.72967 | 0.72978 | 0.73002 | 0.73051 | 0.73153 | 0.7336 | 0.73759 | 0.74485 | 0.74754 | 0.75024
PG&E | GWh | Agricultural | Agr - Irrigated Agriculture | MachDr | No | Ag Motor Pmp - Equipment (High Cost) | 12.6372 | 12.7486 | 12.8631 | 12.9791 | 13.0962 | 13.2107 | 13.324 | 13.4308 | 13.5281 | 13.6198 | 13.6987 | 13.7781
PG&E | GWh | Agricultural | Agr - Irrigated Agriculture | MachDr | No | Ag Motor Pmp - Equipment (Low Cost) | 30.5277 | 30.7967 | 31.0734 | 31.3535 | 31.6363 | 31.913 | 32.1868 | 32.4446 | 32.6798 | 32.9013 | 33.0919 | 33.2837
PG&E | GWh | Agricultural | Agr - Irrigated Agriculture | MachDr | No | Ag Motor Pmp - Equipment (Mid Cost) | 49.5811 | 50.018 | 50.4674 | 50.9223 | 51.3817 | 51.8311 | 52.2757 | 52.6944 | 53.0764 | 53.4361 | 53.7458 | 54.0572
PG&E | GWh | Agricultural | Agr - Irrigated Agriculture | MachDr | No | Ag Motor Pmp - O&M (High Cost) | 0.47458 | 0.47876 | 0.48306 | 0.48742 | 0.49181 | 0.49612 | 0.50037 | 0.50438 | 0.50804 | 0.51148 | 0.51444 | 0.51742
PG&E | GWh | Agricultural | Agr - Irrigated Agriculture | MachDr | No | Ag Motor Pmp - O&M (Low Cost) | 26.1884 | 26.4191 | 26.6565 | 26.8968 | 27.1394 | 27.3768 | 27.6116 | 27.8328 | 28.0345 | 28.2246 | 28.3881 | 28.5526
PG&E | GWh | Agricultural | Agr - Irrigated Agriculture | MachDr | No | Ag Motor Pmp - O&M (Mid Cost) | 6.631 | 6.6894 | 6.7495 | 6.8104 | 6.8718 | 6.9319 | 6.9914 | 7.0474 | 7.0985 | 7.1466 | 7.188 | 7.2296
PG&E | GWh | Agricultural | Agr - Post-Harvest Processing | ProcHeat | No | Ag Process Dry - Equipment (High Cost) | 0.0537 | 0.053702 | 0.053705 | 0.053714 | 0.053731 | 0.053767 | 0.053842 | 0.053994 | 0.054289 | 0.054822 | 0.055021 | 0.055219
PG&E | GWh | Agricultural | Agr - Post-Harvest Processing | ProcHeat | No | Ag Process Dry - Equipment (Mid Cost) | 0.070692 | 0.070695 | 0.0707 | 0.070711 | 0.070733 | 0.070781 | 0.07088 | 0.07108 | 0.071467 | 0.07217 | 0.072431 | 0.072693
PG&E | GWh | Agricultural | Agr - Post-Harvest Processing | ProcRefrig | No | Ag Refrigeration - Equipment (High Cost) | 2.9636 | 2.9897 | 3.0166 | 3.0438 | 3.0712 | 3.0981 | 3.1247 | 3.1497 | 3.1725 | 3.194 | 3.2125 | 3.2311
PG&E | GWh | Agricultural | Agr - Post-Harvest Processing | ProcRefrig | No | Ag Refrigeration - Equipment (Low Cost) | 0.0062414 | 0.0062964 | 0.006353 | 0.0064102 | 0.0064681 | 0.0065246 | 0.0065806 | 0.0066333 | 0.0066814 | 0.0067267 | 0.0067657 | 0.0068049
PG&E | GWh | Agricultural | Agr - Post-Harvest Processing | ProcRefrig | No | Ag Refrigeration - Equipment (Mid Cost) | 0.91531 | 0.92338 | 0.93167 | 0.94007 | 0.94855 | 0.95685 | 0.96506 | 0.97279 | 0.97984 | 0.98648 | 0.9922 | 0.99795
PG&E | GWh | Agricultural | Agr - Post-Harvest Processing | ProcRefrig | No | Ag Refrigeration - O&M (High Cost) | 8.7757 | 8.8531 | 8.9326 | 9.0131 | 9.0944 | 9.174 | 9.2527 | 9.3268 | 9.3944 | 9.4581 | 9.5129 | 9.568
PG&E | GWh | Agricultural | Agr - Post-Harvest Processing | ProcRefrig | No | Ag Refrigeration - O&M (Low Cost) | 23.4386 | 23.6451 | 23.8575 | 24.0726 | 24.2898 | 24.5022 | 24.7124 | 24.9103 | 25.0909 | 25.261 | 25.4074 | 25.5546
PG&E | GWh | Agricultural | Agr - Post-Harvest Processing | ProcRefrig | No | Ag Refrigeration - O&M (Mid Cost) | 14.3468 | 14.4733 | 14.6033 | 14.7349 | 14.8679 | 14.9979 | 15.1266 | 15.2477 | 15.3582 | 15.4623 | 15.5519 | 15.6421
PG&E | GWh | Agricultural | Agr - Post-Harvest Processing | MachDr | No | Ag Process Mtr - Equipment (High Cost) | 13.0455 | 13.1605 | 13.2787 | 13.3984 | 13.5193 | 13.6375 | 13.7545 | 13.8647 | 13.9652 | 14.0599 | 14.1413 | 14.2233
PG&E | GWh | Agricultural | Agr - Post-Harvest Processing | MachDr | No | Ag Process Mtr - Equipment (Low Cost) | 57.8904 | 58.4005 | 58.9252 | 59.4564 | 59.9928 | 60.5175 | 61.0366 | 61.5255 | 61.9715 | 62.3915 | 62.7531 | 63.1167
PG&E | GWh | Agricultural | Agr - Post-Harvest Processing | MachDr | No | Ag Process Mtr - Equipment (Mid Cost) | 63.2653 | 63.8227 | 64.3961 | 64.9767 | 65.5628 | 66.1362 | 66.7036 | 67.2378 | 67.7252 | 68.1843 | 68.5794 | 68.9768
PG&E | GWh | Agricultural | Agr - Post-Harvest Processing | MachDr | No | Ag Process Mtr - O&M (High Cost) | 4.7385 | 4.7803 | 4.8233 | 4.8667 | 4.9106 | 4.9536 | 4.9961 | 5.0361 | 5.0726 | 5.107 | 5.1366 | 5.1663
PG&E | GWh | Agricultural | Agr - Post-Harvest Processing | MachDr | No | Ag Process Mtr - O&M (Low Cost) | 169.5519 | 171.0458 | 172.5826 | 174.1384 | 175.7093 | 177.246 | 178.7665 | 180.1984 | 181.5046 | 182.7349 | 183.7938 | 184.8588
PG&E | GWh | Agricultural | Agr - Post-Harvest Processing | MachDr | No | Ag Process Mtr - O&M (Mid Cost) | 17.979 | 18.1374 | 18.3004 | 18.4654 | 18.6319 | 18.7949 | 18.9561 | 19.1079 | 19.2464 | 19.3769 | 19.4892 | 19.6021
PG&E | GWh | Agricultural | Agr - Refrigerated Warehouses | ProcRefrig | No | Ag Refrigeration - Equipment (High Cost) | 2.9785 | 3.0047 | 3.0317 | 3.0591 | 3.0867 | 3.1136 | 3.1404 | 3.1655 | 3.1885 | 3.2101 | 3.2287 | 3.2474
PG&E | GWh | Agricultural | Agr - Refrigerated Warehouses | ProcRefrig | No | Ag Refrigeration - Equipment (Low Cost) | 0.0062728 | 0.006328 | 0.0063849 | 0.0064424 | 0.0065006 | 0.0065574 | 0.0066137 | 0.0066666 | 0.006715 | 0.0067605 | 0.0067996 | 0.0068391
PG&E | GWh | Agricultural | Agr - Refrigerated Warehouses | ProcRefrig | No | Ag Refrigeration - Equipment (Mid Cost) | 0.91991 | 0.92802 | 0.93636 | 0.9448 | 0.95332 | 0.96166 | 0.96991 | 0.97768 | 0.98476 | 0.99144 | 0.99718 | 1.003
PG&E | GWh | Agricultural | Agr - Refrigerated Warehouses | ProcRefrig | No | Ag Refrigeration - O&M (High Cost) | 8.8198 | 8.8976 | 8.9775 | 9.0584 | 9.1401 | 9.2201 | 9.2992 | 9.3737 | 9.4416 | 9.5056 | 9.5607 | 9.6161
PG&E | GWh | Agricultural | Agr - Refrigerated Warehouses | ProcRefrig | No | Ag Refrigeration - O&M (Low Cost) | 23.5564 | 23.7639 | 23.9774 | 24.1936 | 24.4118 | 24.6253 | 24.8366 | 25.0355 | 25.217 | 25.3879 | 25.535 | 25.683
PG&E | GWh | Agricultural | Agr - Refrigerated Warehouses | ProcRefrig | No | Ag Refrigeration - O&M (Mid Cost) | 14.4189 | 14.546 | 14.6767 | 14.809 | 14.9426 | 15.0733 | 15.2026 | 15.3243 | 15.4354 | 15.54 | 15.6301 | 15.7207
PG&E | GWh | Agricultural | Agr - Wineries and Vineyards | ProcRefrig | No | Ag Refrigeration - Equipment (High Cost) | 2.9785 | 3.0047 | 3.0317 | 3.0591 | 3.0867 | 3.1136 | 3.1404 | 3.1655 | 3.1885 | 3.2101 | 3.2287 | 3.2474
PG&E | GWh | Agricultural | Agr - Wineries and Vineyards | ProcRefrig | No | Ag Refrigeration - Equipment (Low Cost) | 0.0062728 | 0.006328 | 0.0063849 | 0.0064424 | 0.0065006 | 0.0065574 | 0.0066137 | 0.0066666 | 0.006715 | 0.0067605 | 0.0067996 | 0.0068391
PG&E | GWh | Agricultural | Agr - Wineries and Vineyards | ProcRefrig | No | Ag Refrigeration - Equipment (Mid Cost) | 0.91991 | 0.92802 | 0.93636 | 0.9448 | 0.95332 | 0.96166 | 0.96991 | 0.97768 | 0.98476 | 0.99144 | 0.99718 | 1.003
PG&E | GWh | Agricultural | Agr - Wineries and Vineyards | ProcRefrig | No | Ag Refrigeration - O&M (High Cost) | 8.8198 | 8.8976 | 8.9775 | 9.0584 | 9.1401 | 9.2201 | 9.2992 | 9.3737 | 9.4416 | 9.5056 | 9.5607 | 9.6161
PG&E | GWh | Agricultural | Agr - Wineries and Vineyards | ProcRefrig | No | Ag Refrigeration - O&M (Low Cost) | 23.5564 | 23.7639 | 23.9774 | 24.1936 | 24.4118 | 24.6253 | 24.8366 | 25.0355 | 25.217 | 25.3879 | 25.535 | 25.683
PG&E | GWh | Agricultural | Agr - Wineries and Vineyards | ProcRefrig | No | Ag Refrigeration - O&M (Mid Cost) | 14.4189 | 14.546 | 14.6767 | 14.809 | 14.9426 | 15.0733 | 15.2026 | 15.3243 | 15.4354 | 15.54 | 15.6301 | 15.7207
PG&E | GWh | Mining | Mining - Oil & Gas Extraction (Injection Well) | OilGasExtract | No | Oil - Pump Controls | 18.8791 | 18.8791 | 18.8791 | 18.8791 | 18.8791 | 18.8791 | 18.8791 | 18.8791 | 18.8791 | 18.8791 | 18.8791 | 18.8791
PG&E | GWh | Mining | Mining - Oil & Gas Extraction (Injection Well) | OilGasExtract | No | Oil - Pump Motor and Controls | 40.3507 | 40.3507 | 40.3507 | 40.3507 | 40.3507 | 40.3507 | 40.3507 | 40.3507 | 40.3507 | 40.3507 | 40.3507 | 40.3507
PG&E | GWh | Mining | Mining - Oil & Gas Extraction (Regular Well) | OilGasExtract | No | Oil - Pump Controls | 28.5003 | 28.5003 | 28.5003 | 28.5003 | 28.5003 | 28.5003 | 28.5003 | 28.5003 | 28.5003 | 28.5003 | 28.5003 | 28.5003
PG&E | GWh | Mining | Mining - Oil & Gas Extraction (Regular Well) | OilGasExtract | No | Oil - Pump Motor | 14.5051 | 14.5051 | 14.5051 | 14.5051 | 14.5051 | 14.5051 | 14.5051 | 14.5051 | 14.5051 | 14.5051 | 14.5051 | 14.5051
PG&E | GWh | Mining | Mining - Oil & Gas Extraction (Regular Well) | OilGasExtract | No | Oil - Pump Motor and Controls | 48.9155 | 48.9155 | 48.9155 | 48.9155 | 48.9155 | 48.9155 | 48.9155 | 48.9155 | 48.9155 | 48.9155 | 48.9155 | 48.9155
PG&E | GWh | Mining | Mining - Oil & Gas Extraction (Stripper Well) | OilGasExtract | No | Oil - Pump Controls | 4.4652 | 4.4652 | 4.4652 | 4.4652 | 4.4652 | 4.4652 | 4.4652 | 4.4652 | 4.4652 | 4.4652 | 4.4652 | 4.4652
PG&E | GWh | Mining | Mining - Oil & Gas Extraction (Stripper Well) | OilGasExtract | No | Oil - Pump Motor | 2.2951 | 2.2951 | 2.2951 | 2.2951 | 2.2951 | 2.2951 | 2.2951 | 2.2951 | 2.2951 | 2.2951 | 2.2951 | 2.2951
PG&E | GWh | Street Lighting | Street - Lights | Stl | Yes | StreetLight - Induction with Controls | 268.5948 | 268.5948 | 268.5948 | 268.5948 | 268.5948 | 268.5948 | 268.5948 | 268.5948 | 268.5948 | 268.5948 | 0 | 0
PG&E | GWh | Street Lighting | Street - Lights | Stl | Yes | StreetLight - LED with Controls | 0 | 0 | 0 | 0 | 0 | 0 | 0 | 0 | 0 | 0 | 272.8662 | 276.0346
PG&E | GWh | Street Lighting | Street - Signs | Stl | Yes | StreetLight - LED | 0 | 0 | 10.9521 | 11.0755 | 11.3223 | 11.5691 | 11.7542 | 12.001 | 12.1861 | 12.3095 | 12.4946 | 12.618
PG&E | GWh | Street Lighting | Street - Signs | Stl | No | StreetLight - Induction | 10.2537 | 10.2537 | 0 | 0 | 0 | 0 | 0 | 0 | 0 | 0 | 0 | 0
PG&E | MW | Industrial | Ind - Chemicals | HVAC | No | Ind HVAC - Equipment (Electric - High Cost) | 0.020748 | 0.020966 | 0.021132 | 0.021235 | 0.021297 | 0.021322 | 0.021344 | 0.021348 | 0.02133 | 0.021302 | 0.021258 | 0.021218
PG&E | MW | Industrial | Ind - Chemicals | HVAC | No | Ind HVAC - Equipment (Electric - Low Cost) | 0.0087001 | 0.0087914 | 0.008861 | 0.0089043 | 0.0089302 | 0.0089404 | 0.00895 | 0.0089515 | 0.0089437 | 0.0089321 | 0.0089137 | 0.008897
PG&E | MW | Industrial | Ind - Chemicals | HVAC | No | Ind HVAC - Equipment (Electric - Mid Cost) | 0.0066307 | 0.0067003 | 0.0067533 | 0.0067863 | 0.0068061 | 0.0068139 | 0.0068212 | 0.0068223 | 0.0068164 | 0.0068075 | 0.0067935 | 0.0067808
PG&E | MW | Industrial | Ind - Chemicals | HVAC | No | Ind HVAC - O&M (Electric - High Cost) | 0.014241 | 0.014391 | 0.014504 | 0.014575 | 0.014618 | 0.014634 | 0.01465 | 0.014653 | 0.01464 | 0.014621 | 0.014591 | 0.014563
PG&E | MW | Industrial | Ind - Chemicals | HVAC | No | Ind HVAC - O&M (Electric - Low Cost) | 0.21372 | 0.21596 | 0.21767 | 0.21873 | 0.21937 | 0.21962 | 0.21986 | 0.21989 | 0.2197 | 0.21942 | 0.21896 | 0.21855
PG&E | MW | Industrial | Ind - Chemicals | HVAC | No | Ind HVAC - O&M (Electric - Mid Cost) | 0.046048 | 0.046532 | 0.0469 | 0.047129 | 0.047267 | 0.04732 | 0.047371 | 0.047379 | 0.047338 | 0.047276 | 0.047179 | 0.047091
PG&E | MW | Industrial | Ind - Chemicals | HVAC | No | Ind HVAC - O&M (Gas - High Cost) | 0.010863 | 0.011454 | 0.011881 | 0.012251 | 0.012631 | 0.013081 | 0.013567 | 0.014031 | 0.01447 | 0.014855 | 0.014855 | 0.014855
PG&E | MW | Industrial | Ind - Chemicals | HVAC | No | Ind HVAC - O&M (Gas - Mid Cost) | 0.026654 | 0.028105 | 0.029153 | 0.030059 | 0.030992 | 0.032097 | 0.03329 | 0.034429 | 0.035506 | 0.03645 | 0.03645 | 0.03645
PG&E | MW | Industrial | Ind - Chemicals | Lighting | No | Ind Lighting - Equipment (High Cost) | 0.11786 | 0.1191 | 0.12004 | 0.12063 | 0.12098 | 0.12112 | 0.12125 | 0.12127 | 0.12116 | 0.121 | 0.12075 | 0.12053
PG&E | MW | Industrial | Ind - Chemicals | Lighting | No | Ind Lighting - Equipment (Low Cost) | 0.024509 | 0.024767 | 0.024963 | 0.025085 | 0.025158 | 0.025186 | 0.025213 | 0.025218 | 0.025196 | 0.025163 | 0.025111 | 0.025064
PG&E | MW | Industrial | Ind - Chemicals | Lighting | No | Ind Lighting - Equipment (Mid Cost) | 0.27326 | 0.27613 | 0.27831 | 0.27967 | 0.28049 | 0.28081 | 0.28111 | 0.28116 | 0.28091 | 0.28055 | 0.27997 | 0.27944
PG&E | MW | Industrial | Ind - Chemicals | Lighting | No | Ind Lighting - O&M (High Cost) | 0.0041192 | 0.0041625 | 0.0041954 | 0.0042159 | 0.0042282 | 0.004233 | 0.0042375 | 0.0042382 | 0.0042346 | 0.0042291 | 0.0042203 | 0.0042124
PG&E | MW | Industrial | Ind - Chemicals | Lighting | No | Ind Lighting - O&M (Low Cost) | 0.011238 | 0.011356 | 0.011446 | 0.011502 | 0.011536 | 0.011549 | 0.011561 | 0.011563 | 0.011553 | 0.011538 | 0.011514 | 0.011493
PG&E | MW | Industrial | Ind - Chemicals | Lighting | No | Ind Lighting - O&M (Mid Cost) | 0.070972 | 0.071718 | 0.072285 | 0.072638 | 0.07285 | 0.072933 | 0.073011 | 0.073023 | 0.07296 | 0.072865 | 0.072715 | 0.072579
PG&E | MW | Industrial | Ind - Chemicals | ProcHeat | No | Ind ProcHeat - Equipment (Electric - High Cost) | 0.073474 | 0.074246 | 0.074833 | 0.075198 | 0.075418 | 0.075504 | 0.075585 | 0.075597 | 0.075532 | 0.075433 | 0.075278 | 0.075137
PG&E | MW | Industrial | Ind - Chemicals | ProcHeat | No | Ind ProcHeat - Equipment (Electric - Low Cost) | 0.020206 | 0.020418 | 0.020579 | 0.02068 | 0.02074 | 0.020764 | 0.020786 | 0.02079 | 0.020772 | 0.020744 | 0.020702 | 0.020663
PG&E | MW | Industrial | Ind - Chemicals | ProcHeat | No | Ind ProcHeat - Equipment (Electric - Mid Cost) | 0.00076524 | 0.00077328 | 0.00077939 | 0.0007832 | 0.00078549 | 0.00078638 | 0.00078722 | 0.00078735 | 0.00078667 | 0.00078565 | 0.00078403 | 0.00078256
PG&E | MW | Industrial | Ind - Chemicals | ProcRefrig | No | Ind ProcRefrig - O&M (Low Cost) | 0.013807 | 0.013952 | 0.014062 | 0.014131 | 0.014172 | 0.014188 | 0.014204 | 0.014206 | 0.014194 | 0.014175 | 0.014146 | 0.014119
PG&E | MW | Industrial | Ind - Chemicals | MachDr | No | Ind MachDr - Equipment (High Cost) | 0.11648 | 0.1177 | 0.11863 | 0.11921 | 0.11956 | 0.11969 | 0.11982 | 0.11984 | 0.11974 | 0.11958 | 0.11934 | 0.11911
PG&E | MW | Industrial | Ind - Chemicals | MachDr | No | Ind MachDr - Equipment (Low Cost) | 0.44201 | 0.44665 | 0.45019 | 0.45239 | 0.45371 | 0.45422 | 0.45471 | 0.45479 | 0.45439 | 0.4538 | 0.45286 | 0.45202
PG&E | MW | Industrial | Ind - Chemicals | MachDr | No | Ind MachDr - Equipment (Mid Cost) | 0.32574 | 0.32916 | 0.33176 | 0.33339 | 0.33436 | 0.33474 | 0.3351 | 0.33515 | 0.33486 | 0.33443 | 0.33374 | 0.33311
PG&E | MW | Industrial | Ind - Chemicals | MachDr | No | Ind MachDr - O&M (High Cost) | 0.020725 | 0.020942 | 0.021108 | 0.021211 | 0.021273 | 0.021297 | 0.02132 | 0.021324 | 0.021305 | 0.021278 | 0.021234 | 0.021194
PG&E | MW | Industrial | Ind - Chemicals | MachDr | No | Ind MachDr - O&M (Low Cost) | 0.83798 | 0.84679 | 0.85348 | 0.85765 | 0.86015 | 0.86113 | 0.86206 | 0.8622 | 0.86146 | 0.86033 | 0.85856 | 0.85695
PG&E | MW | Industrial | Ind - Chemicals | MachDr | No | Ind MachDr - O&M (Mid Cost) | 0.098154 | 0.099185 | 0.09997 | 0.10046 | 0.10075 | 0.10087 | 0.10097 | 0.10099 | 0.1009 | 0.10077 | 0.10056 | 0.10038
PG&E | MW | Industrial | Ind - Electronics | HVAC | No | Ind HVAC - Equipment (Electric - High Cost) | 0.33212 | 0.3356 | 0.33826 | 0.33991 | 0.3409 | 0.34129 | 0.34166 | 0.34171 | 0.34142 | 0.34097 | 0.34027 | 0.33963
PG&E | MW | Industrial | Ind - Electronics | HVAC | No | Ind HVAC - Equipment (Electric - Low Cost) | 1.4178 | 1.4327 | 1.4441 | 1.4511 | 1.4554 | 1.457 | 1.4586 | 1.4588 | 1.4576 | 1.4557 | 1.4527 | 1.4499
PG&E | MW | Industrial | Ind - Electronics | HVAC | No | Ind HVAC - Equipment (Electric - Mid Cost) | 0.74243 | 0.75022 | 0.75616 | 0.75985 | 0.76207 | 0.76294 | 0.76375 | 0.76388 | 0.76322 | 0.76223 | 0.76066 | 0.75923
PG&E | MW | Industrial | Ind - Electronics | HVAC | No | Ind HVAC - O&M (Electric - High Cost) | 0.030199 | 0.030516 | 0.030757 | 0.030908 | 0.030998 | 0.031033 | 0.031066 | 0.031072 | 0.031045 | 0.031004 | 0.03094 | 0.030882
PG&E | MW | Industrial | Ind - Electronics | HVAC | No | Ind HVAC - O&M (Electric - Low Cost) | 5.9881 | 6.051 | 6.0988 | 6.1286 | 6.1465 | 6.1535 | 6.1601 | 6.1611 | 6.1558 | 6.1478 | 6.1351 | 6.1236
PG&E | MW | Industrial | Ind - Electronics | HVAC | No | Ind HVAC - O&M (Electric - Mid Cost) | 0.075336 | 0.076127 | 0.076729 | 0.077104 | 0.077329 | 0.077417 | 0.0775 | 0.077513 | 0.077446 | 0.077345 | 0.077185 | 0.077041
PG&E | MW | Industrial | Ind - Electronics | Lighting | No | Ind Lighting - Equipment (High Cost) | 1.0322 | 1.043 | 1.0513 | 1.0564 | 1.0595 | 1.0607 | 1.0619 | 1.062 | 1.0611 | 1.0597 | 1.0575 | 1.0556
PG&E | MW | Industrial | Ind - Electronics | Lighting | No | Ind Lighting - Equipment (Low Cost) | 0.56302 | 0.56893 | 0.57343 | 0.57623 | 0.57791 | 0.57857 | 0.57919 | 0.57929 | 0.57879 | 0.57803 | 0.57684 | 0.57576
PG&E | MW | Industrial | Ind - Electronics | Lighting | No | Ind Lighting - Equipment (Mid Cost) | 3.8295 | 3.8697 | 3.9003 | 3.9194 | 3.9308 | 3.9353 | 3.9395 | 3.9402 | 3.9368 | 3.9316 | 3.9235 | 3.9162
PG&E | MW | Industrial | Ind - Electronics | Lighting | No | Ind Lighting - O&M (High Cost) | 0.11245 | 0.11363 | 0.11453 | 0.11509 | 0.11543 | 0.11556 | 0.11568 | 0.1157 | 0.1156 | 0.11545 | 0.11521 | 0.115
PG&E | MW | Industrial | Ind - Electronics | Lighting | No | Ind Lighting - O&M (Low Cost) | 0.42834 | 0.43284 | 0.43626 | 0.43839 | 0.43967 | 0.44017 | 0.44064 | 0.44072 | 0.44034 | 0.43976 | 0.43886 | 0.43803
PG&E | MW | Industrial | Ind - Electronics | Lighting | No | Ind Lighting - O&M (Mid Cost) | 0.012819 | 0.012953 | 0.013056 | 0.01312 | 0.013158 | 0.013173 | 0.013187 | 0.013189 | 0.013178 | 0.013161 | 0.013134 | 0.013109
PG&E | MW | Industrial | Ind - Electronics | ProcHeat | No | Ind ProcHeat - Equipment (Electric - Low Cost) | 0.16148 | 0.16318 | 0.16447 | 0.16527 | 0.16575 | 0.16594 | 0.16612 | 0.16615 | 0.166 | 0.16579 | 0.16545 | 0.16514
PG&E | MW | Industrial | Ind - Electronics | ProcHeat | No | Ind ProcHeat - Equipment (Electric - Mid Cost) | 0.065915 | 0.066608 | 0.067134 | 0.067462 | 0.067659 | 0.067736 | 0.067809 | 0.06782 | 0.067761 | 0.067673 | 0.067534 | 0.067407
PG&E | MW | Industrial | Ind - Electronics | ProcRefrig | No | Ind ProcRefrig - O&M (High Cost) | 0.00088384 | 0.00089313 | 0.00090019 | 0.00090459 | 0.00090723 | 0.00090826 | 0.00090923 | 0.00090939 | 0.0009086 | 0.00090742 | 0.00090555 | 0.00090385
PG&E | MW | Industrial | Ind - Electronics | ProcRefrig | No | Ind ProcRefrig - O&M (Low Cost) | 1.4214 | 1.4364 | 1.4477 | 1.4548 | 1.4591 | 1.4607 | 1.4623 | 1.4625 | 1.4613 | 1.4594 | 1.4563 | 1.4536
PG&E | MW | Industrial | Ind - Electronics | ProcRefrig | No | Ind ProcRefrig - O&M (Mid Cost) | 0.19586 | 0.19792 | 0.19949 | 0.20046 | 0.20105 | 0.20127 | 0.20149 | 0.20152 | 0.20135 | 0.20109 | 0.20067 | 0.2003
PG&E | MW | Industrial | Ind - Electronics | MachDr | No | Ind MachDr - Equipment (High Cost) | 0.30213 | 0.3053 | 0.30772 | 0.30922 | 0.31012 | 0.31047 | 0.31081 | 0.31086 | 0.31059 | 0.31019 | 0.30955 | 0.30897
PG&E | MW | Industrial | Ind - Electronics | MachDr | No | Ind MachDr - Equipment (Low Cost) | 1.5058 | 1.5216 | 1.5336 | 1.5411 | 1.5456 | 1.5474 | 1.549 | 1.5493 | 1.548 | 1.5459 | 1.5428 | 1.5399
PG&E | MW | Industrial | Ind - Electronics | MachDr | No | Ind MachDr - Equipment (Mid Cost) | 2.815 | 2.8446 | 2.8671 | 2.8811 | 2.8895 | 2.8928 | 2.8959 | 2.8964 | 2.8938 | 2.8901 | 2.8841 | 2.8787
PG&E | MW | Industrial | Ind - Electronics | MachDr | No | Ind MachDr - O&M (High Cost) | 0.57854 | 0.58461 | 0.58924 | 0.59212 | 0.59384 | 0.59452 | 0.59516 | 0.59526 | 0.59474 | 0.59397 | 0.59274 | 0.59163
PG&E | MW | Industrial | Ind - Electronics | MachDr | No | Ind MachDr - O&M (Low Cost) | 9.0383 | 9.1333 | 9.2055 | 9.2505 | 9.2775 | 9.288 | 9.298 | 9.2996 | 9.2915 | 9.2794 | 9.2603 | 9.2429
PG&E | MW | Industrial | Ind - Electronics | MachDr | No | Ind MachDr - O&M (Mid Cost) | 1.4274 | 1.4424 | 1.4538 | 1.4609 | 1.4651 | 1.4668 | 1.4684 | 1.4686 | 1.4673 | 1.4654 | 1.4624 | 1.4597
PG&E | MW | Industrial | Ind - Food | HVAC | No | Ind HVAC - Equipment (Electric - High Cost) | 0.19176 | 0.19377 | 0.1953 | 0.19626 | 0.19683 | 0.19706 | 0.19727 | 0.1973 | 0.19713 | 0.19687 | 0.19647 | 0.1961
PG&E | MW | Industrial | Ind - Food | HVAC | No | Ind HVAC - Equipment (Electric - Low Cost) | 0.15238 | 0.15398 | 0.1552 | 0.15596 | 0.15641 | 0.15659 | 0.15676 | 0.15678 | 0.15665 | 0.15644 | 0.15612 | 0.15583
PG&E | MW | Industrial | Ind - Food | HVAC | No | Ind HVAC - Equipment (Electric - Mid Cost) | 0.072262 | 0.073021 | 0.073598 | 0.073958 | 0.074173 | 0.074258 | 0.074338 | 0.07435 | 0.074286 | 0.074189 | 0.074036 | 0.073897
PG&E | MW | Industrial | Ind - Food | HVAC | No | Ind HVAC - O&M (Electric - High Cost) | 0.079265 | 0.080098 | 0.080731 | 0.081126 | 0.081362 | 0.081455 | 0.081542 | 0.081556 | 0.081485 | 0.081379 | 0.081211 | 0.081059
PG&E | MW | Industrial | Ind - Food | HVAC | No | Ind HVAC - O&M (Electric - Low Cost) | 0.97571 | 0.98596 | 0.99376 | 0.99862 | 1.0015 | 1.0027 | 1.0037 | 1.0039 | 1.003 | 1.0017 | 0.99967 | 0.9978
PG&E | MW | Industrial | Ind - Food | HVAC | No | Ind HVAC - O&M (Electric - Mid Cost) | 0.27181 | 0.27467 | 0.27684 | 0.27819 | 0.27901 | 0.27932 | 0.27962 | 0.27967 | 0.27943 | 0.27906 | 0.27849 | 0.27797
PG&E | MW | Industrial | Ind - Food | Lighting | No | Ind Lighting - Equipment (High Cost) | 1.1051 | 1.1167 | 1.1255 | 1.131 | 1.1343 | 1.1356 | 1.1368 | 1.137 | 1.136 | 1.1346 | 1.1322 | 1.1301
PG&E | MW | Industrial | Ind - Food | Lighting | No | Ind Lighting - Equipment (Low Cost) | 0.62926 | 0.63587 | 0.6409 | 0.64403 | 0.64591 | 0.64664 | 0.64734 | 0.64744 | 0.64688 | 0.64604 | 0.64471 | 0.6435
PG&E | MW | Industrial | Ind - Food | Lighting | No | Ind Lighting - Equipment (Mid Cost) | 2.4173 | 2.4427 | 2.462 | 2.474 | 2.4812 | 2.4841 | 2.4867 | 2.4871 | 2.485 | 2.4818 | 2.4766 | 2.472
PG&E | MW | Industrial | Ind - Food | Lighting | No | Ind Lighting - O&M (High Cost) | 0.015996 | 0.016164 | 0.016291 | 0.016371 | 0.016419 | 0.016438 | 0.016455 | 0.016458 | 0.016444 | 0.016422 | 0.016388 | 0.016358
PG&E | MW | Industrial | Ind - Food | Lighting | No | Ind Lighting - O&M (Low Cost) | 0.41071 | 0.41502 | 0.4183 | 0.42035 | 0.42157 | 0.42205 | 0.42251 | 0.42258 | 0.42221 | 0.42166 | 0.42079 | 0.42
PG&E | MW | Industrial | Ind - Food | Lighting | No | Ind Lighting - O&M (Mid Cost) | 0.0065701 | 0.0066391 | 0.0066916 | 0.0067243 | 0.0067439 | 0.0067516 | 0.0067588 | 0.00676 | 0.0067541 | 0.0067453 | 0.0067314 | 0.0067188
PG&E | MW | Industrial | Ind - Food | ProcHeat | No | Ind ProcHeat - Equipment (Electric - High Cost) | 0.048496 | 0.049006 | 0.049393 | 0.049635 | 0.04978 | 0.049836 | 0.04989 | 0.049898 | 0.049855 | 0.04979 | 0.049687 | 0.049594
PG&E | MW | Industrial | Ind - Food | ProcHeat | No | Ind ProcHeat - Equipment (Electric - Low Cost) | 0.03806 | 0.03846 | 0.038764 | 0.038954 | 0.039067 | 0.039112 | 0.039154 | 0.03916 | 0.039126 | 0.039075 | 0.038995 | 0.038922
PG&E | MW | Industrial | Ind - Food | ProcHeat | No | Ind ProcHeat - Equipment (Electric - Mid Cost) | 0.18572 | 0.18767 | 0.18915 | 0.19008 | 0.19063 | 0.19085 | 0.19105 | 0.19108 | 0.19092 | 0.19067 | 0.19028 | 0.18992
PG&E | MW | Industrial | Ind - Food | ProcHeat | No | Ind ProcHeat - Equipment (Gas - High Cost) | 0.066765 | 0.06756 | 0.067806 | 0.068129 | 0.068514 | 0.068807 | 0.06896 | 0.068956 | 0.068929 | 0.06878 | 0.06878 | 0.06878
PG&E | MW | Industrial | Ind - Food | SHW | No | Ind SHW - Equipment (Mid Cost) | 0.01571 | 0.015897 | 0.015955 | 0.016031 | 0.016121 | 0.01619 | 0.016226 | 0.016225 | 0.016219 | 0.016184 | 0.016184 | 0.016184
PG&E | MW | Industrial | Ind - Food | ProcRefrig | No | Ind ProcRefrig - Equipment (High Cost) | 0.21052 | 0.21273 | 0.21441 | 0.21546 | 0.21609 | 0.21634 | 0.21657 | 0.2166 | 0.21642 | 0.21613 | 0.21569 | 0.21528
PG&E | MW | Industrial | Ind - Food | ProcRefrig | No | Ind ProcRefrig - Equipment (Mid Cost) | 0.0049376 | 0.0049894 | 0.0050289 | 0.0050534 | 0.0050682 | 0.005074 | 0.0050794 | 0.0050802 | 0.0050758 | 0.0050692 | 0.0050588 | 0.0050493
PG&E | MW | Industrial | Ind - Food | ProcRefrig | No | Ind ProcRefrig - O&M (High Cost) | 0.51993 | 0.52539 | 0.52955 | 0.53213 | 0.53369 | 0.5343 | 0.53487 | 0.53496 | 0.53449 | 0.5338 | 0.5327 | 0.5317
PG&E | MW | Industrial | Ind - Food | ProcRefrig | No | Ind ProcRefrig - O&M (Low Cost) | 0.53786 | 0.54351 | 0.5478 | 0.55048 | 0.55209 | 0.55272 | 0.55331 | 0.5534 | 0.55292 | 0.5522 | 0.55106 | 0.55003
PG&E | MW | Industrial | Ind - Food | ProcRefrig | No | Ind ProcRefrig - O&M (Mid Cost) | 0.13814 | 0.13959 | 0.14069 | 0.14138 | 0.14179 | 0.14196 | 0.14211 | 0.14213 | 0.14201 | 0.14182 | 0.14153 | 0.14127
PG&E | MW | Industrial | Ind - Food | MachDr | No | Ind MachDr - Equipment (High Cost) | 0.39399 | 0.39813 | 0.40128 | 0.40324 | 0.40442 | 0.40488 | 0.40531 | 0.40538 | 0.40503 | 0.4045 | 0.40367 | 0.40291
PG&E | MW | Industrial | Ind - Food | MachDr | No | Ind MachDr - Equipment (Low Cost) | 1.8815 | 1.9013 | 1.9163 | 1.9257 | 1.9313 | 1.9335 | 1.9356 | 1.9359 | 1.9342 | 1.9317 | 1.9277 | 1.9241
PG&E | MW | Industrial | Ind - Food | MachDr | No | Ind MachDr - Equipment (Mid Cost) | 3.0086 | 3.0402 | 3.0643 | 3.0793 | 3.0882 | 3.0918 | 3.0951 | 3.0956 | 3.0929 | 3.0889 | 3.0825 | 3.0767
PG&E | MW | Industrial | Ind - Food | MachDr | No | Ind MachDr - O&M (High Cost) | 0.34378 | 0.34739 | 0.35014 | 0.35185 | 0.35288 | 0.35328 | 0.35366 | 0.35372 | 0.35341 | 0.35295 | 0.35222 | 0.35157
PG&E | MW | Industrial | Ind - Food | MachDr | No | Ind MachDr - O&M (Low Cost) | 7.254 | 7.3302 | 7.3882 | 7.4243 | 7.4459 | 7.4544 | 7.4624 | 7.4637 | 7.4572 | 7.4475 | 7.4321 | 7.4182
PG&E | MW | Industrial | Ind - Food | MachDr | No | Ind MachDr - O&M (Mid Cost) | 1.3661 | 1.3804 | 1.3914 | 1.3982 | 1.4022 | 1.4038 | 1.4053 | 1.4056 | 1.4044 | 1.4025 | 1.3996 | 1.397
PG&E | MW | Industrial | Ind - Lumber & Furniture | HVAC | No | Ind HVAC - Equipment (Electric - High Cost) | 0.0023661 | 0.002391 | 0.0024099 | 0.0024216 | 0.0024287 | 0.0024315 | 0.0024341 | 0.0024345 | 0.0024324 | 0.0024292 | 0.0024242 | 0.0024197
PG&E | MW | Industrial | Ind - Lumber & Furniture | HVAC | No | Ind HVAC - Equipment (Electric - Mid Cost) | 0.010913 | 0.011027 | 0.011115 | 0.011169 | 0.011201 | 0.011214 | 0.011226 | 0.011228 | 0.011218 | 0.011204 | 0.011181 | 0.01116
PG&E | MW | Industrial | Ind - Lumber & Furniture | HVAC | No | Ind HVAC - O&M (Electric - High Cost) | 0.0022642 | 0.002288 | 0.0023061 | 0.0023174 | 0.0023241 | 0.0023268 | 0.0023293 | 0.0023297 | 0.0023276 | 0.0023246 | 0.0023198 | 0.0023155
PG&E | MW | Industrial | Ind - Lumber & Furniture | HVAC | No | Ind HVAC - O&M (Electric - Low Cost) | 0.032087 | 0.032424 | 0.032681 | 0.03284 | 0.032936 | 0.032974 | 0.033009 | 0.033014 | 0.032986 | 0.032943 | 0.032875 | 0.032813
PG&E | MW | Industrial | Ind - Lumber & Furniture | HVAC | No | Ind HVAC - O&M (Electric - Mid Cost) | 0.059969 | 0.060599 | 0.061078 | 0.061377 | 0.061556 | 0.061626 | 0.061692 | 0.061702 | 0.061649 | 0.061569 | 0.061442 | 0.061327
PG&E | MW | Industrial | Ind - Lumber & Furniture | Lighting | No | Ind Lighting - Equipment (High Cost) | 0.22444 | 0.22679 | 0.22859 | 0.2297 | 0.23037 | 0.23064 | 0.23088 | 0.23092 | 0.23072 | 0.23042 | 0.22995 | 0.22952
PG&E | MW | Industrial | Ind - Lumber & Furniture | Lighting | No | Ind Lighting - Equipment (Low Cost) | 0.079141 | 0.079972 | 0.080604 | 0.080998 | 0.081234 | 0.081327 | 0.081414 | 0.081428 | 0.081357 | 0.081251 | 0.081084 | 0.080932
PG&E | MW | Industrial | Ind - Lumber & Furniture | Lighting | No | Ind Lighting - Equipment (Mid Cost) | 0.51284 | 0.51822 | 0.52232 | 0.52487 | 0.52641 | 0.527 | 0.52757 | 0.52766 | 0.5272 | 0.52651 | 0.52543 | 0.52445
PG&E | MW | Industrial | Ind - Lumber & Furniture | Lighting | No | Ind Lighting - O&M (High Cost) | 0.00030524 | 0.00030844 | 0.00031088 | 0.0003124 | 0.00031331 | 0.00031367 | 0.00031401 | 0.00031406 | 0.00031379 | 0.00031338 | 0.00031273 | 0.00031215
PG&E | MW | Industrial | Ind - Lumber & Furniture | Lighting | No | Ind Lighting - O&M (Low Cost) | 0.033904 | 0.03426 | 0.034531 | 0.0347 | 0.034801 | 0.034841 | 0.034878 | 0.034884 | 0.034854 | 0.034808 | 0.034736 | 0.034671
PG&E | MW | Industrial | Ind - Lumber & Furniture | Lighting | No | Ind Lighting - O&M (Mid Cost) | 8.1943e-05 | 8.2804e-05 | 8.3459e-05 | 8.3866e-05 | 8.4111e-05 | 8.4207e-05 | 8.4297e-05 | 8.4311e-05 | 8.4238e-05 | 8.4129e-05 | 8.3955e-05 | 8.3798e-05
PG&E | MW | Industrial | Ind - Lumber & Furniture | MachDr | No | Ind MachDr - Equipment (High Cost) | 0.047119 | 0.047614 | 0.04799 | 0.048225 | 0.048365 | 0.048421 | 0.048472 | 0.04848 | 0.048439 | 0.048375 | 0.048276 | 0.048185
PG&E | MW | Industrial | Ind - Lumber & Furniture | MachDr | No | Ind MachDr - Equipment (Low Cost) | 0.19269 | 0.19471 | 0.19625 | 0.19721 | 0.19779 | 0.19801 | 0.19822 | 0.19826 | 0.19808 | 0.19783 | 0.19742 | 0.19705
PG&E | MW | Industrial | Ind - Lumber & Furniture | MachDr | No | Ind MachDr - Equipment (Mid Cost) | 0.28883 | 0.29187 | 0.29417 | 0.29561 | 0.29647 | 0.29681 | 0.29713 | 0.29718 | 0.29692 | 0.29654 | 0.29593 | 0.29537
PG&E | MW | Industrial | Ind - Lumber & Furniture | MachDr | No | Ind MachDr - O&M (High Cost) | 0.083307 | 0.084182 | 0.084848 | 0.085262 | 0.085511 | 0.085609 | 0.0857 | 0.085715 | 0.08564 | 0.085529 | 0.085352 | 0.085193
PG&E | MW | Industrial | Ind - Lumber & Furniture | MachDr | No | Ind MachDr - O&M (Low Cost) | 1.2135 | 1.2262 | 1.2359 | 1.242 | 1.2456 | 1.247 | 1.2484 | 1.2486 | 1.2475 | 1.2459 | 1.2433 | 1.241
PG&E | MW | Industrial | Ind - Lumber & Furniture | MachDr | No | Ind MachDr - O&M (Mid Cost) | 0.8815 | 0.89076 | 0.8978 | 0.90219 | 0.90482 | 0.90585 | 0.90682 | 0.90697 | 0.90619 | 0.90501 | 0.90314 | 0.90145
PG&E | MW | Industrial | Ind - Machinery | HVAC | No | Ind HVAC - Equipment (Electric - High Cost) | 0.14546 | 0.14699 | 0.14815 | 0.14887 | 0.14931 | 0.14948 | 0.14964 | 0.14966 | 0.14953 | 0.14934 | 0.14903 | 0.14875
PG&E | MW | Industrial | Ind - Machinery | HVAC | No | Ind HVAC - Equipment (Electric - Low Cost) | 0.0009187 | 0.00092835 | 0.00093569 | 0.00094026 | 0.000943 | 0.00094408 | 0.00094509 | 0.00094525 | 0.00094443 | 0.0009432 | 0.00094125 | 0.00093949
PG&E | MW | Industrial | Ind - Machinery | HVAC | No | Ind HVAC - Equipment (Electric - Mid Cost) | 0.051814 | 0.052358 | 0.052772 | 0.05303 | 0.053185 | 0.053245 | 0.053302 | 0.053311 | 0.053265 | 0.053196 | 0.053086 | 0.052987
PG&E | MW | Industrial | Ind - Machinery | HVAC | No | Ind HVAC - O&M (Electric - High Cost) | 0.005937 | 0.0059994 | 0.0060468 | 0.0060764 | 0.0060941 | 0.0061011 | 0.0061076 | 0.0061086 | 0.0061033 | 0.0060954 | 0.0060828 | 0.0060714
PG&E | MW | Industrial | Ind - Machinery | HVAC | No | Ind HVAC - O&M (Electric - Low Cost) | 0.15316 | 0.15477 | 0.156 | 0.15676 | 0.15721 | 0.15739 | 0.15756 | 0.15759 | 0.15745 | 0.15725 | 0.15692 | 0.15663
PG&E | MW | Industrial | Ind - Machinery | HVAC | No | Ind HVAC - O&M (Gas - Low Cost) | 0.00095563 | 0.00097207 | 0.00096928 | 0.00096509 | 0.00096147 | 0.00096188 | 0.00096409 | 0.00096461 | 0.00096492 | 0.00096205 | 0.00096205 | 0.00096205
PG&E | MW | Industrial | Ind - Machinery | Lighting | No | Ind Lighting - Equipment (High Cost) | 0.16887 | 0.17064 | 0.17199 | 0.17283 | 0.17333 | 0.17353 | 0.17372 | 0.17375 | 0.1736 | 0.17337 | 0.17301 | 0.17269
PG&E | MW | Industrial | Ind - Machinery | Lighting | No | Ind Lighting - Equipment (Low Cost) | 0.068602 | 0.069323 | 0.069871 | 0.070212 | 0.070417 | 0.070498 | 0.070573 | 0.070585 | 0.070524 | 0.070432 | 0.070287 | 0.070155
PG&E | MW | Industrial | Ind - Machinery | Lighting | No | Ind Lighting - Equipment (Mid Cost) | 0.61202 | 0.61844 | 0.62333 | 0.62638 | 0.62821 | 0.62892 | 0.6296 | 0.6297 | 0.62916 | 0.62834 | 0.62704 | 0.62587
PG&E | MW | Industrial | Ind - Machinery | Lighting | No | Ind Lighting - O&M (Low Cost) | 0.044401 | 0.044868 | 0.045223 | 0.045444 | 0.045576 | 0.045628 | 0.045677 | 0.045685 | 0.045645 | 0.045586 | 0.045492 | 0.045407
PG&E | MW | Industrial | Ind - Machinery | ProcHeat | No | Ind ProcHeat - Equipment (Electric - High Cost) | 0.0093793 | 0.0094778 | 0.0095527 | 0.0095994 | 0.0096274 | 0.0096384 | 0.0096487 | 0.0096503 | 0.009642 | 0.0096294 | 0.0096096 | 0.0095916
PG&E | MW | Industrial | Ind - Machinery | ProcHeat | No | Ind ProcHeat - Equipment (Electric - Low Cost) | 0.006736 | 0.0068068 | 0.0068606 | 0.0068941 | 0.0069142 | 0.0069221 | 0.0069295 | 0.0069307 | 0.0069247 | 0.0069157 | 0.0069014 | 0.0068885
PG&E | MW | Industrial | Ind - Machinery | ProcHeat | No | Ind ProcHeat - Equipment (Electric - Mid Cost) | 0.0010942 | 0.0011057 | 0.0011145 | 0.0011199 | 0.0011232 | 0.0011245 | 0.0011257 | 0.0011259 | 0.0011249 | 0.0011234 | 0.0011211 | 0.001119
PG&E | MW | Industrial | Ind - Machinery | ProcRefrig | No | Ind ProcRefrig - O&M (High Cost) | 0.010829 | 0.010943 | 0.011029 | 0.011083 | 0.011115 | 0.011128 | 0.01114 | 0.011142 | 0.011132 | 0.011118 | 0.011095 | 0.011074
PG&E | MW | Industrial | Ind - Machinery | ProcRefrig | No | Ind ProcRefrig - O&M (Low Cost) | 0.045646 | 0.046125 | 0.04649 | 0.046717 | 0.046853 | 0.046907 | 0.046957 | 0.046965 | 0.046924 | 0.046863 | 0.046766 | 0.046679
PG&E | MW | Industrial | Ind - Machinery | ProcRefrig | No | Ind ProcRefrig - O&M (Mid Cost) | 0.039336 | 0.039749 | 0.040063 | 0.040259 | 0.040377 | 0.040423 | 0.040466 | 0.040473 | 0.040438 | 0.040385 | 0.040302 | 0.040226
PG&E | MW | Industrial | Ind - Machinery | MachDr | No | Ind MachDr - Equipment (High Cost) | 0.058405 | 0.059019 | 0.059485 | 0.059776 | 0.059951 | 0.060019 | 0.060083 | 0.060093 | 0.060041 | 0.059963 | 0.059839 | 0.059727
PG&E | MW | Industrial | Ind - Machinery | MachDr | No | Ind MachDr - Equipment (Low Cost) | 0.25526 | 0.25794 | 0.25998 | 0.26125 | 0.26202 | 0.26231 | 0.2626 | 0.26264 | 0.26241 | 0.26207 | 0.26153 | 0.26104
PG&E | MW | Industrial | Ind - Machinery | MachDr | No | Ind MachDr - Equipment (Mid Cost) | 0.15462 | 0.15625 | 0.15748 | 0.15825 | 0.15871 | 0.15889 | 0.15906 | 0.15909 | 0.15895 | 0.15875 | 0.15842 | 0.15812
PG&E | MW | Industrial | Ind - Machinery | MachDr | No | Ind MachDr - O&M (High Cost) | 0.0055833 | 0.005642 | 0.0056866 | 0.0057144 | 0.0057311 | 0.0057376 | 0.0057437 | 0.0057447 | 0.0057397 | 0.0057323 | 0.0057204 | 0.0057097
PG&E | MW | Industrial | Ind - Machinery | MachDr | No | Ind MachDr - O&M (Low Cost) | 0.7568 | 0.76475 | 0.77079 | 0.77456 | 0.77682 | 0.77771 | 0.77854 | 0.77867 | 0.778 | 0.77698 | 0.77538 | 0.77393
PG&E | MW | Industrial | Ind - Machinery | MachDr | No | Ind MachDr - O&M (Mid Cost) | 0.17544 | 0.17728 | 0.17868 | 0.17955 | 0.18008 | 0.18028 | 0.18048 | 0.18051 | 0.18035 | 0.18012 | 0.17974 | 0.17941
PG&E | MW | Industrial | Ind - Metals (Fabricated) | HVAC | No | Ind HVAC - Equipment (Electric - High Cost) | 0.012549 | 0.01268 | 0.012781 | 0.012843 | 0.012881 | 0.012895 | 0.012909 | 0.012911 | 0.0129 | 0.012883 | 0.012857 | 0.012833
PG&E | MW | Industrial | Ind - Metals (Fabricated) | HVAC | No | Ind HVAC - Equipment (Electric - Low Cost) | 0.0098755 | 0.0099792 | 0.010058 | 0.010107 | 0.010137 | 0.010148 | 0.010159 | 0.010161 | 0.010152 | 0.010139 | 0.010118 | 0.010099
PG&E | MW | Industrial | Ind - Metals (Fabricated) | HVAC | No | Ind HVAC - Equipment (Electric - Mid Cost) | 0.0011253 | 0.0011371 | 0.0011461 | 0.0011517 | 0.001155 | 0.0011563 | 0.0011576 | 0.0011578 | 0.0011568 | 0.0011553 | 0.0011529 | 0.0011507
PG&E | MW | Industrial | Ind - Metals (Fabricated) | HVAC | No | Ind HVAC - Equipment (Gas - Mid Cost) | 0.0025631 | 0.002632 | 0.0026836 | 0.0027389 | 0.0027951 | 0.0028503 | 0.0029006 | 0.0029428 | 0.0029857 | 0.0030197 | 0.0030197 | 0.0030197
PG&E | MW | Industrial | Ind - Metals (Fabricated) | HVAC | No | Ind HVAC - O&M (Electric - High Cost) | 0.0076566 | 0.0077371 | 0.0077982 | 0.0078364 | 0.0078592 | 0.0078682 | 0.0078766 | 0.0078779 | 0.0078711 | 0.0078609 | 0.0078446 | 0.00783
PG&E | MW | Industrial | Ind - Metals (Fabricated) | HVAC | No | Ind HVAC - O&M (Electric - Low Cost) | 0.20597 | 0.20814 | 0.20978 | 0.21081 | 0.21142 | 0.21166 | 0.21189 | 0.21193 | 0.21174 | 0.21147 | 0.21103 | 0.21064
PG&E | MW | Industrial | Ind - Metals (Fabricated) | HVAC | No | Ind HVAC - O&M (Electric - Mid Cost) | 0.024088 | 0.024341 | 0.024534 | 0.024654 | 0.024726 | 0.024754 | 0.02478 | 0.024785 | 0.024763 | 0.024731 | 0.02468 | 0.024634
PG&E | MW | Industrial | Ind - Metals (Fabricated) | Lighting | No | Ind Lighting - Equipment (High Cost) | 0.26912 | 0.27195 | 0.2741 | 0.27544 | 0.27624 | 0.27656 | 0.27685 | 0.2769 | 0.27666 | 0.2763 | 0.27573 | 0.27521
PG&E | MW | Industrial | Ind - Metals (Fabricated) | Lighting | No | Ind Lighting - Equipment (Low Cost) | 0.13749 | 0.13894 | 0.14004 | 0.14072 | 0.14113 | 0.14129 | 0.14144 | 0.14147 | 0.14135 | 0.14116 | 0.14087 | 0.14061
PG&E | MW | Industrial | Ind - Metals (Fabricated) | Lighting | No | Ind Lighting - Equipment (Mid Cost) | 1.8796 | 1.8993 | 1.9144 | 1.9237 | 1.9293 | 1.9315 | 1.9336 | 1.9339 | 1.9322 | 1.9297 | 1.9257 | 1.9221
PG&E | MW | Industrial | Ind - Metals (Fabricated) | Lighting | No | Ind Lighting - O&M (High Cost) | 0.00029874 | 0.00030188 | 0.00030427 | 0.00030575 | 0.00030664 | 0.00030699 | 0.00030732 | 0.00030737 | 0.00030711 | 0.00030671 | 0.00030608 | 0.0003055
PG&E | MW | Industrial | Ind - Metals (Fabricated) | Lighting | No | Ind Lighting - O&M (Low Cost) | 0.065641 | 0.066331 | 0.066855 | 0.067182 | 0.067378 | 0.067455 | 0.067527 | 0.067538 | 0.06748 | 0.067392 | 0.067253 | 0.067127
PG&E | MW | Industrial | Ind - Metals (Fabricated) | Lighting | No | Ind Lighting - O&M (Mid Cost) | 0.019202 | 0.019404 | 0.019557 | 0.019653 | 0.01971 | 0.019732 | 0.019754 | 0.019757 | 0.01974 | 0.019714 | 0.019673 | 0.019637
PG&E | MW | Industrial | Ind - Metals (Fabricated) | ProcHeat | No | Ind ProcHeat - Equipment (Electric - High Cost) | 0.00011736 | 0.0001186 | 0.00011953 | 0.00012012 | 0.00012047 | 0.0001206 | 0.00012073 | 0.00012075 | 0.00012065 | 0.00012049 | 0.00012024 | 0.00012002
PG&E | MW | Industrial | Ind - Metals (Fabricated) | ProcHeat | No | Ind ProcHeat - Equipment (Electric - Low Cost) | 0.046532 | 0.047021 | 0.047393 | 0.047625 | 0.047764 | 0.047818 | 0.047869 | 0.047877 | 0.047836 | 0.047774 | 0.047675 | 0.047586
PG&E | MW | Industrial | Ind - Metals (Fabricated) | ProcHeat | No | Ind ProcHeat - Equipment (Electric - Mid Cost) | 0.0013603 | 0.0013746 | 0.0013855 | 0.0013923 | 0.0013963 | 0.0013979 | 0.0013994 | 0.0013997 | 0.0013984 | 0.0013966 | 0.0013937 | 0.0013911
PG&E | MW | Industrial | Ind - Metals (Fabricated) | ProcHeat | No | Ind ProcHeat - Equipment (Gas - High Cost) | 0.00078644 | 0.00080758 | 0.00082339 | 0.00084036 | 0.00085761 | 0.00087455 | 0.00088997 | 0.00090293 | 0.00091609 | 0.00092653 | 0.00092653 | 0.00092653
PG&E | MW | Industrial | Ind - Metals (Fabricated) | ProcHeat | No | Ind ProcHeat - O&M (Electric - High Cost) | 0.11321 | 0.1144 | 0.1153 | 0.11586 | 0.1162 | 0.11633 | 0.11646 | 0.11648 | 0.11638 | 0.11623 | 0.11599 | 0.11577
PG&E | MW | Industrial | Ind - Metals (Fabricated) | ProcHeat | No | Ind ProcHeat - O&M (Electric - Low Cost) | 0.013317 | 0.013457 | 0.013563 | 0.013629 | 0.013669 | 0.013685 | 0.013699 | 0.013702 | 0.01369 | 0.013672 | 0.013644 | 0.013618
PG&E | MW | Industrial | Ind - Metals (Fabricated) | ProcHeat | No | Ind ProcHeat - O&M (Electric - Mid Cost) | 0.00050539 | 0.0005107 | 0.00051474 | 0.00051725 | 0.00051876 | 0.00051935 | 0.00051991 | 0.00051999 | 0.00051954 | 0.00051887 | 0.0005178 | 0.00051683
PG&E | MW | Industrial | Ind - Metals (Fabricated) | SHW | No | Ind SHW - Equipment (High Cost) | 1.4823e-05 | 1.5221e-05 | 1.5519e-05 | 1.5839e-05 | 1.6164e-05 | 1.6484e-05 | 1.6774e-05 | 1.7018e-05 | 1.7267e-05 | 1.7463e-05 | 1.7463e-05 | 1.7463e-05
PG&E | MW | Industrial | Ind - Metals (Fabricated) | ProcRefrig | No | Ind ProcRefrig - O&M (Low Cost) | 0.0024596 | 0.0024854 | 0.002505 | 0.0025173 | 0.0025246 | 0.0025275 | 0.0025302 | 0.0025306 | 0.0025284 | 0.0025252 | 0.00252 | 0.0025152
PG&E | MW | Industrial | Ind - Metals (Fabricated) | ProcRefrig | No | Ind ProcRefrig - O&M (Mid Cost) | 0.053167 | 0.053725 | 0.05415 | 0.054415 | 0.054574 | 0.054636 | 0.054694 | 0.054703 | 0.054656 | 0.054585 | 0.054472 | 0.05437
PG&E | MW | Industrial | Ind - Metals (Fabricated) | MachDr | No | Ind MachDr - Equipment (High Cost) | 0.057954 | 0.058563 | 0.059026 | 0.059315 | 0.059488 | 0.059556 | 0.059619 | 0.059629 | 0.059578 | 0.0595 | 0.059377 | 0.059266
PG&E | MW | Industrial | Ind - Metals (Fabricated) | MachDr | No | Ind MachDr - Equipment (Low Cost) | 0.19442 | 0.19646 | 0.19801 | 0.19898 | 0.19956 | 0.19979 | 0.2 | 0.20003 | 0.19986 | 0.1996 | 0.19919 | 0.19882
PG&E | MW | Industrial | Ind - Metals (Fabricated) | MachDr | No | Ind MachDr - Equipment (Mid Cost) | 0.39606 | 0.40022 | 0.40338 | 0.40535 | 0.40654 | 0.407 | 0.40744 | 0.40751 | 0.40715 | 0.40662 | 0.40578 | 0.40502
PG&E | MW | Industrial | Ind - Metals (Fabricated) | MachDr | No | Ind MachDr - O&M (High Cost) | 0.071266 | 0.072014 | 0.072584 | 0.072938 | 0.073151 | 0.073235 | 0.073313 | 0.073325 | 0.073262 | 0.073166 | 0.073016 | 0.072879
PG&E | MW | Industrial | Ind - Metals (Fabricated) | MachDr | No | Ind MachDr - O&M (Low Cost) | 2.2542 | 2.2778 | 2.2958 | 2.3071 | 2.3138 | 2.3164 | 2.3189 | 2.3193 | 2.3173 | 2.3143 | 2.3095 | 2.3052
PG&E | MW | Industrial | Ind - Metals (Fabricated) | MachDr | No | Ind MachDr - O&M (Mid Cost) | 0.18965 | 0.19164 | 0.19316 | 0.1941 | 0.19467 | 0.19489 | 0.1951 | 0.19513 | 0.19496 | 0.19471 | 0.19431 | 0.19394
PG&E | MW | Industrial | Ind - Metals (Primary) | HVAC | No | Ind HVAC - Equipment (Electric - High Cost) | 0.00025128 | 0.00025392 | 0.00025593 | 0.00025718 | 0.00025793 | 0.00025822 | 0.0002585 | 0.00025854 | 0.00025832 | 0.00025798 | 0.00025745 | 0.00025697
PG&E | MW | Industrial | Ind - Metals (Primary) | HVAC | No | Ind HVAC - Equipment (Electric - Low Cost) | 0.0032645 | 0.0032988 | 0.0033249 | 0.0033411 | 0.0033509 | 0.0033547 | 0.0033583 | 0.0033589 | 0.003356 | 0.0033516 | 0.0033447 | 0.0033384
PG&E | MW | Industrial | Ind - Metals (Primary) | HVAC | No | Ind HVAC - Equipment (Electric - Mid Cost) | 0.0044909 | 0.004538 | 0.0045739 | 0.0045963 | 0.0046097 | 0.0046149 | 0.0046199 | 0.0046207 | 0.0046167 | 0.0046106 | 0.0046011 | 0.0045925
PG&E | MW | Industrial | Ind - Metals (Primary) | HVAC | No | Ind HVAC - O&M (Electric - Low Cost) | 0.0049595 | 0.0050116 | 0.0050512 | 0.0050759 | 0.0050907 | 0.0050965 | 0.005102 | 0.0051029 | 0.0050984 | 0.0050918 | 0.0050813 | 0.0050718
PG&E | MW | Industrial | Ind - Metals (Primary) | HVAC | No | Ind HVAC - O&M (Electric - Mid Cost) | 0.011259 | 0.011377 | 0.011467 | 0.011523 | 0.011556 | 0.01157 | 0.011582 | 0.011584 | 0.011574 | 0.011559 | 0.011535 | 0.011513
PG&E | MW | Industrial | Ind - Metals (Primary) | HVAC | No | Ind HVAC - O&M (Gas - High Cost) | 0.00067107 | 0.00068359 | 0.00068672 | 0.00068811 | 0.00069208 | 0.00069633 | 0.00069938 | 0.00070039 | 0.00070198 | 0.00070094 | 0.00070094 | 0.00070094
PG&E | MW | Industrial | Ind - Metals (Primary) | Lighting | No | Ind Lighting - Equipment (High Cost) | 0.031458 | 0.031788 | 0.03204 | 0.032196 | 0.03229 | 0.032327 | 0.032361 | 0.032367 | 0.032339 | 0.032297 | 0.03223 | 0.03217
PG&E | MW | Industrial | Ind - Metals (Primary) | Lighting | No | Ind Lighting - Equipment (Low Cost) | 0.065755 | 0.066446 | 0.066971 | 0.067298 | 0.067495 | 0.067572 | 0.067644 | 0.067655 | 0.067597 | 0.067509 | 0.06737 | 0.067243
PG&E | MW | Industrial | Ind - Metals (Primary) | Lighting | No | Ind Lighting - Equipment (Mid Cost) | 0.14317 | 0.14467 | 0.14582 | 0.14653 | 0.14696 | 0.14712 | 0.14728 | 0.1473 | 0.14718 | 0.14699 | 0.14668 | 0.14641
PG&E | MW | Industrial | Ind - Metals (Primary) | Lighting | No | Ind Lighting - O&M (High Cost) | 0.00021101 | 0.00021323 | 0.00021492 | 0.00021597 | 0.0002166 | 0.00021684 | 0.00021707 | 0.00021711 | 0.00021692 | 0.00021664 | 0.00021619 | 0.00021579
PG&E | MW | Industrial | Ind - Metals (Primary) | Lighting | No | Ind Lighting - O&M (Low Cost) | 0.028436 | 0.028734 | 0.028962 | 0.029103 | 0.029188 | 0.029221 | 0.029253 | 0.029258 | 0.029232 | 0.029194 | 0.029134 | 0.029079
PG&E | MW | Industrial | Ind - Metals (Primary) | Lighting | No | Ind Lighting - O&M (Mid Cost) | 0.0010148 | 0.0010255 | 0.0010336 | 0.0010386 | 0.0010416 | 0.0010428 | 0.0010439 | 0.0010441 | 0.0010432 | 0.0010419 | 0.0010397 | 0.0010378
PG&E | MW | Industrial | Ind - Metals (Primary) | ProcHeat | No | Ind ProcHeat - Equipment (Electric - High Cost) | 0.014638 | 0.014791 | 0.014908 | 0.014981 | 0.015025 | 0.015042 | 0.015058 | 0.015061 | 0.015048 | 0.015028 | 0.014997 | 0.014969
PG&E | MW | Industrial | Ind - Metals (Primary) | ProcHeat | No | Ind ProcHeat - Equipment (Electric - Low Cost) | 0.01071 | 0.010822 | 0.010908 | 0.010961 | 0.010993 | 0.011005 | 0.011017 | 0.011019 | 0.01101 | 0.010995 | 0.010973 | 0.010952
PG&E | MW | Industrial | Ind - Metals (Primary) | ProcHeat | No | Ind ProcHeat - Equipment (Electric - Mid Cost) | 0.0011786 | 0.0011909 | 0.0012004 | 0.0012062 | 0.0012097 | 0.0012111 | 0.0012124 | 0.0012126 | 0.0012116 | 0.00121 | 0.0012075 | 0.0012052
PG&E | MW | Industrial | Ind - Metals (Primary) | ProcHeat | No | Ind ProcHeat - O&M (Electric - Low Cost) | 7.789e-05 | 7.8708e-05 | 7.933e-05 | 7.9718e-05 | 7.9951e-05 | 8.0042e-05 | 8.0128e-05 | 8.0141e-05 | 8.0072e-05 | 7.9967e-05 | 7.9802e-05 | 7.9653e-05
PG&E | MW | Industrial | Ind - Metals (Primary) | MachDr | No | Ind MachDr - Equipment (High Cost) | 0.037808 | 0.038205 | 0.038508 | 0.038696 | 0.038809 | 0.038853 | 0.038895 | 0.038901 | 0.038867 | 0.038817 | 0.038737 | 0.038664
PG&E | MW | Industrial | Ind - Metals (Primary) | MachDr | No | Ind MachDr - Equipment (Low Cost) | 0.10969 | 0.11084 | 0.11172 | 0.11227 | 0.11259 | 0.11272 | 0.11284 | 0.11286 | 0.11276 | 0.11262 | 0.11238 | 0.11217
PG&E | MW | Industrial | Ind - Metals (Primary) | MachDr | No | Ind MachDr - Equipment (Mid Cost) | 0.083601 | 0.084479 | 0.085147 | 0.085563 | 0.085813 | 0.085911 | 0.086003 | 0.086017 | 0.085943 | 0.085831 | 0.085654 | 0.085494
PG&E | MW | Industrial | Ind - Metals (Primary) | MachDr | No | Ind MachDr - O&M (High Cost) | 0.0035946 | 0.0036324 | 0.0036611 | 0.003679 | 0.0036897 | 0.0036939 | 0.0036979 | 0.0036985 | 0.0036953 | 0.0036905 | 0.0036829 | 0.003676
PG&E | MW | Industrial | Ind - Metals (Primary) | MachDr | No | Ind MachDr - O&M (Low Cost) | 0.371 | 0.3749 | 0.37786 | 0.37971 | 0.38082 | 0.38125 | 0.38166 | 0.38172 | 0.38139 | 0.3809 | 0.38011 | 0.3794
PG&E | MW | Industrial | Ind - Metals (Primary) | MachDr | No | Ind MachDr - O&M (Mid Cost) | 0.055758 | 0.056343 | 0.056789 | 0.057066 | 0.057233 | 0.057298 | 0.05736 | 0.057369 | 0.05732 | 0.057245 | 0.057127 | 0.05702
PG&E | MW | Industrial | Ind - Other | HVAC | No | Ind HVAC - Equipment (Electric - High Cost) | 0.027681 | 0.027972 | 0.028193 | 0.028331 | 0.028414 | 0.028446 | 0.028477 | 0.028481 | 0.028457 | 0.02842 | 0.028361 | 0.028308
PG&E | MW | Industrial | Ind - Other | HVAC | No | Ind HVAC - O&M (Electric - High Cost) | 0.054884 | 0.055461 | 0.055899 | 0.056173 | 0.056337 | 0.056401 | 0.056461 | 0.056471 | 0.056422 | 0.056348 | 0.056232 | 0.056127
PG&E | MW | Industrial | Ind - Other | HVAC | No | Ind HVAC - O&M (Electric - Low Cost) | 0.022803 | 0.023042 | 0.023224 | 0.023338 | 0.023406 | 0.023433 | 0.023458 | 0.023462 | 0.023441 | 0.023411 | 0.023363 | 0.023319
PG&E | MW | Industrial | Ind - Other | HVAC | No | Ind HVAC - O&M (Electric - Mid Cost) | 0.0072595 | 0.0073358 | 0.0073938 | 0.0074299 | 0.0074516 | 0.0074601 | 0.0074681 | 0.0074693 | 0.0074629 | 0.0074531 | 0.0074378 | 0.0074238
PG&E | MW | Industrial | Ind - Other | Lighting | No | Ind Lighting - Equipment (High Cost) | 0.077241 | 0.078052 | 0.078669 | 0.079054 | 0.079285 | 0.079375 | 0.07946 | 0.079473 | 0.079404 | 0.079301 | 0.079138 | 0.078989
PG&E | MW | Industrial | Ind - Other | Lighting | No | Ind Lighting - Equipment (Low Cost) | 0.029676 | 0.029988 | 0.030225 | 0.030373 | 0.030461 | 0.030496 | 0.030529 | 0.030534 | 0.030507 | 0.030468 | 0.030405 | 0.030348
PG&E | MW | Industrial | Ind - Other | Lighting | No | Ind Lighting - Equipment (Mid Cost) | 0.26344 | 0.26621 | 0.26831 | 0.26963 | 0.27041 | 0.27072 | 0.27101 | 0.27106 | 0.27082 | 0.27047 | 0.26991 | 0.26941
PG&E | MW | Industrial | Ind - Other | Lighting | No | Ind Lighting - O&M (High Cost) | 0.0058631 | 0.0059247 | 0.0059716 | 0.0060008 | 0.0060183 | 0.0060251 | 0.0060316 | 0.0060326 | 0.0060274 | 0.0060195 | 0.0060071 | 0.0059959
PG&E | MW | Industrial | Ind - Other | Lighting | No | Ind Lighting - O&M (Low Cost) | 0.095004 | 0.096002 | 0.096761 | 0.097233 | 0.097517 | 0.097628 | 0.097733 | 0.097749 | 0.097665 | 0.097538 | 0.097336 | 0.097154
PG&E | MW | Industrial | Ind - Other | Lighting | No | Ind Lighting - O&M (Mid Cost) | 0.0021908 | 0.0022138 | 0.0022313 | 0.0022422 | 0.0022487 | 0.0022513 | 0.0022537 | 0.0022541 | 0.0022521 | 0.0022492 | 0.0022445 | 0.0022403
PG&E | MW | Industrial | Ind - Other | MachDr | No | Ind MachDr - Equipment (High Cost) | 0.18184 | 0.18375 | 0.1852 | 0.18611 | 0.18665 | 0.18686 | 0.18706 | 0.18709 | 0.18693 | 0.18669 | 0.1863 | 0.18596
PG&E | MW | Industrial | Ind - Other | MachDr | No | Ind MachDr - Equipment (Low Cost) | 0.26731 | 0.27011 | 0.27225 | 0.27358 | 0.27438 | 0.27469 | 0.27498 | 0.27503 | 0.27479 | 0.27443 | 0.27387 | 0.27336
PG&E | MW | Industrial | Ind - Other | MachDr | No | Ind MachDr - Equipment (Mid Cost) | 0.23008 | 0.2325 | 0.23434 | 0.23548 | 0.23617 | 0.23644 | 0.23669 | 0.23673 | 0.23653 | 0.23622 | 0.23573 | 0.23529
PG&E | MW | Industrial | Ind - Other | MachDr | No | Ind MachDr - O&M (High Cost) | 0.0091028 | 0.0091985 | 0.0092712 | 0.0093165 | 0.0093437 | 0.0093543 | 0.0093643 | 0.0093659 | 0.0093578 | 0.0093456 | 0.0093264 | 0.0093089
PG&E | MW | Industrial | Ind - Other | MachDr | No | Ind MachDr - O&M (Low Cost) | 0.43264 | 0.43718 | 0.44064 | 0.44279 | 0.44408 | 0.44459 | 0.44506 | 0.44514 | 0.44475 | 0.44417 | 0.44326 | 0.44243
PG&E | MW | Industrial | Ind - Other | MachDr | No | Ind MachDr - O&M (Mid Cost) | 0.0416 | 0.042037 | 0.042369 | 0.042576 | 0.042701 | 0.042749 | 0.042795 | 0.042802 | 0.042765 | 0.04271 | 0.042621 | 0.042542
PG&E | MW | Industrial | Ind - Paper | HVAC | No | Ind HVAC - Equipment (Electric - High Cost) | 0.0024604 | 0.0024862 | 0.0025059 | 0.0025181 | 0.0025255 | 0.0025284 | 0.0025311 | 0.0025315 | 0.0025293 | 0.002526 | 0.0025208 | 0.0025161
PG&E | MW | Industrial | Ind - Paper | HVAC | No | Ind HVAC - Equipment (Electric - Low Cost) | 0.00067439 | 0.00068147 | 0.00068686 | 0.00069022 | 0.00069223 | 0.00069302 | 0.00069376 | 0.00069388 | 0.00069328 | 0.00069238 | 0.00069095 | 0.00068966
PG&E | MW | Industrial | Ind - Paper | HVAC | No | Ind HVAC - Equipment (Electric - Mid Cost) | 0.0033966 | 0.0034322 | 0.0034594 | 0.0034763 | 0.0034864 | 0.0034904 | 0.0034941 | 0.0034947 | 0.0034917 | 0.0034872 | 0.00348 | 0.0034734
PG&E | MW | Industrial | Ind - Paper | HVAC | No | Ind HVAC - O&M (Electric - High Cost) | 0.0026057 | 0.002633 | 0.0026539 | 0.0026668 | 0.0026746 | 0.0026777 | 0.0026805 | 0.002681 | 0.0026787 | 0.0026752 | 0.0026696 | 0.0026647
PG&E | MW | Industrial | Ind - Paper | HVAC | No | Ind HVAC - O&M (Electric - Low Cost) | 0.011212 | 0.01133 | 0.01142 | 0.011475 | 0.011509 | 0.011522 | 0.011534 | 0.011536 | 0.011526 | 0.011511 | 0.011488 | 0.011466
PG&E | MW | Industrial | Ind - Paper | HVAC | No | Ind HVAC - O&M (Electric - Mid Cost) | 0.0072869 | 0.0073634 | 0.0074216 | 0.0074579 | 0.0074796 | 0.0074882 | 0.0074962 | 0.0074974 | 0.007491 | 0.0074812 | 0.0074658 | 0.0074518
PG&E | MW | Industrial | Ind - Paper | Lighting | No | Ind Lighting - Equipment (High Cost) | 0.053551 | 0.054114 | 0.054542 | 0.054808 | 0.054968 | 0.055031 | 0.05509 | 0.055099 | 0.055051 | 0.054979 | 0.054866 | 0.054763
PG&E | MW | Industrial | Ind - Paper | Lighting | No | Ind Lighting - Equipment (Low Cost) | 0.024264 | 0.024519 | 0.024713 | 0.024834 | 0.024906 | 0.024935 | 0.024961 | 0.024966 | 0.024944 | 0.024911 | 0.02486 | 0.024814
PG&E | MW | Industrial | Ind - Paper | Lighting | No | Ind Lighting - Equipment (Mid Cost) | 0.19649 | 0.19855 | 0.20012 | 0.2011 | 0.20168 | 0.20191 | 0.20213 | 0.20216 | 0.20199 | 0.20173 | 0.20131 | 0.20093
PG&E | MW | Industrial | Ind - Paper | Lighting | No | Ind Lighting - O&M (Low Cost) | 0.018362 | 0.018555 | 0.018701 | 0.018793 | 0.018848 | 0.018869 | 0.018889 | 0.018893 | 0.018876 | 0.018852 | 0.018813 | 0.018778
PG&E | MW | Industrial | Ind - Paper | Lighting | No | Ind Lighting - O&M (Mid Cost) | 0.0020508 | 0.0020723 | 0.0020887 | 0.0020989 | 0.0021051 | 0.0021075 | 0.0021097 | 0.0021101 | 0.0021082 | 0.0021055 | 0.0021012 | 0.0020972
PG&E | MW | Industrial | Ind - Paper | MachDr | No | Ind MachDr - Equipment (High Cost) | 0.04679 | 0.047282 | 0.047655 | 0.047888 | 0.048028 | 0.048083 | 0.048134 | 0.048142 | 0.048101 | 0.048038 | 0.047939 | 0.047849
PG&E | MW | Industrial | Ind - Paper | MachDr | No | Ind MachDr - Equipment (Low Cost) | 0.12965 | 0.13102 | 0.13205 | 0.1327 | 0.13308 | 0.13324 | 0.13338 | 0.1334 | 0.13329 | 0.13311 | 0.13284 | 0.13259
PG&E | MW | Industrial | Ind - Paper | MachDr | No | Ind MachDr - Equipment (Mid Cost) | 0.1153 | 0.11652 | 0.11744 | 0.11801 | 0.11836 | 0.11849 | 0.11862 | 0.11864 | 0.11853 | 0.11838 | 0.11814 | 0.11791
PG&E | MW | Industrial | Ind - Paper | MachDr | No | Ind MachDr - O&M (High Cost) | 0.015852 | 0.016019 | 0.016145 | 0.016224 | 0.016272 | 0.01629 | 0.016307 | 0.01631 | 0.016296 | 0.016275 | 0.016241 | 0.016211
PG&E | MW | Industrial | Ind - Paper | MachDr | No | Ind MachDr - O&M (Low Cost) | 0.58267 | 0.58879 | 0.59345 | 0.59635 | 0.59809 | 0.59877 | 0.59941 | 0.59951 | 0.59899 | 0.59821 | 0.59698 | 0.59586
PG&E | MW | Industrial | Ind - Paper | MachDr | No | Ind MachDr - O&M (Mid Cost) | 0.068184 | 0.0689 | 0.069445 | 0.069784 | 0.069988 | 0.070067 | 0.070142 | 0.070154 | 0.070093 | 0.070002 | 0.069858 | 0.069727
PG&E | MW | Industrial | Ind - Petroleum | Lighting | No | Ind Lighting - Equipment (High Cost) | 0.14517 | 0.14669 | 0.14785 | 0.14857 | 0.14901 | 0.14918 | 0.14934 | 0.14936 | 0.14923 | 0.14904 | 0.14873 | 0.14845
PG&E | MW | Industrial | Ind - Petroleum | Lighting | No | Ind Lighting - Equipment (Low Cost) | 0.11006 | 0.11122 | 0.1121 | 0.11264 | 0.11297 | 0.1131 | 0.11322 | 0.11324 | 0.11314 | 0.113 | 0.11276 | 0.11255
PG&E | MW | Industrial | Ind - Petroleum | Lighting | No | Ind Lighting - Equipment (Mid Cost) | 0.14671 | 0.14825 | 0.14942 | 0.15015 | 0.15059 | 0.15076 | 0.15092 | 0.15095 | 0.15082 | 0.15062 | 0.15031 | 0.15003
PG&E | MW | Industrial | Ind - Petroleum | MachDr | No | Ind MachDr - Equipment (High Cost) | 0.64525 | 0.65203 | 0.65718 | 0.6604 | 0.66232 | 0.66308 | 0.66379 | 0.6639 | 0.66332 | 0.66246 | 0.66109 | 0.65986
PG&E | MW | Industrial | Ind - Petroleum | MachDr | No | Ind MachDr - Equipment (Low Cost) | 1.6863 | 1.704 | 1.7175 | 1.7259 | 1.7309 | 1.7329 | 1.7348 | 1.735 | 1.7335 | 1.7313 | 1.7277 | 1.7245
PG&E | MW | Industrial | Ind - Petroleum | MachDr | No | Ind MachDr - Equipment (Mid Cost) | 1.31 | 1.3238 | 1.3342 | 1.3407 | 1.3447 | 1.3462 | 1.3476 | 1.3479 | 1.3467 | 1.3449 | 1.3422 | 1.3397
PG&E | MW | Industrial | Ind - Petroleum | MachDr | No | Ind MachDr - O&M (High Cost) | 1.9028 | 1.9228 | 1.938 | 1.9475 | 1.9532 | 1.9554 | 1.9575 | 1.9578 | 1.9561 | 1.9536 | 1.9496 | 1.9459
PG&E | MW | Industrial | Ind - Petroleum | MachDr | No | Ind MachDr - O&M (Low Cost) | 6.5743 | 6.6434 | 6.6959 | 6.7286 | 6.7483 | 6.756 | 6.7632 | 6.7643 | 6.7585 | 6.7497 | 6.7358 | 6.7231
PG&E | MW | Industrial | Ind - Petroleum | MachDr | No | Ind MachDr - O&M (Mid Cost) | 0.98028 | 0.99057 | 0.99841 | 1.0033 | 1.0062 | 1.0074 | 1.0084 | 1.0086 | 1.0077 | 1.0064 | 1.0043 | 1.0025
PG&E | MW | Industrial | Ind - Plastics | HVAC | No | Ind HVAC - Equipment (Electric - High Cost) | 0.018579 | 0.018774 | 0.018923 | 0.019015 | 0.019071 | 0.019093 | 0.019113 | 0.019116 | 0.0191 | 0.019075 | 0.019036 | 0.019
PG&E | MW | Industrial | Ind - Plastics | HVAC | No | Ind HVAC - Equipment (Electric - Low Cost) | 0.027167 | 0.027453 | 0.02767 | 0.027805 | 0.027886 | 0.027918 | 0.027948 | 0.027953 | 0.027928 | 0.027892 | 0.027834 | 0.027782
PG&E | MW | Industrial | Ind - Plastics | HVAC | No | Ind HVAC - Equipment (Electric - Mid Cost) | 0.0045996 | 0.0046479 | 0.0046847 | 0.0047076 | 0.0047213 | 0.0047267 | 0.0047318 | 0.0047326 | 0.0047285 | 0.0047223 | 0.0047126 | 0.0047037
PG&E | MW | Industrial | Ind - Plastics | HVAC | No | Ind HVAC - O&M (Electric - High Cost) | 0.012256 | 0.012385 | 0.012483 | 0.012544 | 0.01258 | 0.012594 | 0.012608 | 0.01261 | 0.012599 | 0.012583 | 0.012557 | 0.012533
PG&E | MW | Industrial | Ind - Plastics | HVAC | No | Ind HVAC - O&M (Electric - Low Cost) | 0.12492 | 0.12623 | 0.12723 | 0.12785 | 0.12822 | 0.12837 | 0.1285 | 0.12853 | 0.12841 | 0.12825 | 0.12798 | 0.12774
PG&E | MW | Industrial | Ind - Plastics | HVAC | No | Ind HVAC - O&M (Electric - Mid Cost) | 0.012429 | 0.01256 | 0.012659 | 0.012721 | 0.012758 | 0.012773 | 0.012786 | 0.012789 | 0.012777 | 0.012761 | 0.012734 | 0.012711
PG&E | MW | Industrial | Ind - Plastics | Lighting | No | Ind Lighting - Equipment (High Cost) | 0.1125 | 0.11368 | 0.11458 | 0.11514 | 0.11547 | 0.1156 | 0.11573 | 0.11575 | 0.11565 | 0.1155 | 0.11526 | 0.11504
PG&E | MW | Industrial | Ind - Plastics | Lighting | No | Ind Lighting - Equipment (Low Cost) | 0.071448 | 0.072199 | 0.07277 | 0.073125 | 0.073339 | 0.073422 | 0.073501 | 0.073513 | 0.073449 | 0.073354 | 0.073203 | 0.073066
PG&E | MW | Industrial | Ind - Plastics | Lighting | No | Ind Lighting - Equipment (Mid Cost) | 0.79477 | 0.80311 | 0.80946 | 0.81342 | 0.81579 | 0.81672 | 0.8176 | 0.81773 | 0.81703 | 0.81596 | 0.81428 | 0.81276
PG&E | MW | Industrial | Ind - Plastics | Lighting | No | Ind Lighting - O&M (Low Cost) | 0.034612 | 0.034976 | 0.035252 | 0.035425 | 0.035528 | 0.035568 | 0.035606 | 0.035612 | 0.035582 | 0.035535 | 0.035462 | 0.035396
PG&E | MW | Industrial | Ind - Plastics | Lighting | No | Ind Lighting - O&M (Mid Cost) | 0.0019226 | 0.0019428 | 0.0019582 | 0.0019677 | 0.0019735 | 0.0019757 | 0.0019778 | 0.0019782 | 0.0019765 | 0.0019739 | 0.0019698 | 0.0019661
PG&E | MW | Industrial | Ind - Plastics | ProcHeat | No | Ind ProcHeat - Equipment (Electric - High Cost) | 0.00011309 | 0.00011427 | 0.00011518 | 0.00011574 | 0.00011608 | 0.00011621 | 0.00011633 | 0.00011635 | 0.00011625 | 0.0001161 | 0.00011586 | 0.00011564
PG&E | MW | Industrial | Ind - Plastics | ProcHeat | No | Ind ProcHeat - Equipment (Electric - Low Cost) | 0.088851 | 0.089784 | 0.090494 | 0.090936 | 0.091202 | 0.091306 | 0.091403 | 0.091419 | 0.09134 | 0.091221 | 0.091033 | 0.090862
PG&E | MW | Industrial | Ind - Plastics | ProcHeat | No | Ind ProcHeat - Equipment (Electric - Mid Cost) | 0.042889 | 0.04334 | 0.043683 | 0.043896 | 0.044024 | 0.044074 | 0.044121 | 0.044129 | 0.044091 | 0.044033 | 0.043942 | 0.04386
PG&E | MW | Industrial | Ind - Plastics | ProcHeat | No | Ind ProcHeat - Equipment (Gas - Mid Cost) | 0.0010707 | 0.0011478 | 0.0012146 | 0.0012791 | 0.0013467 | 0.0014214 | 0.0015012 | 0.0015789 | 0.0016566 | 0.0017298 | 0.0017298 | 0.0017298
PG&E | MW | Industrial | Ind - Plastics | ProcRefrig | No | Ind ProcRefrig - O&M (High Cost) | 0.050486 | 0.051016 | 0.05142 | 0.051671 | 0.051822 | 0.051881 | 0.051937 | 0.051945 | 0.0519 | 0.051833 | 0.051726 | 0.051629
PG&E | MW | Industrial | Ind - Plastics | ProcRefrig | No | Ind ProcRefrig - O&M (Low Cost) | 0.087422 | 0.08834 | 0.089039 | 0.089474 | 0.089735 | 0.089837 | 0.089934 | 0.089949 | 0.089871 | 0.089754 | 0.089569 | 0.089401
PG&E | MW | Industrial | Ind - Plastics | ProcRefrig | No | Ind ProcRefrig - O&M (Mid Cost) | 0.037544 | 0.037939 | 0.038239 | 0.038425 | 0.038538 | 0.038581 | 0.038623 | 0.038629 | 0.038596 | 0.038546 | 0.038466 | 0.038394
PG&E | MW | Industrial | Ind - Plastics | MachDr | No | Ind MachDr - Equipment (High Cost) | 0.13895 | 0.14041 | 0.14152 | 0.14221 | 0.14262 | 0.14279 | 0.14294 | 0.14296 | 0.14284 | 0.14265 | 0.14236 | 0.14209
PG&E | MW | Industrial | Ind - Plastics | MachDr | No | Ind MachDr - Equipment (Low Cost) | 0.28164 | 0.28459 | 0.28684 | 0.28825 | 0.28909 | 0.28942 | 0.28973 | 0.28977 | 0.28952 | 0.28915 | 0.28855 | 0.28801
PG&E | MW | Industrial | Ind - Plastics | MachDr | No | Ind MachDr - Equipment (Mid Cost) | 0.73232 | 0.74001 | 0.74586 | 0.7495 | 0.75169 | 0.75255 | 0.75335 | 0.75348 | 0.75283 | 0.75185 | 0.7503 | 0.74889
PG&E | MW | Industrial | Ind - Plastics | MachDr | No | Ind MachDr - O&M (High Cost) | 0.0055286 | 0.0055867 | 0.0056308 | 0.0056584 | 0.0056749 | 0.0056813 | 0.0056874 | 0.0056884 | 0.0056835 | 0.0056761 | 0.0056643 | 0.0056537
PG&E | MW | Industrial | Ind - Plastics | MachDr | No | Ind MachDr - O&M (Low Cost) | 1.2592 | 1.2724 | 1.2825 | 1.2887 | 1.2925 | 1.294 | 1.2954 | 1.2956 | 1.2945 | 1.2928 | 1.2901 | 1.2877
PG&E | MW | Industrial | Ind - Plastics | MachDr | No | Ind MachDr - O&M (Mid Cost) | 0.10261 | 0.10369 | 0.10451 | 0.10502 | 0.10532 | 0.10544 | 0.10556 | 0.10558 | 0.10548 | 0.10535 | 0.10513 | 0.10493
PG&E | MW | Industrial | Ind - Printing & Publishing | HVAC | No | Ind HVAC - Equipment (Electric - High Cost) | 0.071014 | 0.07176 | 0.072327 | 0.072681 | 0.072893 | 0.072976 | 0.073054 | 0.073066 | 0.073003 | 0.072908 | 0.072758 | 0.072622
PG&E | MW | Industrial | Ind - Printing & Publishing | HVAC | No | Ind HVAC - Equipment (Electric - Low Cost) | 0.026121 | 0.026395 | 0.026604 | 0.026734 | 0.026812 | 0.026842 | 0.026871 | 0.026875 | 0.026852 | 0.026817 | 0.026762 | 0.026712
PG&E | MW | Industrial | Ind - Printing & Publishing | HVAC | No | Ind HVAC - Equipment (Electric - Mid Cost) | 0.12036 | 0.12162 | 0.12258 | 0.12318 | 0.12354 | 0.12368 | 0.12381 | 0.12383 | 0.12373 | 0.12357 | 0.12331 | 0.12308
PG&E | MW | Industrial | Ind - Printing & Publishing | HVAC | No | Ind HVAC - O&M (Electric - High Cost) | 0.0070515 | 0.0071256 | 0.0071819 | 0.007217 | 0.0072381 | 0.0072463 | 0.0072541 | 0.0072553 | 0.007249 | 0.0072396 | 0.0072246 | 0.0072111
PG&E | MW | Industrial | Ind - Printing & Publishing | HVAC | No | Ind HVAC - O&M (Electric - Low Cost) | 0.26886 | 0.27168 | 0.27383 | 0.27517 | 0.27597 | 0.27628 | 0.27658 | 0.27663 | 0.27639 | 0.27603 | 0.27546 | 0.27494
PG&E | MW | Industrial | Ind - Printing & Publishing | Lighting | No | Ind Lighting - Equipment (High Cost) | 0.091064 | 0.09202 | 0.092748 | 0.093201 | 0.093473 | 0.093579 | 0.09368 | 0.093695 | 0.093614 | 0.093492 | 0.093299 | 0.093125
PG&E | MW | Industrial | Ind - Printing & Publishing | Lighting | No | Ind Lighting - Equipment (Low Cost) | 0.15318 | 0.15479 | 0.15601 | 0.15678 | 0.15723 | 0.15741 | 0.15758 | 0.15761 | 0.15747 | 0.15727 | 0.15694 | 0.15665
PG&E | MW | Industrial | Ind - Printing & Publishing | Lighting | No | Ind Lighting - Equipment (Mid Cost) | 0.51134 | 0.51671 | 0.52079 | 0.52334 | 0.52487 | 0.52546 | 0.52603 | 0.52611 | 0.52566 | 0.52497 | 0.52389 | 0.52291
PG&E | MW | Industrial | Ind - Printing & Publishing | Lighting | No | Ind Lighting - O&M (Low Cost) | 0.16978 | 0.17157 | 0.17292 | 0.17377 | 0.17428 | 0.17448 | 0.17466 | 0.17469 | 0.17454 | 0.17431 | 0.17395 | 0.17363
PG&E | MW | Industrial | Ind - Printing & Publishing | Lighting | No | Ind Lighting - O&M (Mid Cost) | 0.0051863 | 0.0052407 | 0.0052822 | 0.005308 | 0.0053235 | 0.0053295 | 0.0053353 | 0.0053361 | 0.0053315 | 0.0053246 | 0.0053136 | 0.0053037
PG&E | MW | Industrial | Ind - Printing & Publishing | MachDr | No | Ind MachDr - Equipment (High Cost) | 0.054629 | 0.055203 | 0.05564 | 0.055912 | 0.056075 | 0.056139 | 0.056199 | 0.056208 | 0.05616 | 0.056087 | 0.055971 | 0.055866
PG&E | MW | Industrial | Ind - Printing & Publishing | MachDr | No | Ind MachDr - Equipment (Low Cost) | 0.18367 | 0.1856 | 0.18706 | 0.18798 | 0.18853 | 0.18874 | 0.18894 | 0.18898 | 0.18881 | 0.18857 | 0.18818 | 0.18782
PG&E | MW | Industrial | Ind - Printing & Publishing | MachDr | No | Ind MachDr - Equipment (Mid Cost) | 0.31491 | 0.31821 | 0.32073 | 0.3223 | 0.32324 | 0.32361 | 0.32395 | 0.32401 | 0.32373 | 0.3233 | 0.32264 | 0.32203
PG&E | MW | Industrial | Ind - Printing & Publishing | MachDr | No | Ind MachDr - O&M (Low Cost) | 2.0681 | 2.0898 | 2.1064 | 2.1167 | 2.1228 | 2.1253 | 2.1275 | 2.1279 | 2.126 | 2.1233 | 2.1189 | 2.1149
PG&E | MW | Industrial | Ind - Printing & Publishing | MachDr | No | Ind MachDr - O&M (Mid Cost) | 0.13916 | 0.14062 | 0.14173 | 0.14243 | 0.14284 | 0.14301 | 0.14316 | 0.14318 | 0.14306 | 0.14287 | 0.14258 | 0.14231
PG&E | MW | Industrial | Ind - Stone, Glass & Clay | HVAC | No | Ind HVAC - O&M (Electric - Low Cost) | 0.15448 | 0.1561 | 0.15733 | 0.1581 | 0.15856 | 0.15874 | 0.15891 | 0.15894 | 0.1588 | 0.1586 | 0.15827 | 0.15797
PG&E | MW | Industrial | Ind - Stone, Glass & Clay | Lighting | No | Ind Lighting - Equipment (High Cost) | 0.15718 | 0.15883 | 0.16009 | 0.16087 | 0.16134 | 0.16152 | 0.16169 | 0.16172 | 0.16158 | 0.16137 | 0.16104 | 0.16074
PG&E | MW | Industrial | Ind - Stone, Glass & Clay | Lighting | No | Ind Lighting - Equipment (Low Cost) | 0.040862 | 0.041291 | 0.041618 | 0.041821 | 0.041943 | 0.041991 | 0.042036 | 0.042043 | 0.042006 | 0.041952 | 0.041865 | 0.041787
PG&E | MW | Industrial | Ind - Stone, Glass & Clay | Lighting | No | Ind Lighting - Equipment (Mid Cost) | 1.1518 | 1.1639 | 1.1731 | 1.1788 | 1.1823 | 1.1836 | 1.1849 | 1.1851 | 1.184 | 1.1825 | 1.1801 | 1.1779
PG&E | MW | Industrial | Ind - Stone, Glass & Clay | Lighting | No | Ind Lighting - O&M (Low Cost) | 0.046776 | 0.047267 | 0.047641 | 0.047874 | 0.048013 | 0.048068 | 0.048119 | 0.048128 | 0.048086 | 0.048023 | 0.047924 | 0.047835
PG&E | MW | Industrial | Ind - Stone, Glass & Clay | Lighting | No | Ind Lighting - O&M (Mid Cost) | 0.020124 | 0.020335 | 0.020496 | 0.020596 | 0.020656 | 0.02068 | 0.020702 | 0.020705 | 0.020687 | 0.02066 | 0.020618 | 0.020579
PG&E | MW | Industrial | Ind - Stone, Glass & Clay | MachDr | No | Ind MachDr - Equipment (High Cost) | 0.19694 | 0.19901 | 0.20059 | 0.20157 | 0.20216 | 0.20239 | 0.2026 | 0.20264 | 0.20246 | 0.2022 | 0.20178 | 0.2014
PG&E | MW | Industrial | Ind - Stone, Glass & Clay | MachDr | No | Ind MachDr - Equipment (Low Cost) | 0.42585 | 0.43032 | 0.43372 | 0.43584 | 0.43711 | 0.43761 | 0.43808 | 0.43815 | 0.43778 | 0.43721 | 0.4363 | 0.43549
PG&E | MW | Industrial | Ind - Stone, Glass & Clay | MachDr | No | Ind MachDr - Equipment (Mid Cost) | 0.34397 | 0.34759 | 0.35033 | 0.35205 | 0.35307 | 0.35348 | 0.35386 | 0.35391 | 0.35361 | 0.35315 | 0.35242 | 0.35176
PG&E | MW | Industrial | Ind - Stone, Glass & Clay | MachDr | No | Ind MachDr - O&M (High Cost) | 1.4619 | 1.4772 | 1.4889 | 1.4962 | 1.5005 | 1.5022 | 1.5039 | 1.5041 | 1.5028 | 1.5008 | 1.4978 | 1.4949
PG&E | MW | Industrial | Ind - Stone, Glass & Clay | MachDr | No | Ind MachDr - O&M (Low Cost) | 2.1227 | 2.145 | 2.162 | 2.1726 | 2.1789 | 2.1814 | 2.1837 | 2.1841 | 2.1822 | 2.1794 | 2.1749 | 2.1708
PG&E | MW | Industrial | Ind - Stone, Glass & Clay | MachDr | No | Ind MachDr - O&M (Mid Cost) | 0.31293 | 0.31622 | 0.31872 | 0.32028 | 0.32121 | 0.32158 | 0.32192 | 0.32198 | 0.3217 | 0.32128 | 0.32062 | 0.32002
PG&E | MW | Industrial | Ind - Textiles | HVAC | No | Ind HVAC - Equipment (Electric - High Cost) | 0.0019368 | 0.0019571 | 0.0019726 | 0.0019822 | 0.001988 | 0.0019903 | 0.0019924 | 0.0019927 | 0.001991 | 0.0019884 | 0.0019843 | 0.0019806
PG&E | MW | Industrial | Ind - Textiles | HVAC | No | Ind HVAC - Equipment (Electric - Mid Cost) | 0.00091069 | 0.00092025 | 0.00092753 | 0.00093206 | 0.00093478 | 0.00093585 | 0.00093685 | 0.00093701 | 0.0009362 | 0.00093498 | 0.00093305 | 0.0009313
PG&E | MW | Industrial | Ind - Textiles | HVAC | No | Ind HVAC - O&M (Electric - Low Cost) | 0.0083735 | 0.0084615 | 0.0085284 | 0.0085701 | 0.0085951 | 0.0086049 | 0.0086141 | 0.0086155 | 0.0086081 | 0.0085968 | 0.0085791 | 0.0085631
PG&E | MW | Industrial | Ind - Textiles | Lighting | No | Ind Lighting - Equipment (High Cost) | 0.008601 | 0.0086914 | 0.0087601 | 0.0088029 | 0.0088286 | 0.0088387 | 0.0088481 | 0.0088496 | 0.0088419 | 0.0088304 | 0.0088122 | 0.0087957
PG&E | MW | Industrial | Ind - Textiles | Lighting | No | Ind Lighting - Equipment (Low Cost) | 0.0019782 | 0.0019989 | 0.0020147 | 0.0020246 | 0.0020305 | 0.0020328 | 0.002035 | 0.0020353 | 0.0020336 | 0.0020309 | 0.0020267 | 0.0020229
PG&E | MW | Industrial | Ind - Textiles | Lighting | No | Ind Lighting - Equipment (Mid Cost) | 0.046907 | 0.0474 | 0.047775 | 0.048008 | 0.048148 | 0.048203 | 0.048255 | 0.048263 | 0.048221 | 0.048158 | 0.048059 | 0.047969
PG&E | MW | Industrial | Ind - Textiles | Lighting | No | Ind Lighting - O&M (Low Cost) | 0.002872 | 0.0029022 | 0.0029251 | 0.0029394 | 0.002948 | 0.0029513 | 0.0029545 | 0.002955 | 0.0029524 | 0.0029486 | 0.0029425 | 0.002937
PG&E | MW | Industrial | Ind - Textiles | Lighting | No | Ind Lighting - O&M (Mid Cost) | 0.0019929 | 0.0020138 | 0.0020297 | 0.0020396 | 0.0020456 | 0.0020479 | 0.0020501 | 0.0020505 | 0.0020487 | 0.002046 | 0.0020418 | 0.002038
PG&E | MW | Industrial | Ind - Textiles | ProcHeat | No | Ind ProcHeat - Equipment (Gas - Mid Cost) | 5.368e-05 | 5.2754e-05 | 5.161e-05 | 5.0513e-05 | 4.969e-05 | 4.8892e-05 | 4.8007e-05 | 4.7021e-05 | 4.5962e-05 | 4.4759e-05 | 4.4759e-05 | 4.4759e-05
PG&E | MW | Industrial | Ind - Textiles | ProcHeat | No | Ind ProcHeat - O&M (Gas - Low Cost) | 0.00026628 | 0.0002617 | 0.00025602 | 0.00025058 | 0.00024649 | 0.00024253 | 0.00023814 | 0.00023325 | 0.000228 | 0.00022203 | 0.00022203 | 0.00022203
PG&E | MW | Industrial | Ind - Textiles | MachDr | No | Ind MachDr - Equipment (Low Cost) | 0.0078506 | 0.0079331 | 0.0079958 | 0.0080349 | 0.0080584 | 0.0080675 | 0.0080762 | 0.0080775 | 0.0080705 | 0.00806 | 0.0080434 | 0.0080283
PG&E | MW | Industrial | Ind - Textiles | MachDr | No | Ind MachDr - Equipment (Mid Cost) | 0.016013 | 0.016181 | 0.016309 | 0.016389 | 0.016437 | 0.016456 | 0.016473 | 0.016476 | 0.016462 | 0.01644 | 0.016406 | 0.016376
PG&E | MW | Industrial | Ind - Textiles | MachDr | No | Ind MachDr - O&M (High Cost) | 0.0021345 | 0.002157 | 0.002174 | 0.0021846 | 0.002191 | 0.0021935 | 0.0021959 | 0.0021962 | 0.0021943 | 0.0021915 | 0.0021869 | 0.0021829
PG&E | MW | Industrial | Ind - Textiles | MachDr | No | Ind MachDr - O&M (Low Cost) | 0.049603 | 0.050124 | 0.05052 | 0.050767 | 0.050915 | 0.050973 | 0.051028 | 0.051036 | 0.050992 | 0.050926 | 0.050821 | 0.050726
PG&E | MW | Industrial | Ind - Textiles | MachDr | No | Ind MachDr - O&M (Mid Cost) | 0.014242 | 0.014392 | 0.014505 | 0.014576 | 0.014619 | 0.014636 | 0.014651 | 0.014654 | 0.014641 | 0.014622 | 0.014592 | 0.014564
PG&E | MW | Industrial | Ind - Transportation Equipment | HVAC | No | Ind HVAC - Equipment (Electric - High Cost) | 0.0038705 | 0.0039112 | 0.0039421 | 0.0039614 | 0.0039729 | 0.0039775 | 0.0039817 | 0.0039824 | 0.0039789 | 0.0039738 | 0.0039656 | 0.0039581
PG&E | MW | Industrial | Ind - Transportation Equipment | HVAC | No | Ind HVAC - Equipment (Electric - Low Cost) | 0.013367 | 0.013508 | 0.013614 | 0.013681 | 0.013721 | 0.013736 | 0.013751 | 0.013753 | 0.013742 | 0.013724 | 0.013695 | 0.01367
PG&E | MW | Industrial | Ind - Transportation Equipment | HVAC | No | Ind HVAC - Equipment (Electric - Mid Cost) | 0.0046261 | 0.0046747 | 0.0047117 | 0.0047347 | 0.0047485 | 0.0047539 | 0.004759 | 0.0047598 | 0.0047557 | 0.0047495 | 0.0047397 | 0.0047308
PG&E | MW | Industrial | Ind - Transportation Equipment | HVAC | No | Ind HVAC - Equipment (Gas - Low Cost) | 0.00015649 | 0.00015885 | 0.00016077 | 0.00016269 | 0.00016424 | 0.00016515 | 0.00016553 | 0.00016524 | 0.00016465 | 0.00016345 | 0.00016345 | 0.00016345
PG&E | MW | Industrial | Ind - Transportation Equipment | HVAC | No | Ind HVAC - O&M (Electric - High Cost) | 0.0079193 | 0.0080025 | 0.0080657 | 0.0081052 | 0.0081288 | 0.0081381 | 0.0081468 | 0.0081481 | 0.0081411 | 0.0081305 | 0.0081137 | 0.0080985
PG&E | MW | Industrial | Ind - Transportation Equipment | HVAC | No | Ind HVAC - O&M (Electric - Low Cost) | 0.089305 | 0.090243 | 0.090956 | 0.091401 | 0.091667 | 0.091772 | 0.09187 | 0.091885 | 0.091806 | 0.091686 | 0.091497 | 0.091326
PG&E | MW | Industrial | Ind - Transportation Equipment | HVAC | No | Ind HVAC - O&M (Electric - Mid Cost) | 0.013037 | 0.013174 | 0.013278 | 0.013343 | 0.013382 | 0.013397 | 0.013411 | 0.013413 | 0.013402 | 0.013384 | 0.013357 | 0.013332
PG&E | MW | Industrial | Ind - Transportation Equipment | Lighting | No | Ind Lighting - Equipment (High Cost) | 0.11123 | 0.1124 | 0.11329 | 0.11384 | 0.11418 | 0.11431 | 0.11443 | 0.11445 | 0.11435 | 0.1142 | 0.11397 | 0.11375
PG&E | MW | Industrial | Ind - Transportation Equipment | Lighting | No | Ind Lighting - Equipment (Low Cost) | 0.033294 | 0.033643 | 0.033909 | 0.034075 | 0.034175 | 0.034213 | 0.03425 | 0.034256 | 0.034226 | 0.034182 | 0.034111 | 0.034047
PG&E | MW | Industrial | Ind - Transportation Equipment | Lighting | No | Ind Lighting - Equipment (Mid Cost) | 0.31184 | 0.31512 | 0.31761 | 0.31916 | 0.3201 | 0.32046 | 0.3208 | 0.32086 | 0.32058 | 0.32016 | 0.3195 | 0.3189
PG&E | MW | Industrial | Ind - Transportation Equipment | Lighting | No | Ind Lighting - O&M (High Cost) | 0 | 0 | 0.00014082 | 0.00014151 | 0.00014192 | 0.00014208 | 0.00014224 | 0.00014226 | 0.00014214 | 0.00014195 | 0.00014166 | 0.00014139
PG&E | MW | Industrial | Ind - Transportation Equipment | Lighting | No | Ind Lighting - O&M (Low Cost) | 0.034288 | 0.034648 | 0.034922 | 0.035093 | 0.035195 | 0.035235 | 0.035273 | 0.035279 | 0.035249 | 0.035203 | 0.03513 | 0.035064
PG&E | MW | Industrial | Ind - Transportation Equipment | Lighting | No | Ind Lighting - O&M (Mid Cost) | 0.002097 | 0.002119 | 0.0021358 | 0.0021462 | 0.0021525 | 0.002155 | 0.0021573 | 0.0021576 | 0.0021558 | 0.0021529 | 0.0021485 | 0.0021445
PG&E | MW | Industrial | Ind - Transportation Equipment | ProcHeat | No | Ind ProcHeat - Equipment (Electric - Low Cost) | 0.014169 | 0.014318 | 0.014431 | 0.014501 | 0.014544 | 0.01456 | 0.014576 | 0.014578 | 0.014566 | 0.014547 | 0.014517 | 0.014489
PG&E | MW | Industrial | Ind - Transportation Equipment | ProcHeat | No | Ind ProcHeat - Equipment (Electric - Mid Cost) | 0.010766 | 0.010879 | 0.010965 | 0.011018 | 0.01105 | 0.011063 | 0.011075 | 0.011077 | 0.011067 | 0.011053 | 0.01103 | 0.011009
PG&E | MW | Industrial | Ind - Transportation Equipment | ProcRefrig | No | Ind ProcRefrig - O&M (High Cost) | 0.00058672 | 0.00059288 | 0.00059757 | 0.00060049 | 0.00060224 | 0.00060293 | 0.00060357 | 0.00060367 | 0.00060315 | 0.00060237 | 0.00060112 | 0.0006
PG&E | MW | Industrial | Ind - Transportation Equipment | MachDr | No | Ind MachDr - Equipment (High Cost) | 0.0068562 | 0.0069283 | 0.006983 | 0.0070172 | 0.0070376 | 0.0070457 | 0.0070532 | 0.0070544 | 0.0070483 | 0.0070391 | 0.0070246 | 0.0070114
PG&E | MW | Industrial | Ind - Transportation Equipment | MachDr | No | Ind MachDr - Equipment (Low Cost) | 0.098824 | 0.099862 | 0.10065 | 0.10114 | 0.10144 | 0.10155 | 0.10166 | 0.10168 | 0.10159 | 0.10146 | 0.10125 | 0.10106
PG&E | MW | Industrial | Ind - Transportation Equipment | MachDr | No | Ind MachDr - Equipment (Mid Cost) | 0.14802 | 0.14958 | 0.15076 | 0.1515 | 0.15194 | 0.15211 | 0.15228 | 0.1523 | 0.15217 | 0.15197 | 0.15166 | 0.15137
PG&E | MW | Industrial | Ind - Transportation Equipment | MachDr | No | Ind MachDr - O&M (High Cost) | 0.018484 | 0.018678 | 0.018826 | 0.018918 | 0.018973 | 0.018995 | 0.019015 | 0.019018 | 0.019002 | 0.018977 | 0.018938 | 0.018902
PG&E | MW | Industrial | Ind - Transportation Equipment | MachDr | No | Ind MachDr - O&M (Low Cost) | 0.58188 | 0.58799 | 0.59264 | 0.59553 | 0.59727 | 0.59795 | 0.59859 | 0.59869 | 0.59817 | 0.59739 | 0.59616 | 0.59505
PG&E | MW | Industrial | Ind - Transportation Equipment | MachDr | No | Ind MachDr - O&M (Mid Cost) | 0.058464 | 0.059078 | 0.059546 | 0.059836 | 0.060011 | 0.060079 | 0.060144 | 0.060154 | 0.060102 | 0.060024 | 0.0599 | 0.059788
PG&E | MW | Agricultural | Agr - Concentrated Animal Feeding Operation | SHW | No | Ag SHWC - Equipment (Low Cost) | 0.0025326 | 0.0025327 | 0.0025329 | 0.0025333 | 0.0025341 | 0.0025358 | 0.0025394 | 0.0025465 | 0.0025604 | 0.0025856 | 0.0025949 | 0.0026043
PG&E | MW | Agricultural | Agr - Dairies | ProcRefrig | No | Ag Refrigeration - Equipment (High Cost) | 0.31536 | 0.31814 | 0.321 | 0.32389 | 0.32682 | 0.32967 | 0.3325 | 0.33517 | 0.3376 | 0.33988 | 0.34185 | 0.34383
PG&E | MW | Agricultural | Agr - Dairies | ProcRefrig | No | Ag Refrigeration - Equipment (Mid Cost) | 0.0073966 | 0.0074618 | 0.0075288 | 0.0075967 | 0.0076652 | 0.0077322 | 0.0077986 | 0.007861 | 0.007918 | 0.0079717 | 0.0080179 | 0.0080643
PG&E | MW | Agricultural | Agr - Dairies | ProcRefrig | No | Ag Refrigeration - O&M (High Cost) | 0.84897 | 0.85645 | 0.86415 | 0.87194 | 0.87981 | 0.8875 | 0.89511 | 0.90228 | 0.90882 | 0.91498 | 0.92029 | 0.92562
PG&E | MW | Agricultural | Agr - Dairies | ProcRefrig | No | Ag Refrigeration - O&M (Low Cost) | 0.78976 | 0.79672 | 0.80388 | 0.81112 | 0.81844 | 0.8256 | 0.83268 | 0.83935 | 0.84544 | 0.85117 | 0.8561 | 0.86106
PG&E | MW | Agricultural | Agr - Dairies | ProcRefrig | No | Ag Refrigeration - O&M (Mid Cost) | 1.1022 | 1.1119 | 1.1219 | 1.132 | 1.1422 | 1.1522 | 1.1621 | 1.1714 | 1.1798 | 1.1878 | 1.1947 | 1.2017
PG&E | MW | Agricultural | Agr - Dairies | MachDr | No | Ag Process Mtr - Equipment (High Cost) | 1.0007 | 1.0095 | 1.0186 | 1.0277 | 1.037 | 1.0461 | 1.0551 | 1.0635 | 1.0712 | 1.0785 | 1.0847 | 1.091
PG&E | MW | Agricultural | Agr - Dairies | MachDr | No | Ag Process Mtr - Equipment (Low Cost) | 3.2553 | 3.284 | 3.3135 | 3.3434 | 3.3735 | 3.403 | 3.4322 | 3.4597 | 3.4848 | 3.5084 | 3.5287 | 3.5492
PG&E | MW | Agricultural | Agr - Dairies | MachDr | No | Ag Process Mtr - Equipment (Mid Cost) | 4.9968 | 5.0409 | 5.0862 | 5.132 | 5.1783 | 5.2236 | 5.2684 | 5.3106 | 5.3491 | 5.3854 | 5.4166 | 5.448
PG&E | MW | Agricultural | Agr - Dairies | MachDr | No | Ag Process Mtr - O&M (High Cost) | 0.28878 | 0.29132 | 0.29394 | 0.29659 | 0.29926 | 0.30188 | 0.30447 | 0.30691 | 0.30913 | 0.31123 | 0.31303 | 0.31485
PG&E | MW | Agricultural | Agr - Dairies | MachDr | No | Ag Process Mtr - O&M (Low Cost) | 10.0304 | 10.1188 | 10.2097 | 10.3017 | 10.3947 | 10.4856 | 10.5755 | 10.6602 | 10.7375 | 10.8103 | 10.8729 | 10.9359
PG&E | MW | Agricultural | Agr - Dairies | MachDr | No | Ag Process Mtr - O&M (Mid Cost) | 1.4567 | 1.4695 | 1.4827 | 1.4961 | 1.5096 | 1.5228 | 1.5358 | 1.5481 | 1.5594 | 1.5699 | 1.579 | 1.5882
PG&E | MW | Agricultural | Agr - Greenhouse | HVAC | No | Ag HVAC - Equipment (High Cost) | 0.11433 | 0.11433 | 0.11434 | 0.11436 | 0.1144 | 0.11447 | 0.11463 | 0.11496 | 0.11558 | 0.11672 | 0.11714 | 0.11757
PG&E | MW | Agricultural | Agr - Greenhouse | HVAC | No | Ag HVAC - Equipment (Mid Cost) | 0.16665 | 0.16665 | 0.16667 | 0.16669 | 0.16675 | 0.16686 | 0.16709 | 0.16756 | 0.16848 | 0.17013 | 0.17075 | 0.17137
PG&E | MW | Agricultural | Agr - Irrigated Agriculture | MachDr | No | Ag Motor Pmp - Equipment (High Cost) | 0.94927 | 0.95764 | 0.96624 | 0.97495 | 0.98375 | 0.99235 | 1.0009 | 1.0089 | 1.0162 | 1.0231 | 1.029 | 1.035
PG&E | MW | Agricultural | Agr - Irrigated Agriculture | MachDr | No | Ag Motor Pmp - Equipment (Low Cost) | 1.2622 | 1.2733 | 1.2847 | 1.2963 | 1.308 | 1.3195 | 1.3308 | 1.3414 | 1.3512 | 1.3603 | 1.3682 | 1.3761
PG&E | MW | Agricultural | Agr - Irrigated Agriculture | MachDr | No | Ag Motor Pmp - Equipment (Mid Cost) | 3.6917 | 3.7242 | 3.7577 | 3.7915 | 3.8257 | 3.8592 | 3.8923 | 3.9235 | 3.9519 | 3.9787 | 4.0018 | 4.0249
PG&E | MW | Agricultural | Agr - Irrigated Agriculture | MachDr | No | Ag Motor Pmp - O&M (High Cost) | 0.070879 | 0.071504 | 0.072146 | 0.072797 | 0.073453 | 0.074096 | 0.074731 | 0.07533 | 0.075876 | 0.07639 | 0.076833 | 0.077278
PG&E | MW | Agricultural | Agr - Irrigated Agriculture | MachDr | No | Ag Motor Pmp - O&M (Low Cost) | 1.5575 | 1.5712 | 1.5853 | 1.5996 | 1.614 | 1.6282 | 1.6421 | 1.6553 | 1.6673 | 1.6786 | 1.6883 | 1.6981
PG&E | MW | Agricultural | Agr - Irrigated Agriculture | MachDr | No | Ag Motor Pmp - O&M (Mid Cost) | 0.66141 | 0.66724 | 0.67323 | 0.6793 | 0.68543 | 0.69143 | 0.69736 | 0.70294 | 0.70804 | 0.71284 | 0.71697 | 0.72112
PG&E | MW | Agricultural | Agr - Post-Harvest Processing | ProcHeat | No | Ag Process Dry - Equipment (High Cost) | 0.0067487 | 0.0067489 | 0.0067494 | 0.0067505 | 0.0067527 | 0.0067572 | 0.0067666 | 0.0067857 | 0.0068227 | 0.0068898 | 0.0069147 | 0.0069397
PG&E | MW | Agricultural | Agr - Post-Harvest Processing | ProcRefrig | No | Ag Refrigeration - Equipment (High Cost) | 0.31379 | 0.31655 | 0.3194 | 0.32227 | 0.32518 | 0.32803 | 0.33084 | 0.33349 | 0.33591 | 0.33818 | 0.34014 | 0.34211
PG&E | MW | Agricultural | Agr - Post-Harvest Processing | ProcRefrig | No | Ag Refrigeration - Equipment (Mid Cost) | 0.0073596 | 0.0074244 | 0.0074912 | 0.0075587 | 0.0076269 | 0.0076936 | 0.0077596 | 0.0078217 | 0.0078784 | 0.0079318 | 0.0079778 | 0.008024
PG&E | MW | Agricultural | Agr - Post-Harvest Processing | ProcRefrig | No | Ag Refrigeration - O&M (High Cost) | 0.84473 | 0.85217 | 0.85983 | 0.86758 | 0.87541 | 0.88306 | 0.89064 | 0.89777 | 0.90428 | 0.91041 | 0.91568 | 0.92099
PG&E | MW | Agricultural | Agr - Post-Harvest Processing | ProcRefrig | No | Ag Refrigeration - O&M (Low Cost) | 0.78581 | 0.79274 | 0.79986 | 0.80707 | 0.81435 | 0.82147 | 0.82852 | 0.83515 | 0.84121 | 0.84691 | 0.85182 | 0.85675
PG&E | MW | Agricultural | Agr - Post-Harvest Processing | ProcRefrig | No | Ag Refrigeration - O&M (Mid Cost) | 1.0966 | 1.1063 | 1.1162 | 1.1263 | 1.1365 | 1.1464 | 1.1562 | 1.1655 | 1.174 | 1.1819 | 1.1888 | 1.1956
PG&E | MW | Agricultural | Agr - Post-Harvest Processing | MachDr | No | Ag Process Mtr - Equipment (High Cost) | 0.99567 | 1.0044 | 1.0135 | 1.0226 | 1.0318 | 1.0409 | 1.0498 | 1.0582 | 1.0659 | 1.0731 | 1.0793 | 1.0856
PG&E | MW | Agricultural | Agr - Post-Harvest Processing | MachDr | No | Ag Process Mtr - Equipment (Low Cost) | 3.239 | 3.2676 | 3.2969 | 3.3267 | 3.3567 | 3.386 | 3.4151 | 3.4424 | 3.4674 | 3.4909 | 3.5111 | 3.5314
PG&E | MW | Agricultural | Agr - Post-Harvest Processing | MachDr | No | Ag Process Mtr - Equipment (Mid Cost) | 4.9719 | 5.0157 | 5.0607 | 5.1064 | 5.1524 | 5.1975 | 5.2421 | 5.2841 | 5.3224 | 5.3584 | 5.3895 | 5.4207
PG&E | MW | Agricultural | Agr - Post-Harvest Processing | MachDr | No | Ag Process Mtr - O&M (High Cost) | 0.28733 | 0.28986 | 0.29247 | 0.2951 | 0.29777 | 0.30037 | 0.30295 | 0.30537 | 0.30759 | 0.30967 | 0.31147 | 0.31327
PG&E | MW | Agricultural | Agr - Post-Harvest Processing | MachDr | No | Ag Process Mtr - O&M (Low Cost) | 9.9802 | 10.0682 | 10.1586 | 10.2502 | 10.3427 | 10.4331 | 10.5226 | 10.6069 | 10.6838 | 10.7562 | 10.8186 | 10.8812
PG&E | MW | Agricultural | Agr - Post-Harvest Processing | MachDr | No | Ag Process Mtr - O&M (Mid Cost) | 1.4494 | 1.4622 | 1.4753 | 1.4886 | 1.502 | 1.5152 | 1.5282 | 1.5404 | 1.5516 | 1.5621 | 1.5711 | 1.5802
PG&E | MW | Agricultural | Agr - Refrigerated Warehouses | ProcRefrig | No | Ag Refrigeration - Equipment (High Cost) | 0.31536 | 0.31814 | 0.321 | 0.32389 | 0.32682 | 0.32967 | 0.3325 | 0.33517 | 0.3376 | 0.33988 | 0.34185 | 0.34383
PG&E | MW | Agricultural | Agr - Refrigerated Warehouses | ProcRefrig | No | Ag Refrigeration - Equipment (Mid Cost) | 0.0073966 | 0.0074618 | 0.0075288 | 0.0075967 | 0.0076652 | 0.0077322 | 0.0077986 | 0.007861 | 0.007918 | 0.0079717 | 0.0080179 | 0.0080643
PG&E | MW | Agricultural | Agr - Refrigerated Warehouses | ProcRefrig | No | Ag Refrigeration - O&M (High Cost) | 0.84897 | 0.85645 | 0.86415 | 0.87194 | 0.87981 | 0.8875 | 0.89511 | 0.90228 | 0.90882 | 0.91498 | 0.92029 | 0.92562
PG&E | MW | Agricultural | Agr - Refrigerated Warehouses | ProcRefrig | No | Ag Refrigeration - O&M (Low Cost) | 0.78976 | 0.79672 | 0.80388 | 0.81112 | 0.81844 | 0.8256 | 0.83268 | 0.83935 | 0.84544 | 0.85117 | 0.8561 | 0.86106
PG&E | MW | Agricultural | Agr - Refrigerated Warehouses | ProcRefrig | No | Ag Refrigeration - O&M (Mid Cost) | 1.1022 | 1.1119 | 1.1219 | 1.132 | 1.1422 | 1.1522 | 1.1621 | 1.1714 | 1.1798 | 1.1878 | 1.1947 | 1.2017
PG&E | MW | Agricultural | Agr - Wineries and Vineyards | ProcRefrig | No | Ag Refrigeration - Equipment (High Cost) | 0.31536 | 0.31814 | 0.321 | 0.32389 | 0.32682 | 0.32967 | 0.3325 | 0.33517 | 0.3376 | 0.33988 | 0.34185 | 0.34383
PG&E | MW | Agricultural | Agr - Wineries and Vineyards | ProcRefrig | No | Ag Refrigeration - Equipment (Mid Cost) | 0.0073966 | 0.0074618 | 0.0075288 | 0.0075967 | 0.0076652 | 0.0077322 | 0.0077986 | 0.007861 | 0.007918 | 0.0079717 | 0.0080179 | 0.0080643
PG&E | MW | Agricultural | Agr - Wineries and Vineyards | ProcRefrig | No | Ag Refrigeration - O&M (High Cost) | 0.84897 | 0.85645 | 0.86415 | 0.87194 | 0.87981 | 0.8875 | 0.89511 | 0.90228 | 0.90882 | 0.91498 | 0.92029 | 0.92562
PG&E | MW | Agricultural | Agr - Wineries and Vineyards | ProcRefrig | No | Ag Refrigeration - O&M (Low Cost) | 0.78976 | 0.79672 | 0.80388 | 0.81112 | 0.81844 | 0.8256 | 0.83268 | 0.83935 | 0.84544 | 0.85117 | 0.8561 | 0.86106
PG&E | MW | Agricultural | Agr - Wineries and Vineyards | ProcRefrig | No | Ag Refrigeration - O&M (Mid Cost) | 1.1022 | 1.1119 | 1.1219 | 1.132 | 1.1422 | 1.1522 | 1.1621 | 1.1714 | 1.1798 | 1.1878 | 1.1947 | 1.2017
PG&E | MW | Mining | Mining - Oil & Gas Extraction (Injection Well) | OilGasExtract | No | Oil - Pump Controls | 2.1552 | 2.1552 | 2.1552 | 2.1552 | 2.1552 | 2.1552 | 2.1552 | 2.1552 | 2.1552 | 2.1552 | 2.1552 | 2.1552
PG&E | MW | Mining | Mining - Oil & Gas Extraction (Injection Well) | OilGasExtract | No | Oil - Pump Motor and Controls | 4.6062 | 4.6062 | 4.6062 | 4.6062 | 4.6062 | 4.6062 | 4.6062 | 4.6062 | 4.6062 | 4.6062 | 4.6062 | 4.6062
PG&E | MW | Mining | Mining - Oil & Gas Extraction (Regular Well) | OilGasExtract | No | Oil - Pump Controls | 3.2535 | 3.2535 | 3.2535 | 3.2535 | 3.2535 | 3.2535 | 3.2535 | 3.2535 | 3.2535 | 3.2535 | 3.2535 | 3.2535
PG&E | MW | Mining | Mining - Oil & Gas Extraction (Regular Well) | OilGasExtract | No | Oil - Pump Motor | 1.6558 | 1.6558 | 1.6558 | 1.6558 | 1.6558 | 1.6558 | 1.6558 | 1.6558 | 1.6558 | 1.6558 | 1.6558 | 1.6558
PG&E | MW | Mining | Mining - Oil & Gas Extraction (Regular Well) | OilGasExtract | No | Oil - Pump Motor and Controls | 5.584 | 5.584 | 5.584 | 5.584 | 5.584 | 5.584 | 5.584 | 5.584 | 5.584 | 5.584 | 5.584 | 5.584
PG&E | MW | Mining | Mining - Oil & Gas Extraction (Stripper Well) | OilGasExtract | No | Oil - Pump Controls | 0.50972 | 0.50972 | 0.50972 | 0.50972 | 0.50972 | 0.50972 | 0.50972 | 0.50972 | 0.50972 | 0.50972 | 0.50972 | 0.50972
PG&E | MW | Mining | Mining - Oil & Gas Extraction (Stripper Well) | OilGasExtract | No | Oil - Pump Motor | 0.262 | 0.262 | 0.262 | 0.262 | 0.262 | 0.262 | 0.262 | 0.262 | 0.262 | 0.262 | 0.262 | 0.262
PG&E | MM Therms | Industrial | Ind - Chemicals | HVAC | No | Ind HVAC - Equipment (Electric - High Cost) | 0.00060782 | 0.0006142 | 0.00061906 | 0.00062208 | 0.0006239 | 0.00062461 | 0.00062528 | 0.00062538 | 0.00062484 | 0.00062403 | 0.00062274 | 0.00062157
PG&E | MM Therms | Industrial | Ind - Chemicals | HVAC | No | Ind HVAC - Equipment (Electric - Mid Cost) | 0.0005207 | 0.00052617 | 0.00053033 | 0.00053292 | 0.00053448 | 0.00053509 | 0.00053566 | 0.00053575 | 0.00053529 | 0.00053459 | 0.00053349 | 0.00053249
PG&E | MM Therms | Industrial | Ind - Chemicals | HVAC | No | Ind HVAC - Equipment (Gas - High Cost) | 0.032129 | 0.033878 | 0.035142 | 0.036234 | 0.037359 | 0.03869 | 0.040129 | 0.041502 | 0.0428 | 0.043938 | 0.043938 | 0.043938
PG&E | MM Therms | Industrial | Ind - Chemicals | HVAC | No | Ind HVAC - Equipment (Gas - Low Cost) | 0.000161 | 0.00016977 | 0.0001761 | 0.00018158 | 0.00018721 | 0.00019388 | 0.00020109 | 0.00020797 | 0.00021448 | 0.00022018 | 0.00022018 | 0.00022018
PG&E | MM Therms | Industrial | Ind - Chemicals | HVAC | No | Ind HVAC - Equipment (Gas - Mid Cost) | 0.0031883 | 0.0033619 | 0.0034873 | 0.0035957 | 0.0037073 | 0.0038394 | 0.0039822 | 0.0041184 | 0.0042472 | 0.0043601 | 0.0043601 | 0.0043601
PG&E | MM Therms | Industrial | Ind - Chemicals | HVAC | No | Ind HVAC - O&M (Electric - Low Cost) | 0.0724 | 0.073161 | 0.073739 | 0.074099 | 0.074316 | 0.0744 | 0.07448 | 0.074492 | 0.074428 | 0.074331 | 0.074178 | 0.074039
PG&E | MM Therms | Industrial | Ind - Chemicals | HVAC | No | Ind HVAC - O&M (Electric - Mid Cost) | 0.026941 | 0.027224 | 0.027439 | 0.027573 | 0.027654 | 0.027685 | 0.027715 | 0.027719 | 0.027695 | 0.027659 | 0.027602 | 0.027551
PG&E | MM Therms | Industrial | Ind - Chemicals | HVAC | No | Ind HVAC - O&M (Gas - High Cost) | 0.037249 | 0.039277 | 0.040742 | 0.042009 | 0.043312 | 0.044856 | 0.046524 | 0.048115 | 0.04962 | 0.05094 | 0.05094 | 0.05094
PG&E | MM Therms | Industrial | Ind - Chemicals | HVAC | No | Ind HVAC - O&M (Gas - Low Cost) | 0.1003 | 0.10576 | 0.1097 | 0.11311 | 0.11662 | 0.12078 | 0.12527 | 0.12955 | 0.1336 | 0.13716 | 0.13716 | 0.13716
PG&E | MM Therms | Industrial | Ind - Chemicals | HVAC | No | Ind HVAC - O&M (Gas - Mid Cost) | 0.023242 | 0.024508 | 0.025422 | 0.026212 | 0.027025 | 0.027989 | 0.029029 | 0.030022 | 0.030961 | 0.031785 | 0.031785 | 0.031785
PG&E | MM Therms | Industrial | Ind - Chemicals | ProcHeat | No | Ind ProcHeat - Equipment (Electric - High Cost) | 0.00066429 | 0.00067127 | 0.00067658 | 0.00067988 | 0.00068187 | 0.00068265 | 0.00068338 | 0.00068349 | 0.0006829 | 0.00068201 | 0.0006806 | 0.00067933
PG&E | MM Therms | Industrial | Ind - Chemicals | ProcHeat | No | Ind ProcHeat - Equipment (Gas - High Cost) | 0.13503 | 0.14238 | 0.14769 | 0.15229 | 0.15701 | 0.16261 | 0.16865 | 0.17442 | 0.17988 | 0.18466 | 0.18466 | 0.18466
PG&E | MM Therms | Industrial | Ind - Chemicals | ProcHeat | No | Ind ProcHeat - Equipment (Gas - Low Cost) | 0.032177 | 0.033929 | 0.035194 | 0.036288 | 0.037414 | 0.038748 | 0.040189 | 0.041563 | 0.042863 | 0.044003 | 0.044003 | 0.044003
PG&E | MM Therms | Industrial | Ind - Chemicals | ProcHeat | No | Ind ProcHeat - Equipment (Gas - Mid Cost) | 0.078505 | 0.082779 | 0.085866 | 0.088536 | 0.091283 | 0.094537 | 0.098052 | 0.10141 | 0.10458 | 0.10736 | 0.10736 | 0.10736
PG&E | MM Therms | Industrial | Ind - Chemicals | ProcHeat | No | Ind ProcHeat - O&M (Gas - High Cost) | 0.067231 | 0.070891 | 0.073535 | 0.075821 | 0.078173 | 0.08096 | 0.083971 | 0.086843 | 0.089559 | 0.091941 | 0.091941 | 0.091941
PG&E | MM Therms | Industrial | Ind - Chemicals | ProcHeat | No | Ind ProcHeat - O&M (Gas - Low Cost) | 0.042034 | 0.044323 | 0.045976 | 0.047405 | 0.048876 | 0.050618 | 0.0525 | 0.054296 | 0.055994 | 0.057484 | 0.057484 | 0.057484
PG&E | MM Therms | Industrial | Ind - Chemicals | ProcHeat | No | Ind ProcHeat - O&M (Gas - Mid Cost) | 0.26521 | 0.27964 | 0.29007 | 0.29909 | 0.30837 | 0.31937 | 0.33124 | 0.34257 | 0.35328 | 0.36268 | 0.36268 | 0.36268
PG&E | MM Therms | Industrial | Ind - Chemicals | SHW | No | Ind SHW - Equipment (High Cost) | 0.12931 | 0.13635 | 0.14144 | 0.14584 | 0.15036 | 0.15572 | 0.16151 | 0.16703 | 0.17226 | 0.17684 | 0.17684 | 0.17684
PG&E | MM Therms | Industrial | Ind - Chemicals | SHW | No | Ind SHW - Equipment (Low Cost) | 0.076753 | 0.080931 | 0.08395 | 0.08656 | 0.089245 | 0.092427 | 0.095863 | 0.099142 | 0.10224 | 0.10496 | 0.10496 | 0.10496
PG&E | MM Therms | Industrial | Ind - Chemicals | SHW | No | Ind SHW - Equipment (Mid Cost) | 0.10787 | 0.11374 | 0.11799 | 0.12165 | 0.12543 | 0.1299 | 0.13473 | 0.13934 | 0.1437 | 0.14752 | 0.14752 | 0.14752
PG&E | MM Therms | Industrial | Ind - Chemicals | SHW | No | Ind SHW - O&M (High Cost) | 0.22757 | 0.23996 | 0.24891 | 0.25665 | 0.26461 | 0.27404 | 0.28423 | 0.29395 | 0.30315 | 0.31121 | 0.31121 | 0.31121
PG&E | MM Therms | Industrial | Ind - Chemicals | SHW | No | Ind SHW - O&M (Low Cost) | 0.0074147 | 0.0078184 | 0.00811 | 0.0083621 | 0.0086215 | 0.0089289 | 0.0092609 | 0.0095776 | 0.0098772 | 0.01014 | 0.01014 | 0.01014
PG&E | MM Therms | Industrial | Ind - Chemicals | SHW | No | Ind SHW - O&M (Mid Cost) | 0.24108 | 0.25421 | 0.26369 | 0.27189 | 0.28032 | 0.29032 | 0.30111 | 0.31141 | 0.32115 | 0.32969 | 0.32969 | 0.32969
PG&E | MM Therms | Industrial | Ind - Chemicals | MachDr | No | Ind MachDr - Equipment (Low Cost) | 0.015901 | 0.016068 | 0.016195 | 0.016275 | 0.016322 | 0.016341 | 0.016358 | 0.016361 | 0.016347 | 0.016325 | 0.016292 | 0.016261
PG&E | MM Therms | Industrial | Ind - Electronics | HVAC | No | Ind HVAC - Equipment (Electric - High Cost) | 0.0016348 | 0.001652 | 0.001665 | 0.0016732 | 0.0016781 | 0.00168 | 0.0016818 | 0.0016821 | 0.0016806 | 0.0016784 | 0.0016749 | 0.0016718
PG&E | MM Therms | Industrial | Ind - Electronics | HVAC | No | Ind HVAC - Equipment (Gas - High Cost) | 0.35609 | 0.36304 | 0.3676 | 0.37189 | 0.37553 | 0.37782 | 0.3797 | 0.38079 | 0.38098 | 0.37993 | 0.37993 | 0.37993
PG&E | MM Therms | Industrial | Ind - Electronics | HVAC | No | Ind HVAC - Equipment (Gas - Low Cost) | 0.0047731 | 0.0048663 | 0.0049274 | 0.0049849 | 0.0050337 | 0.0050644 | 0.0050896 | 0.0051042 | 0.0051067 | 0.0050927 | 0.0050927 | 0.0050927
PG&E | MM Therms | Industrial | Ind - Electronics | HVAC | No | Ind HVAC - Equipment (Gas - Mid Cost) | 0.45942 | 0.46838 | 0.47427 | 0.4798 | 0.4845 | 0.48745 | 0.48988 | 0.49129 | 0.49152 | 0.49017 | 0.49017 | 0.49017
PG&E | MM Therms | Industrial | Ind - Electronics | HVAC | No | Ind HVAC - O&M (Electric - High Cost) | 0.0043667 | 0.0044126 | 0.0044475 | 0.0044692 | 0.0044822 | 0.0044874 | 0.0044922 | 0.0044929 | 0.004489 | 0.0044832 | 0.0044739 | 0.0044656
PG&E | MM Therms | Industrial | Ind - Electronics | HVAC | No | Ind HVAC - O&M (Electric - Low Cost) | 0.0050644 | 0.0051175 | 0.005158 | 0.0051832 | 0.0051983 | 0.0052043 | 0.0052098 | 0.0052107 | 0.0052062 | 0.0051994 | 0.0051887 | 0.005179
PG&E | MM Therms | Industrial | Ind - Electronics | HVAC | No | Ind HVAC - O&M (Electric - Mid Cost) | 0.014909 | 0.015065 | 0.015185 | 0.015259 | 0.015303 | 0.015321 | 0.015337 | 0.01534 | 0.015326 | 0.015306 | 0.015275 | 0.015246
PG&E | MM Therms | Industrial | Ind - Electronics | HVAC | No | Ind HVAC - O&M (Gas - High Cost) | 0.035664 | 0.03636 | 0.036816 | 0.037246 | 0.037611 | 0.03784 | 0.038028 | 0.038138 | 0.038156 | 0.038051 | 0.038051 | 0.038051
PG&E | MM Therms | Industrial | Ind - Electronics | HVAC | No | Ind HVAC - O&M (Gas - Low Cost) | 0.0052798 | 0.0053828 | 0.0054504 | 0.0055141 | 0.005568 | 0.005602 | 0.0056298 | 0.005646 | 0.0056487 | 0.0056332 | 0.0056332 | 0.0056332
PG&E | MM Therms | Industrial | Ind - Electronics | HVAC | No | Ind HVAC - O&M (Gas - Mid Cost) | 0.1471 | 0.14997 | 0.15185 | 0.15363 | 0.15513 | 0.15608 | 0.15685 | 0.1573 | 0.15738 | 0.15695 | 0.15695 | 0.15695
PG&E | MM Therms | Industrial | Ind - Electronics | ProcHeat | No | Ind ProcHeat - Equipment (Gas - High Cost) | 0.88129 | 0.89848 | 0.90978 | 0.9204 | 0.9294 | 0.93507 | 0.93972 | 0.94242 | 0.94287 | 0.94029 | 0.94029 | 0.94029
PG&E | MM Therms | Industrial | Ind - Electronics | ProcHeat | No | Ind ProcHeat - Equipment (Gas - Low Cost) | 0.0028502 | 0.0029058 | 0.0029423 | 0.0029767 | 0.0030058 | 0.0030241 | 0.0030392 | 0.0030479 | 0.0030494 | 0.003041 | 0.003041 | 0.003041
PG&E | MM Therms | Industrial | Ind - Electronics | ProcHeat | No | Ind ProcHeat - Equipment (Gas - Mid Cost) | 0.38612 | 0.39366 | 0.3986 | 0.40326 | 0.4072 | 0.40968 | 0.41172 | 0.41291 | 0.4131 | 0.41197 | 0.41197 | 0.41197
PG&E | MM Therms | Industrial | Ind - Electronics | ProcHeat | No | Ind ProcHeat - O&M (Gas - High Cost) | 2.1536 | 2.1956 | 2.2232 | 2.2492 | 2.2712 | 2.285 | 2.2964 | 2.303 | 2.3041 | 2.2978 | 2.2978 | 2.2978
PG&E | MM Therms | Industrial | Ind - Electronics | ProcHeat | No | Ind ProcHeat - O&M (Gas - Low Cost) | 0.064575 | 0.065835 | 0.066662 | 0.06744 | 0.0681 | 0.068515 | 0.068856 | 0.069054 | 0.069087 | 0.068898 | 0.068898 | 0.068898
PG&E | MM Therms | Industrial | Ind - Electronics | ProcHeat | No | Ind ProcHeat - O&M (Gas - Mid Cost) | 1.718 | 1.7516 | 1.7736 | 1.7943 | 1.8118 | 1.8229 | 1.8319 | 1.8372 | 1.8381 | 1.833 | 1.833 | 1.833
PG&E | MM Therms | Industrial | Ind - Electronics | SHW | No | Ind SHW - Equipment (High Cost) | 0.24812 | 0.25296 | 0.25614 | 0.25913 | 0.26166 | 0.26326 | 0.26457 | 0.26533 | 0.26545 | 0.26473 | 0.26473 | 0.26473
PG&E | MM Therms | Industrial | Ind - Electronics | SHW | No | Ind SHW - Equipment (Low Cost) | 0.46648 | 0.47558 | 0.48156 | 0.48718 | 0.49195 | 0.49495 | 0.49741 | 0.49884 | 0.49908 | 0.49771 | 0.49771 | 0.49771
PG&E | MM Therms | Industrial | Ind - Electronics | SHW | No | Ind SHW - Equipment (Mid Cost) | 0.029303 | 0.029875 | 0.03025 | 0.030603 | 0.030903 | 0.031091 | 0.031246 | 0.031336 | 0.031351 | 0.031265 | 0.031265 | 0.031265
PG&E | MM Therms | Industrial | Ind - Electronics | SHW | No | Ind SHW - O&M (High Cost) | 0.052471 | 0.053495 | 0.054167 | 0.0548 | 0.055336 | 0.055673 | 0.05595 | 0.056111 | 0.056138 | 0.055984 | 0.055984 | 0.055984
PG&E | MM Therms | Industrial | Ind - Electronics | SHW | No | Ind SHW - O&M (Low Cost) | 0.15324 | 0.15623 | 0.15819 | 0.16004 | 0.1616 | 0.16259 | 0.1634 | 0.16387 | 0.16395 | 0.1635 | 0.1635 | 0.1635
PG&E | MM Therms | Industrial | Ind - Electronics | SHW | No | Ind SHW - O&M (Mid Cost) | 0.059933 | 0.061103 | 0.06187 | 0.062593 | 0.063205 | 0.063591 | 0.063907 | 0.064091 | 0.064121 | 0.063946 | 0.063946 | 0.063946
PG&E | MM Therms | Industrial | Ind - Electronics | MachDr | No | Ind MachDr - Equipment (Mid Cost) | 0.038293 | 0.038695 | 0.039001 | 0.039191 | 0.039306 | 0.039351 | 0.039393 | 0.039399 | 0.039365 | 0.039314 | 0.039233 | 0.03916
PG&E | MM Therms | Industrial | Ind - Electronics | MachDr | No | Ind MachDr - O&M (Low Cost) | 0.025063 | 0.025327 | 0.025527 | 0.025652 | 0.025727 | 0.025756 | 0.025783 | 0.025788 | 0.025765 | 0.025732 | 0.025679 | 0.025631
PG&E | MM Therms | Industrial | Ind - Food | HVAC | No | Ind HVAC - Equipment (Electric - Low Cost) | 0.0052672 | 0.0053225 | 0.0053646 | 0.0053908 | 0.0054066 | 0.0054127 | 0.0054185 | 0.0054194 | 0.0054147 | 0.0054077 | 0.0053965 | 0.0053864
PG&E | MM Therms | Industrial | Ind - Food | HVAC | No | Ind HVAC - Equipment (Gas - High Cost) | 0.12858 | 0.13011 | 0.13058 | 0.1312 | 0.13194 | 0.13251 | 0.1328 | 0.13279 | 0.13274 | 0.13246 | 0.13246 | 0.13246
PG&E | MM Therms | Industrial | Ind - Food | HVAC | No | Ind HVAC - Equipment (Gas - Low Cost) | 0.072919 | 0.073787 | 0.074056 | 0.074409 | 0.074829 | 0.075149 | 0.075316 | 0.075312 | 0.075282 | 0.075119 | 0.075119 | 0.075119
PG&E | MM Therms | Industrial | Ind - Food | HVAC | No | Ind HVAC - Equipment (Gas - Mid Cost) | 0.036374 | 0.036807 | 0.036941 | 0.037117 | 0.037326 | 0.037486 | 0.037569 | 0.037567 | 0.037552 | 0.037471 | 0.037471 | 0.037471
PG&E | MM Therms | Industrial | Ind - Food | HVAC | No | Ind HVAC - O&M (Electric - Low Cost) | 0.4473 | 0.452 | 0.45557 | 0.4578 | 0.45913 | 0.45966 | 0.46015 | 0.46023 | 0.45983 | 0.45923 | 0.45828 | 0.45742
PG&E | MM Therms | Industrial | Ind - Food | HVAC | No | Ind HVAC - O&M (Electric - Mid Cost) | 0.0019167 | 0.0019368 | 0.0019521 | 0.0019617 | 0.0019674 | 0.0019696 | 0.0019717 | 0.0019721 | 0.0019704 | 0.0019678 | 0.0019637 | 0.0019601
PG&E | MM Therms | Industrial | Ind - Food | ProcHeat | No | Ind ProcHeat - Equipment (Electric - High Cost) | 0.64586 | 0.65264 | 0.6578 | 0.66102 | 0.66295 | 0.6637 | 0.66441 | 0.66452 | 0.66395 | 0.66308 | 0.66172 | 0.66048
PG&E | MM Therms | Industrial | Ind - Food | ProcHeat | No | Ind ProcHeat - Equipment (Electric - Mid Cost) | 0.053662 | 0.054226 | 0.054655 | 0.054922 | 0.055082 | 0.055145 | 0.055204 | 0.055213 | 0.055165 | 0.055093 | 0.05498 | 0.054877
PG&E | MM Therms | Industrial | Ind - Food | ProcHeat | No | Ind ProcHeat - Equipment (Gas - High Cost) | 2.0395 | 2.0638 | 2.0713 | 2.0812 | 2.0929 | 2.1019 | 2.1066 | 2.1065 | 2.1056 | 2.1011 | 2.1011 | 2.1011
PG&E | MM Therms | Industrial | Ind - Food | ProcHeat | No | Ind ProcHeat - Equipment (Gas - Low Cost) | 0.77731 | 0.78656 | 0.78943 | 0.79319 | 0.79767 | 0.80108 | 0.80286 | 0.80282 | 0.8025 | 0.80076 | 0.80076 | 0.80076
PG&E | MM Therms | Industrial | Ind - Food | ProcHeat | No | Ind ProcHeat - Equipment (Gas - Mid Cost) | 4.7968 | 4.8539 | 4.8716 | 4.8948 | 4.9224 | 4.9435 | 4.9545 | 4.9542 | 4.9523 | 4.9416 | 4.9416 | 4.9416
PG&E | MM Therms | Industrial | Ind - Food | ProcHeat | No | Ind ProcHeat - O&M (Gas - High Cost) | 5.4134 | 5.4778 | 5.4978 | 5.524 | 5.5551 | 5.579 | 5.5913 | 5.591 | 5.5888 | 5.5767 | 5.5767 | 5.5767
PG&E | MM Therms | Industrial | Ind - Food | ProcHeat | No | Ind ProcHeat - O&M (Gas - Low Cost) | 2.0618 | 2.0863 | 2.0939 | 2.1039 | 2.1158 | 2.1249 | 2.1296 | 2.1295 | 2.1286 | 2.124 | 2.124 | 2.124
PG&E | MM Therms | Industrial | Ind - Food | ProcHeat | No | Ind ProcHeat - O&M (Gas - Mid Cost) | 4.17 | 4.2196 | 4.235 | 4.2551 | 4.2792 | 4.2975 | 4.307 | 4.3068 | 4.3051 | 4.2958 | 4.2958 | 4.2958
PG&E | MM Therms | Industrial | Ind - Food | SHW | No | Ind SHW - Equipment (High Cost) | 1.161 | 1.1748 | 1.1791 | 1.1847 | 1.1914 | 1.1965 | 1.1992 | 1.1991 | 1.1986 | 1.196 | 1.196 | 1.196
PG&E | MM Therms | Industrial | Ind - Food | SHW | No | Ind SHW - Equipment (Low Cost) | 0.46003 | 0.4655 | 0.4672 | 0.46942 | 0.47207 | 0.4741 | 0.47515 | 0.47512 | 0.47493 | 0.47391 | 0.47391 | 0.47391
PG&E | MM Therms | Industrial | Ind - Food | SHW | No | Ind SHW - Equipment (Mid Cost) | 0.79618 | 0.80565 | 0.80859 | 0.81244 | 0.81703 | 0.82053 | 0.82235 | 0.8223 | 0.82197 | 0.8202 | 0.8202 | 0.8202
PG&E | MM Therms | Industrial | Ind - Food | SHW | No | Ind SHW - O&M (High Cost) | 1.3075 | 1.3231 | 1.3279 | 1.3342 | 1.3417 | 1.3475 | 1.3505 | 1.3504 | 1.3499 | 1.3469 | 1.3469 | 1.3469
PG&E | MM Therms | Industrial | Ind - Food | SHW | No | Ind SHW - O&M (Low Cost) | 1.978 | 2.0016 | 2.0089 | 2.0184 | 2.0298 | 2.0385 | 2.0431 | 2.0429 | 2.0421 | 2.0377 | 2.0377 | 2.0377
PG&E | MM Therms | Industrial | Ind - Food | SHW | No | Ind SHW - O&M (Mid Cost) | 3.8968 | 3.9432 | 3.9575 | 3.9764 | 3.9988 | 4.016 | 4.0249 | 4.0247 | 4.0231 | 4.0144 | 4.0144 | 4.0144
PG&E | MM Therms | Industrial | Ind - Food | MachDr | No | Ind MachDr - Equipment (High Cost) | 0.041068 | 0.0415 | 0.041828 | 0.042032 | 0.042155 | 0.042203 | 0.042248 | 0.042255 | 0.042219 | 0.042164 | 0.042077 | 0.041998
PG&E | MM Therms | Industrial | Ind - Lumber & Furniture | HVAC | No | Ind HVAC - Equipment (Electric - High Cost) | 0.00030974 | 0.000313 | 0.00031547 | 0.00031701 | 0.00031794 | 0.0003183 | 0.00031864 | 0.0003187 | 0.00031842 | 0.00031801 | 0.00031735 | 0.00031676
PG&E | MM Therms | Industrial | Ind - Lumber & Furniture | HVAC | No | Ind HVAC - O&M (Electric - Low Cost) | 0.0056039 | 0.0056628 | 0.0057076 | 0.0057355 | 0.0057522 | 0.0057588 | 0.0057649 | 0.0057659 | 0.0057609 | 0.0057534 | 0.0057415 | 0.0057308
PG&E | MM Therms | Industrial | Ind - Lumber & Furniture | HVAC | No | Ind HVAC - O&M (Electric - Mid Cost) | 0.0060736 | 0.0061374 | 0.0061859 | 0.0062162 | 0.0062343 | 0.0062414 | 0.0062481 | 0.0062491 | 0.0062437 | 0.0062356 | 0.0062227 | 0.0062111
PG&E | MM Therms | Industrial | Ind - Lumber & Furniture | MachDr | No | Ind MachDr - Equipment (High Cost) | 0.0041127 | 0.0041559 | 0.0041888 | 0.0042093 | 0.0042215 | 0.0042263 | 0.0042309 | 0.0042316 | 0.0042279 | 0.0042224 | 0.0042137 | 0.0042058
PG&E | MM Therms | Industrial | Ind - Machinery | HVAC | No | Ind HVAC - Equipment (Electric - High Cost) | 0.0059733 | 0.006036 | 0.0060837 | 0.0061134 | 0.0061313 | 0.0061383 | 0.0061448 | 0.0061459 | 0.0061406 | 0.0061326 | 0.0061199 | 0.0061085
PG&E | MM Therms | Industrial | Ind - Machinery | HVAC | No | Ind HVAC - Equipment (Electric - Mid Cost) | 0.0022041 | 0.0022272 | 0.0022448 | 0.0022558 | 0.0022624 | 0.002265 | 0.0022674 | 0.0022678 | 0.0022658 | 0.0022629 | 0.0022582 | 0.002254
PG&E | MM Therms | Industrial | Ind - Machinery | HVAC | No | Ind HVAC - Equipment (Gas - High Cost) | 0.074751 | 0.076038 | 0.075819 | 0.075491 | 0.075208 | 0.07524 | 0.075413 | 0.075454 | 0.075478 | 0.075253 | 0.075253 | 0.075253
PG&E | MM Therms | Industrial | Ind - Machinery | HVAC | No | Ind HVAC - Equipment (Gas - Low Cost) | 0.0045388 | 0.0046169 | 0.0046036 | 0.0045837 | 0.0045665 | 0.0045684 | 0.004579 | 0.0045814 | 0.0045829 | 0.0045692 | 0.0045692 | 0.0045692
PG&E | MM Therms | Industrial | Ind - Machinery | HVAC | No | Ind HVAC - Equipment (Gas - Mid Cost) | 0.13283 | 0.13512 | 0.13473 | 0.13415 | 0.13365 | 0.1337 | 0.13401 | 0.13408 | 0.13413 | 0.13373 | 0.13373 | 0.13373
PG&E | MM Therms | Industrial | Ind - Machinery | HVAC | No | Ind HVAC - O&M (Electric - High Cost) | 0.00015765 | 0.0001593 | 0.00016056 | 0.00016135 | 0.00016182 | 0.000162 | 0.00016218 | 0.0001622 | 0.00016206 | 0.00016185 | 0.00016152 | 0.00016122
PG&E | MM Therms | Industrial | Ind - Machinery | HVAC | No | Ind HVAC - O&M (Electric - Low Cost) | 0.027258 | 0.027544 | 0.027762 | 0.027898 | 0.027979 | 0.028011 | 0.028041 | 0.028046 | 0.028021 | 0.027985 | 0.027927 | 0.027875
PG&E | MM Therms | Industrial | Ind - Machinery | HVAC | No | Ind HVAC - O&M (Electric - Mid Cost) | 0.040852 | 0.041281 | 0.041607 | 0.041811 | 0.041933 | 0.04198 | 0.042025 | 0.042032 | 0.041996 | 0.041941 | 0.041855 | 0.041777
PG&E | MM Therms | Industrial | Ind - Machinery | HVAC | No | Ind HVAC - O&M (Gas - High Cost) | 0.029604 | 0.030114 | 0.030027 | 0.029897 | 0.029785 | 0.029798 | 0.029867 | 0.029883 | 0.029892 | 0.029803 | 0.029803 | 0.029803
PG&E | MM Therms | Industrial | Ind - Machinery | HVAC | No | Ind HVAC - O&M (Gas - Low Cost) | 0.10946 | 0.11135 | 0.11103 | 0.11055 | 0.11013 | 0.11018 | 0.11043 | 0.11049 | 0.11053 | 0.1102 | 0.1102 | 0.1102
PG&E | MM Therms | Industrial | Ind - Machinery | HVAC | No | Ind HVAC - O&M (Gas - Mid Cost) | 0.0060987 | 0.0062036 | 0.0061858 | 0.006159 | 0.0061359 | 0.0061385 | 0.0061527 | 0.006156 | 0.0061579 | 0.0061396 | 0.0061396 | 0.0061396
PG&E | MM Therms | Industrial | Ind - Machinery | Lighting | No | Ind Lighting - Equipment (Mid Cost) | 1.0752e-05 | 1.0865e-05 | 1.0951e-05 | 1.1005e-05 | 1.1037e-05 | 1.1049e-05 | 1.1061e-05 | 1.1063e-05 | 1.1054e-05 | 1.1039e-05 | 1.1016e-05 | 1.0996e-05
PG&E | MM Therms | Industrial | Ind - Machinery | ProcHeat | No | Ind ProcHeat - Equipment (Electric - High Cost) | 0.00045475 | 0.00045953 | 0.00046316 | 0.00046543 | 0.00046678 | 0.00046732 | 0.00046782 | 0.00046789 | 0.00046749 | 0.00046688 | 0.00046592 | 0.00046505
PG&E | MM Therms | Industrial | Ind - Machinery | ProcHeat | No | Ind ProcHeat - Equipment (Gas - High Cost) | 0.018142 | 0.018454 | 0.018401 | 0.018321 | 0.018253 | 0.018261 | 0.018303 | 0.018312 | 0.018318 | 0.018264 | 0.018264 | 0.018264
PG&E | MM Therms | Industrial | Ind - Machinery | ProcHeat | No | Ind ProcHeat - Equipment (Gas - Low Cost) | 0.029595 | 0.030104 | 0.030018 | 0.029888 | 0.029776 | 0.029789 | 0.029857 | 0.029873 | 0.029883 | 0.029794 | 0.029794 | 0.029794
PG&E | MM Therms | Industrial | Ind - Machinery | ProcHeat | No | Ind ProcHeat - Equipment (Gas - Mid Cost) | 0.068124 | 0.069296 | 0.069097 | 0.068798 | 0.06854 | 0.068569 | 0.068727 | 0.068764 | 0.068786 | 0.068581 | 0.068581 | 0.068581
PG&E | MM Therms | Industrial | Ind - Machinery | ProcHeat | No | Ind ProcHeat - O&M (Gas - High Cost) | 0.13951 | 0.14191 | 0.1415 | 0.14089 | 0.14036 | 0.14042 | 0.14074 | 0.14082 | 0.14086 | 0.14044 | 0.14044 | 0.14044
PG&E | MM Therms | Industrial | Ind - Machinery | ProcHeat | No | Ind ProcHeat - O&M (Gas - Low Cost) | 0.070482 | 0.071695 | 0.071489 | 0.071179 | 0.070912 | 0.070943 | 0.071106 | 0.071144 | 0.071167 | 0.070955 | 0.070955 | 0.070955
PG&E | MM Therms | Industrial | Ind - Machinery | ProcHeat | No | Ind ProcHeat - O&M (Gas - Mid Cost) | 0.30094 | 0.30612 | 0.30524 | 0.30392 | 0.30278 | 0.30291 | 0.3036 | 0.30377 | 0.30386 | 0.30296 | 0.30296 | 0.30296
PG&E | MM Therms | Industrial | Ind - Machinery | MachDr | No | Ind MachDr - Equipment (High Cost) | 0.00067606 | 0.00068317 | 0.00068857 | 0.00069193 | 0.00069395 | 0.00069474 | 0.00069549 | 0.0006956 | 0.000695 | 0.0006941 | 0.00069266 | 0.00069137
PG&E | MM Therms | Industrial | Ind - Machinery | MachDr | No | Ind MachDr - Equipment (Mid Cost) | 0.016947 | 0.017125 | 0.01726 | 0.017345 | 0.017395 | 0.017415 | 0.017434 | 0.017437 | 0.017422 | 0.017399 | 0.017363 | 0.017331
PG&E | MM Therms | Industrial | Ind - Metals (Fabricated) | HVAC | No | Ind HVAC - Equipment (Electric - High Cost) | 0.00028679 | 0.0002898 | 0.0002921 | 0.00029352 | 0.00029438 | 0.00029471 | 0.00029503 | 0.00029508 | 0.00029482 | 0.00029444 | 0.00029383 | 0.00029328
PG&E | MM Therms | Industrial | Ind - Metals (Fabricated) | HVAC | No | Ind HVAC - Equipment (Electric - Mid Cost) | 0.0006644 | 0.00067138 | 0.00067669 | 0.00067999 | 0.00068198 | 0.00068276 | 0.00068349 | 0.0006836 | 0.00068301 | 0.00068212 | 0.00068071 | 0.00067944
PG&E | MM Therms | Industrial | Ind - Metals (Fabricated) | HVAC | No | Ind HVAC - Equipment (Gas - High Cost) | 0.086431 | 0.088755 | 0.090493 | 0.092357 | 0.094253 | 0.096115 | 0.09781 | 0.099233 | 0.10068 | 0.10183 | 0.10183 | 0.10183
PG&E | MM Therms | Industrial | Ind - Metals (Fabricated) | HVAC | No | Ind HVAC - Equipment (Gas - Low Cost) | 0.028764 | 0.029538 | 0.030116 | 0.030736 | 0.031367 | 0.031987 | 0.032551 | 0.033025 | 0.033506 | 0.033888 | 0.033888 | 0.033888
PG&E | MM Therms | Industrial | Ind - Metals (Fabricated) | HVAC | No | Ind HVAC - Equipment (Gas - Mid Cost) | 0.080819 | 0.082992 | 0.084616 | 0.08636 | 0.088132 | 0.089874 | 0.091458 | 0.092789 | 0.094142 | 0.095215 | 0.095215 | 0.095215
PG&E | MM Therms | Industrial | Ind - Metals (Fabricated) | HVAC | No | Ind HVAC - O&M (Electric - High Cost) | 0.00082648 | 0.00083516 | 0.00084176 | 0.00084588 | 0.00084835 | 0.00084931 | 0.00085022 | 0.00085036 | 0.00084963 | 0.00084852 | 0.00084677 | 0.00084519
PG&E | MM Therms | Industrial | Ind - Metals (Fabricated) | HVAC | No | Ind HVAC - O&M (Electric - Low Cost) | 0.013428 | 0.013569 | 0.013676 | 0.013743 | 0.013783 | 0.013798 | 0.013813 | 0.013816 | 0.013804 | 0.013786 | 0.013757 | 0.013731
PG&E | MM Therms | Industrial | Ind - Metals (Fabricated) | HVAC | No | Ind HVAC - O&M (Electric - Mid Cost) | 0.0077678 | 0.0078493 | 0.0079114 | 0.0079501 | 0.0079733 | 0.0079824 | 0.0079909 | 0.0079922 | 0.0079853 | 0.0079749 | 0.0079585 | 0.0079436
PG&E | MM Therms | Industrial | Ind - Metals (Fabricated) | HVAC | No | Ind HVAC - O&M (Gas - High Cost) | 0.06113 | 0.062774 | 0.064003 | 0.065321 | 0.066662 | 0.067979 | 0.069178 | 0.070185 | 0.071208 | 0.07202 | 0.07202 | 0.07202
PG&E | MM Therms | Industrial | Ind - Metals (Fabricated) | HVAC | No | Ind HVAC - O&M (Gas - Low Cost) | 0.014132 | 0.014512 | 0.014796 | 0.015101 | 0.015411 | 0.015715 | 0.015992 | 0.016225 | 0.016461 | 0.016649 | 0.016649 | 0.016649
PG&E | MM Therms | Industrial | Ind - Metals (Fabricated) | HVAC | No | Ind HVAC - O&M (Gas - Mid Cost) | 0.08543 | 0.087727 | 0.089445 | 0.091288 | 0.093161 | 0.095002 | 0.096677 | 0.098084 | 0.099514 | 0.10065 | 0.10065 | 0.10065
PG&E | MM Therms | Industrial | Ind - Metals (Fabricated) | ProcHeat | No | Ind ProcHeat - Equipment (Electric - High Cost) | 0.0010435 | 0.0010544 | 0.0010628 | 0.001068 | 0.0010711 | 0.0010723 | 0.0010734 | 0.0010736 | 0.0010727 | 0.0010713 | 0.0010691 | 0.0010671
PG&E | MM Therms | Industrial | Ind - Metals (Fabricated) | ProcHeat | No | Ind ProcHeat - Equipment (Electric - Low Cost) | 0.00013827 | 0.00013973 | 0.00014083 | 0.00014152 | 0.00014193 | 0.00014209 | 0.00014225 | 0.00014227 | 0.00014215 | 0.00014196 | 0.00014167 | 0.0001414
PG&E | MM Therms | Industrial | Ind - Metals (Fabricated) | ProcHeat | No | Ind ProcHeat - Equipment (Gas - High Cost) | 0.083303 | 0.085542 | 0.087217 | 0.089014 | 0.090841 | 0.092636 | 0.094269 | 0.095641 | 0.097036 | 0.098142 | 0.098142 | 0.098142
PG&E | MM Therms | Industrial | Ind - Metals (Fabricated) | ProcHeat | No | Ind ProcHeat - Equipment (Gas - Low Cost) | 0.036546 | 0.037528 | 0.038263 | 0.039051 | 0.039853 | 0.04064 | 0.041357 | 0.041959 | 0.042571 | 0.043056 | 0.043056 | 0.043056
PG&E | MM Therms | Industrial | Ind - Metals (Fabricated) | ProcHeat | No | Ind ProcHeat - Equipment (Gas - Mid Cost) | 0.1033 | 0.10607 | 0.10815 | 0.11038 | 0.11264 | 0.11487 | 0.1169 | 0.1186 | 0.12033 | 0.1217 | 0.1217 | 0.1217
PG&E | MM Therms | Industrial | Ind - Metals (Fabricated) | ProcHeat | No | Ind ProcHeat - O&M (Gas - High Cost) | 0.42956 | 0.44111 | 0.44974 | 0.45901 | 0.46843 | 0.47769 | 0.48611 | 0.49319 | 0.50038 | 0.50608 | 0.50608 | 0.50608
PG&E | MM Therms | Industrial | Ind - Metals (Fabricated) | ProcHeat | No | Ind ProcHeat - O&M (Gas - Low Cost) | 0.45747 | 0.46977 | 0.47897 | 0.48884 | 0.49887 | 0.50873 | 0.51769 | 0.52523 | 0.53289 | 0.53896 | 0.53896 | 0.53896
PG&E | MM Therms | Industrial | Ind - Metals (Fabricated) | ProcHeat | No | Ind ProcHeat - O&M (Gas - Mid Cost) | 0.41534 | 0.42651 | 0.43485 | 0.44381 | 0.45292 | 0.46187 | 0.47001 | 0.47686 | 0.48381 | 0.48932 | 0.48932 | 0.48932
PG&E | MM Therms | Industrial | Ind - Metals (Fabricated) | SHW | No | Ind SHW - Equipment (High Cost) | 0.011801 | 0.012118 | 0.012355 | 0.01261 | 0.012869 | 0.013123 | 0.013354 | 0.013549 | 0.013746 | 0.013903 | 0.013903 | 0.013903
PG&E | MM Therms | Industrial | Ind - Metals (Fabricated) | SHW | No | Ind SHW - Equipment (Low Cost) | 0.018921 | 0.019429 | 0.01981 | 0.020218 | 0.020633 | 0.021041 | 0.021412 | 0.021723 | 0.02204 | 0.022291 | 0.022291 | 0.022291
PG&E | MM Therms | Industrial | Ind - Metals (Fabricated) | SHW | No | Ind SHW - Equipment (Mid Cost) | 0.02304 | 0.02366 | 0.024123 | 0.02462 | 0.025125 | 0.025622 | 0.026073 | 0.026453 | 0.026838 | 0.027144 | 0.027144 | 0.027144
PG&E | MM Therms | Industrial | Ind - Metals (Fabricated) | SHW | No | Ind SHW - O&M (High Cost) | 0.021317 | 0.02189 | 0.022319 | 0.022778 | 0.023246 | 0.023705 | 0.024123 | 0.024474 | 0.024831 | 0.025114 | 0.025114 | 0.025114
PG&E | MM Therms | Industrial | Ind - Metals (Fabricated) | SHW | No | Ind SHW - O&M (Low Cost) | 0.054296 | 0.055756 | 0.056848 | 0.058019 | 0.05921 | 0.06038 | 0.061444 | 0.062339 | 0.063248 | 0.063969 | 0.063969 | 0.063969
PG&E | MM Therms | Industrial | Ind - Metals (Fabricated) | SHW | No | Ind SHW - O&M (Mid Cost) | 0.03045 | 0.031269 | 0.031881 | 0.032538 | 0.033206 | 0.033862 | 0.034459 | 0.034961 | 0.03547 | 0.035875 | 0.035875 | 0.035875
PG&E | MM Therms | Industrial | Ind - Metals (Fabricated) | MachDr | No | Ind MachDr - Equipment (High Cost) | 0.0038205 | 0.0038606 | 0.0038911 | 0.0039101 | 0.0039216 | 0.003926 | 0.0039302 | 0.0039309 | 0.0039275 | 0.0039224 | 0.0039143 | 0.003907
PG&E | MM Therms | Industrial | Ind - Metals (Primary) | HVAC | No | Ind HVAC - Equipment (Electric - Low Cost) | 0.00032628 | 0.00032971 | 0.00033232 | 0.00033394 | 0.00033491 | 0.0003353 | 0.00033565 | 0.00033571 | 0.00033542 | 0.00033498 | 0.00033429 | 0.00033367
PG&E | MM Therms | Industrial | Ind - Metals (Primary) | HVAC | No | Ind HVAC - Equipment (Gas - High Cost) | 0.028618 | 0.029152 | 0.029285 | 0.029344 | 0.029514 | 0.029695 | 0.029825 | 0.029868 | 0.029936 | 0.029892 | 0.029892 | 0.029892
PG&E | MM Therms | Industrial | Ind - Metals (Primary) | HVAC | No | Ind HVAC - Equipment (Gas - Low Cost) | 0.024527 | 0.024984 | 0.025099 | 0.025149 | 0.025295 | 0.02545 | 0.025561 | 0.025598 | 0.025657 | 0.025618 | 0.025618 | 0.025618
PG&E | MM Therms | Industrial | Ind - Metals (Primary) | HVAC | No | Ind HVAC - Equipment (Gas - Mid Cost) | 0.016217 | 0.01652 | 0.016595 | 0.016629 | 0.016725 | 0.016828 | 0.016901 | 0.016926 | 0.016964 | 0.016939 | 0.016939 | 0.016939
PG&E | MM Therms | Industrial | Ind - Metals (Primary) | HVAC | No | Ind HVAC - O&M (Gas - High Cost) | 0.028314 | 0.028842 | 0.028974 | 0.029033 | 0.0292 | 0.02938 | 0.029508 | 0.029551 | 0.029618 | 0.029574 | 0.029574 | 0.029574
PG&E | MM Therms | Industrial | Ind - Metals (Primary) | HVAC | No | Ind HVAC - O&M (Gas - Low Cost) | 0.047769 | 0.04866 | 0.048883 | 0.048982 | 0.049265 | 0.049567 | 0.049784 | 0.049856 | 0.049969 | 0.049895 | 0.049895 | 0.049895
PG&E | MM Therms | Industrial | Ind - Metals (Primary) | HVAC | No | Ind HVAC - O&M (Gas - Mid Cost) | 0.098168 | 0.1 | 0.10046 | 0.10066 | 0.10124 | 0.10186 | 0.10231 | 0.10246 | 0.10269 | 0.10254 | 0.10254 | 0.10254
PG&E | MM Therms | Industrial | Ind - Metals (Primary) | ProcHeat | No | Ind ProcHeat - Equipment (Electric - High Cost) | 0.0051337 | 0.0051876 | 0.0052286 | 0.0052542 | 0.0052695 | 0.0052755 | 0.0052812 | 0.005282 | 0.0052775 | 0.0052706 | 0.0052597 | 0.0052499
PG&E | MM Therms | Industrial | Ind - Metals (Primary) | ProcHeat | No | Ind ProcHeat - Equipment (Electric - Low Cost) | 0.0028269 | 0.0028566 | 0.0028792 | 0.0028933 | 0.0029017 | 0.002905 | 0.0029081 | 0.0029086 | 0.0029061 | 0.0029023 | 0.0028963 | 0.0028909
PG&E | MM Therms | Industrial | Ind - Metals (Primary) | ProcHeat | No | Ind ProcHeat - Equipment (Electric - Mid Cost) | 0.00013756 | 0.00013901 | 0.00014011 | 0.00014079 | 0.0001412 | 0.00014136 | 0.00014151 | 0.00014154 | 0.00014141 | 0.00014123 | 0.00014094 | 0.00014067
PG&E | MM Therms | Industrial | Ind - Metals (Primary) | ProcHeat | No | Ind ProcHeat - Equipment (Gas - High Cost) | 0.0946 | 0.096365 | 0.096807 | 0.097002 | 0.097562 | 0.098162 | 0.09859 | 0.098734 | 0.098958 | 0.098811 | 0.098811 | 0.098811
PG&E | MM Therms | Industrial | Ind - Metals (Primary) | ProcHeat | No | Ind ProcHeat - Equipment (Gas - Low Cost) | 0.12078 | 0.12303 | 0.12359 | 0.12384 | 0.12456 | 0.12532 | 0.12587 | 0.12605 | 0.12634 | 0.12615 | 0.12615 | 0.12615
PG&E | MM Therms | Industrial | Ind - Metals (Primary) | ProcHeat | No | Ind ProcHeat - Equipment (Gas - Mid Cost) | 0.23672 | 0.24114 | 0.24224 | 0.24273 | 0.24413 | 0.24563 | 0.2467 | 0.24706 | 0.24762 | 0.24726 | 0.24726 | 0.24726
PG&E | MM Therms | Industrial | Ind - Metals (Primary) | ProcHeat | No | Ind ProcHeat - O&M (Electric - Mid Cost) | 0.0027977 | 0.0028271 | 0.0028494 | 0.0028633 | 0.0028717 | 0.002875 | 0.0028781 | 0.0028785 | 0.002876 | 0.0028723 | 0.0028664 | 0.002861
PG&E | MM Therms | Industrial | Ind - Metals (Primary) | ProcHeat | No | Ind ProcHeat - O&M (Gas - High Cost) | 0.77139 | 0.78578 | 0.78938 | 0.79097 | 0.79554 | 0.80043 | 0.80393 | 0.8051 | 0.80692 | 0.80573 | 0.80573 | 0.80573
PG&E | MM Therms | Industrial | Ind - Metals (Primary) | ProcHeat | No | Ind ProcHeat - O&M (Gas - Low Cost) | 3.1452 | 3.2039 | 3.2185 | 3.225 | 3.2437 | 3.2636 | 3.2778 | 3.2826 | 3.2901 | 3.2852 | 3.2852 | 3.2852
PG&E | MM Therms | Industrial | Ind - Metals (Primary) | ProcHeat | No | Ind ProcHeat - O&M (Gas - Mid Cost) | 1.4189 | 1.4454 | 1.452 | 1.4549 | 1.4633 | 1.4723 | 1.4787 | 1.4809 | 1.4843 | 1.4821 | 1.4821 | 1.4821
PG&E | MM Therms | Industrial | Ind - Metals (Primary) | SHW | No | Ind SHW - Equipment (High Cost) | 0.0051907 | 0.0052875 | 0.0053118 | 0.0053225 | 0.0053532 | 0.0053861 | 0.0054096 | 0.0054175 | 0.0054298 | 0.0054217 | 0.0054217 | 0.0054217
PG&E | MM Therms | Industrial | Ind - Metals (Primary) | SHW | No | Ind SHW - Equipment (Low Cost) | 0.0082068 | 0.00836 | 0.0083983 | 0.0084152 | 0.0084638 | 0.0085158 | 0.008553 | 0.0085654 | 0.0085849 | 0.0085721 | 0.0085721 | 0.0085721
PG&E | MM Therms | Industrial | Ind - Metals (Primary) | SHW | No | Ind SHW - Equipment (Mid Cost) | 0.0029429 | 0.0029979 | 0.0030116 | 0.0030176 | 0.0030351 | 0.0030537 | 0.0030671 | 0.0030715 | 0.0030785 | 0.0030739 | 0.0030739 | 0.0030739
PG&E | MM Therms | Industrial | Ind - Metals (Primary) | SHW | No | Ind SHW - O&M (High Cost) | 0.025655 | 0.026134 | 0.026253 | 0.026306 | 0.026458 | 0.026621 | 0.026737 | 0.026776 | 0.026837 | 0.026797 | 0.026797 | 0.026797
PG&E | MM Therms | Industrial | Ind - Metals (Primary) | SHW | No | Ind SHW - O&M (Low Cost) | 0.056404 | 0.057457 | 0.05772 | 0.057836 | 0.05817 | 0.058528 | 0.058784 | 0.058869 | 0.059003 | 0.058915 | 0.058915 | 0.058915
PG&E | MM Therms | Industrial | Ind - Metals (Primary) | SHW | No | Ind SHW - O&M (Mid Cost) | 0.1375 | 0.14007 | 0.14071 | 0.14099 | 0.14181 | 0.14268 | 0.1433 | 0.14351 | 0.14384 | 0.14362 | 0.14362 | 0.14362
PG&E | MM Therms | Industrial | Ind - Metals (Primary) | MachDr | No | Ind MachDr - Equipment (High Cost) | 0.000538 | 0.00054365 | 0.00054795 | 0.00055063 | 0.00055224 | 0.00055287 | 0.00055346 | 0.00055355 | 0.00055307 | 0.00055235 | 0.00055121 | 0.00055018
PG&E | MM Therms | Industrial | Ind - Other | HVAC | No | Ind HVAC - Equipment (Electric - Mid Cost) | 9.6854e-05 | 9.7872e-05 | 9.8645e-05 | 9.9128e-05 | 9.9417e-05 | 9.953e-05 | 9.9637e-05 | 9.9653e-05 | 9.9567e-05 | 9.9437e-05 | 9.9232e-05 | 9.9047e-05
PG&E | MM Therms | Industrial | Ind - Other | HVAC | No | Ind HVAC - O&M (Electric - Low Cost) | 0.0014747 | 0.0014901 | 0.0015019 | 0.0015093 | 0.0015137 | 0.0015154 | 0.001517 | 0.0015173 | 0.001516 | 0.001514 | 0.0015109 | 0.001508
PG&E | MM Therms | Industrial | Ind - Other | MachDr | No | Ind MachDr - Equipment (High Cost) | 0.00056802 | 0.00057398 | 0.00057852 | 0.00058135 | 0.00058305 | 0.00058371 | 0.00058434 | 0.00058443 | 0.00058393 | 0.00058317 | 0.00058196 | 0.00058088
PG&E | MM Therms | Industrial | Ind - Other | MachDr | No | Ind MachDr - Equipment (Mid Cost) | 9.8311e-05 | 9.9343e-05 | 0.00010013 | 0.00010062 | 0.00010091 | 0.00010103 | 0.00010113 | 0.00010115 | 0.00010106 | 0.00010093 | 0.00010072 | 0.00010054
PG&E | MM Therms | Industrial | Ind - Paper | HVAC | No | Ind HVAC - Equipment (Electric - Low Cost) | 0.0012326 | 0.0012456 | 0.0012554 | 0.0012616 | 0.0012653 | 0.0012667 | 0.0012681 | 0.0012683 | 0.0012672 | 0.0012655 | 0.0012629 | 0.0012606
PG&E | MM Therms | Industrial | Ind - Paper | HVAC | No | Ind HVAC - Equipment (Electric - Mid Cost) | 0.0032062 | 0.0032399 | 0.0032655 | 0.0032815 | 0.003291 | 0.0032948 | 0.0032983 | 0.0032989 | 0.003296 | 0.0032917 | 0.0032849 | 0.0032788
PG&E | MM Therms | Industrial | Ind - Paper | HVAC | No | Ind HVAC - Equipment (Gas - High Cost) | 0.0099841 | 0.009803 | 0.0097337 | 0.0097138 | 0.0097052 | 0.0096828 | 0.0096452 | 0.0095697 | 0.0094576 | 0.0093055 | 0.0093055 | 0.0093055
PG&E | MM Therms | Industrial | Ind - Paper | HVAC | No | Ind HVAC - Equipment (Gas - Mid Cost) | 0.016249 | 0.015955 | 0.015842 | 0.015809 | 0.015795 | 0.015759 | 0.015698 | 0.015575 | 0.015392 | 0.015145 | 0.015145 | 0.015145
PG&E | MM Therms | Industrial | Ind - Paper | HVAC | No | Ind HVAC - O&M (Electric - Low Cost) | 0.0049569 | 0.0050089 | 0.0050485 | 0.0050732 | 0.005088 | 0.0050938 | 0.0050993 | 0.0051001 | 0.0050957 | 0.0050891 | 0.0050786 | 0.0050691
PG&E | MM Therms | Industrial | Ind - Paper | HVAC | No | Ind HVAC - O&M (Gas - High Cost) | 0.044963 | 0.044147 | 0.043835 | 0.043746 | 0.043707 | 0.043606 | 0.043437 | 0.043097 | 0.042592 | 0.041907 | 0.041907 | 0.041907
PG&E | MM Therms | Industrial | Ind - Paper | HVAC | No | Ind HVAC - O&M (Gas - Low Cost) | 0.03377 | 0.033157 | 0.032923 | 0.032856 | 0.032827 | 0.032751 | 0.032624 | 0.032368 | 0.031989 | 0.031475 | 0.031475 | 0.031475
PG&E | MM Therms | Industrial | Ind - Paper | HVAC | No | Ind HVAC - O&M (Gas - Mid Cost) | 0.024235 | 0.023796 | 0.023627 | 0.023579 | 0.023558 | 0.023504 | 0.023413 | 0.023229 | 0.022957 | 0.022588 | 0.022588 | 0.022588
PG&E | MM Therms | Industrial | Ind - Paper | ProcHeat | No | Ind ProcHeat - Equipment (Gas - High Cost) | 0.076387 | 0.075002 | 0.074472 | 0.074319 | 0.074254 | 0.074082 | 0.073795 | 0.073217 | 0.072359 | 0.071196 | 0.071196 | 0.071196
PG&E | MM Therms | Industrial | Ind - Paper | ProcHeat | No | Ind ProcHeat - Equipment (Gas - Low Cost) | 0.76819 | 0.75425 | 0.74892 | 0.7474 | 0.74673 | 0.74501 | 0.74212 | 0.73631 | 0.72768 | 0.71598 | 0.71598 | 0.71598
PG&E | MM Therms | Industrial | Ind - Paper | ProcHeat | No | Ind ProcHeat - Equipment (Gas - Mid Cost) | 0.33705 | 0.33093 | 0.3286 | 0.32792 | 0.32763 | 0.32688 | 0.32561 | 0.32306 | 0.31927 | 0.31414 | 0.31414 | 0.31414
PG&E | MM Therms | Industrial | Ind - Paper | ProcHeat | No | Ind ProcHeat - O&M (Gas - High Cost) | 0.11406 | 0.11199 | 0.1112 | 0.11097 | 0.11087 | 0.11062 | 0.11019 | 0.10932 | 0.10804 | 0.10631 | 0.10631 | 0.10631
PG&E | MM Therms | Industrial | Ind - Paper | ProcHeat | No | Ind ProcHeat - O&M (Gas - Low Cost) | 0.01389 | 0.013638 | 0.013542 | 0.013514 | 0.013502 | 0.013471 | 0.013419 | 0.013314 | 0.013157 | 0.012946 | 0.012946 | 0.012946
PG&E | MM Therms | Industrial | Ind - Paper | ProcHeat | No | Ind ProcHeat - O&M (Gas - Mid Cost) | 0.42363 | 0.41595 | 0.41301 | 0.41217 | 0.4118 | 0.41085 | 0.40925 | 0.40605 | 0.40129 | 0.39484 | 0.39484 | 0.39484
PG&E | MM Therms | Industrial | Ind - Paper | MachDr | No | Ind MachDr - Equipment (Low Cost) | 0.0044098 | 0.0044561 | 0.0044914 | 0.0045133 | 0.0045265 | 0.0045317 | 0.0045365 | 0.0045373 | 0.0045333 | 0.0045274 | 0.0045181 | 0.0045097
PG&E | MM Therms | Industrial | Ind - Petroleum | ProcHeat | No | Ind ProcHeat - Equipment (Gas - High Cost) | 14.3931 | 14.4059 | 14.3989 | 14.3912 | 14.3731 | 14.3371 | 14.2996 | 14.2397 | 14.1582 | 14.0697 | 14.0697 | 14.0697
PG&E | MM Therms | Industrial | Ind - Petroleum | ProcHeat | No | Ind ProcHeat - Equipment (Gas - Mid Cost) | 21.5896 | 21.6089 | 21.5984 | 21.5868 | 21.5597 | 21.5056 | 21.4494 | 21.3596 | 21.2372 | 21.1046 | 21.1046 | 21.1046
PG&E | MM Therms | Industrial | Ind - Petroleum | SHW | No | Ind SHW - Equipment (High Cost) | 1.0311 | 1.032 | 1.0315 | 1.031 | 1.0297 | 1.0271 | 1.0244 | 1.0201 | 1.0143 | 1.0079 | 1.0079 | 1.0079
PG&E | MM Therms | Industrial | Ind - Petroleum | SHW | No | Ind SHW - Equipment (Low Cost) | 0.25838 | 0.25861 | 0.25849 | 0.25835 | 0.25803 | 0.25738 | 0.2567 | 0.25563 | 0.25417 | 0.25258 | 0.25258 | 0.25258
PG&E | MM Therms | Industrial | Ind - Petroleum | SHW | No | Ind SHW - Equipment (Mid Cost) | 9.0312 | 9.0392 | 9.0348 | 9.03 | 9.0186 | 8.996 | 8.9725 | 8.9349 | 8.8837 | 8.8282 | 8.8282 | 8.8282
PG&E | MM Therms | Industrial | Ind - Petroleum | SHW | No | Ind SHW - O&M (High Cost) | 4.2139 | 4.2177 | 4.2156 | 4.2134 | 4.2081 | 4.1975 | 4.1865 | 4.169 | 4.1451 | 4.1192 | 4.1192 | 4.1192
PG&E | MM Therms | Industrial | Ind - Petroleum | SHW | No | Ind SHW - O&M (Low Cost) | 0.44027 | 0.44066 | 0.44045 | 0.44021 | 0.43966 | 0.43855 | 0.43741 | 0.43558 | 0.43308 | 0.43038 | 0.43038 | 0.43038
PG&E | MM Therms | Industrial | Ind - Petroleum | SHW | No | Ind SHW - O&M (Mid Cost) | 0.21453 | 0.21472 | 0.21462 | 0.2145 | 0.21423 | 0.2137 | 0.21314 | 0.21224 | 0.21103 | 0.20971 | 0.20971 | 0.20971
PG&E | MM Therms | Industrial | Ind - Petroleum | MachDr | No | Ind MachDr - Equipment (High Cost) | 0.0056057 | 0.0056646 | 0.0057094 | 0.0057373 | 0.005754 | 0.0057605 | 0.0057667 | 0.0057677 | 0.0057627 | 0.0057552 | 0.0057433 | 0.0057326
PG&E | MM Therms | Industrial | Ind - Plastics | HVAC | No | Ind HVAC - Equipment (Electric - Low Cost) | 0.0018686 | 0.0018883 | 0.0019032 | 0.0019125 | 0.0019181 | 0.0019203 | 0.0019223 | 0.0019226 | 0.001921 | 0.0019185 | 0.0019145 | 0.0019109
PG&E | MM Therms | Industrial | Ind - Plastics | HVAC | No | Ind HVAC - Equipment (Gas - High Cost) | 0.058927 | 0.063172 | 0.066849 | 0.070394 | 0.074116 | 0.07823 | 0.08262 | 0.086897 | 0.091172 | 0.0952 | 0.0952 | 0.0952
PG&E | MM Therms | Industrial | Ind - Plastics | HVAC | No | Ind HVAC - Equipment (Gas - Low Cost) | 0.0019686 | 0.0021104 | 0.0022332 | 0.0023517 | 0.002476 | 0.0026135 | 0.0027601 | 0.002903 | 0.0030458 | 0.0031804 | 0.0031804 | 0.0031804
PG&E | MM Therms | Industrial | Ind - Plastics | HVAC | No | Ind HVAC - Equipment (Gas - Mid Cost) | 0.090701 | 0.097236 | 0.1029 | 0.10835 | 0.11408 | 0.12041 | 0.12717 | 0.13375 | 0.14033 | 0.14653 | 0.14653 | 0.14653
PG&E | MM Therms | Industrial | Ind - Plastics | HVAC | No | Ind HVAC - O&M (Electric - High Cost) | 0.0019206 | 0.0019408 | 0.0019562 | 0.0019657 | 0.0019715 | 0.0019737 | 0.0019758 | 0.0019761 | 0.0019744 | 0.0019719 | 0.0019678 | 0.0019641
PG&E | MM Therms | Industrial | Ind - Plastics | HVAC | No | Ind HVAC - O&M (Electric - Low Cost) | 0.0042165 | 0.0042608 | 0.0042945 | 0.0043155 | 0.0043281 | 0.004333 | 0.0043377 | 0.0043384 | 0.0043346 | 0.004329 | 0.0043201 | 0.004312
PG&E | MM Therms | Industrial | Ind - Plastics | HVAC | No | Ind HVAC - O&M (Gas - High Cost) | 0.0057401 | 0.0061537 | 0.0065118 | 0.0068571 | 0.0072197 | 0.0076205 | 0.008048 | 0.0084647 | 0.0088812 | 0.0092735 | 0.0092735 | 0.0092735
PG&E | MM Therms | Industrial | Ind - Plastics | HVAC | No | Ind HVAC - O&M (Gas - Low Cost) | 0.00040658 | 0.00043587 | 0.00046124 | 0.0004857 | 0.00051138 | 0.00053977 | 0.00057006 | 0.00059957 | 0.00062907 | 0.00065686 | 0.00065686 | 0.00065686
PG&E | MM Therms | Industrial | Ind - Plastics | HVAC | No | Ind HVAC - O&M (Gas - Mid Cost) | 0.4721 | 0.50612 | 0.53557 | 0.56397 | 0.59379 | 0.62675 | 0.66192 | 0.69619 | 0.73044 | 0.76271 | 0.76271 | 0.76271
PG&E | MM Therms | Industrial | Ind - Plastics | ProcHeat | No | Ind ProcHeat - Equipment (Electric - High Cost) | 0.0047242 | 0.0047739 | 0.0048116 | 0.0048351 | 0.0048492 | 0.0048548 | 0.00486 | 0.0048608 | 0.0048566 | 0.0048502 | 0.0048402 | 0.0048312
PG&E | MM Therms | Industrial | Ind - Plastics | ProcHeat | No | Ind ProcHeat - Equipment (Electric - Low Cost) | 0.001376 | 0.0013905 | 0.0014015 | 0.0014083 | 0.0014124 | 0.001414 | 0.0014155 | 0.0014158 | 0.0014146 | 0.0014127 | 0.0014098 | 0.0014072
PG&E | MM Therms | Industrial | Ind - Plastics | ProcHeat | No | Ind ProcHeat - Equipment (Gas - High Cost) | 0.079312 | 0.085026 | 0.089974 | 0.094746 | 0.099756 | 0.10529 | 0.1112 | 0.11696 | 0.12271 | 0.12813 | 0.12813 | 0.12813
PG&E | MM Therms | Industrial | Ind - Plastics | ProcHeat | No | Ind ProcHeat - Equipment (Gas - Low Cost) | 0.081957 | 0.087861 | 0.092975 | 0.097906 | 0.10308 | 0.1088 | 0.11491 | 0.12086 | 0.1268 | 0.13241 | 0.13241 | 0.13241
PG&E | MM Therms | Industrial | Ind - Plastics | ProcHeat | No | Ind ProcHeat - Equipment (Gas - Mid Cost) | 0.20653 | 0.22141 | 0.23429 | 0.24672 | 0.25976 | 0.27418 | 0.28957 | 0.30456 | 0.31954 | 0.33366 | 0.33366 | 0.33366
PG&E | MM Therms | Industrial | Ind - Plastics | ProcHeat | No | Ind ProcHeat - O&M (Gas - High Cost) | 0.11634 | 0.12473 | 0.13199 | 0.13899 | 0.14633 | 0.15446 | 0.16312 | 0.17157 | 0.18001 | 0.18796 | 0.18796 | 0.18796
PG&E | MM Therms | Industrial | Ind - Plastics | ProcHeat | No | Ind ProcHeat - O&M (Gas - Low Cost) | 0.037341 | 0.040032 | 0.042361 | 0.044608 | 0.046967 | 0.049573 | 0.052355 | 0.055066 | 0.057775 | 0.060327 | 0.060327 | 0.060327
PG&E | MM Therms | Industrial | Ind - Plastics | ProcHeat | No | Ind ProcHeat - O&M (Gas - Mid Cost) | 0.12868 | 0.13795 | 0.14598 | 0.15372 | 0.16185 | 0.17083 | 0.18042 | 0.18976 | 0.1991 | 0.20789 | 0.20789 | 0.20789
PG&E | MM Therms | Industrial | Ind - Plastics | SHW | No | Ind SHW - Equipment (High Cost) | 0.097286 | 0.1043 | 0.11037 | 0.11622 | 0.12236 | 0.12915 | 0.1364 | 0.14346 | 0.15052 | 0.15717 | 0.15717 | 0.15717
PG&E | MM Therms | Industrial | Ind - Plastics | SHW | No | Ind SHW - Equipment (Low Cost) | 0.077947 | 0.083563 | 0.088427 | 0.093116 | 0.09804 | 0.10348 | 0.10929 | 0.11495 | 0.1206 | 0.12593 | 0.12593 | 0.12593
PG&E | MM Therms | Industrial | Ind - Plastics | SHW | No | Ind SHW - Equipment (Mid Cost) | 0.11089 | 0.11888 | 0.1258 | 0.13247 | 0.13948 | 0.14722 | 0.15548 | 0.16353 | 0.17158 | 0.17916 | 0.17916 | 0.17916
PG&E | MM Therms | Industrial | Ind - Plastics | SHW | No | Ind SHW - O&M (High Cost) | 0.098823 | 0.10594 | 0.11211 | 0.11805 | 0.1243 | 0.1312 | 0.13856 | 0.14573 | 0.1529 | 0.15966 | 0.15966 | 0.15966
PG&E | MM Therms | Industrial | Ind - Plastics | SHW | No | Ind SHW - O&M (Low Cost) | 0.15481 | 0.16596 | 0.17562 | 0.18493 | 0.19471 | 0.20552 | 0.21705 | 0.22829 | 0.23952 | 0.2501 | 0.2501 | 0.2501
PG&E | MM Therms | Industrial | Ind - Plastics | SHW | No | Ind SHW - O&M (Mid Cost) | 0.16275 | 0.17447 | 0.18463 | 0.19442 | 0.2047 | 0.21606 | 0.22818 | 0.24 | 0.2518 | 0.26293 | 0.26293 | 0.26293
PG&E | MM Therms | Industrial | Ind - Plastics | MachDr | No | Ind MachDr - Equipment (High Cost) | 0.00056452 | 0.00057045 | 0.00057496 | 0.00057777 | 0.00057946 | 0.00058012 | 0.00058074 | 0.00058083 | 0.00058033 | 0.00057958 | 0.00057838 | 0.0005773
PG&E | MM Therms | Industrial | Ind - Plastics | MachDr | No | Ind MachDr - Equipment (Mid Cost) | 0.0024245 | 0.00245 | 0.0024694 | 0.0024814 | 0.0024887 | 0.0024915 | 0.0024942 | 0.0024946 | 0.0024925 | 0.0024892 | 0.0024841 | 0.0024794
PG&E | MM Therms | Industrial | Ind - Printing & Publishing | HVAC | No | Ind HVAC - Equipment (Electric - High Cost) | 5.7206e-05 | 5.7807e-05 | 5.8264e-05 | 5.8549e-05 | 5.872e-05 | 5.8787e-05 | 5.8849e-05 | 5.8859e-05 | 5.8808e-05 | 5.8732e-05 | 5.8611e-05 | 5.8501e-05
PG&E | MM Therms | Industrial | Ind - Printing & Publishing | HVAC | No | Ind HVAC - Equipment (Electric - Low Cost) | 0.0026177 | 0.0026451 | 0.0026661 | 0.0026791 | 0.0026869 | 0.00269 | 0.0026928 | 0.0026933 | 0.002691 | 0.0026875 | 0.0026819 | 0.0026769
PG&E | MM Therms | Industrial | Ind - Printing & Publishing | HVAC | No | Ind HVAC - Equipment (Electric - Mid Cost) | 0.00023888 | 0.00024139 | 0.0002433 | 0.00024449 | 0.0002452 | 0.00024548 | 0.00024575 | 0.00024579 | 0.00024557 | 0.00024525 | 0.00024475 | 0.00024429
PG&E | MM Therms | Industrial | Ind - Printing & Publishing | HVAC | No | Ind HVAC - Equipment (Gas - High Cost) | 0.037324 | 0.038193 | 0.038893 | 0.039631 | 0.040295 | 0.040848 | 0.041311 | 0.041656 | 0.041901 | 0.042055 | 0.042055 | 0.042055
PG&E | MM Therms | Industrial | Ind - Printing & Publishing | HVAC | No | Ind HVAC - Equipment (Gas - Low Cost) | 0.0028997 | 0.0029672 | 0.0030215 | 0.0030789 | 0.0031305 | 0.0031735 | 0.0032094 | 0.0032362 | 0.0032553 | 0.0032673 | 0.0032673 | 0.0032673
PG&E | MM Therms | Industrial | Ind - Printing & Publishing | HVAC | No | Ind HVAC - Equipment (Gas - Mid Cost) | 0.024046 | 0.024606 | 0.025057 | 0.025533 | 0.02596 | 0.026317 | 0.026615 | 0.026837 | 0.026995 | 0.027094 | 0.027094 | 0.027094
PG&E | MM Therms | Industrial | Ind - Printing & Publishing | HVAC | No | Ind HVAC - O&M (Electric - Low Cost) | 0.096044 | 0.097053 | 0.09782 | 0.098298 | 0.098585 | 0.098697 | 0.098803 | 0.09882 | 0.098734 | 0.098606 | 0.098402 | 0.098218
PG&E | MM Therms | Industrial | Ind - Printing & Publishing | HVAC | No | Ind HVAC - O&M (Electric - Mid Cost) | 0.014754 | 0.014909 | 0.015026 | 0.0151 | 0.015144 | 0.015161 | 0.015177 | 0.01518 | 0.015167 | 0.015147 | 0.015116 | 0.015088
PG&E | MM Therms | Industrial | Ind - Printing & Publishing | ProcHeat | No | Ind ProcHeat - Equipment (Gas - High Cost) | 0.028965 | 0.029639 | 0.030182 | 0.030755 | 0.03127 | 0.0317 | 0.032059 | 0.032326 | 0.032517 | 0.032637 | 0.032637 | 0.032637
PG&E | MM Therms | Industrial | Ind - Printing & Publishing | ProcHeat | No | Ind ProcHeat - Equipment (Gas - Mid Cost) | 0.11232 | 0.11494 | 0.11704 | 0.11927 | 0.12126 | 0.12293 | 0.12432 | 0.12536 | 0.1261 | 0.12656 | 0.12656 | 0.12656
PG&E | MM Therms | Industrial | Ind - Printing & Publishing | ProcHeat | No | Ind ProcHeat - O&M (Gas - High Cost) | 0.19225 | 0.19672 | 0.20033 | 0.20413 | 0.20755 | 0.2104 | 0.21278 | 0.21456 | 0.21583 | 0.21662 | 0.21662 | 0.21662
PG&E | MM Therms | Industrial | Ind - Printing & Publishing | ProcHeat | No | Ind ProcHeat - O&M (Gas - Low Cost) | 0.15056 | 0.15407 | 0.15689 | 0.15987 | 0.16255 | 0.16478 | 0.16665 | 0.16804 | 0.16903 | 0.16965 | 0.16965 | 0.16965
PG&E | MM Therms | Industrial | Ind - Printing & Publishing | ProcHeat | No | Ind ProcHeat - O&M (Gas - Mid Cost) | 0.10994 | 0.11249 | 0.11455 | 0.11673 | 0.11869 | 0.12031 | 0.12168 | 0.12269 | 0.12342 | 0.12387 | 0.12387 | 0.12387
PG&E | MM Therms | Industrial | Ind - Stone, Glass & Clay | HVAC | No | Ind HVAC - Equipment (Gas - High Cost) | 0.020605 | 0.020796 | 0.021101 | 0.021505 | 0.021939 | 0.022314 | 0.02264 | 0.022887 | 0.023116 | 0.023296 | 0.023296 | 0.023296
PG&E | MM Therms | Industrial | Ind - Stone, Glass & Clay | HVAC | No | Ind HVAC - Equipment (Gas - Mid Cost) | 0.094868 | 0.095745 | 0.097154 | 0.09901 | 0.10101 | 0.10274 | 0.10424 | 0.10537 | 0.10643 | 0.10726 | 0.10726 | 0.10726
PG&E | MM Therms | Industrial | Ind - Stone, Glass & Clay | ProcHeat | No | Ind ProcHeat - Equipment (Gas - High Cost) | 1.3245 | 1.3368 | 1.3564 | 1.3824 | 1.4103 | 1.4344 | 1.4553 | 1.4712 | 1.486 | 1.4975 | 1.4975 | 1.4975
PG&E | MM Therms | Industrial | Ind - Stone, Glass & Clay | ProcHeat | No | Ind ProcHeat - Equipment (Gas - Low Cost) | 0.033081 | 0.033387 | 0.033878 | 0.034525 | 0.035222 | 0.035824 | 0.036348 | 0.036744 | 0.037113 | 0.037402 | 0.037402 | 0.037402
PG&E | MM Therms | Industrial | Ind - Stone, Glass & Clay | ProcHeat | No | Ind ProcHeat - Equipment (Gas - Mid Cost) | 0.37307 | 0.37652 | 0.38206 | 0.38936 | 0.39721 | 0.40401 | 0.40991 | 0.41438 | 0.41854 | 0.4218 | 0.4218 | 0.4218
PG&E | MM Therms | Industrial | Ind - Stone, Glass & Clay | ProcHeat | No | Ind ProcHeat - O&M (Gas - High Cost) | 3.3127 | 3.3433 | 3.3925 | 3.4573 | 3.5271 | 3.5874 | 3.6398 | 3.6795 | 3.7164 | 3.7453 | 3.7453 | 3.7453
PG&E | MM Therms | Industrial | Ind - Stone, Glass & Clay | ProcHeat | No | Ind ProcHeat - O&M (Gas - Low Cost) | 2.7766 | 2.8023 | 2.8435 | 2.8979 | 2.9564 | 3.0069 | 3.0508 | 3.0841 | 3.1151 | 3.1393 | 3.1393 | 3.1393
PG&E | MM Therms | Industrial | Ind - Stone, Glass & Clay | ProcHeat | No | Ind ProcHeat - O&M (Gas - Mid Cost) | 11.6998 | 11.808 | 11.9817 | 12.2106 | 12.4571 | 12.67 | 12.8551 | 12.9955 | 13.1259 | 13.228 | 13.228 | 13.228
PG&E | MM Therms | Industrial | Ind - Textiles | HVAC | No | Ind HVAC - Equipment (Electric - Low Cost) | 3.526e-06 | 3.563e-06 | 3.5912e-06 | 3.6088e-06 | 3.6193e-06 | 3.6234e-06 | 3.6273e-06 | 3.6279e-06 | 3.6248e-06 | 3.62e-06 | 3.6126e-06 | 3.6058e-06
PG&E | MM Therms | Industrial | Ind - Textiles | HVAC | No | Ind HVAC - O&M (Electric - Low Cost) | 0.00014727 | 0.00014881 | 0.00014999 | 0.00015072 | 0.00015116 | 0.00015133 | 0.0001515 | 0.00015152 | 0.00015139 | 0.00015119 | 0.00015088 | 0.0001506
PG&E | MM Therms | Industrial | Ind - Textiles | ProcHeat | No | Ind ProcHeat - Equipment (Gas - High Cost) | 0.012491 | 0.012276 | 0.01201 | 0.011755 | 0.011563 | 0.011377 | 0.011171 | 0.010942 | 0.010695 | 0.010416 | 0.010416 | 0.010416
PG&E | MM Therms | Industrial | Ind - Textiles | ProcHeat | No | Ind ProcHeat - Equipment (Gas - Mid Cost) | 0.026901 | 0.026437 | 0.025864 | 0.025314 | 0.024902 | 0.024502 | 0.024058 | 0.023564 | 0.023033 | 0.02243 | 0.02243 | 0.02243
PG&E | MM Therms | Industrial | Ind - Textiles | ProcHeat | No | Ind ProcHeat - O&M (Gas - High Cost) | 0.012642 | 0.012424 | 0.012154 | 0.011896 | 0.011702 | 0.011514 | 0.011306 | 0.011074 | 0.010824 | 0.010541 | 0.010541 | 0.010541
PG&E | MM Therms | Industrial | Ind - Textiles | ProcHeat | No | Ind ProcHeat - O&M (Gas - Low Cost) | 0.023711 | 0.023303 | 0.022797 | 0.022312 | 0.021949 | 0.021596 | 0.021205 | 0.02077 | 0.020302 | 0.019771 | 0.019771 | 0.019771
PG&E | MM Therms | Industrial | Ind - Textiles | ProcHeat | No | Ind ProcHeat - O&M (Gas - Mid Cost) | 0.027129 | 0.026662 | 0.026083 | 0.025529 | 0.025113 | 0.024709 | 0.024262 | 0.023764 | 0.023229 | 0.022621 | 0.022621 | 0.022621
PG&E | MM Therms | Industrial | Ind - Textiles | SHW | No | Ind SHW - Equipment (High Cost) | 0.0019284 | 0.0018951 | 0.001854 | 0.0018146 | 0.0017851 | 0.0017564 | 0.0017246 | 0.0016892 | 0.0016511 | 0.0016079 | 0.0016079 | 0.0016079
PG&E | MM Therms | Industrial | Ind - Textiles | SHW | No | Ind SHW - Equipment (Mid Cost) | 0.0022811 | 0.0022418 | 0.0021932 | 0.0021466 | 0.0021116 | 0.0020777 | 0.00204 | 0.0019982 | 0.0019532 | 0.001902 | 0.001902 | 0.001902
PG&E | MM Therms | Industrial | Ind - Textiles | SHW | No | Ind SHW - O&M (High Cost) | 0.0075063 | 0.0073769 | 0.0072169 | 0.0070635 | 0.0069484 | 0.0068368 | 0.006713 | 0.0065752 | 0.0064271 | 0.0062589 | 0.0062589 | 0.0062589
PG&E | MM Therms | Industrial | Ind - Textiles | SHW | No | Ind SHW - O&M (Low Cost) | 0.025158 | 0.024724 | 0.024188 | 0.023674 | 0.023288 | 0.022914 | 0.022499 | 0.022037 | 0.021541 | 0.020977 | 0.020977 | 0.020977
PG&E | MM Therms | Industrial | Ind - Textiles | SHW | No | Ind SHW - O&M (Mid Cost) | 0.011701 | 0.011499 | 0.01125 | 0.01101 | 0.010831 | 0.010657 | 0.010464 | 0.010249 | 0.010018 | 0.0097562 | 0.0097562 | 0.0097562
PG&E | MM Therms | Industrial | Ind - Transportation Equipment | HVAC | No | Ind HVAC - Equipment (Gas - High Cost) | 0.094248 | 0.095665 | 0.096825 | 0.097983 | 0.098911 | 0.099463 | 0.099691 | 0.099517 | 0.099159 | 0.098439 | 0.098439 | 0.098439
PG&E | MM Therms | Industrial | Ind - Transportation Equipment | HVAC | No | Ind HVAC - Equipment (Gas - Low Cost) | 0.0053467 | 0.005427 | 0.0054929 | 0.0055585 | 0.0056112 | 0.0056425 | 0.0056554 | 0.0056456 | 0.0056253 | 0.0055844 | 0.0055844 | 0.0055844
PG&E | MM Therms | Industrial | Ind - Transportation Equipment | HVAC | No | Ind HVAC - Equipment (Gas - Mid Cost) | 0.088772 | 0.090106 | 0.091199 | 0.092289 | 0.093163 | 0.093683 | 0.093898 | 0.093735 | 0.093398 | 0.092719 | 0.092719 | 0.092719
PG&E | MM Therms | Industrial | Ind - Transportation Equipment | HVAC | No | Ind HVAC - O&M (Electric - Low Cost) | 0.0025655 | 0.0025925 | 0.002613 | 0.0026258 | 0.0026334 | 0.0026364 | 0.0026392 | 0.0026397 | 0.0026374 | 0.002634 | 0.0026285 | 0.0026236
PG&E | MM Therms | Industrial | Ind - Transportation Equipment | HVAC | No | Ind HVAC - O&M (Gas - High Cost) | 0.028184 | 0.028608 | 0.028955 | 0.029301 | 0.029579 | 0.029744 | 0.029812 | 0.02976 | 0.029653 | 0.029438 | 0.029438 | 0.029438
PG&E | MM Therms | Industrial | Ind - Transportation Equipment | HVAC | No | Ind HVAC - O&M (Gas - Low Cost) | 0.034662 | 0.035183 | 0.03561 | 0.036035 | 0.036377 | 0.03658 | 0.036663 | 0.0366 | 0.036468 | 0.036203 | 0.036203 | 0.036203
PG&E | MM Therms | Industrial | Ind - Transportation Equipment | HVAC | No | Ind HVAC - O&M (Gas - Mid Cost) | 0.097226 | 0.098688 | 0.099885 | 0.10108 | 0.10204 | 0.10261 | 0.10284 | 0.10266 | 0.10229 | 0.10155 | 0.10155 | 0.10155
PG&E | MM Therms | Industrial | Ind - Transportation Equipment | Lighting | No | Ind Lighting - Equipment (High Cost) | 1.1522e-05 | 1.1643e-05 | 1.1735e-05 | 1.1793e-05 | 1.1827e-05 | 1.184e-05 | 1.1853e-05 | 1.1855e-05 | 1.1845e-05 | 1.1829e-05 | 1.1805e-05 | 1.1783e-05
PG&E | MM Therms | Industrial | Ind - Transportation Equipment | Lighting | No | Ind Lighting - Equipment (Low Cost) | 0.0043231 | 0.0043685 | 0.004403 | 0.0044246 | 0.0044375 | 0.0044425 | 0.0044473 | 0.004448 | 0.0044442 | 0.0044384 | 0.0044292 | 0.0044209
PG&E | MM Therms | Industrial | Ind - Transportation Equipment | ProcHeat | No | Ind ProcHeat - Equipment (Electric - Low Cost) | 4.5846e-05 | 4.6327e-05 | 4.6694e-05 | 4.6922e-05 | 4.7059e-05 | 4.7112e-05 | 4.7163e-05 | 4.7171e-05 | 4.713e-05 | 4.7069e-05 | 4.6971e-05 | 4.6884e-05
PG&E | MM Therms | Industrial | Ind - Transportation Equipment | ProcHeat | No | Ind ProcHeat - Equipment (Gas - High Cost) | 0.11768 | 0.11945 | 0.1209 | 0.12234 | 0.1235 | 0.12419 | 0.12447 | 0.12426 | 0.12381 | 0.12291 | 0.12291 | 0.12291
PG&E | MM Therms | Industrial | Ind - Transportation Equipment | ProcHeat | No | Ind ProcHeat - Equipment (Gas - Low Cost) | 0.013473 | 0.013675 | 0.013841 | 0.014006 | 0.014139 | 0.014218 | 0.014251 | 0.014226 | 0.014175 | 0.014072 | 0.014072 | 0.014072
PG&E | MM Therms | Industrial | Ind - Transportation Equipment | ProcHeat | No | Ind ProcHeat - Equipment (Gas - Mid Cost) | 0.39202 | 0.39791 | 0.40273 | 0.40755 | 0.41141 | 0.41371 | 0.41465 | 0.41393 | 0.41244 | 0.40945 | 0.40945 | 0.40945
PG&E | MM Therms | Industrial | Ind - Transportation Equipment | ProcHeat | No | Ind ProcHeat - O&M (Gas - High Cost) | 0.25522 | 0.25906 | 0.2622 | 0.26533 | 0.26785 | 0.26934 | 0.26996 | 0.26949 | 0.26852 | 0.26657 | 0.26657 | 0.26657
PG&E | MM Therms | Industrial | Ind - Transportation Equipment | ProcHeat | No | Ind ProcHeat - O&M (Gas - Low Cost) | 0.032568 | 0.033058 | 0.033459 | 0.033859 | 0.03418 | 0.03437 | 0.034449 | 0.034389 | 0.034265 | 0.034017 | 0.034017 | 0.034017
PG&E | MM Therms | Industrial | Ind - Transportation Equipment | ProcHeat | No | Ind ProcHeat - O&M (Gas - Mid Cost) | 0.52198 | 0.52983 | 0.53625 | 0.54267 | 0.54781 | 0.55086 | 0.55213 | 0.55116 | 0.54918 | 0.54519 | 0.54519 | 0.54519
PG&E | MM Therms | Industrial | Ind - Transportation Equipment | SHW | No | Ind SHW - Equipment (High Cost) | 0.11835 | 0.12012 | 0.12158 | 0.12303 | 0.1242 | 0.12489 | 0.12518 | 0.12496 | 0.12451 | 0.12361 | 0.12361 | 0.12361
PG&E | MM Therms | Industrial | Ind - Transportation Equipment | SHW | No | Ind SHW - Equipment (Low Cost) | 0.10623 | 0.10782 | 0.10913 | 0.11044 | 0.11148 | 0.1121 | 0.11236 | 0.11217 | 0.11176 | 0.11095 | 0.11095 | 0.11095
PG&E | MM Therms | Industrial | Ind - Transportation Equipment | SHW | No | Ind SHW - Equipment (Mid Cost) | 0.0091725 | 0.0093103 | 0.0094232 | 0.0095359 | 0.0096262 | 0.0096799 | 0.0097021 | 0.0096853 | 0.0096504 | 0.0095803 | 0.0095803 | 0.0095803
PG&E | MM Therms | Industrial | Ind - Transportation Equipment | SHW | No | Ind SHW - O&M (High Cost) | 0.0082242 | 0.0083479 | 0.0084491 | 0.0085501 | 0.0086311 | 0.0086792 | 0.0086992 | 0.008684 | 0.0086528 | 0.0085899 | 0.0085899 | 0.0085899
PG&E | MM Therms | Industrial | Ind - Transportation Equipment | SHW | No | Ind SHW - O&M (Mid Cost) | 0.1284 | 0.13033 | 0.13191 | 0.13349 | 0.13475 | 0.13551 | 0.13582 | 0.13558 | 0.13509 | 0.13411 | 0.13411 | 0.13411
PG&E | MM Therms | Industrial | Ind - Transportation Equipment | MachDr | No | Ind MachDr - Equipment (High Cost) | 0.00084997 | 0.00085889 | 0.00086569 | 0.00086992 | 0.00087245 | 0.00087345 | 0.00087438 | 0.00087453 | 0.00087377 | 0.00087264 | 0.00087084 | 0.00086921
PG&E | MM Therms | Agricultural | Agr - Concentrated Animal Feeding Operation | SHW | No | Ag SHWC - Equipment (High Cost) | 0.11148 | 0.11148 | 0.11149 | 0.11151 | 0.11154 | 0.11162 | 0.11177 | 0.11209 | 0.1127 | 0.11381 | 0.11422 | 0.11463
PG&E | MM Therms | Agricultural | Agr - Concentrated Animal Feeding Operation | SHW | No | Ag SHWC - Equipment (Low Cost) | 0.13796 | 0.13796 | 0.13797 | 0.13799 | 0.13804 | 0.13813 | 0.13832 | 0.13871 | 0.13947 | 0.14084 | 0.14135 | 0.14186
PG&E | MM Therms | Agricultural | Agr - Concentrated Animal Feeding Operation | SHW | No | Ag SHWC - Equipment (Mid Cost) | 0.28933 | 0.28934 | 0.28936 | 0.28941 | 0.2895 | 0.2897 | 0.2901 | 0.29092 | 0.2925 | 0.29538 | 0.29645 | 0.29752
PG&E | MM Therms | Agricultural | Agr - Concentrated Animal Feeding Operation | SHW | No | Ag SHWC - O&M (High Cost) | 0.32496 | 0.32497 | 0.32499 | 0.32504 | 0.32515 | 0.32537 | 0.32582 | 0.32674 | 0.32852 | 0.33175 | 0.33295 | 0.33415
PG&E | MM Therms | Agricultural | Agr - Concentrated Animal Feeding Operation | SHW | No | Ag SHWC - O&M (Low Cost) | 1.4913 | 1.4913 | 1.4915 | 1.4917 | 1.4922 | 1.4932 | 1.4953 | 1.4995 | 1.5076 | 1.5225 | 1.528 | 1.5335
PG&E | MM Therms | Agricultural | Agr - Concentrated Animal Feeding Operation | SHW | No | Ag SHWC - O&M (Mid Cost) | 0.88027 | 0.8803 | 0.88036 | 0.8805 | 0.88078 | 0.88138 | 0.88261 | 0.8851 | 0.88992 | 0.89868 | 0.90192 | 0.90518
PG&E | MM Therms | Agricultural | Agr - Dairies | MachDr | No | Ag Process Mtr - Equipment (High Cost) | 0.061522 | 0.062064 | 0.062621 | 0.063186 | 0.063756 | 0.064313 | 0.064865 | 0.065385 | 0.065859 | 0.066305 | 0.066689 | 0.067076
PG&E | MM Therms | Agricultural | Agr - Greenhouse | HVAC | No | Ag HVAC - Equipment (High Cost) | 0.23285 | 0.23285 | 0.23287 | 0.23291 | 0.23298 | 0.23314 | 0.23346 | 0.23412 | 0.2354 | 0.23771 | 0.23857 | 0.23943
PG&E | MM Therms | Agricultural | Agr - Greenhouse | HVAC | No | Ag HVAC - Equipment (Mid Cost) | 0.49808 | 0.49809 | 0.49813 | 0.49821 | 0.49837 | 0.4987 | 0.4994 | 0.50081 | 0.50354 | 0.50849 | 0.51033 | 0.51217
PG&E | MM Therms | Agricultural | Agr - Irrigated Agriculture | MachDr | No | Ag Motor Pmp - Equipment (High Cost) | 0.061522 | 0.062064 | 0.062621 | 0.063186 | 0.063756 | 0.064313 | 0.064865 | 0.065385 | 0.065859 | 0.066305 | 0.066689 | 0.067076
PG&E | MM Therms | Agricultural | Agr - Post-Harvest Processing | ProcHeat | No | Ag Process Dry - Equipment (High Cost) | 0.30466 | 0.30467 | 0.30469 | 0.30473 | 0.30483 | 0.30504 | 0.30546 | 0.30633 | 0.308 | 0.31103 | 0.31215 | 0.31328
PG&E | MM Therms | Agricultural | Agr - Post-Harvest Processing | ProcHeat | No | Ag Process Dry - Equipment (Low Cost) | 0.14408 | 0.14409 | 0.1441 | 0.14412 | 0.14417 | 0.14426 | 0.14446 | 0.14487 | 0.14566 | 0.14709 | 0.14763 | 0.14816
PG&E | MM Therms | Agricultural | Agr - Post-Harvest Processing | ProcHeat | No | Ag Process Dry - Equipment (Mid Cost) | 0.75842 | 0.75845 | 0.7585 | 0.75862 | 0.75886 | 0.75937 | 0.76044 | 0.76258 | 0.76674 | 0.77428 | 0.77708 | 0.77988
PG&E | MM Therms | Agricultural | Agr - Post-Harvest Processing | ProcHeat | No | Ag Process Dry - O&M (High Cost) | 0.7506 | 0.75063 | 0.75068 | 0.7508 | 0.75104 | 0.75155 | 0.7526 | 0.75472 | 0.75883 | 0.7663 | 0.76907 | 0.77184
PG&E | MM Therms | Agricultural | Agr - Post-Harvest Processing | ProcHeat | No | Ag Process Dry - O&M (Low Cost) | 0.3633 | 0.36332 | 0.36334 | 0.3634 | 0.36352 | 0.36376 | 0.36427 | 0.3653 | 0.36729 | 0.3709 | 0.37224 | 0.37359
PG&E | MM Therms | Agricultural | Agr - Post-Harvest Processing | ProcHeat | No | Ag Process Dry - O&M (Mid Cost) | 0.57739 | 0.57741 | 0.57745 | 0.57754 | 0.57772 | 0.57811 | 0.57892 | 0.58055 | 0.58372 | 0.58946 | 0.59159 | 0.59373
PG&E | MM Therms | Agricultural | Agr - Post-Harvest Processing | MachDr | No | Ag Process Mtr - Equipment (High Cost) | 0.061214 | 0.061753 | 0.062308 | 0.06287 | 0.063437 | 0.063992 | 0.064541 | 0.065058 | 0.065529 | 0.065974 | 0.066356 | 0.06674
PG&E | MM Therms | Mining | Mining - Oil & Gas Extraction (Steam Enhancement) | OilGasExtract | No | Oil - Steam Boiler | 0.048593 | 0.048593 | 0.048593 | 0.048593 | 0.048593 | 0.048593 | 0.048593 | 0.048593 | 0.048593 | 0.048593 | 0.048593 | 0.048593
PG&E | MM Therms | Mining | Mining - Oil & Gas Extraction (Steam Enhancement) | OilGasExtract | No | Oil - Steam Boiler Controls and Improvements | 0.079033 | 0.079033 | 0.079033 | 0.079033 | 0.079033 | 0.079033 | 0.079033 | 0.079033 | 0.079033 | 0.079033 | 0.079033 | 0.079033
SCE | GWh | Industrial | Ind - Chemicals | HVAC | No | Ind HVAC - Equipment (Electric - High Cost) | 0.24771 | 0.2476 | 0.24967 | 0.2507 | 0.2513 | 0.25166 | 0.25232 | 0.25269 | 0.25313 | 0.2535 | 0.25373 | 0.25397
SCE | GWh | Industrial | Ind - Chemicals | HVAC | No | Ind HVAC - Equipment (Electric - Low Cost) | 0.35534 | 0.35519 | 0.35815 | 0.35963 | 0.36049 | 0.36101 | 0.36195 | 0.36249 | 0.36312 | 0.36365 | 0.36397 | 0.36433
SCE | GWh | Industrial | Ind - Chemicals | HVAC | No | Ind HVAC - Equipment (Electric - Mid Cost) | 0.13483 | 0.13477 | 0.1359 | 0.13646 | 0.13678 | 0.13698 | 0.13734 | 0.13754 | 0.13778 | 0.13798 | 0.13811 | 0.13824
SCE | GWh | Industrial | Ind - Chemicals | HVAC | No | Ind HVAC - O&M (Electric - High Cost) | 0.28725 | 0.28713 | 0.28952 | 0.29072 | 0.29141 | 0.29184 | 0.2926 | 0.29304 | 0.29354 | 0.29397 | 0.29423 | 0.29452
SCE | GWh | Industrial | Ind - Chemicals | HVAC | No | Ind HVAC - O&M (Electric - Low Cost) | 7.0436 | 7.0406 | 7.0993 | 7.1287 | 7.1457 | 7.156 | 7.1747 | 7.1854 | 7.1978 | 7.2084 | 7.2148 | 7.2217
SCE | GWh | Industrial | Ind - Chemicals | HVAC | No | Ind HVAC - O&M (Electric - Mid Cost) | 1.199 | 1.1984 | 1.2084 | 1.2134 | 1.2163 | 1.2181 | 1.2213 | 1.2231 | 1.2252 | 1.227 | 1.2281 | 1.2293
SCE | GWh | Industrial | Ind - Chemicals | Lighting | No | Ind Lighting - Equipment (High Cost) | 1.0962 | 1.0958 | 1.1049 | 1.1095 | 1.1121 | 1.1137 | 1.1166 | 1.1183 | 1.1202 | 1.1219 | 1.1229 | 1.1239
SCE | GWh | Industrial | Ind - Chemicals | Lighting | No | Ind Lighting - Equipment (Low Cost) | 1.9917 | 1.9908 | 2.0074 | 2.0157 | 2.0205 | 2.0234 | 2.0287 | 2.0317 | 2.0352 | 2.0382 | 2.04 | 2.042
SCE | GWh | Industrial | Ind - Chemicals | Lighting | No | Ind Lighting - Equipment (Mid Cost) | 5.2089 | 5.2066 | 5.25 | 5.2717 | 5.2843 | 5.2919 | 5.3058 | 5.3137 | 5.3228 | 5.3307 | 5.3354 | 5.3406
SCE | GWh | Industrial | Ind - Chemicals | Lighting | No | Ind Lighting - O&M (High Cost) | 0 | 0 | 0.053001 | 0.053221 | 0 | 0.053425 | 0.053564 | 0.053644 | 0.053737 | 0.053816 | 0.053863 | 0.053915
SCE | GWh | Industrial | Ind - Chemicals | Lighting | No | Ind Lighting - O&M (Low Cost) | 0.41803 | 0.41785 | 0.42133 | 0.42307 | 0.42408 | 0.4247 | 0.4258 | 0.42644 | 0.42718 | 0.42781 | 0.42819 | 0.4286
SCE | GWh | Industrial | Ind - Chemicals | Lighting | No | Ind Lighting - O&M (Mid Cost) | 0.87647 | 0.87609 | 0.88339 | 0.88705 | 0.88916 | 0.89044 | 0.89277 | 0.89411 | 0.89565 | 0.89697 | 0.89776 | 0.89863
SCE | GWh | Industrial | Ind - Chemicals | ProcHeat | No | Ind ProcHeat - Equipment (Electric - High Cost) | 0.49226 | 0.49205 | 0.49615 | 0.4982 | 0.49939 | 0.50011 | 0.50142 | 0.50217 | 0.50303 | 0.50378 | 0.50422 | 0.50471
SCE | GWh | Industrial | Ind - Chemicals | ProcHeat | No | Ind ProcHeat - Equipment (Electric - Low Cost) | 0.88851 | 0.88812 | 0.89553 | 0.89923 | 0.90137 | 0.90268 | 0.90503 | 0.90639 | 0.90795 | 0.90929 | 0.91009 | 0.91097
SCE | GWh | Industrial | Ind - Chemicals | ProcHeat | No | Ind ProcHeat - Equipment (Electric - Mid Cost) | 0.058748 | 0.058723 | 0.059212 | 0.059457 | 0.059599 | 0.059685 | 0.059841 | 0.059931 | 0.060034 | 0.060122 | 0.060175 | 0.060234
SCE | GWh | Industrial | Ind - Chemicals | ProcRefrig | No | Ind ProcRefrig - O&M (High Cost) | 0.042921 | 0.042903 | 0.04326 | 0.043439 | 0.043543 | 0.043606 | 0.04372 | 0.043785 | 0.043861 | 0.043925 | 0.043964 | 0.044007
SCE | GWh | Industrial | Ind - Chemicals | ProcRefrig | No | Ind ProcRefrig - O&M (Low Cost) | 0.14902 | 0.14895 | 0.15019 | 0.15082 | 0.15118 | 0.15139 | 0.15179 | 0.15202 | 0.15228 | 0.1525 | 0.15264 | 0.15278
SCE | GWh | Industrial | Ind - Chemicals | ProcRefrig | No | Ind ProcRefrig - O&M (Mid Cost) | 1.8361 | 1.8353 | 1.8506 | 1.8583 | 1.8627 | 1.8654 | 1.8702 | 1.873 | 1.8763 | 1.879 | 1.8807 | 1.8825
SCE | GWh | Industrial | Ind - Chemicals | MachDr | No | Ind MachDr - Equipment (High Cost) | 2.6317 | 2.6305 | 2.6525 | 2.6634 | 2.6698 | 2.6737 | 2.6806 | 2.6846 | 2.6893 | 2.6932 | 2.6956 | 2.6982
SCE | GWh | Industrial | Ind - Chemicals | MachDr | No | Ind MachDr - Equipment (Low Cost) | 14.1114 | 14.1053 | 14.2229 | 14.2818 | 14.3158 | 14.3365 | 14.3739 | 14.3954 | 14.4202 | 14.4416 | 14.4543 | 14.4682
SCE | GWh | Industrial | Ind - Chemicals | MachDr | No | Ind MachDr - Equipment (Mid Cost) | 14.015 | 14.0089 | 14.1257 | 14.1842 | 14.218 | 14.2385 | 14.2757 | 14.2971 | 14.3217 | 14.3428 | 14.3555 | 14.3693
SCE | GWh | Industrial | Ind - Chemicals | MachDr | No | Ind MachDr - O&M (High Cost) | 1.1658 | 1.1653 | 1.175 | 1.1799 | 1.1827 | 1.1844 | 1.1875 | 1.1893 | 1.1913 | 1.1931 | 1.1941 | 1.1953
SCE | GWh | Industrial | Ind - Chemicals | MachDr | No | Ind MachDr - O&M (Low Cost) | 38.6844 | 38.6676 | 38.99 | 39.1513 | 39.2447 | 39.3014 | 39.404 | 39.4629 | 39.5309 | 39.5893 | 39.6242 | 39.6625
SCE | GWh | Industrial | Ind - Chemicals | MachDr | No | Ind MachDr - O&M (Mid Cost) | 3.1607 | 3.1593 | 3.1857 | 3.1989 | 3.2065 | 3.2111 | 3.2195 | 3.2243 | 3.2299 | 3.2347 | 3.2375 | 3.2406
SCE | GWh | Industrial | Ind - Electronics | HVAC | No | Ind HVAC - Equipment (Electric - High Cost) | 2.3995 | 2.3985 | 2.4185 | 2.4285 | 2.4343 | 2.4378 | 2.4442 | 2.4478 | 2.452 | 2.4557 | 2.4578 | 2.4602
SCE | GWh | Industrial | Ind - Electronics | HVAC | No | Ind HVAC - Equipment (Electric - Low Cost) | 7.0335 | 7.0305 | 7.0891 | 7.1184 | 7.1354 | 7.1457 | 7.1644 | 7.1751 | 7.1874 | 7.1981 | 7.2044 | 7.2114
SCE | GWh | Industrial | Ind - Electronics | HVAC | No | Ind HVAC - Equipment (Electric - Mid Cost) | 2.2449 | 2.2439 | 2.2626 | 2.272 | 2.2774 | 2.2807 | 2.2866 | 2.2901 | 2.294 | 2.2974 | 2.2994 | 2.3016
SCE | GWh | Industrial | Ind - Electronics | HVAC | No | Ind HVAC - O&M (Electric - High Cost) | 0.27007 | 0.26995 | 0.2722 | 0.27333 | 0.27398 | 0.27438 | 0.27509 | 0.27551 | 0.27598 | 0.27639 | 0.27663 | 0.2769
SCE | GWh | Industrial | Ind - Electronics | HVAC | No | Ind HVAC - O&M (Electric - Low Cost) | 23.7708 | 23.7604 | 23.9586 | 24.0577 | 24.115 | 24.1499 | 24.2129 | 24.2491 | 24.2909 | 24.3268 | 24.3483 | 24.3718
SCE | GWh | Industrial | Ind - Electronics | HVAC | No | Ind HVAC - O&M (Electric - Mid Cost) | 2.3894 | 2.3883 | 2.4083 | 2.4182 | 2.424 | 2.4275 | 2.4338 | 2.4375 | 2.4417 | 2.4453 | 2.4474 | 2.4498
SCE | GWh | Industrial | Ind - Electronics | Lighting | No | Ind Lighting - Equipment (High Cost) | 2.8206 | 2.8194 | 2.8429 | 2.8547 | 2.8615 | 2.8656 | 2.8731 | 2.8774 | 2.8823 | 2.8866 | 2.8891 | 2.8919
SCE | GWh | Industrial | Ind - Electronics | Lighting | No | Ind Lighting - Equipment (Low Cost) | 3.4017 | 3.4002 | 3.4286 | 3.4428 | 3.451 | 3.456 | 3.465 | 3.4702 | 3.4761 | 3.4813 | 3.4844 | 3.4877
SCE | GWh | Industrial | Ind - Electronics | Lighting | No | Ind Lighting - Equipment (Mid Cost) | 16.9686 | 16.9612 | 17.1026 | 17.1734 | 17.2143 | 17.2392 | 17.2842 | 17.3101 | 17.3399 | 17.3655 | 17.3808 | 17.3976
SCE | GWh | Industrial | Ind - Electronics | Lighting | No | Ind Lighting - O&M (High Cost) | 0 | 0 | 0 | 0.24477 | 0 | 0 | 0.24635 | 0.24671 | 0.24714 | 0.2475 | 0.24772 | 0.24796
SCE | GWh | Industrial | Ind - Electronics | Lighting | No | Ind Lighting - O&M (Low Cost) | 1.8893 | 1.8885 | 1.9042 | 1.9121 | 1.9167 | 1.9194 | 1.9245 | 1.9273 | 1.9307 | 1.9335 | 1.9352 | 1.9371
SCE | GWh | Industrial | Ind - Electronics | Lighting | No | Ind Lighting - O&M (Mid Cost) | 0 | 0.071317 | 0.071912 | 0.07221 | 0.072382 | 0.072486 | 0.072676 | 0.072784 | 0.07291 | 0.073018 | 0.073082 | 0.073152
SCE | GWh | Industrial | Ind - Electronics | ProcHeat | No | Ind ProcHeat - Equipment (Electric - Low Cost) | 0.86899 | 0.86861 | 0.87585 | 0.87948 | 0.88157 | 0.88285 | 0.88515 | 0.88648 | 0.888 | 0.88932 | 0.8901 | 0.89096
SCE | GWh | Industrial | Ind - Electronics | ProcHeat | No | Ind ProcHeat - Equipment (Electric - Mid Cost) | 0.18606 | 0.18598 | 0.18753 | 0.18831 | 0.18876 | 0.18903 | 0.18952 | 0.18981 | 0.19013 | 0.19041 | 0.19058 | 0.19077
SCE | GWh | Industrial | Ind - Electronics | ProcRefrig | No | Ind ProcRefrig - O&M (High Cost) | 0.16255 | 0.16247 | 0.16383 | 0.16451 | 0.1649 | 0.16514 | 0.16557 | 0.16582 | 0.1661 | 0.16635 | 0.16649 | 0.16665
SCE | GWh | Industrial | Ind - Electronics | ProcRefrig | No | Ind ProcRefrig - O&M (Low Cost) | 6.2284 | 6.2257 | 6.2776 | 6.3036 | 6.3186 | 6.3278 | 6.3443 | 6.3538 | 6.3647 | 6.3741 | 6.3797 | 6.3859
SCE | GWh | Industrial | Ind - Electronics | ProcRefrig | No | Ind ProcRefrig - O&M (Mid Cost) | 2.2499 | 2.2489 | 2.2676 | 2.277 | 2.2824 | 2.2857 | 2.2917 | 2.2951 | 2.2991 | 2.3025 | 2.3045 | 2.3067
SCE | GWh | Industrial | Ind - Electronics | MachDr | No | Ind MachDr - Equipment (High Cost) | 1.0745 | 1.074 | 1.083 | 1.0875 | 1.09 | 1.0916 | 1.0945 | 1.0961 | 1.098 | 1.0996 | 1.1006 | 1.1016
SCE | GWh | Industrial | Ind - Electronics | MachDr | No | Ind MachDr - Equipment (Low Cost) | 6.0847 | 6.082 | 6.1328 | 6.1581 | 6.1728 | 6.1817 | 6.1979 | 6.2072 | 6.2178 | 6.227 | 6.2325 | 6.2385
SCE | GWh | Industrial | Ind - Electronics | MachDr | No | Ind MachDr - Equipment (Mid Cost) | 13.6147 | 13.6088 | 13.7223 | 13.779 | 13.8119 | 13.8318 | 13.8679 | 13.8887 | 13.9126 | 13.9332 | 13.9455 | 13.9589
SCE | GWh | Industrial | Ind - Electronics | MachDr | No | Ind MachDr - O&M (High Cost) | 0.62011 | 0.61984 | 0.62501 | 0.62759 | 0.62909 | 0.63 | 0.63164 | 0.63259 | 0.63368 | 0.63461 | 0.63517 | 0.63579
SCE | GWh | Industrial | Ind - Electronics | MachDr | No | Ind MachDr - O&M (Low Cost) | 31.0072 | 30.9937 | 31.2522 | 31.3814 | 31.4563 | 31.5017 | 31.5839 | 31.6312 | 31.6857 | 31.7325 | 31.7605 | 31.7911
SCE | GWh | Industrial | Ind - Electronics | MachDr | No | Ind MachDr - O&M (Mid Cost) | 4.7657 | 4.7636 | 4.8034 | 4.8232 | 4.8347 | 4.8417 | 4.8544 | 4.8616 | 4.87 | 4.8772 | 4.8815 | 4.8862
SCE | GWh | Industrial | Ind - Food | HVAC | No | Ind HVAC - Equipment (Electric - High Cost) | 1.4255 | 1.4249 | 1.4367 | 1.4427 | 1.4461 | 1.4482 | 1.452 | 1.4542 | 1.4567 | 1.4588 | 1.4601 | 1.4615
SCE | GWh | Industrial | Ind - Food | HVAC | No | Ind HVAC - Equipment (Electric - Low Cost) | 1.4312 | 1.4306 | 1.4425 | 1.4485 | 1.4519 | 1.454 | 1.4578 | 1.46 | 1.4625 | 1.4647 | 1.466 | 1.4674
SCE | GWh | Industrial | Ind - Food | HVAC | No | Ind HVAC - Equipment (Electric - Mid Cost) | 0.89409 | 0.8937 | 0.90115 | 0.90488 | 0.90704 | 0.90835 | 0.91072 | 0.91208 | 0.91365 | 0.915 | 0.91581 | 0.91669
SCE | GWh | Industrial | Ind - Food | HVAC | No | Ind HVAC - O&M (Electric - High Cost) | 0 | 0 | 1.4979 | 1.5041 | 1.5077 | 1.5099 | 1.5138 | 1.5161 | 1.5187 | 1.521 | 1.5223 | 1.5238
SCE | GWh | Industrial | Ind - Food | HVAC | No | Ind HVAC - O&M (Electric - Low Cost) | 6.8191 | 6.8161 | 6.873 | 6.9014 | 6.9179 | 6.9278 | 6.9459 | 6.9563 | 6.9683 | 6.9786 | 6.9848 | 6.9915
SCE | GWh | Industrial | Ind - Food | HVAC | No | Ind HVAC - O&M (Electric - Mid Cost) | 2.1306 | 2.1297 | 2.1474 | 2.1563 | 2.1615 | 2.1646 | 2.1702 | 2.1735 | 2.1772 | 2.1805 | 2.1824 | 2.1845
SCE | GWh | Industrial | Ind - Food | Lighting | No | Ind Lighting - Equipment (High Cost) | 5.2007 | 5.1984 | 5.2418 | 5.2635 | 5.276 | 5.2836 | 5.2974 | 5.3054 | 5.3145 | 5.3224 | 5.3271 | 5.3322
SCE | GWh | Industrial | Ind - Food | Lighting | No | Ind Lighting - Equipment (Low Cost) | 5.7333 | 5.7308 | 5.7786 | 5.8025 | 5.8164 | 5.8248 | 5.84 | 5.8487 | 5.8588 | 5.8675 | 5.8726 | 5.8783
SCE | GWh | Industrial | Ind - Food | Lighting | No | Ind Lighting - Equipment (Mid Cost) | 14.3893 | 14.383 | 14.503 | 14.5629 | 14.5977 | 14.6188 | 14.6569 | 14.6789 | 14.7041 | 14.7259 | 14.7389 | 14.7531
SCE | GWh | Industrial | Ind - Food | Lighting | No | Ind Lighting - O&M (High Cost) | 0 | 0 | 0.067793 | 0.068073 | 0 | 0 | 0.068512 | 0.068615 | 0.068733 | 0.068835 | 0.068895 | 0.068962
SCE | GWh | Industrial | Ind - Food | Lighting | No | Ind Lighting - O&M (Low Cost) | 2.4689 | 2.4678 | 2.4884 | 2.4987 | 2.5047 | 2.5083 | 2.5148 | 2.5186 | 2.5229 | 2.5267 | 2.5289 | 2.5313
SCE | GWh | Industrial | Ind - Food | Lighting | No | Ind Lighting - O&M (Mid Cost) | 0.033629 | 0.033614 | 0.033895 | 0.034035 | 0.034116 | 0.034165 | 0.034254 | 0.034306 | 0.034365 | 0.034416 | 0.034446 | 0.034479
SCE | GWh | Industrial | Ind - Food | ProcHeat | No | Ind ProcHeat - Equipment (Electric - High Cost) | 0.87746 | 0.87708 | 0.88439 | 0.88805 | 0.89017 | 0.89145 | 0.89378 | 0.89512 | 0.89666 | 0.89798 | 0.89877 | 0.89964
SCE | GWh | Industrial | Ind - Food | ProcHeat | No | Ind ProcHeat - Equipment (Electric - Low Cost) | 1.1794 | 1.1789 | 1.1887 | 1.1936 | 1.1965 | 1.1982 | 1.2013 | 1.2031 | 1.2052 | 1.207 | 1.2081 | 1.2092
SCE | GWh | Industrial | Ind - Food | ProcHeat | No | Ind ProcHeat - Equipment (Electric - Mid Cost) | 1.3398 | 1.3392 | 1.3504 | 1.356 | 1.3592 | 1.3612 | 1.3647 | 1.3667 | 1.3691 | 1.3711 | 1.3723 | 1.3737
SCE | GWh | Industrial | Ind - Food | ProcRefrig | No | Ind ProcRefrig - Equipment (High Cost) | 1.1051 | 1.1046 | 1.1138 | 1.1184 | 1.1211 | 1.1227 | 1.1256 | 1.1273 | 1.1292 | 1.1309 | 1.1319 | 1.133
SCE | GWh | Industrial | Ind - Food | ProcRefrig | No | Ind ProcRefrig - Equipment (Low Cost) | 0.0017455 | 0.0017447 | 0.0017593 | 0.0017665 | 0.0017707 | 0.0017733 | 0.0017779 | 0.0017806 | 0.0017837 | 0.0017863 | 0.0017879 | 0.0017896
SCE | GWh | Industrial | Ind - Food | ProcRefrig | No | Ind ProcRefrig - Equipment (Mid Cost) | 0.3413 | 0.34115 | 0.344 | 0.34542 | 0.34624 | 0.34674 | 0.34765 | 0.34817 | 0.34877 | 0.34929 | 0.34959 | 0.34993
SCE | GWh | Industrial | Ind - Food | ProcRefrig | No | Ind ProcRefrig - O&M (High Cost) | 1.8019 | 1.8011 | 1.8161 | 1.8236 | 1.828 | 1.8306 | 1.8354 | 1.8382 | 1.8413 | 1.844 | 1.8457 | 1.8475
SCE | GWh | Industrial | Ind - Food | ProcRefrig | No | Ind ProcRefrig - O&M (Low Cost) | 8.5795 | 8.5757 | 8.6472 | 8.683 | 8.7037 | 8.7163 | 8.739 | 8.7521 | 8.7672 | 8.7802 | 8.7879 | 8.7964
SCE | GWh | Industrial | Ind - Food | ProcRefrig | No | Ind ProcRefrig - O&M (Mid Cost) | 2.835 | 2.8337 | 2.8574 | 2.8692 | 2.876 | 2.8802 | 2.8877 | 2.892 | 2.897 | 2.9013 | 2.9039 | 2.9067
SCE | GWh | Industrial | Ind - Food | MachDr | No | Ind MachDr - Equipment (High Cost) | 5.2143 | 5.212 | 5.2555 | 5.2772 | 5.2898 | 5.2975 | 5.3113 | 5.3192 | 5.3284 | 5.3363 | 5.341 | 5.3461
SCE | GWh | Industrial | Ind - Food | MachDr | No | Ind MachDr - Equipment (Low Cost) | 19.9506 | 19.942 | 20.1083 | 20.1914 | 20.2396 | 20.2688 | 20.3217 | 20.3522 | 20.3872 | 20.4173 | 20.4353 | 20.4551
SCE | GWh | Industrial | Ind - Food | MachDr | No | Ind MachDr - Equipment (Mid Cost) | 21.1683 | 21.1591 | 21.3356 | 21.4238 | 21.4749 | 21.5059 | 21.5621 | 21.5944 | 21.6315 | 21.6635 | 21.6826 | 21.7035
SCE | GWh | Industrial | Ind - Food | MachDr | No | Ind MachDr - O&M (High Cost) | 2.2027 | 2.2018 | 2.2201 | 2.2293 | 2.2346 | 2.2378 | 2.2437 | 2.247 | 2.2509 | 2.2542 | 2.2562 | 2.2584
SCE | GWh | Industrial | Ind - Food | MachDr | No | Ind MachDr - O&M (Low Cost) | 59.9102 | 59.8842 | 60.3836 | 60.6333 | 60.778 | 60.8657 | 61.0246 | 61.1159 | 61.2212 | 61.3117 | 61.3657 | 61.4249
SCE | GWh | Industrial | Ind - Food | MachDr | No | Ind MachDr - O&M (Mid Cost) | 8.0133 | 8.0098 | 8.0766 | 8.11 | 8.1294 | 8.1411 | 8.1624 | 8.1746 | 8.1887 | 8.2008 | 8.208 | 8.2159
SCE | GWh | Industrial | Ind - Lumber & Furniture | HVAC | No | Ind HVAC - Equipment (Electric - High Cost) | 0.0066978 | 0.0066949 | 0.0067507 | 0.0067786 | 0.0067948 | 0.0068046 | 0.0068224 | 0.0068326 | 0.0068443 | 0.0068545 | 0.0068605 | 0.0068671
SCE | GWh | Industrial | Ind - Lumber & Furniture | HVAC | No | Ind HVAC - Equipment (Electric - Low Cost) | 0.089191 | 0.089153 | 0.089896 | 0.090268 | 0.090483 | 0.090614 | 0.09085 | 0.090986 | 0.091143 | 0.091278 | 0.091358 | 0.091446
SCE | GWh | Industrial | Ind - Lumber & Furniture | HVAC | No | Ind HVAC - Equipment (Electric - Mid Cost) | 0.13624 | 0.13618 | 0.13732 | 0.13789 | 0.13821 | 0.13841 | 0.13878 | 0.13898 | 0.13922 | 0.13943 | 0.13955 | 0.13969
SCE | GWh | Industrial | Ind - Lumber & Furniture | HVAC | No | Ind HVAC - O&M (Electric - High Cost) | 0.043273 | 0.043254 | 0.043615 | 0.043796 | 0.0439 | 0.043963 | 0.044078 | 0.044144 | 0.04422 | 0.044286 | 0.044325 | 0.044367
SCE | GWh | Industrial | Ind - Lumber & Furniture | HVAC | No | Ind HVAC - O&M (Electric - Low Cost) | 0.55646 | 0.55622 | 0.56086 | 0.56318 | 0.56452 | 0.56533 | 0.56681 | 0.56766 | 0.56864 | 0.56948 | 0.56998 | 0.57053
SCE | GWh | Industrial | Ind - Lumber & Furniture | HVAC | No | Ind HVAC - O&M (Electric - Mid Cost) | 0.18568 | 0.18559 | 0.18714 | 0.18792 | 0.18836 | 0.18864 | 0.18913 | 0.18941 | 0.18974 | 0.19002 | 0.19019 | 0.19037
SCE | GWh | Industrial | Ind - Lumber & Furniture | Lighting | No | Ind Lighting - Equipment (High Cost) | 0.87447 | 0.87409 | 0.88138 | 0.88502 | 0.88714 | 0.88842 | 0.89074 | 0.89207 | 0.89361 | 0.89493 | 0.89572 | 0.89658
SCE | GWh | Industrial | Ind - Lumber & Furniture | Lighting | No | Ind Lighting - Equipment (Low Cost) | 0.59418 | 0.59392 | 0.59887 | 0.60135 | 0.60279 | 0.60366 | 0.60523 | 0.60614 | 0.60718 | 0.60808 | 0.60862 | 0.6092
SCE | GWh | Industrial | Ind - Lumber & Furniture | Lighting | No | Ind Lighting - Equipment (Mid Cost) | 2.1737 | 2.1727 | 2.1908 | 2.1999 | 2.2052 | 2.2083 | 2.2141 | 2.2174 | 2.2212 | 2.2245 | 2.2265 | 2.2286
SCE | GWh | Industrial | Ind - Lumber & Furniture | Lighting | No | Ind Lighting - O&M (High Cost) | 0 | 0 | 0 | 0 | 0 | 0 | 0 | 0 | 0 | 0 | 0.0051591 | 0.0051641
SCE | GWh | Industrial | Ind - Lumber & Furniture | Lighting | No | Ind Lighting - O&M (Low Cost) | 0.17726 | 0.17719 | 0.17866 | 0.1794 | 0.17983 | 0.18009 | 0.18056 | 0.18083 | 0.18114 | 0.18141 | 0.18157 | 0.18174
SCE | GWh | Industrial | Ind - Lumber & Furniture | Lighting | No | Ind Lighting - O&M (Mid Cost) | 0 | 0.00024782 | 0.00024989 | 0.00025092 | 0.00025152 | 0.00025188 | 0.00025254 | 0.00025292 | 0.00025335 | 0.00025373 | 0.00025395 | 0.0002542
SCE | GWh | Industrial | Ind - Lumber & Furniture | MachDr | No | Ind MachDr - Equipment (High Cost) | 0.24171 | 0.24161 | 0.24362 | 0.24463 | 0.24521 | 0.24557 | 0.24621 | 0.24658 | 0.247 | 0.24737 | 0.24758 | 0.24782
SCE | GWh | Industrial | Ind - Lumber & Furniture | MachDr | No | Ind MachDr - Equipment (Low Cost) | 1.827 | 1.8262 | 1.8415 | 1.8491 | 1.8535 | 1.8562 | 1.861 | 1.8638 | 1.867 | 1.8698 | 1.8714 | 1.8732
SCE | GWh | Industrial | Ind - Lumber & Furniture | MachDr | No | Ind MachDr - Equipment (Mid Cost) | 3.0136 | 3.0123 | 3.0374 | 3.05 | 3.0573 | 3.0617 | 3.0697 | 3.0743 | 3.0795 | 3.0841 | 3.0868 | 3.0898
SCE | GWh | Industrial | Ind - Lumber & Furniture | MachDr | No | Ind MachDr - O&M (High Cost) | 0.12794 | 0.12789 | 0.12896 | 0.12949 | 0.1298 | 0.12999 | 0.13032 | 0.13052 | 0.13074 | 0.13094 | 0.13105 | 0.13118
SCE | GWh | Industrial | Ind - Lumber & Furniture | MachDr | No | Ind MachDr - O&M (Low Cost) | 8.5195 | 8.5158 | 8.5868 | 8.6223 | 8.6429 | 8.6554 | 8.678 | 8.6909 | 8.7059 | 8.7188 | 8.7265 | 8.7349
SCE | GWh | Industrial | Ind - Lumber & Furniture | MachDr | No | Ind MachDr - O&M (Mid Cost) | 2.0271 | 2.0262 | 2.0431 | 2.0516 | 2.0565 | 2.0595 | 2.0648 | 2.0679 | 2.0715 | 2.0745 | 2.0764 | 2.0784
SCE | GWh | Industrial | Ind - Machinery | HVAC | No | Ind HVAC - Equipment (Electric - High Cost) | 0.69132 | 0.69102 | 0.69678 | 0.69967 | 0.70134 | 0.70235 | 0.70418 | 0.70524 | 0.70645 | 0.70749 | 0.70812 | 0.7088
SCE | GWh | Industrial | Ind - Machinery | HVAC | No | Ind HVAC - Equipment (Electric - Low Cost) | 0.50573 | 0.50551 | 0.50973 | 0.51184 | 0.51306 | 0.5138 | 0.51514 | 0.51591 | 0.5168 | 0.51756 | 0.51802 | 0.51852
SCE | GWh | Industrial | Ind - Machinery | HVAC | No | Ind HVAC - Equipment (Electric - Mid Cost) | 0.63359 | 0.63331 | 0.6386 | 0.64124 | 0.64277 | 0.64369 | 0.64537 | 0.64634 | 0.64745 | 0.64841 | 0.64898 | 0.64961
SCE | GWh | Industrial | Ind - Machinery | HVAC | No | Ind HVAC - O&M (Electric - High Cost) | 0.080213 | 0.080178 | 0.080847 | 0.081181 | 0.081375 | 0.081492 | 0.081705 | 0.081827 | 0.081968 | 0.082089 | 0.082162 | 0.082241
SCE | GWh | Industrial | Ind - Machinery | HVAC | No | Ind HVAC - O&M (Electric - Low Cost) | 3.4835 | 3.482 | 3.5111 | 3.5256 | 3.534 | 3.5391 | 3.5483 | 3.5536 | 3.5598 | 3.565 | 3.5682 | 3.5716
SCE | GWh | Industrial | Ind - Machinery | HVAC | No | Ind HVAC - O&M (Electric - Mid Cost) | 0.82653 | 0.82617 | 0.83306 | 0.83651 | 0.8385 | 0.83972 | 0.84191 | 0.84317 | 0.84462 | 0.84587 | 0.84661 | 0.84743
SCE | GWh | Industrial | Ind - Machinery | Lighting | No | Ind Lighting - Equipment (High Cost) | 1.9572 | 1.9564 | 1.9727 | 1.9808 | 1.9856 | 1.9884 | 1.9936 | 1.9966 | 2.0001 | 2.003 | 2.0048 | 2.0067
SCE | GWh | Industrial | Ind - Machinery | Lighting | No | Ind Lighting - Equipment (Low Cost) | 0.94428 | 0.94387 | 0.95174 | 0.95568 | 0.95796 | 0.95934 | 0.96184 | 0.96328 | 0.96494 | 0.96637 | 0.96722 | 0.96815
SCE | GWh | Industrial | Ind - Machinery | Lighting | No | Ind Lighting - Equipment (Mid Cost) | 6.1139 | 6.1113 | 6.1622 | 6.1877 | 6.2025 | 6.2114 | 6.2277 | 6.237 | 6.2477 | 6.257 | 6.2625 | 6.2685
SCE | GWh | Industrial | Ind - Machinery | Lighting | No | Ind Lighting - O&M (Low Cost) | 0.70685 | 0.70654 | 0.71243 | 0.71538 | 0.71709 | 0.71812 | 0.72 | 0.72107 | 0.72232 | 0.72338 | 0.72402 | 0.72472
SCE | GWh | Industrial | Ind - Machinery | Lighting | No | Ind Lighting - O&M (Mid Cost) | 0 | 0.063143 | 0.06367 | 0.063933 | 0.064085 | 0.064178 | 0.064345 | 0.064442 | 0.064553 | 0.064648 | 0.064705 | 0.064768
SCE | GWh | Industrial | Ind - Machinery | ProcHeat | No | Ind ProcHeat - Equipment (Electric - High Cost) | 0.081417 | 0.081382 | 0.08206 | 0.0824 | 0.082596 | 0.082715 | 0.082931 | 0.083056 | 0.083199 | 0.083322 | 0.083395 | 0.083475
SCE | GWh | Industrial | Ind - Machinery | ProcHeat | No | Ind ProcHeat - Equipment (Electric - Low Cost) | 0.30203 | 0.3019 | 0.30442 | 0.30568 | 0.3064 | 0.30685 | 0.30765 | 0.30811 | 0.30864 | 0.3091 | 0.30937 | 0.30967
SCE | GWh | Industrial | Ind - Machinery | ProcHeat | No | Ind ProcHeat - Equipment (Electric - Mid Cost) | 0.075047 | 0.075014 | 0.075639 | 0.075952 | 0.076134 | 0.076243 | 0.076442 | 0.076557 | 0.076689 | 0.076802 | 0.07687 | 0.076944
SCE | GWh | Industrial | Ind - Machinery | ProcRefrig | No | Ind ProcRefrig - O&M (High Cost) | 0.12804 | 0.12799 | 0.12905 | 0.12959 | 0.1299 | 0.13008 | 0.13042 | 0.13062 | 0.13084 | 0.13104 | 0.13115 | 0.13128
SCE | GWh | Industrial | Ind - Machinery | ProcRefrig | No | Ind ProcRefrig - O&M (Low Cost) | 0.44308 | 0.44289 | 0.44658 | 0.44843 | 0.4495 | 0.45015 | 0.45133 | 0.452 | 0.45278 | 0.45345 | 0.45385 | 0.45429
SCE | GWh | Industrial | Ind - Machinery | ProcRefrig | No | Ind ProcRefrig - O&M (Mid Cost) | 0.51875 | 0.51853 | 0.52285 | 0.52501 | 0.52627 | 0.52702 | 0.5284 | 0.52919 | 0.5301 | 0.53089 | 0.53135 | 0.53187
SCE | GWh | Industrial | Ind - Machinery | MachDr | No | Ind MachDr - Equipment (High Cost) | 0.44726 | 0.44706 | 0.45079 | 0.45265 | 0.45373 | 0.45439 | 0.45558 | 0.45626 | 0.45704 | 0.45772 | 0.45812 | 0.45856
SCE | GWh | Industrial | Ind - Machinery | MachDr | No | Ind MachDr - Equipment (Low Cost) | 3.786 | 3.7843 | 3.8159 | 3.8317 | 3.8408 | 3.8463 | 3.8564 | 3.8622 | 3.8688 | 3.8745 | 3.8779 | 3.8817
SCE | GWh | Industrial | Ind - Machinery | MachDr | No | Ind MachDr - Equipment (Mid Cost) | 2.7358 | 2.7346 | 2.7574 | 2.7688 | 2.7754 | 2.7794 | 2.7867 | 2.7908 | 2.7956 | 2.7998 | 2.8022 | 2.8049
SCE | GWh | Industrial | Ind - Machinery | MachDr | No | Ind MachDr - O&M (High Cost) | 0.045019 | 0.045 | 0.045375 | 0.045563 | 0.045671 | 0.045737 | 0.045857 | 0.045925 | 0.046005 | 0.046073 | 0.046113 | 0.046158
SCE | GWh | Industrial | Ind - Machinery | MachDr | No | Ind MachDr - O&M (Low Cost) | 14.8256 | 14.8191 | 14.9427 | 15.0045 | 15.0403 | 15.062 | 15.1013 | 15.1239 | 15.15 | 15.1724 | 15.1857 | 15.2004
SCE | GWh | Industrial | Ind - Machinery | MachDr | No | Ind MachDr - O&M (Mid Cost) | 2.2386 | 2.2376 | 2.2563 | 2.2656 | 2.271 | 2.2743 | 2.2803 | 2.2837 | 2.2876 | 2.291 | 2.293 | 2.2952
SCE | GWh | Industrial | Ind - Metals (Fabricated) | HVAC | No | Ind HVAC - Equipment (Electric - High Cost) | 0.35866 | 0.3585 | 0.36149 | 0.36299 | 0.36385 | 0.36438 | 0.36533 | 0.36588 | 0.36651 | 0.36705 | 0.36737 | 0.36773
SCE | GWh | Industrial | Ind - Metals (Fabricated) | HVAC | No | Ind HVAC - Equipment (Electric - Low Cost) | 2.0482 | 2.0473 | 2.0644 | 2.073 | 2.0779 | 2.0809 | 2.0863 | 2.0895 | 2.0931 | 2.0961 | 2.098 | 2.1
SCE | GWh | Industrial | Ind - Metals (Fabricated) | HVAC | No | Ind HVAC - Equipment (Electric - Mid Cost) | 1.2334 | 1.2329 | 1.2431 | 1.2483 | 1.2513 | 1.2531 | 1.2563 | 1.2582 | 1.2604 | 1.2623 | 1.2634 | 1.2646
SCE | GWh | Industrial | Ind - Metals (Fabricated) | HVAC | No | Ind HVAC - O&M (Electric - High Cost) | 0 | 0.30301 | 0.30554 | 0.3068 | 0.30754 | 0.30798 | 0.30878 | 0.30925 | 0.30978 | 0.31024 | 0.31051 | 0.31081
SCE | GWh | Industrial | Ind - Metals (Fabricated) | HVAC | No | Ind HVAC - O&M (Electric - Low Cost) | 10.9206 | 10.9158 | 11.0068 | 11.0524 | 11.0787 | 11.0947 | 11.1237 | 11.1403 | 11.1595 | 11.176 | 11.1859 | 11.1967
SCE | GWh | Industrial | Ind - Metals (Fabricated) | HVAC | No | Ind HVAC - O&M (Electric - Mid Cost) | 1.7444 | 1.7436 | 1.7581 | 1.7654 | 1.7696 | 1.7722 | 1.7768 | 1.7795 | 1.7825 | 1.7852 | 1.7867 | 1.7885
SCE | GWh | Industrial | Ind - Metals (Fabricated) | Lighting | No | Ind Lighting - Equipment (High Cost) | 5.0308 | 5.0286 | 5.0706 | 5.0915 | 5.1037 | 5.111 | 5.1244 | 5.1321 | 5.1409 | 5.1485 | 5.153 | 5.158
SCE | GWh | Industrial | Ind - Metals (Fabricated) | Lighting | No | Ind Lighting - Equipment (Low Cost) | 4.6664 | 4.6644 | 4.7033 | 4.7228 | 4.734 | 4.7409 | 4.7532 | 4.7603 | 4.7685 | 4.7756 | 4.7798 | 4.7844
SCE | GWh | Industrial | Ind - Metals (Fabricated) | Lighting | No | Ind Lighting - Equipment (Mid Cost) | 19.9329 | 19.9243 | 20.0904 | 20.1735 | 20.2216 | 20.2508 | 20.3037 | 20.3341 | 20.3691 | 20.3992 | 20.4172 | 20.4369
SCE | GWh | Industrial | Ind - Metals (Fabricated) | Lighting | No | Ind Lighting - O&M (High Cost) | 0 | 0 | 0.10741 | 0.10786 | 0 | 0.10827 | 0.10855 | 0.10871 | 0.1089 | 0.10906 | 0.10916 | 0.10926
SCE | GWh | Industrial | Ind - Metals (Fabricated) | Lighting | No | Ind Lighting - O&M (Low Cost) | 1.8924 | 1.8916 | 1.9074 | 1.9153 | 1.9198 | 1.9226 | 1.9276 | 1.9305 | 1.9338 | 1.9367 | 1.9384 | 1.9403
SCE | GWh | Industrial | Ind - Metals (Fabricated) | Lighting | No | Ind Lighting - O&M (Mid Cost) | 0.4236 | 0.42342 | 0.42695 | 0.42872 | 0.42974 | 0.43036 | 0.43148 | 0.43213 | 0.43287 | 0.43351 | 0.43389 | 0.43431
SCE | GWh | Industrial | Ind - Metals (Fabricated) | ProcHeat | No | Ind ProcHeat - Equipment (Electric - High Cost) | 0.0066119 | 0.006609 | 0.0066641 | 0.0066917 | 0.0067077 | 0.0067174 | 0.0067349 | 0.006745 | 0.0067566 | 0.0067666 | 0.0067725 | 0.0067791
SCE | GWh | Industrial | Ind - Metals (Fabricated) | ProcHeat | No | Ind ProcHeat - Equipment (Electric - Low Cost) | 3.3488 | 3.3474 | 3.3753 | 3.3892 | 3.3973 | 3.4022 | 3.4111 | 3.4162 | 3.4221 | 3.4272 | 3.4302 | 3.4335
SCE | GWh | Industrial | Ind - Metals (Fabricated) | ProcHeat | No | Ind ProcHeat - Equipment (Electric - Mid Cost) | 0.32537 | 0.32523 | 0.32794 | 0.3293 | 0.33008 | 0.33056 | 0.33142 | 0.33192 | 0.33249 | 0.33298 | 0.33327 | 0.33359
SCE | GWh | Industrial | Ind - Metals (Fabricated) | ProcHeat | No | Ind ProcHeat - O&M (Electric - High Cost) | 3.1051 | 3.1038 | 3.1297 | 3.1426 | 3.1501 | 3.1547 | 3.1629 | 3.1676 | 3.1731 | 3.1778 | 3.1806 | 3.1836
SCE | GWh | Industrial | Ind - Metals (Fabricated) | ProcHeat | No | Ind ProcHeat - O&M (Electric - Low Cost) | 2.4706 | 2.4695 | 2.4901 | 2.5004 | 2.5064 | 2.51 | 2.5166 | 2.5203 | 2.5247 | 2.5284 | 2.5306 | 2.5331
SCE | GWh | Industrial | Ind - Metals (Fabricated) | ProcHeat | No | Ind ProcHeat - O&M (Electric - Mid Cost) | 0.19171 | 0.19162 | 0.19322 | 0.19402 | 0.19449 | 0.19477 | 0.19527 | 0.19557 | 0.1959 | 0.19619 | 0.19637 | 0.19656
SCE | GWh | Industrial | Ind - Metals (Fabricated) | ProcRefrig | No | Ind ProcRefrig - O&M (High Cost) | 0.01139 | 0.011385 | 0.01148 | 0.011527 | 0.011555 | 0.011571 | 0.011602 | 0.011619 | 0.011639 | 0.011656 | 0.011667 | 0.011678
SCE | GWh | Industrial | Ind - Metals (Fabricated) | ProcRefrig | No | Ind ProcRefrig - O&M (Low Cost) | 0.70112 | 0.70081 | 0.70665 | 0.70958 | 0.71127 | 0.7123 | 0.71416 | 0.71523 | 0.71646 | 0.71752 | 0.71815 | 0.71884
SCE | GWh | Industrial | Ind - Metals (Fabricated) | ProcRefrig | No | Ind ProcRefrig - O&M (Mid Cost) | 0.94423 | 0.94382 | 0.95169 | 0.95563 | 0.95791 | 0.95929 | 0.96179 | 0.96323 | 0.96489 | 0.96632 | 0.96717 | 0.9681
SCE | GWh | Industrial | Ind - Metals (Fabricated) | MachDr | No | Ind MachDr - Equipment (High Cost) | 2.573 | 2.5718 | 2.5933 | 2.604 | 2.6102 | 2.614 | 2.6208 | 2.6247 | 2.6293 | 2.6332 | 2.6355 | 2.638
SCE | GWh | Industrial | Ind - Metals (Fabricated) | MachDr | No | Ind MachDr - Equipment (Low Cost) | 8.6537 | 8.6499 | 8.7221 | 8.7582 | 8.7791 | 8.7917 | 8.8147 | 8.8279 | 8.8431 | 8.8561 | 8.8639 | 8.8725
SCE | GWh | Industrial | Ind - Metals (Fabricated) | MachDr | No | Ind MachDr - Equipment (Mid Cost) | 11.453 | 11.448 | 11.5435 | 11.5912 | 11.6189 | 11.6356 | 11.666 | 11.6835 | 11.7036 | 11.7209 | 11.7312 | 11.7425
SCE | GWh | Industrial | Ind - Metals (Fabricated) | MachDr | No | Ind MachDr - O&M (High Cost) | 1.507 | 1.5063 | 1.5189 | 1.5252 | 1.5288 | 1.531 | 1.535 | 1.5373 | 1.54 | 1.5423 | 1.5436 | 1.5451
SCE | GWh | Industrial | Ind - Metals (Fabricated) | MachDr | No | Ind MachDr - O&M (Low Cost) | 69.7062 | 69.6759 | 70.2569 | 70.5475 | 70.7158 | 70.8179 | 71.0028 | 71.109 | 71.2315 | 71.3368 | 71.3997 | 71.4686
SCE | GWh | Industrial | Ind - Metals (Fabricated) | MachDr | No | Ind MachDr - O&M (Mid Cost) | 8.6661 | 8.6623 | 8.7345 | 8.7706 | 8.7916 | 8.8043 | 8.8272 | 8.8405 | 8.8557 | 8.8688 | 8.8766 | 8.8852
SCE | GWh | Industrial | Ind - Metals (Primary) | HVAC | No | Ind HVAC - Equipment (Electric - High Cost) | 0.0063932 | 0.0063905 | 0.0064437 | 0.0064704 | 0.0064858 | 0.0064952 | 0.0065122 | 0.0065219 | 0.0065331 | 0.0065428 | 0.0065486 | 0.0065549
SCE | GWh | Industrial | Ind - Metals (Primary) | HVAC | No | Ind HVAC - Equipment (Electric - Low Cost) | 0.34209 | 0.34194 | 0.34479 | 0.34622 | 0.34704 | 0.34755 | 0.34845 | 0.34897 | 0.34958 | 0.35009 | 0.3504 | 0.35074
SCE | GWh | Industrial | Ind - Metals (Primary) | HVAC | No | Ind HVAC - Equipment (Electric - Mid Cost) | 0.21719 | 0.21709 | 0.2189 | 0.21981 | 0.22033 | 0.22065 | 0.22123 | 0.22156 | 0.22194 | 0.22227 | 0.22246 | 0.22268
SCE | GWh | Industrial | Ind - Metals (Primary) | HVAC | No | Ind HVAC - O&M (Electric - Low Cost) | 1.3664 | 1.3658 | 1.3772 | 1.3829 | 1.3862 | 1.3882 | 1.3918 | 1.3939 | 1.3963 | 1.3983 | 1.3996 | 1.4009
SCE | GWh | Industrial | Ind - Metals (Primary) | HVAC | No | Ind HVAC - O&M (Electric - Mid Cost) | 0.5063 | 0.50608 | 0.5103 | 0.51241 | 0.51364 | 0.51438 | 0.51572 | 0.51649 | 0.51738 | 0.51815 | 0.5186 | 0.5191
SCE | GWh | Industrial | Ind - Metals (Primary) | Lighting | No | Ind Lighting - Equipment (High Cost) | 0.91614 | 0.91575 | 0.92338 | 0.9272 | 0.92941 | 0.93076 | 0.93318 | 0.93458 | 0.93619 | 0.93758 | 0.9384 | 0.93931
SCE | GWh | Industrial | Ind - Metals (Primary) | Lighting | No | Ind Lighting - Equipment (Low Cost) | 2.2182 | 2.2172 | 2.2357 | 2.245 | 2.2503 | 2.2536 | 2.2595 | 2.2629 | 2.2668 | 2.2701 | 2.2721 | 2.2743
SCE | GWh | Industrial | Ind - Metals (Primary) | Lighting | No | Ind Lighting - Equipment (Mid Cost) | 5.8368 | 5.8343 | 5.8829 | 5.9073 | 5.9214 | 5.9299 | 5.9454 | 5.9543 | 5.9646 | 5.9734 | 5.9786 | 5.9844
SCE | GWh | Industrial | Ind - Metals (Primary) | Lighting | No | Ind Lighting - O&M (High Cost) | 0 | 0 | 0 | 0 | 0 | 0 | 0 | 0 | 0 | 0.018038 | 0.018054 | 0.018071
SCE | GWh | Industrial | Ind - Metals (Primary) | Lighting | No | Ind Lighting - O&M (Low Cost) | 0.8512 | 0.85083 | 0.85793 | 0.86148 | 0.86353 | 0.86478 | 0.86703 | 0.86833 | 0.86983 | 0.87111 | 0.87188 | 0.87272
SCE | GWh | Industrial | Ind - Metals (Primary) | Lighting | No | Ind Lighting - O&M (Mid Cost) | 0 | 0.025189 | 0.025399 | 0.025504 | 0.025564 | 0.025601 | 0.025668 | 0.025707 | 0.025751 | 0.025789 | 0.025812 | 0.025837
SCE | GWh | Industrial | Ind - Metals (Primary) | ProcHeat | No | Ind ProcHeat - Equipment (Electric - High Cost) | 0.82662 | 0.82626 | 0.83315 | 0.8366 | 0.8386 | 0.83981 | 0.842 | 0.84326 | 0.84471 | 0.84596 | 0.84671 | 0.84752
SCE | GWh | Industrial | Ind - Metals (Primary) | ProcHeat | No | Ind ProcHeat - Equipment (Electric - Low Cost) | 0.73077 | 0.73045 | 0.73654 | 0.73959 | 0.74135 | 0.74242 | 0.74436 | 0.74548 | 0.74676 | 0.74786 | 0.74852 | 0.74924
SCE | GWh | Industrial | Ind - Metals (Primary) | ProcHeat | No | Ind ProcHeat - Equipment (Electric - Mid Cost) | 0.11153 | 0.11148 | 0.11241 | 0.11288 | 0.11314 | 0.11331 | 0.1136 | 0.11377 | 0.11397 | 0.11414 | 0.11424 | 0.11435
SCE | GWh | Industrial | Ind - Metals (Primary) | ProcHeat | No | Ind ProcHeat - O&M (Electric - Low Cost) | 4.9519 | 4.9497 | 4.991 | 5.0116 | 5.0236 | 5.0309 | 5.044 | 5.0515 | 5.0602 | 5.0677 | 5.0722 | 5.0771
SCE | GWh | Industrial | Ind - Metals (Primary) | ProcHeat | No | Ind ProcHeat - O&M (Electric - Mid Cost) | 0.068935 | 0.068905 | 0.06948 | 0.069767 | 0.069933 | 0.070034 | 0.070217 | 0.070322 | 0.070443 | 0.070548 | 0.07061 | 0.070678
SCE | GWh | Industrial | Ind - Metals (Primary) | MachDr | No | Ind MachDr - Equipment (High Cost) | 1.1474 | 1.1469 | 1.1565 | 1.1613 | 1.1641 | 1.1657 | 1.1688 | 1.1705 | 1.1725 | 1.1743 | 1.1753 | 1.1764
SCE | GWh | Industrial | Ind - Metals (Primary) | MachDr | No | Ind MachDr - Equipment (Low Cost) | 4.2037 | 4.2019 | 4.2369 | 4.2544 | 4.2646 | 4.2707 | 4.2819 | 4.2883 | 4.2957 | 4.302 | 4.3058 | 4.31
SCE | GWh | Industrial | Ind - Metals (Primary) | MachDr | No | Ind MachDr - Equipment (Mid Cost) | 3.5909 | 3.5894 | 3.6193 | 3.6343 | 3.6429 | 3.6482 | 3.6577 | 3.6632 | 3.6695 | 3.6749 | 3.6782 | 3.6817
SCE | GWh | Industrial | Ind - Metals (Primary) | MachDr | No | Ind MachDr - O&M (High Cost) | 0.069725 | 0.069695 | 0.070276 | 0.070566 | 0.070735 | 0.070837 | 0.071022 | 0.071128 | 0.071251 | 0.071356 | 0.071419 | 0.071488
SCE | GWh | Industrial | Ind - Metals (Primary) | MachDr | No | Ind MachDr - O&M (Low Cost) | 17.0127 | 17.0053 | 17.1471 | 17.2181 | 17.2591 | 17.284 | 17.3292 | 17.3551 | 17.385 | 17.4107 | 17.426 | 17.4428
SCE | GWh | Industrial | Ind - Metals (Primary) | MachDr | No | Ind MachDr - O&M (Mid Cost) | 2.0013 | 2.0004 | 2.0171 | 2.0254 | 2.0302 | 2.0332 | 2.0385 | 2.0415 | 2.0451 | 2.0481 | 2.0499 | 2.0519
SCE | GWh | Industrial | Ind - Other | HVAC | No | Ind HVAC - Equipment (Electric - High Cost) | 0.14094 | 0.14087 | 0.14205 | 0.14264 | 0.14298 | 0.14318 | 0.14356 | 0.14377 | 0.14402 | 0.14423 | 0.14436 | 0.1445
SCE | GWh | Industrial | Ind - Other | HVAC | No | Ind HVAC - Equipment (Electric - Low Cost) | 0.27679 | 0.27667 | 0.27898 | 0.28014 | 0.2808 | 0.28121 | 0.28194 | 0.28237 | 0.28285 | 0.28327 | 0.28352 | 0.28379
SCE | GWh | Industrial | Ind - Other | HVAC | No | Ind HVAC - Equipment (Electric - Mid Cost) | 0.61007 | 0.60981 | 0.61489 | 0.61744 | 0.61891 | 0.6198 | 0.62142 | 0.62235 | 0.62342 | 0.62434 | 0.62489 | 0.6255
SCE | GWh | Industrial | Ind - Other | HVAC | No | Ind HVAC - O&M (Electric - High Cost) | 0 | 0 | 0.20716 | 0.20801 | 0.20851 | 0.20881 | 0.20936 | 0.20967 | 0.21003 | 0.21034 | 0.21053 | 0.21073
SCE | GWh | Industrial | Ind - Other | HVAC | No | Ind HVAC - O&M (Electric - Low Cost) | 2.3694 | 2.3684 | 2.3881 | 2.398 | 2.4037 | 2.4072 | 2.4135 | 2.4171 | 2.4212 | 2.4248 | 2.4269 | 2.4293
SCE | GWh | Industrial | Ind - Other | HVAC | No | Ind HVAC - O&M (Electric - Mid Cost) | 0.056887 | 0.056862 | 0.057337 | 0.057574 | 0.057711 | 0.057794 | 0.057945 | 0.058032 | 0.058132 | 0.058218 | 0.058269 | 0.058325
SCE | GWh | Industrial | Ind - Other | Lighting | No | Ind Lighting - Equipment (High Cost) | 1.552 | 1.5513 | 1.5643 | 1.5707 | 1.5745 | 1.5768 | 1.5809 | 1.5832 | 1.586 | 1.5883 | 1.5897 | 1.5912
SCE | GWh | Industrial | Ind - Other | Lighting | No | Ind Lighting - Equipment (Low Cost) | 1.2693 | 1.2687 | 1.2793 | 1.2846 | 1.2877 | 1.2895 | 1.2929 | 1.2948 | 1.2971 | 1.299 | 1.3001 | 1.3014
SCE | GWh | Industrial | Ind - Other | Lighting | No | Ind Lighting - Equipment (Mid Cost) | 4.775 | 4.7729 | 4.8127 | 4.8326 | 4.8442 | 4.8511 | 4.8638 | 4.8711 | 4.8795 | 4.8867 | 4.891 | 4.8957
SCE | GWh | Industrial | Ind - Other | Lighting | No | Ind Lighting - O&M (High Cost) | 0 | 0 | 0 | 0 | 0 | 0 | 0 | 0 | 0 | 0.01672 | 0.016735 | 0.016751
SCE | GWh | Industrial | Ind - Other | Lighting | No | Ind Lighting - O&M (Low Cost) | 1.6271 | 1.6264 | 1.64 | 1.6468 | 1.6507 | 1.6531 | 1.6574 | 1.6599 | 1.6627 | 1.6652 | 1.6667 | 1.6683
SCE | GWh | Industrial | Ind - Other | Lighting | No | Ind Lighting - O&M (Mid Cost) | 0.022218 | 0.022209 | 0.022394 | 0.022486 | 0.02254 | 0.022573 | 0.022632 | 0.022665 | 0.022705 | 0.022738 | 0.022758 | 0.02278
SCE | GWh | Industrial | Ind - Other | MachDr | No | Ind MachDr - Equipment (High Cost) | 1.5549 | 1.5542 | 1.5672 | 1.5737 | 1.5774 | 1.5797 | 1.5838 | 1.5862 | 1.5889 | 1.5913 | 1.5927 | 1.5942
SCE | GWh | Industrial | Ind - Other | MachDr | No | Ind MachDr - Equipment (Low Cost) | 5.8987 | 5.8961 | 5.9453 | 5.9699 | 5.9841 | 5.9928 | 6.0084 | 6.0174 | 6.0278 | 6.0367 | 6.042 | 6.0478
SCE | GWh | Industrial | Ind - Other | MachDr | No | Ind MachDr - Equipment (Mid Cost) | 5.6005 | 5.598 | 5.6447 | 5.6681 | 5.6816 | 5.6898 | 5.7046 | 5.7132 | 5.723 | 5.7315 | 5.7365 | 5.7421
SCE | GWh | Industrial | Ind - Other | MachDr | No | Ind MachDr - O&M (High Cost) | 0.18687 | 0.18679 | 0.18834 | 0.18912 | 0.18957 | 0.18985 | 0.19034 | 0.19063 | 0.19096 | 0.19124 | 0.19141 | 0.19159
SCE | GWh | Industrial | Ind - Other | MachDr | No | Ind MachDr - O&M (Low Cost) | 10.2882 | 10.2837 | 10.3695 | 10.4124 | 10.4372 | 10.4523 | 10.4796 | 10.4953 | 10.5133 | 10.5289 | 10.5382 | 10.5483
SCE | GWh | Industrial | Ind - Other | MachDr | No | Ind MachDr - O&M (Mid Cost) | 2.7121 | 2.7109 | 2.7335 | 2.7448 | 2.7514 | 2.7553 | 2.7625 | 2.7667 | 2.7714 | 2.7755 | 2.778 | 2.7807
SCE | GWh | Industrial | Ind - Paper | HVAC | No | Ind HVAC - Equipment (Electric - High Cost) | 0.023768 | 0.023758 | 0.023956 | 0.024055 | 0.024112 | 0.024147 | 0.02421 | 0.024247 | 0.024288 | 0.024324 | 0.024346 | 0.024369
SCE | GWh | Industrial | Ind - Paper | HVAC | No | Ind HVAC - Equipment (Electric - Low Cost) | 0.50848 | 0.50826 | 0.5125 | 0.51462 | 0.51585 | 0.51659 | 0.51794 | 0.51872 | 0.51961 | 0.52038 | 0.52084 | 0.52134
SCE | GWh | Industrial | Ind - Paper | HVAC | No | Ind HVAC - Equipment (Electric - Mid Cost) | 0.17734 | 0.17726 | 0.17874 | 0.17948 | 0.17991 | 0.18016 | 0.18064 | 0.18091 | 0.18122 | 0.18149 | 0.18164 | 0.18182
SCE | GWh | Industrial | Ind - Paper | HVAC | No | Ind HVAC - O&M (Electric - High Cost) | 0.031013 | 0.031 | 0.031258 | 0.031388 | 0.031462 | 0.031508 | 0.03159 | 0.031637 | 0.031692 | 0.031739 | 0.031767 | 0.031797
SCE | GWh | Industrial | Ind - Paper | HVAC | No | Ind HVAC - O&M (Electric - Low Cost) | 1.7306 | 1.7298 | 1.7442 | 1.7515 | 1.7556 | 1.7582 | 1.7628 | 1.7654 | 1.7684 | 1.7711 | 1.7726 | 1.7743
SCE | GWh | Industrial | Ind - Paper | HVAC | No | Ind HVAC - O&M (Electric - Mid Cost) | 0.30074 | 0.30061 | 0.30312 | 0.30437 | 0.3051 | 0.30554 | 0.30633 | 0.30679 | 0.30732 | 0.30777 | 0.30805 | 0.30834
SCE | GWh | Industrial | Ind - Paper | Lighting | No | Ind Lighting - Equipment (High Cost) | 0.91964 | 0.91924 | 0.92691 | 0.93074 | 0.93296 | 0.93431 | 0.93675 | 0.93815 | 0.93976 | 0.94115 | 0.94198 | 0.94289
SCE | GWh | Industrial | Ind - Paper | Lighting | No | Ind Lighting - Equipment (Low Cost) | 0.69097 | 0.69067 | 0.69643 | 0.69931 | 0.70098 | 0.70199 | 0.70382 | 0.70487 | 0.70609 | 0.70713 | 0.70775 | 0.70844
SCE | GWh | Industrial | Ind - Paper | Lighting | No | Ind Lighting - Equipment (Mid Cost) | 4.5879 | 4.5859 | 4.6242 | 4.6433 | 4.6544 | 4.6611 | 4.6733 | 4.6803 | 4.6883 | 4.6953 | 4.6994 | 4.7039
SCE | GWh | Industrial | Ind - Paper | Lighting | No | Ind Lighting - O&M (Low Cost) | 0.30937 | 0.30924 | 0.31182 | 0.31311 | 0.31385 | 0.31431 | 0.31513 | 0.3156 | 0.31614 | 0.31661 | 0.31689 | 0.31719
SCE | GWh | Industrial | Ind - Paper | Lighting | No | Ind Lighting - O&M (Mid Cost) | 0 | 0.018168 | 0.018319 | 0.018395 | 0.018439 | 0.018466 | 0.018514 | 0.018542 | 0.018574 | 0.018601 | 0.018617 | 0.018635
SCE | GWh | Industrial | Ind - Paper | MachDr | No | Ind MachDr - Equipment (High Cost) | 1.1725 | 1.172 | 1.1818 | 1.1867 | 1.1895 | 1.1912 | 1.1944 | 1.1961 | 1.1982 | 1.2 | 1.201 | 1.2022
SCE | GWh | Industrial | Ind - Paper | MachDr | No | Ind MachDr - Equipment (Low Cost) | 2.3403 | 2.3393 | 2.3588 | 2.3686 | 2.3742 | 2.3777 | 2.3839 | 2.3874 | 2.3915 | 2.3951 | 2.3972 | 2.3995
SCE | GWh | Industrial | Ind - Paper | MachDr | No | Ind MachDr - Equipment (Mid Cost) | 4.9317 | 4.9296 | 4.9707 | 4.9912 | 5.0032 | 5.0104 | 5.0235 | 5.031 | 5.0396 | 5.0471 | 5.0515 | 5.0564
SCE | GWh | Industrial | Ind - Paper | MachDr | No | Ind MachDr - O&M (High Cost) | 0.1348 | 0.13474 | 0.13587 | 0.13643 | 0.13675 | 0.13695 | 0.13731 | 0.13751 | 0.13775 | 0.13795 | 0.13808 | 0.13821
SCE | GWh | Industrial | Ind - Paper | MachDr | No | Ind MachDr - O&M (Low Cost) | 15.1118 | 15.1052 | 15.2312 | 15.2942 | 15.3307 | 15.3528 | 15.3929 | 15.4159 | 15.4425 | 15.4653 | 15.4789 | 15.4939
SCE | GWh | Industrial | Ind - Paper | MachDr | No | Ind MachDr - O&M (Mid Cost) | 1.5981 | 1.5974 | 1.6107 | 1.6173 | 1.6212 | 1.6235 | 1.6278 | 1.6302 | 1.633 | 1.6354 | 1.6369 | 1.6385
SCE | GWh | Industrial | Ind - Petroleum | Lighting | No | Ind Lighting - Equipment (High Cost) | 1.3149 | 1.3143 | 1.3253 | 1.3308 | 1.3339 | 1.3359 | 1.3394 | 1.3414 | 1.3437 | 1.3457 | 1.3468 | 1.3481
SCE | GWh | Industrial | Ind - Petroleum | Lighting | No | Ind Lighting - Equipment (Low Cost) | 2.349 | 2.348 | 2.3675 | 2.3773 | 2.383 | 2.3864 | 2.3927 | 2.3963 | 2.4004 | 2.4039 | 2.406 | 2.4084
SCE | GWh | Industrial | Ind - Petroleum | Lighting | No | Ind Lighting - Equipment (Mid Cost) | 1.9167 | 1.9159 | 1.9319 | 1.9398 | 1.9445 | 1.9473 | 1.9524 | 1.9553 | 1.9587 | 1.9615 | 1.9633 | 1.9652
SCE | GWh | Industrial | Ind - Petroleum | MachDr | No | Ind MachDr - Equipment (High Cost) | 4.0491 | 4.0474 | 4.0811 | 4.098 | 4.1078 | 4.1137 | 4.1244 | 4.1306 | 4.1377 | 4.1438 | 4.1475 | 4.1515
SCE | GWh | Industrial | Ind - Petroleum | MachDr | No | Ind MachDr - Equipment (Low Cost) | 19.2585 | 19.2501 | 19.4106 | 19.4909 | 19.5374 | 19.5656 | 19.6167 | 19.646 | 19.6799 | 19.709 | 19.7263 | 19.7454
SCE | GWh | Industrial | Ind - Petroleum | MachDr | No | Ind MachDr - Equipment (Mid Cost) | 16.1489 | 16.1419 | 16.2765 | 16.3438 | 16.3828 | 16.4065 | 16.4493 | 16.4739 | 16.5023 | 16.5267 | 16.5413 | 16.5572
SCE | GWh | Industrial | Ind - Petroleum | MachDr | No | Ind MachDr - O&M (High Cost) | 1.2908 | 1.2903 | 1.301 | 1.3064 | 1.3095 | 1.3114 | 1.3149 | 1.3168 | 1.3191 | 1.321 | 1.3222 | 1.3235
SCE | GWh | Industrial | Ind - Petroleum | MachDr | No | Ind MachDr - O&M (Low Cost) | 71.29 | 71.259 | 71.8532 | 72.1504 | 72.3225 | 72.4269 | 72.616 | 72.7247 | 72.85 | 72.9576 | 73.0219 | 73.0924
SCE | GWh | Industrial | Ind - Petroleum | MachDr | No | Ind MachDr - O&M (Mid Cost) | 9.6366 | 9.6324 | 9.7128 | 9.7529 | 9.7762 | 9.7903 | 9.8159 | 9.8306 | 9.8475 | 9.862 | 9.8707 | 9.8803
SCE | GWh | Industrial | Ind - Plastics | HVAC | No | Ind HVAC - Equipment (Electric - High Cost) | 0.035375 | 0.03536 | 0.035655 | 0.035802 | 0.035888 | 0.03594 | 0.036033 | 0.036087 | 0.036149 | 0.036203 | 0.036235 | 0.03627
SCE | GWh | Industrial | Ind - Plastics | HVAC | No | Ind HVAC - Equipment (Electric - Low Cost) | 1.4741 | 1.4735 | 1.4857 | 1.4919 | 1.4955 | 1.4976 | 1.5015 | 1.5038 | 1.5064 | 1.5086 | 1.5099 | 1.5114
SCE | GWh | Industrial | Ind - Plastics | HVAC | No | Ind HVAC - Equipment (Electric - Mid Cost) | 1.4102 | 1.4096 | 1.4213 | 1.4272 | 1.4306 | 1.4327 | 1.4364 | 1.4386 | 1.4411 | 1.4432 | 1.4445 | 1.4459
SCE | GWh | Industrial | Ind - Plastics | HVAC | No | Ind HVAC - O&M (Electric - High Cost) | 0.45637 | 0.45617 | 0.45998 | 0.46188 | 0.46298 | 0.46365 | 0.46486 | 0.46556 | 0.46636 | 0.46705 | 0.46746 | 0.46791
SCE | GWh | Industrial | Ind - Plastics | HVAC | No | Ind HVAC - O&M (Electric - Low Cost) | 5.4434 | 5.4411 | 5.4865 | 5.5091 | 5.5223 | 5.5303 | 5.5447 | 5.553 | 5.5626 | 5.5708 | 5.5757 | 5.5811
SCE | GWh | Industrial | Ind - Plastics | HVAC | No | Ind HVAC - O&M (Electric - Mid Cost) | 0.93708 | 0.93668 | 0.94449 | 0.94839 | 0.95066 | 0.95203 | 0.95451 | 0.95594 | 0.95759 | 0.959 | 0.95985 | 0.96078
SCE | GWh | Industrial | Ind - Plastics | Lighting | No | Ind Lighting - Equipment (High Cost) | 1.9222 | 1.9213 | 1.9373 | 1.9454 | 1.95 | 1.9528 | 1.9579 | 1.9608 | 1.9642 | 1.9671 | 1.9688 | 1.9707
SCE | GWh | Industrial | Ind - Plastics | Lighting | No | Ind Lighting - Equipment (Low Cost) | 2.9446 | 2.9433 | 2.9679 | 2.9801 | 2.9873 | 2.9916 | 2.9994 | 3.0039 | 3.009 | 3.0135 | 3.0161 | 3.0191
SCE | GWh | Industrial | Ind - Plastics | Lighting | No | Ind Lighting - Equipment (Mid Cost) | 12.9212 | 12.9156 | 13.0233 | 13.0772 | 13.1084 | 13.1273 | 13.1616 | 13.1813 | 13.204 | 13.2235 | 13.2351 | 13.2479
SCE | GWh | Industrial | Ind - Plastics | Lighting | No | Ind Lighting - O&M (Low Cost) | 0.66844 | 0.66815 | 0.67372 | 0.67651 | 0.67812 | 0.6791 | 0.68087 | 0.68189 | 0.68306 | 0.68407 | 0.68468 | 0.68534
SCE | GWh | Industrial | Ind - Plastics | Lighting | No | Ind Lighting - O&M (Mid Cost) | 0 | 0.10149 | 0.10234 | 0.10276 | 0.10301 | 0.10316 | 0.10343 | 0.10358 | 0.10376 | 0.10391 | 0.104 | 0.1041
SCE | GWh | Industrial | Ind - Plastics | ProcHeat | No | Ind ProcHeat - Equipment (Electric - High Cost) | 0.056252 | 0.056228 | 0.056697 | 0.056931 | 0.057067 | 0.057149 | 0.057299 | 0.057384 | 0.057483 | 0.057568 | 0.057619 | 0.057675
SCE | GWh | Industrial | Ind - Plastics | ProcHeat | No | Ind ProcHeat - Equipment (Electric - Low Cost) | 4.0788 | 4.077 | 4.111 | 4.128 | 4.1378 | 4.1438 | 4.1546 | 4.1609 | 4.168 | 4.1742 | 4.1779 | 4.1819
SCE | GWh | Industrial | Ind - Plastics | ProcHeat | No | Ind ProcHeat - Equipment (Electric - Mid Cost) | 1.8289 | 1.8281 | 1.8433 | 1.8509 | 1.8554 | 1.858 | 1.8629 | 1.8657 | 1.8689 | 1.8717 | 1.8733 | 1.8751
SCE | GWh | Industrial | Ind - Plastics | ProcRefrig | No | Ind ProcRefrig - O&M (High Cost) | 3.4125 | 3.411 | 3.4395 | 3.4537 | 3.4619 | 3.4669 | 3.476 | 3.4812 | 3.4872 | 3.4923 | 3.4954 | 3.4988
SCE | GWh | Industrial | Ind - Plastics | ProcRefrig | No | Ind ProcRefrig - O&M (Low Cost) | 6.2903 | 6.2876 | 6.34 | 6.3662 | 6.3814 | 6.3906 | 6.4073 | 6.4169 | 6.428 | 6.4375 | 6.4431 | 6.4494
SCE | GWh | Industrial | Ind - Plastics | ProcRefrig | No | Ind ProcRefrig - O&M (Mid Cost) | 1.228 | 1.2275 | 1.2377 | 1.2428 | 1.2458 | 1.2476 | 1.2509 | 1.2527 | 1.2549 | 1.2567 | 1.2578 | 1.2591
SCE | GWh | Industrial | Ind - Plastics | MachDr | No | Ind MachDr - Equipment (High Cost) | 3.8962 | 3.8945 | 3.927 | 3.9432 | 3.9526 | 3.9583 | 3.9687 | 3.9746 | 3.9814 | 3.9873 | 3.9908 | 3.9947
SCE | GWh | Industrial | Ind - Plastics | MachDr | No | Ind MachDr - Equipment (Low Cost) | 14.6593 | 14.6529 | 14.7751 | 14.8362 | 14.8716 | 14.8931 | 14.932 | 14.9543 | 14.9801 | 15.0022 | 15.0154 | 15.0299
SCE | GWh | Industrial | Ind - Plastics | MachDr | No | Ind MachDr - Equipment (Mid Cost) | 24.0746 | 24.0642 | 24.2648 | 24.3652 | 24.4233 | 24.4586 | 24.5224 | 24.5591 | 24.6014 | 24.6378 | 24.6595 | 24.6833
SCE | GWh | Industrial | Ind - Plastics | MachDr | No | Ind MachDr - O&M (High Cost) | 0.18459 | 0.18451 | 0.18605 | 0.18682 | 0.18726 | 0.18753 | 0.18802 | 0.1883 | 0.18863 | 0.18891 | 0.18907 | 0.18926
SCE | GWh | Industrial | Ind - Plastics | MachDr | No | Ind MachDr - O&M (Low Cost) | 51.4274 | 51.405 | 51.8337 | 52.0481 | 52.1723 | 52.2476 | 52.384 | 52.4624 | 52.5527 | 52.6304 | 52.6768 | 52.7276
SCE | GWh | Industrial | Ind - Plastics | MachDr | No | Ind MachDr - O&M (Mid Cost) | 1.9421 | 1.9412 | 1.9574 | 1.9655 | 1.9702 | 1.9731 | 1.9782 | 1.9812 | 1.9846 | 1.9875 | 1.9893 | 1.9912
SCE | GWh | Industrial | Ind - Printing & Publishing | HVAC | No | Ind HVAC - Equipment (Electric - High Cost) | 0.82276 | 0.8224 | 0.82926 | 0.83269 | 0.83468 | 0.83588 | 0.83807 | 0.83932 | 0.84077 | 0.84201 | 0.84275 | 0.84356
SCE | GWh | Industrial | Ind - Printing & Publishing | HVAC | No | Ind HVAC - Equipment (Electric - Low Cost) | 1.3803 | 1.3797 | 1.3912 | 1.3969 | 1.4003 | 1.4023 | 1.4059 | 1.408 | 1.4105 | 1.4125 | 1.4138 | 1.4152
SCE | GWh | Industrial | Ind - Printing & Publishing | HVAC | No | Ind HVAC - Equipment (Electric - Mid Cost) | 1.5009 | 1.5003 | 1.5128 | 1.519 | 1.5226 | 1.5248 | 1.5288 | 1.5311 | 1.5338 | 1.536 | 1.5374 | 1.5389
SCE | GWh | Industrial | Ind - Printing & Publishing | HVAC | No | Ind HVAC - O&M (Electric - High Cost) | 0.25572 | 0.25561 | 0.25774 | 0.2588 | 0.25942 | 0.2598 | 0.26047 | 0.26086 | 0.26131 | 0.2617 | 0.26193 | 0.26218
SCE | GWh | Industrial | Ind - Printing & Publishing | HVAC | No | Ind HVAC - O&M (Electric - Low Cost) | 5.7713 | 5.7688 | 5.8169 | 5.8409 | 5.8549 | 5.8633 | 5.8786 | 5.8874 | 5.8975 | 5.9063 | 5.9115 | 5.9172
SCE | GWh | Industrial | Ind - Printing & Publishing | HVAC | No | Ind HVAC - O&M (Electric - Mid Cost) | 2.6606 | 2.6595 | 2.6817 | 2.6927 | 2.6992 | 2.7031 | 2.7101 | 2.7142 | 2.7189 | 2.7229 | 2.7253 | 2.7279
SCE | GWh | Industrial | Ind - Printing & Publishing | Lighting | No | Ind Lighting - Equipment (High Cost) | 0.98198 | 0.98155 | 0.98974 | 0.99383 | 0.9962 | 0.99764 | 1.0002 | 1.0017 | 1.0035 | 1.005 | 1.0058 | 1.0068
SCE | GWh | Industrial | Ind - Printing & Publishing | Lighting | No | Ind Lighting - Equipment (Low Cost) | 2.0448 | 2.0439 | 2.0609 | 2.0695 | 2.0744 | 2.0774 | 2.0828 | 2.0859 | 2.0895 | 2.0926 | 2.0945 | 2.0965
SCE | GWh | Industrial | Ind - Printing & Publishing | Lighting | No | Ind Lighting - Equipment (Mid Cost) | 5.2573 | 5.255 | 5.2989 | 5.3208 | 5.3335 | 5.3412 | 5.3551 | 5.3631 | 5.3724 | 5.3803 | 5.385 | 5.3902
SCE | GWh | Industrial | Ind - Printing & Publishing | Lighting | No | Ind Lighting - O&M (Low Cost) | 0.97338 | 0.97296 | 0.98107 | 0.98513 | 0.98748 | 0.9889 | 0.99148 | 0.99297 | 0.99468 | 0.99615 | 0.99703 | 0.99799
SCE | GWh | Industrial | Ind - Printing & Publishing | Lighting | No | Ind Lighting - O&M (Mid Cost) | 0 | 0.046328 | 0.046715 | 0.046908 | 0.04702 | 0.047088 | 0.047211 | 0.047281 | 0.047363 | 0.047433 | 0.047475 | 0.04752
SCE | GWh | Industrial | Ind - Printing & Publishing | MachDr | No | Ind MachDr - Equipment (High Cost) | 0.53915 | 0.53892 | 0.54341 | 0.54566 | 0.54696 | 0.54775 | 0.54918 | 0.55 | 0.55095 | 0.55176 | 0.55225 | 0.55278
SCE | GWh | Industrial | Ind - Printing & Publishing | MachDr | No | Ind MachDr - Equipment (Low Cost) | 2.235 | 2.234 | 2.2527 | 2.262 | 2.2674 | 2.2707 | 2.2766 | 2.28 | 2.2839 | 2.2873 | 2.2893 | 2.2915
SCE | GWh | Industrial | Ind - Printing & Publishing | MachDr | No | Ind MachDr - Equipment (Mid Cost) | 3.5934 | 3.5918 | 3.6218 | 3.6368 | 3.6455 | 3.6507 | 3.6603 | 3.6657 | 3.672 | 3.6775 | 3.6807 | 3.6843
SCE | GWh | Industrial | Ind - Printing & Publishing | MachDr | No | Ind MachDr - O&M (High Cost) | 0.020256 | 0.020247 | 0.020416 | 0.020501 | 0.02055 | 0.020579 | 0.020633 | 0.020664 | 0.020699 | 0.02073 | 0.020748 | 0.020768
SCE | GWh | Industrial | Ind - Printing & Publishing | MachDr | No | Ind MachDr - O&M (Low Cost) | 23.859 | 23.8486 | 24.0475 | 24.1469 | 24.2045 | 24.2395 | 24.3028 | 24.3391 | 24.3811 | 24.4171 | 24.4386 | 24.4622
SCE | GWh | Industrial | Ind - Printing & Publishing | MachDr | No | Ind MachDr - O&M (Mid Cost) | 1.1815 | 1.181 | 1.1909 | 1.1958 | 1.1986 | 1.2004 | 1.2035 | 1.2053 | 1.2074 | 1.2092 | 1.2102 | 1.2114
SCE | GWh | Industrial | Ind - Stone, Glass & Clay | HVAC | No | Ind HVAC - O&M (Electric - High Cost) | 0.23514 | 0.23504 | 0.237 | 0.23798 | 0.23855 | 0.23889 | 0.23952 | 0.23987 | 0.24029 | 0.24064 | 0.24086 | 0.24109
SCE | GWh | Industrial | Ind - Stone, Glass & Clay | HVAC | No | Ind HVAC - O&M (Electric - Low Cost) | 3.6864 | 3.6848 | 3.7155 | 3.7309 | 3.7398 | 3.7452 | 3.755 | 3.7606 | 3.7671 | 3.7726 | 3.776 | 3.7796
SCE | GWh | Industrial | Ind - Stone, Glass & Clay | HVAC | No | Ind HVAC - O&M (Electric - Mid Cost) | 0.030231 | 0.030218 | 0.03047 | 0.030596 | 0.030669 | 0.030713 | 0.030794 | 0.03084 | 0.030893 | 0.030938 | 0.030966 | 0.030996
SCE | GWh | Industrial | Ind - Stone, Glass & Clay | Lighting | No | Ind Lighting - Equipment (High Cost) | 1.0651 | 1.0647 | 1.0735 | 1.078 | 1.0806 | 1.0821 | 1.0849 | 1.0866 | 1.0884 | 1.09 | 1.091 | 1.0921
SCE | GWh | Industrial | Ind - Stone, Glass & Clay | Lighting | No | Ind Lighting - Equipment (Low Cost) | 1.1669 | 1.1664 | 1.1762 | 1.181 | 1.1838 | 1.1855 | 1.1886 | 1.1904 | 1.1925 | 1.1942 | 1.1953 | 1.1964
SCE | GWh | Industrial | Ind - Stone, Glass & Clay | Lighting | No | Ind Lighting - Equipment (Mid Cost) | 15.2727 | 15.2661 | 15.3934 | 15.4571 | 15.494 | 15.5163 | 15.5568 | 15.5801 | 15.6069 | 15.63 | 15.6438 | 15.6589
SCE | GWh | Industrial | Ind - Stone, Glass & Clay | Lighting | No | Ind Lighting - O&M (Low Cost) | 0.35747 | 0.35732 | 0.3603 | 0.36179 | 0.36265 | 0.36318 | 0.36412 | 0.36467 | 0.3653 | 0.36584 | 0.36616 | 0.36651
SCE | GWh | Industrial | Ind - Stone, Glass & Clay | Lighting | No | Ind Lighting - O&M (Mid Cost) | 0.22858 | 0.22848 | 0.23038 | 0.23134 | 0.23189 | 0.23222 | 0.23283 | 0.23318 | 0.23358 | 0.23392 | 0.23413 | 0.23436
SCE | GWh | Industrial | Ind - Stone, Glass & Clay | MachDr | No | Ind MachDr - Equipment (High Cost) | 1.1425 | 1.142 | 1.1515 | 1.1563 | 1.1591 | 1.1607 | 1.1638 | 1.1655 | 1.1675 | 1.1692 | 1.1703 | 1.1714
SCE | GWh | Industrial | Ind - Stone, Glass & Clay | MachDr | No | Ind MachDr - Equipment (Low Cost) | 9.6606 | 9.6564 | 9.737 | 9.7772 | 9.8005 | 9.8147 | 9.8403 | 9.855 | 9.872 | 9.8866 | 9.8953 | 9.9049
SCE | GWh | Industrial | Ind - Stone, Glass & Clay | MachDr | No | Ind MachDr - Equipment (Mid Cost) | 7.8784 | 7.875 | 7.9406 | 7.9735 | 7.9925 | 8.004 | 8.0249 | 8.0369 | 8.0508 | 8.0627 | 8.0698 | 8.0776
SCE | GWh | Industrial | Ind - Stone, Glass & Clay | MachDr | No | Ind MachDr - O&M (High Cost) | 1.3623 | 1.3617 | 1.3731 | 1.3788 | 1.382 | 1.384 | 1.3877 | 1.3897 | 1.3921 | 1.3942 | 1.3954 | 1.3968
SCE | GWh | Industrial | Ind - Stone, Glass & Clay | MachDr | No | Ind MachDr - O&M (Low Cost) | 30.8672 | 30.8538 | 31.1111 | 31.2398 | 31.3143 | 31.3595 | 31.4414 | 31.4884 | 31.5427 | 31.5893 | 31.6171 | 31.6477
SCE | GWh | Industrial | Ind - Stone, Glass & Clay | MachDr | No | Ind MachDr - O&M (Mid Cost) | 5.1785 | 5.1763 | 5.2194 | 5.241 | 5.2535 | 5.2611 | 5.2748 | 5.2827 | 5.2918 | 5.2997 | 5.3043 | 5.3094
SCE | GWh | Industrial | Ind - Textiles | HVAC | No | Ind HVAC - Equipment (Electric - High Cost) | 0.18718 | 0.1871 | 0.18866 | 0.18944 | 0.18989 | 0.19016 | 0.19066 | 0.19094 | 0.19127 | 0.19156 | 0.19173 | 0.19191
SCE | GWh | Industrial | Ind - Textiles | HVAC | No | Ind HVAC - Equipment (Electric - Low Cost) | 0.12475 | 0.1247 | 0.12574 | 0.12626 | 0.12656 | 0.12674 | 0.12707 | 0.12726 | 0.12748 | 0.12767 | 0.12778 | 0.12791
SCE | GWh | Industrial | Ind - Textiles | HVAC | No | Ind HVAC - Equipment (Electric - Mid Cost) | 0.26277 | 0.26266 | 0.26485 | 0.26595 | 0.26658 | 0.26697 | 0.26766 | 0.26806 | 0.26852 | 0.26892 | 0.26916 | 0.26942
SCE | GWh | Industrial | Ind - Textiles | HVAC | No | Ind HVAC - O&M (Electric - High Cost) | 0 | 0 | 0.02752 | 0.027634 | 0.0277 | 0.02774 | 0.027813 | 0.027854 | 0.027902 | 0.027943 | 0.027968 | 0.027995
SCE | GWh | Industrial | Ind - Textiles | HVAC | No | Ind HVAC - O&M (Electric - Low Cost) | 1.9986 | 1.9977 | 2.0144 | 2.0227 | 2.0276 | 2.0305 | 2.0358 | 2.0388 | 2.0423 | 2.0454 | 2.0472 | 2.0491
SCE | GWh | Industrial | Ind - Textiles | HVAC | No | Ind HVAC - O&M (Electric - Mid Cost) | 0.83644 | 0.83608 | 0.84305 | 0.84654 | 0.84856 | 0.84978 | 0.852 | 0.85327 | 0.85474 | 0.85601 | 0.85676 | 0.85759
SCE | GWh | Industrial | Ind - Textiles | Lighting | No | Ind Lighting - Equipment (High Cost) | 0.57675 | 0.5765 | 0.58131 | 0.58371 | 0.58511 | 0.58595 | 0.58748 | 0.58836 | 0.58937 | 0.59024 | 0.59076 | 0.59133
SCE | GWh | Industrial | Ind - Textiles | Lighting | No | Ind Lighting - Equipment (Low Cost) | 0.53713 | 0.5369 | 0.54137 | 0.54361 | 0.54491 | 0.5457 | 0.54712 | 0.54794 | 0.54888 | 0.5497 | 0.55018 | 0.55071
SCE | GWh | Industrial | Ind - Textiles | Lighting | No | Ind Lighting - Equipment (Mid Cost) | 4.4589 | 4.4569 | 4.4941 | 4.5127 | 4.5235 | 4.53 | 4.5418 | 4.5486 | 4.5564 | 4.5632 | 4.5672 | 4.5716
SCE | GWh | Industrial | Ind - Textiles | Lighting | No | Ind Lighting - O&M (Low Cost) | 0.31957 | 0.31943 | 0.32209 | 0.32342 | 0.32419 | 0.32466 | 0.32551 | 0.326 | 0.32656 | 0.32704 | 0.32733 | 0.32765
SCE | GWh | Industrial | Ind - Textiles | Lighting | No | Ind Lighting - O&M (Mid Cost) | 0.16994 | 0.16986 | 0.17128 | 0.17199 | 0.1724 | 0.17265 | 0.1731 | 0.17336 | 0.17366 | 0.17391 | 0.17407 | 0.17423
SCE | GWh | Industrial | Ind - Textiles | MachDr | No | Ind MachDr - Equipment (High Cost) | 0.14348 | 0.14342 | 0.14462 | 0.14521 | 0.14556 | 0.14577 | 0.14615 | 0.14637 | 0.14662 | 0.14684 | 0.14697 | 0.14711
SCE | GWh | Industrial | Ind - Textiles | MachDr | No | Ind MachDr - Equipment (Low Cost) | 1.0593 | 1.0588 | 1.0676 | 1.0721 | 1.0746 | 1.0762 | 1.079 | 1.0806 | 1.0825 | 1.0841 | 1.085 | 1.0861
SCE | GWh | Industrial | Ind - Textiles | MachDr | No | Ind MachDr - Equipment (Mid Cost) | 2.6172 | 2.6161 | 2.6379 | 2.6488 | 2.6551 | 2.659 | 2.6659 | 2.6699 | 2.6745 | 2.6784 | 2.6808 | 2.6834
SCE | GWh | Industrial | Ind - Textiles | MachDr | No | Ind MachDr - O&M (High Cost) | 0.13126 | 0.1312 | 0.13229 | 0.13284 | 0.13316 | 0.13335 | 0.1337 | 0.1339 | 0.13413 | 0.13433 | 0.13445 | 0.13458
SCE | GWh | Industrial | Ind - Textiles | MachDr | No | Ind MachDr - O&M (Low Cost) | 8.9665 | 8.9626 | 9.0373 | 9.0747 | 9.0963 | 9.1095 | 9.1332 | 9.1469 | 9.1627 | 9.1762 | 9.1843 | 9.1932
SCE | GWh | Industrial | Ind - Textiles | MachDr | No | Ind MachDr - O&M (Mid Cost) | 2.0015 | 2.0006 | 2.0173 | 2.0256 | 2.0305 | 2.0334 | 2.0387 | 2.0418 | 2.0453 | 2.0483 | 2.0501 | 2.0521
SCE | GWh | Industrial | Ind - Transportation Equipment | HVAC | No | Ind HVAC - Equipment (Electric - High Cost) | 0.4534 | 0.4532 | 0.45698 | 0.45887 | 0.45996 | 0.46063 | 0.46183 | 0.46252 | 0.46332 | 0.464 | 0.46441 | 0.46486
SCE | GWh | Industrial | Ind - Transportation Equipment | HVAC | No | Ind HVAC - Equipment (Electric - Low Cost) | 0.77884 | 0.77851 | 0.785 | 0.78824 | 0.79012 | 0.79127 | 0.79333 | 0.79452 | 0.79589 | 0.79706 | 0.79777 | 0.79854
SCE | GWh | Industrial | Ind - Transportation Equipment | HVAC | No | Ind HVAC - Equipment (Electric - Mid Cost) | 1.0101 | 1.0097 | 1.0181 | 1.0223 | 1.0248 | 1.0263 | 1.0289 | 1.0305 | 1.0322 | 1.0338 | 1.0347 | 1.0357
SCE | GWh | Industrial | Ind - Transportation Equipment | HVAC | No | Ind HVAC - O&M (Electric - High Cost) | 0 | 0.58831 | 0.59321 | 0.59567 | 0.59709 | 0.59795 | 0.59951 | 0.60041 | 0.60144 | 0.60233 | 0.60286 | 0.60344
SCE | GWh | Industrial | Ind - Transportation Equipment | HVAC | No | Ind HVAC - O&M (Electric - Low Cost) | 7.5624 | 7.5591 | 7.6221 | 7.6537 | 7.6719 | 7.683 | 7.7031 | 7.7146 | 7.7279 | 7.7393 | 7.7461 | 7.7536
SCE | GWh | Industrial | Ind - Transportation Equipment | HVAC | No | Ind HVAC - O&M (Electric - Mid Cost) | 1.0204 | 1.0199 | 1.0284 | 1.0327 | 1.0351 | 1.0366 | 1.0393 | 1.0409 | 1.0427 | 1.0442 | 1.0452 | 1.0462
SCE | GWh | Industrial | Ind - Transportation Equipment | Lighting | No | Ind Lighting - Equipment (High Cost) | 3.634 | 3.6324 | 3.6627 | 3.6778 | 3.6866 | 3.6919 | 3.7016 | 3.7071 | 3.7135 | 3.719 | 3.7223 | 3.7259
SCE | GWh | Industrial | Ind - Transportation Equipment | Lighting | No | Ind Lighting - Equipment (Low Cost) | 3.8466 | 3.845 | 3.877 | 3.8931 | 3.9023 | 3.908 | 3.9182 | 3.924 | 3.9308 | 3.9366 | 3.9401 | 3.9439
SCE | GWh | Industrial | Ind - Transportation Equipment | Lighting | No | Ind Lighting - Equipment (Mid Cost) | 21.1078 | 21.0987 | 21.2746 | 21.3626 | 21.4136 | 21.4445 | 21.5005 | 21.5326 | 21.5697 | 21.6016 | 21.6206 | 21.6415
SCE | GWh | Industrial | Ind - Transportation Equipment | Lighting | No | Ind Lighting - O&M (High Cost) | 0 | 0 | 0 | 0 | 0 | 0 | 0 | 0 | 0 | 0 | 0 | 0.16497
SCE | GWh | Industrial | Ind - Transportation Equipment | Lighting | No | Ind Lighting - O&M (Low Cost) | 2.0096 | 2.0087 | 2.0255 | 2.0339 | 2.0387 | 2.0417 | 2.047 | 2.0501 | 2.0536 | 2.0566 | 2.0584 | 2.0604
SCE | GWh | Industrial | Ind - Transportation Equipment | Lighting | No | Ind Lighting - O&M (Mid Cost) | 0 | 0.15816 | 0.15948 | 0.16014 | 0.16052 | 0.16075 | 0.16117 | 0.16141 | 0.16169 | 0.16193 | 0.16207 | 0.16223
SCE | GWh | Industrial | Ind - Transportation Equipment | ProcHeat | No | Ind ProcHeat - Equipment (Electric - High Cost) | 0.00041205 | 0.00041187 | 0.00041531 | 0.00041703 | 0.00041802 | 0.00041862 | 0.00041972 | 0.00042035 | 0.00042107 | 0.00042169 | 0.00042206 | 0.00042247
SCE | GWh | Industrial | Ind - Transportation Equipment | ProcHeat | No | Ind ProcHeat - Equipment (Electric - Low Cost) | 0.6826 | 0.6823 | 0.68799 | 0.69084 | 0.69249 | 0.69349 | 0.6953 | 0.69634 | 0.69754 | 0.69857 | 0.69918 | 0.69986
SCE | GWh | Industrial | Ind - Transportation Equipment | ProcHeat | No | Ind ProcHeat - Equipment (Electric - Mid Cost) | 0.47838 | 0.47817 | 0.48216 | 0.48416 | 0.48531 | 0.48601 | 0.48728 | 0.48801 | 0.48885 | 0.48957 | 0.49 | 0.49048
SCE | GWh | Industrial | Ind - Transportation Equipment | ProcRefrig | No | Ind ProcRefrig - O&M (High Cost) | 0.19961 | 0.19952 | 0.20118 | 0.20201 | 0.2025 | 0.20279 | 0.20332 | 0.20362 | 0.20397 | 0.20427 | 0.20446 | 0.20465
SCE | GWh | Industrial | Ind - Transportation Equipment | ProcRefrig | No | Ind ProcRefrig - O&M (Mid Cost) | 1.4035 | 1.4029 | 1.4146 | 1.4204 | 1.4238 | 1.4259 | 1.4296 | 1.4317 | 1.4342 | 1.4363 | 1.4376 | 1.439
SCE | GWh | Industrial | Ind - Transportation Equipment | MachDr | No | Ind MachDr - Equipment (High Cost) | 1.2778 | 1.2772 | 1.2879 | 1.2932 | 1.2963 | 1.2982 | 1.3015 | 1.3035 | 1.3057 | 1.3077 | 1.3088 | 1.3101
SCE | GWh | Industrial | Ind - Transportation Equipment | MachDr | No | Ind MachDr - Equipment (Low Cost) | 10.9055 | 10.9008 | 10.9917 | 11.0372 | 11.0635 | 11.0795 | 11.1084 | 11.125 | 11.1442 | 11.1606 | 11.1705 | 11.1813
SCE | GWh | Industrial | Ind - Transportation Equipment | MachDr | No | Ind MachDr - Equipment (Mid Cost) | 13.1592 | 13.1535 | 13.2632 | 13.318 | 13.3498 | 13.3691 | 13.404 | 13.424 | 13.4472 | 13.467 | 13.4789 | 13.4919
SCE | GWh | Industrial | Ind - Transportation Equipment | MachDr | No | Ind MachDr - O&M (High Cost) | 2.2553 | 2.2543 | 2.2731 | 2.2825 | 2.288 | 2.2913 | 2.2972 | 2.3007 | 2.3046 | 2.3081 | 2.3101 | 2.3123
SCE | GWh | Industrial | Ind - Transportation Equipment | MachDr | No | Ind MachDr - O&M (Low Cost) | 57.747 | 57.7219 | 58.2033 | 58.444 | 58.5834 | 58.668 | 58.8212 | 58.9092 | 59.0106 | 59.0979 | 59.15 | 59.207
SCE | GWh | Industrial | Ind - Transportation Equipment | MachDr | No | Ind MachDr - O&M (Mid Cost) | 11.545 | 11.54 | 11.6362 | 11.6843 | 11.7122 | 11.7291 | 11.7597 | 11.7773 | 11.7976 | 11.8151 | 11.8255 | 11.8369
SCE | GWh | Agricultural | Agr - Dairies | ProcRefrig | No | Ag Refrigeration - Equipment (High Cost) | 1.484 | 1.4852 | 1.4865 | 1.4877 | 1.4892 | 1.4903 | 1.4912 | 1.4916 | 1.4915 | 1.4905 | 1.484 | 1.4775
SCE | GWh | Agricultural | Agr - Dairies | ProcRefrig | No | Ag Refrigeration - Equipment (Low Cost) | 0.0031252 | 0.0031279 | 0.0031306 | 0.0031332 | 0.0031362 | 0.0031387 | 0.0031405 | 0.0031414 | 0.0031411 | 0.0031391 | 0.0031254 | 0.0031117
SCE | GWh | Agricultural | Agr - Dairies | ProcRefrig | No | Ag Refrigeration - Equipment (Mid Cost) | 0.45832 | 0.45871 | 0.45911 | 0.45949 | 0.45993 | 0.4603 | 0.46056 | 0.46069 | 0.46065 | 0.46035 | 0.45834 | 0.45634
SCE | GWh | Agricultural | Agr - Dairies | ProcRefrig | No | Ag Refrigeration - O&M (High Cost) | 4.3943 | 4.398 | 4.4018 | 4.4054 | 4.4097 | 4.4132 | 4.4157 | 4.417 | 4.4165 | 4.4137 | 4.3944 | 4.3752
SCE | GWh | Agricultural | Agr - Dairies | ProcRefrig | No | Ag Refrigeration - O&M (Low Cost) | 11.7364 | 11.7464 | 11.7565 | 11.7662 | 11.7776 | 11.7869 | 11.7936 | 11.797 | 11.7959 | 11.7882 | 11.7368 | 11.6855
SCE | GWh | Agricultural | Agr - Dairies | ProcRefrig | No | Ag Refrigeration - O&M (Mid Cost) | 7.1839 | 7.19 | 7.1962 | 7.2021 | 7.2091 | 7.2148 | 7.2189 | 7.221 | 7.2203 | 7.2156 | 7.1841 | 7.1528
SCE | GWh | Agricultural | Agr - Dairies | MachDr | No | Ag Process Mtr - Equipment (High Cost) | 6.5323 | 6.5379 | 6.5435 | 6.5489 | 6.5552 | 6.5604 | 6.5641 | 6.566 | 6.5654 | 6.5611 | 6.5325 | 6.504
SCE | GWh | Agricultural | Agr - Dairies | MachDr | No | Ag Process Mtr - Equipment (Low Cost) | 28.9874 | 29.0122 | 29.0371 | 29.061 | 29.0892 | 29.1122 | 29.1288 | 29.1372 | 29.1343 | 29.1155 | 28.9884 | 28.8619
SCE | GWh | Agricultural | Agr - Dairies | MachDr | No | Ag Process Mtr - Equipment (Mid Cost) | 31.6787 | 31.7058 | 31.733 | 31.7592 | 31.79 | 31.8151 | 31.8332 | 31.8424 | 31.8393 | 31.8187 | 31.6798 | 31.5415
SCE | GWh | Agricultural | Agr - Dairies | MachDr | No | Ag Process Mtr - O&M (High Cost) | 2.3727 | 2.3748 | 2.3768 | 2.3788 | 2.3811 | 2.3829 | 2.3843 | 2.385 | 2.3848 | 2.3832 | 2.3728 | 2.3625
SCE | GWh | Agricultural | Agr - Dairies | MachDr | No | Ag Process Mtr - O&M (Low Cost) | 84.8994 | 84.972 | 85.0449 | 85.1151 | 85.1977 | 85.265 | 85.3135 | 85.3381 | 85.3298 | 85.2746 | 84.9024 | 84.5318
SCE | GWh | Agricultural | Agr - Dairies | MachDr | No | Ag Process Mtr - O&M (Mid Cost) | 9.0026 | 9.0103 | 9.018 | 9.0255 | 9.0342 | 9.0414 | 9.0465 | 9.0491 | 9.0482 | 9.0424 | 9.0029 | 8.9636
SCE | GWh | Agricultural | Agr - Irrigated Agriculture | MachDr | No | Ag Motor Pmp - Equipment (High Cost) | 6.2962 | 6.3016 | 6.307 | 6.3122 | 6.3183 | 6.3233 | 6.3269 | 6.3287 | 6.3281 | 6.324 | 6.2964 | 6.2689
SCE | GWh | Agricultural | Agr - Irrigated Agriculture | MachDr | No | Ag Motor Pmp - Equipment (Low Cost) | 15.2096 | 15.2226 | 15.2357 | 15.2483 | 15.2631 | 15.2751 | 15.2838 | 15.2882 | 15.2867 | 15.2769 | 15.2102 | 15.1438
SCE | GWh | Agricultural | Agr - Irrigated Agriculture | MachDr | No | Ag Motor Pmp - Equipment (Mid Cost) | 24.7025 | 24.7237 | 24.7449 | 24.7653 | 24.7893 | 24.8089 | 24.823 | 24.8302 | 24.8278 | 24.8117 | 24.7034 | 24.5956
SCE | GWh | Agricultural | Agr - Irrigated Agriculture | MachDr | No | Ag Motor Pmp - O&M (High Cost) | 0.23645 | 0.23665 | 0.23685 | 0.23705 | 0.23728 | 0.23747 | 0.2376 | 0.23767 | 0.23765 | 0.23749 | 0.23646 | 0.23542
SCE | GWh | Agricultural | Agr - Irrigated Agriculture | MachDr | No | Ag Motor Pmp - O&M (Low Cost) | 13.0477 | 13.0588 | 13.07 | 13.0808 | 13.0935 | 13.1039 | 13.1113 | 13.1151 | 13.1138 | 13.1054 | 13.0481 | 12.9912
SCE | GWh | Agricultural | Agr - Irrigated Agriculture | MachDr | No | Ag Motor Pmp - O&M (Mid Cost) | 3.3037 | 3.3066 | 3.3094 | 3.3121 | 3.3153 | 3.318 | 3.3198 | 3.3208 | 3.3205 | 3.3183 | 3.3038 | 3.2894
SCE | GWh | Agricultural | Agr - Post-Harvest Processing | ProcRefrig | No | Ag Refrigeration - Equipment (High Cost) | 1.4765 | 1.4778 | 1.4791 | 1.4803 | 1.4817 | 1.4829 | 1.4837 | 1.4842 | 1.484 | 1.4831 | 1.4766 | 1.4701
SCE | GWh | Agricultural | Agr - Post-Harvest Processing | ProcRefrig | No | Ag Refrigeration - Equipment (Low Cost) | 0.0031096 | 0.0031123 | 0.0031149 | 0.0031175 | 0.0031205 | 0.003123 | 0.0031248 | 0.0031257 | 0.0031254 | 0.0031234 | 0.0031097 | 0.0030962
SCE | GWh | Agricultural | Agr - Post-Harvest Processing | ProcRefrig | No | Ag Refrigeration - Equipment (Mid Cost) | 0.45603 | 0.45642 | 0.45681 | 0.45719 | 0.45763 | 0.45799 | 0.45826 | 0.45839 | 0.45834 | 0.45805 | 0.45605 | 0.45406
SCE | GWh | Agricultural | Agr - Post-Harvest Processing | ProcRefrig | No | Ag Refrigeration - O&M (High Cost) | 4.3723 | 4.376 | 4.3798 | 4.3834 | 4.3877 | 4.3911 | 4.3936 | 4.3949 | 4.3945 | 4.3916 | 4.3724 | 4.3534
SCE | GWh | Agricultural | Agr - Post-Harvest Processing | ProcRefrig | No | Ag Refrigeration - O&M (Low Cost) | 11.6777 | 11.6877 | 11.6977 | 11.7073 | 11.7187 | 11.728 | 11.7346 | 11.738 | 11.7369 | 11.7293 | 11.6781 | 11.6271
SCE | GWh | Agricultural | Agr - Post-Harvest Processing | ProcRefrig | No | Ag Refrigeration - O&M (Mid Cost) | 7.148 | 7.1541 | 7.1602 | 7.1661 | 7.1731 | 7.1787 | 7.1828 | 7.1849 | 7.1842 | 7.1795 | 7.1482 | 7.117
SCE | GWh | Agricultural | Agr - Post-Harvest Processing | MachDr | No | Ag Process Mtr - Equipment (High Cost) | 6.4996 | 6.5052 | 6.5107 | 6.5161 | 6.5224 | 6.5276 | 6.5313 | 6.5332 | 6.5326 | 6.5283 | 6.4998 | 6.4715
SCE | GWh | Agricultural | Agr - Post-Harvest Processing | MachDr | No | Ag Process Mtr - Equipment (Low Cost) | 28.8425 | 28.8671 | 28.8919 | 28.9157 | 28.9438 | 28.9666 | 28.9831 | 28.9915 | 28.9887 | 28.9699 | 28.8435 | 28.7176
SCE | GWh | Agricultural | Agr - Post-Harvest Processing | MachDr | No | Ag Process Mtr - Equipment (Mid Cost) | 31.5203 | 31.5473 | 31.5743 | 31.6004 | 31.6311 | 31.656 | 31.6741 | 31.6832 | 31.6801 | 31.6596 | 31.5214 | 31.3838
SCE | GWh | Agricultural | Agr - Post-Harvest Processing | MachDr | No | Ag Process Mtr - O&M (High Cost) | 2.3609 | 2.3629 | 2.3649 | 2.3669 | 2.3692 | 2.371 | 2.3724 | 2.3731 | 2.3728 | 2.3713 | 2.3609 | 2.3506
SCE | GWh | Agricultural | Agr - Post-Harvest Processing | MachDr | No | Ag Process Mtr - O&M (Low Cost) | 84.4749 | 84.5472 | 84.6197 | 84.6895 | 84.7717 | 84.8387 | 84.8869 | 84.9114 | 84.9032 | 84.8482 | 84.4779 | 84.1091
SCE | GWh | Agricultural | Agr - Post-Harvest Processing | MachDr | No | Ag Process Mtr - O&M (Mid Cost) | 8.9576 | 8.9652 | 8.9729 | 8.9803 | 8.9891 | 8.9962 | 9.0013 | 9.0039 | 9.003 | 8.9972 | 8.9579 | 8.9188
SCE | GWh | Agricultural | Agr - Refrigerated Warehouses | ProcRefrig | No | Ag Refrigeration - Equipment (High Cost) | 1.484 | 1.4852 | 1.4865 | 1.4877 | 1.4892 | 1.4903 | 1.4912 | 1.4916 | 1.4915 | 1.4905 | 1.484 | 1.4775
SCE | GWh | Agricultural | Agr - Refrigerated Warehouses | ProcRefrig | No | Ag Refrigeration - Equipment (Low Cost) | 0.0031252 | 0.0031279 | 0.0031306 | 0.0031332 | 0.0031362 | 0.0031387 | 0.0031405 | 0.0031414 | 0.0031411 | 0.0031391 | 0.0031254 | 0.0031117
SCE | GWh | Agricultural | Agr - Refrigerated Warehouses | ProcRefrig | No | Ag Refrigeration - Equipment (Mid Cost) | 0.45832 | 0.45871 | 0.45911 | 0.45949 | 0.45993 | 0.4603 | 0.46056 | 0.46069 | 0.46065 | 0.46035 | 0.45834 | 0.45634
SCE | GWh | Agricultural | Agr - Refrigerated Warehouses | ProcRefrig | No | Ag Refrigeration - O&M (High Cost) | 4.3943 | 4.398 | 4.4018 | 4.4054 | 4.4097 | 4.4132 | 4.4157 | 4.417 | 4.4165 | 4.4137 | 4.3944 | 4.3752
SCE | GWh | Agricultural | Agr - Refrigerated Warehouses | ProcRefrig | No | Ag Refrigeration - O&M (Low Cost) | 11.7364 | 11.7464 | 11.7565 | 11.7662 | 11.7776 | 11.7869 | 11.7936 | 11.797 | 11.7959 | 11.7882 | 11.7368 | 11.6855
SCE | GWh | Agricultural | Agr - Refrigerated Warehouses | ProcRefrig | No | Ag Refrigeration - O&M (Mid Cost) | 7.1839 | 7.19 | 7.1962 | 7.2021 | 7.2091 | 7.2148 | 7.2189 | 7.221 | 7.2203 | 7.2156 | 7.1841 | 7.1528
SCE | GWh | Agricultural | Agr - Wineries and Vineyards | ProcRefrig | No | Ag Refrigeration - Equipment (High Cost) | 1.484 | 1.4852 | 1.4865 | 1.4877 | 1.4892 | 1.4903 | 1.4912 | 1.4916 | 1.4915 | 1.4905 | 1.484 | 1.4775
SCE | GWh | Agricultural | Agr - Wineries and Vineyards | ProcRefrig | No | Ag Refrigeration - Equipment (Low Cost) | 0.0031252 | 0.0031279 | 0.0031306 | 0.0031332 | 0.0031362 | 0.0031387 | 0.0031405 | 0.0031414 | 0.0031411 | 0.0031391 | 0.0031254 | 0.0031117
SCE | GWh | Agricultural | Agr - Wineries and Vineyards | ProcRefrig | No | Ag Refrigeration - Equipment (Mid Cost) | 0.45832 | 0.45871 | 0.45911 | 0.45949 | 0.45993 | 0.4603 | 0.46056 | 0.46069 | 0.46065 | 0.46035 | 0.45834 | 0.45634
SCE | GWh | Agricultural | Agr - Wineries and Vineyards | ProcRefrig | No | Ag Refrigeration - O&M (High Cost) | 4.3943 | 4.398 | 4.4018 | 4.4054 | 4.4097 | 4.4132 | 4.4157 | 4.417 | 4.4165 | 4.4137 | 4.3944 | 4.3752
SCE | GWh | Agricultural | Agr - Wineries and Vineyards | ProcRefrig | No | Ag Refrigeration - O&M (Low Cost) | 11.7364 | 11.7464 | 11.7565 | 11.7662 | 11.7776 | 11.7869 | 11.7936 | 11.797 | 11.7959 | 11.7882 | 11.7368 | 11.6855
SCE | GWh | Agricultural | Agr - Wineries and Vineyards | ProcRefrig | No | Ag Refrigeration - O&M (Mid Cost) | 7.1839 | 7.19 | 7.1962 | 7.2021 | 7.2091 | 7.2148 | 7.2189 | 7.221 | 7.2203 | 7.2156 | 7.1841 | 7.1528
SCE | GWh | Mining | Mining - Oil & Gas Extraction (Injection Well) | OilGasExtract | No | Oil - Pump Controls | 47.7147 | 47.7147 | 47.7147 | 47.7147 | 47.7147 | 47.7147 | 47.7147 | 47.7147 | 47.7147 | 47.7147 | 47.7147 | 47.7147
SCE | GWh | Mining | Mining - Oil & Gas Extraction (Injection Well) | OilGasExtract | No | Oil - Pump Motor and Controls | 101.9818 | 101.9818 | 101.9818 | 101.9818 | 101.9818 | 101.9818 | 101.9818 | 101.9818 | 101.9818 | 101.9818 | 101.9818 | 101.9818
SCE | GWh | Mining | Mining - Oil & Gas Extraction (Regular Well) | OilGasExtract | No | Oil - Pump Controls | 6.0429 | 6.0429 | 6.0429 | 6.0429 | 6.0429 | 6.0429 | 6.0429 | 6.0429 | 6.0429 | 6.0429 | 6.0429 | 6.0429
SCE | GWh | Mining | Mining - Oil & Gas Extraction (Regular Well) | OilGasExtract | No | Oil - Pump Motor | 3.0755 | 3.0755 | 3.0755 | 3.0755 | 3.0755 | 3.0755 | 3.0755 | 3.0755 | 3.0755 | 3.0755 | 3.0755 | 3.0755
SCE | GWh | Mining | Mining - Oil & Gas Extraction (Regular Well) | OilGasExtract | No | Oil - Pump Motor and Controls | 10.3715 | 10.3715 | 10.3715 | 10.3715 | 10.3715 | 10.3715 | 10.3715 | 10.3715 | 10.3715 | 10.3715 | 10.3715 | 10.3715
SCE | GWh | Mining | Mining - Oil & Gas Extraction (Stripper Well) | OilGasExtract | No | Oil - Pump Controls | 0.94789 | 0.94789 | 0.94789 | 0.94789 | 0.94789 | 0.94789 | 0.94789 | 0.94789 | 0.94789 | 0.94789 | 0.94789 | 0.94789
SCE | GWh | Mining | Mining - Oil & Gas Extraction (Stripper Well) | OilGasExtract | No | Oil - Pump Motor | 0 | 0 | 0.48722 | 0.48722 | 0.48722 | 0.48722 | 0.48722 | 0.48722 | 0.48722 | 0.48722 | 0.48722 | 0.48722
SCE | GWh | Street Lighting | Street - Lights | Stl | Yes | StreetLight - LED with Controls | 687.2779 | 700.3173 | 711.7268 | 714.9866 | 721.5063 | 728.026 | 732.9158 | 739.4355 | 744.3253 | 747.5851 | 752.4749 | 755.7347
SCE | GWh | Street Lighting | Street - Signs | Stl | Yes | StreetLight - LED | 0 | 0 | 22.9249 | 23.1832 | 23.6998 | 24.2165 | 24.6039 | 25.1205 | 25.508 | 25.7663 | 26.1538 | 26.4121
SCE | GWh | Street Lighting | Street - Signs | Stl | No | StreetLight - Induction | 20.5802 | 20.5802 | 0 | 0 | 0 | 0 | 0 | 0 | 0 | 0 | 0 | 0
SCE | MW | Industrial | Ind - Chemicals | HVAC | No | Ind HVAC - Equipment (Electric - High Cost) | 0.039226 | 0.039209 | 0.039536 | 0.039699 | 0.039794 | 0.039851 | 0.039955 | 0.040015 | 0.040084 | 0.040143 | 0.040179 | 0.040218
SCE | MW | Industrial | Ind - Chemicals | HVAC | No | Ind HVAC - Equipment (Electric - Low Cost) | 0.016448 | 0.016441 | 0.016578 | 0.016646 | 0.016686 | 0.01671 | 0.016754 | 0.016779 | 0.016808 | 0.016833 | 0.016847 | 0.016864
SCE | MW | Industrial | Ind - Chemicals | HVAC | No | Ind HVAC - Equipment (Electric - Mid Cost) | 0.012536 | 0.01253 | 0.012635 | 0.012687 | 0.012717 | 0.012736 | 0.012769 | 0.012788 | 0.01281 | 0.012829 | 0.01284 | 0.012853
SCE | MW | Industrial | Ind - Chemicals | HVAC | No | Ind HVAC - O&M (Electric - High Cost) | 0.026923 | 0.026912 | 0.027136 | 0.027248 | 0.027313 | 0.027353 | 0.027424 | 0.027465 | 0.027512 | 0.027553 | 0.027577 | 0.027604
SCE | MW | Industrial | Ind - Chemicals | HVAC | No | Ind HVAC - O&M (Electric - Low Cost) | 0.40404 | 0.40387 | 0.40723 | 0.40892 | 0.40989 | 0.41049 | 0.41156 | 0.41217 | 0.41288 | 0.41349 | 0.41386 | 0.41426
SCE | MW | Industrial | Ind - Chemicals | HVAC | No | Ind HVAC - O&M (Electric - Mid Cost) | 0.087056 | 0.087018 | 0.087744 | 0.088107 | 0.088317 | 0.088445 | 0.088676 | 0.088808 | 0.088961 | 0.089093 | 0.089171 | 0.089257
SCE | MW | Industrial | Ind - Chemicals | Lighting | No | Ind Lighting - Equipment (High Cost) | 0.22282 | 0.22272 | 0.22458 | 0.22551 | 0.22605 | 0.22637 | 0.22696 | 0.2273 | 0.22769 | 0.22803 | 0.22823 | 0.22845
SCE | MW | Industrial | Ind - Chemicals | Lighting | No | Ind Lighting - Equipment (Low Cost) | 0.046336 | 0.046316 | 0.046702 | 0.046895 | 0.047007 | 0.047075 | 0.047198 | 0.047268 | 0.04735 | 0.04742 | 0.047462 | 0.047507
SCE | MW | Industrial | Ind - Chemicals | Lighting | No | Ind Lighting - Equipment (Mid Cost) | 0.51661 | 0.51638 | 0.52069 | 0.52284 | 0.52409 | 0.52485 | 0.52622 | 0.527 | 0.52791 | 0.52869 | 0.52916 | 0.52967
SCE | MW | Industrial | Ind - Chemicals | Lighting | No | Ind Lighting - O&M (High Cost) | 0 | 0 | 0.007849 | 0.0078815 | 0 | 0.0079117 | 0.0079324 | 0.0079442 | 0.0079579 | 0.0079697 | 0.0079767 | 0.0079844
SCE | MW | Industrial | Ind - Chemicals | Lighting | No | Ind Lighting - O&M (Low Cost) | 0.021246 | 0.021237 | 0.021414 | 0.021503 | 0.021554 | 0.021585 | 0.021642 | 0.021674 | 0.021711 | 0.021743 | 0.021763 | 0.021784
SCE | MW | Industrial | Ind - Chemicals | Lighting | No | Ind Lighting - O&M (Mid Cost) | 0.13418 | 0.13412 | 0.13524 | 0.1358 | 0.13612 | 0.13632 | 0.13667 | 0.13688 | 0.13711 | 0.13731 | 0.13744 | 0.13757
SCE | MW | Industrial | Ind - Chemicals | ProcHeat | No | Ind ProcHeat - Equipment (Electric - High Cost) | 0.13891 | 0.13885 | 0.14 | 0.14058 | 0.14092 | 0.14112 | 0.14149 | 0.1417 | 0.14195 | 0.14215 | 0.14228 | 0.14242
SCE | MW | Industrial | Ind - Chemicals | ProcHeat | No | Ind ProcHeat - Equipment (Electric - Low Cost) | 0.0382 | 0.038183 | 0.038501 | 0.038661 | 0.038753 | 0.038809 | 0.03891 | 0.038968 | 0.039035 | 0.039093 | 0.039128 | 0.039165
SCE | MW | Industrial | Ind - Chemicals | ProcHeat | No | Ind ProcHeat - Equipment (Electric - Mid Cost) | 0.0014467 | 0.0014461 | 0.0014581 | 0.0014642 | 0.0014677 | 0.0014698 | 0.0014736 | 0.0014758 | 0.0014784 | 0.0014806 | 0.0014819 | 0.0014833
SCE | MW | Industrial | Ind - Chemicals | ProcRefrig | No | Ind ProcRefrig - O&M (Low Cost) | 0.026103 | 0.026091 | 0.026309 | 0.026418 | 0.026481 | 0.026519 | 0.026588 | 0.026628 | 0.026674 | 0.026713 | 0.026737 | 0.026762
SCE | MW | Industrial | Ind - Chemicals | MachDr | No | Ind MachDr - Equipment (High Cost) | 0.2202 | 0.22011 | 0.22194 | 0.22286 | 0.22339 | 0.22371 | 0.2243 | 0.22463 | 0.22502 | 0.22535 | 0.22555 | 0.22577
SCE | MW | Industrial | Ind - Chemicals | MachDr | No | Ind MachDr - Equipment (Low Cost) | 0.83564 | 0.83528 | 0.84224 | 0.84573 | 0.84774 | 0.84897 | 0.85119 | 0.85246 | 0.85393 | 0.85519 | 0.85594 | 0.85677
SCE | MW | Industrial | Ind - Chemicals | MachDr | No | Ind MachDr - Equipment (Mid Cost) | 0.61583 | 0.61556 | 0.62069 | 0.62326 | 0.62475 | 0.62565 | 0.62728 | 0.62822 | 0.6293 | 0.63023 | 0.63079 | 0.6314
SCE | MW | Industrial | Ind - Chemicals | MachDr | No | Ind MachDr - O&M (High Cost) | 0.039181 | 0.039164 | 0.039491 | 0.039654 | 0.039749 | 0.039806 | 0.03991 | 0.03997 | 0.040038 | 0.040098 | 0.040133 | 0.040172
SCE | MW | Industrial | Ind - Chemicals | MachDr | No | Ind MachDr - O&M (Low Cost) | 1.5842 | 1.5836 | 1.5968 | 1.6034 | 1.6072 | 1.6095 | 1.6137 | 1.6161 | 1.6189 | 1.6213 | 1.6227 | 1.6243
SCE | MW | Industrial | Ind - Chemicals | MachDr | No | Ind MachDr - O&M (Mid Cost) | 0.18557 | 0.18548 | 0.18703 | 0.18781 | 0.18825 | 0.18852 | 0.18902 | 0.1893 | 0.18963 | 0.18991 | 0.19007 | 0.19026
SCE | MW | Industrial | Ind - Electronics | HVAC | No | Ind HVAC - Equipment (Electric - High Cost) | 0.16474 | 0.16467 | 0.16604 | 0.16673 | 0.16713 | 0.16737 | 0.16781 | 0.16806 | 0.16835 | 0.16859 | 0.16874 | 0.16891
SCE | MW | Industrial | Ind - Electronics | HVAC | No | Ind HVAC - Equipment (Electric - Low Cost) | 0.7033 | 0.70299 | 0.70885 | 0.71179 | 0.71348 | 0.71451 | 0.71638 | 0.71745 | 0.71869 | 0.71975 | 0.72038 | 0.72108
SCE | MW | Industrial | Ind - Electronics | HVAC | No | Ind HVAC - Equipment (Electric - Mid Cost) | 0.36827 | 0.36811 | 0.37118 | 0.37271 | 0.3736 | 0.37414 | 0.37512 | 0.37568 | 0.37633 | 0.37688 | 0.37722 | 0.37758
SCE | MW | Industrial | Ind - Electronics | HVAC | No | Ind HVAC - O&M (Electric - High Cost) | 0.01498 | 0.014973 | 0.015098 | 0.01516 | 0.015197 | 0.015219 | 0.015258 | 0.015281 | 0.015307 | 0.01533 | 0.015344 | 0.015358
SCE | MW | Industrial | Ind - Electronics | HVAC | No | Ind HVAC - O&M (Electric - Low Cost) | 2.9703 | 2.969 | 2.9938 | 3.0061 | 3.0133 | 3.0177 | 3.0255 | 3.0301 | 3.0353 | 3.0398 | 3.0424 | 3.0454
SCE | MW | Industrial | Ind - Electronics | HVAC | No | Ind HVAC - O&M (Electric - Mid Cost) | 0.037369 | 0.037353 | 0.037664 | 0.03782 | 0.03791 | 0.037965 | 0.038064 | 0.038121 | 0.038187 | 0.038243 | 0.038277 | 0.038314
SCE | MW | Industrial | Ind - Electronics | Lighting | No | Ind Lighting - Equipment (High Cost) | 0.51201 | 0.51178 | 0.51605 | 0.51819 | 0.51942 | 0.52017 | 0.52153 | 0.52231 | 0.52321 | 0.52398 | 0.52445 | 0.52495
SCE | MW | Industrial | Ind - Electronics | Lighting | No | Ind Lighting - Equipment (Low Cost) | 0.27928 | 0.27915 | 0.28148 | 0.28265 | 0.28332 | 0.28373 | 0.28447 | 0.2849 | 0.28539 | 0.28581 | 0.28606 | 0.28634
SCE | MW | Industrial | Ind - Electronics | Lighting | No | Ind Lighting - Equipment (Mid Cost) | 1.8996 | 1.8987 | 1.9146 | 1.9225 | 1.9271 | 1.9299 | 1.9349 | 1.9378 | 1.9411 | 1.944 | 1.9457 | 1.9476
SCE | MW | Industrial | Ind - Electronics | Lighting | No | Ind Lighting - O&M (High Cost) | 0 | 0 | 0 | 0.056453 | 0 | 0 | 0.056817 | 0.056902 | 0.057 | 0.057084 | 0.057135 | 0.05719
SCE | MW | Industrial | Ind - Electronics | Lighting | No | Ind Lighting - O&M (Low Cost) | 0.21247 | 0.21238 | 0.21415 | 0.21504 | 0.21555 | 0.21586 | 0.21642 | 0.21675 | 0.21712 | 0.21744 | 0.21763 | 0.21784
SCE | MW | Industrial | Ind - Electronics | Lighting | No | Ind Lighting - O&M (Mid Cost) | 0 | 0.0063558 | 0.0064088 | 0.0064353 | 0.0064507 | 0.00646 | 0.0064768 | 0.0064865 | 0.0064977 | 0.0065073 | 0.006513 | 0.0065193
SCE | MW | Industrial | Ind - Electronics | ProcHeat | No | Ind ProcHeat - Equipment (Electric - Low Cost) | 0.0801 | 0.080065 | 0.080733 | 0.081067 | 0.08126 | 0.081378 | 0.08159 | 0.081712 | 0.081853 | 0.081974 | 0.082046 | 0.082125
SCE | MW | Industrial | Ind - Electronics | ProcHeat | No | Ind ProcHeat - Equipment (Electric - Mid Cost) | 0.032696 | 0.032682 | 0.032955 | 0.033091 | 0.03317 | 0.033218 | 0.033304 | 0.033354 | 0.033412 | 0.033461 | 0.033491 | 0.033523
SCE | MW | Industrial | Ind - Electronics | ProcRefrig | No | Ind ProcRefrig - O&M (High Cost) | 0.00043842 | 0.00043823 | 0.00044188 | 0.00044371 | 0.00044477 | 0.00044541 | 0.00044657 | 0.00044724 | 0.00044801 | 0.00044867 | 0.00044907 | 0.0004495
SCE | MW | Industrial | Ind - Electronics | ProcRefrig | No | Ind ProcRefrig - O&M (Low Cost) | 0.70508 | 0.70478 | 0.71066 | 0.71359 | 0.7153 | 0.71633 | 0.7182 | 0.71927 | 0.72051 | 0.72158 | 0.72221 | 0.72291
SCE | MW | Industrial | Ind - Electronics | ProcRefrig | No | Ind ProcRefrig - O&M (Mid Cost) | 0.097155 | 0.097113 | 0.097923 | 0.098328 | 0.098562 | 0.098704 | 0.098962 | 0.09911 | 0.099281 | 0.099428 | 0.099515 | 0.099611
SCE | MW | Industrial | Ind - Electronics | MachDr | No | Ind MachDr - Equipment (High Cost) | 0.14987 | 0.1498 | 0.15105 | 0.15167 | 0.15204 | 0.15226 | 0.15265 | 0.15288 | 0.15315 | 0.15337 | 0.15351 | 0.15365
SCE | MW | Industrial | Ind - Electronics | MachDr | No | Ind MachDr - Equipment (Low Cost) | 0.74692 | 0.7466 | 0.75282 | 0.75594 | 0.75774 | 0.75883 | 0.76081 | 0.76195 | 0.76327 | 0.76439 | 0.76507 | 0.76581
SCE | MW | Industrial | Ind - Electronics | MachDr | No | Ind MachDr - Equipment (Mid Cost) | 1.3963 | 1.3957 | 1.4074 | 1.4132 | 1.4166 | 1.4186 | 1.4223 | 1.4244 | 1.4269 | 1.429 | 1.4303 | 1.4316
SCE | MW | Industrial | Ind - Electronics | MachDr | No | Ind MachDr - O&M (High Cost) | 0.28697 | 0.28685 | 0.28924 | 0.29044 | 0.29113 | 0.29155 | 0.29231 | 0.29275 | 0.29325 | 0.29369 | 0.29395 | 0.29423
SCE | MW | Industrial | Ind - Electronics | MachDr | No | Ind MachDr - O&M (Low Cost) | 4.4833 | 4.4814 | 4.5188 | 4.5374 | 4.5483 | 4.5548 | 4.5667 | 4.5736 | 4.5814 | 4.5882 | 4.5923 | 4.5967
SCE | MW | Industrial | Ind - Electronics | MachDr | No | Ind MachDr - O&M (Mid Cost) | 0.70802 | 0.70771 | 0.71362 | 0.71657 | 0.71828 | 0.71931 | 0.72119 | 0.72227 | 0.72351 | 0.72458 | 0.72522 | 0.72592
SCE | MW | Industrial | Ind - Food | HVAC | No | Ind HVAC - Equipment (Electric - High Cost) | 0.12089 | 0.12084 | 0.12185 | 0.12235 | 0.12264 | 0.12282 | 0.12314 | 0.12333 | 0.12354 | 0.12372 | 0.12383 | 0.12395
SCE | MW | Industrial | Ind - Food | HVAC | No | Ind HVAC - Equipment (Electric - Low Cost) | 0.096068 | 0.096026 | 0.096827 | 0.097227 | 0.097459 | 0.0976 | 0.097855 | 0.098001 | 0.09817 | 0.098315 | 0.098402 | 0.098497
SCE | MW | Industrial | Ind - Food | HVAC | No | Ind HVAC - Equipment (Electric - Mid Cost) | 0.045557 | 0.045537 | 0.045917 | 0.046107 | 0.046217 | 0.046284 | 0.046404 | 0.046474 | 0.046554 | 0.046623 | 0.046664 | 0.046709
SCE | MW | Industrial | Ind - Food | HVAC | No | Ind HVAC - O&M (Electric - High Cost) | 0 | 0 | 0.050367 | 0.050576 | 0.050696 | 0.050769 | 0.050902 | 0.050978 | 0.051066 | 0.051141 | 0.051186 | 0.051236
SCE | MW | Industrial | Ind - Food | HVAC | No | Ind HVAC - O&M (Electric - Low Cost) | 0.61514 | 0.61487 | 0.62 | 0.62256 | 0.62405 | 0.62495 | 0.62658 | 0.62752 | 0.6286 | 0.62953 | 0.63008 | 0.63069
SCE | MW | Industrial | Ind - Food | HVAC | No | Ind HVAC - O&M (Electric - Mid Cost) | 0.17136 | 0.17129 | 0.17272 | 0.17343 | 0.17385 | 0.1741 | 0.17455 | 0.17481 | 0.17511 | 0.17537 | 0.17553 | 0.1757
SCE | MW | Industrial | Ind - Food | Lighting | No | Ind Lighting - Equipment (High Cost) | 0.6967 | 0.6964 | 0.7022 | 0.70511 | 0.70679 | 0.70781 | 0.70966 | 0.71072 | 0.71194 | 0.713 | 0.71363 | 0.71431
SCE | MW | Industrial | Ind - Food | Lighting | No | Ind Lighting - Equipment (Low Cost) | 0.39671 | 0.39654 | 0.39985 | 0.4015 | 0.40246 | 0.40304 | 0.40409 | 0.4047 | 0.40539 | 0.40599 | 0.40635 | 0.40674
SCE | MW | Industrial | Ind - Food | Lighting | No | Ind Lighting - Equipment (Mid Cost) | 1.524 | 1.5233 | 1.536 | 1.5424 | 1.546 | 1.5483 | 1.5523 | 1.5546 | 1.5573 | 1.5596 | 1.561 | 1.5625
SCE | MW | Industrial | Ind - Food | Lighting | No | Ind Lighting - O&M (High Cost) | 0 | 0 | 0.010164 | 0.010206 | 0 | 0 | 0.010272 | 0.010287 | 0.010305 | 0.01032 | 0.010329 | 0.010339
SCE | MW | Industrial | Ind - Food | Lighting | No | Ind Lighting - O&M (Low Cost) | 0.25893 | 0.25882 | 0.26097 | 0.26205 | 0.26268 | 0.26306 | 0.26374 | 0.26414 | 0.26459 | 0.26499 | 0.26522 | 0.26548
SCE | MW | Industrial | Ind - Food | Lighting | No | Ind Lighting - O&M (Mid Cost) | 0.0041421 | 0.0041403 | 0.0041748 | 0.0041921 | 0.0042021 | 0.0042082 | 0.0042191 | 0.0042255 | 0.0042327 | 0.004239 | 0.0042427 | 0.0042468
SCE | MW | Industrial | Ind - Food | ProcHeat | No | Ind ProcHeat - Equipment (Electric - High Cost) | 0.030574 | 0.030561 | 0.030816 | 0.030943 | 0.031017 | 0.031062 | 0.031143 | 0.03119 | 0.031243 | 0.03129 | 0.031317 | 0.031347
SCE | MW | Industrial | Ind - Food | ProcHeat | No | Ind ProcHeat - Equipment (Electric - Low Cost) | 0.023995 | 0.023985 | 0.024185 | 0.024285 | 0.024342 | 0.024378 | 0.024441 | 0.024478 | 0.02452 | 0.024556 | 0.024578 | 0.024602
SCE | MW | Industrial | Ind - Food | ProcHeat | No | Ind ProcHeat - Equipment (Electric - Mid Cost) | 0.11708 | 0.11703 | 0.11801 | 0.1185 | 0.11878 | 0.11895 | 0.11926 | 0.11944 | 0.11965 | 0.11982 | 0.11993 | 0.12005
SCE | MW | Industrial | Ind - Food | ProcRefrig | No | Ind ProcRefrig - Equipment (High Cost) | 0.13272 | 0.13266 | 0.13377 | 0.13432 | 0.13464 | 0.13484 | 0.13519 | 0.13539 | 0.13563 | 0.13583 | 0.13595 | 0.13608
SCE | MW | Industrial | Ind - Food | ProcRefrig | No | Ind ProcRefrig - Equipment (Mid Cost) | 0.0031129 | 0.0031115 | 0.0031375 | 0.0031504 | 0.0031579 | 0.0031625 | 0.0031708 | 0.0031755 | 0.003181 | 0.0031857 | 0.0031885 | 0.0031916
SCE | MW | Industrial | Ind - Food | ProcRefrig | No | Ind ProcRefrig - O&M (High Cost) | 0.32779 | 0.32765 | 0.33038 | 0.33174 | 0.33254 | 0.33302 | 0.33389 | 0.33439 | 0.33496 | 0.33546 | 0.33575 | 0.33608
SCE | MW | Industrial | Ind - Food | ProcRefrig | No | Ind ProcRefrig - O&M (Low Cost) | 0.33909 | 0.33894 | 0.34177 | 0.34318 | 0.344 | 0.3445 | 0.3454 | 0.34591 | 0.34651 | 0.34702 | 0.34733 | 0.34766
SCE | MW | Industrial | Ind - Food | ProcRefrig | No | Ind ProcRefrig - O&M (Mid Cost) | 0.087089 | 0.087051 | 0.087777 | 0.08814 | 0.088351 | 0.088478 | 0.088709 | 0.088842 | 0.088995 | 0.089127 | 0.089205 | 0.089291
SCE | MW | Industrial | Ind - Food | MachDr | No | Ind MachDr - Equipment (High Cost) | 0.24839 | 0.24828 | 0.25035 | 0.25139 | 0.25199 | 0.25235 | 0.25301 | 0.25339 | 0.25383 | 0.2542 | 0.25443 | 0.25467
SCE | MW | Industrial | Ind - Food | MachDr | No | Ind MachDr - Equipment (Low Cost) | 1.1862 | 1.1857 | 1.1956 | 1.2005 | 1.2034 | 1.2051 | 1.2083 | 1.2101 | 1.2122 | 1.214 | 1.215 | 1.2162
SCE | MW | Industrial | Ind - Food | MachDr | No | Ind MachDr - Equipment (Mid Cost) | 1.8968 | 1.896 | 1.9118 | 1.9197 | 1.9243 | 1.927 | 1.9321 | 1.935 | 1.9383 | 1.9412 | 1.9429 | 1.9447
SCE | MW | Industrial | Ind - Food | MachDr | No | Ind MachDr - O&M (High Cost) | 0.21674 | 0.21664 | 0.21845 | 0.21935 | 0.21988 | 0.22019 | 0.22077 | 0.2211 | 0.22148 | 0.22181 | 0.222 | 0.22222
SCE | MW | Industrial | Ind - Food | MachDr | No | Ind MachDr - O&M (Low Cost) | 4.5733 | 4.5713 | 4.6094 | 4.6285 | 4.6395 | 4.6462 | 4.6583 | 4.6653 | 4.6733 | 4.6802 | 4.6844 | 4.6889
SCE | MW | Industrial | Ind - Food | MachDr | No | Ind MachDr - O&M (Mid Cost) | 0.86125 | 0.86087 | 0.86805 | 0.87164 | 0.87372 | 0.87498 | 0.87727 | 0.87858 | 0.88009 | 0.88139 | 0.88217 | 0.88302
SCE | MW | Industrial | Ind - Lumber & Furniture | HVAC | No | Ind HVAC - Equipment (Electric - High Cost) | 0.0014179 | 0.0014173 | 0.0014291 | 0.001435 | 0.0014384 | 0.0014405 | 0.0014443 | 0.0014464 | 0.0014489 | 0.0014511 | 0.0014523 | 0.0014537
SCE | MW | Industrial | Ind - Lumber & Furniture | HVAC | No | Ind HVAC - Equipment (Electric - Mid Cost) | 0.0065394 | 0.0065366 | 0.0065911 | 0.0066184 | 0.0066342 | 0.0066437 | 0.0066611 | 0.0066711 | 0.0066825 | 0.0066924 | 0.0066983 | 0.0067048
SCE | MW | Industrial | Ind - Lumber & Furniture | HVAC | No | Ind HVAC - O&M (Electric - High Cost) | 0.0013568 | 0.0013562 | 0.0013675 | 0.0013732 | 0.0013765 | 0.0013785 | 0.0013821 | 0.0013841 | 0.0013865 | 0.0013886 | 0.0013898 | 0.0013911
SCE | MW | Industrial | Ind - Lumber & Furniture | HVAC | No | Ind HVAC - O&M (Electric - Low Cost) | 0.019228 | 0.01922 | 0.01938 | 0.01946 | 0.019507 | 0.019535 | 0.019586 | 0.019615 | 0.019649 | 0.019678 | 0.019695 | 0.019714
SCE | MW | Industrial | Ind - Lumber & Furniture | HVAC | No | Ind HVAC - O&M (Electric - Mid Cost) | 0.035937 | 0.035921 | 0.03622 | 0.03637 | 0.036457 | 0.03651 | 0.036605 | 0.03666 | 0.036723 | 0.036777 | 0.03681 | 0.036845
SCE | MW | Industrial | Ind - Lumber & Furniture | Lighting | No | Ind Lighting - Equipment (High Cost) | 0.13449 | 0.13443 | 0.13556 | 0.13612 | 0.13644 | 0.13664 | 0.13699 | 0.1372 | 0.13744 | 0.13764 | 0.13776 | 0.13789
SCE | MW | Industrial | Ind - Lumber & Furniture | Lighting | No | Ind Lighting - Equipment (Low Cost) | 0.047425 | 0.047404 | 0.0478 | 0.047997 | 0.048112 | 0.048181 | 0.048307 | 0.048379 | 0.048463 | 0.048534 | 0.048577 | 0.048624
SCE | MW | Industrial | Ind - Lumber & Furniture | Lighting | No | Ind Lighting - Equipment (Mid Cost) | 0.30732 | 0.30718 | 0.30974 | 0.31103 | 0.31177 | 0.31222 | 0.31303 | 0.3135 | 0.31404 | 0.31451 | 0.31478 | 0.31509
SCE | MW | Industrial | Ind - Lumber & Furniture | Lighting | No | Ind Lighting - O&M (High Cost) | 0 | 0 | 0 | 0 | 0 | 0 | 0 | 0 | 0 | 0 | 0.00018736 | 0.00018754
SCE | MW | Industrial | Ind - Lumber & Furniture | Lighting | No | Ind Lighting - O&M (Low Cost) | 0.020317 | 0.020308 | 0.020477 | 0.020562 | 0.020611 | 0.020641 | 0.020695 | 0.020726 | 0.020761 | 0.020792 | 0.02081 | 0.020831
SCE | MW | Industrial | Ind - Lumber & Furniture | Lighting | No | Ind Lighting - O&M (Mid Cost) | 0 | 4.9083e-05 | 4.9492e-05 | 4.9697e-05 | 4.9815e-05 | 4.9887e-05 | 5.0018e-05 | 5.0092e-05 | 5.0179e-05 | 5.0253e-05 | 5.0297e-05 | 5.0346e-05
SCE | MW | Industrial | Ind - Lumber & Furniture | MachDr | No | Ind MachDr - Equipment (High Cost) | 0.028236 | 0.028224 | 0.028459 | 0.028577 | 0.028645 | 0.028686 | 0.028761 | 0.028804 | 0.028854 | 0.028896 | 0.028922 | 0.02895
SCE | MW | Industrial | Ind - Lumber & Furniture | MachDr | No | Ind MachDr - Equipment (Low Cost) | 0.11547 | 0.11542 | 0.11638 | 0.11686 | 0.11714 | 0.11731 | 0.11762 | 0.11779 | 0.11799 | 0.11817 | 0.11827 | 0.11839
SCE | MW | Industrial | Ind - Lumber & Furniture | MachDr | No | Ind MachDr - Equipment (Mid Cost) | 0.17308 | 0.17301 | 0.17445 | 0.17517 | 0.17559 | 0.17584 | 0.1763 | 0.17657 | 0.17687 | 0.17713 | 0.17729 | 0.17746
SCE | MW | Industrial | Ind - Lumber & Furniture | MachDr | No | Ind MachDr - O&M (High Cost) | 0.049922 | 0.0499 | 0.050316 | 0.050524 | 0.050645 | 0.050718 | 0.05085 | 0.050926 | 0.051014 | 0.051089 | 0.051134 | 0.051184
SCE | MW | Industrial | Ind - Lumber & Furniture | MachDr | No | Ind MachDr - O&M (Low Cost) | 0.72719 | 0.72687 | 0.73293 | 0.73596 | 0.73772 | 0.73879 | 0.74071 | 0.74182 | 0.7431 | 0.7442 | 0.74485 | 0.74557
SCE | MW | Industrial | Ind - Lumber & Furniture | MachDr | No | Ind MachDr - O&M (Mid Cost) | 0.52824 | 0.52801 | 0.53241 | 0.53461 | 0.53589 | 0.53666 | 0.53806 | 0.53887 | 0.53979 | 0.54059 | 0.54107 | 0.54159
SCE | MW | Industrial | Ind - Machinery | HVAC | No | Ind HVAC - Equipment (Electric - High Cost) | 0.19122 | 0.19113 | 0.19273 | 0.19353 | 0.19399 | 0.19427 | 0.19477 | 0.19507 | 0.1954 | 0.19569 | 0.19586 | 0.19605
SCE | MW | Industrial | Ind - Machinery | HVAC | No | Ind HVAC - Equipment (Electric - Low Cost) | 0.0012077 | 0.0012072 | 0.0012172 | 0.0012223 | 0.0012252 | 0.001227 | 0.0012302 | 0.001232 | 0.0012341 | 0.0012359 | 0.001237 | 0.0012382
SCE | MW | Industrial | Ind - Machinery | HVAC | No | Ind HVAC - Equipment (Electric - Mid Cost) | 0.068114 | 0.068084 | 0.068652 | 0.068936 | 0.0691 | 0.0692 | 0.06938 | 0.069484 | 0.069604 | 0.069707 | 0.069768 | 0.069836
SCE | MW | Industrial | Ind - Machinery | HVAC | No | Ind HVAC - O&M (Electric - High Cost) | 0.0078047 | 0.0078013 | 0.0078664 | 0.0078989 | 0.0079177 | 0.0079292 | 0.0079499 | 0.0079618 | 0.0079755 | 0.0079873 | 0.0079943 | 0.008002
SCE | MW | Industrial | Ind - Machinery | HVAC | No | Ind HVAC - O&M (Electric - Low Cost) | 0.20134 | 0.20126 | 0.20294 | 0.20377 | 0.20426 | 0.20456 | 0.20509 | 0.2054 | 0.20575 | 0.20605 | 0.20624 | 0.20643
SCE | MW | Industrial | Ind - Machinery | Lighting | No | Ind Lighting - Equipment (High Cost) | 0.22199 | 0.22189 | 0.22374 | 0.22467 | 0.2252 | 0.22553 | 0.22612 | 0.22646 | 0.22685 | 0.22718 | 0.22738 | 0.2276
SCE | MW | Industrial | Ind - Machinery | Lighting | No | Ind Lighting - Equipment (Low Cost) | 0.090183 | 0.090144 | 0.090896 | 0.091271 | 0.091489 | 0.091621 | 0.09186 | 0.091998 | 0.092156 | 0.092293 | 0.092374 | 0.092463
SCE | MW | Industrial | Ind - Machinery | Lighting | No | Ind Lighting - Equipment (Mid Cost) | 0.80454 | 0.80419 | 0.8109 | 0.81425 | 0.8162 | 0.81737 | 0.81951 | 0.82073 | 0.82215 | 0.82336 | 0.82409 | 0.82488
SCE | MW | Industrial | Ind - Machinery | Lighting | No | Ind Lighting - O&M (Low Cost) | 0.058369 | 0.058344 | 0.05883 | 0.059074 | 0.059215 | 0.0593 | 0.059455 | 0.059544 | 0.059646 | 0.059735 | 0.059787 | 0.059845
SCE | MW | Industrial | Ind - Machinery | ProcHeat | No | Ind ProcHeat - Equipment (Electric - High Cost) | 0.01233 | 0.012324 | 0.012427 | 0.012479 | 0.012508 | 0.012526 | 0.012559 | 0.012578 | 0.0126 | 0.012618 | 0.012629 | 0.012641
SCE | MW | Industrial | Ind - Machinery | ProcHeat | No | Ind ProcHeat - Equipment (Electric - Low Cost) | 0.008855 | 0.0088512 | 0.008925 | 0.0089619 | 0.0089833 | 0.0089962 | 0.0090197 | 0.0090332 | 0.0090488 | 0.0090622 | 0.0090701 | 0.0090789
SCE | MW | Industrial | Ind - Machinery | ProcHeat | No | Ind ProcHeat - Equipment (Electric - Mid Cost) | 0.0014385 | 0.0014378 | 0.0014498 | 0.0014558 | 0.0014593 | 0.0014614 | 0.0014652 | 0.0014674 | 0.0014699 | 0.0014721 | 0.0014734 | 0.0014748
SCE | MW | Industrial | Ind - Machinery | ProcRefrig | No | Ind ProcRefrig - O&M (High Cost) | 0.014235 | 0.014229 | 0.014348 | 0.014407 | 0.014441 | 0.014462 | 0.0145 | 0.014522 | 0.014547 | 0.014568 | 0.014581 | 0.014595
SCE | MW | Industrial | Ind - Machinery | ProcRefrig | No | Ind ProcRefrig - O&M (Low Cost) | 0.060005 | 0.059979 | 0.060479 | 0.060729 | 0.060874 | 0.060962 | 0.061121 | 0.061212 | 0.061318 | 0.061409 | 0.061463 | 0.061522
SCE | MW | Industrial | Ind - Machinery | ProcRefrig | No | Ind ProcRefrig - O&M (Mid Cost) | 0.05171 | 0.051688 | 0.052119 | 0.052334 | 0.052459 | 0.052535 | 0.052672 | 0.052751 | 0.052842 | 0.05292 | 0.052967 | 0.053018
SCE | MW | Industrial | Ind - Machinery | MachDr | No | Ind MachDr - Equipment (High Cost) | 0.076778 | 0.076745 | 0.077385 | 0.077705 | 0.07789 | 0.078003 | 0.078206 | 0.078323 | 0.078458 | 0.078574 | 0.078644 | 0.07872
SCE | MW | Industrial | Ind - Machinery | MachDr | No | Ind MachDr - Equipment (Low Cost) | 0.33556 | 0.33542 | 0.33821 | 0.33961 | 0.34042 | 0.34091 | 0.3418 | 0.34232 | 0.34291 | 0.34341 | 0.34372 | 0.34405
SCE | MW | Industrial | Ind - Machinery | MachDr | No | Ind MachDr - Equipment (Mid Cost) | 0.20326 | 0.20317 | 0.20487 | 0.20572 | 0.20621 | 0.2065 | 0.20704 | 0.20735 | 0.20771 | 0.20802 | 0.2082 | 0.2084
SCE | MW | Industrial | Ind - Machinery | MachDr | No | Ind MachDr - O&M (High Cost) | 0.0073397 | 0.0073365 | 0.0073977 | 0.0074283 | 0.007446 | 0.0074568 | 0.0074763 | 0.0074875 | 0.0075003 | 0.0075114 | 0.0075181 | 0.0075253
SCE | MW | Industrial | Ind - Machinery | MachDr | No | Ind MachDr - O&M (Low Cost) | 0.99487 | 0.99444 | 1.0027 | 1.0069 | 1.0093 | 1.0107 | 1.0134 | 1.0149 | 1.0166 | 1.0181 | 1.019 | 1.02
SCE | MW | Industrial | Ind - Machinery | MachDr | No | Ind MachDr - O&M (Mid Cost) | 0.23063 | 0.23053 | 0.23245 | 0.23341 | 0.23397 | 0.2343 | 0.23492 | 0.23527 | 0.23567 | 0.23602 | 0.23623 | 0.23646
SCE | MW | Industrial | Ind - Metals (Fabricated) | HVAC | No | Ind HVAC - Equipment (Electric - High Cost) | 0.043908 | 0.043889 | 0.044255 | 0.044438 | 0.044544 | 0.044608 | 0.044725 | 0.044792 | 0.044869 | 0.044935 | 0.044975 | 0.045018
SCE | MW | Industrial | Ind - Metals (Fabricated) | HVAC | No | Ind HVAC - Equipment (Electric - Low Cost) | 0.034555 | 0.03454 | 0.034828 | 0.034972 | 0.035056 | 0.035106 | 0.035198 | 0.035251 | 0.035311 | 0.035363 | 0.035395 | 0.035429
SCE | MW | Industrial | Ind - Metals (Fabricated) | HVAC | No | Ind HVAC - Equipment (Electric - Mid Cost) | 0.0039373 | 0.0039356 | 0.0039685 | 0.0039849 | 0.0039944 | 0.0040001 | 0.0040106 | 0.0040166 | 0.0040235 | 0.0040295 | 0.004033 | 0.0040369
SCE | MW | Industrial | Ind - Metals (Fabricated) | HVAC | No | Ind HVAC - O&M (Electric - High Cost) | 0 | 0.026779 | 0.027003 | 0.027114 | 0.027179 | 0.027218 | 0.027289 | 0.02733 | 0.027377 | 0.027418 | 0.027442 | 0.027468
SCE | MW | Industrial | Ind - Metals (Fabricated) | HVAC | No | Ind HVAC - O&M (Electric - Low Cost) | 0.72072 | 0.7204 | 0.72641 | 0.72942 | 0.73116 | 0.73221 | 0.73412 | 0.73522 | 0.73649 | 0.73758 | 0.73823 | 0.73894
SCE | MW | Industrial | Ind - Metals (Fabricated) | HVAC | No | Ind HVAC - O&M (Electric - Mid Cost) | 0.084287 | 0.08425 | 0.084953 | 0.085304 | 0.085508 | 0.085631 | 0.085855 | 0.085983 | 0.086131 | 0.086259 | 0.086335 | 0.086418
SCE | MW | Industrial | Ind - Metals (Fabricated) | Lighting | No | Ind Lighting - Equipment (High Cost) | 0.94168 | 0.94127 | 0.94912 | 0.95304 | 0.95532 | 0.9567 | 0.95919 | 0.96063 | 0.96228 | 0.96371 | 0.96456 | 0.96549
SCE | MW | Industrial | Ind - Metals (Fabricated) | Lighting | No | Ind Lighting - Equipment (Low Cost) | 0.4811 | 0.48089 | 0.4849 | 0.48691 | 0.48807 | 0.48878 | 0.49005 | 0.49078 | 0.49163 | 0.49236 | 0.49279 | 0.49327
SCE | MW | Industrial | Ind - Metals (Fabricated) | Lighting | No | Ind Lighting - Equipment (Mid Cost) | 6.5768 | 6.574 | 6.6288 | 6.6562 | 6.6721 | 6.6817 | 6.6992 | 6.7092 | 6.7208 | 6.7307 | 6.7366 | 6.7431
SCE | MW | Industrial | Ind - Metals (Fabricated) | Lighting | No | Ind Lighting - O&M (High Cost) | 0 | 0 | 0.0010536 | 0.0010579 | 0 | 0.001062 | 0.0010648 | 0.0010664 | 0.0010682 | 0.0010698 | 0.0010707 | 0.0010717
SCE | MW | Industrial | Ind - Metals (Fabricated) | Lighting | No | Ind Lighting - O&M (Low Cost) | 0.22968 | 0.22958 | 0.2315 | 0.23245 | 0.23301 | 0.23335 | 0.23395 | 0.2343 | 0.23471 | 0.23506 | 0.23526 | 0.23549
SCE | MW | Industrial | Ind - Metals (Fabricated) | Lighting | No | Ind Lighting - O&M (Mid Cost) | 0.067189 | 0.06716 | 0.06772 | 0.068 | 0.068162 | 0.06826 | 0.068439 | 0.068541 | 0.068659 | 0.068761 | 0.068821 | 0.068888
SCE | MW | Industrial | Ind - Metals (Fabricated) | ProcHeat | No | Ind ProcHeat - Equipment (Electric - High Cost) | 0.00041066 | 0.00041048 | 0.0004139 | 0.00041562 | 0.00041661 | 0.00041721 | 0.0004183 | 0.00041892 | 0.00041965 | 0.00042027 | 0.00042064 | 0.00042104
SCE | MW | Industrial | Ind - Metals (Fabricated) | ProcHeat | No | Ind ProcHeat - Equipment (Electric - Low Cost) | 0.16282 | 0.16275 | 0.16411 | 0.16479 | 0.16518 | 0.16542 | 0.16585 | 0.1661 | 0.16638 | 0.16663 | 0.16678 | 0.16694
SCE | MW | Industrial | Ind - Metals (Fabricated) | ProcHeat | No | Ind ProcHeat - Equipment (Electric - Mid Cost) | 0.0047599 | 0.0047578 | 0.0047975 | 0.0048174 | 0.0048289 | 0.0048358 | 0.0048485 | 0.0048557 | 0.0048641 | 0.0048713 | 0.0048756 | 0.0048803
SCE | MW | Industrial | Ind - Metals (Fabricated) | ProcHeat | No | Ind ProcHeat - O&M (Electric - High Cost) | 0.39612 | 0.39595 | 0.39925 | 0.4009 | 0.40186 | 0.40244 | 0.40349 | 0.40409 | 0.40479 | 0.40539 | 0.40574 | 0.40613
SCE | MW | Industrial | Ind - Metals (Fabricated) | ProcHeat | No | Ind ProcHeat - O&M (Electric - Low Cost) | 0.046597 | 0.046576 | 0.046965 | 0.047159 | 0.047272 | 0.04734 | 0.047463 | 0.047535 | 0.047616 | 0.047687 | 0.047729 | 0.047775
SCE | MW | Industrial | Ind - Metals (Fabricated) | ProcHeat | No | Ind ProcHeat - O&M (Electric - Mid Cost) | 0.0017684 | 0.0017676 | 0.0017824 | 0.0017897 | 0.001794 | 0.0017966 | 0.0018013 | 0.001804 | 0.0018071 | 0.0018098 | 0.0018114 | 0.0018131
SCE | MW | Industrial | Ind - Metals (Fabricated) | ProcRefrig | No | Ind ProcRefrig - O&M (Low Cost) | 0.0086062 | 0.0086024 | 0.0086742 | 0.00871 | 0.0087308 | 0.0087434 | 0.0087662 | 0.0087794 | 0.0087945 | 0.0088075 | 0.0088152 | 0.0088237
SCE | MW | Industrial | Ind - Metals (Fabricated) | ProcRefrig | No | Ind ProcRefrig - O&M (Mid Cost) | 0.18603 | 0.18595 | 0.1875 | 0.18828 | 0.18873 | 0.189 | 0.18949 | 0.18978 | 0.19011 | 0.19039 | 0.19055 | 0.19074
SCE | MW | Industrial | Ind - Metals (Fabricated) | MachDr | No | Ind MachDr - Equipment (High Cost) | 0.20279 | 0.2027 | 0.20439 | 0.20523 | 0.20572 | 0.20602 | 0.20656 | 0.20687 | 0.20722 | 0.20753 | 0.20771 | 0.20791
SCE | MW | Industrial | Ind - Metals (Fabricated) | MachDr | No | Ind MachDr - Equipment (Low Cost) | 0.68027 | 0.67998 | 0.68565 | 0.68848 | 0.69013 | 0.69112 | 0.69293 | 0.69396 | 0.69516 | 0.69619 | 0.6968 | 0.69747
SCE | MW | Industrial | Ind - Metals (Fabricated) | MachDr | No | Ind MachDr - Equipment (Mid Cost) | 1.3858 | 1.3852 | 1.3968 | 1.4026 | 1.4059 | 1.4079 | 1.4116 | 1.4137 | 1.4162 | 1.4183 | 1.4195 | 1.4209
SCE | MW | Industrial | Ind - Metals (Fabricated) | MachDr | No | Ind MachDr - O&M (High Cost) | 0.24936 | 0.24925 | 0.25133 | 0.25237 | 0.25297 | 0.25334 | 0.254 | 0.25438 | 0.25482 | 0.2552 | 0.25542 | 0.25567
SCE | MW | Industrial | Ind - Metals (Fabricated) | MachDr | No | Ind MachDr - O&M (Low Cost) | 7.8874 | 7.884 | 7.9498 | 7.9826 | 8.0017 | 8.0132 | 8.0342 | 8.0462 | 8.06 | 8.072 | 8.0791 | 8.0869
SCE | MW | Industrial | Ind - Metals (Fabricated) | MachDr | No | Ind MachDr - O&M (Mid Cost) | 0.6636 | 0.66331 | 0.66884 | 0.67161 | 0.67321 | 0.67418 | 0.67594 | 0.67695 | 0.67812 | 0.67912 | 0.67972 | 0.68038
SCE | MW | Industrial | Ind - Metals (Primary) | HVAC | No | Ind HVAC - Equipment (Electric - High Cost) | 0.00086516 | 0.00086479 | 0.000872 | 0.0008756 | 0.00087769 | 0.00087896 | 0.00088125 | 0.00088257 | 0.00088409 | 0.0008854 | 0.00088618 | 0.00088704
SCE | MW | Industrial | Ind - Metals (Primary) | HVAC | No | Ind HVAC - Equipment (Electric - Low Cost) | 0.01124 | 0.011235 | 0.011329 | 0.011375 | 0.011402 | 0.011419 | 0.011449 | 0.011466 | 0.011486 | 0.011503 | 0.011513 | 0.011524
SCE | MW | Industrial | Ind - Metals (Primary) | HVAC | No | Ind HVAC - Equipment (Electric - Mid Cost) | 0.015462 | 0.015455 | 0.015584 | 0.015649 | 0.015686 | 0.015709 | 0.01575 | 0.015773 | 0.0158 | 0.015824 | 0.015838 | 0.015853
SCE | MW | Industrial | Ind - Metals (Primary) | HVAC | No | Ind HVAC - O&M (Electric - Low Cost) | 0.017076 | 0.017068 | 0.01721 | 0.017282 | 0.017323 | 0.017348 | 0.017393 | 0.017419 | 0.017449 | 0.017475 | 0.01749 | 0.017507
SCE | MW | Industrial | Ind - Metals (Primary) | HVAC | No | Ind HVAC - O&M (Electric - Mid Cost) | 0.038763 | 0.038746 | 0.039069 | 0.039231 | 0.039324 | 0.039381 | 0.039484 | 0.039543 | 0.039611 | 0.03967 | 0.039705 | 0.039743
SCE | MW | Industrial | Ind - Metals (Primary) | Lighting | No | Ind Lighting - Equipment (High Cost) | 0.10831 | 0.10826 | 0.10916 | 0.10962 | 0.10988 | 0.11004 | 0.11032 | 0.11049 | 0.11068 | 0.11084 | 0.11094 | 0.11105
SCE | MW | Industrial | Ind - Metals (Primary) | Lighting | No | Ind Lighting - Equipment (Low Cost) | 0.22639 | 0.22629 | 0.22818 | 0.22913 | 0.22967 | 0.23 | 0.2306 | 0.23095 | 0.23135 | 0.23169 | 0.23189 | 0.23212
SCE | MW | Industrial | Ind - Metals (Primary) | Lighting | No | Ind Lighting - Equipment (Mid Cost) | 0.49292 | 0.49271 | 0.49682 | 0.49887 | 0.50006 | 0.50078 | 0.50209 | 0.50284 | 0.50371 | 0.50445 | 0.5049 | 0.50539
SCE | MW | Industrial | Ind - Metals (Primary) | Lighting | No | Ind Lighting - O&M (High Cost) | 0 | 0 | 0 | 0 | 0 | 0 | 0 | 0 | 0 | 0.00074351 | 0.00074416 | 0.00074488
SCE | MW | Industrial | Ind - Metals (Primary) | Lighting | No | Ind Lighting - O&M (Low Cost) | 0.097904 | 0.097861 | 0.098677 | 0.099085 | 0.099322 | 0.099465 | 0.099725 | 0.099874 | 0.10005 | 0.10019 | 0.10028 | 0.10038
SCE | MW | Industrial | Ind - Metals (Primary) | Lighting | No | Ind Lighting - O&M (Mid Cost) | 0 | 0.0034924 | 0.0035215 | 0.0035361 | 0.0035445 | 0.0035496 | 0.0035589 | 0.0035642 | 0.0035704 | 0.0035757 | 0.0035788 | 0.0035823
SCE | MW | Industrial | Ind - Metals (Primary) | ProcHeat | No | Ind ProcHeat - Equipment (Electric - High Cost) | 0.050397 | 0.050375 | 0.050795 | 0.051005 | 0.051127 | 0.051201 | 0.051334 | 0.051411 | 0.0515 | 0.051576 | 0.051621 | 0.051671
SCE | MW | Industrial | Ind - Metals (Primary) | ProcHeat | No | Ind ProcHeat - Equipment (Electric - Low Cost) | 0.036873 | 0.036857 | 0.037164 | 0.037318 | 0.037407 | 0.037461 | 0.037559 | 0.037615 | 0.03768 | 0.037735 | 0.037769 | 0.037805
SCE | MW | Industrial | Ind - Metals (Primary) | ProcHeat | No | Ind ProcHeat - Equipment (Electric - Mid Cost) | 0.0040578 | 0.004056 | 0.0040898 | 0.0041067 | 0.0041165 | 0.0041225 | 0.0041332 | 0.0041394 | 0.0041465 | 0.0041527 | 0.0041563 | 0.0041603
SCE | MW | Industrial | Ind - Metals (Primary) | ProcHeat | No | Ind ProcHeat - O&M (Electric - Low Cost) | 0.00026817 | 0.00026806 | 0.00027029 | 0.00027141 | 0.00027206 | 0.00027245 | 0.00027316 | 0.00027357 | 0.00027404 | 0.00027445 | 0.00027469 | 0.00027495
SCE | MW | Industrial | Ind - Metals (Primary) | MachDr | No | Ind MachDr - Equipment (High Cost) | 0.13017 | 0.13012 | 0.1312 | 0.13174 | 0.13206 | 0.13225 | 0.13259 | 0.13279 | 0.13302 | 0.13322 | 0.13334 | 0.13346
SCE | MW | Industrial | Ind - Metals (Primary) | MachDr | No | Ind MachDr - Equipment (Low Cost) | 0.37766 | 0.3775 | 0.38065 | 0.38222 | 0.38313 | 0.38369 | 0.38469 | 0.38526 | 0.38593 | 0.3865 | 0.38684 | 0.38721
SCE | MW | Industrial | Ind - Metals (Primary) | MachDr | No | Ind MachDr - Equipment (Mid Cost) | 0.28784 | 0.28771 | 0.29011 | 0.29131 | 0.29201 | 0.29243 | 0.29319 | 0.29363 | 0.29414 | 0.29457 | 0.29483 | 0.29511
SCE | MW | Industrial | Ind - Metals (Primary) | MachDr | No | Ind MachDr - O&M (High Cost) | 0.012376 | 0.012371 | 0.012474 | 0.012526 | 0.012555 | 0.012574 | 0.012606 | 0.012625 | 0.012647 | 0.012666 | 0.012677 | 0.012689
SCE | MW | Industrial | Ind - Metals (Primary) | MachDr | No | Ind MachDr - O&M (Low Cost) | 1.2774 | 1.2768 | 1.2874 | 1.2928 | 1.2959 | 1.2977 | 1.3011 | 1.3031 | 1.3053 | 1.3072 | 1.3084 | 1.3096
SCE | MW | Industrial | Ind - Metals (Primary) | MachDr | No | Ind MachDr - O&M (Mid Cost) | 0.19197 | 0.19189 | 0.19349 | 0.19429 | 0.19475 | 0.19503 | 0.19554 | 0.19584 | 0.19617 | 0.19646 | 0.19664 | 0.19683
SCE | MW | Industrial | Ind - Other | HVAC | No | Ind HVAC - Equipment (Electric - High Cost) | 0.062957 | 0.062929 | 0.063454 | 0.063717 | 0.063869 | 0.063961 | 0.064128 | 0.064224 | 0.064334 | 0.064429 | 0.064486 | 0.064548
SCE | MW | Industrial | Ind - Other | HVAC | No | Ind HVAC - O&M (Electric - High Cost) | 0 | 0 | 0.12581 | 0.12633 | 0.12663 | 0.12682 | 0.12715 | 0.12734 | 0.12756 | 0.12775 | 0.12786 | 0.12798
SCE | MW | Industrial | Ind - Other | HVAC | No | Ind HVAC - O&M (Electric - Low Cost) | 0.051861 | 0.051838 | 0.052271 | 0.052487 | 0.052612 | 0.052688 | 0.052826 | 0.052905 | 0.052996 | 0.053074 | 0.053121 | 0.053172
SCE | MW | Industrial | Ind - Other | HVAC | No | Ind HVAC - O&M (Electric - Mid Cost) | 0.016511 | 0.016503 | 0.016641 | 0.01671 | 0.01675 | 0.016774 | 0.016818 | 0.016843 | 0.016872 | 0.016897 | 0.016912 | 0.016928
SCE | MW | Industrial | Ind - Other | Lighting | No | Ind Lighting - Equipment (High Cost) | 0.17567 | 0.1756 | 0.17706 | 0.17779 | 0.17822 | 0.17847 | 0.17894 | 0.17921 | 0.17952 | 0.17978 | 0.17994 | 0.18011
SCE | MW | Industrial | Ind - Other | Lighting | No | Ind Lighting - Equipment (Low Cost) | 0.067493 | 0.067464 | 0.068027 | 0.068308 | 0.068471 | 0.06857 | 0.068749 | 0.068852 | 0.06897 | 0.069072 | 0.069133 | 0.0692
SCE | MW | Industrial | Ind - Other | Lighting | No | Ind Lighting - Equipment (Mid Cost) | 0.59916 | 0.5989 | 0.60389 | 0.60639 | 0.60784 | 0.60871 | 0.6103 | 0.61122 | 0.61227 | 0.61317 | 0.61371 | 0.61431
SCE | MW | Industrial | Ind - Other | Lighting | No | Ind Lighting - O&M (High Cost) | 0 | 0 | 0 | 0 | 0 | 0 | 0 | 0 | 0 | 0.013647 | 0.013659 | 0.013672
SCE | MW | Industrial | Ind - Other | Lighting | No | Ind Lighting - O&M (Low Cost) | 0.21607 | 0.21598 | 0.21778 | 0.21868 | 0.2192 | 0.21952 | 0.22009 | 0.22042 | 0.2208 | 0.22112 | 0.22132 | 0.22153
SCE | MW | Industrial | Ind - Other | Lighting | No | Ind Lighting - O&M (Mid Cost) | 0.0049825 | 0.0049803 | 0.0050219 | 0.0050426 | 0.0050547 | 0.005062 | 0.0050752 | 0.0050828 | 0.0050915 | 0.0050991 | 0.0051036 | 0.0051085
SCE | MW | Industrial | Ind - Other | MachDr | No | Ind MachDr - Equipment (High Cost) | 0.41357 | 0.41339 | 0.41683 | 0.41856 | 0.41956 | 0.42016 | 0.42126 | 0.42189 | 0.42262 | 0.42324 | 0.42361 | 0.42402
SCE | MW | Industrial | Ind - Other | MachDr | No | Ind MachDr - Equipment (Low Cost) | 0.60794 | 0.60768 | 0.61275 | 0.61528 | 0.61675 | 0.61764 | 0.61925 | 0.62018 | 0.62125 | 0.62216 | 0.62271 | 0.62331
SCE | MW | Industrial | Ind - Other | MachDr | No | Ind MachDr - Equipment (Mid Cost) | 0.52329 | 0.52306 | 0.52742 | 0.5296 | 0.53087 | 0.53163 | 0.53302 | 0.53382 | 0.53474 | 0.53553 | 0.536 | 0.53652
SCE | MW | Industrial | Ind - Other | MachDr | No | Ind MachDr - O&M (High Cost) | 0.020703 | 0.020694 | 0.020867 | 0.020953 | 0.021003 | 0.021033 | 0.021088 | 0.02112 | 0.021156 | 0.021187 | 0.021206 | 0.021226
SCE | MW | Industrial | Ind - Other | MachDr | No | Ind MachDr - O&M (Low Cost) | 0.98396 | 0.98353 | 0.99173 | 0.99584 | 0.99821 | 0.99965 | 1.0023 | 1.0038 | 1.0055 | 1.007 | 1.0079 | 1.0088
SCE | MW | Industrial | Ind - Other | MachDr | No | Ind MachDr - O&M (Mid Cost) | 0.094613 | 0.094571 | 0.09536 | 0.095754 | 0.095983 | 0.096121 | 0.096372 | 0.096517 | 0.096683 | 0.096826 | 0.096911 | 0.097005
SCE | MW | Industrial | Ind - Paper | HVAC | No | Ind HVAC - Equipment (Electric - High Cost) | 0.0064571 | 0.0064543 | 0.0065082 | 0.0065351 | 0.0065507 | 0.0065601 | 0.0065773 | 0.0065871 | 0.0065984 | 0.0066082 | 0.006614 | 0.0066204
SCE | MW | Industrial | Ind - Paper | HVAC | No | Ind HVAC - Equipment (Electric - Low Cost) | 0.0017699 | 0.0017691 | 0.0017839 | 0.0017913 | 0.0017955 | 0.0017981 | 0.0018028 | 0.0018055 | 0.0018086 | 0.0018113 | 0.0018129 | 0.0018147
SCE | MW | Industrial | Ind - Paper | HVAC | No | Ind HVAC - Equipment (Electric - Mid Cost) | 0.0089141 | 0.0089102 | 0.0089845 | 0.0090217 | 0.0090432 | 0.0090563 | 0.0090799 | 0.0090935 | 0.0091092 | 0.0091226 | 0.0091307 | 0.0091395
SCE | MW | Industrial | Ind - Paper | HVAC | No | Ind HVAC - O&M (Electric - High Cost) | 0.0068384 | 0.0068355 | 0.0068925 | 0.006921 | 0.0069375 | 0.0069475 | 0.0069656 | 0.0069761 | 0.0069881 | 0.0069984 | 0.0070046 | 0.0070113
SCE | MW | Industrial | Ind - Paper | HVAC | No | Ind HVAC - O&M (Electric - Low Cost) | 0.029426 | 0.029413 | 0.029658 | 0.029781 | 0.029852 | 0.029895 | 0.029973 | 0.030018 | 0.03007 | 0.030114 | 0.030141 | 0.03017
SCE | MW | Industrial | Ind - Paper | HVAC | No | Ind HVAC - O&M (Electric - Mid Cost) | 0.019124 | 0.019116 | 0.019275 | 0.019355 | 0.019401 | 0.019429 | 0.01948 | 0.019509 | 0.019542 | 0.019571 | 0.019589 | 0.019607
SCE | MW | Industrial | Ind - Paper | Lighting | No | Ind Lighting - Equipment (High Cost) | 0.14054 | 0.14048 | 0.14165 | 0.14224 | 0.14258 | 0.14278 | 0.14316 | 0.14337 | 0.14362 | 0.14383 | 0.14396 | 0.1441
SCE | MW | Industrial | Ind - Paper | Lighting | No | Ind Lighting - Equipment (Low Cost) | 0.06368 | 0.063653 | 0.064183 | 0.064449 | 0.064603 | 0.064696 | 0.064865 | 0.064962 | 0.065074 | 0.06517 | 0.065227 | 0.06529
SCE | MW | Industrial | Ind - Paper | Lighting | No | Ind Lighting - Equipment (Mid Cost) | 0.51567 | 0.51544 | 0.51974 | 0.52189 | 0.52314 | 0.52389 | 0.52526 | 0.52604 | 0.52695 | 0.52773 | 0.52819 | 0.5287
SCE | MW | Industrial | Ind - Paper | Lighting | No | Ind Lighting - O&M (Low Cost) | 0.04819 | 0.048169 | 0.048571 | 0.048771 | 0.048888 | 0.048958 | 0.049086 | 0.04916 | 0.049244 | 0.049317 | 0.049361 | 0.049408
SCE | MW | Industrial | Ind - Paper | Lighting | No | Ind Lighting - O&M (Mid Cost) | 0 | 0.0053799 | 0.0054247 | 0.0054472 | 0.0054602 | 0.005468 | 0.0054823 | 0.0054905 | 0.0055 | 0.0055081 | 0.005513 | 0.0055183
SCE | MW | Industrial | Ind - Paper | MachDr | No | Ind MachDr - Equipment (High Cost) | 0.1228 | 0.12274 | 0.12377 | 0.12428 | 0.12458 | 0.12476 | 0.12508 | 0.12527 | 0.12549 | 0.12567 | 0.12578 | 0.1259
SCE | MW | Industrial | Ind - Paper | MachDr | No | Ind MachDr - Equipment (Low Cost) | 0.34027 | 0.34012 | 0.34296 | 0.34438 | 0.3452 | 0.3457 | 0.3466 | 0.34712 | 0.34772 | 0.34823 | 0.34854 | 0.34887
SCE | MW | Industrial | Ind - Paper | MachDr | No | Ind MachDr - Equipment (Mid Cost) | 0.30261 | 0.30248 | 0.305 | 0.30626 | 0.30699 | 0.30744 | 0.30824 | 0.3087 | 0.30923 | 0.30969 | 0.30996 | 0.31026
SCE | MW | Industrial | Ind - Paper | MachDr | No | Ind MachDr - O&M (High Cost) | 0.041603 | 0.041585 | 0.041932 | 0.042105 | 0.042206 | 0.042266 | 0.042377 | 0.04244 | 0.042513 | 0.042576 | 0.042614 | 0.042655
SCE | MW | Industrial | Ind - Paper | MachDr | No | Ind MachDr - O&M (Low Cost) | 1.5292 | 1.5285 | 1.5413 | 1.5476 | 1.5513 | 1.5536 | 1.5576 | 1.56 | 1.5626 | 1.565 | 1.5663 | 1.5678
SCE | MW | Industrial | Ind - Paper | MachDr | No | Ind MachDr - O&M (Mid Cost) | 0.17894 | 0.17887 | 0.18036 | 0.1811 | 0.18154 | 0.1818 | 0.18227 | 0.18255 | 0.18286 | 0.18313 | 0.18329 | 0.18347
SCE | MW | Industrial | Ind - Petroleum | Lighting | No | Ind Lighting - Equipment (High Cost) | 0.13068 | 0.13062 | 0.13171 | 0.13225 | 0.13257 | 0.13276 | 0.13311 | 0.13331 | 0.13354 | 0.13373 | 0.13385 | 0.13398
SCE | MW | Industrial | Ind - Petroleum | Lighting | No | Ind Lighting - Equipment (Low Cost) | 0.099074 | 0.099031 | 0.099857 | 0.10027 | 0.10051 | 0.10065 | 0.10092 | 0.10107 | 0.10124 | 0.10139 | 0.10148 | 0.10158
SCE | MW | Industrial | Ind - Petroleum | Lighting | No | Ind Lighting - Equipment (Mid Cost) | 0.13207 | 0.13201 | 0.13311 | 0.13366 | 0.13398 | 0.13417 | 0.13452 | 0.13472 | 0.13495 | 0.13515 | 0.13527 | 0.1354
SCE | MW | Industrial | Ind - Petroleum | MachDr | No | Ind MachDr - Equipment (High Cost) | 0.58084 | 0.58059 | 0.58543 | 0.58785 | 0.58925 | 0.5901 | 0.59164 | 0.59253 | 0.59355 | 0.59443 | 0.59495 | 0.59552
SCE | MW | Industrial | Ind - Petroleum | MachDr | No | Ind MachDr - Equipment (Low Cost) | 1.518 | 1.5173 | 1.53 | 1.5363 | 1.54 | 1.5422 | 1.5462 | 1.5485 | 1.5512 | 1.5535 | 1.5549 | 1.5564
SCE | MW | Industrial | Ind - Petroleum | MachDr | No | Ind MachDr - Equipment (Mid Cost) | 1.1792 | 1.1787 | 1.1885 | 1.1935 | 1.1963 | 1.198 | 1.2012 | 1.203 | 1.205 | 1.2068 | 1.2079 | 1.209
SCE | MW | Industrial | Ind - Petroleum | MachDr | No | Ind MachDr - O&M (High Cost) | 1.7129 | 1.7121 | 1.7264 | 1.7336 | 1.7377 | 1.7402 | 1.7448 | 1.7474 | 1.7504 | 1.753 | 1.7545 | 1.7562
SCE | MW | Industrial | Ind - Petroleum | MachDr | No | Ind MachDr - O&M (Low Cost) | 5.9181 | 5.9155 | 5.9648 | 5.9895 | 6.0038 | 6.0124 | 6.0281 | 6.0372 | 6.0476 | 6.0565 | 6.0618 | 6.0677
SCE | MW | Industrial | Ind - Petroleum | MachDr | No | Ind MachDr - O&M (Mid Cost) | 0.88242 | 0.88204 | 0.8894 | 0.89307 | 0.8952 | 0.8965 | 0.89884 | 0.90018 | 0.90173 | 0.90307 | 0.90386 | 0.90473
SCE | MW | Industrial | Ind - Plastics | HVAC | No | Ind HVAC - Equipment (Electric - High Cost) | 0.050904 | 0.050882 | 0.051306 | 0.051518 | 0.051641 | 0.051715 | 0.05185 | 0.051928 | 0.052018 | 0.052094 | 0.05214 | 0.052191
SCE | MW | Industrial | Ind - Plastics | HVAC | No | Ind HVAC - Equipment (Electric - Low Cost) | 0.074433 | 0.074401 | 0.075021 | 0.075332 | 0.075511 | 0.07562 | 0.075818 | 0.075931 | 0.076062 | 0.076175 | 0.076242 | 0.076315
SCE | MW | Industrial | Ind - Plastics | HVAC | No | Ind HVAC - Equipment (Electric - Mid Cost) | 0.012602 | 0.012597 | 0.012702 | 0.012754 | 0.012785 | 0.012803 | 0.012836 | 0.012856 | 0.012878 | 0.012897 | 0.012908 | 0.012921
SCE | MW | Industrial | Ind - Plastics | HVAC | No | Ind HVAC - O&M (Electric - High Cost) | 0.033579 | 0.033564 | 0.033844 | 0.033984 | 0.034065 | 0.034114 | 0.034203 | 0.034255 | 0.034314 | 0.034364 | 0.034395 | 0.034428
SCE | MW | Industrial | Ind - Plastics | HVAC | No | Ind HVAC - O&M (Electric - Low Cost) | 0.34225 | 0.3421 | 0.34495 | 0.34638 | 0.3472 | 0.3477 | 0.34861 | 0.34913 | 0.34973 | 0.35025 | 0.35056 | 0.3509
SCE | MW | Industrial | Ind - Plastics | HVAC | No | Ind HVAC - O&M (Electric - Mid Cost) | 0.034054 | 0.034039 | 0.034323 | 0.034465 | 0.034547 | 0.034597 | 0.034687 | 0.034739 | 0.034799 | 0.03485 | 0.034881 | 0.034915
SCE | MW | Industrial | Ind - Plastics | Lighting | No | Ind Lighting - Equipment (High Cost) | 0.30822 | 0.30808 | 0.31065 | 0.31194 | 0.31268 | 0.31313 | 0.31395 | 0.31442 | 0.31496 | 0.31543 | 0.3157 | 0.31601
SCE | MW | Industrial | Ind - Plastics | Lighting | No | Ind Lighting - Equipment (Low Cost) | 0.19575 | 0.19567 | 0.1973 | 0.19812 | 0.19859 | 0.19888 | 0.1994 | 0.19969 | 0.20004 | 0.20033 | 0.20051 | 0.2007
SCE | MW | Industrial | Ind - Plastics | Lighting | No | Ind Lighting - Equipment (Mid Cost) | 2.1775 | 2.1766 | 2.1947 | 2.2038 | 2.209 | 2.2122 | 2.218 | 2.2213 | 2.2251 | 2.2284 | 2.2304 | 2.2326
SCE | MW | Industrial | Ind - Plastics | Lighting | No | Ind Lighting - O&M (Low Cost) | 0.09483 | 0.094789 | 0.09558 | 0.095975 | 0.096204 | 0.096343 | 0.096594 | 0.096739 | 0.096905 | 0.097049 | 0.097134 | 0.097228
SCE | MW | Industrial | Ind - Plastics | Lighting | No | Ind Lighting - O&M (Mid Cost) | 0 | 0.0052653 | 0.0053092 | 0.0053312 | 0.0053439 | 0.0053516 | 0.0053656 | 0.0053736 | 0.0053828 | 0.0053908 | 0.0053956 | 0.0054008
SCE | MW | Industrial | Ind - Plastics | ProcHeat | No | Ind ProcHeat - Equipment (Electric - High Cost) | 0.00030983 | 0.0003097 | 0.00031228 | 0.00031357 | 0.00031432 | 0.00031477 | 0.00031559 | 0.00031607 | 0.00031661 | 0.00031708 | 0.00031736 | 0.00031766
SCE | MW | Industrial | Ind - Plastics | ProcHeat | No | Ind ProcHeat - Equipment (Electric - Low Cost) | 0.24343 | 0.24333 | 0.24536 | 0.24637 | 0.24696 | 0.24732 | 0.24796 | 0.24833 | 0.24876 | 0.24913 | 0.24935 | 0.24959
SCE | MW | Industrial | Ind - Plastics | ProcHeat | No | Ind ProcHeat - Equipment (Electric - Mid Cost) | 0.11751 | 0.11746 | 0.11844 | 0.11893 | 0.11921 | 0.11938 | 0.11969 | 0.11987 | 0.12008 | 0.12026 | 0.12036 | 0.12048
SCE | MW | Industrial | Ind - Plastics | ProcRefrig | No | Ind ProcRefrig - O&M (High Cost) | 0.13832 | 0.13826 | 0.13941 | 0.13999 | 0.14033 | 0.14053 | 0.14089 | 0.14111 | 0.14135 | 0.14156 | 0.14168 | 0.14182
SCE | MW | Industrial | Ind - Plastics | ProcRefrig | No | Ind ProcRefrig - O&M (Low Cost) | 0.23952 | 0.23942 | 0.24141 | 0.24241 | 0.24299 | 0.24334 | 0.24397 | 0.24434 | 0.24476 | 0.24512 | 0.24534 | 0.24558
SCE | MW | Industrial | Ind - Plastics | ProcRefrig | No | Ind ProcRefrig - O&M (Mid Cost) | 0.10286 | 0.10282 | 0.10368 | 0.10411 | 0.10435 | 0.1045 | 0.10478 | 0.10493 | 0.10511 | 0.10527 | 0.10536 | 0.10546
SCE | MW | Industrial | Ind - Plastics | MachDr | No | Ind MachDr - Equipment (High Cost) | 0.38069 | 0.38052 | 0.38369 | 0.38528 | 0.3862 | 0.38676 | 0.38777 | 0.38835 | 0.38902 | 0.38959 | 0.38994 | 0.39031
SCE | MW | Industrial | Ind - Plastics | MachDr | No | Ind MachDr - Equipment (Low Cost) | 0.77163 | 0.77129 | 0.77772 | 0.78094 | 0.7828 | 0.78393 | 0.78598 | 0.78715 | 0.78851 | 0.78968 | 0.79037 | 0.79113
SCE | MW | Industrial | Ind - Plastics | MachDr | No | Ind MachDr - Equipment (Mid Cost) | 2.0064 | 2.0055 | 2.0223 | 2.0306 | 2.0355 | 2.0384 | 2.0437 | 2.0468 | 2.0503 | 2.0533 | 2.0551 | 2.0571
SCE | MW | Industrial | Ind - Plastics | MachDr | No | Ind MachDr - O&M (High Cost) | 0.015147 | 0.015141 | 0.015267 | 0.01533 | 0.015367 | 0.015389 | 0.015429 | 0.015452 | 0.015479 | 0.015502 | 0.015515 | 0.01553
SCE | MW | Industrial | Ind - Plastics | MachDr | No | Ind MachDr - O&M (Low Cost) | 3.4499 | 3.4484 | 3.4772 | 3.4916 | 3.4999 | 3.505 | 3.5141 | 3.5194 | 3.5254 | 3.5306 | 3.5338 | 3.5372
SCE | MW | Industrial | Ind - Plastics | MachDr | No | Ind MachDr - O&M (Mid Cost) | 0.28113 | 0.28101 | 0.28335 | 0.28452 | 0.2852 | 0.28561 | 0.28636 | 0.28679 | 0.28728 | 0.28771 | 0.28796 | 0.28824
SCE | MW | Industrial | Ind - Printing & Publishing | HVAC | No | Ind HVAC - Equipment (Electric - High Cost) | 0.081748 | 0.081712 | 0.082393 | 0.082734 | 0.082932 | 0.083051 | 0.083268 | 0.083393 | 0.083536 | 0.08366 | 0.083734 | 0.083814
SCE | MW | Industrial | Ind - Printing & Publishing | HVAC | No | Ind HVAC - Equipment (Electric - Low Cost) | 0.030069 | 0.030055 | 0.030306 | 0.030431 | 0.030504 | 0.030548 | 0.030628 | 0.030674 | 0.030727 | 0.030772 | 0.030799 | 0.030829
SCE | MW | Industrial | Ind - Printing & Publishing | HVAC | No | Ind HVAC - Equipment (Electric - Mid Cost) | 0.13855 | 0.13849 | 0.13964 | 0.14022 | 0.14055 | 0.14076 | 0.14112 | 0.14133 | 0.14158 | 0.14179 | 0.14191 | 0.14205
SCE | MW | Industrial | Ind - Printing & Publishing | HVAC | No | Ind HVAC - O&M (Electric - High Cost) | 0.0081173 | 0.0081138 | 0.0081814 | 0.0082153 | 0.0082349 | 0.0082468 | 0.0082683 | 0.0082807 | 0.0082949 | 0.0083072 | 0.0083145 | 0.0083225
SCE | MW | Industrial | Ind - Printing & Publishing | HVAC | No | Ind HVAC - O&M (Electric - Low Cost) | 0.30949 | 0.30936 | 0.31194 | 0.31323 | 0.31398 | 0.31443 | 0.31525 | 0.31572 | 0.31627 | 0.31673 | 0.31701 | 0.31732
SCE | MW | Industrial | Ind - Printing & Publishing | Lighting | No | Ind Lighting - Equipment (High Cost) | 0.10483 | 0.10478 | 0.10566 | 0.10609 | 0.10635 | 0.1065 | 0.10678 | 0.10694 | 0.10712 | 0.10728 | 0.10737 | 0.10748
SCE | MW | Industrial | Ind - Printing & Publishing | Lighting | No | Ind Lighting - Equipment (Low Cost) | 0.17633 | 0.17626 | 0.17773 | 0.17846 | 0.17889 | 0.17915 | 0.17961 | 0.17988 | 0.18019 | 0.18046 | 0.18062 | 0.18079
SCE | MW | Industrial | Ind - Printing & Publishing | Lighting | No | Ind Lighting - Equipment (Mid Cost) | 0.58862 | 0.58837 | 0.59327 | 0.59573 | 0.59715 | 0.59801 | 0.59957 | 0.60047 | 0.6015 | 0.60239 | 0.60292 | 0.6035
SCE | MW | Industrial | Ind - Printing & Publishing | Lighting | No | Ind Lighting - O&M (Low Cost) | 0.19545 | 0.19536 | 0.19699 | 0.19781 | 0.19828 | 0.19856 | 0.19908 | 0.19938 | 0.19972 | 0.20002 | 0.2002 | 0.20039
SCE | MW | Industrial | Ind - Printing & Publishing | Lighting | No | Ind Lighting - O&M (Mid Cost) | 0 | 0.0059675 | 0.0060173 | 0.0060422 | 0.0060566 | 0.0060654 | 0.0060812 | 0.0060903 | 0.0061008 | 0.0061098 | 0.0061152 | 0.0061211
SCE | MW | Industrial | Ind - Printing & Publishing | MachDr | No | Ind MachDr - Equipment (High Cost) | 0.062886 | 0.062859 | 0.063383 | 0.063645 | 0.063797 | 0.063889 | 0.064056 | 0.064152 | 0.064263 | 0.064357 | 0.064414 | 0.064476
SCE | MW | Industrial | Ind - Printing & Publishing | MachDr | No | Ind MachDr - Equipment (Low Cost) | 0.21143 | 0.21134 | 0.2131 | 0.21398 | 0.21449 | 0.2148 | 0.21536 | 0.21568 | 0.21605 | 0.21637 | 0.21656 | 0.21677
SCE | MW | Industrial | Ind - Printing & Publishing | MachDr | No | Ind MachDr - Equipment (Mid Cost) | 0.3625 | 0.36234 | 0.36537 | 0.36688 | 0.36775 | 0.36828 | 0.36924 | 0.3698 | 0.37043 | 0.37098 | 0.37131 | 0.37167
SCE | MW | Industrial | Ind - Printing & Publishing | MachDr | No | Ind MachDr - O&M (Low Cost) | 2.3807 | 2.3797 | 2.3995 | 2.4094 | 2.4152 | 2.4187 | 2.425 | 2.4286 | 2.4328 | 2.4364 | 2.4385 | 2.4409
SCE | MW | Industrial | Ind - Printing & Publishing | MachDr | No | Ind MachDr - O&M (Mid Cost) | 0.16019 | 0.16012 | 0.16146 | 0.16213 | 0.16251 | 0.16275 | 0.16317 | 0.16342 | 0.1637 | 0.16394 | 0.16409 | 0.16424
SCE | MW | Industrial | Ind - Stone, Glass & Clay | HVAC | No | Ind HVAC - O&M (Electric - Low Cost) | 0.21957 | 0.21948 | 0.22131 | 0.22222 | 0.22275 | 0.22308 | 0.22366 | 0.22399 | 0.22438 | 0.22471 | 0.22491 | 0.22513
SCE | MW | Industrial | Ind - Stone, Glass & Clay | Lighting | No | Ind Lighting - Equipment (High Cost) | 0.22342 | 0.22332 | 0.22518 | 0.22611 | 0.22665 | 0.22698 | 0.22757 | 0.22791 | 0.22831 | 0.22864 | 0.22884 | 0.22907
SCE | MW | Industrial | Ind - Stone, Glass & Clay | Lighting | No | Ind Lighting - Equipment (Low Cost) | 0.058082 | 0.058056 | 0.058541 | 0.058783 | 0.058923 | 0.059008 | 0.059162 | 0.059251 | 0.059353 | 0.05944 | 0.059493 | 0.05955
SCE | MW | Industrial | Ind - Stone, Glass & Clay | Lighting | No | Ind Lighting - Equipment (Mid Cost) | 1.6372 | 1.6364 | 1.6501 | 1.6569 | 1.6609 | 1.6633 | 1.6676 | 1.6701 | 1.673 | 1.6755 | 1.6769 | 1.6786
SCE | MW | Industrial | Ind - Stone, Glass & Clay | Lighting | No | Ind Lighting - O&M (Low Cost) | 0.066488 | 0.066459 | 0.067013 | 0.06729 | 0.067451 | 0.067548 | 0.067724 | 0.067826 | 0.067943 | 0.068043 | 0.068103 | 0.068169
SCE | MW | Industrial | Ind - Stone, Glass & Clay | Lighting | No | Ind Lighting - O&M (Mid Cost) | 0.028604 | 0.028592 | 0.02883 | 0.028949 | 0.029019 | 0.02906 | 0.029136 | 0.02918 | 0.02923 | 0.029273 | 0.029299 | 0.029327
SCE | MW | Industrial | Ind - Stone, Glass & Clay | MachDr | No | Ind MachDr - Equipment (High Cost) | 0.27994 | 0.27982 | 0.28215 | 0.28332 | 0.28399 | 0.2844 | 0.28515 | 0.28557 | 0.28607 | 0.28649 | 0.28674 | 0.28702
SCE | MW | Industrial | Ind - Stone, Glass & Clay | MachDr | No | Ind MachDr - Equipment (Low Cost) | 0.60531 | 0.60504 | 0.61009 | 0.61261 | 0.61407 | 0.61496 | 0.61657 | 0.61749 | 0.61855 | 0.61947 | 0.62001 | 0.62061
SCE | MW | Industrial | Ind - Stone, Glass & Clay | MachDr | No | Ind MachDr - Equipment (Mid Cost) | 0.48893 | 0.48872 | 0.49279 | 0.49483 | 0.49601 | 0.49673 | 0.49802 | 0.49877 | 0.49963 | 0.50037 | 0.50081 | 0.50129
SCE | MW | Industrial | Ind - Stone, Glass & Clay | MachDr | No | Ind MachDr - O&M (High Cost) | 2.0779 | 2.077 | 2.0943 | 2.103 | 2.108 | 2.111 | 2.1166 | 2.1197 | 2.1234 | 2.1265 | 2.1284 | 2.1304
SCE | MW | Industrial | Ind - Stone, Glass & Clay | MachDr | No | Ind MachDr - O&M (Low Cost) | 3.0173 | 3.016 | 3.0411 | 3.0537 | 3.061 | 3.0654 | 3.0734 | 3.078 | 3.0833 | 3.0879 | 3.0906 | 3.0936
SCE | MW | Industrial | Ind - Stone, Glass & Clay | MachDr | No | Ind MachDr - O&M (Mid Cost) | 0.44481 | 0.44461 | 0.44832 | 0.45018 | 0.45125 | 0.4519 | 0.45308 | 0.45376 | 0.45454 | 0.45521 | 0.45561 | 0.45605
SCE | MW | Industrial | Ind - Textiles | HVAC | No | Ind HVAC - Equipment (Electric - High Cost) | 0.020418 | 0.020409 | 0.020579 | 0.020664 | 0.020714 | 0.020744 | 0.020798 | 0.020829 | 0.020865 | 0.020896 | 0.020914 | 0.020934
SCE | MW | Industrial | Ind - Textiles | HVAC | No | Ind HVAC - Equipment (Electric - Mid Cost) | 0.0096007 | 0.0095965 | 0.0096765 | 0.0097166 | 0.0097397 | 0.0097538 | 0.0097793 | 0.0097939 | 0.0098108 | 0.0098253 | 0.0098339 | 0.0098434
SCE | MW | Industrial | Ind - Textiles | HVAC | No | Ind HVAC - O&M (Electric - Low Cost) | 0.088276 | 0.088237 | 0.088973 | 0.089341 | 0.089554 | 0.089684 | 0.089918 | 0.090052 | 0.090207 | 0.090341 | 0.09042 | 0.090508
SCE | MW | Industrial | Ind - Textiles | Lighting | No | Ind Lighting - Equipment (High Cost) | 0.090674 | 0.090635 | 0.091391 | 0.091769 | 0.091988 | 0.09212 | 0.092361 | 0.092499 | 0.092658 | 0.092795 | 0.092877 | 0.092967
SCE | MW | Industrial | Ind - Textiles | Lighting | No | Ind Lighting - Equipment (Low Cost) | 0.020854 | 0.020845 | 0.021019 | 0.021106 | 0.021156 | 0.021187 | 0.021242 | 0.021274 | 0.021311 | 0.021342 | 0.021361 | 0.021382
SCE | MW | Industrial | Ind - Textiles | Lighting | No | Ind Lighting - Equipment (Mid Cost) | 0.49451 | 0.49429 | 0.49841 | 0.50048 | 0.50167 | 0.50239 | 0.50371 | 0.50446 | 0.50533 | 0.50608 | 0.50652 | 0.50701
SCE | MW | Industrial | Ind - Textiles | Lighting | No | Ind Lighting - O&M (Low Cost) | 0.030277 | 0.030264 | 0.030516 | 0.030643 | 0.030716 | 0.03076 | 0.03084 | 0.030887 | 0.03094 | 0.030985 | 0.031013 | 0.031043
SCE | MW | Industrial | Ind - Textiles | Lighting | No | Ind Lighting - O&M (Mid Cost) | 0.021009 | 0.021 | 0.021175 | 0.021263 | 0.021313 | 0.021344 | 0.0214 | 0.021432 | 0.021469 | 0.021501 | 0.02152 | 0.02154
SCE | MW | Industrial | Ind - Textiles | MachDr | No | Ind MachDr - Equipment (Low Cost) | 0.082763 | 0.082727 | 0.083417 | 0.083762 | 0.083962 | 0.084083 | 0.084303 | 0.084429 | 0.084574 | 0.084699 | 0.084774 | 0.084856
SCE | MW | Industrial | Ind - Textiles | MachDr | No | Ind MachDr - Equipment (Mid Cost) | 0.16881 | 0.16874 | 0.17015 | 0.17085 | 0.17126 | 0.17151 | 0.17195 | 0.17221 | 0.17251 | 0.17276 | 0.17292 | 0.17308
SCE | MW | Industrial | Ind - Textiles | MachDr | No | Ind MachDr - O&M (High Cost) | 0.022503 | 0.022493 | 0.022681 | 0.022774 | 0.022829 | 0.022862 | 0.022921 | 0.022956 | 0.022995 | 0.023029 | 0.023049 | 0.023072
SCE | MW | Industrial | Ind - Textiles | MachDr | No | Ind MachDr - O&M (Low Cost) | 0.52292 | 0.5227 | 0.52706 | 0.52924 | 0.5305 | 0.53126 | 0.53265 | 0.53345 | 0.53437 | 0.53516 | 0.53563 | 0.53615
SCE | MW | Industrial | Ind - Textiles | MachDr | No | Ind MachDr - O&M (Mid Cost) | 0.15014 | 0.15008 | 0.15133 | 0.15196 | 0.15232 | 0.15254 | 0.15294 | 0.15317 | 0.15343 | 0.15366 | 0.15379 | 0.15394
SCE | MW | Industrial | Ind - Transportation Equipment | HVAC | No | Ind HVAC - Equipment (Electric - High Cost) | 0.026945 | 0.026933 | 0.027158 | 0.02727 | 0.027335 | 0.027374 | 0.027446 | 0.027487 | 0.027534 | 0.027575 | 0.027599 | 0.027626
SCE | MW | Industrial | Ind - Transportation Equipment | HVAC | No | Ind HVAC - Equipment (Electric - Low Cost) | 0.093056 | 0.093015 | 0.093791 | 0.094179 | 0.094403 | 0.09454 | 0.094786 | 0.094928 | 0.095092 | 0.095232 | 0.095316 | 0.095408
SCE | MW | Industrial | Ind - Transportation Equipment | HVAC | No | Ind HVAC - Equipment (Electric - Mid Cost) | 0.032205 | 0.032191 | 0.032459 | 0.032593 | 0.032671 | 0.032718 | 0.032804 | 0.032853 | 0.032909 | 0.032958 | 0.032987 | 0.033019
SCE | MW | Industrial | Ind - Transportation Equipment | HVAC | No | Ind HVAC - O&M (Electric - High Cost) | 0 | 0.055106 | 0.055566 | 0.055796 | 0.055929 | 0.056009 | 0.056156 | 0.05624 | 0.056336 | 0.05642 | 0.056469 | 0.056524
SCE | MW | Industrial | Ind - Transportation Equipment | HVAC | No | Ind HVAC - O&M (Electric - Low Cost) | 0.62169 | 0.62142 | 0.62661 | 0.6292 | 0.6307 | 0.63161 | 0.63326 | 0.63421 | 0.6353 | 0.63624 | 0.6368 | 0.63741
SCE | MW | Industrial | Ind - Transportation Equipment | HVAC | No | Ind HVAC - O&M (Electric - Mid Cost) | 0.090755 | 0.090715 | 0.091472 | 0.09185 | 0.092069 | 0.092202 | 0.092443 | 0.092581 | 0.092741 | 0.092878 | 0.092959 | 0.093049
SCE | MW | Industrial | Ind - Transportation Equipment | Lighting | No | Ind Lighting - Equipment (High Cost) | 0.77436 | 0.77402 | 0.78047 | 0.7837 | 0.78557 | 0.7867 | 0.78876 | 0.78994 | 0.7913 | 0.79247 | 0.79317 | 0.79393
SCE | MW | Industrial | Ind - Transportation Equipment | Lighting | No | Ind Lighting - Equipment (Low Cost) | 0.23177 | 0.23167 | 0.23361 | 0.23457 | 0.23513 | 0.23547 | 0.23609 | 0.23644 | 0.23685 | 0.2372 | 0.23741 | 0.23763
SCE | MW | Industrial | Ind - Transportation Equipment | Lighting | No | Ind Lighting - Equipment (Mid Cost) | 2.1709 | 2.17 | 2.1881 | 2.1971 | 2.2024 | 2.2055 | 2.2113 | 2.2146 | 2.2184 | 2.2217 | 2.2237 | 2.2258
SCE | MW | Industrial | Ind - Transportation Equipment | Lighting | No | Ind Lighting - O&M (High Cost) | 0 | 0 | 0 | 0 | 0 | 0 | 0 | 0 | 0 | 0 | 0 | 0.00098687
SCE | MW | Industrial | Ind - Transportation Equipment | Lighting | No | Ind Lighting - O&M (Low Cost) | 0.2387 | 0.23859 | 0.24058 | 0.24158 | 0.24215 | 0.2425 | 0.24314 | 0.2435 | 0.24392 | 0.24428 | 0.2445 | 0.24473
SCE | MW | Industrial | Ind - Transportation Equipment | Lighting | No | Ind Lighting - O&M (Mid Cost) | 0 | 0.014592 | 0.014714 | 0.014775 | 0.01481 | 0.014831 | 0.01487 | 0.014892 | 0.014918 | 0.01494 | 0.014953 | 0.014968
SCE | MW | Industrial | Ind - Transportation Equipment | ProcHeat | No | Ind ProcHeat - Equipment (Electric - Low Cost) | 0.098636 | 0.098593 | 0.099415 | 0.099826 | 0.10006 | 0.10021 | 0.10047 | 0.10062 | 0.10079 | 0.10094 | 0.10103 | 0.10113
SCE | MW | Industrial | Ind - Transportation Equipment | ProcHeat | No | Ind ProcHeat - Equipment (Electric - Mid Cost) | 0.074945 | 0.074912 | 0.075537 | 0.075849 | 0.07603 | 0.07614 | 0.076339 | 0.076453 | 0.076585 | 0.076698 | 0.076765 | 0.076839
SCE | MW | Industrial | Ind - Transportation Equipment | ProcRefrig | No | Ind ProcRefrig - O&M (High Cost) | 0.0040844 | 0.0040827 | 0.0041167 | 0.0041337 | 0.0041436 | 0.0041496 | 0.0041604 | 0.0041666 | 0.0041738 | 0.00418 | 0.0041837 | 0.0041877
SCE | MW | Industrial | Ind - Transportation Equipment | MachDr | No | Ind MachDr - Equipment (High Cost) | 0.04773 | 0.047709 | 0.048107 | 0.048306 | 0.048421 | 0.048491 | 0.048618 | 0.04869 | 0.048774 | 0.048846 | 0.048889 | 0.048937
SCE | MW | Industrial | Ind - Transportation Equipment | MachDr | No | Ind MachDr - Equipment (Low Cost) | 0.68797 | 0.68767 | 0.6934 | 0.69627 | 0.69793 | 0.69894 | 0.70076 | 0.70181 | 0.70302 | 0.70406 | 0.70468 | 0.70536
SCE | MW | Industrial | Ind - Transportation Equipment | MachDr | No | Ind MachDr - Equipment (Mid Cost) | 1.0305 | 1.03 | 1.0386 | 1.0429 | 1.0454 | 1.0469 | 1.0496 | 1.0512 | 1.053 | 1.0546 | 1.0555 | 1.0565
SCE | MW | Industrial | Ind - Transportation Equipment | MachDr | No | Ind MachDr - O&M (High Cost) | 0.12868 | 0.12862 | 0.12969 | 0.13023 | 0.13054 | 0.13073 | 0.13107 | 0.13127 | 0.13149 | 0.13169 | 0.1318 | 0.13193
SCE | MW | Industrial | Ind - Transportation Equipment | MachDr | No | Ind MachDr - O&M (Low Cost) | 4.0507 | 4.049 | 4.0827 | 4.0996 | 4.1094 | 4.1153 | 4.1261 | 4.1323 | 4.1394 | 4.1455 | 4.1491 | 4.1531
SCE | MW | Industrial | Ind - Transportation Equipment | MachDr | No | Ind MachDr - O&M (Mid Cost) | 0.407 | 0.40682 | 0.41021 | 0.41191 | 0.41289 | 0.41349 | 0.41457 | 0.41519 | 0.41591 | 0.41652 | 0.41689 | 0.41729
SCE | MW | Agricultural | Agr - Dairies | ProcRefrig | No | Ag Refrigeration - Equipment (High Cost) | 0.15712 | 0.15726 | 0.15739 | 0.15752 | 0.15767 | 0.1578 | 0.15789 | 0.15793 | 0.15792 | 0.15782 | 0.15713 | 0.15644
SCE | MW | Agricultural | Agr - Dairies | ProcRefrig | No | Ag Refrigeration - Equipment (Mid Cost) | 0.0036852 | 0.0036883 | 0.0036915 | 0.0036945 | 0.0036981 | 0.003701 | 0.0037031 | 0.0037042 | 0.0037038 | 0.0037014 | 0.0036853 | 0.0036692
SCE | MW | Agricultural | Agr - Dairies | ProcRefrig | No | Ag Refrigeration - O&M (High Cost) | 0.42298 | 0.42334 | 0.4237 | 0.42405 | 0.42447 | 0.4248 | 0.42504 | 0.42517 | 0.42512 | 0.42485 | 0.42299 | 0.42115
SCE | MW | Agricultural | Agr - Dairies | ProcRefrig | No | Ag Refrigeration - O&M (Low Cost) | 0.39348 | 0.39381 | 0.39415 | 0.39448 | 0.39486 | 0.39517 | 0.3954 | 0.39551 | 0.39547 | 0.39522 | 0.39349 | 0.39177
SCE | MW | Agricultural | Agr - Dairies | ProcRefrig | No | Ag Refrigeration - O&M (Mid Cost) | 0.54912 | 0.54959 | 0.55006 | 0.55051 | 0.55105 | 0.55148 | 0.5518 | 0.55196 | 0.5519 | 0.55155 | 0.54914 | 0.54674
SCE | MW | Agricultural | Agr - Dairies | MachDr | No | Ag Process Mtr - Equipment (High Cost) | 0.49856 | 0.49899 | 0.49942 | 0.49983 | 0.50031 | 0.50071 | 0.50099 | 0.50114 | 0.50109 | 0.50076 | 0.49858 | 0.4964
SCE | MW | Agricultural | Agr - Dairies | MachDr | No | Ag Process Mtr - Equipment (Low Cost) | 1.6219 | 1.6233 | 1.6247 | 1.626 | 1.6276 | 1.6289 | 1.6298 | 1.6303 | 1.6301 | 1.629 | 1.6219 | 1.6149
SCE | MW | Agricultural | Agr - Dairies | MachDr | No | Ag Process Mtr - Equipment (Mid Cost) | 2.4896 | 2.4917 | 2.4938 | 2.4959 | 2.4983 | 2.5003 | 2.5017 | 2.5024 | 2.5022 | 2.5006 | 2.4896 | 2.4788
SCE | MW | Agricultural | Agr - Dairies | MachDr | No | Ag Process Mtr - O&M (High Cost) | 0.14388 | 0.144 | 0.14412 | 0.14424 | 0.14438 | 0.14449 | 0.14458 | 0.14462 | 0.1446 | 0.14451 | 0.14388 | 0.14325
SCE | MW | Agricultural | Agr - Dairies | MachDr | No | Ag Process Mtr - O&M (Low Cost) | 4.9974 | 5.0017 | 5.006 | 5.0101 | 5.0149 | 5.0189 | 5.0218 | 5.0232 | 5.0227 | 5.0195 | 4.9976 | 4.9758
SCE | MW | Agricultural | Agr - Dairies | MachDr | No | Ag Process Mtr - O&M (Mid Cost) | 0.72575 | 0.72637 | 0.72699 | 0.72759 | 0.7283 | 0.72887 | 0.72929 | 0.7295 | 0.72943 | 0.72896 | 0.72577 | 0.72261
SCE | MW | Agricultural | Agr - Irrigated Agriculture | MachDr | No | Ag Motor Pmp - Equipment (High Cost) | 0.47295 | 0.47336 | 0.47376 | 0.47415 | 0.47461 | 0.47499 | 0.47526 | 0.47539 | 0.47535 | 0.47504 | 0.47297 | 0.4709
SCE | MW | Agricultural | Agr - Irrigated Agriculture | MachDr | No | Ag Motor Pmp - Equipment (Low Cost) | 0.62885 | 0.62939 | 0.62993 | 0.63045 | 0.63106 | 0.63156 | 0.63191 | 0.6321 | 0.63204 | 0.63163 | 0.62887 | 0.62612
SCE | MW | Agricultural | Agr - Irrigated Agriculture | MachDr | No | Ag Motor Pmp - Equipment (Mid Cost) | 1.8393 | 1.8409 | 1.8424 | 1.844 | 1.8457 | 1.8472 | 1.8483 | 1.8488 | 1.8486 | 1.8474 | 1.8393 | 1.8313
SCE | MW | Agricultural | Agr - Irrigated Agriculture | MachDr | No | Ag Motor Pmp - O&M (High Cost) | 0.035314 | 0.035344 | 0.035374 | 0.035404 | 0.035438 | 0.035466 | 0.035486 | 0.035496 | 0.035493 | 0.03547 | 0.035315 | 0.035161
SCE | MW | Agricultural | Agr - Irrigated Agriculture | MachDr | No | Ag Motor Pmp - O&M (Low Cost) | 0.77597 | 0.77664 | 0.7773 | 0.77794 | 0.7787 | 0.77931 | 0.77976 | 0.77998 | 0.77991 | 0.7794 | 0.776 | 0.77261
SCE | MW | Agricultural | Agr - Irrigated Agriculture | MachDr | No | Ag Motor Pmp - O&M (Mid Cost) | 0.32953 | 0.32981 | 0.3301 | 0.33037 | 0.33069 | 0.33095 | 0.33114 | 0.33123 | 0.3312 | 0.33099 | 0.32954 | 0.3281
SCE | MW | Agricultural | Agr - Post-Harvest Processing | ProcRefrig | No | Ag Refrigeration - Equipment (High Cost) | 0.15634 | 0.15647 | 0.1566 | 0.15673 | 0.15689 | 0.15701 | 0.1571 | 0.15714 | 0.15713 | 0.15703 | 0.15634 | 0.15566
SCE | MW | Agricultural | Agr - Post-Harvest Processing | ProcRefrig | No | Ag Refrigeration - Equipment (Mid Cost) | 0.0036667 | 0.0036699 | 0.003673 | 0.003676 | 0.0036796 | 0.0036825 | 0.0036846 | 0.0036857 | 0.0036853 | 0.0036829 | 0.0036669 | 0.0036509
SCE | MW | Agricultural | Agr - Post-Harvest Processing | ProcRefrig | No | Ag Refrigeration - O&M (High Cost) | 0.42087 | 0.42123 | 0.42159 | 0.42193 | 0.42234 | 0.42268 | 0.42292 | 0.42304 | 0.423 | 0.42273 | 0.42088 | 0.41904
SCE | MW | Agricultural | Agr - Post-Harvest Processing | ProcRefrig | No | Ag Refrigeration - O&M (Low Cost) | 0.39151 | 0.39185 | 0.39218 | 0.39251 | 0.39289 | 0.3932 | 0.39342 | 0.39353 | 0.3935 | 0.39324 | 0.39152 | 0.38982
SCE | MW | Agricultural | Agr - Post-Harvest Processing | ProcRefrig | No | Ag Refrigeration - O&M (Mid Cost) | 0.54637 | 0.54684 | 0.54731 | 0.54776 | 0.54829 | 0.54873 | 0.54904 | 0.5492 | 0.54914 | 0.54879 | 0.54639 | 0.54401
SCE | MW | Agricultural | Agr - Post-Harvest Processing | MachDr | No | Ag Process Mtr - Equipment (High Cost) | 0.49607 | 0.49649 | 0.49692 | 0.49733 | 0.49781 | 0.4982 | 0.49849 | 0.49863 | 0.49858 | 0.49826 | 0.49609 | 0.49392
SCE | MW | Agricultural | Agr - Post-Harvest Processing | MachDr | No | Ag Process Mtr - Equipment (Low Cost) | 1.6138 | 1.6151 | 1.6165 | 1.6179 | 1.6194 | 1.6207 | 1.6216 | 1.6221 | 1.6219 | 1.6209 | 1.6138 | 1.6068
SCE | MW | Agricultural | Agr - Post-Harvest Processing | MachDr | No | Ag Process Mtr - Equipment (Mid Cost) | 2.4771 | 2.4792 | 2.4813 | 2.4834 | 2.4858 | 2.4878 | 2.4892 | 2.4899 | 2.4897 | 2.488 | 2.4772 | 2.4664
SCE | MW | Agricultural | Agr - Post-Harvest Processing | MachDr | No | Ag Process Mtr - O&M (High Cost) | 0.14316 | 0.14328 | 0.1434 | 0.14352 | 0.14366 | 0.14377 | 0.14385 | 0.1439 | 0.14388 | 0.14379 | 0.14316 | 0.14254
SCE | MW | Agricultural | Agr - Post-Harvest Processing | MachDr | No | Ag Process Mtr - O&M (Low Cost) | 4.9724 | 4.9767 | 4.9809 | 4.985 | 4.9899 | 4.9938 | 4.9967 | 4.9981 | 4.9976 | 4.9944 | 4.9726 | 4.9509
SCE | MW | Agricultural | Agr - Post-Harvest Processing | MachDr | No | Ag Process Mtr - O&M (Mid Cost) | 0.72212 | 0.72274 | 0.72336 | 0.72395 | 0.72466 | 0.72523 | 0.72564 | 0.72585 | 0.72578 | 0.72531 | 0.72215 | 0.71899
SCE | MW | Agricultural | Agr - Refrigerated Warehouses | ProcRefrig | No | Ag Refrigeration - Equipment (High Cost) | 0.15712 | 0.15726 | 0.15739 | 0.15752 | 0.15767 | 0.1578 | 0.15789 | 0.15793 | 0.15792 | 0.15782 | 0.15713 | 0.15644
SCE | MW | Agricultural | Agr - Refrigerated Warehouses | ProcRefrig | No | Ag Refrigeration - Equipment (Mid Cost) | 0.0036852 | 0.0036883 | 0.0036915 | 0.0036945 | 0.0036981 | 0.003701 | 0.0037031 | 0.0037042 | 0.0037038 | 0.0037014 | 0.0036853 | 0.0036692
SCE | MW | Agricultural | Agr - Refrigerated Warehouses | ProcRefrig | No | Ag Refrigeration - O&M (High Cost) | 0.42298 | 0.42334 | 0.4237 | 0.42405 | 0.42447 | 0.4248 | 0.42504 | 0.42517 | 0.42512 | 0.42485 | 0.42299 | 0.42115
SCE | MW | Agricultural | Agr - Refrigerated Warehouses | ProcRefrig | No | Ag Refrigeration - O&M (Low Cost) | 0.39348 | 0.39381 | 0.39415 | 0.39448 | 0.39486 | 0.39517 | 0.3954 | 0.39551 | 0.39547 | 0.39522 | 0.39349 | 0.39177
SCE | MW | Agricultural | Agr - Refrigerated Warehouses | ProcRefrig | No | Ag Refrigeration - O&M (Mid Cost) | 0.54912 | 0.54959 | 0.55006 | 0.55051 | 0.55105 | 0.55148 | 0.5518 | 0.55196 | 0.5519 | 0.55155 | 0.54914 | 0.54674
SCE | MW | Agricultural | Agr - Wineries and Vineyards | ProcRefrig | No | Ag Refrigeration - Equipment (High Cost) | 0.15712 | 0.15726 | 0.15739 | 0.15752 | 0.15767 | 0.1578 | 0.15789 | 0.15793 | 0.15792 | 0.15782 | 0.15713 | 0.15644
SCE | MW | Agricultural | Agr - Wineries and Vineyards | ProcRefrig | No | Ag Refrigeration - Equipment (Mid Cost) | 0.0036852 | 0.0036883 | 0.0036915 | 0.0036945 | 0.0036981 | 0.003701 | 0.0037031 | 0.0037042 | 0.0037038 | 0.0037014 | 0.0036853 | 0.0036692
SCE | MW | Agricultural | Agr - Wineries and Vineyards | ProcRefrig | No | Ag Refrigeration - O&M (High Cost) | 0.42298 | 0.42334 | 0.4237 | 0.42405 | 0.42447 | 0.4248 | 0.42504 | 0.42517 | 0.42512 | 0.42485 | 0.42299 | 0.42115
SCE | MW | Agricultural | Agr - Wineries and Vineyards | ProcRefrig | No | Ag Refrigeration - O&M (Low Cost) | 0.39348 | 0.39381 | 0.39415 | 0.39448 | 0.39486 | 0.39517 | 0.3954 | 0.39551 | 0.39547 | 0.39522 | 0.39349 | 0.39177
SCE | MW | Agricultural | Agr - Wineries and Vineyards | ProcRefrig | No | Ag Refrigeration - O&M (Mid Cost) | 0.54912 | 0.54959 | 0.55006 | 0.55051 | 0.55105 | 0.55148 | 0.5518 | 0.55196 | 0.5519 | 0.55155 | 0.54914 | 0.54674
SCE | MW | Mining | Mining - Oil & Gas Extraction (Injection Well) | OilGasExtract | No | Oil - Pump Controls | 5.4469 | 5.4469 | 5.4469 | 5.4469 | 5.4469 | 5.4469 | 5.4469 | 5.4469 | 5.4469 | 5.4469 | 5.4469 | 5.4469
SCE | MW | Mining | Mining - Oil & Gas Extraction (Injection Well) | OilGasExtract | No | Oil - Pump Motor and Controls | 11.6418 | 11.6418 | 11.6418 | 11.6418 | 11.6418 | 11.6418 | 11.6418 | 11.6418 | 11.6418 | 11.6418 | 11.6418 | 11.6418
SCE | MW | Mining | Mining - Oil & Gas Extraction (Regular Well) | OilGasExtract | No | Oil - Pump Controls | 0.68983 | 0.68983 | 0.68983 | 0.68983 | 0.68983 | 0.68983 | 0.68983 | 0.68983 | 0.68983 | 0.68983 | 0.68983 | 0.68983
SCE | MW | Mining | Mining - Oil & Gas Extraction (Regular Well) | OilGasExtract | No | Oil - Pump Motor | 0.35109 | 0.35109 | 0.35109 | 0.35109 | 0.35109 | 0.35109 | 0.35109 | 0.35109 | 0.35109 | 0.35109 | 0.35109 | 0.35109
SCE | MW | Mining | Mining - Oil & Gas Extraction (Regular Well) | OilGasExtract | No | Oil - Pump Motor and Controls | 1.184 | 1.184 | 1.184 | 1.184 | 1.184 | 1.184 | 1.184 | 1.184 | 1.184 | 1.184 | 1.184 | 1.184
SCE | MW | Mining | Mining - Oil & Gas Extraction (Stripper Well) | OilGasExtract | No | Oil - Pump Controls | 0.10821 | 0.10821 | 0.10821 | 0.10821 | 0.10821 | 0.10821 | 0.10821 | 0.10821 | 0.10821 | 0.10821 | 0.10821 | 0.10821
SCE | MW | Mining | Mining - Oil & Gas Extraction (Stripper Well) | OilGasExtract | No | Oil - Pump Motor | 0 | 0 | 0.055619 | 0.055619 | 0.055619 | 0.055619 | 0.055619 | 0.055619 | 0.055619 | 0.055619 | 0.055619 | 0.055619
SCG | MM Therms | Industrial | Ind - Chemicals | HVAC | No | Ind HVAC - Equipment (Gas - High Cost) | 0.084526 | 0.088372 | 0.091418 | 0.094013 | 0.09664 | 0.099652 | 0.10302 | 0.10628 | 0.10968 | 0.11299 | 0.11299 | 0.11299
SCG | MM Therms | Industrial | Ind - Chemicals | HVAC | No | Ind HVAC - Equipment (Gas - Low Cost) | 0.00042357 | 0.00044284 | 0.00045811 | 0.00047111 | 0.00048428 | 0.00049937 | 0.00051626 | 0.00053259 | 0.00054962 | 0.00056619 | 0.00056619 | 0.00056619
SCG | MM Therms | Industrial | Ind - Chemicals | HVAC | No | Ind HVAC - Equipment (Gas - Mid Cost) | 0.0083879 | 0.0087695 | 0.0090718 | 0.0093293 | 0.0095899 | 0.0098889 | 0.010223 | 0.010547 | 0.010884 | 0.011212 | 0.011212 | 0.011212
SCG | MM Therms | Industrial | Ind - Chemicals | HVAC | No | Ind HVAC - O&M (Gas - High Cost) | 0.097996 | 0.10245 | 0.10599 | 0.109 | 0.11204 | 0.11553 | 0.11944 | 0.12322 | 0.12716 | 0.13099 | 0.13099 | 0.13099
SCG | MM Therms | Industrial | Ind - Chemicals | HVAC | No | Ind HVAC - O&M (Gas - Low Cost) | 0.26386 | 0.27586 | 0.28537 | 0.29347 | 0.30167 | 0.31108 | 0.3216 | 0.33177 | 0.34237 | 0.3527 | 0.3527 | 0.3527
SCG | MM Therms | Industrial | Ind - Chemicals | HVAC | No | Ind HVAC - O&M (Gas - Mid Cost) | 0.061146 | 0.063928 | 0.066132 | 0.068009 | 0.069909 | 0.072088 | 0.074527 | 0.076884 | 0.079341 | 0.081734 | 0.081734 | 0.081734
SCG | MM Therms | Industrial | Ind - Chemicals | ProcHeat | No | Ind ProcHeat - Equipment (Gas - High Cost) | 0.35525 | 0.37141 | 0.38421 | 0.39512 | 0.40616 | 0.41882 | 0.43298 | 0.44668 | 0.46096 | 0.47486 | 0.47486 | 0.47486
SCG | MM Therms | Industrial | Ind - Chemicals | ProcHeat | No | Ind ProcHeat - Equipment (Gas - Low Cost) | 0.084652 | 0.088503 | 0.091554 | 0.094153 | 0.096783 | 0.0998 | 0.10318 | 0.10644 | 0.10984 | 0.11315 | 0.11315 | 0.11315
SCG | MM Therms | Industrial | Ind - Chemicals | ProcHeat | No | Ind ProcHeat - Equipment (Gas - Mid Cost) | 0.20653 | 0.21593 | 0.22337 | 0.22971 | 0.23613 | 0.24349 | 0.25173 | 0.25969 | 0.26799 | 0.27607 | 0.27607 | 0.27607
SCG | MM Therms | Industrial | Ind - Chemicals | ProcHeat | No | Ind ProcHeat - O&M (Gas - High Cost) | 0.17687 | 0.18492 | 0.19129 | 0.19672 | 0.20222 | 0.20852 | 0.21558 | 0.22239 | 0.2295 | 0.23643 | 0.23643 | 0.23643
SCG | MM Therms | Industrial | Ind - Chemicals | ProcHeat | No | Ind ProcHeat - O&M (Gas - Low Cost) | 0.11058 | 0.11562 | 0.1196 | 0.123 | 0.12643 | 0.13037 | 0.13478 | 0.13905 | 0.14349 | 0.14782 | 0.14782 | 0.14782
SCG | MM Therms | Industrial | Ind - Chemicals | ProcHeat | No | Ind ProcHeat - O&M (Gas - Mid Cost) | 0.69771 | 0.72945 | 0.75459 | 0.77602 | 0.7977 | 0.82256 | 0.85039 | 0.87728 | 0.90532 | 0.93263 | 0.93263 | 0.93263
SCG | MM Therms | Industrial | Ind - Chemicals | SHW | No | Ind SHW - Equipment (High Cost) | 0.3402 | 0.35568 | 0.36794 | 0.37838 | 0.38895 | 0.40108 | 0.41465 | 0.42776 | 0.44143 | 0.45475 | 0.45475 | 0.45475
SCG | MM Therms | Industrial | Ind - Chemicals | SHW | No | Ind SHW - Equipment (Low Cost) | 0.20192 | 0.21111 | 0.21839 | 0.22459 | 0.23086 | 0.23806 | 0.24611 | 0.25389 | 0.26201 | 0.26991 | 0.26991 | 0.26991
SCG | MM Therms | Industrial | Ind - Chemicals | SHW | No | Ind SHW - Equipment (Mid Cost) | 0.28379 | 0.2967 | 0.30693 | 0.31564 | 0.32446 | 0.33457 | 0.34589 | 0.35683 | 0.36824 | 0.37934 | 0.37934 | 0.37934
SCG | MM Therms | Industrial | Ind - Chemicals | SHW | No | Ind SHW - O&M (High Cost) | 0.59869 | 0.62593 | 0.6475 | 0.66589 | 0.68449 | 0.70583 | 0.7297 | 0.75278 | 0.77684 | 0.80027 | 0.80027 | 0.80027
SCG | MM Therms | Industrial | Ind - Chemicals | SHW | No | Ind SHW - O&M (Low Cost) | 0.019507 | 0.020394 | 0.021097 | 0.021696 | 0.022302 | 0.022997 | 0.023775 | 0.024527 | 0.025311 | 0.026075 | 0.026075 | 0.026075
SCG | MM Therms | Industrial | Ind - Chemicals | SHW | No | Ind SHW - O&M (Mid Cost) | 0.63425 | 0.6631 | 0.68596 | 0.70543 | 0.72514 | 0.74775 | 0.77304 | 0.79749 | 0.82298 | 0.8478 | 0.8478 | 0.8478
SCG | MM Therms | Industrial | Ind - Electronics | HVAC | No | Ind HVAC - Equipment (Gas - High Cost) | 0.17005 | 0.17405 | 0.17809 | 0.18196 | 0.18628 | 0.19032 | 0.19429 | 0.19835 | 0.20262 | 0.20677 | 0.20677 | 0.20677
SCG | MM Therms | Industrial | Ind - Electronics | HVAC | No | Ind HVAC - Equipment (Gas - Low Cost) | 0.0022794 | 0.002333 | 0.0023871 | 0.002439 | 0.0024969 | 0.0025511 | 0.0026043 | 0.0026587 | 0.002716 | 0.0027716 | 0.0027716 | 0.0027716
SCG | MM Therms | Industrial | Ind - Electronics | HVAC | No | Ind HVAC - Equipment (Gas - Mid Cost) | 0.21939 | 0.22455 | 0.22976 | 0.23476 | 0.24033 | 0.24554 | 0.25067 | 0.25591 | 0.26142 | 0.26677 | 0.26677 | 0.26677
SCG | MM Therms | Industrial | Ind - Electronics | HVAC | No | Ind HVAC - O&M (Gas - High Cost) | 0.017031 | 0.017431 | 0.017836 | 0.018224 | 0.018656 | 0.019061 | 0.019459 | 0.019865 | 0.020293 | 0.020709 | 0.020709 | 0.020709
SCG | MM Therms | Industrial | Ind - Electronics | HVAC | No | Ind HVAC - O&M (Gas - Low Cost) | 0.0025214 | 0.0025806 | 0.0026405 | 0.0026979 | 0.002762 | 0.0028219 | 0.0028807 | 0.002941 | 0.0030043 | 0.0030658 | 0.0030658 | 0.0030658
SCG | MM Therms | Industrial | Ind - Electronics | HVAC | No | Ind HVAC - O&M (Gas - Mid Cost) | 0.070247 | 0.071898 | 0.073567 | 0.075167 | 0.076951 | 0.07862 | 0.08026 | 0.081938 | 0.083703 | 0.085415 | 0.085415 | 0.085415
SCG | MM Therms | Industrial | Ind - Electronics | ProcHeat | No | Ind ProcHeat - Equipment (Gas - High Cost) | 0.42086 | 0.43075 | 0.44075 | 0.45033 | 0.46102 | 0.47102 | 0.48085 | 0.4909 | 0.50147 | 0.51173 | 0.51173 | 0.51173
SCG | MM Therms | Industrial | Ind - Electronics | ProcHeat | No | Ind ProcHeat - Equipment (Gas - Low Cost) | 0.0013611 | 0.0013931 | 0.0014254 | 0.0014564 | 0.001491 | 0.0015233 | 0.0015551 | 0.0015876 | 0.0016218 | 0.001655 | 0.001655 | 0.001655
SCG | MM Therms | Industrial | Ind - Electronics | ProcHeat | No | Ind ProcHeat - Equipment (Gas - Mid Cost) | 0.18439 | 0.18873 | 0.19311 | 0.19731 | 0.20199 | 0.20637 | 0.21067 | 0.21508 | 0.21971 | 0.22421 | 0.22421 | 0.22421
SCG | MM Therms | Industrial | Ind - Electronics | ProcHeat | No | Ind ProcHeat - O&M (Gas - High Cost) | 1.0284 | 1.0526 | 1.0771 | 1.1005 | 1.1266 | 1.151 | 1.175 | 1.1996 | 1.2254 | 1.2505 | 1.2505 | 1.2505
SCG | MM Therms | Industrial | Ind - Electronics | ProcHeat | No | Ind ProcHeat - O&M (Gas - Low Cost) | 0.030838 | 0.031562 | 0.032295 | 0.032997 | 0.03378 | 0.034513 | 0.035233 | 0.035969 | 0.036744 | 0.037496 | 0.037496 | 0.037496
SCG | MM Therms | Industrial | Ind - Electronics | ProcHeat | No | Ind ProcHeat - O&M (Gas - Mid Cost) | 0.82044 | 0.83972 | 0.85922 | 0.8779 | 0.89874 | 0.91823 | 0.93739 | 0.95698 | 0.9776 | 0.9976 | 0.9976 | 0.9976
SCG | MM Therms | Industrial | Ind - Electronics | SHW | No | Ind SHW - Equipment (High Cost) | 0.11849 | 0.12127 | 0.12409 | 0.12679 | 0.12979 | 0.13261 | 0.13538 | 0.13821 | 0.14118 | 0.14407 | 0.14407 | 0.14407
SCG | MM Therms | Industrial | Ind - Electronics | SHW | No | Ind SHW - Equipment (Low Cost) | 0.22277 | 0.228 | 0.2333 | 0.23837 | 0.24403 | 0.24932 | 0.25452 | 0.25984 | 0.26544 | 0.27087 | 0.27087 | 0.27087
SCG | MM Therms | Industrial | Ind - Electronics | SHW | No | Ind SHW - Equipment (Mid Cost) | 0.013994 | 0.014323 | 0.014655 | 0.014974 | 0.015329 | 0.015662 | 0.015988 | 0.016322 | 0.016674 | 0.017015 | 0.017015 | 0.017015
SCG | MM Therms | Industrial | Ind - Electronics | SHW | No | Ind SHW - O&M (High Cost) | 0.025058 | 0.025646 | 0.026242 | 0.026813 | 0.027449 | 0.028044 | 0.028629 | 0.029228 | 0.029857 | 0.030468 | 0.030468 | 0.030468
SCG | MM Therms | Industrial | Ind - Electronics | SHW | No | Ind SHW - O&M (Low Cost) | 0.073178 | 0.074898 | 0.076637 | 0.078304 | 0.080162 | 0.0819 | 0.083609 | 0.085357 | 0.087195 | 0.088979 | 0.088979 | 0.088979
SCG | MM Therms | Industrial | Ind - Electronics | SHW | No | Ind SHW - O&M (Mid Cost) | 0.028621 | 0.029294 | 0.029974 | 0.030626 | 0.031352 | 0.032032 | 0.032701 | 0.033384 | 0.034103 | 0.034801 | 0.034801 | 0.034801
SCG | MM Therms | Industrial | Ind - Food | HVAC | No | Ind HVAC - Equipment (Gas - High Cost) | 0.095361 | 0.096892 | 0.09733 | 0.097673 | 0.09791 | 0.098037 | 0.097998 | 0.097765 | 0.097481 | 0.097142 | 0.097142 | 0.097142
SCG | MM Therms | Industrial | Ind - Food | HVAC | No | Ind HVAC - Equipment (Gas - Low Cost) | 0.054083 | 0.05495 | 0.055199 | 0.055394 | 0.055528 | 0.0556 | 0.055578 | 0.055446 | 0.055285 | 0.055092 | 0.055092 | 0.055092
SCG | MM Therms | Industrial | Ind - Food | HVAC | No | Ind HVAC - Equipment (Gas - Mid Cost) | 0.026977 | 0.02741 | 0.027534 | 0.027632 | 0.027698 | 0.027734 | 0.027723 | 0.027657 | 0.027577 | 0.027481 | 0.027481 | 0.027481
SCG | MM Therms | Industrial | Ind - Food | ProcHeat | No | Ind ProcHeat - Equipment (Gas - High Cost) | 1.5127 | 1.5369 | 1.5439 | 1.5493 | 1.5531 | 1.5551 | 1.5545 | 1.5508 | 1.5463 | 1.5409 | 1.5409 | 1.5409
SCG | MM Therms | Industrial | Ind - Food | ProcHeat | No | Ind ProcHeat - Equipment (Gas - Low Cost) | 0.57651 | 0.58576 | 0.58842 | 0.59049 | 0.59192 | 0.59269 | 0.59245 | 0.59104 | 0.58933 | 0.58728 | 0.58728 | 0.58728
SCG | MM Therms | Industrial | Ind - Food | ProcHeat | No | Ind ProcHeat - Equipment (Gas - Mid Cost) | 3.5577 | 3.6148 | 3.6311 | 3.6439 | 3.6528 | 3.6575 | 3.656 | 3.6474 | 3.6368 | 3.6241 | 3.6241 | 3.6241
SCG | MM Therms | Industrial | Ind - Food | ProcHeat | No | Ind ProcHeat - O&M (Gas - High Cost) | 4.015 | 4.0794 | 4.0979 | 4.1123 | 4.1223 | 4.1276 | 4.126 | 4.1162 | 4.1042 | 4.0899 | 4.0899 | 4.0899
SCG | MM Therms | Industrial | Ind - Food | ProcHeat | No | Ind ProcHeat - O&M (Gas - Low Cost) | 1.5292 | 1.5537 | 1.5608 | 1.5663 | 1.57 | 1.5721 | 1.5715 | 1.5677 | 1.5632 | 1.5577 | 1.5577 | 1.5577
SCG | MM Therms | Industrial | Ind - Food | ProcHeat | No | Ind ProcHeat - O&M (Gas - Mid Cost) | 3.0928 | 3.1424 | 3.1566 | 3.1677 | 3.1754 | 3.1795 | 3.1783 | 3.1707 | 3.1615 | 3.1505 | 3.1505 | 3.1505
SCG | MM Therms | Industrial | Ind - Food | SHW | No | Ind SHW - Equipment (High Cost) | 0.86108 | 0.8749 | 0.87886 | 0.88195 | 0.88409 | 0.88524 | 0.88488 | 0.88278 | 0.88022 | 0.87715 | 0.87715 | 0.87715
SCG | MM Therms | Industrial | Ind - Food | SHW | No | Ind SHW - Equipment (Low Cost) | 0.34119 | 0.34667 | 0.34824 | 0.34946 | 0.35031 | 0.35077 | 0.35062 | 0.34979 | 0.34878 | 0.34756 | 0.34756 | 0.34756
SCG | MM Therms | Industrial | Ind - Food | SHW | No | Ind SHW - Equipment (Mid Cost) | 0.5905 | 0.59998 | 0.6027 | 0.60482 | 0.60628 | 0.60707 | 0.60683 | 0.60539 | 0.60363 | 0.60153 | 0.60153 | 0.60153
SCG | MM Therms | Industrial | Ind - Food | SHW | No | Ind SHW - O&M (High Cost) | 0.96974 | 0.9853 | 0.98976 | 0.99325 | 0.99565 | 0.99695 | 0.99655 | 0.99418 | 0.9913 | 0.98785 | 0.98785 | 0.98785
SCG | MM Therms | Industrial | Ind - Food | SHW | No | Ind SHW - O&M (Low Cost) | 1.4671 | 1.4906 | 1.4974 | 1.5026 | 1.5063 | 1.5082 | 1.5076 | 1.504 | 1.4997 | 1.4945 | 1.4945 | 1.4945
SCG | MM Therms | Industrial | Ind - Food | SHW | No | Ind SHW - O&M (Mid Cost) | 2.8902 | 2.9365 | 2.9498 | 2.9602 | 2.9674 | 2.9713 | 2.9701 | 2.963 | 2.9544 | 2.9441 | 2.9441 | 2.9441
SCG | MM Therms | Industrial | Ind - Machinery | HVAC | No | Ind HVAC - Equipment (Gas - High Cost) | 0.14027 | 0.14237 | 0.14023 | 0.13769 | 0.13556 | 0.13443 | 0.13418 | 0.13401 | 0.13425 | 0.13425 | 0.13425 | 0.13425
SCG | MM Therms | Industrial | Ind - Machinery | HVAC | No | Ind HVAC - Equipment (Gas - Low Cost) | 0.0085167 | 0.0086443 | 0.0085142 | 0.0083605 | 0.0082311 | 0.0081621 | 0.0081472 | 0.0081368 | 0.0081515 | 0.0081516 | 0.0081516 | 0.0081516
SCG | MM Therms | Industrial | Ind - Machinery | HVAC | No | Ind HVAC - Equipment (Gas - Mid Cost) | 0.24925 | 0.25299 | 0.24918 | 0.24468 | 0.2409 | 0.23888 | 0.23844 | 0.23814 | 0.23857 | 0.23857 | 0.23857 | 0.23857
SCG | MM Therms | Industrial | Ind - Machinery | HVAC | No | Ind HVAC - O&M (Gas - High Cost) | 0.055551 | 0.056383 | 0.055535 | 0.054532 | 0.053688 | 0.053238 | 0.053141 | 0.053073 | 0.053169 | 0.05317 | 0.05317 | 0.05317
SCG | MM Therms | Industrial | Ind - Machinery | HVAC | No | Ind HVAC - O&M (Gas - Low Cost) | 0.2054 | 0.20848 | 0.20534 | 0.20164 | 0.19852 | 0.19685 | 0.19649 | 0.19624 | 0.1966 | 0.1966 | 0.1966 | 0.1966
SCG | MM Therms | Industrial | Ind - Machinery | HVAC | No | Ind HVAC - O&M (Gas - Mid Cost) | 0.011444 | 0.011615 | 0.01144 | 0.011234 | 0.01106 | 0.010967 | 0.010947 | 0.010933 | 0.010953 | 0.010953 | 0.010953 | 0.010953
SCG | MM Therms | Industrial | Ind - Machinery | ProcHeat | No | Ind ProcHeat - Equipment (Gas - High Cost) | 0.034042 | 0.034552 | 0.034032 | 0.033418 | 0.032901 | 0.032625 | 0.032565 | 0.032524 | 0.032582 | 0.032583 | 0.032583 | 0.032583
SCG | MM Therms | Industrial | Ind - Machinery | ProcHeat | No | Ind ProcHeat - Equipment (Gas - Low Cost) | 0.055533 | 0.056365 | 0.055517 | 0.054514 | 0.053671 | 0.053221 | 0.053124 | 0.053056 | 0.053152 | 0.053153 | 0.053153 | 0.053153
SCG | MM Therms | Industrial | Ind - Machinery | ProcHeat | No | Ind ProcHeat - Equipment (Gas - Mid Cost) | 0.12783 | 0.12975 | 0.12779 | 0.12549 | 0.12354 | 0.12251 | 0.12228 | 0.12213 | 0.12235 | 0.12235 | 0.12235 | 0.12235
SCG | MM Therms | Industrial | Ind - Machinery | ProcHeat | No | Ind ProcHeat - O&M (Gas - High Cost) | 0.26178 | 0.2657 | 0.2617 | 0.25697 | 0.253 | 0.25088 | 0.25042 | 0.2501 | 0.25055 | 0.25055 | 0.25055 | 0.25055
SCG | MM Therms | Industrial | Ind - Machinery | ProcHeat | No | Ind ProcHeat - O&M (Gas - Low Cost) | 0.13226 | 0.13424 | 0.13222 | 0.12983 | 0.12782 | 0.12675 | 0.12652 | 0.12636 | 0.12658 | 0.12659 | 0.12659 | 0.12659
SCG | MM Therms | Industrial | Ind - Machinery | ProcHeat | No | Ind ProcHeat - O&M (Gas - Mid Cost) | 0.56469 | 0.57315 | 0.56452 | 0.55433 | 0.54576 | 0.54118 | 0.54019 | 0.5395 | 0.54048 | 0.54048 | 0.54048 | 0.54048
SCG | MM Therms | Industrial | Ind - Metals (Fabricated) | HVAC | No | Ind HVAC - Equipment (Gas - High Cost) | 0.49175 | 0.50781 | 0.52108 | 0.53463 | 0.54909 | 0.56321 | 0.57695 | 0.59012 | 0.60411 | 0.61796 | 0.61796 | 0.61796
SCG | MM Therms | Industrial | Ind - Metals (Fabricated) | HVAC | No | Ind HVAC - Equipment (Gas - Low Cost) | 0.16365 | 0.169 | 0.17341 | 0.17792 | 0.18274 | 0.18744 | 0.19201 | 0.19639 | 0.20105 | 0.20565 | 0.20565 | 0.20565
SCG | MM Therms | Industrial | Ind - Metals (Fabricated) | HVAC | No | Ind HVAC - Equipment (Gas - Mid Cost) | 0.45982 | 0.47484 | 0.48724 | 0.49991 | 0.51343 | 0.52664 | 0.53949 | 0.5518 | 0.56488 | 0.57783 | 0.57783 | 0.57783
SCG | MM Therms | Industrial | Ind - Metals (Fabricated) | HVAC | No | Ind HVAC - O&M (Gas - High Cost) | 0.3478 | 0.35916 | 0.36854 | 0.37813 | 0.38835 | 0.39834 | 0.40806 | 0.41737 | 0.42727 | 0.43706 | 0.43706 | 0.43706
SCG | MM Therms | Industrial | Ind - Metals (Fabricated) | HVAC | No | Ind HVAC - O&M (Gas - Low Cost) | 0.080402 | 0.083029 | 0.085198 | 0.087414 | 0.089777 | 0.092087 | 0.094333 | 0.096486 | 0.098773 | 0.10104 | 0.10104 | 0.10104
SCG | MM Therms | Industrial | Ind - Metals (Fabricated) | HVAC | No | Ind HVAC - O&M (Gas - Mid Cost) | 0.48605 | 0.50193 | 0.51505 | 0.52844 | 0.54273 | 0.55669 | 0.57027 | 0.58329 | 0.59711 | 0.6108 | 0.6108 | 0.6108
SCG | MM Therms | Industrial | Ind - Metals (Fabricated) | ProcHeat | No | Ind ProcHeat - Equipment (Gas - High Cost) | 0.47395 | 0.48943 | 0.50222 | 0.51528 | 0.52921 | 0.54283 | 0.55607 | 0.56876 | 0.58224 | 0.59559 | 0.59559 | 0.59559
SCG | MM Therms | Industrial | Ind - Metals (Fabricated) | ProcHeat | No | Ind ProcHeat - Equipment (Gas - Low Cost) | 0.20793 | 0.21472 | 0.22033 | 0.22606 | 0.23217 | 0.23814 | 0.24395 | 0.24952 | 0.25544 | 0.26129 | 0.26129 | 0.26129
SCG | MM Therms | Industrial | Ind - Metals (Fabricated) | ProcHeat | No | Ind ProcHeat - Equipment (Gas - Mid Cost) | 0.58771 | 0.60691 | 0.62276 | 0.63896 | 0.65624 | 0.67312 | 0.68954 | 0.70528 | 0.722 | 0.73854 | 0.73854 | 0.73854
SCG | MM Therms | Industrial | Ind - Metals (Fabricated) | ProcHeat | No | Ind ProcHeat - O&M (Gas - High Cost) | 2.444 | 2.5238 | 2.5898 | 2.6571 | 2.729 | 2.7992 | 2.8674 | 2.9329 | 3.0024 | 3.0712 | 3.0712 | 3.0712
SCG | MM Therms | Industrial | Ind - Metals (Fabricated) | ProcHeat | No | Ind ProcHeat - O&M (Gas - Low Cost) | 2.6028 | 2.6878 | 2.758 | 2.8297 | 2.9063 | 2.981 | 3.0537 | 3.1234 | 3.1975 | 3.2708 | 3.2708 | 3.2708
SCG | MM Therms | Industrial | Ind - Metals (Fabricated) | ProcHeat | No | Ind ProcHeat - O&M (Gas - Mid Cost) | 2.3631 | 2.4403 | 2.504 | 2.5691 | 2.6386 | 2.7065 | 2.7725 | 2.8358 | 2.903 | 2.9695 | 2.9695 | 2.9695
SCG | MM Therms | Industrial | Ind - Metals (Fabricated) | SHW | No | Ind SHW - Equipment (High Cost) | 0.06714 | 0.069334 | 0.071145 | 0.072995 | 0.074969 | 0.076898 | 0.078774 | 0.080571 | 0.082482 | 0.084372 | 0.084372 | 0.084372
SCG | MM Therms | Industrial | Ind - Metals (Fabricated) | SHW | No | Ind SHW - Equipment (Low Cost) | 0.10765 | 0.11117 | 0.11407 | 0.11704 | 0.1202 | 0.12329 | 0.1263 | 0.12918 | 0.13225 | 0.13528 | 0.13528 | 0.13528
SCG | MM Therms | Industrial | Ind - Metals (Fabricated) | SHW | No | Ind SHW - Equipment (Mid Cost) | 0.13109 | 0.13537 | 0.13891 | 0.14252 | 0.14637 | 0.15014 | 0.1538 | 0.15731 | 0.16104 | 0.16473 | 0.16473 | 0.16473
SCG | MM Therms | Industrial | Ind - Metals (Fabricated) | SHW | No | Ind SHW - O&M (High Cost) | 0.12128 | 0.12524 | 0.12852 | 0.13186 | 0.13542 | 0.13891 | 0.1423 | 0.14554 | 0.14899 | 0.15241 | 0.15241 | 0.15241
SCG | MM Therms | Industrial | Ind - Metals (Fabricated) | SHW | No | Ind SHW - O&M (Low Cost) | 0.30892 | 0.31901 | 0.32734 | 0.33586 | 0.34494 | 0.35381 | 0.36244 | 0.37072 | 0.3795 | 0.3882 | 0.3882 | 0.3882
SCG | MM Therms | Industrial | Ind - Metals (Fabricated) | SHW | No | Ind SHW - O&M (Mid Cost) | 0.17325 | 0.17891 | 0.18358 | 0.18835 | 0.19345 | 0.19842 | 0.20326 | 0.2079 | 0.21283 | 0.21771 | 0.21771 | 0.21771
SCG | MM Therms | Industrial | Ind - Metals (Primary) | HVAC | No | Ind HVAC - Equipment (Gas - High Cost) | 0.093057 | 0.095328 | 0.096478 | 0.097386 | 0.098528 | 0.099731 | 0.10079 | 0.10172 | 0.10277 | 0.10376 | 0.10376 | 0.10376
SCG | MM Therms | Industrial | Ind - Metals (Primary) | HVAC | No | Ind HVAC - Equipment (Gas - Low Cost) | 0.079754 | 0.0817 | 0.082686 | 0.083464 | 0.084443 | 0.085474 | 0.086384 | 0.087183 | 0.088082 | 0.088923 | 0.088923 | 0.088923
SCG | MM Therms | Industrial | Ind - Metals (Primary) | HVAC | No | Ind HVAC - Equipment (Gas - Mid Cost) | 0.052733 | 0.05402 | 0.054672 | 0.055187 | 0.055834 | 0.056516 | 0.057117 | 0.057645 | 0.05824 | 0.058796 | 0.058796 | 0.058796
SCG | MM Therms | Industrial | Ind - Metals (Primary) | HVAC | No | Ind HVAC - O&M (Gas - High Cost) | 0.092069 | 0.094316 | 0.095453 | 0.096352 | 0.097482 | 0.098672 | 0.099723 | 0.10064 | 0.10168 | 0.10265 | 0.10265 | 0.10265
SCG | MM Therms | Industrial | Ind - Metals (Primary) | HVAC | No | Ind HVAC - O&M (Gas - Low Cost) | 0.15533 | 0.15912 | 0.16104 | 0.16256 | 0.16446 | 0.16647 | 0.16824 | 0.1698 | 0.17155 | 0.17319 | 0.17319 | 0.17319
SCG | MM Therms | Industrial | Ind - Metals (Primary) | HVAC | No | Ind HVAC - O&M (Gas - Mid Cost) | 0.31921 | 0.327 | 0.33095 | 0.33406 | 0.33798 | 0.34211 | 0.34575 | 0.34895 | 0.35255 | 0.35591 | 0.35591 | 0.35591
SCG | MM Therms | Industrial | Ind - Metals (Primary) | ProcHeat | No | Ind ProcHeat - Equipment (Gas - High Cost) | 0.30761 | 0.31512 | 0.31892 | 0.32192 | 0.3257 | 0.32968 | 0.33318 | 0.33627 | 0.33973 | 0.34298 | 0.34298 | 0.34298
SCG | MM Therms | Industrial | Ind - Metals (Primary) | ProcHeat | No | Ind ProcHeat - Equipment (Gas - Low Cost) | 0.39273 | 0.40231 | 0.40717 | 0.411 | 0.41582 | 0.4209 | 0.42538 | 0.42931 | 0.43374 | 0.43788 | 0.43788 | 0.43788
SCG | MM Therms | Industrial | Ind - Metals (Primary) | ProcHeat | No | Ind ProcHeat - Equipment (Gas - Mid Cost) | 0.76974 | 0.78853 | 0.79804 | 0.80555 | 0.815 | 0.82495 | 0.83374 | 0.84144 | 0.85013 | 0.85824 | 0.85824 | 0.85824
SCG | MM Therms | Industrial | Ind - Metals (Primary) | ProcHeat | No | Ind ProcHeat - O&M (Gas - High Cost) | 2.5083 | 2.5696 | 2.6005 | 2.625 | 2.6558 | 2.6882 | 2.7169 | 2.742 | 2.7703 | 2.7967 | 2.7967 | 2.7967
SCG | MM Therms | Industrial | Ind - Metals (Primary) | ProcHeat | No | Ind ProcHeat - O&M (Gas - Low Cost) | 10.2272 | 10.4768 | 10.6032 | 10.703 | 10.8286 | 10.9608 | 11.0775 | 11.1799 | 11.2952 | 11.403 | 11.403 | 11.403
SCG | MM Therms | Industrial | Ind - Metals (Primary) | ProcHeat | No | Ind ProcHeat - O&M (Gas - Mid Cost) | 4.6138 | 4.7264 | 4.7835 | 4.8285 | 4.8851 | 4.9448 | 4.9974 | 5.0436 | 5.0956 | 5.1443 | 5.1443 | 5.1443
SCG | MM Therms | Industrial | Ind - Metals (Primary) | SHW | No | Ind SHW - Equipment (High Cost) | 0.016879 | 0.017291 | 0.017499 | 0.017664 | 0.017871 | 0.018089 | 0.018282 | 0.018451 | 0.018641 | 0.018819 | 0.018819 | 0.018819
SCG | MM Therms | Industrial | Ind - Metals (Primary) | SHW | No | Ind SHW - Equipment (Low Cost) | 0.026686 | 0.027338 | 0.027667 | 0.027928 | 0.028255 | 0.0286 | 0.028905 | 0.029172 | 0.029473 | 0.029754 | 0.029754 | 0.029754
SCG | MM Therms | Industrial | Ind - Metals (Primary) | SHW | No | Ind SHW - Equipment (Mid Cost) | 0.0095696 | 0.0098031 | 0.0099214 | 0.010015 | 0.010132 | 0.010256 | 0.010365 | 0.010461 | 0.010569 | 0.01067 | 0.01067 | 0.01067
SCG | MM Therms | Industrial | Ind - Metals (Primary) | SHW | No | Ind SHW - O&M (High Cost) | 0.083422 | 0.085458 | 0.086489 | 0.087303 | 0.088327 | 0.089405 | 0.090357 | 0.091192 | 0.092133 | 0.093013 | 0.093013 | 0.093013
SCG | MM Therms | Industrial | Ind - Metals (Primary) | SHW | No | Ind SHW - O&M (Low Cost) | 0.18341 | 0.18789 | 0.19015 | 0.19194 | 0.19419 | 0.19657 | 0.19866 | 0.20049 | 0.20256 | 0.2045 | 0.2045 | 0.2045
SCG | MM Therms | Industrial | Ind - Metals (Primary) | SHW | No | Ind SHW - O&M (Mid Cost) | 0.44712 | 0.45803 | 0.46356 | 0.46792 | 0.47341 | 0.47919 | 0.48429 | 0.48877 | 0.49381 | 0.49853 | 0.49853 | 0.49853
SCG | MM Therms | Industrial | Ind - Paper | HVAC | No | Ind HVAC - Equipment (Gas - High Cost) | 0.022144 | 0.021931 | 0.021997 | 0.022174 | 0.022335 | 0.022482 | 0.022616 | 0.022678 | 0.022725 | 0.022724 | 0.022724 | 0.022724
SCG | MM Therms | Industrial | Ind - Paper | HVAC | No | Ind HVAC - Equipment (Gas - Mid Cost) | 0.036039 | 0.035693 | 0.0358 | 0.036089 | 0.036351 | 0.03659 | 0.036808 | 0.036908 | 0.036986 | 0.036984 | 0.036984 | 0.036984
SCG | MM Therms | Industrial | Ind - Paper | HVAC | No | Ind HVAC - O&M (Gas - High Cost) | 0.099723 | 0.098765 | 0.099061 | 0.099859 | 0.10059 | 0.10125 | 0.10185 | 0.10213 | 0.10234 | 0.10234 | 0.10234 | 0.10234
SCG | MM Therms | Industrial | Ind - Paper | HVAC | No | Ind HVAC - O&M (Gas - Low Cost) | 0.074898 | 0.074179 | 0.074402 | 0.075001 | 0.075547 | 0.076043 | 0.076496 | 0.076705 | 0.076866 | 0.076862 | 0.076862 | 0.076862
SCG | MM Therms | Industrial | Ind - Paper | HVAC | No | Ind HVAC - O&M (Gas - Mid Cost) | 0.053751 | 0.053235 | 0.053395 | 0.053825 | 0.054216 | 0.054573 | 0.054897 | 0.055048 | 0.055163 | 0.05516 | 0.05516 | 0.05516
SCG | MM Therms | Industrial | Ind - Paper | ProcHeat | No | Ind ProcHeat - Equipment (Gas - High Cost) | 0.16942 | 0.16779 | 0.1683 | 0.16965 | 0.17089 | 0.17201 | 0.17303 | 0.17351 | 0.17387 | 0.17386 | 0.17386 | 0.17386
SCG | MM Therms | Industrial | Ind - Paper | ProcHeat | No | Ind ProcHeat - Equipment (Gas - Low Cost) | 1.7038 | 1.6874 | 1.6925 | 1.7061 | 1.7185 | 1.7298 | 1.7401 | 1.7449 | 1.7485 | 1.7484 | 1.7484 | 1.7484
SCG | MM Therms | Industrial | Ind - Paper | ProcHeat | No | Ind ProcHeat - Equipment (Gas - Mid Cost) | 0.74754 | 0.74036 | 0.74258 | 0.74856 | 0.75401 | 0.75897 | 0.76348 | 0.76557 | 0.76718 | 0.76713 | 0.76713 | 0.76713
SCG | MM Therms | Industrial | Ind - Paper | ProcHeat | No | Ind ProcHeat - O&M (Gas - High Cost) | 0.25297 | 0.25054 | 0.25129 | 0.25332 | 0.25516 | 0.25684 | 0.25836 | 0.25907 | 0.25962 | 0.2596 | 0.2596 | 0.2596
SCG | MM Therms | Industrial | Ind - Paper | ProcHeat | No | Ind ProcHeat - O&M (Gas - Low Cost) | 0.030807 | 0.030511 | 0.030602 | 0.030849 | 0.031073 | 0.031278 | 0.031464 | 0.03155 | 0.031616 | 0.031614 | 0.031614 | 0.031614
SCG | MM Therms | Industrial | Ind - Paper | ProcHeat | No | Ind ProcHeat - O&M (Gas - Mid Cost) | 0.93957 | 0.93055 | 0.93334 | 0.94086 | 0.94771 | 0.95394 | 0.95961 | 0.96224 | 0.96426 | 0.9642 | 0.9642 | 0.9642
SCG | MM Therms | Industrial | Ind - Petroleum | ProcHeat | No | Ind ProcHeat - Equipment (Gas - High Cost) | 13.671 | 13.7252 | 13.7525 | 13.7849 | 13.8102 | 13.8252 | 13.8441 | 13.8375 | 13.8194 | 13.8081 | 13.8081 | 13.8081
SCG | MM Therms | Industrial | Ind - Petroleum | ProcHeat | No | Ind ProcHeat - Equipment (Gas - Mid Cost) | 20.5066 | 20.5878 | 20.6288 | 20.6774 | 20.7153 | 20.7378 | 20.7661 | 20.7563 | 20.7291 | 20.7122 | 20.7122 | 20.7122
SCG | MM Therms | Industrial | Ind - Petroleum | SHW | No | Ind SHW - Equipment (High Cost) | 0.97938 | 0.98326 | 0.98522 | 0.98754 | 0.98935 | 0.99043 | 0.99178 | 0.99131 | 0.99001 | 0.9892 | 0.9892 | 0.9892
SCG | MM Therms | Industrial | Ind - Petroleum | SHW | No | Ind SHW - Equipment (Low Cost) | 0.24542 | 0.24639 | 0.24688 | 0.24747 | 0.24792 | 0.24819 | 0.24853 | 0.24841 | 0.24809 | 0.24788 | 0.24788 | 0.24788
SCG | MM Therms | Industrial | Ind - Petroleum | SHW | No | Ind SHW - Equipment (Mid Cost) | 8.5781 | 8.6121 | 8.6292 | 8.6496 | 8.6654 | 8.6748 | 8.6867 | 8.6825 | 8.6712 | 8.6641 | 8.6641 | 8.6641
SCG | MM Therms | Industrial | Ind - Petroleum | SHW | No | Ind SHW - O&M (High Cost) | 4.0025 | 4.0184 | 4.0264 | 4.0358 | 4.0432 | 4.0476 | 4.0532 | 4.0512 | 4.046 | 4.0426 | 4.0426 | 4.0426
SCG | MM Therms | Industrial | Ind - Petroleum | SHW | No | Ind SHW - O&M (Low Cost) | 0.41818 | 0.41984 | 0.42067 | 0.42166 | 0.42244 | 0.4229 | 0.42347 | 0.42327 | 0.42272 | 0.42237 | 0.42237 | 0.42237
SCG | MM Therms | Industrial | Ind - Petroleum | SHW | No | Ind SHW - O&M (Mid Cost) | 0.20377 | 0.20458 | 0.20498 | 0.20547 | 0.20584 | 0.20607 | 0.20635 | 0.20625 | 0.20598 | 0.20581 | 0.20581 | 0.20581
SCG | MM Therms | Industrial | Ind - Plastics | HVAC | No | Ind HVAC - Equipment (Gas - High Cost) | 0.090364 | 0.096536 | 0.1015 | 0.10603 | 0.11077 | 0.11626 | 0.12248 | 0.12863 | 0.13496 | 0.14123 | 0.14123 | 0.14123
SCG | MM Therms | Industrial | Ind - Plastics | HVAC | No | Ind HVAC - Equipment (Gas - Low Cost) | 0.0030188 | 0.003225 | 0.0033909 | 0.0035422 | 0.0037004 | 0.0038841 | 0.0040917 | 0.0042972 | 0.0045088 | 0.0047181 | 0.0047181 | 0.0047181
SCG | MM Therms | Industrial | Ind - Plastics | HVAC | No | Ind HVAC - Equipment (Gas - Mid Cost) | 0.13909 | 0.14859 | 0.15623 | 0.1632 | 0.17049 | 0.17896 | 0.18852 | 0.19799 | 0.20774 | 0.21738 | 0.21738 | 0.21738
SCG | MM Therms | Industrial | Ind - Plastics | HVAC | No | Ind HVAC - O&M (Gas - High Cost) | 0.0088024 | 0.0094037 | 0.0098873 | 0.010328 | 0.01079 | 0.011325 | 0.011931 | 0.01253 | 0.013147 | 0.013757 | 0.013757 | 0.013757
SCG | MM Therms | Industrial | Ind - Plastics | HVAC | No | Ind HVAC - O&M (Gas - Low Cost) | 0.00062349 | 0.00066608 | 0.00070034 | 0.00073158 | 0.00076426 | 0.0008022 | 0.00084509 | 0.00088751 | 0.00093122 | 0.00097444 | 0.00097444 | 0.00097444
SCG | MM Therms | Industrial | Ind - Plastics | HVAC | No | Ind HVAC - O&M (Gas - Mid Cost) | 0.72397 | 0.77342 | 0.8132 | 0.84948 | 0.88742 | 0.93147 | 0.98127 | 1.0305 | 1.0813 | 1.1315 | 1.1315 | 1.1315
SCG | MM Therms | Industrial | Ind - Plastics | ProcHeat | No | Ind ProcHeat - Equipment (Gas - High Cost) | 0.12162 | 0.12993 | 0.13661 | 0.14271 | 0.14908 | 0.15648 | 0.16485 | 0.17313 | 0.18165 | 0.19008 | 0.19008 | 0.19008
SCG | MM Therms | Industrial | Ind - Plastics | ProcHeat | No | Ind ProcHeat - Equipment (Gas - Low Cost) | 0.12568 | 0.13426 | 0.14117 | 0.14747 | 0.15406 | 0.1617 | 0.17035 | 0.1789 | 0.18771 | 0.19642 | 0.19642 | 0.19642
SCG | MM Therms | Industrial | Ind - Plastics | ProcHeat | No | Ind ProcHeat - Equipment (Gas - Mid Cost) | 0.31671 | 0.33834 | 0.35575 | 0.37162 | 0.38822 | 0.40749 | 0.42927 | 0.45082 | 0.47303 | 0.49498 | 0.49498 | 0.49498
SCG | MM Therms | Industrial | Ind - Plastics | ProcHeat | No | Ind ProcHeat - O&M (Gas - High Cost) | 0.17841 | 0.1906 | 0.2004 | 0.20934 | 0.2187 | 0.22955 | 0.24182 | 0.25396 | 0.26647 | 0.27884 | 0.27884 | 0.27884
SCG | MM Therms | Industrial | Ind - Plastics | ProcHeat | No | Ind ProcHeat - O&M (Gas - Low Cost) | 0.057263 | 0.061174 | 0.06432 | 0.06719 | 0.070191 | 0.073675 | 0.077614 | 0.081511 | 0.085525 | 0.089495 | 0.089495 | 0.089495
SCG | MM Therms | Industrial | Ind - Plastics | ProcHeat | No | Ind ProcHeat - O&M (Gas - Mid Cost) | 0.19733 | 0.21081 | 0.22165 | 0.23154 | 0.24189 | 0.25389 | 0.26747 | 0.28089 | 0.29473 | 0.30841 | 0.30841 | 0.30841
SCG | MM Therms | Industrial | Ind - Plastics | SHW | No | Ind SHW - Equipment (High Cost) | 0.14919 | 0.15938 | 0.16758 | 0.17505 | 0.18287 | 0.19195 | 0.20221 | 0.21236 | 0.22282 | 0.23316 | 0.23316 | 0.23316
SCG | MM Therms | Industrial | Ind - Plastics | SHW | No | Ind SHW - Equipment (Low Cost) | 0.11953 | 0.1277 | 0.13426 | 0.14025 | 0.14652 | 0.15379 | 0.16202 | 0.17015 | 0.17853 | 0.18681 | 0.18681 | 0.18681
SCG | MM Therms | Industrial | Ind - Plastics | SHW | No | Ind SHW - Equipment (Mid Cost) | 0.17006 | 0.18167 | 0.19101 | 0.19954 | 0.20845 | 0.2188 | 0.2305 | 0.24207 | 0.25399 | 0.26578 | 0.26578 | 0.26578
SCG | MM Therms | Industrial | Ind - Plastics | SHW | No | Ind SHW - O&M (High Cost) | 0.15155 | 0.1619 | 0.17022 | 0.17782 | 0.18576 | 0.19498 | 0.20541 | 0.21572 | 0.22634 | 0.23685 | 0.23685 | 0.23685
SCG | MM Therms | Industrial | Ind - Plastics | SHW | No | Ind SHW - O&M (Low Cost) | 0.2374 | 0.25361 | 0.26666 | 0.27855 | 0.291 | 0.30544 | 0.32177 | 0.33792 | 0.35457 | 0.37103 | 0.37103 | 0.37103
SCG | MM Therms | Industrial | Ind - Plastics | SHW | No | Ind SHW - O&M (Mid Cost) | 0.24957 | 0.26662 | 0.28033 | 0.29284 | 0.30592 | 0.3211 | 0.33827 | 0.35525 | 0.37275 | 0.39005 | 0.39005 | 0.39005
SCG | MM Therms | Industrial | Ind - Printing & Publishing | HVAC | No | Ind HVAC - Equipment (Gas - High Cost) | 0.055381 | 0.056114 | 0.056783 | 0.057524 | 0.058291 | 0.059002 | 0.059717 | 0.060335 | 0.060933 | 0.061507 | 0.061507 | 0.061507
SCG | MM Therms | Industrial | Ind - Printing & Publishing | HVAC | No | Ind HVAC - Equipment (Gas - Low Cost) | 0.0043025 | 0.0043594 | 0.0044114 | 0.004469 | 0.0045286 | 0.0045839 | 0.0046394 | 0.0046874 | 0.0047338 | 0.0047784 | 0.0047784 | 0.0047784
SCG | MM Therms | Industrial | Ind - Printing & Publishing | HVAC | No | Ind HVAC - Equipment (Gas - Mid Cost) | 0.035679 | 0.036151 | 0.036583 | 0.03706 | 0.037554 | 0.038012 | 0.038473 | 0.038871 | 0.039256 | 0.039626 | 0.039626 | 0.039626
SCG | MM Therms | Industrial | Ind - Printing & Publishing | ProcHeat | No | Ind ProcHeat - Equipment (Gas - High Cost) | 0.042978 | 0.043546 | 0.044066 | 0.044641 | 0.045236 | 0.045788 | 0.046343 | 0.046823 | 0.047286 | 0.047732 | 0.047732 | 0.047732
SCG | MM Therms | Industrial | Ind - Printing & Publishing | ProcHeat | No | Ind ProcHeat - Equipment (Gas - Mid Cost) | 0.16666 | 0.16887 | 0.17088 | 0.17311 | 0.17542 | 0.17756 | 0.17971 | 0.18157 | 0.18337 | 0.1851 | 0.1851 | 0.1851
SCG | MM Therms | Industrial | Ind - Printing & Publishing | ProcHeat | No | Ind ProcHeat - O&M (Gas - High Cost) | 0.28526 | 0.28903 | 0.29248 | 0.29629 | 0.30024 | 0.30391 | 0.30759 | 0.31077 | 0.31385 | 0.31681 | 0.31681 | 0.31681
SCG | MM Therms | Industrial | Ind - Printing & Publishing | ProcHeat | No | Ind ProcHeat - O&M (Gas - Low Cost) | 0.2234 | 0.22636 | 0.22906 | 0.23205 | 0.23514 | 0.23801 | 0.24089 | 0.24339 | 0.2458 | 0.24811 | 0.24811 | 0.24811
SCG | MM Therms | Industrial | Ind - Printing & Publishing | ProcHeat | No | Ind ProcHeat - O&M (Gas - Mid Cost) | 0.16312 | 0.16528 | 0.16725 | 0.16943 | 0.17169 | 0.17379 | 0.17589 | 0.17771 | 0.17947 | 0.18116 | 0.18116 | 0.18116
SCG | MM Therms | Industrial | Ind - Stone, Glass & Clay | HVAC | No | Ind HVAC - Equipment (Gas - High Cost) | 0.0061149 | 0.0061955 | 0.006315 | 0.0064659 | 0.0066289 | 0.0067804 | 0.0069218 | 0.0070487 | 0.0071788 | 0.0073035 | 0.0073035 | 0.0073035
SCG | MM Therms | Industrial | Ind - Stone, Glass & Clay | HVAC | No | Ind HVAC - Equipment (Gas - Mid Cost) | 0.028154 | 0.028525 | 0.029075 | 0.02977 | 0.03052 | 0.031218 | 0.031869 | 0.032453 | 0.033052 | 0.033627 | 0.033627 | 0.033627
SCG | MM Therms | Industrial | Ind - Stone, Glass & Clay | ProcHeat | No | Ind ProcHeat - Equipment (Gas - High Cost) | 0.39308 | 0.39826 | 0.40595 | 0.41564 | 0.42612 | 0.43586 | 0.44495 | 0.4531 | 0.46147 | 0.46949 | 0.46949 | 0.46949
SCG | MM Therms | Industrial | Ind - Stone, Glass & Clay | ProcHeat | No | Ind ProcHeat - Equipment (Gas - Low Cost) | 0.0098174 | 0.0099468 | 0.010139 | 0.010381 | 0.010643 | 0.010886 | 0.011113 | 0.011317 | 0.011526 | 0.011726 | 0.011726 | 0.011726
SCG | MM Therms | Industrial | Ind - Stone, Glass & Clay | ProcHeat | No | Ind ProcHeat - Equipment (Gas - Mid Cost) | 0.11071 | 0.11217 | 0.11434 | 0.11707 | 0.12002 | 0.12276 | 0.12532 | 0.12762 | 0.12998 | 0.13224 | 0.13224 | 0.13224
SCG | MM Therms | Industrial | Ind - Stone, Glass & Clay | ProcHeat | No | Ind ProcHeat - O&M (Gas - High Cost) | 0.98309 | 0.99605 | 1.0153 | 1.0395 | 1.0657 | 1.0901 | 1.1128 | 1.1332 | 1.1541 | 1.1742 | 1.1742 | 1.1742
SCG | MM Therms | Industrial | Ind - Stone, Glass & Clay | ProcHeat | No | Ind ProcHeat - O&M (Gas - Low Cost) | 0.82402 | 0.83488 | 0.85099 | 0.87131 | 0.89328 | 0.9137 | 0.93275 | 0.94985 | 0.96739 | 0.9842 | 0.9842 | 0.9842
SCG | MM Therms | Industrial | Ind - Stone, Glass & Clay | ProcHeat | No | Ind ProcHeat - O&M (Gas - Mid Cost) | 3.4721 | 3.5179 | 3.5858 | 3.6714 | 3.764 | 3.85 | 3.9303 | 4.0023 | 4.0762 | 4.1471 | 4.1471 | 4.1471
SCG | MM Therms | Industrial | Ind - Textiles | ProcHeat | No | Ind ProcHeat - Equipment (Gas - High Cost) | 0.78989 | 0.78094 | 0.77885 | 0.77992 | 0.78143 | 0.78349 | 0.78468 | 0.78329 | 0.78159 | 0.77768 | 0.77768 | 0.77768
SCG | MM Therms | Industrial | Ind - Textiles | ProcHeat | No | Ind ProcHeat - Equipment (Gas - Mid Cost) | 1.7011 | 1.6818 | 1.6773 | 1.6796 | 1.6829 | 1.6873 | 1.6899 | 1.6869 | 1.6832 | 1.6748 | 1.6748 | 1.6748
SCG | MM Therms | Industrial | Ind - Textiles | ProcHeat | No | Ind ProcHeat - O&M (Gas - High Cost) | 0.7994 | 0.79034 | 0.78822 | 0.78931 | 0.79084 | 0.79292 | 0.79413 | 0.79272 | 0.791 | 0.78704 | 0.78704 | 0.78704
SCG | MM Therms | Industrial | Ind - Textiles | ProcHeat | No | Ind ProcHeat - O&M (Gas - Low Cost) | 1.4994 | 1.4824 | 1.4784 | 1.4805 | 1.4833 | 1.4872 | 1.4895 | 1.4869 | 1.4836 | 1.4762 | 1.4762 | 1.4762
SCG | MM Therms | Industrial | Ind - Textiles | ProcHeat | No | Ind ProcHeat - O&M (Gas - Mid Cost) | 1.7155 | 1.6961 | 1.6915 | 1.6939 | 1.6971 | 1.7016 | 1.7042 | 1.7012 | 1.6975 | 1.689 | 1.689 | 1.689
SCG | MM Therms | Industrial | Ind - Textiles | SHW | No | Ind SHW - Equipment (High Cost) | 0.12194 | 0.12056 | 0.12024 | 0.1204 | 0.12063 | 0.12095 | 0.12114 | 0.12092 | 0.12066 | 0.12006 | 0.12006 | 0.12006
SCG | MM Therms | Industrial | Ind - Textiles | SHW | No | Ind SHW - Equipment (Mid Cost) | 0.14425 | 0.14261 | 0.14223 | 0.14243 | 0.1427 | 0.14308 | 0.1433 | 0.14304 | 0.14273 | 0.14202 | 0.14202 | 0.14202
SCG | MM Therms | Industrial | Ind - Textiles | SHW | No | Ind SHW - O&M (High Cost) | 0.47466 | 0.46928 | 0.46802 | 0.46867 | 0.46958 | 0.47081 | 0.47153 | 0.47069 | 0.46967 | 0.46732 | 0.46732 | 0.46732
SCG | MM Therms | Industrial | Ind - Textiles | SHW | No | Ind SHW - O&M (Low Cost) | 1.5908 | 1.5728 | 1.5686 | 1.5708 | 1.5738 | 1.578 | 1.5803 | 1.5775 | 1.5741 | 1.5662 | 1.5662 | 1.5662
SCG | MM Therms | Industrial | Ind - Textiles | SHW | No | Ind SHW - O&M (Mid Cost) | 0.73989 | 0.73151 | 0.72955 | 0.73055 | 0.73197 | 0.7339 | 0.73501 | 0.73371 | 0.73212 | 0.72846 | 0.72846 | 0.72846
SCG | MM Therms | Industrial | Ind - Transportation Equipment | HVAC | No | Ind HVAC - Equipment (Gas - High Cost) | 0.23316 | 0.2395 | 0.24489 | 0.24886 | 0.25127 | 0.25249 | 0.25326 | 0.25309 | 0.2526 | 0.25173 | 0.25173 | 0.25173
SCG | MM Therms | Industrial | Ind - Transportation Equipment | HVAC | No | Ind HVAC - Equipment (Gas - Low Cost) | 0.013227 | 0.013587 | 0.013893 | 0.014118 | 0.014255 | 0.014323 | 0.014367 | 0.014358 | 0.01433 | 0.014281 | 0.014281 | 0.014281
SCG | MM Therms | Industrial | Ind - Transportation Equipment | HVAC | No | Ind HVAC - Equipment (Gas - Mid Cost) | 0.21961 | 0.22559 | 0.23066 | 0.2344 | 0.23667 | 0.23781 | 0.23854 | 0.23839 | 0.23792 | 0.2371 | 0.2371 | 0.2371
SCG | MM Therms | Industrial | Ind - Transportation Equipment | HVAC | No | Ind HVAC - O&M (Gas - High Cost) | 0.069725 | 0.071622 | 0.073233 | 0.074421 | 0.075141 | 0.075504 | 0.075735 | 0.075686 | 0.075539 | 0.075279 | 0.075279 | 0.075279
SCG | MM Therms | Industrial | Ind - Transportation Equipment | HVAC | No | Ind HVAC - O&M (Gas - Low Cost) | 0.08575 | 0.088083 | 0.090064 | 0.091525 | 0.092411 | 0.092857 | 0.093141 | 0.093081 | 0.0929 | 0.09258 | 0.09258 | 0.09258
SCG | MM Therms | Industrial | Ind - Transportation Equipment | HVAC | No | Ind HVAC - O&M (Gas - Mid Cost) | 0.24053 | 0.24707 | 0.25263 | 0.25673 | 0.25921 | 0.26046 | 0.26126 | 0.26109 | 0.26058 | 0.25969 | 0.25969 | 0.25969
SCG | MM Therms | Industrial | Ind - Transportation Equipment | ProcHeat | No | Ind ProcHeat - Equipment (Gas - High Cost) | 0.29112 | 0.29904 | 0.30577 | 0.31073 | 0.31374 | 0.31525 | 0.31622 | 0.31601 | 0.3154 | 0.31431 | 0.31431 | 0.31431
SCG | MM Therms | Industrial | Ind - Transportation Equipment | ProcHeat | No | Ind ProcHeat - Equipment (Gas - Low Cost) | 0.03333 | 0.034236 | 0.035006 | 0.035575 | 0.035919 | 0.036092 | 0.036202 | 0.036179 | 0.036109 | 0.035984 | 0.035984 | 0.035984
SCG | MM Therms | Industrial | Ind - Transportation Equipment | ProcHeat | No | Ind ProcHeat - Equipment (Gas - Mid Cost) | 0.96981 | 0.99619 | 1.0186 | 1.0351 | 1.0451 | 1.0502 | 1.0534 | 1.0527 | 1.0507 | 1.0471 | 1.0471 | 1.0471
SCG | MM Therms | Industrial | Ind - Transportation Equipment | ProcHeat | No | Ind ProcHeat - O&M (Gas - High Cost) | 0.63139 | 0.64856 | 0.66315 | 0.67391 | 0.68043 | 0.68372 | 0.68581 | 0.68537 | 0.68404 | 0.68168 | 0.68168 | 0.68168
SCG | MM Therms | Industrial | Ind - Transportation Equipment | ProcHeat | No | Ind ProcHeat - O&M (Gas - Low Cost) | 0.080571 | 0.082763 | 0.084624 | 0.085998 | 0.086829 | 0.087249 | 0.087515 | 0.087459 | 0.087289 | 0.086988 | 0.086988 | 0.086988
SCG | MM Therms | Industrial | Ind - Transportation Equipment | ProcHeat | No | Ind ProcHeat - O&M (Gas - Mid Cost) | 1.2913 | 1.3265 | 1.3563 | 1.3783 | 1.3916 | 1.3984 | 1.4026 | 1.4017 | 1.399 | 1.3942 | 1.3942 | 1.3942
SCG | MM Therms | Industrial | Ind - Transportation Equipment | SHW | No | Ind SHW - Equipment (High Cost) | 0.29277 | 0.30074 | 0.3075 | 0.31249 | 0.31552 | 0.31704 | 0.31801 | 0.3178 | 0.31719 | 0.31609 | 0.31609 | 0.31609
SCG | MM Therms | Industrial | Ind - Transportation Equipment | SHW | No | Ind SHW - Equipment (Low Cost) | 0.26279 | 0.26994 | 0.27601 | 0.28049 | 0.28321 | 0.28457 | 0.28544 | 0.28526 | 0.28471 | 0.28373 | 0.28373 | 0.28373
SCG | MM Therms | Industrial | Ind - Transportation Equipment | SHW | No | Ind SHW - Equipment (Mid Cost) | 0.022692 | 0.023309 | 0.023833 | 0.02422 | 0.024454 | 0.024572 | 0.024648 | 0.024632 | 0.024584 | 0.024499 | 0.024499 | 0.024499
SCG | MM Therms | Industrial | Ind - Transportation Equipment | SHW | No | Ind SHW - O&M (High Cost) | 0.020346 | 0.020899 | 0.021369 | 0.021716 | 0.021926 | 0.022032 | 0.0221 | 0.022085 | 0.022042 | 0.021966 | 0.021966 | 0.021966
SCG | MM Therms | Industrial | Ind - Transportation Equipment | SHW | No | Ind SHW - O&M (Mid Cost) | 0.31765 | 0.32629 | 0.33363 | 0.33905 | 0.34233 | 0.34398 | 0.34503 | 0.34481 | 0.34414 | 0.34295 | 0.34295 | 0.34295
SCG | MM Therms | Agricultural | Agr - Concentrated Animal Feeding Operation | SHW | No | Ag SHWC - Equipment (Low Cost) | 0.31058 | 0.31058 | 0.31058 | 0.31058 | 0 | 0 | 0 | 0 | 0 | 0 | 0.31562 | 0.32074
SCG | MM Therms | Agricultural | Agr - Concentrated Animal Feeding Operation | SHW | No | Ag SHWC - Equipment (Mid Cost) | 0.65138 | 0.65138 | 0.65138 | 0.65138 | 0 | 0 | 0 | 0 | 0 | 0 | 0 | 0.67268
SCG | MM Therms | Agricultural | Agr - Concentrated Animal Feeding Operation | SHW | No | Ag SHWC - O&M (High Cost) | 0.73159 | 0.73159 | 0.73159 | 0.73159 | 0.73159 | 0.73159 | 0.73159 | 0.73159 | 0.73159 | 0.73159 | 0.74345 | 0.75551
SCG | MM Therms | Agricultural | Agr - Concentrated Animal Feeding Operation | SHW | No | Ag SHWC - O&M (Low Cost) | 3.3574 | 3.3574 | 3.3574 | 3.3574 | 3.3574 | 3.3574 | 3.3574 | 3.3574 | 3.3574 | 3.3574 | 3.4119 | 3.4672
SCG | MM Therms | Agricultural | Agr - Concentrated Animal Feeding Operation | SHW | No | Ag SHWC - O&M (Mid Cost) | 1.9818 | 1.9818 | 1.9818 | 1.9818 | 1.9818 | 1.9818 | 1.9818 | 1.9818 | 1.9818 | 1.9818 | 2.0139 | 2.0466
SCG | MM Therms | Agricultural | Agr - Greenhouse | HVAC | No | Ag HVAC - Equipment (High Cost) | 9.3794e-06 | 9.3794e-06 | 9.3794e-06 | 9.3794e-06 | 9.3794e-06 | 9.3794e-06 | 9.3794e-06 | 9.3794e-06 | 9.3794e-06 | 9.3794e-06 | 9.5315e-06 | 9.6861e-06
SCG | MM Therms | Agricultural | Agr - Greenhouse | HVAC | No | Ag HVAC - Equipment (Mid Cost) | 0.74891 | 0.74891 | 0.74891 | 0.74891 | 0.74891 | 0.74891 | 0.74891 | 0.74891 | 0.74891 | 0.74891 | 0.76105 | 0.7734
SCG | MM Therms | Agricultural | Agr - Post-Harvest Processing | ProcHeat | No | Ag Process Dry - Equipment (High Cost) | 0.68588 | 0.68588 | 0.68588 | 0.68588 | 0.68588 | 0.68588 | 0.68588 | 0.68588 | 0.68588 | 0.68588 | 0.697 | 0.70831
SCG | MM Therms | Agricultural | Agr - Post-Harvest Processing | ProcHeat | No | Ag Process Dry - Equipment (Low Cost) | 0.32438 | 0.32438 | 0.32438 | 0.32438 | 0.32438 | 0.32438 | 0.32438 | 0.32438 | 0.32438 | 0.32438 | 0.32964 | 0.33498
SCG | MM Therms | Agricultural | Agr - Post-Harvest Processing | ProcHeat | No | Ag Process Dry - Equipment (Mid Cost) | 1.7075 | 1.7075 | 1.7075 | 1.7075 | 1.7075 | 1.7075 | 1.7075 | 1.7075 | 1.7075 | 1.7075 | 1.7351 | 1.7633
SCG | MM Therms | Agricultural | Agr - Post-Harvest Processing | ProcHeat | No | Ag Process Dry - O&M (High Cost) | 1.6899 | 1.6899 | 1.6899 | 1.6899 | 1.6899 | 1.6899 | 1.6899 | 1.6899 | 1.6899 | 1.6899 | 1.7173 | 1.7451
SCG | MM Therms | Agricultural | Agr - Post-Harvest Processing | ProcHeat | No | Ag Process Dry - O&M (Low Cost) | 0.81792 | 0.81792 | 0.81792 | 0.81792 | 0.81792 | 0.81792 | 0.81792 | 0.81792 | 0.81792 | 0.81792 | 0.83118 | 0.84466
SCG | MM Therms | Agricultural | Agr - Post-Harvest Processing | ProcHeat | No | Ag Process Dry - O&M (Mid Cost) | 1.2999 | 1.2999 | 1.2999 | 1.2999 | 1.2999 | 1.2999 | 1.2999 | 1.2999 | 1.2999 | 1.2999 | 1.321 | 1.3424
SCG | MM Therms | Agricultural | Agr - Wineries and Vineyards | HVAC | No | Ag HVAC - Equipment (High Cost) | 0.00073967 | 0.00073967 | 0.00073967 | 0.00073967 | 0.00073967 | 0.00073967 | 0.00073967 | 0.00073967 | 0.00073967 | 0.00073967 | 0.00075167 | 0.00076386
SCG | MM Therms | Agricultural | Agr - Wineries and Vineyards | HVAC | No | Ag HVAC - Equipment (Mid Cost) | 1.2775 | 1.2775 | 1.2775 | 1.2775 | 1.2775 | 1.2775 | 1.2775 | 1.2775 | 1.2775 | 1.2775 | 1.2982 | 1.3193
SCG | MM Therms | Agricultural | Agr - Wineries and Vineyards | SHW | No | Ag SHWC - Equipment (High Cost) | 0.0030262 | 0.0030262 | 0.0030262 | 0.0030262 | 0 | 0 | 0 | 0 | 0 | 0 | 0 | 0.0031252
SCG | MM Therms | Mining | Mining - Oil & Gas Extraction (Steam Enhancement) | OilGasExtract | No | Oil - Steam Boiler | 31.2355 | 31.2355 | 31.2355 | 31.2355 | 31.2355 | 31.2355 | 31.2355 | 31.2355 | 31.2355 | 31.2355 | 31.2355 | 31.2355
SCG | MM Therms | Mining | Mining - Oil & Gas Extraction (Steam Enhancement) | OilGasExtract | No | Oil - Steam Boiler Controls and Improvements | 50.8024 | 50.8024 | 50.8024 | 50.8024 | 50.8024 | 50.8024 | 50.8024 | 50.8024 | 50.8024 | 50.8024 | 50.8024 | 50.8024
SDG&E | GWh | Industrial | Ind - Chemicals | HVAC | No | Ind HVAC - Equipment (Electric - High Cost) | 0.030261 | 0.030684 | 0.030965 | 0.03104 | 0.031124 | 0.031147 | 0.031192 | 0.031225 | 0.031247 | 0.031257 | 0.031252 | 0.031252
SDG&E | GWh | Industrial | Ind - Chemicals | HVAC | No | Ind HVAC - Equipment (Electric - Low Cost) | 0.04341 | 0.044016 | 0.044419 | 0.044527 | 0.044647 | 0.044681 | 0.044745 | 0.044793 | 0.044825 | 0.044839 | 0.044831 | 0.044832
SDG&E | GWh | Industrial | Ind - Chemicals | HVAC | No | Ind HVAC - Equipment (Electric - Mid Cost) | 0.016471 | 0.016702 | 0.016854 | 0.016895 | 0.016941 | 0.016954 | 0.016978 | 0.016996 | 0.017008 | 0.017014 | 0.017011 | 0.017011
SDG&E | GWh | Industrial | Ind - Chemicals | HVAC | No | Ind HVAC - O&M (Electric - High Cost) | 0 | 0 | 0.035908 | 0.035995 | 0.036092 | 0.03612 | 0.036171 | 0.03621 | 0.036236 | 0.036247 | 0.036241 | 0.036241
SDG&E | GWh | Industrial | Ind - Chemicals | HVAC | No | Ind HVAC - O&M (Electric - Low Cost) | 0.86048 | 0.8725 | 0.88049 | 0.88262 | 0.885 | 0.88568 | 0.88693 | 0.8879 | 0.88852 | 0.8888 | 0.88864 | 0.88866
SDG&E | GWh | Industrial | Ind - Chemicals | HVAC | No | Ind HVAC - O&M (Electric - Mid Cost) | 0.14647 | 0.14852 | 0.14987 | 0.15024 | 0.15064 | 0.15076 | 0.15097 | 0.15114 | 0.15124 | 0.15129 | 0.15126 | 0.15127
SDG&E | GWh | Industrial | Ind - Chemicals | HVAC | No | Ind HVAC - O&M (Gas - High Cost) | 0.003431 | 0.0036774 | 0.0038933 | 0.0040938 | 0.0042953 | 0.0045171 | 0.0047543 | 0.0049913 | 0.005229 | 0.0054656 | 0.0054656 | 0.0054656
SDG&E | GWh | Industrial | Ind - Chemicals | HVAC | No | Ind HVAC - O&M (Gas - Low Cost) | 0.014223 | 0.015245 | 0.01614 | 0.016971 | 0.017807 | 0.018726 | 0.019709 | 0.020692 | 0.021677 | 0.022658 | 0.022658 | 0.022658
SDG&E | GWh | Industrial | Ind - Chemicals | HVAC | No | Ind HVAC - O&M (Gas - Mid Cost) | 0.0042554 | 0.0045611 | 0.0048288 | 0.0050774 | 0.0053274 | 0.0056025 | 0.0058967 | 0.0061906 | 0.0064854 | 0.0067789 | 0.0067789 | 0.0067789
SDG&E | GWh | Industrial | Ind - Chemicals | Lighting | No | Ind Lighting - Equipment (High Cost) | 0.13392 | 0.13579 | 0.13703 | 0.13737 | 0.13774 | 0.13784 | 0.13804 | 0.13819 | 0.13828 | 0.13833 | 0.1383 | 0.1383
SDG&E | GWh | Industrial | Ind - Chemicals | Lighting | No | Ind Lighting - Equipment (Low Cost) | 0.24331 | 0.24671 | 0.24897 | 0.24957 | 0.25024 | 0.25043 | 0.25079 | 0.25106 | 0.25124 | 0.25132 | 0.25127 | 0.25128
SDG&E | GWh | Industrial | Ind - Chemicals | Lighting | No | Ind Lighting - Equipment (Mid Cost) | 0.63633 | 0.64523 | 0.65113 | 0.65271 | 0.65447 | 0.65497 | 0.6559 | 0.65661 | 0.65707 | 0.65728 | 0.65716 | 0.65717
SDG&E | GWh | Industrial | Ind - Chemicals | Lighting | No | Ind Lighting - O&M (High Cost) | 0 | 0 | 0 | 0 | 0 | 0 | 0 | 0 | 0 | 0.0066355 | 0.0066344 | 0.0066345
SDG&E | GWh | Industrial | Ind - Chemicals | Lighting | No | Ind Lighting - O&M (Low Cost) | 0.051068 | 0.051782 | 0.052255 | 0.052382 | 0.052523 | 0.052564 | 0.052638 | 0.052695 | 0.052732 | 0.052749 | 0.05274 | 0.05274
SDG&E | GWh | Industrial | Ind - Chemicals | Lighting | No | Ind Lighting - O&M (Mid Cost) | 0 | 0 | 0 | 0.10983 | 0.11012 | 0.11021 | 0.11036 | 0.11048 | 0.11056 | 0.1106 | 0.11058 | 0.11058
SDG&E | GWh | Industrial | Ind - Chemicals | ProcHeat | No | Ind ProcHeat - Equipment (Electric - High Cost) | 0.060136 | 0.060977 | 0.061535 | 0.061684 | 0.06185 | 0.061898 | 0.061985 | 0.062053 | 0.062096 | 0.062116 | 0.062105 | 0.062106
SDG&E | GWh | Industrial | Ind - Chemicals | ProcHeat | No | Ind ProcHeat - Equipment (Electric - Low Cost) | 0.10854 | 0.11006 | 0.11107 | 0.11134 | 0.11164 | 0.11172 | 0.11188 | 0.112 | 0.11208 | 0.11212 | 0.1121 | 0.1121
SDG&E | GWh | Industrial | Ind - Chemicals | ProcHeat | No | Ind ProcHeat - Equipment (Electric - Mid Cost) | 0.0071769 | 0.0072772 | 0.0073438 | 0.0073616 | 0.0073814 | 0.0073871 | 0.0073976 | 0.0074056 | 0.0074108 | 0.0074131 | 0.0074118 | 0.0074119
SDG&E | GWh | Industrial | Ind - Chemicals | ProcHeat | No | Ind ProcHeat - O&M (Gas - Mid Cost) | 0.00015702 | 0.00016829 | 0.00017817 | 0.00018735 | 0.00019657 | 0.00020672 | 0.00021758 | 0.00022842 | 0.0002393 | 0.00025013 | 0.00025013 | 0.00025013
SDG&E | GWh | Industrial | Ind - Chemicals | ProcRefrig | No | Ind ProcRefrig - O&M (Low Cost) | 0.018204 | 0.018459 | 0.018628 | 0.018673 | 0.018723 | 0.018738 | 0.018764 | 0.018784 | 0.018798 | 0.018804 | 0.0188 | 0.018801
SDG&E | GWh | Industrial | Ind - Chemicals | ProcRefrig | No | Ind ProcRefrig - O&M (Mid Cost) | 0 | 0 | 0 | 0 | 0.2307 | 0.23087 | 0.2312 | 0.23145 | 0.23161 | 0.23169 | 0.23165 | 0.23165
SDG&E | GWh | Industrial | Ind - Chemicals | MachDr | No | Ind MachDr - Equipment (High Cost) | 0.3215 | 0.32599 | 0.32897 | 0.32977 | 0.33066 | 0.33091 | 0.33138 | 0.33174 | 0.33197 | 0.33208 | 0.33202 | 0.33202
SDG&E | GWh | Industrial | Ind - Chemicals | MachDr | No | Ind MachDr - Equipment (Low Cost) | 1.7239 | 1.748 | 1.764 | 1.7683 | 1.773 | 1.7744 | 1.7769 | 1.7788 | 1.7801 | 1.7806 | 1.7803 | 1.7804
SDG&E | GWh | Industrial | Ind - Chemicals | MachDr | No | Ind MachDr - Equipment (Mid Cost) | 1.7121 | 1.736 | 1.7519 | 1.7562 | 1.7609 | 1.7623 | 1.7648 | 1.7667 | 1.7679 | 1.7685 | 1.7682 | 1.7682
SDG&E | GWh | Industrial | Ind - Chemicals | MachDr | No | Ind MachDr - O&M (Low Cost) | 4.7258 | 4.7919 | 4.8357 | 4.8474 | 4.8605 | 4.8642 | 4.8711 | 4.8764 | 4.8798 | 4.8814 | 4.8805 | 4.8806
SDG&E | GWh | Industrial | Ind - Chemicals | MachDr | No | Ind MachDr - O&M (Mid Cost) | 0 | 0 | 0 | 0 | 0 | 0 | 0.398 | 0.39843 | 0.39871 | 0.39883 | 0.39876 | 0.39877
SDG&E | GWh | Industrial | Ind - Electronics | HVAC | No | Ind HVAC - Equipment (Electric - High Cost) | 0.74078 | 0.75112 | 0.758 | 0.75984 | 0.76189 | 0.76247 | 0.76355 | 0.76438 | 0.76492 | 0.76515 | 0.76502 | 0.76503
SDG&E | GWh | Industrial | Ind - Electronics | HVAC | No | Ind HVAC - Equipment (Electric - Low Cost) | 2.1714 | 2.2017 | 2.2218 | 2.2272 | 2.2332 | 2.235 | 2.2381 | 2.2405 | 2.2421 | 2.2428 | 2.2424 | 2.2425
SDG&E | GWh | Industrial | Ind - Electronics | HVAC | No | Ind HVAC - Equipment (Electric - Mid Cost) | 0.69303 | 0.70271 | 0.70914 | 0.71086 | 0.71278 | 0.71333 | 0.71434 | 0.71511 | 0.71561 | 0.71584 | 0.71571 | 0.71573
SDG&E | GWh | Industrial | Ind - Electronics | HVAC | No | Ind HVAC - O&M (Electric - High Cost) | 0 | 0 | 0.085314 | 0.085521 | 0.085751 | 0.085817 | 0.085939 | 0.086032 | 0.086092 | 0.086119 | 0.086104 | 0.086106
SDG&E | GWh | Industrial | Ind - Electronics | HVAC | No | Ind HVAC - O&M (Electric - Low Cost) | 7.3384 | 7.4409 | 7.509 | 7.5273 | 7.5476 | 7.5533 | 7.564 | 7.5722 | 7.5776 | 7.5799 | 7.5786 | 7.5787
SDG&E | GWh | Industrial | Ind - Electronics | HVAC | No | Ind HVAC - O&M (Electric - Mid Cost) | 0.73764 | 0.74795 | 0.75479 | 0.75662 | 0.75866 | 0.75924 | 0.76032 | 0.76114 | 0.76168 | 0.76192 | 0.76178 | 0.7618
SDG&E | GWh | Industrial | Ind - Electronics | HVAC | No | Ind HVAC - O&M (Gas - High Cost) | 0.015882 | 0.016346 | 0.016736 | 0.017096 | 0.01744 | 0.017755 | 0.018065 | 0.018357 | 0.018628 | 0.01889 | 0.01889 | 0.01889
SDG&E | GWh | Industrial | Ind - Electronics | HVAC | No | Ind HVAC - O&M (Gas - Low Cost) | 0.00040109 | 0.00041281 | 0.00042264 | 0.00043173 | 0.00044042 | 0.00044839 | 0.00045623 | 0.00046359 | 0.00047044 | 0.00047705 | 0.00047705 | 0.00047705
SDG&E | GWh | Industrial | Ind - Electronics | HVAC | No | Ind HVAC - O&M (Gas - Mid Cost) | 0.021455 | 0.022082 | 0.022607 | 0.023094 | 0.023558 | 0.023984 | 0.024404 | 0.024797 | 0.025164 | 0.025518 | 0.025518 | 0.025518
SDG&E | GWh | Industrial | Ind - Electronics | Lighting | No | Ind Lighting - Equipment (High Cost) | 0.87077 | 0.88294 | 0.89102 | 0.89318 | 0.89559 | 0.89627 | 0.89754 | 0.89852 | 0.89915 | 0.89943 | 0.89927 | 0.89929
SDG&E | GWh | Industrial | Ind - Electronics | Lighting | No | Ind Lighting - Equipment (Low Cost) | 1.0502 | 1.0648 | 1.0746 | 1.0772 | 1.0801 | 1.0809 | 1.0825 | 1.0836 | 1.0844 | 1.0847 | 1.0845 | 1.0846
SDG&E | GWh | Industrial | Ind - Electronics | Lighting | No | Ind Lighting - Equipment (Mid Cost) | 5.2385 | 5.3117 | 5.3603 | 5.3733 | 5.3878 | 5.3919 | 5.3995 | 5.4054 | 5.4092 | 5.4109 | 5.4099 | 5.41
SDG&E | GWh | Industrial | Ind - Electronics | Lighting | No | Ind Lighting - O&M (High Cost) | 0 | 0 | 0 | 0 | 0 | 0 | 0 | 0 | 0 | 0 | 0 | 0.077107
SDG&E | GWh | Industrial | Ind - Electronics | Lighting | No | Ind Lighting - O&M (Low Cost) | 0.58326 | 0.59141 | 0.59682 | 0.59827 | 0.59988 | 0.60034 | 0.60119 | 0.60185 | 0.60227 | 0.60246 | 0.60235 | 0.60236
SDG&E | GWh | Industrial | Ind - Electronics | Lighting | No | Ind Lighting - O&M (Mid Cost) | 0 | 0 | 0 | 0 | 0.022654 | 0.022672 | 0.022704 | 0.022728 | 0.022744 | 0.022751 | 0.022747 | 0.022748
SDG&E | GWh | Industrial | Ind - Electronics | ProcHeat | No | Ind ProcHeat - Equipment (Electric - Low Cost) | 0.26827 | 0.27202 | 0.27451 | 0.27517 | 0.27592 | 0.27613 | 0.27652 | 0.27682 | 0.27701 | 0.2771 | 0.27705 | 0.27706
SDG&E | GWh | Industrial | Ind - Electronics | ProcHeat | No | Ind ProcHeat - Equipment (Electric - Mid Cost) | 0.05744 | 0.058243 | 0.058776 | 0.058918 | 0.059077 | 0.059122 | 0.059206 | 0.05927 | 0.059312 | 0.059331 | 0.05932 | 0.059321
SDG&E | GWh | Industrial | Ind - Electronics | ProcHeat | No | Ind ProcHeat - Equipment (Gas - Mid Cost) | 0.022388 | 0.023042 | 0.023591 | 0.024098 | 0.024583 | 0.025027 | 0.025465 | 0.025876 | 0.026258 | 0.026628 | 0.026628 | 0.026628
SDG&E | GWh | Industrial | Ind - Electronics | SHW | No | Ind SHW - Equipment (High Cost) | 0.0031031 | 0.0031937 | 0.0032698 | 0.0033401 | 0.0034073 | 0.003469 | 0.0035296 | 0.0035865 | 0.0036396 | 0.0036907 | 0.0036907 | 0.0036907
SDG&E | GWh | Industrial | Ind - Electronics | ProcRefrig | No | Ind ProcRefrig - O&M (Low Cost) | 0 | 1.9497 | 1.9675 | 1.9723 | 1.9776 | 1.9791 | 1.9819 | 1.9841 | 1.9855 | 1.9861 | 1.9858 | 1.9858
SDG&E | GWh | Industrial | Ind - Electronics | ProcRefrig | No | Ind ProcRefrig - O&M (Mid Cost) | 0 | 0 | 0 | 0 | 0 | 0.71491 | 0.71592 | 0.7167 | 0.7172 | 0.71742 | 0.7173 | 0.71731
SDG&E | GWh | Industrial | Ind - Electronics | MachDr | No | Ind MachDr - Equipment (High Cost) | 0.33171 | 0.33634 | 0.33942 | 0.34025 | 0.34116 | 0.34142 | 0.34191 | 0.34228 | 0.34252 | 0.34263 | 0.34257 | 0.34257
SDG&E | GWh | Industrial | Ind - Electronics | MachDr | No | Ind MachDr - Equipment (Low Cost) | 1.8784 | 1.9047 | 1.9221 | 1.9268 | 1.932 | 1.9335 | 1.9362 | 1.9383 | 1.9397 | 1.9403 | 1.9399 | 1.94
SDG&E | GWh | Industrial | Ind - Electronics | MachDr | No | Ind MachDr - Equipment (Mid Cost) | 4.2031 | 4.2618 | 4.3008 | 4.3112 | 4.3229 | 4.3262 | 4.3323 | 4.337 | 4.34 | 4.3414 | 4.3407 | 4.3407
SDG&E | GWh | Industrial | Ind - Electronics | MachDr | No | Ind MachDr - O&M (Low Cost) | 9.5724 | 9.7061 | 9.795 | 9.8187 | 9.8452 | 9.8528 | 9.8667 | 9.8774 | 9.8843 | 9.8874 | 9.8857 | 9.8859
SDG&E | GWh | Industrial | Ind - Electronics | MachDr | No | Ind MachDr - O&M (Mid Cost) | 0 | 0 | 0 | 0 | 0 | 1.5143 | 1.5165 | 1.5181 | 1.5192 | 1.5197 | 1.5194 | 1.5194
SDG&E | GWh | Industrial | Ind - Food | HVAC | No | Ind HVAC - Equipment (Electric - High Cost) | 0.060409 | 0.061253 | 0.061814 | 0.061964 | 0.062131 | 0.062178 | 0.062266 | 0.062334 | 0.062378 | 0.062397 | 0.062386 | 0.062387
SDG&E | GWh | Industrial | Ind - Food | HVAC | No | Ind HVAC - Equipment (Electric - Low Cost) | 0.060652 | 0.061499 | 0.062062 | 0.062213 | 0.062381 | 0.062428 | 0.062517 | 0.062584 | 0.062628 | 0.062648 | 0.062637 | 0.062638
SDG&E | GWh | Industrial | Ind - Food | HVAC | No | Ind HVAC - Equipment (Electric - Mid Cost) | 0.03789 | 0.038419 | 0.038771 | 0.038865 | 0.03897 | 0.039 | 0.039055 | 0.039097 | 0.039125 | 0.039137 | 0.03913 | 0.039131
SDG&E | GWh | Industrial | Ind - Food | HVAC | No | Ind HVAC - O&M (Electric - High Cost) | 0 | 0 | 0 | 0 | 0 | 0.064828 | 0.064919 | 0.06499 | 0.065035 | 0.065056 | 0.065044 | 0.065045
SDG&E | GWh | Industrial | Ind - Food | HVAC | No | Ind HVAC - O&M (Electric - Low Cost) | 0.28898 | 0.29302 | 0.2957 | 0.29642 | 0.29722 | 0.29745 | 0.29787 | 0.29819 | 0.2984 | 0.29849 | 0.29844 | 0.29845
SDG&E | GWh | Industrial | Ind - Food | HVAC | No | Ind HVAC - O&M (Electric - Mid Cost) | 0.090292 | 0.091553 | 0.092391 | 0.092615 | 0.092865 | 0.092936 | 0.093068 | 0.093169 | 0.093234 | 0.093263 | 0.093247 | 0.093249
SDG&E | GWh | Industrial | Ind - Food | Lighting | No | Ind Lighting - Equipment (High Cost) | 0.2204 | 0.22348 | 0.22552 | 0.22607 | 0.22668 | 0.22685 | 0.22717 | 0.22742 | 0.22758 | 0.22765 | 0.22761 | 0.22761
SDG&E | GWh | Industrial | Ind - Food | Lighting | No | Ind Lighting - Equipment (Low Cost) | 0.24297 | 0.24636 | 0.24862 | 0.24922 | 0.24989 | 0.25009 | 0.25044 | 0.25071 | 0.25089 | 0.25097 | 0.25092 | 0.25093
SDG&E | GWh | Industrial | Ind - Food | Lighting | No | Ind Lighting - Equipment (Mid Cost) | 0.60979 | 0.61831 | 0.62397 | 0.62549 | 0.62717 | 0.62765 | 0.62854 | 0.62922 | 0.62966 | 0.62986 | 0.62975 | 0.62976
SDG&E | GWh | Industrial | Ind - Food | Lighting | No | Ind Lighting - O&M (High Cost) | 0 | 0 | 0 | 0 | 0 | 0 | 0 | 0 | 0 | 0 | 0.0029437 | 0.0029438
SDG&E | GWh | Industrial | Ind - Food | Lighting | No | Ind Lighting - O&M (Low Cost) | 0.10463 | 0.10609 | 0.10706 | 0.10732 | 0.10761 | 0.10769 | 0.10785 | 0.10796 | 0.10804 | 0.10807 | 0.10805 | 0.10805
SDG&E | GWh | Industrial | Ind - Food | Lighting | No | Ind Lighting - O&M (Mid Cost) | 0 | 0 | 0 | 0 | 0.0014658 | 0.0014669 | 0.001469 | 0.0014705 | 0.0014716 | 0.001472 | 0.0014718 | 0.0014718
SDG&E | GWh | Industrial | Ind - Food | ProcHeat | No | Ind ProcHeat - Equipment (Electric - High Cost) | 0.037185 | 0.037705 | 0.03805 | 0.038142 | 0.038245 | 0.038274 | 0.038328 | 0.03837 | 0.038397 | 0.038409 | 0.038402 | 0.038403
SDG&E | GWh | Industrial | Ind - Food | ProcHeat | No | Ind ProcHeat - Equipment (Electric - Low Cost) | 0.049981 | 0.050679 | 0.051143 | 0.051267 | 0.051405 | 0.051445 | 0.051518 | 0.051573 | 0.05161 | 0.051626 | 0.051617 | 0.051618
SDG&E | GWh | Industrial | Ind - Food | ProcHeat | No | Ind ProcHeat - Equipment (Electric - Mid Cost) | 0.056778 | 0.057571 | 0.058098 | 0.058239 | 0.058396 | 0.058441 | 0.058523 | 0.058587 | 0.058628 | 0.058646 | 0.058636 | 0.058637
SDG&E | GWh | Industrial | Ind - Food | ProcHeat | No | Ind ProcHeat - Equipment (Gas - High Cost) | 0.0069123 | 0.0070254 | 0.0070311 | 0.0070227 | 0.0070037 | 0.0069757 | 0.006943 | 0.0068974 | 0.0068475 | 0.0067908 | 0.0067908 | 0.0067908
SDG&E | GWh | Industrial | Ind - Food | ProcHeat | No | Ind ProcHeat - Equipment (Gas - Mid Cost) | 0.0090996 | 0.0092485 | 0.0092559 | 0.009245 | 0.0092199 | 0.0091831 | 0.0091401 | 0.00908 | 0.0090143 | 0.0089397 | 0.0089397 | 0.0089397
SDG&E | GWh | Industrial | Ind - Food | SHW | No | Ind SHW - Equipment (Mid Cost) | 0.001867 | 0.0018976 | 0.0018991 | 0.0018969 | 0.0018917 | 0.0018842 | 0.0018753 | 0.001863 | 0.0018495 | 0.0018342 | 0.0018342 | 0.0018342
SDG&E | GWh | Industrial | Ind - Food | ProcRefrig | No | Ind ProcRefrig - Equipment (High Cost) | 0.046831 | 0.047485 | 0.04792 | 0.048036 | 0.048165 | 0.048202 | 0.048271 | 0.048323 | 0.048357 | 0.048372 | 0.048364 | 0.048364
SDG&E | GWh | Industrial | Ind - Food | ProcRefrig | No | Ind ProcRefrig - Equipment (Low Cost) | 7.397e-05 | 7.5003e-05 | 7.569e-05 | 7.5873e-05 | 7.6078e-05 | 7.6136e-05 | 7.6244e-05 | 7.6327e-05 | 7.638e-05 | 7.6404e-05 | 7.6391e-05 | 7.6392e-05
SDG&E | GWh | Industrial | Ind - Food | ProcRefrig | No | Ind ProcRefrig - Equipment (Mid Cost) | 0.014464 | 0.014666 | 0.0148 | 0.014836 | 0.014876 | 0.014887 | 0.014908 | 0.014925 | 0.014935 | 0.01494 | 0.014937 | 0.014937
SDG&E | GWh | Industrial | Ind - Food | ProcRefrig | No | Ind ProcRefrig - O&M (Low Cost) | 0 | 0 | 0.37204 | 0.37294 | 0.37395 | 0.37423 | 0.37476 | 0.37517 | 0.37543 | 0.37555 | 0.37548 | 0.37549
SDG&E | GWh | Industrial | Ind - Food | ProcRefrig | No | Ind ProcRefrig - O&M (Mid Cost) | 0 | 0 | 0 | 0 | 0 | 0 | 0.12384 | 0.12397 | 0.12406 | 0.1241 | 0.12407 | 0.12408
SDG&E | GWh | Industrial | Ind - Food | MachDr | No | Ind MachDr - Equipment (High Cost) | 0.22097 | 0.22406 | 0.22611 | 0.22666 | 0.22727 | 0.22745 | 0.22777 | 0.22801 | 0.22817 | 0.22825 | 0.22821 | 0.22821
SDG&E | GWh | Industrial | Ind - Food | MachDr | No | Ind MachDr - Equipment (Low Cost) | 0.84547 | 0.85729 | 0.86513 | 0.86723 | 0.86957 | 0.87024 | 0.87147 | 0.87241 | 0.87303 | 0.8733 | 0.87315 | 0.87316
SDG&E | GWh | Industrial | Ind - Food | MachDr | No | Ind MachDr - Equipment (Mid Cost) | 0.89708 | 0.90961 | 0.91794 | 0.92016 | 0.92265 | 0.92335 | 0.92466 | 0.92566 | 0.92631 | 0.9266 | 0.92644 | 0.92646
SDG&E | GWh | Industrial | Ind - Food | MachDr | No | Ind MachDr - O&M (Low Cost) | 2.5389 | 2.5744 | 2.5979 | 2.6042 | 2.6113 | 2.6133 | 2.617 | 2.6198 | 2.6216 | 2.6225 | 2.622 | 2.622
SDG&E | GWh | Industrial | Ind - Food | MachDr | No | Ind MachDr - O&M (Mid Cost) | 0 | 0 | 0 | 0 | 0 | 0.34954 | 0.35003 | 0.35041 | 0.35066 | 0.35077 | 0.35071 | 0.35071
SDG&E | GWh | Industrial | Ind - Lumber & Furniture | HVAC | No | Ind HVAC - Equipment (Electric - High Cost) | 0.00032874 | 0.00033333 | 0.00033638 | 0.0003372 | 0.00033811 | 0.00033837 | 0.00033885 | 0.00033922 | 0.00033945 | 0.00033956 | 0.0003395 | 0.00033951
SDG&E | GWh | Industrial | Ind - Lumber & Furniture | HVAC | No | Ind HVAC - Equipment (Electric - Low Cost) | 0.0043777 | 0.0044389 | 0.0044795 | 0.0044903 | 0.0045025 | 0.0045059 | 0.0045123 | 0.0045172 | 0.0045203 | 0.0045218 | 0.004521 | 0.0045211
SDG&E | GWh | Industrial | Ind - Lumber & Furniture | HVAC | No | Ind HVAC - Equipment (Electric - Mid Cost) | 0.006687 | 0.0067804 | 0.0068425 | 0.0068591 | 0.0068776 | 0.0068828 | 0.0068926 | 0.0069001 | 0.0069049 | 0.0069071 | 0.0069059 | 0.006906
SDG&E | GWh | Industrial | Ind - Lumber & Furniture | HVAC | No | Ind HVAC - O&M (Electric - High Cost) | 0 | 0.0021536 | 0.0021733 | 0.0021786 | 0.0021845 | 0.0021861 | 0.0021892 | 0.0021916 | 0.0021932 | 0.0021938 | 0.0021935 | 0.0021935
SDG&E | GWh | Industrial | Ind - Lumber & Furniture | HVAC | No | Ind HVAC - O&M (Electric - Low Cost) | 0.027312 | 0.027694 | 0.027947 | 0.028015 | 0.028091 | 0.028112 | 0.028152 | 0.028182 | 0.028202 | 0.028211 | 0.028206 | 0.028207
SDG&E | GWh | Industrial | Ind - Lumber & Furniture | HVAC | No | Ind HVAC - O&M (Electric - Mid Cost) | 0.0091133 | 0.0092406 | 0.0093252 | 0.0093478 | 0.009373 | 0.0093802 | 0.0093935 | 0.0094037 | 0.0094103 | 0.0094132 | 0.0094116 | 0.0094118
SDG&E | GWh | Industrial | Ind - Lumber & Furniture | Lighting | No | Ind Lighting - Equipment (High Cost) | 0.042921 | 0.04352 | 0.043919 | 0.044025 | 0.044144 | 0.044178 | 0.04424 | 0.044288 | 0.044319 | 0.044333 | 0.044326 | 0.044326
SDG&E | GWh | Industrial | Ind - Lumber & Furniture | Lighting | No | Ind Lighting - Equipment (Low Cost) | 0.029164 | 0.029571 | 0.029842 | 0.029914 | 0.029995 | 0.030018 | 0.03006 | 0.030093 | 0.030114 | 0.030123 | 0.030118 | 0.030119
SDG&E | GWh | Industrial | Ind - Lumber & Furniture | Lighting | No | Ind Lighting - Equipment (Mid Cost) | 0.10669 | 0.10818 | 0.10917 | 0.10943 | 0.10973 | 0.10981 | 0.10997 | 0.11009 | 0.11016 | 0.1102 | 0.11018 | 0.11018
SDG&E | GWh | Industrial | Ind - Lumber & Furniture | Lighting | No | Ind Lighting - O&M (Low Cost) | 0.0087004 | 0.008822 | 0.0089027 | 0.0089243 | 0.0089484 | 0.0089552 | 0.0089679 | 0.0089776 | 0.0089839 | 0.0089867 | 0.0089852 | 0.0089853
SDG&E | GWh | Industrial | Ind - Lumber & Furniture | Lighting | No | Ind Lighting - O&M (Mid Cost) | 0 | 0 | 0 | 0 | 0 | 0 | 1.2543e-05 | 1.2556e-05 | 1.2565e-05 | 1.2569e-05 | 1.2567e-05 | 1.2567e-05
SDG&E | GWh | Industrial | Ind - Lumber & Furniture | MachDr | No | Ind MachDr - Equipment (High Cost) | 0.011864 | 0.012029 | 0.01214 | 0.012169 | 0.012202 | 0.012211 | 0.012228 | 0.012242 | 0.01225 | 0.012254 | 0.012252 | 0.012252
SDG&E | GWh | Industrial | Ind - Lumber & Furniture | MachDr | No | Ind MachDr - Equipment (Low Cost) | 0.089674 | 0.090927 | 0.091759 | 0.091982 | 0.09223 | 0.092301 | 0.092431 | 0.092531 | 0.092596 | 0.092626 | 0.09261 | 0.092611
SDG&E | GWh | Industrial | Ind - Lumber & Furniture | MachDr | No | Ind MachDr - Equipment (Mid Cost) | 0.14791 | 0.14998 | 0.15135 | 0.15172 | 0.15213 | 0.15225 | 0.15246 | 0.15263 | 0.15273 | 0.15278 | 0.15276 | 0.15276
SDG&E | GWh | Industrial | Ind - Lumber & Furniture | MachDr | No | Ind MachDr - O&M (Low Cost) | 0 | 0.424 | 0.42788 | 0.42891 | 0.43007 | 0.4304 | 0.43101 | 0.43148 | 0.43178 | 0.43192 | 0.43184 | 0.43185
SDG&E | GWh | Industrial | Ind - Lumber & Furniture | MachDr | No | Ind MachDr - O&M (Mid Cost) | 0 | 0 | 0 | 0 | 0 | 0.10241 | 0.10255 | 0.10267 | 0.10274 | 0.10277 | 0.10275 | 0.10275
SDG&E | GWh | Industrial | Ind - Machinery | HVAC | No | Ind HVAC - Equipment (Electric - High Cost) | 0.19167 | 0.19435 | 0.19613 | 0.1966 | 0.19713 | 0.19728 | 0.19756 | 0.19778 | 0.19791 | 0.19798 | 0.19794 | 0.19795
SDG&E | GWh | Industrial | Ind - Machinery | HVAC | No | Ind HVAC - Equipment (Electric - Low Cost) | 0.14021 | 0.14217 | 0.14347 | 0.14382 | 0.14421 | 0.14432 | 0.14453 | 0.14468 | 0.14478 | 0.14483 | 0.1448 | 0.14481
SDG&E | GWh | Industrial | Ind - Machinery | HVAC | No | Ind HVAC - Equipment (Electric - Mid Cost) | 0.17566 | 0.17812 | 0.17975 | 0.18018 | 0.18067 | 0.18081 | 0.18106 | 0.18126 | 0.18139 | 0.18144 | 0.18141 | 0.18142
SDG&E | GWh | Industrial | Ind - Machinery | HVAC | No | Ind HVAC - Equipment (Gas - High Cost) | 0.0030199 | 0.0030577 | 0.0030186 | 0.0029871 | 0.0029641 | 0.002955 | 0.0029574 | 0.0029587 | 0.0029616 | 0.0029595 | 0.0029595 | 0.0029595
SDG&E | GWh | Industrial | Ind - Machinery | HVAC | No | Ind HVAC - O&M (Electric - High Cost) | 0 | 0.02255 | 0.022756 | 0.022811 | 0.022873 | 0.02289 | 0.022923 | 0.022948 | 0.022964 | 0.022971 | 0.022967 | 0.022967
SDG&E | GWh | Industrial | Ind - Machinery | HVAC | No | Ind HVAC - O&M (Electric - Low Cost) | 0.96581 | 0.9793 | 0.98827 | 0.99066 | 0.99333 | 0.9941 | 0.9955 | 0.99658 | 0.99728 | 0.99759 | 0.99742 | 0.99744
SDG&E | GWh | Industrial | Ind - Machinery | HVAC | No | Ind HVAC - O&M (Electric - Mid Cost) | 0.22916 | 0.23236 | 0.23448 | 0.23505 | 0.23569 | 0.23587 | 0.2362 | 0.23646 | 0.23662 | 0.2367 | 0.23666 | 0.23666
SDG&E | GWh | Industrial | Ind - Machinery | HVAC | No | Ind HVAC - O&M (Gas - High Cost) | 0.062889 | 0.063678 | 0.062863 | 0.062207 | 0.061727 | 0.061538 | 0.061588 | 0.061614 | 0.061675 | 0.061632 | 0.061632 | 0.061632
SDG&E | GWh | Industrial | Ind - Machinery | HVAC | No | Ind HVAC - O&M (Gas - Low Cost) | 0.0081442 | 0.0082463 | 0.0081409 | 0.0080559 | 0.0079937 | 0.0079693 | 0.0079757 | 0.0079791 | 0.007987 | 0.0079814 | 0.0079814 | 0.0079814
SDG&E | GWh | Industrial | Ind - Machinery | Lighting | No | Ind Lighting - Equipment (High Cost) | 0.54264 | 0.55022 | 0.55526 | 0.5566 | 0.5581 | 0.55853 | 0.55932 | 0.55993 | 0.56032 | 0.5605 | 0.5604 | 0.56041
SDG&E | GWh | Industrial | Ind - Machinery | Lighting | No | Ind Lighting - Equipment (Low Cost) | 0.2618 | 0.26546 | 0.26789 | 0.26854 | 0.26926 | 0.26947 | 0.26985 | 0.27014 | 0.27033 | 0.27042 | 0.27037 | 0.27037
SDG&E | GWh | Industrial | Ind - Machinery | Lighting | No | Ind Lighting - Equipment (Mid Cost) | 1.6951 | 1.7188 | 1.7345 | 1.7387 | 1.7434 | 1.7447 | 1.7472 | 1.7491 | 1.7503 | 1.7509 | 1.7506 | 1.7506
SDG&E | GWh | Industrial | Ind - Machinery | Lighting | No | Ind Lighting - O&M (Low Cost) | 0.19597 | 0.19871 | 0.20053 | 0.20102 | 0.20156 | 0.20171 | 0.202 | 0.20222 | 0.20236 | 0.20242 | 0.20239 | 0.20239
SDG&E | GWh | Industrial | Ind - Machinery | Lighting | No | Ind Lighting - O&M (Mid Cost) | 0 | 0 | 0 | 0 | 0 | 0 | 0 | 0 | 0.018085 | 0.01809 | 0.018087 | 0.018088
SDG&E | GWh | Industrial | Ind - Machinery | ProcHeat | No | Ind ProcHeat - Equipment (Electric - High Cost) | 0.022573 | 0.022888 | 0.023098 | 0.023154 | 0.023216 | 0.023234 | 0.023267 | 0.023292 | 0.023308 | 0.023316 | 0.023312 | 0.023312
SDG&E | GWh | Industrial | Ind - Machinery | ProcHeat | No | Ind ProcHeat - Equipment (Electric - Low Cost) | 0.083738 | 0.084908 | 0.085685 | 0.085893 | 0.086124 | 0.08619 | 0.086312 | 0.086406 | 0.086466 | 0.086494 | 0.086479 | 0.08648
SDG&E | GWh | Industrial | Ind - Machinery | ProcHeat | No | Ind ProcHeat - Equipment (Electric - Mid Cost) | 0.020807 | 0.021097 | 0.02129 | 0.021342 | 0.0214 | 0.021416 | 0.021446 | 0.02147 | 0.021485 | 0.021491 | 0.021488 | 0.021488
SDG&E | GWh | Industrial | Ind - Machinery | ProcHeat | No | Ind ProcHeat - Equipment (Gas - Low Cost) | 0.0081229 | 0.0082247 | 0.0081196 | 0.0080348 | 0.0079728 | 0.0079484 | 0.0079548 | 0.0079582 | 0.0079661 | 0.0079605 | 0.0079605 | 0.0079605
SDG&E | GWh | Industrial | Ind - Machinery | ProcHeat | No | Ind ProcHeat - Equipment (Gas - Mid Cost) | 1.923e-07 | 1.9471e-07 | 1.9222e-07 | 1.9022e-07 | 1.8875e-07 | 1.8817e-07 | 1.8832e-07 | 1.8841e-07 | 1.8859e-07 | 1.8846e-07 | 1.8846e-07 | 1.8846e-07
SDG&E | GWh | Industrial | Ind - Machinery | ProcRefrig | No | Ind ProcRefrig - O&M (Low Cost) | 0 | 0.12456 | 0.1257 | 0.12601 | 0.12635 | 0.12644 | 0.12662 | 0.12676 | 0.12685 | 0.12689 | 0.12687 | 0.12687
SDG&E | GWh | Industrial | Ind - Machinery | ProcRefrig | No | Ind ProcRefrig - O&M (Mid Cost) | 0 | 0 | 0 | 0 | 0 | 0.14804 | 0.14825 | 0.14841 | 0.14851 | 0.14856 | 0.14853 | 0.14853
SDG&E | GWh | Industrial | Ind - Machinery | MachDr | No | Ind MachDr - Equipment (High Cost) | 0.124 | 0.12573 | 0.12688 | 0.12719 | 0.12754 | 0.12763 | 0.12781 | 0.12795 | 0.12804 | 0.12808 | 0.12806 | 0.12806
SDG&E | GWh | Industrial | Ind - Machinery | MachDr | No | Ind MachDr - Equipment (Low Cost) | 1.0497 | 1.0643 | 1.0741 | 1.0767 | 1.0796 | 1.0804 | 1.0819 | 1.0831 | 1.0839 | 1.0842 | 1.084 | 1.084
SDG&E | GWh | Industrial | Ind - Machinery | MachDr | No | Ind MachDr - Equipment (Mid Cost) | 0.75849 | 0.76909 | 0.77613 | 0.77801 | 0.78011 | 0.78071 | 0.78181 | 0.78266 | 0.78321 | 0.78346 | 0.78332 | 0.78333
SDG&E | GWh | Industrial | Ind - Machinery | MachDr | No | Ind MachDr - O&M (Low Cost) | 0 | 4.1678 | 4.206 | 4.2162 | 4.2275 | 4.2308 | 4.2368 | 4.2413 | 4.2443 | 4.2457 | 4.2449 | 4.245
SDG&E | GWh | Industrial | Ind - Machinery | MachDr | No | Ind MachDr - O&M (Mid Cost) | 0 | 0 | 0 | 0 | 0 | 0.63883 | 0.63974 | 0.64043 | 0.64088 | 0.64108 | 0.64097 | 0.64098
SDG&E | GWh | Industrial | Ind - Metals (Fabricated) | HVAC | No | Ind HVAC - Equipment (Electric - High Cost) | 0.02504 | 0.02539 | 0.025623 | 0.025685 | 0.025754 | 0.025774 | 0.02581 | 0.025838 | 0.025856 | 0.025865 | 0.02586 | 0.025861
SDG&E | GWh | Industrial | Ind - Metals (Fabricated) | HVAC | No | Ind HVAC - Equipment (Electric - Low Cost) | 0.143 | 0.145 | 0.14633 | 0.14668 | 0.14708 | 0.14719 | 0.1474 | 0.14756 | 0.14766 | 0.14771 | 0.14768 | 0.14768
SDG&E | GWh | Industrial | Ind - Metals (Fabricated) | HVAC | No | Ind HVAC - Equipment (Electric - Mid Cost) | 0.086113 | 0.087316 | 0.088115 | 0.088329 | 0.088567 | 0.088635 | 0.08876 | 0.088856 | 0.088919 | 0.088947 | 0.088931 | 0.088933
SDG&E | GWh | Industrial | Ind - Metals (Fabricated) | HVAC | No | Ind HVAC - Equipment (Gas - Mid Cost) | 0.0025821 | 0.0026533 | 0.002709 | 0.0027677 | 0.002827 | 0.0028822 | 0.0029366 | 0.0029874 | 0.0030378 | 0.0030855 | 0.0030855 | 0.0030855
SDG&E | GWh | Industrial | Ind - Metals (Fabricated) | HVAC | No | Ind HVAC - O&M (Electric - High Cost) | 0 | 0 | 0.021657 | 0.021709 | 0.021768 | 0.021785 | 0.021815 | 0.021839 | 0.021854 | 0.021861 | 0.021858 | 0.021858
SDG&E | GWh | Industrial | Ind - Metals (Fabricated) | HVAC | No | Ind HVAC - O&M (Electric - Low Cost) | 0.76244 | 0.7731 | 0.78017 | 0.78206 | 0.78417 | 0.78477 | 0.78588 | 0.78674 | 0.78729 | 0.78754 | 0.7874 | 0.78741
SDG&E | GWh | Industrial | Ind - Metals (Fabricated) | HVAC | No | Ind HVAC - O&M (Electric - Mid Cost) | 0.12179 | 0.12349 | 0.12462 | 0.12492 | 0.12526 | 0.12535 | 0.12553 | 0.12567 | 0.12576 | 0.12579 | 0.12577 | 0.12577
SDG&E | GWh | Industrial | Ind - Metals (Fabricated) | HVAC | No | Ind HVAC - O&M (Gas - Low Cost) | 0.0013786 | 0.0014166 | 0.0014464 | 0.0014777 | 0.0015093 | 0.0015388 | 0.0015678 | 0.001595 | 0.0016219 | 0.0016474 | 0.0016474 | 0.0016474
SDG&E | GWh | Industrial | Ind - Metals (Fabricated) | HVAC | No | Ind HVAC - O&M (Gas - Mid Cost) | 0.0020375 | 0.0020937 | 0.0021377 | 0.002184 | 0.0022308 | 0.0022743 | 0.0023172 | 0.0023573 | 0.0023972 | 0.0024348 | 0.0024348 | 0.0024348
SDG&E | GWh | Industrial | Ind - Metals (Fabricated) | Lighting | No | Ind Lighting - Equipment (High Cost) | 0.35124 | 0.35614 | 0.3594 | 0.36028 | 0.36125 | 0.36152 | 0.36204 | 0.36243 | 0.36268 | 0.3628 | 0.36273 | 0.36274
SDG&E | GWh | Industrial | Ind - Metals (Fabricated) | Lighting | No | Ind Lighting - Equipment (Low Cost) | 0.3258 | 0.33035 | 0.33337 | 0.33418 | 0.33508 | 0.33534 | 0.33581 | 0.33618 | 0.33641 | 0.33652 | 0.33646 | 0.33647
SDG&E | GWh | Industrial | Ind - Metals (Fabricated) | Lighting | No | Ind Lighting - Equipment (Mid Cost) | 1.3917 | 1.4111 | 1.424 | 1.4275 | 1.4313 | 1.4324 | 1.4344 | 1.436 | 1.437 | 1.4375 | 1.4372 | 1.4372
SDG&E | GWh | Industrial | Ind - Metals (Fabricated) | Lighting | No | Ind Lighting - O&M (High Cost) | 0 | 0 | 0 | 0 | 0 | 0 | 0 | 0 | 0 | 0 | 0.0076839 | 0.007684
SDG&E | GWh | Industrial | Ind - Metals (Fabricated) | Lighting | No | Ind Lighting - O&M (Low Cost) | 0.13212 | 0.13397 | 0.1352 | 0.13552 | 0.13589 | 0.13599 | 0.13619 | 0.13633 | 0.13643 | 0.13647 | 0.13645 | 0.13645
SDG&E | GWh | Industrial | Ind - Metals (Fabricated) | Lighting | No | Ind Lighting - O&M (Mid Cost) | 0 | 0 | 0 | 0.030336 | 0.030418 | 0.030441 | 0.030484 | 0.030517 | 0.030538 | 0.030548 | 0.030543 | 0.030543
SDG&E | GWh | Industrial | Ind - Metals (Fabricated) | ProcHeat | No | Ind ProcHeat - Equipment (Electric - High Cost) | 0.00046162 | 0.00046807 | 0.00047236 | 0.0004735 | 0.00047478 | 0.00047514 | 0.00047582 | 0.00047633 | 0.00047667 | 0.00047682 | 0.00047674 | 0.00047674
SDG&E | GWh | Industrial | Ind - Metals (Fabricated) | ProcHeat | No | Ind ProcHeat - Equipment (Electric - Low Cost) | 0.23381 | 0.23707 | 0.23924 | 0.23982 | 0.24047 | 0.24065 | 0.24099 | 0.24126 | 0.24142 | 0.2415 | 0.24146 | 0.24146
SDG&E | GWh | Industrial | Ind - Metals (Fabricated) | ProcHeat | No | Ind ProcHeat - Equipment (Electric - Mid Cost) | 0.022716 | 0.023034 | 0.023245 | 0.023301 | 0.023364 | 0.023382 | 0.023415 | 0.02344 | 0.023457 | 0.023464 | 0.02346 | 0.02346
SDG&E | GWh | Industrial | Ind - Metals (Fabricated) | ProcHeat | No | Ind ProcHeat - O&M (Electric - Low Cost) | 0 | 0.1749 | 0.1765 | 0.17693 | 0.17741 | 0.17754 | 0.1778 | 0.17799 | 0.17811 | 0.17817 | 0.17814 | 0.17814
SDG&E | GWh | Industrial | Ind - Metals (Fabricated) | ProcHeat | No | Ind ProcHeat - O&M (Electric - Mid Cost) | 0 | 0 | 0 | 0 | 0 | 0 | 0.013796 | 0.013811 | 0.013821 | 0.013825 | 0.013823 | 0.013823
SDG&E | GWh | Industrial | Ind - Metals (Fabricated) | SHW | No | Ind SHW - Equipment (High Cost) | 3.4111e-05 | 3.5052e-05 | 3.5788e-05 | 3.6563e-05 | 3.7346e-05 | 3.8076e-05 | 3.8794e-05 | 3.9465e-05 | 4.0131e-05 | 4.0762e-05 | 4.0762e-05 | 4.0762e-05
SDG&E | GWh | Industrial | Ind - Metals (Fabricated) | ProcRefrig | No | Ind ProcRefrig - O&M (Low Cost) | 0.04895 | 0.049634 | 0.050088 | 0.05021 | 0.050345 | 0.050384 | 0.050455 | 0.05051 | 0.050545 | 0.050561 | 0.050552 | 0.050553
SDG&E | GWh | Industrial | Ind - Metals (Fabricated) | ProcRefrig | No | Ind ProcRefrig - O&M (Mid Cost) | 0 | 0 | 0 | 0 | 0 | 0 | 0 | 0.068024 | 0.068072 | 0.068093 | 0.068081 | 0.068082
SDG&E | GWh | Industrial | Ind - Metals (Fabricated) | MachDr | No | Ind MachDr - Equipment (High Cost) | 0.17964 | 0.18215 | 0.18381 | 0.18426 | 0.18476 | 0.1849 | 0.18516 | 0.18536 | 0.18549 | 0.18555 | 0.18552 | 0.18552
SDG&E | GWh | Industrial | Ind - Metals (Fabricated) | MachDr | No | Ind MachDr - Equipment (Low Cost) | 0.60418 | 0.61262 | 0.61823 | 0.61973 | 0.6214 | 0.62187 | 0.62275 | 0.62343 | 0.62387 | 0.62406 | 0.62395 | 0.62396
SDG&E | GWh | Industrial | Ind - Metals (Fabricated) | MachDr | No | Ind MachDr - Equipment (Mid Cost) | 0.79961 | 0.81079 | 0.81821 | 0.82019 | 0.8224 | 0.82303 | 0.8242 | 0.82509 | 0.82567 | 0.82593 | 0.82579 | 0.8258
SDG&E | GWh | Industrial | Ind - Metals (Fabricated) | MachDr | No | Ind MachDr - O&M (Low Cost) | 4.8667 | 4.9347 | 4.9798 | 4.9919 | 5.0054 | 5.0092 | 5.0163 | 5.0218 | 5.0253 | 5.0269 | 5.026 | 5.0261
SDG&E | GWh | Industrial | Ind - Metals (Fabricated) | MachDr | No | Ind MachDr - O&M (Mid Cost) | 0 | 0 | 0 | 0 | 0 | 0.62276 | 0.62364 | 0.62432 | 0.62476 | 0.62495 | 0.62484 | 0.62485
SDG&E | GWh | Industrial | Ind - Metals (Primary) | HVAC | No | Ind HVAC - Equipment (Electric - High Cost) | 5.7548e-05 | 5.8352e-05 | 5.8886e-05 | 5.9029e-05 | 5.9188e-05 | 5.9234e-05 | 5.9317e-05 | 5.9382e-05 | 5.9423e-05 | 5.9442e-05 | 5.9432e-05 | 5.9433e-05
SDG&E | GWh | Industrial | Ind - Metals (Primary) | HVAC | No | Ind HVAC - Equipment (Electric - Low Cost) | 0.0030793 | 0.0031223 | 0.0031509 | 0.0031585 | 0.0031671 | 0.0031695 | 0.003174 | 0.0031774 | 0.0031796 | 0.0031806 | 0.0031801 | 0.0031801
SDG&E | GWh | Industrial | Ind - Metals (Primary) | HVAC | No | Ind HVAC - Equipment (Electric - Mid Cost) | 0.001955 | 0.0019823 | 0.0020004 | 0.0020053 | 0.0020107 | 0.0020122 | 0.0020151 | 0.0020173 | 0.0020187 | 0.0020193 | 0.002019 | 0.002019
SDG&E | GWh | Industrial | Ind - Metals (Primary) | HVAC | No | Ind HVAC - O&M (Electric - Low Cost) | 0.012299 | 0.012471 | 0.012585 | 0.012616 | 0.01265 | 0.01266 | 0.012677 | 0.012691 | 0.0127 | 0.012704 | 0.012702 | 0.012702
SDG&E | GWh | Industrial | Ind - Metals (Primary) | HVAC | No | Ind HVAC - O&M (Electric - Mid Cost) | 0.0045574 | 0.0046211 | 0.0046634 | 0.0046747 | 0.0046873 | 0.0046909 | 0.0046976 | 0.0047027 | 0.004706 | 0.0047074 | 0.0047066 | 0.0047067
SDG&E | GWh | Industrial | Ind - Metals (Primary) | HVAC | No | Ind HVAC - O&M (Gas - High Cost) | 5.2061e-06 | 5.3196e-06 | 5.3581e-06 | 5.3874e-06 | 5.4218e-06 | 5.4523e-06 | 5.4826e-06 | 5.5031e-06 | 5.5275e-06 | 5.546e-06 | 5.546e-06 | 5.546e-06
SDG&E | GWh | Industrial | Ind - Metals (Primary) | HVAC | No | Ind HVAC - O&M (Gas - Mid Cost) | 0.00049772 | 0.00050857 | 0.00051225 | 0.00051505 | 0.00051834 | 0.00052125 | 0.00052416 | 0.00052611 | 0.00052844 | 0.00053021 | 0.00053021 | 0.00053021
SDG&E | GWh | Industrial | Ind - Metals (Primary) | Lighting | No | Ind Lighting - Equipment (High Cost) | 0.0082466 | 0.0083618 | 0.0084383 | 0.0084588 | 0.0084816 | 0.0084881 | 0.0085001 | 0.0085094 | 0.0085153 | 0.008518 | 0.0085165 | 0.0085167
SDG&E | GWh | Industrial | Ind - Metals (Primary) | Lighting | No | Ind Lighting - Equipment (Low Cost) | 0.019967 | 0.020246 | 0.020431 | 0.020481 | 0.020536 | 0.020552 | 0.020581 | 0.020603 | 0.020618 | 0.020624 | 0.020621 | 0.020621
SDG&E | GWh | Industrial | Ind - Metals (Primary) | Lighting | No | Ind Lighting - Equipment (Mid Cost) | 0.05254 | 0.053274 | 0.053761 | 0.053892 | 0.054037 | 0.054079 | 0.054155 | 0.054214 | 0.054252 | 0.054269 | 0.05426 | 0.05426
SDG&E | GWh | Industrial | Ind - Metals (Primary) | Lighting | No | Ind Lighting - O&M (Low Cost) | 0.007662 | 0.0077691 | 0.0078402 | 0.0078592 | 0.0078804 | 0.0078864 | 0.0078976 | 0.0079062 | 0.0079117 | 0.0079142 | 0.0079128 | 0.0079129
SDG&E | GWh | Industrial | Ind - Metals (Primary) | Lighting | No | Ind Lighting - O&M (Mid Cost) | 0 | 0 | 0 | 0 | 0 | 0 | 0 | 0.00023406 | 0.00023422 | 0.0002343 | 0.00023426 | 0.00023426
SDG&E | GWh | Industrial | Ind - Metals (Primary) | ProcHeat | No | Ind ProcHeat - Equipment (Electric - High Cost) | 0.0074408 | 0.0075447 | 0.0076138 | 0.0076323 | 0.0076528 | 0.0076587 | 0.0076695 | 0.0076779 | 0.0076833 | 0.0076857 | 0.0076843 | 0.0076844
SDG&E | GWh | Industrial | Ind - Metals (Primary) | ProcHeat | No | Ind ProcHeat - Equipment (Electric - Low Cost) | 0.006578 | 0.0066699 | 0.0067309 | 0.0067472 | 0.0067654 | 0.0067706 | 0.0067802 | 0.0067875 | 0.0067923 | 0.0067944 | 0.0067933 | 0.0067934
SDG&E | GWh | Industrial | Ind - Metals (Primary) | ProcHeat | No | Ind ProcHeat - Equipment (Electric - Mid Cost) | 0.0010039 | 0.0010179 | 0.0010273 | 0.0010298 | 0.0010325 | 0.0010333 | 0.0010348 | 0.0010359 | 0.0010366 | 0.001037 | 0.0010368 | 0.0010368
SDG&E | GWh | Industrial | Ind - Metals (Primary) | ProcHeat | No | Ind ProcHeat - O&M (Electric - Low Cost) | 0.044574 | 0.045197 | 0.04561 | 0.045721 | 0.045844 | 0.045879 | 0.045944 | 0.045994 | 0.046026 | 0.046041 | 0.046033 | 0.046034
SDG&E | GWh | Industrial | Ind - Metals (Primary) | ProcHeat | No | Ind ProcHeat - O&M (Electric - Mid Cost) | 0.00062051 | 0.00062918 | 0.00063494 | 0.00063648 | 0.0006382 | 0.00063869 | 0.00063959 | 0.00064028 | 0.00064073 | 0.00064093 | 0.00064082 | 0.00064083
SDG&E | GWh | Industrial | Ind - Metals (Primary) | MachDr | No | Ind MachDr - Equipment (High Cost) | 0.010329 | 0.010473 | 0.010569 | 0.010594 | 0.010623 | 0.010631 | 0.010646 | 0.010658 | 0.010665 | 0.010668 | 0.010667 | 0.010667
SDG&E | GWh | Industrial | Ind - Metals (Primary) | MachDr | No | Ind MachDr - Equipment (Low Cost) | 0.037839 | 0.038368 | 0.038719 | 0.038813 | 0.038917 | 0.038947 | 0.039002 | 0.039045 | 0.039072 | 0.039084 | 0.039078 | 0.039078
SDG&E | GWh | Industrial | Ind - Metals (Primary) | MachDr | No | Ind MachDr - Equipment (Mid Cost) | 0.032323 | 0.032775 | 0.033075 | 0.033155 | 0.033245 | 0.03327 | 0.033317 | 0.033353 | 0.033377 | 0.033387 | 0.033381 | 0.033382
SDG&E | GWh | Industrial | Ind - Metals (Primary) | MachDr | No | Ind MachDr - O&M (Low Cost) | 0.15314 | 0.15528 | 0.1567 | 0.15708 | 0.1575 | 0.15762 | 0.15785 | 0.15802 | 0.15813 | 0.15818 | 0.15815 | 0.15815
SDG&E | GWh | Industrial | Ind - Metals (Primary) | MachDr | No | Ind MachDr - O&M (Mid Cost) | 0 | 0 | 0 | 0 | 0.018528 | 0.018542 | 0.018568 | 0.018588 | 0.018601 | 0.018607 | 0.018604 | 0.018604
SDG&E | GWh | Industrial | Ind - Other | HVAC | No | Ind HVAC - Equipment (Electric - High Cost) | 0.035598 | 0.036095 | 0.036425 | 0.036514 | 0.036612 | 0.03664 | 0.036692 | 0.036732 | 0.036758 | 0.036769 | 0.036763 | 0.036764
SDG&E | GWh | Industrial | Ind - Other | HVAC | No | Ind HVAC - Equipment (Electric - Low Cost) | 0.069913 | 0.07089 | 0.071539 | 0.071712 | 0.071906 | 0.071961 | 0.072063 | 0.072141 | 0.072192 | 0.072214 | 0.072202 | 0.072203
SDG&E | GWh | Industrial | Ind - Other | HVAC | No | Ind HVAC - Equipment (Electric - Mid Cost) | 0.15409 | 0.15625 | 0.15768 | 0.15806 | 0.15848 | 0.15861 | 0.15883 | 0.159 | 0.15911 | 0.15916 | 0.15914 | 0.15914
SDG&E | GWh | Industrial | Ind - Other | HVAC | No | Ind HVAC - O&M (Electric - High Cost) | 0 | 0 | 0 | 0 | 0.053393 | 0.053434 | 0.05351 | 0.053568 | 0.053605 | 0.053622 | 0.053613 | 0.053614
SDG&E | GWh | Industrial | Ind - Other | HVAC | No | Ind HVAC - O&M (Electric - Low Cost) | 0.59846 | 0.60682 | 0.61238 | 0.61386 | 0.61552 | 0.61599 | 0.61686 | 0.61753 | 0.61797 | 0.61816 | 0.61805 | 0.61806
SDG&E | GWh | Industrial | Ind - Other | HVAC | No | Ind HVAC - O&M (Electric - Mid Cost) | 0.014369 | 0.014569 | 0.014703 | 0.014738 | 0.014778 | 0.014789 | 0.01481 | 0.014826 | 0.014837 | 0.014842 | 0.014839 | 0.014839
SDG&E | GWh | Industrial | Ind - Other | Lighting | No | Ind Lighting - Equipment (High Cost) | 0.39201 | 0.39749 | 0.40112 | 0.4021 | 0.40318 | 0.40349 | 0.40406 | 0.4045 | 0.40478 | 0.40491 | 0.40484 | 0.40485
SDG&E | GWh | Industrial | Ind - Other | Lighting | No | Ind Lighting - Equipment (Low Cost) | 0.3206 | 0.32508 | 0.32805 | 0.32885 | 0.32974 | 0.32999 | 0.33046 | 0.33081 | 0.33105 | 0.33115 | 0.33109 | 0.3311
SDG&E | GWh | Industrial | Ind - Other | Lighting | No | Ind Lighting - Equipment (Mid Cost) | 1.2061 | 1.2229 | 1.2341 | 1.2371 | 1.2404 | 1.2414 | 1.2432 | 1.2445 | 1.2454 | 1.2458 | 1.2456 | 1.2456
SDG&E | GWh | Industrial | Ind - Other | Lighting | No | Ind Lighting - O&M (Low Cost) | 0.41099 | 0.41673 | 0.42054 | 0.42156 | 0.4227 | 0.42302 | 0.42362 | 0.42408 | 0.42438 | 0.42451 | 0.42444 | 0.42445
SDG&E | GWh | Industrial | Ind - Other | Lighting | No | Ind Lighting - O&M (Mid Cost) | 0 | 0 | 0 | 0 | 0.0057719 | 0.0057763 | 0.0057845 | 0.0057908 | 0.0057948 | 0.0057966 | 0.0057956 | 0.0057957
SDG&E | GWh | Industrial | Ind - Other | MachDr | No | Ind MachDr - Equipment (High Cost) | 0.39275 | 0.39823 | 0.40188 | 0.40285 | 0.40394 | 0.40425 | 0.40482 | 0.40526 | 0.40554 | 0.40567 | 0.4056 | 0.40561
SDG&E | GWh | Industrial | Ind - Other | MachDr | No | Ind MachDr - Equipment (Low Cost) | 1.4899 | 1.5107 | 1.5245 | 1.5282 | 1.5324 | 1.5335 | 1.5357 | 1.5374 | 1.5384 | 1.5389 | 1.5387 | 1.5387
SDG&E | GWh | Industrial | Ind - Other | MachDr | No | Ind MachDr - Equipment (Mid Cost) | 1.4146 | 1.4343 | 1.4475 | 1.451 | 1.4549 | 1.456 | 1.4581 | 1.4596 | 1.4607 | 1.4611 | 1.4609 | 1.4609
SDG&E | GWh | Industrial | Ind - Other | MachDr | No | Ind MachDr - O&M (Low Cost) | 2.5986 | 2.6349 | 2.659 | 2.6655 | 2.6727 | 2.6747 | 2.6785 | 2.6814 | 2.6833 | 2.6841 | 2.6837 | 2.6837
SDG&E | GWh | Industrial | Ind - Other | MachDr | No | Ind MachDr - O&M (Mid Cost) | 0 | 0 | 0 | 0 | 0 | 0 | 0.70608 | 0.70685 | 0.70735 | 0.70757 | 0.70745 | 0.70746
SDG&E | GWh | Industrial | Ind - Paper | HVAC | No | Ind HVAC - Equipment (Electric - High Cost) | 0.00029834 | 0.00030251 | 0.00030528 | 0.00030602 | 0.00030685 | 0.00030708 | 0.00030752 | 0.00030785 | 0.00030807 | 0.00030816 | 0.00030811 | 0.00030811
SDG&E | GWh | Industrial | Ind - Paper | HVAC | No | Ind HVAC - Equipment (Electric - Low Cost) | 0.0063826 | 0.0064717 | 0.006531 | 0.0065468 | 0.0065645 | 0.0065695 | 0.0065788 | 0.0065859 | 0.0065906 | 0.0065926 | 0.0065915 | 0.0065916
SDG&E | GWh | Industrial | Ind - Paper | HVAC | No | Ind HVAC - Equipment (Electric - Mid Cost) | 0.002226 | 0.0022571 | 0.0022777 | 0.0022833 | 0.0022894 | 0.0022912 | 0.0022944 | 0.0022969 | 0.0022985 | 0.0022992 | 0.0022988 | 0.0022989
SDG&E | GWh | Industrial | Ind - Paper | HVAC | No | Ind HVAC - O&M (Electric - High Cost) | 0 | 0 | 0.00039834 | 0.0003993 | 0.00040038 | 0.00040069 | 0.00040125 | 0.00040169 | 0.00040197 | 0.0004021 | 0.00040203 | 0.00040203
SDG&E | GWh | Industrial | Ind - Paper | HVAC | No | Ind HVAC - O&M (Electric - Low Cost) | 0.021723 | 0.022026 | 0.022228 | 0.022282 | 0.022342 | 0.022359 | 0.02239 | 0.022415 | 0.02243 | 0.022437 | 0.022434 | 0.022434
SDG&E | GWh | Industrial | Ind - Paper | HVAC | No | Ind HVAC - O&M (Electric - Mid Cost) | 0.0037749 | 0.0038277 | 0.0038627 | 0.0038721 | 0.0038825 | 0.0038855 | 0.003891 | 0.0038952 | 0.003898 | 0.0038992 | 0.0038985 | 0.0038986
SDG&E | GWh | Industrial | Ind - Paper | HVAC | No | Ind HVAC - O&M (Gas - High Cost) | 7.2026e-05 | 7.1645e-05 | 7.1845e-05 | 7.2435e-05 | 7.294e-05 | 7.3339e-05 | 7.379e-05 | 7.3969e-05 | 7.4068e-05 | 7.3907e-05 | 7.3907e-05 | 7.3907e-05
SDG&E | GWh | Industrial | Ind - Paper | HVAC | No | Ind HVAC - O&M (Gas - Mid Cost) | 3.1608e-05 | 3.1441e-05 | 3.1529e-05 | 3.1788e-05 | 3.2009e-05 | 3.2185e-05 | 3.2382e-05 | 3.2461e-05 | 3.2504e-05 | 3.2434e-05 | 3.2434e-05 | 3.2434e-05
SDG&E | GWh | Industrial | Ind - Paper | Lighting | No | Ind Lighting - Equipment (High Cost) | 0.011544 | 0.011705 | 0.011812 | 0.011841 | 0.011872 | 0.011882 | 0.011898 | 0.011911 | 0.01192 | 0.011923 | 0.011921 | 0.011922
SDG&E | GWh | Industrial | Ind - Paper | Lighting | No | Ind Lighting - Equipment (Low Cost) | 0.0086732 | 0.0087943 | 0.0088748 | 0.0088964 | 0.0089203 | 0.0089272 | 0.0089398 | 0.0089495 | 0.0089558 | 0.0089586 | 0.0089571 | 0.0089572
SDG&E | GWh | Industrial | Ind - Paper | Lighting | No | Ind Lighting - Equipment (Mid Cost) | 0.057589 | 0.058393 | 0.058928 | 0.059071 | 0.05923 | 0.059275 | 0.059359 | 0.059424 | 0.059465 | 0.059484 | 0.059474 | 0.059475
SDG&E | GWh | Industrial | Ind - Paper | Lighting | No | Ind Lighting - O&M (Low Cost) | 0.0038833 | 0.0039376 | 0.0039736 | 0.0039832 | 0.003994 | 0.003997 | 0.0040027 | 0.004007 | 0.0040099 | 0.0040111 | 0.0040104 | 0.0040105
SDG&E | GWh | Industrial | Ind - Paper | Lighting | No | Ind Lighting - O&M (Mid Cost) | 0 | 0 | 0 | 0 | 0 | 0.00023483 | 0.00023516 | 0.00023542 | 0.00023558 | 0.00023566 | 0.00023561 | 0.00023562
SDG&E | GWh | Industrial | Ind - Paper | ProcHeat | No | Ind ProcHeat - O&M (Gas - Mid Cost) | 2.9542e-05 | 2.9386e-05 | 2.9468e-05 | 2.971e-05 | 2.9917e-05 | 3.0081e-05 | 3.0266e-05 | 3.0339e-05 | 3.038e-05 | 3.0314e-05 | 3.0314e-05 | 3.0314e-05
SDG&E | GWh | Industrial | Ind - Paper | MachDr | No | Ind MachDr - Equipment (High Cost) | 0.014718 | 0.014924 | 0.01506 | 0.015097 | 0.015137 | 0.015149 | 0.015171 | 0.015187 | 0.015198 | 0.015202 | 0.0152 | 0.0152
SDG&E | GWh | Industrial | Ind - Paper | MachDr | No | Ind MachDr - Equipment (Low Cost) | 0.029376 | 0.029787 | 0.030059 | 0.030132 | 0.030214 | 0.030237 | 0.030279 | 0.030312 | 0.030334 | 0.030343 | 0.030338 | 0.030338
SDG&E | GWh | Industrial | Ind - Paper | MachDr | No | Ind MachDr - Equipment (Mid Cost) | 0.061904 | 0.062769 | 0.063343 | 0.063497 | 0.063668 | 0.063717 | 0.063807 | 0.063876 | 0.063921 | 0.063941 | 0.06393 | 0.063931
SDG&E | GWh | Industrial | Ind - Paper | MachDr | No | Ind MachDr - O&M (High Cost) | 0 | 0 | 0 | 0 | 0 | 0 | 0 | 0 | 0 | 0 | 0 | 0.0017475
SDG&E | GWh | Industrial | Ind - Paper | MachDr | No | Ind MachDr - O&M (Low Cost) | 0.18969 | 0.19234 | 0.1941 | 0.19457 | 0.19509 | 0.19524 | 0.19552 | 0.19573 | 0.19587 | 0.19593 | 0.1959 | 0.1959
SDG&E | GWh | Industrial | Ind - Paper | MachDr | No | Ind MachDr - O&M (Mid Cost) | 0 | 0 | 0 | 0 | 0 | 0.020647 | 0.020676 | 0.020698 | 0.020713 | 0.020719 | 0.020716 | 0.020716
SDG&E | GWh | Industrial | Ind - Petroleum | Lighting | No | Ind Lighting - Equipment (High Cost) | 0.0012513 | 0.0012688 | 0.0012804 | 0.0012835 | 0.001287 | 0.0012879 | 0.0012898 | 0.0012912 | 0.0012921 | 0.0012925 | 0.0012923 | 0.0012923
SDG&E | GWh | Industrial | Ind - Petroleum | Lighting | No | Ind Lighting - Equipment (Low Cost) | 0.0022354 | 0.0022666 | 0.0022874 | 0.0022929 | 0.0022991 | 0.0023008 | 0.0023041 | 0.0023066 | 0.0023082 | 0.0023089 | 0.0023085 | 0.0023086
SDG&E | GWh | Industrial | Ind - Petroleum | Lighting | No | Ind Lighting - Equipment (Mid Cost) | 0.001824 | 0.0018495 | 0.0018664 | 0.001871 | 0.001876 | 0.0018774 | 0.0018801 | 0.0018821 | 0.0018835 | 0.001884 | 0.0018837 | 0.0018837
SDG&E | GWh | Industrial | Ind - Petroleum | MachDr | No | Ind MachDr - Equipment (High Cost) | 0.0038533 | 0.0039071 | 0.0039429 | 0.0039524 | 0.0039631 | 0.0039661 | 0.0039718 | 0.0039761 | 0.0039789 | 0.0039801 | 0.0039794 | 0.0039795
SDG&E | GWh | Industrial | Ind - Petroleum | MachDr | No | Ind MachDr - Equipment (Low Cost) | 0.018327 | 0.018583 | 0.018753 | 0.018799 | 0.018849 | 0.018864 | 0.018891 | 0.018911 | 0.018924 | 0.01893 | 0.018927 | 0.018927
SDG&E | GWh | Industrial | Ind - Petroleum | MachDr | No | Ind MachDr - Equipment (Mid Cost) | 0.015368 | 0.015583 | 0.015725 | 0.015763 | 0.015806 | 0.015818 | 0.01584 | 0.015858 | 0.015869 | 0.015874 | 0.015871 | 0.015871
SDG&E | GWh | Industrial | Ind - Petroleum | MachDr | No | Ind MachDr - O&M (Low Cost) | 0.067842 | 0.06879 | 0.06942 | 0.069588 | 0.069776 | 0.069829 | 0.069928 | 0.070004 | 0.070053 | 0.070075 | 0.070063 | 0.070064
SDG&E | GWh | Industrial | Ind - Petroleum | MachDr | No | Ind MachDr - O&M (Mid Cost) | 0 | 0 | 0 | 0 | 0 | 0.0094392 | 0.0094525 | 0.0094628 | 0.0094694 | 0.0094724 | 0.0094707 | 0.0094709
SDG&E | GWh | Industrial | Ind - Plastics | HVAC | No | Ind HVAC - Equipment (Electric - High Cost) | 0.0027692 | 0.0028079 | 0.0028336 | 0.0028405 | 0.0028481 | 0.0028503 | 0.0028544 | 0.0028575 | 0.0028595 | 0.0028604 | 0.0028599 | 0.0028599
SDG&E | GWh | Industrial | Ind - Plastics | HVAC | No | Ind HVAC - Equipment (Electric - Low Cost) | 0.11539 | 0.11701 | 0.11808 | 0.11836 | 0.11868 | 0.11877 | 0.11894 | 0.11907 | 0.11915 | 0.11919 | 0.11917 | 0.11917
SDG&E | GWh | Industrial | Ind - Plastics | HVAC | No | Ind HVAC - Equipment (Electric - Mid Cost) | 0.11039 | 0.11193 | 0.11296 | 0.11323 | 0.11354 | 0.11363 | 0.11379 | 0.11391 | 0.11399 | 0.11403 | 0.11401 | 0.11401
SDG&E | GWh | Industrial | Ind - Plastics | HVAC | No | Ind HVAC - Equipment (Gas - Low Cost) | 0.0001885 | 0.00020285 | 0.00021488 | 0.00022633 | 0.00023817 | 0.00025119 | 0.00026535 | 0.0002794 | 0.00029356 | 0.00030767 | 0.00030767 | 0.00030767
SDG&E | GWh | Industrial | Ind - Plastics | HVAC | No | Ind HVAC - O&M (Electric - High Cost) | 0.035725 | 0.036224 | 0.036556 | 0.036645 | 0.036743 | 0.036772 | 0.036824 | 0.036864 | 0.036889 | 0.036901 | 0.036895 | 0.036895
SDG&E | GWh | Industrial | Ind - Plastics | HVAC | No | Ind HVAC - O&M (Electric - Low Cost) | 0.42612 | 0.43207 | 0.43603 | 0.43708 | 0.43826 | 0.4386 | 0.43922 | 0.4397 | 0.44 | 0.44014 | 0.44007 | 0.44007
SDG&E | GWh | Industrial | Ind - Plastics | HVAC | No | Ind HVAC - O&M (Electric - Mid Cost) | 0.073356 | 0.074381 | 0.075062 | 0.075244 | 0.075446 | 0.075504 | 0.075611 | 0.075693 | 0.075746 | 0.07577 | 0.075757 | 0.075758
SDG&E | GWh | Industrial | Ind - Plastics | HVAC | No | Ind HVAC - O&M (Gas - Mid Cost) | 0.00014605 | 0.00015717 | 0.00016649 | 0.00017536 | 0.00018453 | 0.00019463 | 0.00020559 | 0.00021648 | 0.00022745 | 0.00023838 | 0.00023838 | 0.00023838
SDG&E | GWh | Industrial | Ind - Plastics | Lighting | No | Ind Lighting - Equipment (High Cost) | 0.15047 | 0.15257 | 0.15397 | 0.15434 | 0.15476 | 0.15487 | 0.15509 | 0.15526 | 0.15537 | 0.15542 | 0.15539 | 0.1554
SDG&E | GWh | Industrial | Ind - Plastics | Lighting | No | Ind Lighting - Equipment (Low Cost) | 0.23051 | 0.23373 | 0.23587 | 0.23644 | 0.23708 | 0.23726 | 0.23759 | 0.23785 | 0.23802 | 0.23809 | 0.23805 | 0.23806
SDG&E | GWh | Industrial | Ind - Plastics | Lighting | No | Ind Lighting - Equipment (Mid Cost) | 1.0115 | 1.0256 | 1.035 | 1.0375 | 1.0403 | 1.0411 | 1.0426 | 1.0437 | 1.0444 | 1.0448 | 1.0446 | 1.0446
SDG&E | GWh | Industrial | Ind - Plastics | Lighting | No | Ind Lighting - O&M (Low Cost) | 0.052326 | 0.053057 | 0.053543 | 0.053673 | 0.053817 | 0.053858 | 0.053935 | 0.053993 | 0.054031 | 0.054048 | 0.054039 | 0.05404
SDG&E | GWh | Industrial | Ind - Plastics | Lighting | No | Ind Lighting - O&M (Mid Cost) | 0 | 0 | 0 | 0 | 0.008175 | 0.0081813 | 0.0081928 | 0.0082017 | 0.0082075 | 0.0082101 | 0.0082086 | 0.0082088
SDG&E | GWh | Industrial | Ind - Plastics | ProcHeat | No | Ind ProcHeat - Equipment (Electric - High Cost) | 0.0044035 | 0.004465 | 0.0045059 | 0.0045168 | 0.004529 | 0.0045325 | 0.0045389 | 0.0045438 | 0.004547 | 0.0045484 | 0.0045476 | 0.0045477
SDG&E | GWh | Industrial | Ind - Plastics | ProcHeat | No | Ind ProcHeat - Equipment (Electric - Low Cost) | 0.31929 | 0.32375 | 0.32671 | 0.32751 | 0.32839 | 0.32864 | 0.32911 | 0.32946 | 0.32969 | 0.3298 | 0.32974 | 0.32975
SDG&E | GWh | Industrial | Ind - Plastics | ProcHeat | No | Ind ProcHeat - Equipment (Electric - Mid Cost) | 0.14317 | 0.14517 | 0.1465 | 0.14685 | 0.14725 | 0.14736 | 0.14757 | 0.14773 | 0.14783 | 0.14788 | 0.14785 | 0.14785
SDG&E | GWh | Industrial | Ind - Plastics | ProcHeat | No | Ind ProcHeat - Equipment (Gas - Mid Cost) | 0.00056425 | 0.00060721 | 0.00064321 | 0.0006775 | 0.00071293 | 0.00075191 | 0.00079429 | 0.00083633 | 0.00087874 | 0.00092095 | 0.00092095 | 0.00092095
SDG&E | GWh | Industrial | Ind - Plastics | ProcHeat | No | Ind ProcHeat - O&M (Gas - Low Cost) | 0.0021723 | 0.0023377 | 0.0024763 | 0.0026083 | 0.0027447 | 0.0028948 | 0.003058 | 0.0032198 | 0.0033831 | 0.0035456 | 0.0035456 | 0.0035456
SDG&E | GWh | Industrial | Ind - Plastics | ProcRefrig | No | Ind ProcRefrig - O&M (Low Cost) | 0 | 0 | 0.50386 | 0.50508 | 0.50645 | 0.50683 | 0.50755 | 0.5081 | 0.50846 | 0.50862 | 0.50853 | 0.50854
SDG&E | GWh | Industrial | Ind - Plastics | ProcRefrig | No | Ind ProcRefrig - O&M (Mid Cost) | 0 | 0 | 0 | 0 | 0 | 0 | 0.099085 | 0.099193 | 0.099262 | 0.099294 | 0.099276 | 0.099278
SDG&E | GWh | Industrial | Ind - Plastics | MachDr | No | Ind MachDr - Equipment (High Cost) | 0.305 | 0.30926 | 0.31209 | 0.31285 | 0.31369 | 0.31393 | 0.31437 | 0.31472 | 0.31494 | 0.31503 | 0.31498 | 0.31499
SDG&E | GWh | Industrial | Ind - Plastics | MachDr | No | Ind MachDr - Equipment (Low Cost) | 1.1475 | 1.1636 | 1.1742 | 1.1771 | 1.1802 | 1.1812 | 1.1828 | 1.1841 | 1.1849 | 1.1853 | 1.1851 | 1.1851
SDG&E | GWh | Industrial | Ind - Plastics | MachDr | No | Ind MachDr - Equipment (Mid Cost) | 1.8846 | 1.9109 | 1.9284 | 1.9331 | 1.9383 | 1.9398 | 1.9425 | 1.9446 | 1.946 | 1.9466 | 1.9463 | 1.9463
SDG&E | GWh | Industrial | Ind - Plastics | MachDr | No | Ind MachDr - O&M (Low Cost) | 0 | 4.082 | 4.1194 | 4.1294 | 4.1405 | 4.1437 | 4.1496 | 4.1541 | 4.157 | 4.1583 | 4.1576 | 4.1576
SDG&E | GWh | Industrial | Ind - Plastics | MachDr | No | Ind MachDr - O&M (Mid Cost) | 0 | 0 | 0 | 0 | 0 | 0.15648 | 0.1567 | 0.15687 | 0.15698 | 0.15703 | 0.15701 | 0.15701
SDG&E | GWh | Industrial | Ind - Printing & Publishing | HVAC | No | Ind HVAC - Equipment (Electric - High Cost) | 0.16964 | 0.17201 | 0.17359 | 0.17401 | 0.17448 | 0.17461 | 0.17486 | 0.17505 | 0.17517 | 0.17523 | 0.1752 | 0.1752
SDG&E | GWh | Industrial | Ind - Printing & Publishing | HVAC | No | Ind HVAC - Equipment (Electric - Low Cost) | 0.28459 | 0.28857 | 0.29121 | 0.29191 | 0.2927 | 0.29293 | 0.29334 | 0.29366 | 0.29387 | 0.29396 | 0.29391 | 0.29391
SDG&E | GWh | Industrial | Ind - Printing & Publishing | HVAC | No | Ind HVAC - Equipment (Electric - Mid Cost) | 0.30947 | 0.31379 | 0.31666 | 0.31743 | 0.31829 | 0.31853 | 0.31898 | 0.31933 | 0.31955 | 0.31965 | 0.3196 | 0.3196
SDG&E | GWh | Industrial | Ind - Printing & Publishing | HVAC | No | Ind HVAC - O&M (Electric - High Cost) | 0 | 0.053462 | 0.053952 | 0.054082 | 0.054228 | 0.05427 | 0.054347 | 0.054406 | 0.054444 | 0.054461 | 0.054451 | 0.054452
SDG&E | GWh | Industrial | Ind - Printing & Publishing | HVAC | No | Ind HVAC - O&M (Electric - Low Cost) | 1.19 | 1.2066 | 1.2176 | 1.2206 | 1.2239 | 1.2248 | 1.2265 | 1.2279 | 1.2287 | 1.2291 | 1.2289 | 1.2289
SDG&E | GWh | Industrial | Ind - Printing & Publishing | HVAC | No | Ind HVAC - O&M (Electric - Mid Cost) | 0.54859 | 0.55625 | 0.56134 | 0.5627 | 0.56422 | 0.56465 | 0.56545 | 0.56607 | 0.56646 | 0.56664 | 0.56654 | 0.56655
SDG&E | GWh | Industrial | Ind - Printing & Publishing | Lighting | No | Ind Lighting - Equipment (High Cost) | 0.20247 | 0.2053 | 0.20718 | 0.20768 | 0.20824 | 0.2084 | 0.2087 | 0.20892 | 0.20907 | 0.20914 | 0.2091 | 0.2091
SDG&E | GWh | Industrial | Ind - Printing & Publishing | Lighting | No | Ind Lighting - Equipment (Low Cost) | 0.42161 | 0.4275 | 0.43141 | 0.43246 | 0.43362 | 0.43396 | 0.43457 | 0.43504 | 0.43535 | 0.43548 | 0.43541 | 0.43542
SDG&E | GWh | Industrial | Ind - Printing & Publishing | Lighting | No | Ind Lighting - Equipment (Mid Cost) | 1.084 | 1.0991 | 1.1092 | 1.1119 | 1.1149 | 1.1157 | 1.1173 | 1.1185 | 1.1193 | 1.1197 | 1.1195 | 1.1195
SDG&E | GWh | Industrial | Ind - Printing & Publishing | Lighting | No | Ind Lighting - O&M (Low Cost) | 0.2007 | 0.2035 | 0.20536 | 0.20586 | 0.20642 | 0.20658 | 0.20687 | 0.20709 | 0.20724 | 0.2073 | 0.20727 | 0.20727
SDG&E | GWh | Industrial | Ind - Printing & Publishing | Lighting | No | Ind Lighting - O&M (Mid Cost) | 0 | 0 | 0 | 0 | 0.0098288 | 0.0098364 | 0.0098503 | 0.009861 | 0.0098679 | 0.009871 | 0.0098693 | 0.0098694
SDG&E | GWh | Industrial | Ind - Printing & Publishing | MachDr | No | Ind MachDr - Equipment (High Cost) | 0.11117 | 0.11272 | 0.11375 | 0.11403 | 0.11433 | 0.11442 | 0.11458 | 0.11471 | 0.11479 | 0.11482 | 0.1148 | 0.11481
SDG&E | GWh | Industrial | Ind - Printing & Publishing | MachDr | No | Ind MachDr - Equipment (Low Cost) | 0.46083 | 0.46727 | 0.47154 | 0.47269 | 0.47396 | 0.47433 | 0.475 | 0.47551 | 0.47585 | 0.476 | 0.47591 | 0.47592
SDG&E | GWh | Industrial | Ind - Printing & Publishing | MachDr | No | Ind MachDr - Equipment (Mid Cost) | 0.74091 | 0.75127 | 0.75814 | 0.75998 | 0.76203 | 0.76261 | 0.76369 | 0.76452 | 0.76506 | 0.7653 | 0.76517 | 0.76518
SDG&E | GWh | Industrial | Ind - Printing & Publishing | MachDr | No | Ind MachDr - O&M (Low Cost) | 4.9194 | 4.9881 | 5.0338 | 5.046 | 5.0596 | 5.0635 | 5.0707 | 5.0761 | 5.0797 | 5.0813 | 5.0804 | 5.0805
SDG&E | GWh | Industrial | Ind - Printing & Publishing | MachDr | No | Ind MachDr - O&M (Mid Cost) | 0 | 0 | 0 | 0 | 0 | 0.25075 | 0.2511 | 0.25138 | 0.25155 | 0.25163 | 0.25159 | 0.25159
SDG&E | GWh | Industrial | Ind - Stone, Glass & Clay | HVAC | No | Ind HVAC - O&M (Electric - High Cost) | 0 | 0.0049801 | 0.0050257 | 0.0050379 | 0.0050515 | 0.0050554 | 0.0050625 | 0.005068 | 0.0050716 | 0.0050732 | 0.0050723 | 0.0050724
SDG&E | GWh | Industrial | Ind - Stone, Glass & Clay | HVAC | No | Ind HVAC - O&M (Electric - Low Cost) | 0.076999 | 0.078075 | 0.07879 | 0.078981 | 0.079194 | 0.079255 | 0.079367 | 0.079453 | 0.079509 | 0.079534 | 0.07952 | 0.079521
SDG&E | GWh | Industrial | Ind - Stone, Glass & Clay | HVAC | No | Ind HVAC - O&M (Electric - Mid Cost) | 0.00063145 | 0.00064028 | 0.00064614 | 0.0006477 | 0.00064945 | 0.00064995 | 0.00065087 | 0.00065157 | 0.00065203 | 0.00065224 | 0.00065212 | 0.00065213
SDG&E | GWh | Industrial | Ind - Stone, Glass & Clay | Lighting | No | Ind Lighting - Equipment (High Cost) | 0.022248 | 0.022559 | 0.022765 | 0.02282 | 0.022882 | 0.022899 | 0.022932 | 0.022957 | 0.022973 | 0.02298 | 0.022976 | 0.022976
SDG&E | GWh | Industrial | Ind - Stone, Glass & Clay | Lighting | No | Ind Lighting - Equipment (Low Cost) | 0.024374 | 0.024715 | 0.024941 | 0.025001 | 0.025069 | 0.025088 | 0.025124 | 0.025151 | 0.025169 | 0.025176 | 0.025172 | 0.025172
SDG&E | GWh | Industrial | Ind - Stone, Glass & Clay | Lighting | No | Ind Lighting - Equipment (Mid Cost) | 0.31901 | 0.32347 | 0.32643 | 0.32722 | 0.3281 | 0.32835 | 0.32882 | 0.32917 | 0.3294 | 0.32951 | 0.32945 | 0.32946
SDG&E | GWh | Industrial | Ind - Stone, Glass & Clay | Lighting | No | Ind Lighting - O&M (Low Cost) | 0.0074667 | 0.007571 | 0.0076403 | 0.0076589 | 0.0076795 | 0.0076854 | 0.0076963 | 0.0077046 | 0.00771 | 0.0077125 | 0.0077111 | 0.0077113
SDG&E | GWh | Industrial | Ind - Stone, Glass & Clay | Lighting | No | Ind Lighting - O&M (Mid Cost) | 0 | 0 | 0 | 0.0048972 | 0.0049104 | 0.0049142 | 0.0049212 | 0.0049265 | 0.00493 | 0.0049315 | 0.0049307 | 0.0049307
SDG&E | GWh | Industrial | Ind - Stone, Glass & Clay | MachDr | No | Ind MachDr - Equipment (High Cost) | 0.023864 | 0.024198 | 0.024419 | 0.024478 | 0.024544 | 0.024563 | 0.024598 | 0.024624 | 0.024642 | 0.024649 | 0.024645 | 0.024646
SDG&E | GWh | Industrial | Ind - Stone, Glass & Clay | MachDr | No | Ind MachDr - Equipment (Low Cost) | 0.20179 | 0.2046 | 0.20648 | 0.20698 | 0.20754 | 0.2077 | 0.20799 | 0.20821 | 0.20836 | 0.20843 | 0.20839 | 0.20839
SDG&E | GWh | Industrial | Ind - Stone, Glass & Clay | MachDr | No | Ind MachDr - Equipment (Mid Cost) | 0.16456 | 0.16686 | 0.16839 | 0.16879 | 0.16925 | 0.16938 | 0.16962 | 0.1698 | 0.16992 | 0.16997 | 0.16995 | 0.16995
SDG&E | GWh | Industrial | Ind - Stone, Glass & Clay | MachDr | No | Ind MachDr - O&M (Low Cost) | 0.64474 | 0.65374 | 0.65973 | 0.66133 | 0.66311 | 0.66362 | 0.66456 | 0.66528 | 0.66575 | 0.66596 | 0.66584 | 0.66585
SDG&E | GWh | Industrial | Ind - Stone, Glass & Clay | MachDr | No | Ind MachDr - O&M (Mid Cost) | 0 | 0 | 0 | 0 | 0 | 0 | 0.11149 | 0.11161 | 0.11169 | 0.11173 | 0.11171 | 0.11171
SDG&E | GWh | Industrial | Ind - Textiles | HVAC | No | Ind HVAC - Equipment (Electric - High Cost) | 0.0061539 | 0.0062399 | 0.006297 | 0.0063123 | 0.0063293 | 0.0063341 | 0.0063431 | 0.00635 | 0.0063544 | 0.0063564 | 0.0063553 | 0.0063554
SDG&E | GWh | Industrial | Ind - Textiles | HVAC | No | Ind HVAC - Equipment (Electric - Low Cost) | 0.0041015 | 0.0041588 | 0.0041969 | 0.0042071 | 0.0042184 | 0.0042216 | 0.0042276 | 0.0042322 | 0.0042352 | 0.0042365 | 0.0042358 | 0.0042358
SDG&E | GWh | Industrial | Ind - Textiles | HVAC | No | Ind HVAC - Equipment (Electric - Mid Cost) | 0.0086393 | 0.00876 | 0.0088402 | 0.0088616 | 0.0088855 | 0.0088923 | 0.0089049 | 0.0089146 | 0.0089208 | 0.0089236 | 0.0089221 | 0.0089222
SDG&E | GWh | Industrial | Ind - Textiles | HVAC | No | Ind HVAC - O&M (Electric - High Cost) | 0 | 0 | 0 | 0 | 0 | 0.000924 | 0.00092531 | 0.00092631 | 0.00092696 | 0.00092725 | 0.00092709 | 0.0009271
SDG&E | GWh | Industrial | Ind - Textiles | HVAC | No | Ind HVAC - O&M (Electric - Low Cost) | 0.065709 | 0.066627 | 0.067237 | 0.0674 | 0.067581 | 0.067633 | 0.067729 | 0.067802 | 0.06785 | 0.067871 | 0.06786 | 0.067861
SDG&E | GWh | Industrial | Ind - Textiles | HVAC | No | Ind HVAC - O&M (Electric - Mid Cost) | 0.0275 | 0.027884 | 0.028139 | 0.028208 | 0.028284 | 0.028305 | 0.028345 | 0.028376 | 0.028396 | 0.028405 | 0.0284 | 0.0284
SDG&E | GWh | Industrial | Ind - Textiles | Lighting | No | Ind Lighting - Equipment (High Cost) | 0.018962 | 0.019227 | 0.019403 | 0.01945 | 0.019502 | 0.019517 | 0.019545 | 0.019566 | 0.01958 | 0.019586 | 0.019583 | 0.019583
SDG&E | GWh | Industrial | Ind - Textiles | Lighting | No | Ind Lighting - Equipment (Low Cost) | 0.017659 | 0.017906 | 0.01807 | 0.018114 | 0.018163 | 0.018177 | 0.018202 | 0.018222 | 0.018235 | 0.018241 | 0.018237 | 0.018238
SDG&E | GWh | Industrial | Ind - Textiles | Lighting | No | Ind Lighting - Equipment (Mid Cost) | 0.1466 | 0.14864 | 0.15 | 0.15037 | 0.15077 | 0.15089 | 0.1511 | 0.15127 | 0.15137 | 0.15142 | 0.15139 | 0.1514
SDG&E | GWh | Industrial | Ind - Textiles | Lighting | No | Ind Lighting - O&M (Low Cost) | 0.010506 | 0.010653 | 0.010751 | 0.010777 | 0.010806 | 0.010814 | 0.010829 | 0.010841 | 0.010849 | 0.010852 | 0.01085 | 0.010851
SDG&E | GWh | Industrial | Ind - Textiles | Lighting | No | Ind Lighting - O&M (Mid Cost) | 0 | 0 | 0.005717 | 0.0057308 | 0.0057463 | 0.0057507 | 0.0057588 | 0.0057651 | 0.0057691 | 0.0057709 | 0.0057699 | 0.00577
SDG&E | GWh | Industrial | Ind - Textiles | ProcHeat | No | Ind ProcHeat - Equipment (Gas - Mid Cost) | 2.1012e-05 | 2.0723e-05 | 2.056e-05 | 2.0431e-05 | 2.0322e-05 | 2.02e-05 | 2.0135e-05 | 1.9954e-05 | 1.9768e-05 | 1.9498e-05 | 1.9498e-05 | 1.9498e-05
SDG&E | GWh | Industrial | Ind - Textiles | ProcHeat | No | Ind ProcHeat - O&M (Gas - Low Cost) | 0.00012447 | 0.00012276 | 0.0001218 | 0.00012104 | 0.00012039 | 0.00011966 | 0.00011928 | 0.00011821 | 0.0001171 | 0.00011551 | 0.00011551 | 0.00011551
SDG&E | GWh | Industrial | Ind - Textiles | MachDr | No | Ind MachDr - Equipment (High Cost) | 0.0047173 | 0.0047832 | 0.004827 | 0.0048387 | 0.0048517 | 0.0048554 | 0.0048623 | 0.0048676 | 0.004871 | 0.0048725 | 0.0048717 | 0.0048718
SDG&E | GWh | Industrial | Ind - Textiles | MachDr | No | Ind MachDr - Equipment (Low Cost) | 0.034826 | 0.035313 | 0.035636 | 0.035722 | 0.035818 | 0.035846 | 0.035897 | 0.035936 | 0.035961 | 0.035972 | 0.035966 | 0.035966
SDG&E | GWh | Industrial | Ind - Textiles | MachDr | No | Ind MachDr - Equipment (Mid Cost) | 0.086047 | 0.087249 | 0.088048 | 0.088262 | 0.0885 | 0.088567 | 0.088693 | 0.088789 | 0.088851 | 0.088879 | 0.088864 | 0.088865
SDG&E | GWh | Industrial | Ind - Textiles | MachDr | No | Ind MachDr - O&M (Low Cost) | 0 | 0.29891 | 0.30165 | 0.30238 | 0.30319 | 0.30343 | 0.30386 | 0.30419 | 0.3044 | 0.30449 | 0.30444 | 0.30445
SDG&E | GWh | Industrial | Ind - Textiles | MachDr | No | Ind MachDr - O&M (Mid Cost) | 0 | 0 | 0 | 0 | 0 | 0 | 0.067826 | 0.0679 | 0.067947 | 0.067969 | 0.067957 | 0.067958
SDG&E | GWh | Industrial | Ind - Transportation Equipment | HVAC | No | Ind HVAC - Equipment (Electric - High Cost) | 0.063464 | 0.06435 | 0.064939 | 0.065097 | 0.065272 | 0.065322 | 0.065415 | 0.065486 | 0.065532 | 0.065552 | 0.065541 | 0.065542
SDG&E | GWh | Industrial | Ind - Transportation Equipment | HVAC | No | Ind HVAC - Equipment (Electric - Low Cost) | 0.10902 | 0.11054 | 0.11155 | 0.11182 | 0.11212 | 0.11221 | 0.11237 | 0.11249 | 0.11257 | 0.11261 | 0.11259 | 0.11259
SDG&E | GWh | Industrial | Ind - Transportation Equipment | HVAC | No | Ind HVAC - Equipment (Electric - Mid Cost) | 0.14139 | 0.14337 | 0.14468 | 0.14503 | 0.14542 | 0.14553 | 0.14574 | 0.1459 | 0.146 | 0.14605 | 0.14602 | 0.14602
SDG&E | GWh | Industrial | Ind - Transportation Equipment | HVAC | No | Ind HVAC - O&M (Electric - High Cost) | 0 | 0 | 0 | 0.084503 | 0.084731 | 0.084796 | 0.084916 | 0.085008 | 0.085068 | 0.085094 | 0.08508 | 0.085081
SDG&E | GWh | Industrial | Ind - Transportation Equipment | HVAC | No | Ind HVAC - O&M (Electric - Low Cost) | 1.0585 | 1.0733 | 1.0831 | 1.0858 | 1.0887 | 1.0895 | 1.0911 | 1.0923 | 1.093 | 1.0934 | 1.0932 | 1.0932
SDG&E | GWh | Industrial | Ind - Transportation Equipment | HVAC | No | Ind HVAC - O&M (Electric - Mid Cost) | 0.14282 | 0.14482 | 0.14614 | 0.1465 | 0.14689 | 0.14701 | 0.14721 | 0.14737 | 0.14748 | 0.14752 | 0.1475 | 0.1475
SDG&E | GWh | Industrial | Ind - Transportation Equipment | Lighting | No | Ind Lighting - Equipment (High Cost) | 0.50866 | 0.51577 | 0.52049 | 0.52175 | 0.52316 | 0.52356 | 0.5243 | 0.52487 | 0.52524 | 0.5254 | 0.52531 | 0.52532
SDG&E | GWh | Industrial | Ind - Transportation Equipment | Lighting | No | Ind Lighting - Equipment (Low Cost) | 0.53843 | 0.54595 | 0.55094 | 0.55228 | 0.55377 | 0.55419 | 0.55498 | 0.55558 | 0.55597 | 0.55615 | 0.55605 | 0.55606
SDG&E | GWh | Industrial | Ind - Transportation Equipment | Lighting | No | Ind Lighting - Equipment (Mid Cost) | 2.9545 | 2.9958 | 3.0232 | 3.0306 | 3.0387 | 3.0411 | 3.0454 | 3.0487 | 3.0508 | 3.0518 | 3.0512 | 3.0513
SDG&E | GWh | Industrial | Ind - Transportation Equipment | Lighting | No | Ind Lighting - O&M (Low Cost) | 0.28129 | 0.28522 | 0.28783 | 0.28853 | 0.28931 | 0.28953 | 0.28994 | 0.29025 | 0.29046 | 0.29055 | 0.2905 | 0.2905
SDG&E | GWh | Industrial | Ind - Transportation Equipment | Lighting | No | Ind Lighting - O&M (Mid Cost) | 0 | 0 | 0 | 0 | 0 | 0.022796 | 0.022829 | 0.022853 | 0.022869 | 0.022877 | 0.022873 | 0.022873
SDG&E | GWh | Industrial | Ind - Transportation Equipment | ProcHeat | No | Ind ProcHeat - Equipment (Electric - High Cost) | 5.7676e-05 | 5.8482e-05 | 5.9017e-05 | 5.9161e-05 | 5.932e-05 | 5.9366e-05 | 5.945e-05 | 5.9514e-05 | 5.9556e-05 | 5.9575e-05 | 5.9564e-05 | 5.9565e-05
SDG&E | GWh | Industrial | Ind - Transportation Equipment | ProcHeat | No | Ind ProcHeat - Equipment (Electric - Low Cost) | 0.095546 | 0.096881 | 0.097767 | 0.098004 | 0.098269 | 0.098344 | 0.098483 | 0.09859 | 0.098659 | 0.09869 | 0.098673 | 0.098675
SDG&E | GWh | Industrial | Ind - Transportation Equipment | ProcHeat | No | Ind ProcHeat - Equipment (Electric - Mid Cost) | 0.066961 | 0.067896 | 0.068518 | 0.068684 | 0.068869 | 0.068922 | 0.06902 | 0.069094 | 0.069143 | 0.069165 | 0.069153 | 0.069154
SDG&E | GWh | Industrial | Ind - Transportation Equipment | ProcHeat | No | Ind ProcHeat - Equipment (Gas - Mid Cost) | 0.00022036 | 0.00022462 | 0.00022862 | 0.00023236 | 0.00023539 | 0.00023771 | 0.00023979 | 0.0002412 | 0.00024248 | 0.00024359 | 0.00024359 | 0.00024359
SDG&E | GWh | Industrial | Ind - Transportation Equipment | ProcHeat | No | Ind ProcHeat - O&M (Gas - Low Cost) | 0.00025701 | 0.00026198 | 0.00026665 | 0.00027101 | 0.00027454 | 0.00027725 | 0.00027968 | 0.00028132 | 0.00028281 | 0.00028411 | 0.00028411 | 0.00028411
SDG&E | GWh | Industrial | Ind - Transportation Equipment | SHW | No | Ind SHW - Equipment (High Cost) | 0.0016025 | 0.0016335 | 0.0016626 | 0.0016898 | 0.0017118 | 0.0017287 | 0.0017438 | 0.0017541 | 0.0017633 | 0.0017714 | 0.0017714 | 0.0017714
SDG&E | GWh | Industrial | Ind - Transportation Equipment | ProcRefrig | No | Ind ProcRefrig - O&M (Mid Cost) | 0 | 0 | 0 | 0 | 0.20205 | 0.2022 | 0.20249 | 0.20271 | 0.20285 | 0.20292 | 0.20288 | 0.20288
SDG&E | GWh | Industrial | Ind - Transportation Equipment | MachDr | No | Ind MachDr - Equipment (High Cost) | 0.17885 | 0.18135 | 0.18301 | 0.18346 | 0.18395 | 0.18409 | 0.18435 | 0.18455 | 0.18468 | 0.18474 | 0.18471 | 0.18471
SDG&E | GWh | Industrial | Ind - Transportation Equipment | MachDr | No | Ind MachDr - Equipment (Low Cost) | 1.5265 | 1.5478 | 1.562 | 1.5658 | 1.57 | 1.5712 | 1.5734 | 1.5751 | 1.5762 | 1.5767 | 1.5765 | 1.5765
SDG&E | GWh | Industrial | Ind - Transportation Equipment | MachDr | No | Ind MachDr - Equipment (Mid Cost) | 1.8419 | 1.8677 | 1.8848 | 1.8893 | 1.8944 | 1.8959 | 1.8986 | 1.9006 | 1.902 | 1.9026 | 1.9022 | 1.9023
SDG&E | GWh | Industrial | Ind - Transportation Equipment | MachDr | No | Ind MachDr - O&M (Low Cost) | 0 | 8.196 | 8.271 | 8.2911 | 8.3134 | 8.3198 | 8.3316 | 8.3406 | 8.3464 | 8.3491 | 8.3476 | 8.3477
SDG&E | GWh | Industrial | Ind - Transportation Equipment | MachDr | No | Ind MachDr - O&M (Mid Cost) | 0 | 0 | 0 | 0 | 1.662 | 1.6633 | 1.6657 | 1.6675 | 1.6687 | 1.6692 | 1.6689 | 1.6689
SDG&E | GWh | Agricultural | Agr - Concentrated Animal Feeding Operation | SHW | No | Ag SHWC - Equipment (Low Cost) | 0.0013332 | 0.0013391 | 0.0013447 | 0.0013497 | 0.0013489 | 0.0013489 | 0.0013489 | 0.0013489 | 0.0013489 | 0.0013489 | 0.0013559 | 0.0013629
SDG&E | GWh | Agricultural | Agr - Concentrated Animal Feeding Operation | SHW | No | Ag SHWC - Equipment (Mid Cost) | 0.0019057 | 0.0019141 | 0.0019221 | 0.0019293 | 0.0019281 | 0.0019281 | 0.0019281 | 0.0019281 | 0.0019281 | 0.0019281 | 0.0019381 | 0.0019482
SDG&E | GWh | Agricultural | Agr - Concentrated Animal Feeding Operation | SHW | No | Ag SHWC - O&M (Mid Cost) | 0.0012684 | 0.001274 | 0.0012793 | 0.0012841 | 0.0012833 | 0.0012833 | 0.0012833 | 0.0012833 | 0.0012833 | 0.0012833 | 0.0012899 | 0.0012966
SDG&E | GWh | Agricultural | Agr - Dairies | ProcRefrig | No | Ag Refrigeration - Equipment (High Cost) | 0.13374 | 0.13484 | 0.136 | 0.13741 | 0.13875 | 0.13992 | 0.14081 | 0.1417 | 0.14223 | 0.14233 | 0.14182 | 0.14131
SDG&E | GWh | Agricultural | Agr - Dairies | ProcRefrig | No | Ag Refrigeration - Equipment (Low Cost) | 0.00028166 | 0.00028398 | 0.00028642 | 0.00028939 | 0.00029221 | 0.00029468 | 0.00029655 | 0.00029843 | 0.00029954 | 0.00029975 | 0.00029868 | 0.00029761
SDG&E | GWh | Agricultural | Agr - Dairies | ProcRefrig | No | Ag Refrigeration - Equipment (Mid Cost) | 0.041306 | 0.041647 | 0.042004 | 0.042439 | 0.042853 | 0.043216 | 0.04349 | 0.043765 | 0.043928 | 0.043959 | 0.043802 | 0.043645
SDG&E | GWh | Agricultural | Agr - Dairies | ProcRefrig | No | Ag Refrigeration - O&M (High Cost) | 0 | 0 | 0 | 0 | 0 | 0 | 0 | 0 | 0 | 0.42147 | 0.41996 | 0.41846
SDG&E | GWh | Agricultural | Agr - Dairies | ProcRefrig | No | Ag Refrigeration - O&M (Low Cost) | 0 | 1.0665 | 1.0756 | 1.0868 | 1.0974 | 1.1066 | 1.1137 | 1.1207 | 1.1249 | 1.1257 | 1.1216 | 1.1176
SDG&E | GWh | Agricultural | Agr - Dairies | ProcRefrig | No | Ag Refrigeration - O&M (Mid Cost) | 0 | 0 | 0 | 0 | 0 | 0.67737 | 0.68168 | 0.68599 | 0.68853 | 0.68903 | 0.68656 | 0.6841
SDG&E | GWh | Agricultural | Agr - Dairies | MachDr | No | Ag Process Mtr - Equipment (High Cost) | 0.58872 | 0.59358 | 0.59866 | 0.60487 | 0.61077 | 0.61593 | 0.61985 | 0.62377 | 0.62608 | 0.62653 | 0.62429 | 0.62205
SDG&E | GWh | Agricultural | Agr - Dairies | MachDr | No | Ag Process Mtr - Equipment (Low Cost) | 2.6125 | 2.634 | 2.6566 | 2.6841 | 2.7103 | 2.7332 | 2.7506 | 2.768 | 2.7783 | 2.7803 | 2.7703 | 2.7604
SDG&E | GWh | Agricultural | Agr - Dairies | MachDr | No | Ag Process Mtr - Equipment (Mid Cost) | 2.855 | 2.8786 | 2.9033 | 2.9334 | 2.962 | 2.987 | 3.006 | 3.025 | 3.0362 | 3.0384 | 3.0275 | 3.0167
SDG&E | GWh | Agricultural | Agr - Dairies | MachDr | No | Ag Process Mtr - O&M (High Cost) | 0 | 0 | 0 | 0 | 0 | 0 | 0 | 0 | 0 | 0.22757 | 0.22676 | 0.22595
SDG&E | GWh | Agricultural | Agr - Dairies | MachDr | No | Ag Process Mtr - O&M (Low Cost) | 7.6515 | 7.7146 | 7.7808 | 7.8614 | 7.9381 | 8.0052 | 8.0561 | 8.1071 | 8.1371 | 8.1429 | 8.1138 | 8.0848
SDG&E | GWh | Agricultural | Agr - Dairies | MachDr | No | Ag Process Mtr - O&M (Mid Cost) | 0 | 0 | 0 | 0.83361 | 0.84175 | 0.84886 | 0.85426 | 0.85966 | 0.86285 | 0.86346 | 0.86038 | 0.8573
SDG&E | GWh | Agricultural | Agr - Irrigated Agriculture | MachDr | No | Ag Motor Pmp - Equipment (High Cost) | 0.56744 | 0.57212 | 0.57702 | 0.58301 | 0.5887 | 0.59367 | 0.59745 | 0.60123 | 0.60345 | 0.60388 | 0.60172 | 0.59957
SDG&E | GWh | Agricultural | Agr - Irrigated Agriculture | MachDr | No | Ag Motor Pmp - Equipment (Low Cost) | 1.3708 | 1.3821 | 1.3939 | 1.4084 | 1.4221 | 1.4341 | 1.4432 | 1.4524 | 1.4578 | 1.4588 | 1.4536 | 1.4484
SDG&E | GWh | Agricultural | Agr - Irrigated Agriculture | MachDr | No | Ag Motor Pmp - Equipment (Mid Cost) | 2.2263 | 2.2447 | 2.2639 | 2.2874 | 2.3097 | 2.3292 | 2.344 | 2.3589 | 2.3676 | 2.3693 | 2.3608 | 2.3524
SDG&E | GWh | Agricultural | Agr - Irrigated Agriculture | MachDr | No | Ag Motor Pmp - O&M (High Cost) | 0 | 0 | 0 | 0 | 0 | 0 | 0 | 0 | 0 | 0 | 0 | 0.022516
SDG&E | GWh | Agricultural | Agr - Irrigated Agriculture | MachDr | No | Ag Motor Pmp - O&M (Low Cost) | 1.1759 | 1.1856 | 1.1958 | 1.2082 | 1.22 | 1.2303 | 1.2381 | 1.2459 | 1.2505 | 1.2514 | 1.247 | 1.2425
SDG&E | GWh | Agricultural | Agr - Irrigated Agriculture | MachDr | No | Ag Motor Pmp - O&M (Mid Cost) | 0 | 0 | 0 | 0.30592 | 0.3089 | 0.31151 | 0.31349 | 0.31548 | 0.31664 | 0.31687 | 0.31574 | 0.31461
SDG&E | GWh | Agricultural | Agr - Post-Harvest Processing | ProcHeat | No | Ag Process Dry - Equipment (High Cost) | 0.0063716 | 0.0063997 | 0.0064264 | 0.0064507 | 0.0064465 | 0.0064465 | 0.0064465 | 0.0064465 | 0.0064465 | 0.0064465 | 0.00648 | 0.0065136
SDG&E | GWh | Agricultural | Agr - Post-Harvest Processing | ProcHeat | No | Ag Process Dry - Equipment (Mid Cost) | 0.0083879 | 0.0084248 | 0.00846 | 0.0084919 | 0.0084865 | 0.0084865 | 0.0084865 | 0.0084865 | 0.0084865 | 0.0084865 | 0.0085305 | 0.0085748
SDG&E | GWh | Agricultural | Agr - Post-Harvest Processing | ProcRefrig | No | Ag Refrigeration - Equipment (High Cost) | 0.13307 | 0.13417 | 0.13532 | 0.13672 | 0.13806 | 0.13922 | 0.14011 | 0.141 | 0.14152 | 0.14162 | 0.14111 | 0.14061
SDG&E | GWh | Agricultural | Agr - Post-Harvest Processing | ProcRefrig | No | Ag Refrigeration - Equipment (Low Cost) | 0.00028025 | 0.00028256 | 0.00028499 | 0.00028794 | 0.00029075 | 0.00029321 | 0.00029507 | 0.00029694 | 0.00029804 | 0.00029825 | 0.00029719 | 0.00029612
SDG&E | GWh | Agricultural | Agr - Post-Harvest Processing | ProcRefrig | No | Ag Refrigeration - Equipment (Mid Cost) | 0.041099 | 0.041439 | 0.041794 | 0.042227 | 0.042639 | 0.042999 | 0.043273 | 0.043547 | 0.043708 | 0.043739 | 0.043583 | 0.043427
SDG&E | GWh | Agricultural | Agr - Post-Harvest Processing | ProcRefrig | No | Ag Refrigeration - O&M (High Cost) | 0 | 0 | 0 | 0 | 0 | 0 | 0 | 0 | 0 | 0.41936 | 0.41786 | 0.41636
SDG&E | GWh | Agricultural | Agr - Post-Harvest Processing | ProcRefrig | No | Ag Refrigeration - O&M (Low Cost) | 0 | 1.0611 | 1.0702 | 1.0813 | 1.0919 | 1.1011 | 1.1081 | 1.1151 | 1.1192 | 1.12 | 1.116 | 1.112
SDG&E | GWh | Agricultural | Agr - Post-Harvest Processing | ProcRefrig | No | Ag Refrigeration - O&M (Mid Cost) | 0 | 0 | 0 | 0 | 0 | 0.67398 | 0.67827 | 0.68256 | 0.68509 | 0.68558 | 0.68313 | 0.68068
SDG&E | GWh | Agricultural | Agr - Post-Harvest Processing | MachDr | No | Ag Process Mtr - Equipment (High Cost) | 0.58577 | 0.59061 | 0.59567 | 0.60185 | 0.60772 | 0.61285 | 0.61675 | 0.62065 | 0.62295 | 0.6234 | 0.62117 | 0.61894
SDG&E | GWh | Agricultural | Agr - Post-Harvest Processing | MachDr | No | Ag Process Mtr - Equipment (Low Cost) | 2.5994 | 2.6209 | 2.6433 | 2.6707 | 2.6968 | 2.7196 | 2.7369 | 2.7542 | 2.7644 | 2.7664 | 2.7565 | 2.7466
SDG&E | GWh | Agricultural | Agr - Post-Harvest Processing | MachDr | No | Ag Process Mtr - Equipment (Mid Cost) | 2.8407 | 2.8642 | 2.8887 | 2.9187 | 2.9472 | 2.9721 | 2.991 | 3.0099 | 3.021 | 3.0232 | 3.0124 | 3.0016
SDG&E | GWh | Agricultural | Agr - Post-Harvest Processing | MachDr | No | Ag Process Mtr - O&M (High Cost) | 0 | 0 | 0 | 0 | 0 | 0 | 0 | 0 | 0 | 0.22644 | 0.22563 | 0.22482
SDG&E | GWh | Agricultural | Agr - Post-Harvest Processing | MachDr | No | Ag Process Mtr - O&M (Low Cost) | 7.6132 | 7.6761 | 7.7418 | 7.8221 | 7.8985 | 7.9652 | 8.0158 | 8.0666 | 8.0965 | 8.1022 | 8.0732 | 8.0444
SDG&E | GWh | Agricultural | Agr - Post-Harvest Processing | MachDr | No | Ag Process Mtr - O&M (Mid Cost) | 0 | 0 | 0 | 0.82945 | 0.83754 | 0.84462 | 0.84999 | 0.85536 | 0.85854 | 0.85915 | 0.85607 | 0.85301
SDG&E | GWh | Agricultural | Agr - Refrigerated Warehouses | ProcRefrig | No | Ag Refrigeration - Equipment (High Cost) | 0.13374 | 0.13484 | 0.136 | 0.13741 | 0.13875 | 0.13992 | 0.14081 | 0.1417 | 0.14223 | 0.14233 | 0.14182 | 0.14131
SDG&E | GWh | Agricultural | Agr - Refrigerated Warehouses | ProcRefrig | No | Ag Refrigeration - Equipment (Low Cost) | 0.00028166 | 0.00028398 | 0.00028642 | 0.00028939 | 0.00029221 | 0.00029468 | 0.00029655 | 0.00029843 | 0.00029954 | 0.00029975 | 0.00029868 | 0.00029761
SDG&E | GWh | Agricultural | Agr - Refrigerated Warehouses | ProcRefrig | No | Ag Refrigeration - Equipment (Mid Cost) | 0.041306 | 0.041647 | 0.042004 | 0.042439 | 0.042853 | 0.043216 | 0.04349 | 0.043765 | 0.043928 | 0.043959 | 0.043802 | 0.043645
SDG&E | GWh | Agricultural | Agr - Refrigerated Warehouses | ProcRefrig | No | Ag Refrigeration - O&M (High Cost) | 0 | 0 | 0 | 0 | 0 | 0 | 0 | 0 | 0 | 0.42147 | 0.41996 | 0.41846
SDG&E | GWh | Agricultural | Agr - Refrigerated Warehouses | ProcRefrig | No | Ag Refrigeration - O&M (Low Cost) | 0 | 1.0665 | 1.0756 | 1.0868 | 1.0974 | 1.1066 | 1.1137 | 1.1207 | 1.1249 | 1.1257 | 1.1216 | 1.1176
SDG&E | GWh | Agricultural | Agr - Refrigerated Warehouses | ProcRefrig | No | Ag Refrigeration - O&M (Mid Cost) | 0 | 0 | 0 | 0 | 0 | 0.67737 | 0.68168 | 0.68599 | 0.68853 | 0.68903 | 0.68656 | 0.6841
SDG&E | GWh | Agricultural | Agr - Wineries and Vineyards | HVAC | No | Ag HVAC - Equipment (High Cost) | 4.2314e-05 | 4.25e-05 | 4.2678e-05 | 4.2839e-05 | 4.2812e-05 | 4.2812e-05 | 4.2812e-05 | 4.2812e-05 | 4.2812e-05 | 4.2812e-05 | 4.3034e-05 | 4.3257e-05
SDG&E | GWh | Agricultural | Agr - Wineries and Vineyards | ProcRefrig | No | Ag Refrigeration - Equipment (High Cost) | 0.13374 | 0.13484 | 0.136 | 0.13741 | 0.13875 | 0.13992 | 0.14081 | 0.1417 | 0.14223 | 0.14233 | 0.14182 | 0.14131
SDG&E | GWh | Agricultural | Agr - Wineries and Vineyards | ProcRefrig | No | Ag Refrigeration - Equipment (Low Cost) | 0.00028166 | 0.00028398 | 0.00028642 | 0.00028939 | 0.00029221 | 0.00029468 | 0.00029655 | 0.00029843 | 0.00029954 | 0.00029975 | 0.00029868 | 0.00029761
SDG&E | GWh | Agricultural | Agr - Wineries and Vineyards | ProcRefrig | No | Ag Refrigeration - Equipment (Mid Cost) | 0.041306 | 0.041647 | 0.042004 | 0.042439 | 0.042853 | 0.043216 | 0.04349 | 0.043765 | 0.043928 | 0.043959 | 0.043802 | 0.043645
SDG&E | GWh | Agricultural | Agr - Wineries and Vineyards | ProcRefrig | No | Ag Refrigeration - O&M (High Cost) | 0 | 0 | 0 | 0 | 0 | 0 | 0 | 0 | 0 | 0.42147 | 0.41996 | 0.41846
SDG&E | GWh | Agricultural | Agr - Wineries and Vineyards | ProcRefrig | No | Ag Refrigeration - O&M (Low Cost) | 0 | 1.0665 | 1.0756 | 1.0868 | 1.0974 | 1.1066 | 1.1137 | 1.1207 | 1.1249 | 1.1257 | 1.1216 | 1.1176
SDG&E | GWh | Agricultural | Agr - Wineries and Vineyards | ProcRefrig | No | Ag Refrigeration - O&M (Mid Cost) | 0 | 0 | 0 | 0 | 0 | 0.67737 | 0.68168 | 0.68599 | 0.68853 | 0.68903 | 0.68656 | 0.6841
SDG&E | GWh | Street Lighting | Street - Lights | Stl | Yes | StreetLight - LED with Controls | 32.5782 | 33.9565 | 35.1625 | 35.507 | 36.1962 | 36.8853 | 37.4022 | 38.0913 | 38.6082 | 38.9528 | 39.4696 | 39.8142
SDG&E | GWh | Street Lighting | Street - Signs | Stl | Yes | StreetLight - LED | 0 | 0 | 2.6669 | 2.697 | 2.7571 | 2.8172 | 2.8622 | 2.9223 | 2.9674 | 2.9975 | 3.0425 | 3.0726
SDG&E | GWh | Street Lighting | Street - Signs | Stl | No | StreetLight - Induction | 1.9762 | 1.9762 | 0 | 0 | 0 | 0 | 0 | 0 | 0 | 0 | 0 | 0
SDG&E | MW | Industrial | Ind - Chemicals | HVAC | No | Ind HVAC - Equipment (Electric - High Cost) | 0.004792 | 0.0048589 | 0.0049034 | 0.0049153 | 0.0049285 | 0.0049323 | 0.0049393 | 0.0049447 | 0.0049481 | 0.0049497 | 0.0049488 | 0.0049489
SDG&E | MW | Industrial | Ind - Chemicals | HVAC | No | Ind HVAC - Equipment (Electric - Low Cost) | 0.0020093 | 0.0020374 | 0.0020561 | 0.002061 | 0.0020666 | 0.0020682 | 0.0020711 | 0.0020734 | 0.0020748 | 0.0020755 | 0.0020751 | 0.0020751
SDG&E | MW | Industrial | Ind - Chemicals | HVAC | No | Ind HVAC - Equipment (Electric - Mid Cost) | 0.0015314 | 0.0015528 | 0.001567 | 0.0015708 | 0.001575 | 0.0015762 | 0.0015785 | 0.0015802 | 0.0015813 | 0.0015818 | 0.0015815 | 0.0015815
SDG&E | MW | Industrial | Ind - Chemicals | HVAC | No | Ind HVAC - O&M (Electric - High Cost) | 0 | 0 | 0.0033655 | 0.0033737 | 0.0033828 | 0.0033854 | 0.0033902 | 0.0033939 | 0.0033962 | 0.0033973 | 0.0033967 | 0.0033968
SDG&E | MW | Industrial | Ind - Chemicals | HVAC | No | Ind HVAC - O&M (Electric - Low Cost) | 0.049359 | 0.050049 | 0.050507 | 0.050629 | 0.050766 | 0.050805 | 0.050877 | 0.050932 | 0.050968 | 0.050984 | 0.050975 | 0.050976
SDG&E | MW | Industrial | Ind - Chemicals | HVAC | No | Ind HVAC - O&M (Electric - Mid Cost) | 0.010635 | 0.010784 | 0.010882 | 0.010909 | 0.010938 | 0.010947 | 0.010962 | 0.010974 | 0.010982 | 0.010985 | 0.010983 | 0.010983
SDG&E | MW | Industrial | Ind - Chemicals | HVAC | No | Ind HVAC - O&M (Gas - High Cost) | 0.00037519 | 0.00040214 | 0.00042574 | 0.00044767 | 0.00046971 | 0.00049396 | 0.0005199 | 0.00054581 | 0.0005718 | 0.00059768 | 0.00059768 | 0.00059768
SDG&E | MW | Industrial | Ind - Chemicals | HVAC | No | Ind HVAC - O&M (Gas - Mid Cost) | 0.0009206 | 0.00098673 | 0.0010446 | 0.0010984 | 0.0011525 | 0.001212 | 0.0012757 | 0.0013393 | 0.001403 | 0.0014665 | 0.0014665 | 0.0014665
SDG&E | MW | Industrial | Ind - Chemicals | Lighting | No | Ind Lighting - Equipment (High Cost) | 0.02722 | 0.027601 | 0.027853 | 0.027921 | 0.027996 | 0.028018 | 0.028057 | 0.028088 | 0.028107 | 0.028116 | 0.028111 | 0.028112
SDG&E | MW | Industrial | Ind - Chemicals | Lighting | No | Ind Lighting - Equipment (Low Cost) | 0.0056606 | 0.0057397 | 0.0057922 | 0.0058062 | 0.0058219 | 0.0058264 | 0.0058346 | 0.0058409 | 0.005845 | 0.0058469 | 0.0058459 | 0.0058459
SDG&E | MW | Industrial | Ind - Chemicals | Lighting | No | Ind Lighting - Equipment (Mid Cost) | 0.063111 | 0.063992 | 0.064578 | 0.064735 | 0.064909 | 0.064959 | 0.065051 | 0.065121 | 0.065167 | 0.065188 | 0.065176 | 0.065177
SDG&E | MW | Industrial | Ind - Chemicals | Lighting | No | Ind Lighting - O&M (High Cost) | 0 | 0 | 0 | 0 | 0 | 0 | 0 | 0 | 0 | 0.00098266 | 0.00098249 | 0.00098251
SDG&E | MW | Industrial | Ind - Chemicals | Lighting | No | Ind Lighting - O&M (Low Cost) | 0.0025955 | 0.0026318 | 0.0026559 | 0.0026623 | 0.0026695 | 0.0026716 | 0.0026753 | 0.0026782 | 0.0026801 | 0.002681 | 0.0026805 | 0.0026805
SDG&E | MW | Industrial | Ind - Chemicals | Lighting | No | Ind Lighting - O&M (Mid Cost) | 0 | 0 | 0 | 0.016813 | 0.016859 | 0.016872 | 0.016895 | 0.016914 | 0.016926 | 0.016931 | 0.016928 | 0.016928
SDG&E | MW | Industrial | Ind - Chemicals | ProcHeat | No | Ind ProcHeat - Equipment (Electric - High Cost) | 0.016969 | 0.017206 | 0.017364 | 0.017406 | 0.017453 | 0.017466 | 0.017491 | 0.01751 | 0.017522 | 0.017528 | 0.017525 | 0.017525
SDG&E | MW | Industrial | Ind - Chemicals | ProcHeat | No | Ind ProcHeat - Equipment (Electric - Low Cost) | 0.0046666 | 0.0047318 | 0.0047751 | 0.0047867 | 0.0047996 | 0.0048033 | 0.0048101 | 0.0048153 | 0.0048187 | 0.0048202 | 0.0048194 | 0.0048194
SDG&E | MW | Industrial | Ind - Chemicals | ProcHeat | No | Ind ProcHeat - Equipment (Electric - Mid Cost) | 0.00017674 | 0.00017921 | 0.00018085 | 0.00018128 | 0.00018177 | 0.00018191 | 0.00018217 | 0.00018237 | 0.0001825 | 0.00018255 | 0.00018252 | 0.00018252
SDG&E | MW | Industrial | Ind - Chemicals | ProcRefrig | No | Ind ProcRefrig - O&M (Low Cost) | 0.0031888 | 0.0032333 | 0.0032629 | 0.0032708 | 0.0032797 | 0.0032822 | 0.0032868 | 0.0032904 | 0.0032927 | 0.0032937 | 0.0032932 | 0.0032932
SDG&E | MW | Industrial | Ind - Chemicals | MachDr | No | Ind MachDr - Equipment (High Cost) | 0.026901 | 0.027277 | 0.027526 | 0.027593 | 0.027667 | 0.027689 | 0.027728 | 0.027758 | 0.027777 | 0.027786 | 0.027781 | 0.027782
SDG&E | MW | Industrial | Ind - Chemicals | MachDr | No | Ind MachDr - Equipment (Low Cost) | 0.10209 | 0.10351 | 0.10446 | 0.10471 | 0.10499 | 0.10507 | 0.10522 | 0.10534 | 0.10541 | 0.10544 | 0.10543 | 0.10543
SDG&E | MW | Industrial | Ind - Chemicals | MachDr | No | Ind MachDr - Equipment (Mid Cost) | 0.075232 | 0.076283 | 0.076981 | 0.077168 | 0.077376 | 0.077435 | 0.077545 | 0.077629 | 0.077683 | 0.077708 | 0.077694 | 0.077696
SDG&E | MW | Industrial | Ind - Chemicals | MachDr | No | Ind MachDr - O&M (Low Cost) | 0.19354 | 0.19624 | 0.19804 | 0.19852 | 0.19905 | 0.19921 | 0.19949 | 0.1997 | 0.19984 | 0.19991 | 0.19987 | 0.19988
SDG&E | MW | Industrial | Ind - Chemicals | MachDr | No | Ind MachDr - O&M (Mid Cost) | 0 | 0 | 0 | 0 | 0 | 0 | 0.023366 | 0.023392 | 0.023408 | 0.023415 | 0.023411 | 0.023412
SDG&E | MW | Industrial | Ind - Electronics | HVAC | No | Ind HVAC - Equipment (Electric - High Cost) | 0.050858 | 0.051569 | 0.052041 | 0.052167 | 0.052308 | 0.052348 | 0.052422 | 0.052479 | 0.052515 | 0.052532 | 0.052523 | 0.052524
SDG&E | MW | Industrial | Ind - Electronics | HVAC | No | Ind HVAC - Equipment (Electric - Low Cost) | 0.21712 | 0.22015 | 0.22217 | 0.22271 | 0.22331 | 0.22348 | 0.22379 | 0.22404 | 0.22419 | 0.22426 | 0.22423 | 0.22423
SDG&E | MW | Industrial | Ind - Electronics | HVAC | No | Ind HVAC - Equipment (Electric - Mid Cost) | 0.11369 | 0.11528 | 0.11633 | 0.11662 | 0.11693 | 0.11702 | 0.11719 | 0.11731 | 0.1174 | 0.11743 | 0.11741 | 0.11741
SDG&E | MW | Industrial | Ind - Electronics | HVAC | No | Ind HVAC - O&M (Electric - High Cost) | 0 | 0 | 0.004732 | 0.0047435 | 0.0047563 | 0.0047599 | 0.0047666 | 0.0047718 | 0.0047752 | 0.0047767 | 0.0047758 | 0.0047759
SDG&E | MW | Industrial | Ind - Electronics | HVAC | No | Ind HVAC - O&M (Electric - Low Cost) | 0.91697 | 0.92979 | 0.9383 | 0.94057 | 0.94311 | 0.94383 | 0.94517 | 0.94619 | 0.94686 | 0.94715 | 0.94699 | 0.947
SDG&E | MW | Industrial | Ind - Electronics | HVAC | No | Ind HVAC - O&M (Electric - Mid Cost) | 0.011536 | 0.011698 | 0.011805 | 0.011833 | 0.011865 | 0.011874 | 0.011891 | 0.011904 | 0.011912 | 0.011916 | 0.011914 | 0.011914
SDG&E | MW | Industrial | Ind - Electronics | Lighting | No | Ind Lighting - Equipment (High Cost) | 0.15806 | 0.16027 | 0.16174 | 0.16213 | 0.16257 | 0.16269 | 0.16292 | 0.1631 | 0.16322 | 0.16327 | 0.16324 | 0.16324
SDG&E | MW | Industrial | Ind - Electronics | Lighting | No | Ind Lighting - Equipment (Low Cost) | 0.086217 | 0.087422 | 0.088222 | 0.088436 | 0.088674 | 0.088742 | 0.088868 | 0.088964 | 0.089027 | 0.089054 | 0.089039 | 0.08904
SDG&E | MW | Industrial | Ind - Electronics | Lighting | No | Ind Lighting - Equipment (Mid Cost) | 0.58642 | 0.59462 | 0.60006 | 0.60152 | 0.60314 | 0.6036 | 0.60445 | 0.60511 | 0.60553 | 0.60572 | 0.60562 | 0.60563
SDG&E | MW | Industrial | Ind - Electronics | Lighting | No | Ind Lighting - O&M (High Cost) | 0 | 0 | 0 | 0 | 0 | 0 | 0 | 0 | 0 | 0 | 0 | 0.017784
SDG&E | MW | Industrial | Ind - Electronics | Lighting | No | Ind Lighting - O&M (Low Cost) | 0.065593 | 0.06651 | 0.067118 | 0.067281 | 0.067462 | 0.067514 | 0.06761 | 0.067683 | 0.067731 | 0.067752 | 0.06774 | 0.067741
SDG&E | MW | Industrial | Ind - Electronics | Lighting | No | Ind Lighting - O&M (Mid Cost) | 0 | 0 | 0 | 0 | 0.0020189 | 0.0020205 | 0.0020233 | 0.0020255 | 0.002027 | 0.0020276 | 0.0020272 | 0.0020273
SDG&E | MW | Industrial | Ind - Electronics | ProcHeat | No | Ind ProcHeat - Equipment (Electric - Low Cost) | 0.024728 | 0.025074 | 0.025303 | 0.025365 | 0.025433 | 0.025452 | 0.025488 | 0.025516 | 0.025534 | 0.025542 | 0.025538 | 0.025538
SDG&E | MW | Industrial | Ind - Electronics | ProcHeat | No | Ind ProcHeat - Equipment (Electric - Mid Cost) | 0.010094 | 0.010235 | 0.010329 | 0.010354 | 0.010382 | 0.010389 | 0.010404 | 0.010415 | 0.010423 | 0.010426 | 0.010424 | 0.010424
SDG&E | MW | Industrial | Ind - Electronics | ProcRefrig | No | Ind ProcRefrig - O&M (Low Cost) | 0 | 0.22071 | 0.22273 | 0.22327 | 0.22387 | 0.22405 | 0.22436 | 0.22461 | 0.22476 | 0.22483 | 0.2248 | 0.2248
SDG&E | MW | Industrial | Ind - Electronics | ProcRefrig | No | Ind ProcRefrig - O&M (Mid Cost) | 0 | 0 | 0 | 0 | 0 | 0.030872 | 0.030915 | 0.030949 | 0.030971 | 0.03098 | 0.030975 | 0.030976
SDG&E | MW | Industrial | Ind - Electronics | MachDr | No | Ind MachDr - Equipment (High Cost) | 0.046266 | 0.046912 | 0.047342 | 0.047457 | 0.047585 | 0.047621 | 0.047688 | 0.04774 | 0.047774 | 0.047789 | 0.04778 | 0.047781
SDG&E | MW | Industrial | Ind - Electronics | MachDr | No | Ind MachDr - Equipment (Low Cost) | 0.23059 | 0.23381 | 0.23595 | 0.23652 | 0.23716 | 0.23734 | 0.23768 | 0.23793 | 0.2381 | 0.23818 | 0.23813 | 0.23814
SDG&E | MW | Industrial | Ind - Electronics | MachDr | No | Ind MachDr - Equipment (Mid Cost) | 0.43107 | 0.43709 | 0.4411 | 0.44217 | 0.44336 | 0.4437 | 0.44433 | 0.44481 | 0.44512 | 0.44526 | 0.44518 | 0.44519
SDG&E | MW | Industrial | Ind - Electronics | MachDr | No | Ind MachDr - O&M (Low Cost) | 1.3841 | 1.4034 | 1.4163 | 1.4197 | 1.4235 | 1.4246 | 1.4266 | 1.4282 | 1.4292 | 1.4296 | 1.4294 | 1.4294
SDG&E | MW | Industrial | Ind - Electronics | MachDr | No | Ind MachDr - O&M (Mid Cost) | 0 | 0 | 0 | 0 | 0 | 0.22498 | 0.2253 | 0.22554 | 0.2257 | 0.22577 | 0.22573 | 0.22574
SDG&E | MW | Industrial | Ind - Food | HVAC | No | Ind HVAC - Equipment (Electric - High Cost) | 0.0051233 | 0.0051948 | 0.0052424 | 0.0052551 | 0.0052693 | 0.0052733 | 0.0052808 | 0.0052865 | 0.0052902 | 0.0052919 | 0.005291 | 0.005291
SDG&E | MW | Industrial | Ind - Food | HVAC | No | Ind HVAC - Equipment (Electric - Low Cost) | 0.0040712 | 0.0041281 | 0.0041659 | 0.004176 | 0.0041872 | 0.0041904 | 0.0041964 | 0.0042009 | 0.0042039 | 0.0042052 | 0.0042045 | 0.0042045
SDG&E | MW | Industrial | Ind - Food | HVAC | No | Ind HVAC - Equipment (Electric - Mid Cost) | 0.0019306 | 0.0019576 | 0.0019755 | 0.0019803 | 0.0019857 | 0.0019872 | 0.00199 | 0.0019921 | 0.0019935 | 0.0019942 | 0.0019938 | 0.0019939
SDG&E | MW | Industrial | Ind - Food | HVAC | No | Ind HVAC - O&M (Electric - High Cost) | 0 | 0 | 0 | 0 | 0 | 0.0021798 | 0.0021829 | 0.0021852 | 0.0021868 | 0.0021874 | 0.0021871 | 0.0021871
SDG&E | MW | Industrial | Ind - Food | HVAC | No | Ind HVAC - O&M (Electric - Low Cost) | 0.026068 | 0.026433 | 0.026675 | 0.026739 | 0.026811 | 0.026832 | 0.02687 | 0.026899 | 0.026918 | 0.026926 | 0.026922 | 0.026922
SDG&E | MW | Industrial | Ind - Food | HVAC | No | Ind HVAC - O&M (Electric - Mid Cost) | 0.0072621 | 0.0073636 | 0.007431 | 0.007449 | 0.0074691 | 0.0074748 | 0.0074854 | 0.0074935 | 0.0074988 | 0.0075011 | 0.0074999 | 0.0075
SDG&E | MW | Industrial | Ind - Food | Lighting | No | Ind Lighting - Equipment (High Cost) | 0.029525 | 0.029937 | 0.030211 | 0.030285 | 0.030366 | 0.03039 | 0.030433 | 0.030466 | 0.030487 | 0.030497 | 0.030491 | 0.030492
SDG&E | MW | Industrial | Ind - Food | Lighting | No | Ind Lighting - Equipment (Low Cost) | 0.016812 | 0.017047 | 0.017203 | 0.017245 | 0.017291 | 0.017304 | 0.017329 | 0.017348 | 0.01736 | 0.017365 | 0.017362 | 0.017363
SDG&E | MW | Industrial | Ind - Food | Lighting | No | Ind Lighting - Equipment (Mid Cost) | 0.064583 | 0.065486 | 0.066085 | 0.066245 | 0.066424 | 0.066475 | 0.066569 | 0.066641 | 0.066688 | 0.066709 | 0.066697 | 0.066698
SDG&E | MW | Industrial | Ind - Food | Lighting | No | Ind Lighting - O&M (High Cost) | 0 | 0 | 0 | 0 | 0 | 0 | 0 | 0 | 0 | 0 | 0.00044135 | 0.00044136
SDG&E | MW | Industrial | Ind - Food | Lighting | No | Ind Lighting - O&M (Low Cost) | 0.010973 | 0.011126 | 0.011228 | 0.011255 | 0.011286 | 0.011294 | 0.01131 | 0.011323 | 0.011331 | 0.011334 | 0.011332 | 0.011332
SDG&E | MW | Industrial | Ind - Food | Lighting | No | Ind Lighting - O&M (Mid Cost) | 0 | 0 | 0 | 0 | 0.00018054 | 0.00018068 | 0.00018093 | 0.00018113 | 0.00018126 | 0.00018131 | 0.00018128 | 0.00018128
SDG&E | MW | Industrial | Ind - Food | ProcHeat | No | Ind ProcHeat - Equipment (Electric - High Cost) | 0.0012957 | 0.0013138 | 0.0013258 | 0.001329 | 0.0013326 | 0.0013336 | 0.0013355 | 0.001337 | 0.0013379 | 0.0013383 | 0.0013381 | 0.0013381
SDG&E | MW | Industrial | Ind - Food | ProcHeat | No | Ind ProcHeat - Equipment (Electric - Low Cost) | 0.0010169 | 0.0010311 | 0.0010405 | 0.001043 | 0.0010458 | 0.0010466 | 0.0010481 | 0.0010493 | 0.00105 | 0.0010503 | 0.0010502 | 0.0010502
SDG&E | MW | Industrial | Ind - Food | ProcHeat | No | Ind ProcHeat - Equipment (Electric - Mid Cost) | 0.0049619 | 0.0050312 | 0.0050772 | 0.0050895 | 0.0051033 | 0.0051072 | 0.0051144 | 0.00512 | 0.0051236 | 0.0051252 | 0.0051243 | 0.0051243
SDG&E | MW | Industrial | Ind - Food | ProcHeat | No | Ind ProcHeat - Equipment (Gas - High Cost) | 0.00086871 | 0.00088291 | 0.00088363 | 0.00088258 | 0.00088019 | 0.00087667 | 0.00087257 | 0.00086684 | 0.00086056 | 0.00085344 | 0.00085344 | 0.00085344
SDG&E | MW | Industrial | Ind - Food | SHW | No | Ind SHW - Equipment (Mid Cost) | 0.00020441 | 0.00020775 | 0.00020792 | 0.00020767 | 0.00020711 | 0.00020628 | 0.00020532 | 0.00020397 | 0.00020249 | 0.00020081 | 0.00020081 | 0.00020081
SDG&E | MW | Industrial | Ind - Food | ProcRefrig | No | Ind ProcRefrig - Equipment (High Cost) | 0.0056245 | 0.0057031 | 0.0057553 | 0.0057692 | 0.0057848 | 0.0057892 | 0.0057974 | 0.0058037 | 0.0058078 | 0.0058096 | 0.0058086 | 0.0058087
SDG&E | MW | Industrial | Ind - Food | ProcRefrig | No | Ind ProcRefrig - Equipment (Mid Cost) | 0.00013192 | 0.00013376 | 0.00013499 | 0.00013531 | 0.00013568 | 0.00013578 | 0.00013597 | 0.00013612 | 0.00013622 | 0.00013626 | 0.00013624 | 0.00013624
SDG&E | MW | Industrial | Ind - Food | ProcRefrig | No | Ind ProcRefrig - O&M (Low Cost) | 0 | 0 | 0.014704 | 0.01474 | 0.01478 | 0.014791 | 0.014812 | 0.014828 | 0.014838 | 0.014843 | 0.01484 | 0.014841
SDG&E | MW | Industrial | Ind - Food | ProcRefrig | No | Ind ProcRefrig - O&M (Mid Cost) | 0 | 0 | 0 | 0 | 0 | 0 | 0.0038042 | 0.0038083 | 0.003811 | 0.0038122 | 0.0038115 | 0.0038116
SDG&E | MW | Industrial | Ind - Food | MachDr | No | Ind MachDr - Equipment (High Cost) | 0.010526 | 0.010674 | 0.010771 | 0.010797 | 0.010826 | 0.010835 | 0.01085 | 0.010862 | 0.010869 | 0.010873 | 0.010871 | 0.010871
SDG&E | MW | Industrial | Ind - Food | MachDr | No | Ind MachDr - Equipment (Low Cost) | 0.050269 | 0.050972 | 0.051438 | 0.051563 | 0.051702 | 0.051742 | 0.051815 | 0.051871 | 0.051907 | 0.051924 | 0.051915 | 0.051916
SDG&E | MW | Industrial | Ind - Food | MachDr | No | Ind MachDr - Equipment (Mid Cost) | 0.080383 | 0.081506 | 0.082252 | 0.082451 | 0.082673 | 0.082737 | 0.082854 | 0.082944 | 0.083002 | 0.083028 | 0.083014 | 0.083015
SDG&E | MW | Industrial | Ind - Food | MachDr | No | Ind MachDr - O&M (Low Cost) | 0.19381 | 0.19652 | 0.19831 | 0.19879 | 0.19933 | 0.19948 | 0.19977 | 0.19998 | 0.20012 | 0.20019 | 0.20015 | 0.20015
SDG&E | MW | Industrial | Ind - Food | MachDr | No | Ind MachDr - O&M (Mid Cost) | 0 | 0 | 0 | 0 | 0 | 0.037567 | 0.03762 | 0.037661 | 0.037688 | 0.037699 | 0.037693 | 0.037693
SDG&E | MW | Industrial | Ind - Lumber & Furniture | HVAC | No | Ind HVAC - Equipment (Electric - High Cost) | 6.9593e-05 | 7.0565e-05 | 7.1211e-05 | 7.1384e-05 | 7.1576e-05 | 7.1631e-05 | 7.1732e-05 | 7.181e-05 | 7.186e-05 | 7.1883e-05 | 7.1871e-05 | 7.1872e-05
SDG&E | MW | Industrial | Ind - Lumber & Furniture | HVAC | No | Ind HVAC - Equipment (Electric - Mid Cost) | 0.00032097 | 0.00032545 | 0.00032843 | 0.00032923 | 0.00033012 | 0.00033037 | 0.00033084 | 0.0003312 | 0.00033143 | 0.00033153 | 0.00033148 | 0.00033148
SDG&E | MW | Industrial | Ind - Lumber & Furniture | HVAC | No | Ind HVAC - O&M (Electric - High Cost) | 0 | 6.7526e-05 | 6.8144e-05 | 6.831e-05 | 6.8494e-05 | 6.8546e-05 | 6.8643e-05 | 6.8718e-05 | 6.8766e-05 | 6.8788e-05 | 6.8776e-05 | 6.8777e-05
SDG&E | MW | Industrial | Ind - Lumber & Furniture | HVAC | No | Ind HVAC - O&M (Electric - Low Cost) | 0.00094376 | 0.00095694 | 0.0009657 | 0.00096804 | 0.00097065 | 0.0009714 | 0.00097277 | 0.00097383 | 0.00097451 | 0.00097482 | 0.00097465 | 0.00097466
SDG&E | MW | Industrial | Ind - Lumber & Furniture | HVAC | No | Ind HVAC - O&M (Electric - Mid Cost) | 0.0017638 | 0.0017885 | 0.0018049 | 0.0018092 | 0.0018141 | 0.0018155 | 0.0018181 | 0.00182 | 0.0018213 | 0.0018219 | 0.0018216 | 0.0018216
SDG&E | MW | Industrial | Ind - Lumber & Furniture | Lighting | No | Ind Lighting - Equipment (High Cost) | 0.0066012 | 0.0066934 | 0.0067547 | 0.0067711 | 0.0067893 | 0.0067945 | 0.0068041 | 0.0068115 | 0.0068163 | 0.0068184 | 0.0068173 | 0.0068174
SDG&E | MW | Industrial | Ind - Lumber & Furniture | Lighting | No | Ind Lighting - Equipment (Low Cost) | 0.0023277 | 0.0023602 | 0.0023818 | 0.0023876 | 0.002394 | 0.0023959 | 0.0023993 | 0.0024019 | 0.0024036 | 0.0024043 | 0.0024039 | 0.0024039
SDG&E | MW | Industrial | Ind - Lumber & Furniture | Lighting | No | Ind Lighting - Equipment (Mid Cost) | 0.015084 | 0.015294 | 0.015434 | 0.015472 | 0.015514 | 0.015525 | 0.015547 | 0.015564 | 0.015575 | 0.01558 | 0.015577 | 0.015578
SDG&E | MW | Industrial | Ind - Lumber & Furniture | Lighting | No | Ind Lighting - O&M (Low Cost) | 0.00099719 | 0.0010111 | 0.0010204 | 0.0010229 | 0.0010256 | 0.0010264 | 0.0010279 | 0.001029 | 0.0010297 | 0.00103 | 0.0010298 | 0.0010298
SDG&E | MW | Industrial | Ind - Lumber & Furniture | Lighting | No | Ind Lighting - O&M (Mid Cost) | 0 | 0 | 0 | 0 | 0 | 0 | 2.4842e-06 | 2.4869e-06 | 2.4887e-06 | 2.4895e-06 | 2.489e-06 | 2.4891e-06
SDG&E | MW | Industrial | Ind - Lumber & Furniture | MachDr | No | Ind MachDr - Equipment (High Cost) | 0.0013859 | 0.0014052 | 0.0014181 | 0.0014215 | 0.0014254 | 0.0014265 | 0.0014285 | 0.00143 | 0.001431 | 0.0014315 | 0.0014312 | 0.0014313
SDG&E | MW | Industrial | Ind - Lumber & Furniture | MachDr | No | Ind MachDr - Equipment (Low Cost) | 0.0056674 | 0.0057466 | 0.0057991 | 0.0058132 | 0.0058289 | 0.0058334 | 0.0058416 | 0.0058479 | 0.0058521 | 0.0058539 | 0.0058529 | 0.005853
SDG&E | MW | Industrial | Ind - Lumber & Furniture | MachDr | No | Ind MachDr - Equipment (Mid Cost) | 0.0084952 | 0.0086139 | 0.0086928 | 0.0087139 | 0.0087374 | 0.0087441 | 0.0087564 | 0.0087659 | 0.0087721 | 0.0087748 | 0.0087733 | 0.0087735
SDG&E | MW | Industrial | Ind - Lumber & Furniture | MachDr | No | Ind MachDr - O&M (Low Cost) | 0 | 0.036191 | 0.036522 | 0.03661 | 0.036709 | 0.036737 | 0.036789 | 0.036829 | 0.036855 | 0.036867 | 0.03686 | 0.036861
SDG&E | MW | Industrial | Ind - Lumber & Furniture | MachDr | No | Ind MachDr - O&M (Mid Cost) | 0 | 0 | 0 | 0 | 0 | 0.026686 | 0.026724 | 0.026753 | 0.026772 | 0.02678 | 0.026776 | 0.026776
SDG&E | MW | Industrial | Ind - Machinery | HVAC | No | Ind HVAC - Equipment (Electric - High Cost) | 0.053015 | 0.053756 | 0.054248 | 0.054379 | 0.054526 | 0.054568 | 0.054645 | 0.054704 | 0.054742 | 0.05476 | 0.05475 | 0.054751
SDG&E | MW | Industrial | Ind - Machinery | HVAC | No | Ind HVAC - Equipment (Electric - Low Cost) | 0.00033483 | 0.00033951 | 0.00034262 | 0.00034345 | 0.00034438 | 0.00034464 | 0.00034513 | 0.0003455 | 0.00034575 | 0.00034585 | 0.00034579 | 0.0003458
SDG&E | MW | Industrial | Ind - Machinery | HVAC | No | Ind HVAC - Equipment (Electric - Mid Cost) | 0.018884 | 0.019148 | 0.019324 | 0.01937 | 0.019423 | 0.019438 | 0.019465 | 0.019486 | 0.0195 | 0.019506 | 0.019503 | 0.019503
SDG&E | MW | Industrial | Ind - Machinery | HVAC | No | Ind HVAC - O&M (Electric - High Cost) | 0 | 0.0021941 | 0.0022142 | 0.0022195 | 0.0022255 | 0.0022272 | 0.0022304 | 0.0022328 | 0.0022344 | 0.0022351 | 0.0022347 | 0.0022347
SDG&E | MW | Industrial | Ind - Machinery | HVAC | No | Ind HVAC - O&M (Electric - Low Cost) | 0.055823 | 0.056603 | 0.057121 | 0.057259 | 0.057414 | 0.057458 | 0.057539 | 0.057601 | 0.057642 | 0.05766 | 0.05765 | 0.057651
SDG&E | MW | Industrial | Ind - Machinery | HVAC | No | Ind HVAC - O&M (Gas - Low Cost) | 0.00076555 | 0.00077515 | 0.00076524 | 0.00075725 | 0.00075141 | 0.00074911 | 0.00074971 | 0.00075003 | 0.00075078 | 0.00075024 | 0.00075024 | 0.00075024
SDG&E | MW | Industrial | Ind - Machinery | Lighting | No | Ind Lighting - Equipment (High Cost) | 0.061546 | 0.062406 | 0.062977 | 0.06313 | 0.0633 | 0.063349 | 0.063438 | 0.063507 | 0.063552 | 0.063572 | 0.063561 | 0.063562
SDG&E | MW | Industrial | Ind - Machinery | Lighting | No | Ind Lighting - Equipment (Low Cost) | 0.025003 | 0.025353 | 0.025585 | 0.025647 | 0.025716 | 0.025735 | 0.025772 | 0.0258 | 0.025818 | 0.025826 | 0.025822 | 0.025822
SDG&E | MW | Industrial | Ind - Machinery | Lighting | No | Ind Lighting - Equipment (Mid Cost) | 0.22306 | 0.22618 | 0.22825 | 0.2288 | 0.22942 | 0.22959 | 0.22992 | 0.23017 | 0.23033 | 0.2304 | 0.23036 | 0.23036
SDG&E | MW | Industrial | Ind - Machinery | Lighting | No | Ind Lighting - O&M (Low Cost) | 0.016183 | 0.016409 | 0.016559 | 0.016599 | 0.016644 | 0.016657 | 0.01668 | 0.016698 | 0.01671 | 0.016715 | 0.016713 | 0.016713
SDG&E | MW | Industrial | Ind - Machinery | ProcHeat | No | Ind ProcHeat - Equipment (Electric - High Cost) | 0.0034184 | 0.0034662 | 0.0034979 | 0.0035064 | 0.0035158 | 0.0035185 | 0.0035235 | 0.0035273 | 0.0035298 | 0.0035309 | 0.0035303 | 0.0035304
SDG&E | MW | Industrial | Ind - Machinery | ProcHeat | No | Ind ProcHeat - Equipment (Electric - Low Cost) | 0.002455 | 0.0024893 | 0.0025121 | 0.0025182 | 0.002525 | 0.002527 | 0.0025305 | 0.0025333 | 0.0025351 | 0.0025358 | 0.0025354 | 0.0025354
SDG&E | MW | Industrial | Ind - Machinery | ProcHeat | No | Ind ProcHeat - Equipment (Electric - Mid Cost) | 0.00039882 | 0.00040439 | 0.00040809 | 0.00040908 | 0.00041018 | 0.0004105 | 0.00041108 | 0.00041152 | 0.00041181 | 0.00041194 | 0.00041187 | 0.00041188
SDG&E | MW | Industrial | Ind - Machinery | ProcRefrig | No | Ind ProcRefrig - O&M (Low Cost) | 0 | 0.016869 | 0.017023 | 0.017064 | 0.01711 | 0.017124 | 0.017148 | 0.017166 | 0.017178 | 0.017184 | 0.017181 | 0.017181
SDG&E | MW | Industrial | Ind - Machinery | ProcRefrig | No | Ind ProcRefrig - O&M (Mid Cost) | 0 | 0 | 0 | 0 | 0 | 0.014757 | 0.014777 | 0.014793 | 0.014804 | 0.014808 | 0.014806 | 0.014806
SDG&E | MW | Industrial | Ind - Machinery | MachDr | No | Ind MachDr - Equipment (High Cost) | 0.021287 | 0.021584 | 0.021782 | 0.021835 | 0.021893 | 0.02191 | 0.021941 | 0.021965 | 0.02198 | 0.021987 | 0.021984 | 0.021984
SDG&E | MW | Industrial | Ind - Machinery | MachDr | No | Ind MachDr - Equipment (Low Cost) | 0.093035 | 0.094334 | 0.095198 | 0.095429 | 0.095686 | 0.095759 | 0.095895 | 0.095999 | 0.096066 | 0.096097 | 0.09608 | 0.096081
SDG&E | MW | Industrial | Ind - Machinery | MachDr | No | Ind MachDr - Equipment (Mid Cost) | 0.056354 | 0.057142 | 0.057665 | 0.057805 | 0.057961 | 0.058005 | 0.058087 | 0.05815 | 0.058191 | 0.058209 | 0.058199 | 0.0582
SDG&E | MW | Industrial | Ind - Machinery | MachDr | No | Ind MachDr - O&M (Low Cost) | 0 | 0.27968 | 0.28224 | 0.28293 | 0.28369 | 0.28391 | 0.28431 | 0.28462 | 0.28482 | 0.28491 | 0.28486 | 0.28486
SDG&E | MW | Industrial | Ind - Machinery | MachDr | No | Ind MachDr - O&M (Mid Cost) | 0 | 0 | 0 | 0 | 0 | 0.065814 | 0.065907 | 0.065978 | 0.066024 | 0.066045 | 0.066034 | 0.066035
SDG&E | MW | Industrial | Ind - Metals (Fabricated) | HVAC | No | Ind HVAC - Equipment (Electric - High Cost) | 0.0030655 | 0.0031084 | 0.0031368 | 0.0031444 | 0.0031529 | 0.0031553 | 0.0031598 | 0.0031632 | 0.0031654 | 0.0031664 | 0.0031659 | 0.0031659
SDG&E | MW | Industrial | Ind - Metals (Fabricated) | HVAC | No | Ind HVAC - Equipment (Electric - Low Cost) | 0.0024125 | 0.0024462 | 0.0024686 | 0.0024746 | 0.0024813 | 0.0024832 | 0.0024867 | 0.0024894 | 0.0024912 | 0.0024919 | 0.0024915 | 0.0024915
SDG&E | MW | Industrial | Ind - Metals (Fabricated) | HVAC | No | Ind HVAC - Equipment (Electric - Mid Cost) | 0.00027489 | 0.00027874 | 0.00028129 | 0.00028197 | 0.00028273 | 0.00028295 | 0.00028335 | 0.00028365 | 0.00028385 | 0.00028394 | 0.00028389 | 0.0002839
SDG&E | MW | Industrial | Ind - Metals (Fabricated) | HVAC | No | Ind HVAC - Equipment (Gas - Mid Cost) | 0.00027429 | 0.00028185 | 0.00028778 | 0.00029401 | 0.0003003 | 0.00030617 | 0.00031195 | 0.00031734 | 0.0003227 | 0.00032777 | 0.00032777 | 0.00032777
SDG&E | MW | Industrial | Ind - Metals (Fabricated) | HVAC | No | Ind HVAC - O&M (Electric - High Cost) | 0 | 0 | 0.001914 | 0.0019186 | 0.0019238 | 0.0019253 | 0.001928 | 0.0019301 | 0.0019314 | 0.001932 | 0.0019317 | 0.0019317
SDG&E | MW | Industrial | Ind - Metals (Fabricated) | HVAC | No | Ind HVAC - O&M (Electric - Low Cost) | 0.050318 | 0.051021 | 0.051488 | 0.051613 | 0.051752 | 0.051792 | 0.051865 | 0.051922 | 0.051958 | 0.051974 | 0.051965 | 0.051966
SDG&E | MW | Industrial | Ind - Metals (Fabricated) | HVAC | No | Ind HVAC - O&M (Electric - Mid Cost) | 0.0058847 | 0.0059669 | 0.0060215 | 0.0060361 | 0.0060524 | 0.006057 | 0.0060656 | 0.0060722 | 0.0060764 | 0.0060783 | 0.0060773 | 0.0060774
SDG&E | MW | Industrial | Ind - Metals (Fabricated) | Lighting | No | Ind Lighting - Equipment (High Cost) | 0.065745 | 0.066664 | 0.067274 | 0.067437 | 0.067619 | 0.067671 | 0.067767 | 0.06784 | 0.067888 | 0.067909 | 0.067897 | 0.067898
SDG&E | MW | Industrial | Ind - Metals (Fabricated) | Lighting | No | Ind Lighting - Equipment (Low Cost) | 0.033589 | 0.034058 | 0.03437 | 0.034454 | 0.034546 | 0.034573 | 0.034622 | 0.034659 | 0.034684 | 0.034695 | 0.034689 | 0.034689
SDG&E | MW | Industrial | Ind - Metals (Fabricated) | Lighting | No | Ind Lighting - Equipment (Mid Cost) | 0.45918 | 0.46559 | 0.46985 | 0.47099 | 0.47226 | 0.47262 | 0.47329 | 0.47381 | 0.47414 | 0.47429 | 0.47421 | 0.47421
SDG&E | MW | Industrial | Ind - Metals (Fabricated) | Lighting | No | Ind Lighting - O&M (High Cost) | 0 | 0 | 0 | 0 | 0 | 0 | 0 | 0 | 0 | 0 | 7.537e-05 | 7.5371e-05
SDG&E | MW | Industrial | Ind - Metals (Fabricated) | Lighting | No | Ind Lighting - O&M (Low Cost) | 0.016036 | 0.01626 | 0.016409 | 0.016448 | 0.016493 | 0.016505 | 0.016529 | 0.016547 | 0.016558 | 0.016564 | 0.016561 | 0.016561
SDG&E | MW | Industrial | Ind - Metals (Fabricated) | Lighting | No | Ind Lighting - O&M (Mid Cost) | 0 | 0 | 0 | 0.0048116 | 0.0048246 | 0.0048283 | 0.0048352 | 0.0048404 | 0.0048438 | 0.0048453 | 0.0048445 | 0.0048446
SDG&E | MW | Industrial | Ind - Metals (Fabricated) | ProcHeat | No | Ind ProcHeat - Equipment (Electric - High Cost) | 2.8671e-05 | 2.9072e-05 | 2.9338e-05 | 2.9409e-05 | 2.9488e-05 | 2.9511e-05 | 2.9553e-05 | 2.9585e-05 | 2.9605e-05 | 2.9615e-05 | 2.961e-05 | 2.961e-05
SDG&E | MW | Industrial | Ind - Metals (Fabricated) | ProcHeat | No | Ind ProcHeat - Equipment (Electric - Low Cost) | 0.011368 | 0.011526 | 0.011632 | 0.01166 | 0.011692 | 0.011701 | 0.011717 | 0.01173 | 0.011738 | 0.011742 | 0.01174 | 0.01174
SDG&E | MW | Industrial | Ind - Metals (Fabricated) | ProcHeat | No | Ind ProcHeat - Equipment (Electric - Mid Cost) | 0.00033232 | 0.00033697 | 0.00034005 | 0.00034088 | 0.00034179 | 0.00034206 | 0.00034254 | 0.00034291 | 0.00034315 | 0.00034326 | 0.0003432 | 0.00034321
SDG&E | MW | Industrial | Ind - Metals (Fabricated) | ProcHeat | No | Ind ProcHeat - Equipment (Gas - High Cost) | 8.416e-05 | 8.6481e-05 | 8.8298e-05 | 9.021e-05 | 9.2141e-05 | 9.3941e-05 | 9.5713e-05 | 9.737e-05 | 9.9014e-05 | 0.00010057 | 0.00010057 | 0.00010057
SDG&E | MW | Industrial | Ind - Metals (Fabricated) | ProcHeat | No | Ind ProcHeat - O&M (Electric - Low Cost) | 0 | 0.0032987 | 0.0033289 | 0.003337 | 0.003346 | 0.0033485 | 0.0033533 | 0.0033569 | 0.0033593 | 0.0033603 | 0.0033597 | 0.0033598
SDG&E | MW | Industrial | Ind - Metals (Fabricated) | ProcHeat | No | Ind ProcHeat - O&M (Electric - Mid Cost) | 0 | 0 | 0 | 0 | 0 | 0 | 0.00012726 | 0.0001274 | 0.00012749 | 0.00012753 | 0.00012751 | 0.00012751
SDG&E | MW | Industrial | Ind - Metals (Fabricated) | SHW | No | Ind SHW - Equipment (High Cost) | 1.5863e-06 | 1.63e-06 | 1.6642e-06 | 1.7003e-06 | 1.7367e-06 | 1.7706e-06 | 1.804e-06 | 1.8352e-06 | 1.8662e-06 | 1.8955e-06 | 1.8955e-06 | 1.8955e-06
SDG&E | MW | Industrial | Ind - Metals (Fabricated) | ProcRefrig | No | Ind ProcRefrig - O&M (Low Cost) | 0.00060086 | 0.00060925 | 0.00061483 | 0.00061632 | 0.00061798 | 0.00061846 | 0.00061933 | 0.00062 | 0.00062044 | 0.00062063 | 0.00062053 | 0.00062053
SDG&E | MW | Industrial | Ind - Metals (Fabricated) | ProcRefrig | No | Ind ProcRefrig - O&M (Mid Cost) | 0 | 0 | 0 | 0 | 0 | 0 | 0 | 0.013402 | 0.013412 | 0.013416 | 0.013414 | 0.013414
SDG&E | MW | Industrial | Ind - Metals (Fabricated) | MachDr | No | Ind MachDr - Equipment (High Cost) | 0.014158 | 0.014356 | 0.014487 | 0.014522 | 0.014561 | 0.014573 | 0.014593 | 0.014609 | 0.014619 | 0.014624 | 0.014621 | 0.014622
SDG&E | MW | Industrial | Ind - Metals (Fabricated) | MachDr | No | Ind MachDr - Equipment (Low Cost) | 0.047495 | 0.048158 | 0.048599 | 0.048717 | 0.048848 | 0.048886 | 0.048955 | 0.049008 | 0.049042 | 0.049058 | 0.049049 | 0.04905
SDG&E | MW | Industrial | Ind - Metals (Fabricated) | MachDr | No | Ind MachDr - Equipment (Mid Cost) | 0.096755 | 0.098107 | 0.099005 | 0.099245 | 0.099513 | 0.099589 | 0.09973 | 0.099838 | 0.099908 | 0.099939 | 0.099922 | 0.099924
SDG&E | MW | Industrial | Ind - Metals (Fabricated) | MachDr | No | Ind MachDr - O&M (Low Cost) | 0.55068 | 0.55837 | 0.56348 | 0.56485 | 0.56637 | 0.56681 | 0.56761 | 0.56823 | 0.56862 | 0.5688 | 0.5687 | 0.56871
SDG&E | MW | Industrial | Ind - Metals (Fabricated) | MachDr | No | Ind MachDr - O&M (Mid Cost) | 0 | 0 | 0 | 0 | 0 | 0.047687 | 0.047755 | 0.047807 | 0.04784 | 0.047855 | 0.047847 | 0.047848
SDG&E | MW | Industrial | Ind - Metals (Primary) | HVAC | No | Ind HVAC - Equipment (Electric - High Cost) | 7.7877e-06 | 7.8965e-06 | 7.9688e-06 | 7.9881e-06 | 8.0096e-06 | 8.0158e-06 | 8.0271e-06 | 8.0358e-06 | 8.0415e-06 | 8.044e-06 | 8.0426e-06 | 8.0427e-06
SDG&E | MW | Industrial | Ind - Metals (Primary) | HVAC | No | Ind HVAC - Equipment (Electric - Low Cost) | 0.00010117 | 0.00010259 | 0.00010353 | 0.00010378 | 0.00010406 | 0.00010414 | 0.00010428 | 0.0001044 | 0.00010447 | 0.0001045 | 0.00010448 | 0.00010449
SDG&E | MW | Industrial | Ind - Metals (Primary) | HVAC | No | Ind HVAC - Equipment (Electric - Mid Cost) | 0.00013918 | 0.00014112 | 0.00014242 | 0.00014276 | 0.00014315 | 0.00014326 | 0.00014346 | 0.00014361 | 0.00014372 | 0.00014376 | 0.00014374 | 0.00014374
SDG&E | MW | Industrial | Ind - Metals (Primary) | HVAC | No | Ind HVAC - O&M (Electric - Low Cost) | 0.0001537 | 0.00015585 | 0.00015728 | 0.00015766 | 0.00015808 | 0.00015821 | 0.00015843 | 0.0001586 | 0.00015871 | 0.00015876 | 0.00015874 | 0.00015874
SDG&E | MW | Industrial | Ind - Metals (Primary) | HVAC | No | Ind HVAC - O&M (Electric - Mid Cost) | 0.00034892 | 0.0003538 | 0.00035703 | 0.0003579 | 0.00035887 | 0.00035914 | 0.00035965 | 0.00036004 | 0.00036029 | 0.0003604 | 0.00036034 | 0.00036035
SDG&E | MW | Industrial | Ind - Metals (Primary) | HVAC | No | Ind HVAC - O&M (Gas - High Cost) | 9.1284e-06 | 9.3274e-06 | 9.3949e-06 | 9.4463e-06 | 9.5066e-06 | 9.5601e-06 | 9.6134e-06 | 9.6493e-06 | 9.692e-06 | 9.7244e-06 | 9.7244e-06 | 9.7244e-06
SDG&E | MW | Industrial | Ind - Metals (Primary) | Lighting | No | Ind Lighting - Equipment (High Cost) | 0.00097493 | 0.00098855 | 0.0009976 | 0.001 | 0.0010027 | 0.0010035 | 0.0010049 | 0.001006 | 0.0010067 | 0.001007 | 0.0010068 | 0.0010069
SDG&E | MW | Industrial | Ind - Metals (Primary) | Lighting | No | Ind Lighting - Equipment (Low Cost) | 0.0020379 | 0.0020663 | 0.0020852 | 0.0020903 | 0.0020959 | 0.0020975 | 0.0021005 | 0.0021028 | 0.0021043 | 0.0021049 | 0.0021046 | 0.0021046
SDG&E | MW | Industrial | Ind - Metals (Primary) | Lighting | No | Ind Lighting - Equipment (Mid Cost) | 0.004437 | 0.004499 | 0.0045402 | 0.0045512 | 0.0045635 | 0.004567 | 0.0045734 | 0.0045784 | 0.0045816 | 0.004583 | 0.0045822 | 0.0045823
SDG&E | MW | Industrial | Ind - Metals (Primary) | Lighting | No | Ind Lighting - O&M (Low Cost) | 0.00088127 | 0.00089358 | 0.00090176 | 0.00090395 | 0.00090639 | 0.00090708 | 0.00090837 | 0.00090935 | 0.00090999 | 0.00091028 | 0.00091012 | 0.00091013
SDG&E | MW | Industrial | Ind - Metals (Primary) | Lighting | No | Ind Lighting - O&M (Mid Cost) | 0 | 0 | 0 | 0 | 0 | 0 | 0 | 3.2452e-05 | 3.2475e-05 | 3.2485e-05 | 3.248e-05 | 3.248e-05
SDG&E | MW | Industrial | Ind - Metals (Primary) | ProcHeat | No | Ind ProcHeat - Equipment (Electric - High Cost) | 0.00045364 | 0.00045998 | 0.00046419 | 0.00046532 | 0.00046657 | 0.00046693 | 0.00046759 | 0.0004681 | 0.00046843 | 0.00046857 | 0.00046849 | 0.0004685
SDG&E | MW | Industrial | Ind - Metals (Primary) | ProcHeat | No | Ind ProcHeat - Equipment (Electric - Low Cost) | 0.00033191 | 0.00033655 | 0.00033963 | 0.00034045 | 0.00034137 | 0.00034163 | 0.00034211 | 0.00034248 | 0.00034272 | 0.00034283 | 0.00034277 | 0.00034278
SDG&E | MW | Industrial | Ind - Metals (Primary) | ProcHeat | No | Ind ProcHeat - Equipment (Electric - Mid Cost) | 3.6526e-05 | 3.7036e-05 | 3.7375e-05 | 3.7465e-05 | 3.7567e-05 | 3.7595e-05 | 3.7649e-05 | 3.7689e-05 | 3.7716e-05 | 3.7728e-05 | 3.7721e-05 | 3.7722e-05
SDG&E | MW | Industrial | Ind - Metals (Primary) | ProcHeat | No | Ind ProcHeat - O&M (Electric - Low Cost) | 2.4139e-06 | 2.4477e-06 | 2.4701e-06 | 2.4761e-06 | 2.4827e-06 | 2.4846e-06 | 2.4882e-06 | 2.4909e-06 | 2.4926e-06 | 2.4934e-06 | 2.493e-06 | 2.493e-06
SDG&E | MW | Industrial | Ind - Metals (Primary) | MachDr | No | Ind MachDr - Equipment (High Cost) | 0.0011717 | 0.0011881 | 0.001199 | 0.0012019 | 0.0012051 | 0.0012061 | 0.0012078 | 0.0012091 | 0.0012099 | 0.0012103 | 0.0012101 | 0.0012101
SDG&E | MW | Industrial | Ind - Metals (Primary) | MachDr | No | Ind MachDr - Equipment (Low Cost) | 0.0033995 | 0.003447 | 0.0034785 | 0.003487 | 0.0034964 | 0.0034991 | 0.003504 | 0.0035078 | 0.0035103 | 0.0035114 | 0.0035108 | 0.0035108
SDG&E | MW | Industrial | Ind - Metals (Primary) | MachDr | No | Ind MachDr - Equipment (Mid Cost) | 0.0025909 | 0.0026271 | 0.0026512 | 0.0026576 | 0.0026648 | 0.0026668 | 0.0026706 | 0.0026735 | 0.0026754 | 0.0026762 | 0.0026758 | 0.0026758
SDG&E | MW | Industrial | Ind - Metals (Primary) | MachDr | No | Ind MachDr - O&M (Low Cost) | 0.011498 | 0.011659 | 0.011765 | 0.011794 | 0.011826 | 0.011835 | 0.011851 | 0.011864 | 0.011873 | 0.011876 | 0.011874 | 0.011875
SDG&E | MW | Industrial | Ind - Metals (Primary) | MachDr | No | Ind MachDr - O&M (Mid Cost) | 0 | 0 | 0 | 0 | 0.0017773 | 0.0017786 | 0.0017812 | 0.0017831 | 0.0017843 | 0.0017849 | 0.0017846 | 0.0017846
SDG&E | MW | Industrial | Ind - Other | HVAC | No | Ind HVAC - Equipment (Electric - High Cost) | 0.015902 | 0.016124 | 0.016271 | 0.016311 | 0.016355 | 0.016367 | 0.016391 | 0.016408 | 0.01642 | 0.016425 | 0.016422 | 0.016422
SDG&E | MW | Industrial | Ind - Other | HVAC | No | Ind HVAC - O&M (Electric - High Cost) | 0 | 0 | 0 | 0 | 0.032427 | 0.032452 | 0.032498 | 0.032533 | 0.032556 | 0.032566 | 0.032561 | 0.032561
SDG&E | MW | Industrial | Ind - Other | HVAC | No | Ind HVAC - O&M (Electric - Low Cost) | 0.013099 | 0.013282 | 0.013404 | 0.013436 | 0.013472 | 0.013483 | 0.013502 | 0.013516 | 0.013526 | 0.01353 | 0.013528 | 0.013528
SDG&E | MW | Industrial | Ind - Other | HVAC | No | Ind HVAC - O&M (Electric - Mid Cost) | 0.0041703 | 0.0042285 | 0.0042672 | 0.0042776 | 0.0042891 | 0.0042924 | 0.0042985 | 0.0043032 | 0.0043062 | 0.0043075 | 0.0043068 | 0.0043068
SDG&E | MW | Industrial | Ind - Other | Lighting | No | Ind Lighting - Equipment (High Cost) | 0.044372 | 0.044992 | 0.045403 | 0.045513 | 0.045636 | 0.045671 | 0.045736 | 0.045785 | 0.045818 | 0.045832 | 0.045824 | 0.045825
SDG&E | MW | Industrial | Ind - Other | Lighting | No | Ind Lighting - Equipment (Low Cost) | 0.017048 | 0.017286 | 0.017444 | 0.017486 | 0.017533 | 0.017547 | 0.017572 | 0.017591 | 0.017603 | 0.017609 | 0.017606 | 0.017606
SDG&E | MW | Industrial | Ind - Other | Lighting | No | Ind Lighting - Equipment (Mid Cost) | 0.15134 | 0.15345 | 0.15485 | 0.15523 | 0.15565 | 0.15577 | 0.15599 | 0.15616 | 0.15627 | 0.15632 | 0.15629 | 0.15629
SDG&E | MW | Industrial | Ind - Other | Lighting | No | Ind Lighting - O&M (Low Cost) | 0.054575 | 0.055338 | 0.055844 | 0.05598 | 0.056131 | 0.056174 | 0.056253 | 0.056314 | 0.056354 | 0.056372 | 0.056362 | 0.056363
SDG&E | MW | Industrial | Ind - Other | Lighting | No | Ind Lighting - O&M (Mid Cost) | 0 | 0 | 0 | 0 | 0.0012944 | 0.0012953 | 0.0012972 | 0.0012986 | 0.0012995 | 0.0012999 | 0.0012997 | 0.0012997
SDG&E | MW | Industrial | Ind - Other | MachDr | No | Ind MachDr - Equipment (High Cost) | 0.10446 | 0.10592 | 0.10689 | 0.10715 | 0.10744 | 0.10752 | 0.10767 | 0.10779 | 0.10786 | 0.1079 | 0.10788 | 0.10788
SDG&E | MW | Industrial | Ind - Other | MachDr | No | Ind MachDr - Equipment (Low Cost) | 0.15356 | 0.1557 | 0.15713 | 0.15751 | 0.15793 | 0.15805 | 0.15828 | 0.15845 | 0.15856 | 0.15861 | 0.15858 | 0.15858
SDG&E | MW | Industrial | Ind - Other | MachDr | No | Ind MachDr - Equipment (Mid Cost) | 0.13217 | 0.13402 | 0.13525 | 0.13557 | 0.13594 | 0.13604 | 0.13624 | 0.13638 | 0.13648 | 0.13652 | 0.1365 | 0.1365
SDG&E | MW | Industrial | Ind - Other | MachDr | No | Ind MachDr - O&M (Low Cost) | 0.24853 | 0.252 | 0.25431 | 0.25493 | 0.25561 | 0.25581 | 0.25617 | 0.25645 | 0.25663 | 0.25671 | 0.25667 | 0.25667
SDG&E | MW | Industrial | Ind - Other | MachDr | No | Ind MachDr - O&M (Mid Cost) | 0 | 0 | 0 | 0 | 0 | 0 | 0.024632 | 0.024659 | 0.024676 | 0.024684 | 0.02468 | 0.02468
SDG&E | MW | Industrial | Ind - Paper | HVAC | No | Ind HVAC - Equipment (Electric - High Cost) | 8.1051e-05 | 8.2184e-05 | 8.2936e-05 | 8.3137e-05 | 8.3361e-05 | 8.3425e-05 | 8.3543e-05 | 8.3634e-05 | 8.3693e-05 | 8.3719e-05 | 8.3704e-05 | 8.3706e-05
SDG&E | MW | Industrial | Ind - Paper | HVAC | No | Ind HVAC - Equipment (Electric - Low Cost) | 2.2216e-05 | 2.2527e-05 | 2.2733e-05 | 2.2788e-05 | 2.2849e-05 | 2.2867e-05 | 2.2899e-05 | 2.2924e-05 | 2.294e-05 | 2.2947e-05 | 2.2943e-05 | 2.2944e-05
SDG&E | MW | Industrial | Ind - Paper | HVAC | No | Ind HVAC - Equipment (Electric - Mid Cost) | 0.00011189 | 0.00011345 | 0.00011449 | 0.00011477 | 0.00011508 | 0.00011517 | 0.00011533 | 0.00011546 | 0.00011554 | 0.00011557 | 0.00011555 | 0.00011556
SDG&E | MW | Industrial | Ind - Paper | HVAC | No | Ind HVAC - O&M (Electric - High Cost) | 0 | 0 | 8.7833e-05 | 8.8046e-05 | 8.8284e-05 | 8.8352e-05 | 8.8477e-05 | 8.8573e-05 | 8.8635e-05 | 8.8663e-05 | 8.8647e-05 | 8.8649e-05
SDG&E | MW | Industrial | Ind - Paper | HVAC | No | Ind HVAC - O&M (Electric - Low Cost) | 0.00036936 | 0.00037452 | 0.00037795 | 0.00037887 | 0.00037989 | 0.00038018 | 0.00038072 | 0.00038113 | 0.0003814 | 0.00038152 | 0.00038145 | 0.00038146
SDG&E | MW | Industrial | Ind - Paper | HVAC | No | Ind HVAC - O&M (Electric - Mid Cost) | 0.00024005 | 0.0002434 | 0.00024563 | 0.00024623 | 0.00024689 | 0.00024708 | 0.00024743 | 0.0002477 | 0.00024787 | 0.00024795 | 0.00024791 | 0.00024791
SDG&E | MW | Industrial | Ind - Paper | Lighting | No | Ind Lighting - Equipment (High Cost) | 0.0017641 | 0.0017888 | 0.0018051 | 0.0018095 | 0.0018144 | 0.0018158 | 0.0018184 | 0.0018203 | 0.0018216 | 0.0018222 | 0.0018219 | 0.0018219
SDG&E | MW | Industrial | Ind - Paper | Lighting | No | Ind Lighting - Equipment (Low Cost) | 0.00079933 | 0.0008105 | 0.00081791 | 0.0008199 | 0.00082211 | 0.00082274 | 0.0008239 | 0.0008248 | 0.00082538 | 0.00082563 | 0.00082549 | 0.0008255
SDG&E | MW | Industrial | Ind - Paper | Lighting | No | Ind Lighting - Equipment (Mid Cost) | 0.0064728 | 0.0065632 | 0.0066233 | 0.0066393 | 0.0066572 | 0.0066623 | 0.0066718 | 0.006679 | 0.0066837 | 0.0066858 | 0.0066846 | 0.0066847
SDG&E | MW | Industrial | Ind - Paper | Lighting | No | Ind Lighting - O&M (Low Cost) | 0.00060489 | 0.00061334 | 0.00061895 | 0.00062046 | 0.00062213 | 0.0006226 | 0.00062349 | 0.00062416 | 0.0006246 | 0.0006248 | 0.00062469 | 0.0006247
SDG&E | MW | Industrial | Ind - Paper | Lighting | No | Ind Lighting - O&M (Mid Cost) | 0 | 0 | 0 | 0 | 0 | 6.9537e-05 | 6.9636e-05 | 6.9711e-05 | 6.976e-05 | 6.9782e-05 | 6.977e-05 | 6.9771e-05
SDG&E | MW | Industrial | Ind - Paper | MachDr | No | Ind MachDr - Equipment (High Cost) | 0.0015414 | 0.0015629 | 0.0015772 | 0.0015811 | 0.0015853 | 0.0015865 | 0.0015888 | 0.0015905 | 0.0015916 | 0.0015921 | 0.0015918 | 0.0015919
SDG&E | MW | Industrial | Ind - Paper | MachDr | No | Ind MachDr - Equipment (Low Cost) | 0.0042712 | 0.0043308 | 0.0043705 | 0.0043811 | 0.0043929 | 0.0043962 | 0.0044025 | 0.0044072 | 0.0044103 | 0.0044117 | 0.004411 | 0.004411
SDG&E | MW | Industrial | Ind - Paper | MachDr | No | Ind MachDr - Equipment (Mid Cost) | 0.0037984 | 0.0038515 | 0.0038868 | 0.0038962 | 0.0039067 | 0.0039097 | 0.0039152 | 0.0039195 | 0.0039222 | 0.0039234 | 0.0039228 | 0.0039228
SDG&E | MW | Industrial | Ind - Paper | MachDr | No | Ind MachDr - O&M (High Cost) | 0 | 0 | 0 | 0 | 0 | 0 | 0 | 0 | 0 | 0 | 0 | 0.00053931
SDG&E | MW | Industrial | Ind - Paper | MachDr | No | Ind MachDr - O&M (Low Cost) | 0.019195 | 0.019463 | 0.019641 | 0.019689 | 0.019742 | 0.019757 | 0.019785 | 0.019806 | 0.01982 | 0.019826 | 0.019823 | 0.019823
SDG&E | MW | Industrial | Ind - Paper | MachDr | No | Ind MachDr - O&M (Mid Cost) | 0 | 0 | 0 | 0 | 0 | 0.0023119 | 0.0023152 | 0.0023177 | 0.0023193 | 0.0023201 | 0.0023197 | 0.0023197
SDG&E | MW | Industrial | Ind - Petroleum | Lighting | No | Ind Lighting - Equipment (High Cost) | 0.00012436 | 0.00012609 | 0.00012725 | 0.00012756 | 0.0001279 | 0.000128 | 0.00012818 | 0.00012832 | 0.00012841 | 0.00012845 | 0.00012843 | 0.00012843
SDG&E | MW | Industrial | Ind - Petroleum | Lighting | No | Ind Lighting - Equipment (Low Cost) | 9.4283e-05 | 9.56e-05 | 9.6475e-05 | 9.6709e-05 | 9.697e-05 | 9.7044e-05 | 9.7181e-05 | 9.7287e-05 | 9.7355e-05 | 9.7386e-05 | 9.7369e-05 | 9.737e-05
SDG&E | MW | Industrial | Ind - Petroleum | Lighting | No | Ind Lighting - Equipment (Mid Cost) | 0.00012568 | 0.00012743 | 0.0001286 | 0.00012891 | 0.00012926 | 0.00012936 | 0.00012954 | 0.00012968 | 0.00012977 | 0.00012981 | 0.00012979 | 0.00012979
SDG&E | MW | Industrial | Ind - Petroleum | MachDr | No | Ind MachDr - Equipment (High Cost) | 0.00055275 | 0.00056047 | 0.0005656 | 0.00056697 | 0.0005685 | 0.00056894 | 0.00056974 | 0.00057036 | 0.00057076 | 0.00057094 | 0.00057084 | 0.00057085
SDG&E | MW | Industrial | Ind - Petroleum | MachDr | No | Ind MachDr - Equipment (Low Cost) | 0.0014446 | 0.0014647 | 0.0014782 | 0.0014817 | 0.0014857 | 0.0014869 | 0.001489 | 0.0014906 | 0.0014916 | 0.0014921 | 0.0014918 | 0.0014919
SDG&E | MW | Industrial | Ind - Petroleum | MachDr | No | Ind MachDr - Equipment (Mid Cost) | 0.0011222 | 0.0011379 | 0.0011483 | 0.0011511 | 0.0011542 | 0.0011551 | 0.0011567 | 0.001158 | 0.0011588 | 0.0011591 | 0.0011589 | 0.001159
SDG&E | MW | Industrial | Ind - Petroleum | MachDr | No | Ind MachDr - O&M (Low Cost) | 0.0056318 | 0.0057105 | 0.0057628 | 0.0057768 | 0.0057923 | 0.0057968 | 0.005805 | 0.0058113 | 0.0058154 | 0.0058172 | 0.0058162 | 0.0058163
SDG&E | MW | Industrial | Ind - Petroleum | MachDr | No | Ind MachDr - O&M (Mid Cost) | 0 | 0 | 0 | 0 | 0 | 0.00086434 | 0.00086557 | 0.0008665 | 0.00086711 | 0.00086738 | 0.00086723 | 0.00086725
SDG&E | MW | Industrial | Ind - Plastics | HVAC | No | Ind HVAC - Equipment (Electric - High Cost) | 0.0039848 | 0.0040405 | 0.0040774 | 0.0040873 | 0.0040984 | 0.0041015 | 0.0041073 | 0.0041118 | 0.0041146 | 0.0041159 | 0.0041152 | 0.0041153
SDG&E | MW | Industrial | Ind - Plastics | HVAC | No | Ind HVAC - Equipment (Electric - Low Cost) | 0.0058267 | 0.0059081 | 0.0059622 | 0.0059767 | 0.0059928 | 0.0059974 | 0.0060059 | 0.0060124 | 0.0060166 | 0.0060185 | 0.0060174 | 0.0060175
SDG&E | MW | Industrial | Ind - Plastics | HVAC | No | Ind HVAC - Equipment (Electric - Mid Cost) | 0.0009865 | 0.0010003 | 0.0010094 | 0.0010119 | 0.0010146 | 0.0010154 | 0.0010168 | 0.0010179 | 0.0010186 | 0.001019 | 0.0010188 | 0.0010188
SDG&E | MW | Industrial | Ind - Plastics | HVAC | No | Ind HVAC - O&M (Electric - High Cost) | 0.0026286 | 0.0026653 | 0.0026897 | 0.0026962 | 0.0027035 | 0.0027056 | 0.0027094 | 0.0027123 | 0.0027142 | 0.0027151 | 0.0027146 | 0.0027147
SDG&E | MW | Industrial | Ind - Plastics | HVAC | No | Ind HVAC - O&M (Electric - Low Cost) | 0.026791 | 0.027166 | 0.027414 | 0.027481 | 0.027555 | 0.027576 | 0.027615 | 0.027645 | 0.027664 | 0.027673 | 0.027668 | 0.027669
SDG&E | MW | Industrial | Ind - Plastics | HVAC | No | Ind HVAC - O&M (Electric - Mid Cost) | 0.0026658 | 0.002703 | 0.0027278 | 0.0027344 | 0.0027417 | 0.0027438 | 0.0027477 | 0.0027507 | 0.0027526 | 0.0027535 | 0.002753 | 0.0027531
SDG&E | MW | Industrial | Ind - Plastics | Lighting | No | Ind Lighting - Equipment (High Cost) | 0.024127 | 0.024465 | 0.024688 | 0.024748 | 0.024815 | 0.024834 | 0.024869 | 0.024896 | 0.024914 | 0.024922 | 0.024917 | 0.024918
SDG&E | MW | Industrial | Ind - Plastics | Lighting | No | Ind Lighting - Equipment (Low Cost) | 0.015324 | 0.015538 | 0.01568 | 0.015718 | 0.015761 | 0.015773 | 0.015795 | 0.015812 | 0.015823 | 0.015828 | 0.015825 | 0.015826
SDG&E | MW | Industrial | Ind - Plastics | Lighting | No | Ind Lighting - Equipment (Mid Cost) | 0.17046 | 0.17284 | 0.17442 | 0.17484 | 0.17531 | 0.17545 | 0.1757 | 0.17589 | 0.17601 | 0.17607 | 0.17604 | 0.17604
SDG&E | MW | Industrial | Ind - Plastics | Lighting | No | Ind Lighting - O&M (Low Cost) | 0.0074234 | 0.0075271 | 0.007596 | 0.0076144 | 0.007635 | 0.0076408 | 0.0076516 | 0.0076599 | 0.0076653 | 0.0076677 | 0.0076664 | 0.0076665
SDG&E | MW | Industrial | Ind - Plastics | Lighting | No | Ind Lighting - O&M (Mid Cost) | 0 | 0 | 0 | 0 | 0.0004241 | 0.00042443 | 0.00042503 | 0.00042549 | 0.00042579 | 0.00042592 | 0.00042585 | 0.00042586
SDG&E | MW | Industrial | Ind - Plastics | ProcHeat | No | Ind ProcHeat - Equipment (Electric - High Cost) | 2.4254e-05 | 2.4593e-05 | 2.4818e-05 | 2.4878e-05 | 2.4945e-05 | 2.4964e-05 | 2.5e-05 | 2.5027e-05 | 2.5044e-05 | 2.5052e-05 | 2.5048e-05 | 2.5048e-05
SDG&E | MW | Industrial | Ind - Plastics | ProcHeat | No | Ind ProcHeat - Equipment (Electric - Low Cost) | 0.019056 | 0.019322 | 0.019499 | 0.019547 | 0.019599 | 0.019614 | 0.019642 | 0.019663 | 0.019677 | 0.019683 | 0.01968 | 0.01968
SDG&E | MW | Industrial | Ind - Plastics | ProcHeat | No | Ind ProcHeat - Equipment (Electric - Mid Cost) | 0.0091987 | 0.0093272 | 0.0094126 | 0.0094354 | 0.0094608 | 0.0094681 | 0.0094815 | 0.0094918 | 0.0094984 | 0.0095014 | 0.0094998 | 0.0094999
SDG&E | MW | Industrial | Ind - Plastics | ProcHeat | No | Ind ProcHeat - Equipment (Gas - Mid Cost) | 6.5852e-05 | 7.0866e-05 | 7.5067e-05 | 7.9068e-05 | 8.3203e-05 | 8.7753e-05 | 9.2699e-05 | 9.7606e-05 | 0.00010256 | 0.00010748 | 0.00010748 | 0.00010748
SDG&E | MW | Industrial | Ind - Plastics | ProcRefrig | No | Ind ProcRefrig - O&M (Low Cost) | 0 | 0 | 0.019186 | 0.019232 | 0.019284 | 0.019299 | 0.019326 | 0.019347 | 0.019361 | 0.019367 | 0.019364 | 0.019364
SDG&E | MW | Industrial | Ind - Plastics | ProcRefrig | No | Ind ProcRefrig - O&M (Mid Cost) | 0 | 0 | 0 | 0 | 0 | 0 | 0.0082998 | 0.0083088 | 0.0083147 | 0.0083173 | 0.0083158 | 0.008316
SDG&E | MW | Industrial | Ind - Plastics | MachDr | No | Ind MachDr - Equipment (High Cost) | 0.029801 | 0.030217 | 0.030493 | 0.030567 | 0.03065 | 0.030673 | 0.030717 | 0.03075 | 0.030772 | 0.030781 | 0.030776 | 0.030776
SDG&E | MW | Industrial | Ind - Plastics | MachDr | No | Ind MachDr - Equipment (Low Cost) | 0.060404 | 0.061248 | 0.061808 | 0.061958 | 0.062125 | 0.062173 | 0.062261 | 0.062328 | 0.062372 | 0.062392 | 0.062381 | 0.062382
SDG&E | MW | Industrial | Ind - Plastics | MachDr | No | Ind MachDr - Equipment (Mid Cost) | 0.15706 | 0.15926 | 0.16072 | 0.16111 | 0.16154 | 0.16166 | 0.16189 | 0.16207 | 0.16218 | 0.16223 | 0.1622 | 0.16221
SDG&E | MW | Industrial | Ind - Plastics | MachDr | No | Ind MachDr - O&M (Low Cost) | 0 | 0.27384 | 0.27634 | 0.27701 | 0.27776 | 0.27797 | 0.27837 | 0.27867 | 0.27887 | 0.27895 | 0.2789 | 0.27891
SDG&E | MW | Industrial | Ind - Plastics | MachDr | No | Ind MachDr - O&M (Mid Cost) | 0 | 0 | 0 | 0 | 0 | 0.022652 | 0.022684 | 0.022708 | 0.022724 | 0.022732 | 0.022728 | 0.022728
SDG&E | MW | Industrial | Ind - Printing & Publishing | HVAC | No | Ind HVAC - Equipment (Electric - High Cost) | 0.016855 | 0.017091 | 0.017247 | 0.017289 | 0.017336 | 0.017349 | 0.017373 | 0.017392 | 0.017405 | 0.01741 | 0.017407 | 0.017407
SDG&E | MW | Industrial | Ind - Printing & Publishing | HVAC | No | Ind HVAC - Equipment (Electric - Low Cost) | 0.0061997 | 0.0062864 | 0.0063439 | 0.0063593 | 0.0063764 | 0.0063813 | 0.0063903 | 0.0063973 | 0.0064018 | 0.0064038 | 0.0064027 | 0.0064028
SDG&E | MW | Industrial | Ind - Printing & Publishing | HVAC | No | Ind HVAC - Equipment (Electric - Mid Cost) | 0.028566 | 0.028966 | 0.029231 | 0.029302 | 0.029381 | 0.029403 | 0.029445 | 0.029477 | 0.029497 | 0.029507 | 0.029502 | 0.029502
SDG&E | MW | Industrial | Ind - Printing & Publishing | HVAC | No | Ind HVAC - O&M (Electric - High Cost) | 0 | 0.0016971 | 0.0017126 | 0.0017167 | 0.0017214 | 0.0017227 | 0.0017251 | 0.001727 | 0.0017282 | 0.0017288 | 0.0017285 | 0.0017285
SDG&E | MW | Industrial | Ind - Printing & Publishing | HVAC | No | Ind HVAC - O&M (Electric - Low Cost) | 0.063813 | 0.064705 | 0.065297 | 0.065455 | 0.065632 | 0.065682 | 0.065775 | 0.065847 | 0.065893 | 0.065913 | 0.065902 | 0.065903
SDG&E | MW | Industrial | Ind - Printing & Publishing | Lighting | No | Ind Lighting - Equipment (High Cost) | 0.021614 | 0.021916 | 0.022117 | 0.02217 | 0.02223 | 0.022247 | 0.022279 | 0.022303 | 0.022318 | 0.022325 | 0.022321 | 0.022322
SDG&E | MW | Industrial | Ind - Printing & Publishing | Lighting | No | Ind Lighting - Equipment (Low Cost) | 0.036358 | 0.036866 | 0.037203 | 0.037293 | 0.037394 | 0.037422 | 0.037475 | 0.037516 | 0.037542 | 0.037554 | 0.037548 | 0.037548
SDG&E | MW | Industrial | Ind - Printing & Publishing | Lighting | No | Ind Lighting - Equipment (Mid Cost) | 0.12137 | 0.12306 | 0.12419 | 0.12449 | 0.12482 | 0.12492 | 0.1251 | 0.12523 | 0.12532 | 0.12536 | 0.12534 | 0.12534
SDG&E | MW | Industrial | Ind - Printing & Publishing | Lighting | No | Ind Lighting - O&M (Low Cost) | 0.040299 | 0.040862 | 0.041236 | 0.041336 | 0.041447 | 0.041479 | 0.041538 | 0.041583 | 0.041612 | 0.041625 | 0.041618 | 0.041618
SDG&E | MW | Industrial | Ind - Printing & Publishing | Lighting | No | Ind Lighting - O&M (Mid Cost) | 0 | 0 | 0 | 0 | 0.001266 | 0.001267 | 0.0012688 | 0.0012702 | 0.0012711 | 0.0012715 | 0.0012713 | 0.0012713
SDG&E | MW | Industrial | Ind - Printing & Publishing | MachDr | No | Ind MachDr - Equipment (High Cost) | 0.012966 | 0.013148 | 0.013268 | 0.0133 | 0.013336 | 0.013346 | 0.013365 | 0.013379 | 0.013389 | 0.013393 | 0.013391 | 0.013391
SDG&E | MW | Industrial | Ind - Printing & Publishing | MachDr | No | Ind MachDr - Equipment (Low Cost) | 0.043594 | 0.044203 | 0.044607 | 0.044715 | 0.044836 | 0.04487 | 0.044934 | 0.044983 | 0.045014 | 0.045028 | 0.04502 | 0.045021
SDG&E | MW | Industrial | Ind - Printing & Publishing | MachDr | No | Ind MachDr - Equipment (Mid Cost) | 0.074743 | 0.075787 | 0.076481 | 0.076667 | 0.076873 | 0.076932 | 0.077041 | 0.077125 | 0.077179 | 0.077203 | 0.07719 | 0.077191
SDG&E | MW | Industrial | Ind - Printing & Publishing | MachDr | No | Ind MachDr - O&M (Low Cost) | 0.49087 | 0.49773 | 0.50228 | 0.5035 | 0.50486 | 0.50525 | 0.50596 | 0.50651 | 0.50687 | 0.50702 | 0.50694 | 0.50695
SDG&E | MW | Industrial | Ind - Printing & Publishing | MachDr | No | Ind MachDr - O&M (Mid Cost) | 0 | 0 | 0 | 0 | 0 | 0.033997 | 0.034045 | 0.034082 | 0.034106 | 0.034117 | 0.034111 | 0.034112
SDG&E | MW | Industrial | Ind - Stone, Glass & Clay | HVAC | No | Ind HVAC - O&M (Electric - Low Cost) | 0.0045863 | 0.0046504 | 0.004693 | 0.0047044 | 0.0047171 | 0.0047207 | 0.0047274 | 0.0047325 | 0.0047358 | 0.0047373 | 0.0047365 | 0.0047365
SDG&E | MW | Industrial | Ind - Stone, Glass & Clay | Lighting | No | Ind Lighting - Equipment (High Cost) | 0.0046666 | 0.0047318 | 0.0047751 | 0.0047867 | 0.0047996 | 0.0048033 | 0.0048101 | 0.0048153 | 0.0048187 | 0.0048202 | 0.0048194 | 0.0048194
SDG&E | MW | Industrial | Ind - Stone, Glass & Clay | Lighting | No | Ind Lighting - Equipment (Low Cost) | 0.0012132 | 0.0012301 | 0.0012414 | 0.0012444 | 0.0012478 | 0.0012487 | 0.0012505 | 0.0012518 | 0.0012527 | 0.0012531 | 0.0012529 | 0.0012529
SDG&E | MW | Industrial | Ind - Stone, Glass & Clay | Lighting | No | Ind Lighting - Equipment (Mid Cost) | 0.034196 | 0.034674 | 0.034991 | 0.035076 | 0.035171 | 0.035198 | 0.035247 | 0.035286 | 0.03531 | 0.035322 | 0.035315 | 0.035316
SDG&E | MW | Industrial | Ind - Stone, Glass & Clay | Lighting | No | Ind Lighting - O&M (Low Cost) | 0.0013888 | 0.0014082 | 0.001421 | 0.0014245 | 0.0014283 | 0.0014294 | 0.0014315 | 0.001433 | 0.001434 | 0.0014345 | 0.0014342 | 0.0014342
SDG&E | MW | Industrial | Ind - Stone, Glass & Clay | Lighting | No | Ind Lighting - O&M (Mid Cost) | 0 | 0 | 0 | 0.00061284 | 0.0006145 | 0.00061497 | 0.00061584 | 0.0006165 | 0.00061694 | 0.00061713 | 0.00061703 | 0.00061703
SDG&E | MW | Industrial | Ind - Stone, Glass & Clay | MachDr | No | Ind MachDr - Equipment (High Cost) | 0.0058472 | 0.0059289 | 0.0059832 | 0.0059977 | 0.0060139 | 0.0060185 | 0.006027 | 0.0060335 | 0.0060378 | 0.0060397 | 0.0060386 | 0.0060387
SDG&E | MW | Industrial | Ind - Stone, Glass & Clay | MachDr | No | Ind MachDr - Equipment (Low Cost) | 0.012643 | 0.01282 | 0.012937 | 0.012969 | 0.013004 | 0.013014 | 0.013032 | 0.013046 | 0.013055 | 0.013059 | 0.013057 | 0.013057
SDG&E | MW | Industrial | Ind - Stone, Glass & Clay | MachDr | No | Ind MachDr - Equipment (Mid Cost) | 0.010212 | 0.010355 | 0.01045 | 0.010475 | 0.010504 | 0.010512 | 0.010526 | 0.010538 | 0.010545 | 0.010549 | 0.010547 | 0.010547
SDG&E | MW | Industrial | Ind - Stone, Glass & Clay | MachDr | No | Ind MachDr - O&M (Low Cost) | 0.063023 | 0.063904 | 0.064489 | 0.064645 | 0.06482 | 0.064869 | 0.064961 | 0.065032 | 0.065077 | 0.065098 | 0.065086 | 0.065087
SDG&E | MW | Industrial | Ind - Stone, Glass & Clay | MachDr | No | Ind MachDr - O&M (Mid Cost) | 0 | 0 | 0 | 0 | 0 | 0 | 0.0095765 | 0.0095869 | 0.0095936 | 0.0095966 | 0.009595 | 0.0095951
SDG&E | MW | Industrial | Ind - Textiles | HVAC | No | Ind HVAC - Equipment (Electric - High Cost) | 0.00067129 | 0.00068067 | 0.0006869 | 0.00068856 | 0.00069042 | 0.00069095 | 0.00069193 | 0.00069268 | 0.00069316 | 0.00069338 | 0.00069326 | 0.00069327
SDG&E | MW | Industrial | Ind - Textiles | HVAC | No | Ind HVAC - Equipment (Electric - Mid Cost) | 0.00031564 | 0.00032005 | 0.00032298 | 0.00032377 | 0.00032464 | 0.00032489 | 0.00032535 | 0.0003257 | 0.00032593 | 0.00032603 | 0.00032598 | 0.00032598
SDG&E | MW | Industrial | Ind - Textiles | HVAC | No | Ind HVAC - O&M (Electric - Low Cost) | 0.0029023 | 0.0029428 | 0.0029697 | 0.0029769 | 0.002985 | 0.0029873 | 0.0029915 | 0.0029947 | 0.0029968 | 0.0029978 | 0.0029973 | 0.0029973
SDG&E | MW | Industrial | Ind - Textiles | Lighting | No | Ind Lighting - Equipment (High Cost) | 0.0029811 | 0.0030228 | 0.0030504 | 0.0030578 | 0.0030661 | 0.0030684 | 0.0030728 | 0.0030761 | 0.0030783 | 0.0030792 | 0.0030787 | 0.0030787
SDG&E | MW | Industrial | Ind - Textiles | Lighting | No | Ind Lighting - Equipment (Low Cost) | 0.00068563 | 0.00069521 | 0.00070157 | 0.00070328 | 0.00070517 | 0.00070571 | 0.00070671 | 0.00070748 | 0.00070798 | 0.0007082 | 0.00070808 | 0.00070809
SDG&E | MW | Industrial | Ind - Textiles | Lighting | No | Ind Lighting - Equipment (Mid Cost) | 0.016258 | 0.016485 | 0.016636 | 0.016676 | 0.016721 | 0.016734 | 0.016758 | 0.016776 | 0.016788 | 0.016793 | 0.01679 | 0.01679
SDG&E | MW | Industrial | Ind - Textiles | Lighting | No | Ind Lighting - O&M (Low Cost) | 0.00099543 | 0.0010093 | 0.0010186 | 0.001021 | 0.0010238 | 0.0010246 | 0.001026 | 0.0010271 | 0.0010279 | 0.0010282 | 0.001028 | 0.001028
SDG&E | MW | Industrial | Ind - Textiles | Lighting | No | Ind Lighting - O&M (Mid Cost) | 0 | 0 | 0.00070679 | 0.0007085 | 0.00071041 | 0.00071095 | 0.00071196 | 0.00071273 | 0.00071323 | 0.00071346 | 0.00071333 | 0.00071334
SDG&E | MW | Industrial | Ind - Textiles | ProcHeat | No | Ind ProcHeat - Equipment (Gas - Mid Cost) | 5.9662e-06 | 5.8843e-06 | 5.838e-06 | 5.8014e-06 | 5.7705e-06 | 5.7356e-06 | 5.7172e-06 | 5.6659e-06 | 5.613e-06 | 5.5366e-06 | 5.5366e-06 | 5.5366e-06
SDG&E | MW | Industrial | Ind - Textiles | ProcHeat | No | Ind ProcHeat - O&M (Gas - Low Cost) | 2.9596e-05 | 2.919e-05 | 2.896e-05 | 2.8779e-05 | 2.8625e-05 | 2.8452e-05 | 2.8361e-05 | 2.8106e-05 | 2.7844e-05 | 2.7465e-05 | 2.7465e-05 | 2.7465e-05
SDG&E | MW | Industrial | Ind - Textiles | MachDr | No | Ind MachDr - Equipment (Low Cost) | 0.002721 | 0.002759 | 0.0027843 | 0.0027911 | 0.0027986 | 0.0028007 | 0.0028047 | 0.0028077 | 0.0028097 | 0.0028106 | 0.0028101 | 0.0028101
SDG&E | MW | Industrial | Ind - Textiles | MachDr | No | Ind MachDr - Equipment (Mid Cost) | 0.0055502 | 0.0056277 | 0.0056792 | 0.005693 | 0.0057083 | 0.0057127 | 0.0057208 | 0.005727 | 0.005731 | 0.0057328 | 0.0057318 | 0.0057319
SDG&E | MW | Industrial | Ind - Textiles | MachDr | No | Ind MachDr - O&M (Low Cost) | 0 | 0.017433 | 0.017592 | 0.017635 | 0.017682 | 0.017696 | 0.017721 | 0.01774 | 0.017753 | 0.017758 | 0.017755 | 0.017755
SDG&E | MW | Industrial | Ind - Textiles | MachDr | No | Ind MachDr - O&M (Mid Cost) | 0 | 0 | 0 | 0 | 0 | 0 | 0.0050881 | 0.0050936 | 0.0050972 | 0.0050988 | 0.0050979 | 0.005098
SDG&E | MW | Industrial | Ind - Transportation Equipment | HVAC | No | Ind HVAC - Equipment (Electric - High Cost) | 0.0037715 | 0.0038242 | 0.0038592 | 0.0038686 | 0.003879 | 0.003882 | 0.0038875 | 0.0038917 | 0.0038944 | 0.0038957 | 0.003895 | 0.003895
SDG&E | MW | Industrial | Ind - Transportation Equipment | HVAC | No | Ind HVAC - Equipment (Electric - Low Cost) | 0.013025 | 0.013207 | 0.013328 | 0.01336 | 0.013397 | 0.013407 | 0.013426 | 0.01344 | 0.01345 | 0.013454 | 0.013452 | 0.013452
SDG&E | MW | Industrial | Ind - Transportation Equipment | HVAC | No | Ind HVAC - Equipment (Electric - Mid Cost) | 0.0045078 | 0.0045708 | 0.0046126 | 0.0046238 | 0.0046363 | 0.0046398 | 0.0046464 | 0.0046514 | 0.0046547 | 0.0046562 | 0.0046554 | 0.0046554
SDG&E | MW | Industrial | Ind - Transportation Equipment | HVAC | No | Ind HVAC - Equipment (Gas - Low Cost) | 2.2782e-05 | 2.3222e-05 | 2.3637e-05 | 2.4023e-05 | 2.4336e-05 | 2.4576e-05 | 2.4791e-05 | 2.4937e-05 | 2.5069e-05 | 2.5184e-05 | 2.5184e-05 | 2.5184e-05
SDG&E | MW | Industrial | Ind - Transportation Equipment | HVAC | No | Ind HVAC - O&M (Electric - High Cost) | 0 | 0 | 0 | 0.0079153 | 0.0079367 | 0.0079428 | 0.007954 | 0.0079626 | 0.0079682 | 0.0079707 | 0.0079693 | 0.0079695
SDG&E | MW | Industrial | Ind - Transportation Equipment | HVAC | No | Ind HVAC - O&M (Electric - Low Cost) | 0.087021 | 0.088236 | 0.089044 | 0.08926 | 0.089501 | 0.089569 | 0.089696 | 0.089793 | 0.089856 | 0.089884 | 0.089869 | 0.08987
SDG&E | MW | Industrial | Ind - Transportation Equipment | HVAC | No | Ind HVAC - O&M (Electric - Mid Cost) | 0.012703 | 0.012881 | 0.012999 | 0.01303 | 0.013065 | 0.013075 | 0.013094 | 0.013108 | 0.013117 | 0.013121 | 0.013119 | 0.013119
SDG&E | MW | Industrial | Ind - Transportation Equipment | Lighting | No | Ind Lighting - Equipment (High Cost) | 0.10839 | 0.1099 | 0.11091 | 0.11118 | 0.11148 | 0.11156 | 0.11172 | 0.11184 | 0.11192 | 0.11196 | 0.11194 | 0.11194
SDG&E | MW | Industrial | Ind - Transportation Equipment | Lighting | No | Ind Lighting - Equipment (Low Cost) | 0.032442 | 0.032895 | 0.033197 | 0.033277 | 0.033367 | 0.033392 | 0.03344 | 0.033476 | 0.033499 | 0.03351 | 0.033504 | 0.033505
SDG&E | MW | Industrial | Ind - Transportation Equipment | Lighting | No | Ind Lighting - Equipment (Mid Cost) | 0.30387 | 0.30812 | 0.31094 | 0.31169 | 0.31253 | 0.31277 | 0.31321 | 0.31355 | 0.31377 | 0.31387 | 0.31382 | 0.31382
SDG&E | MW | Industrial | Ind - Transportation Equipment | Lighting | No | Ind Lighting - O&M (Low Cost) | 0.033411 | 0.033878 | 0.034188 | 0.034271 | 0.034363 | 0.03439 | 0.034439 | 0.034476 | 0.0345 | 0.034511 | 0.034505 | 0.034505
SDG&E | MW | Industrial | Ind - Transportation Equipment | Lighting | No | Ind Lighting - O&M (Mid Cost) | 0 | 0 | 0 | 0 | 0 | 0.0021032 | 0.0021062 | 0.0021085 | 0.00211 | 0.0021106 | 0.0021103 | 0.0021103
SDG&E | MW | Industrial | Ind - Transportation Equipment | ProcHeat | No | Ind ProcHeat - Equipment (Electric - Low Cost) | 0.013806 | 0.013999 | 0.014127 | 0.014162 | 0.0142 | 0.014211 | 0.014231 | 0.014246 | 0.014256 | 0.014261 | 0.014258 | 0.014259
SDG&E | MW | Industrial | Ind - Transportation Equipment | ProcHeat | No | Ind ProcHeat - Equipment (Electric - Mid Cost) | 0.01049 | 0.010637 | 0.010734 | 0.01076 | 0.010789 | 0.010797 | 0.010813 | 0.010824 | 0.010832 | 0.010835 | 0.010834 | 0.010834
SDG&E | MW | Industrial | Ind - Transportation Equipment | MachDr | No | Ind MachDr - Equipment (High Cost) | 0.0066809 | 0.0067742 | 0.0068362 | 0.0068528 | 0.0068713 | 0.0068766 | 0.0068863 | 0.0068938 | 0.0068986 | 0.0069008 | 0.0068996 | 0.0068997
SDG&E | MW | Industrial | Ind - Transportation Equipment | MachDr | No | Ind MachDr - Equipment (Low Cost) | 0.096297 | 0.097642 | 0.098536 | 0.098775 | 0.099041 | 0.099117 | 0.099258 | 0.099365 | 0.099435 | 0.099466 | 0.099449 | 0.099451
SDG&E | MW | Industrial | Ind - Transportation Equipment | MachDr | No | Ind MachDr - Equipment (Mid Cost) | 0.14424 | 0.14625 | 0.14759 | 0.14795 | 0.14835 | 0.14846 | 0.14867 | 0.14883 | 0.14894 | 0.14898 | 0.14896 | 0.14896
SDG&E | MW | Industrial | Ind - Transportation Equipment | MachDr | No | Ind MachDr - O&M (Low Cost) | 0 | 0.57492 | 0.58018 | 0.58159 | 0.58315 | 0.5836 | 0.58443 | 0.58506 | 0.58547 | 0.58565 | 0.58555 | 0.58556
SDG&E | MW | Industrial | Ind - Transportation Equipment | MachDr | No | Ind MachDr - O&M (Mid Cost) | 0 | 0 | 0 | 0 | 0.058593 | 0.058638 | 0.058721 | 0.058784 | 0.058826 | 0.058844 | 0.058834 | 0.058835
SDG&E | MW | Agricultural | Agr - Concentrated Animal Feeding Operation | SHW | No | Ag SHWC - Equipment (Low Cost) | 0.00030051 | 0.00030183 | 0.00030309 | 0.00030424 | 0.00030404 | 0.00030404 | 0.00030404 | 0.00030404 | 0.00030404 | 0.00030404 | 0.00030562 | 0.0003072
SDG&E | MW | Agricultural | Agr - Dairies | ProcRefrig | No | Ag Refrigeration - Equipment (High Cost) | 0.01416 | 0.014277 | 0.0144 | 0.014549 | 0.014691 | 0.014815 | 0.014909 | 0.015004 | 0.015059 | 0.01507 | 0.015016 | 0.014962
SDG&E | MW | Agricultural | Agr - Dairies | ProcRefrig | No | Ag Refrigeration - Equipment (Mid Cost) | 0.00033212 | 0.00033486 | 0.00033773 | 0.00034124 | 0.00034456 | 0.00034748 | 0.00034969 | 0.0003519 | 0.0003532 | 0.00035345 | 0.00035219 | 0.00035093
SDG&E | MW | Agricultural | Agr - Dairies | ProcRefrig | No | Ag Refrigeration - O&M (High Cost) | 0 | 0 | 0 | 0 | 0 | 0 | 0 | 0 | 0 | 0.040569 | 0.040424 | 0.04028
SDG&E | MW | Agricultural | Agr - Dairies | ProcRefrig | No | Ag Refrigeration - O&M (Low Cost) | 0 | 0.035755 | 0.036061 | 0.036435 | 0.03679 | 0.037101 | 0.037337 | 0.037573 | 0.037713 | 0.03774 | 0.037605 | 0.03747
SDG&E | MW | Agricultural | Agr - Dairies | ProcRefrig | No | Ag Refrigeration - O&M (Mid Cost) | 0 | 0 | 0 | 0 | 0 | 0.051777 | 0.052106 | 0.052436 | 0.05263 | 0.052668 | 0.052479 | 0.052292
SDG&E | MW | Agricultural | Agr - Dairies | MachDr | No | Ag Process Mtr - Equipment (High Cost) | 0.044932 | 0.045303 | 0.045691 | 0.046165 | 0.046616 | 0.04701 | 0.047309 | 0.047608 | 0.047784 | 0.047818 | 0.047647 | 0.047477
SDG&E | MW | Agricultural | Agr - Dairies | MachDr | No | Ag Process Mtr - Equipment (Low Cost) | 0.14617 | 0.14738 | 0.14864 | 0.15018 | 0.15165 | 0.15293 | 0.1539 | 0.15487 | 0.15545 | 0.15556 | 0.155 | 0.15445
SDG&E | MW | Agricultural | Agr - Dairies | MachDr | No | Ag Process Mtr - Equipment (Mid Cost) | 0.22437 | 0.22622 | 0.22816 | 0.23053 | 0.23277 | 0.23474 | 0.23623 | 0.23773 | 0.23861 | 0.23878 | 0.23793 | 0.23707
SDG&E | MW | Agricultural | Agr - Dairies | MachDr | No | Ag Process Mtr - O&M (High Cost) | 0 | 0 | 0 | 0 | 0 | 0 | 0 | 0 | 0 | 0.013799 | 0.01375 | 0.013701
SDG&E | MW | Agricultural | Agr - Dairies | MachDr | No | Ag Process Mtr - O&M (Low Cost) | 0.45039 | 0.4541 | 0.45799 | 0.46274 | 0.46726 | 0.47121 | 0.4742 | 0.4772 | 0.47897 | 0.47931 | 0.4776 | 0.47589
SDG&E | MW | Agricultural | Agr - Dairies | MachDr | No | Ag Process Mtr - O&M (Mid Cost) | 0 | 0 | 0 | 0.067202 | 0.067858 | 0.068431 | 0.068866 | 0.069302 | 0.069559 | 0.069609 | 0.06936 | 0.069112
SDG&E | MW | Agricultural | Agr - Irrigated Agriculture | MachDr | No | Ag Motor Pmp - Equipment (High Cost) | 0.042624 | 0.042976 | 0.043344 | 0.043794 | 0.044221 | 0.044595 | 0.044878 | 0.045162 | 0.04533 | 0.045362 | 0.0452 | 0.045038
SDG&E | MW | Agricultural | Agr - Irrigated Agriculture | MachDr | No | Ag Motor Pmp - Equipment (Low Cost) | 0.056674 | 0.057142 | 0.057632 | 0.058229 | 0.058798 | 0.059294 | 0.059671 | 0.060049 | 0.060272 | 0.060315 | 0.060099 | 0.059884
SDG&E | MW | Agricultural | Agr - Irrigated Agriculture | MachDr | No | Ag Motor Pmp - Equipment (Mid Cost) | 0.16576 | 0.16713 | 0.16856 | 0.17031 | 0.17197 | 0.17343 | 0.17453 | 0.17563 | 0.17628 | 0.17641 | 0.17578 | 0.17515
SDG&E | MW | Agricultural | Agr - Irrigated Agriculture | MachDr | No | Ag Motor Pmp - O&M (High Cost) | 0 | 0 | 0 | 0 | 0 | 0 | 0 | 0 | 0 | 0 | 0 | 0.0033629
SDG&E | MW | Agricultural | Agr - Irrigated Agriculture | MachDr | No | Ag Motor Pmp - O&M (Low Cost) | 0.069934 | 0.070511 | 0.071115 | 0.071853 | 0.072554 | 0.073167 | 0.073632 | 0.074098 | 0.074373 | 0.074426 | 0.074159 | 0.073894
SDG&E | MW | Agricultural | Agr - Irrigated Agriculture | MachDr | No | Ag Motor Pmp - O&M (Mid Cost) | 0 | 0 | 0 | 0.030514 | 0.030811 | 0.031072 | 0.031269 | 0.031467 | 0.031584 | 0.031606 | 0.031493 | 0.031381
SDG&E | MW | Agricultural | Agr - Post-Harvest Processing | ProcHeat | No | Ag Process Dry - Equipment (High Cost) | 0.00080076 | 0.00080428 | 0.00080765 | 0.00081069 | 0.00081017 | 0.00081017 | 0.00081017 | 0.00081017 | 0.00081017 | 0.00081017 | 0.00081437 | 0.0008186
SDG&E | MW | Agricultural | Agr - Post-Harvest Processing | ProcRefrig | No | Ag Refrigeration - Equipment (High Cost) | 0.01409 | 0.014206 | 0.014328 | 0.014476 | 0.014618 | 0.014741 | 0.014835 | 0.014929 | 0.014984 | 0.014995 | 0.014941 | 0.014888
SDG&E | MW | Agricultural | Agr - Post-Harvest Processing | ProcRefrig | No | Ag Refrigeration - Equipment (Mid Cost) | 0.00033046 | 0.00033319 | 0.00033604 | 0.00033953 | 0.00034284 | 0.00034574 | 0.00034794 | 0.00035014 | 0.00035144 | 0.00035169 | 0.00035043 | 0.00034918
SDG&E | MW | Agricultural | Agr - Post-Harvest Processing | ProcRefrig | No | Ag Refrigeration - O&M (High Cost) | 0 | 0 | 0 | 0 | 0 | 0 | 0 | 0 | 0 | 0.040366 | 0.040222 | 0.040078
SDG&E | MW | Agricultural | Agr - Post-Harvest Processing | ProcRefrig | No | Ag Refrigeration - O&M (Low Cost) | 0 | 0.035576 | 0.035881 | 0.036253 | 0.036607 | 0.036916 | 0.037151 | 0.037386 | 0.037524 | 0.037551 | 0.037417 | 0.037283
SDG&E | MW | Agricultural | Agr - Post-Harvest Processing | ProcRefrig | No | Ag Refrigeration - O&M (Mid Cost) | 0 | 0 | 0 | 0 | 0 | 0.051518 | 0.051846 | 0.052174 | 0.052367 | 0.052404 | 0.052217 | 0.05203
SDG&E | MW | Agricultural | Agr - Post-Harvest Processing | MachDr | No | Ag Process Mtr - Equipment (High Cost) | 0.044708 | 0.045077 | 0.045463 | 0.045934 | 0.046383 | 0.046775 | 0.047072 | 0.04737 | 0.047545 | 0.047579 | 0.047409 | 0.04724
SDG&E | MW | Agricultural | Agr - Post-Harvest Processing | MachDr | No | Ag Process Mtr - Equipment (Low Cost) | 0.14544 | 0.14664 | 0.1479 | 0.14943 | 0.15089 | 0.15216 | 0.15313 | 0.1541 | 0.15467 | 0.15478 | 0.15423 | 0.15368
SDG&E | MW | Agricultural | Agr - Post-Harvest Processing | MachDr | No | Ag Process Mtr - Equipment (Mid Cost) | 0.22325 | 0.22509 | 0.22702 | 0.22937 | 0.23161 | 0.23357 | 0.23505 | 0.23654 | 0.23742 | 0.23759 | 0.23674 | 0.23589
SDG&E | MW | Agricultural | Agr - Post-Harvest Processing | MachDr | No | Ag Process Mtr - O&M (High Cost) | 0 | 0 | 0 | 0 | 0 | 0 | 0 | 0 | 0 | 0.01373 | 0.013681 | 0.013632
SDG&E | MW | Agricultural | Agr - Post-Harvest Processing | MachDr | No | Ag Process Mtr - O&M (Low Cost) | 0.44813 | 0.45183 | 0.4557 | 0.46043 | 0.46492 | 0.46885 | 0.47183 | 0.47482 | 0.47658 | 0.47692 | 0.47521 | 0.47351
SDG&E | MW | Agricultural | Agr - Post-Harvest Processing | MachDr | No | Ag Process Mtr - O&M (Mid Cost) | 0 | 0 | 0 | 0.066866 | 0.067519 | 0.068089 | 0.068522 | 0.068956 | 0.069211 | 0.069261 | 0.069013 | 0.068766
SDG&E | MW | Agricultural | Agr - Refrigerated Warehouses | ProcRefrig | No | Ag Refrigeration - Equipment (High Cost) | 0.01416 | 0.014277 | 0.0144 | 0.014549 | 0.014691 | 0.014815 | 0.014909 | 0.015004 | 0.015059 | 0.01507 | 0.015016 | 0.014962
SDG&E | MW | Agricultural | Agr - Refrigerated Warehouses | ProcRefrig | No | Ag Refrigeration - Equipment (Mid Cost) | 0.00033212 | 0.00033486 | 0.00033773 | 0.00034124 | 0.00034456 | 0.00034748 | 0.00034969 | 0.0003519 | 0.0003532 | 0.00035345 | 0.00035219 | 0.00035093
SDG&E | MW | Agricultural | Agr - Refrigerated Warehouses | ProcRefrig | No | Ag Refrigeration - O&M (High Cost) | 0 | 0 | 0 | 0 | 0 | 0 | 0 | 0 | 0 | 0.040569 | 0.040424 | 0.04028
SDG&E | MW | Agricultural | Agr - Refrigerated Warehouses | ProcRefrig | No | Ag Refrigeration - O&M (Low Cost) | 0 | 0.035755 | 0.036061 | 0.036435 | 0.03679 | 0.037101 | 0.037337 | 0.037573 | 0.037713 | 0.03774 | 0.037605 | 0.03747
SDG&E | MW | Agricultural | Agr - Refrigerated Warehouses | ProcRefrig | No | Ag Refrigeration - O&M (Mid Cost) | 0 | 0 | 0 | 0 | 0 | 0.051777 | 0.052106 | 0.052436 | 0.05263 | 0.052668 | 0.052479 | 0.052292
SDG&E | MW | Agricultural | Agr - Wineries and Vineyards | HVAC | No | Ag HVAC - Equipment (High Cost) | 2.2673e-05 | 2.2773e-05 | 2.2868e-05 | 2.2955e-05 | 2.294e-05 | 2.294e-05 | 2.294e-05 | 2.294e-05 | 2.294e-05 | 2.294e-05 | 2.3059e-05 | 2.3179e-05
SDG&E | MW | Agricultural | Agr - Wineries and Vineyards | ProcRefrig | No | Ag Refrigeration - Equipment (High Cost) | 0.01416 | 0.014277 | 0.0144 | 0.014549 | 0.014691 | 0.014815 | 0.014909 | 0.015004 | 0.015059 | 0.01507 | 0.015016 | 0.014962
SDG&E | MW | Agricultural | Agr - Wineries and Vineyards | ProcRefrig | No | Ag Refrigeration - Equipment (Mid Cost) | 0.00033212 | 0.00033486 | 0.00033773 | 0.00034124 | 0.00034456 | 0.00034748 | 0.00034969 | 0.0003519 | 0.0003532 | 0.00035345 | 0.00035219 | 0.00035093
SDG&E | MW | Agricultural | Agr - Wineries and Vineyards | ProcRefrig | No | Ag Refrigeration - O&M (High Cost) | 0 | 0 | 0 | 0 | 0 | 0 | 0 | 0 | 0 | 0.040569 | 0.040424 | 0.04028
SDG&E | MW | Agricultural | Agr - Wineries and Vineyards | ProcRefrig | No | Ag Refrigeration - O&M (Low Cost) | 0 | 0.035755 | 0.036061 | 0.036435 | 0.03679 | 0.037101 | 0.037337 | 0.037573 | 0.037713 | 0.03774 | 0.037605 | 0.03747
SDG&E | MW | Agricultural | Agr - Wineries and Vineyards | ProcRefrig | No | Ag Refrigeration - O&M (Mid Cost) | 0 | 0 | 0 | 0 | 0 | 0.051777 | 0.052106 | 0.052436 | 0.05263 | 0.052668 | 0.052479 | 0.052292
SDG&E | MM Therms | Industrial | Ind - Chemicals | HVAC | No | Ind HVAC - Equipment (Electric - High Cost) | 0.00014038 | 0.00014234 | 0.00014364 | 0.00014399 | 0.00014438 | 0.00014449 | 0.00014469 | 0.00014485 | 0.00014495 | 0.000145 | 0.00014497 | 0.00014498
SDG&E | MM Therms | Industrial | Ind - Chemicals | HVAC | No | Ind HVAC - Equipment (Electric - Mid Cost) | 0.00012026 | 0.00012194 | 0.00012306 | 0.00012335 | 0.00012369 | 0.00012378 | 0.00012396 | 0.00012409 | 0.00012418 | 0.00012422 | 0.0001242 | 0.0001242
SDG&E | MM Therms | Industrial | Ind - Chemicals | HVAC | No | Ind HVAC - Equipment (Gas - High Cost) | 0.0011097 | 0.0011894 | 0.0012593 | 0.0013241 | 0.0013893 | 0.001461 | 0.0015377 | 0.0016144 | 0.0016913 | 0.0017678 | 0.0017678 | 0.0017678
SDG&E | MM Therms | Industrial | Ind - Chemicals | HVAC | No | Ind HVAC - Equipment (Gas - Low Cost) | 5.561e-06 | 5.9605e-06 | 6.3103e-06 | 6.6353e-06 | 6.9619e-06 | 7.3214e-06 | 7.7059e-06 | 8.0899e-06 | 8.4752e-06 | 8.8587e-06 | 8.8587e-06 | 8.8587e-06
SDG&E | MM Therms | Industrial | Ind - Chemicals | HVAC | No | Ind HVAC - Equipment (Gas - Mid Cost) | 0.00011012 | 0.00011803 | 0.00012496 | 0.0001314 | 0.00013786 | 0.00014498 | 0.0001526 | 0.0001602 | 0.00016783 | 0.00017543 | 0.00017543 | 0.00017543
SDG&E | MM Therms | Industrial | Ind - Chemicals | HVAC | No | Ind HVAC - O&M (Electric - Low Cost) | 0.016721 | 0.016955 | 0.01711 | 0.017152 | 0.017198 | 0.017211 | 0.017235 | 0.017254 | 0.017266 | 0.017272 | 0.017269 | 0.017269
SDG&E | MM Therms | Industrial | Ind - Chemicals | HVAC | No | Ind HVAC - O&M (Electric - Mid Cost) | 0.0062221 | 0.0063091 | 0.0063668 | 0.0063823 | 0.0063995 | 0.0064044 | 0.0064134 | 0.0064204 | 0.0064249 | 0.0064269 | 0.0064258 | 0.0064259
SDG&E | MM Therms | Industrial | Ind - Chemicals | HVAC | No | Ind HVAC - O&M (Gas - High Cost) | 0.0012866 | 0.001379 | 0.0014599 | 0.0015351 | 0.0016107 | 0.0016939 | 0.0017828 | 0.0018717 | 0.0019608 | 0.0020495 | 0.0020495 | 0.0020495
SDG&E | MM Therms | Industrial | Ind - Chemicals | HVAC | No | Ind HVAC - O&M (Gas - Low Cost) | 0.0034641 | 0.003713 | 0.0039309 | 0.0041333 | 0.0043368 | 0.0045608 | 0.0048003 | 0.0050395 | 0.0052795 | 0.0055184 | 0.0055184 | 0.0055184
SDG&E | MM Therms | Industrial | Ind - Chemicals | HVAC | No | Ind HVAC - O&M (Gas - Mid Cost) | 0.00080277 | 0.00086044 | 0.00091094 | 0.00095785 | 0.001005 | 0.0010569 | 0.0011124 | 0.0011678 | 0.0012235 | 0.0012788 | 0.0012788 | 0.0012788
SDG&E | MM Therms | Industrial | Ind - Chemicals | ProcHeat | No | Ind ProcHeat - Equipment (Electric - High Cost) | 0.00015342 | 0.00015557 | 0.00015699 | 0.00015737 | 0.0001578 | 0.00015792 | 0.00015814 | 0.00015831 | 0.00015842 | 0.00015847 | 0.00015844 | 0.00015845
SDG&E | MM Therms | Industrial | Ind - Chemicals | ProcHeat | No | Ind ProcHeat - Equipment (Gas - High Cost) | 0.0046639 | 0.004999 | 0.0052924 | 0.0055649 | 0.0058389 | 0.0061404 | 0.0064628 | 0.0067849 | 0.007108 | 0.0074297 | 0.0074297 | 0.0074297
SDG&E | MM Therms | Industrial | Ind - Chemicals | ProcHeat | No | Ind ProcHeat - Equipment (Gas - Low Cost) | 0.0011114 | 0.0011912 | 0.0012611 | 0.0013261 | 0.0013913 | 0.0014632 | 0.00154 | 0.0016168 | 0.0016938 | 0.0017704 | 0.0017704 | 0.0017704
SDG&E | MM Therms | Industrial | Ind - Chemicals | ProcHeat | No | Ind ProcHeat - Equipment (Gas - Mid Cost) | 0.0027115 | 0.0029063 | 0.0030769 | 0.0032353 | 0.0033946 | 0.0035699 | 0.0037573 | 0.0039446 | 0.0041325 | 0.0043195 | 0.0043195 | 0.0043195
SDG&E | MM Therms | Industrial | Ind - Chemicals | ProcHeat | No | Ind ProcHeat - O&M (Gas - High Cost) | 0.0023221 | 0.0024889 | 0.002635 | 0.0027707 | 0.0029071 | 0.0030572 | 0.0032178 | 0.0033781 | 0.003539 | 0.0036992 | 0.0036992 | 0.0036992
SDG&E | MM Therms | Industrial | Ind - Chemicals | ProcHeat | No | Ind ProcHeat - O&M (Gas - Low Cost) | 0.0014518 | 0.0015561 | 0.0016475 | 0.0017323 | 0.0018176 | 0.0019114 | 0.0020118 | 0.0021121 | 0.0022127 | 0.0023128 | 0.0023128 | 0.0023128
SDG&E | MM Therms | Industrial | Ind - Chemicals | ProcHeat | No | Ind ProcHeat - O&M (Gas - Mid Cost) | 0.0091601 | 0.0098181 | 0.010394 | 0.01093 | 0.011468 | 0.01206 | 0.012693 | 0.013326 | 0.01396 | 0.014592 | 0.014592 | 0.014592
SDG&E | MM Therms | Industrial | Ind - Chemicals | SHW | No | Ind SHW - Equipment (High Cost) | 0.0044664 | 0.0047872 | 0.0050682 | 0.0053292 | 0.0055916 | 0.0058803 | 0.0061891 | 0.0064975 | 0.006807 | 0.007115 | 0.007115 | 0.007115
SDG&E | MM Therms | Industrial | Ind - Chemicals | SHW | No | Ind SHW - Equipment (Low Cost) | 0.002651 | 0.0028414 | 0.0030082 | 0.0031631 | 0.0033188 | 0.0034902 | 0.0036735 | 0.0038566 | 0.0040402 | 0.0042231 | 0.0042231 | 0.0042231
SDG&E | MM Therms | Industrial | Ind - Chemicals | SHW | No | Ind SHW - Equipment (Mid Cost) | 0.0037258 | 0.0039935 | 0.0042279 | 0.0044456 | 0.0046644 | 0.0049053 | 0.0051629 | 0.0054202 | 0.0056783 | 0.0059353 | 0.0059353 | 0.0059353
SDG&E | MM Therms | Industrial | Ind - Chemicals | SHW | No | Ind SHW - O&M (High Cost) | 0.0078601 | 0.0084247 | 0.0089192 | 0.0093785 | 0.0098402 | 0.010348 | 0.010892 | 0.011435 | 0.011979 | 0.012521 | 0.012521 | 0.012521
SDG&E | MM Therms | Industrial | Ind - Chemicals | SHW | No | Ind SHW - O&M (Low Cost) | 0.0002561 | 0.00027449 | 0.00029061 | 0.00030557 | 0.00032061 | 0.00033717 | 0.00035488 | 0.00037256 | 0.00039031 | 0.00040797 | 0.00040797 | 0.00040797
SDG&E | MM Therms | Industrial | Ind - Chemicals | SHW | No | Ind SHW - O&M (Mid Cost) | 0.0083269 | 0.0089251 | 0.0094489 | 0.0099355 | 0.010425 | 0.010963 | 0.011539 | 0.012114 | 0.012691 | 0.013265 | 0.013265 | 0.013265
SDG&E | MM Therms | Industrial | Ind - Chemicals | MachDr | No | Ind MachDr - Equipment (Low Cost) | 0.0036725 | 0.0037238 | 0.0037579 | 0.003767 | 0.0037772 | 0.0037801 | 0.0037854 | 0.0037895 | 0.0037922 | 0.0037934 | 0.0037927 | 0.0037928
SDG&E | MM Therms | Industrial | Ind - Electronics | HVAC | No | Ind HVAC - Equipment (Electric - High Cost) | 0.00025034 | 0.00025384 | 0.00025616 | 0.00025679 | 0.00025748 | 0.00025768 | 0.00025804 | 0.00025832 | 0.0002585 | 0.00025858 | 0.00025854 | 0.00025854
SDG&E | MM Therms | Industrial | Ind - Electronics | HVAC | No | Ind HVAC - Equipment (Gas - High Cost) | 0.050365 | 0.051836 | 0.053071 | 0.054212 | 0.055303 | 0.056303 | 0.057288 | 0.058212 | 0.059072 | 0.059903 | 0.059903 | 0.059903
SDG&E | MM Therms | Industrial | Ind - Electronics | HVAC | No | Ind HVAC - Equipment (Gas - Low Cost) | 0.0006751 | 0.00069482 | 0.00071137 | 0.00072667 | 0.00074129 | 0.0007547 | 0.0007679 | 0.00078028 | 0.00079181 | 0.00080295 | 0.00080295 | 0.00080295
SDG&E | MM Therms | Industrial | Ind - Electronics | HVAC | No | Ind HVAC - Equipment (Gas - Mid Cost) | 0.064979 | 0.066877 | 0.06847 | 0.069942 | 0.07135 | 0.07264 | 0.073911 | 0.075103 | 0.076213 | 0.077285 | 0.077285 | 0.077285
SDG&E | MM Therms | Industrial | Ind - Electronics | HVAC | No | Ind HVAC - O&M (Electric - High Cost) | 0 | 0 | 0.00068424 | 0.0006859 | 0.00068775 | 0.00068828 | 0.00068925 | 0.00069 | 0.00069048 | 0.0006907 | 0.00069058 | 0.00069059
SDG&E | MM Therms | Industrial | Ind - Electronics | HVAC | No | Ind HVAC - O&M (Electric - Low Cost) | 0.00077552 | 0.00078636 | 0.00079356 | 0.00079548 | 0.00079763 | 0.00079824 | 0.00079937 | 0.00080023 | 0.0008008 | 0.00080105 | 0.00080091 | 0.00080092
SDG&E | MM Therms | Industrial | Ind - Electronics | HVAC | No | Ind HVAC - O&M (Electric - Mid Cost) | 0.002283 | 0.0023149 | 0.0023361 | 0.0023418 | 0.0023481 | 0.0023499 | 0.0023532 | 0.0023558 | 0.0023574 | 0.0023582 | 0.0023578 | 0.0023578
SDG&E | MM Therms | Industrial | Ind - Electronics | HVAC | No | Ind HVAC - O&M (Gas - High Cost) | 0.0050442 | 0.0051916 | 0.0053152 | 0.0054295 | 0.0055387 | 0.0056389 | 0.0057375 | 0.0058301 | 0.0059162 | 0.0059995 | 0.0059995 | 0.0059995
SDG&E | MM Therms | Industrial | Ind - Electronics | HVAC | No | Ind HVAC - O&M (Gas - Low Cost) | 0.00074676 | 0.00076858 | 0.00078688 | 0.0008038 | 0.00081998 | 0.00083481 | 0.00084941 | 0.00086311 | 0.00087586 | 0.00088818 | 0.00088818 | 0.00088818
SDG&E | MM Therms | Industrial | Ind - Electronics | HVAC | No | Ind HVAC - O&M (Gas - Mid Cost) | 0.020805 | 0.021413 | 0.021923 | 0.022395 | 0.022845 | 0.023259 | 0.023665 | 0.024047 | 0.024402 | 0.024746 | 0.024746 | 0.024746
SDG&E | MM Therms | Industrial | Ind - Electronics | ProcHeat | No | Ind ProcHeat - Equipment (Gas - High Cost) | 0.12465 | 0.12829 | 0.13134 | 0.13417 | 0.13687 | 0.13934 | 0.14178 | 0.14407 | 0.1462 | 0.14825 | 0.14825 | 0.14825
SDG&E | MM Therms | Industrial | Ind - Electronics | ProcHeat | No | Ind ProcHeat - Equipment (Gas - Low Cost) | 0.00040312 | 0.0004149 | 0.00042478 | 0.00043392 | 0.00044265 | 0.00045066 | 0.00045854 | 0.00046593 | 0.00047282 | 0.00047947 | 0.00047947 | 0.00047947
SDG&E | MM Therms | Industrial | Ind - Electronics | ProcHeat | No | Ind ProcHeat - Equipment (Gas - Mid Cost) | 0.054612 | 0.056208 | 0.057546 | 0.058784 | 0.059967 | 0.061051 | 0.062119 | 0.063121 | 0.064054 | 0.064955 | 0.064955 | 0.064955
SDG&E | MM Therms | Industrial | Ind - Electronics | ProcHeat | No | Ind ProcHeat - O&M (Gas - High Cost) | 0.3046 | 0.3135 | 0.32096 | 0.32787 | 0.33446 | 0.34051 | 0.34647 | 0.35206 | 0.35726 | 0.36228 | 0.36228 | 0.36228
SDG&E | MM Therms | Industrial | Ind - Electronics | ProcHeat | No | Ind ProcHeat - O&M (Gas - Low Cost) | 0.0091332 | 0.0094001 | 0.009624 | 0.0098309 | 0.010029 | 0.01021 | 0.010389 | 0.010556 | 0.010712 | 0.010863 | 0.010863 | 0.010863
SDG&E | MM Therms | Industrial | Ind - Electronics | ProcHeat | No | Ind ProcHeat - O&M (Gas - Mid Cost) | 0.24299 | 0.25009 | 0.25605 | 0.26155 | 0.26682 | 0.27164 | 0.27639 | 0.28085 | 0.285 | 0.28901 | 0.28901 | 0.28901
SDG&E | MM Therms | Industrial | Ind - Electronics | SHW | No | Ind SHW - Equipment (High Cost) | 0.035093 | 0.036118 | 0.036978 | 0.037773 | 0.038534 | 0.039231 | 0.039917 | 0.04056 | 0.04116 | 0.041739 | 0.041739 | 0.041739
SDG&E | MM Therms | Industrial | Ind - Electronics | SHW | No | Ind SHW - Equipment (Low Cost) | 0.065978 | 0.067906 | 0.069523 | 0.071018 | 0.072447 | 0.073757 | 0.075047 | 0.076257 | 0.077385 | 0.078473 | 0.078473 | 0.078473
SDG&E | MM Therms | Industrial | Ind - Electronics | SHW | No | Ind SHW - Equipment (Mid Cost) | 0.0041445 | 0.0042657 | 0.0043672 | 0.0044611 | 0.0045509 | 0.0046332 | 0.0047143 | 0.0047903 | 0.0048611 | 0.0049295 | 0.0049295 | 0.0049295
SDG&E | MM Therms | Industrial | Ind - Electronics | SHW | No | Ind SHW - O&M (High Cost) | 0.0074214 | 0.0076382 | 0.0078201 | 0.0079883 | 0.008149 | 0.0082964 | 0.0084415 | 0.0085777 | 0.0087044 | 0.0088269 | 0.0088269 | 0.0088269
SDG&E | MM Therms | Industrial | Ind - Electronics | SHW | No | Ind SHW - O&M (Low Cost) | 0.021673 | 0.022307 | 0.022838 | 0.023329 | 0.023799 | 0.024229 | 0.024653 | 0.02505 | 0.025421 | 0.025778 | 0.025778 | 0.025778
SDG&E | MM Therms | Industrial | Ind - Electronics | SHW | No | Ind SHW - O&M (Mid Cost) | 0.0084768 | 0.0087245 | 0.0089322 | 0.0091243 | 0.0093079 | 0.0094763 | 0.009642 | 0.0097975 | 0.0099423 | 0.010082 | 0.010082 | 0.010082
SDG&E | MM Therms | Industrial | Ind - Electronics | MachDr | No | Ind MachDr - Equipment (Mid Cost) | 0.0058639 | 0.0059458 | 0.0060003 | 0.0060148 | 0.006031 | 0.0060357 | 0.0060442 | 0.0060507 | 0.006055 | 0.0060569 | 0.0060559 | 0.0060559
SDG&E | MM Therms | Industrial | Ind - Electronics | MachDr | No | Ind MachDr - O&M (Low Cost) | 0.0038381 | 0.0038917 | 0.0039273 | 0.0039368 | 0.0039474 | 0.0039505 | 0.0039561 | 0.0039603 | 0.0039631 | 0.0039644 | 0.0039637 | 0.0039637
SDG&E | MM Therms | Industrial | Ind - Food | HVAC | No | Ind HVAC - Equipment (Electric - Low Cost) | 0.00014073 | 0.00014269 | 0.000144 | 0.00014435 | 0.00014474 | 0.00014485 | 0.00014505 | 0.00014521 | 0.00014531 | 0.00014536 | 0.00014533 | 0.00014533
SDG&E | MM Therms | Industrial | Ind - Food | HVAC | No | Ind HVAC - Equipment (Gas - High Cost) | 0.0016729 | 0.0017003 | 0.0017017 | 0.0016997 | 0.001695 | 0.0016883 | 0.0016804 | 0.0016693 | 0.0016573 | 0.0016435 | 0.0016435 | 0.0016435
SDG&E | MM Therms | Industrial | Ind - Food | HVAC | No | Ind HVAC - Equipment (Gas - Low Cost) | 0.00094878 | 0.0009643 | 0.00096508 | 0.00096393 | 0.00096132 | 0.00095748 | 0.000953 | 0.00094674 | 0.00093988 | 0.0009321 | 0.0009321 | 0.0009321
SDG&E | MM Therms | Industrial | Ind - Food | HVAC | No | Ind HVAC - Equipment (Gas - Mid Cost) | 0.00047327 | 0.00048101 | 0.0004814 | 0.00048083 | 0.00047952 | 0.00047761 | 0.00047537 | 0.00047225 | 0.00046883 | 0.00046495 | 0.00046495 | 0.00046495
SDG&E | MM Therms | Industrial | Ind - Food | HVAC | No | Ind HVAC - O&M (Electric - Low Cost) | 0.011951 | 0.012118 | 0.012228 | 0.012258 | 0.012291 | 0.012301 | 0.012318 | 0.012331 | 0.01234 | 0.012344 | 0.012342 | 0.012342
SDG&E | MM Therms | Industrial | Ind - Food | HVAC | No | Ind HVAC - O&M (Electric - Mid Cost) | 5.1208e-05 | 5.1924e-05 | 5.2399e-05 | 5.2526e-05 | 5.2667e-05 | 5.2708e-05 | 5.2782e-05 | 5.284e-05 | 5.2877e-05 | 5.2893e-05 | 5.2884e-05 | 5.2885e-05
SDG&E | MM Therms | Industrial | Ind - Food | ProcHeat | No | Ind ProcHeat - Equipment (Electric - High Cost) | 0.017256 | 0.017497 | 0.017657 | 0.0177 | 0.017747 | 0.017761 | 0.017786 | 0.017805 | 0.017818 | 0.017823 | 0.01782 | 0.017821
SDG&E | MM Therms | Industrial | Ind - Food | ProcHeat | No | Ind ProcHeat - Equipment (Electric - Mid Cost) | 0.0014337 | 0.0014537 | 0.001467 | 0.0014706 | 0.0014746 | 0.0014757 | 0.0014778 | 0.0014794 | 0.0014804 | 0.0014809 | 0.0014806 | 0.0014807
SDG&E | MM Therms | Industrial | Ind - Food | ProcHeat | No | Ind ProcHeat - Equipment (Gas - High Cost) | 0.026537 | 0.026971 | 0.026993 | 0.026961 | 0.026888 | 0.02678 | 0.026655 | 0.02648 | 0.026288 | 0.026071 | 0.026071 | 0.026071
SDG&E | MM Therms | Industrial | Ind - Food | ProcHeat | No | Ind ProcHeat - Equipment (Gas - Low Cost) | 0.010114 | 0.010279 | 0.010288 | 0.010275 | 0.010248 | 0.010207 | 0.010159 | 0.010092 | 0.010019 | 0.0099361 | 0.0099361 | 0.0099361
SDG&E | MM Therms | Industrial | Ind - Food | ProcHeat | No | Ind ProcHeat - Equipment (Gas - Mid Cost) | 0.062413 | 0.063434 | 0.063485 | 0.06341 | 0.063238 | 0.062986 | 0.062691 | 0.062279 | 0.061828 | 0.061316 | 0.061316 | 0.061316
SDG&E | MM Therms | Industrial | Ind - Food | ProcHeat | No | Ind ProcHeat - O&M (Gas - High Cost) | 0.070436 | 0.071588 | 0.071645 | 0.071561 | 0.071366 | 0.071081 | 0.070749 | 0.070284 | 0.069775 | 0.069198 | 0.069198 | 0.069198
SDG&E | MM Therms | Industrial | Ind - Food | ProcHeat | No | Ind ProcHeat - O&M (Gas - Low Cost) | 0.026827 | 0.027266 | 0.027288 | 0.027255 | 0.027181 | 0.027073 | 0.026946 | 0.026769 | 0.026575 | 0.026355 | 0.026355 | 0.026355
SDG&E | MM Therms | Industrial | Ind - Food | ProcHeat | No | Ind ProcHeat - O&M (Gas - Mid Cost) | 0.054257 | 0.055144 | 0.055189 | 0.055123 | 0.054974 | 0.054754 | 0.054498 | 0.05414 | 0.053748 | 0.053303 | 0.053303 | 0.053303
SDG&E | MM Therms | Industrial | Ind - Food | SHW | No | Ind SHW - Equipment (High Cost) | 0.015106 | 0.015353 | 0.015366 | 0.015347 | 0.015306 | 0.015245 | 0.015173 | 0.015074 | 0.014964 | 0.014841 | 0.014841 | 0.014841
SDG&E | MM Therms | Industrial | Ind - Food | SHW | No | Ind SHW - Equipment (Low Cost) | 0.0059856 | 0.0060835 | 0.0060884 | 0.0060812 | 0.0060647 | 0.0060405 | 0.0060122 | 0.0059727 | 0.0059295 | 0.0058804 | 0.0058804 | 0.0058804
SDG&E | MM Therms | Industrial | Ind - Food | SHW | No | Ind SHW - Equipment (Mid Cost) | 0.010359 | 0.010529 | 0.010537 | 0.010525 | 0.010496 | 0.010454 | 0.010405 | 0.010337 | 0.010262 | 0.010177 | 0.010177 | 0.010177
SDG&E | MM Therms | Industrial | Ind - Food | SHW | No | Ind SHW - O&M (High Cost) | 0.017012 | 0.017291 | 0.017305 | 0.017284 | 0.017237 | 0.017168 | 0.017088 | 0.016976 | 0.016853 | 0.016713 | 0.016713 | 0.016713
SDG&E | MM Therms | Industrial | Ind - Food | SHW | No | Ind SHW - O&M (Low Cost) | 0.025737 | 0.026158 | 0.026179 | 0.026148 | 0.026077 | 0.025973 | 0.025851 | 0.025682 | 0.025496 | 0.025285 | 0.025285 | 0.025285
SDG&E | MM Therms | Industrial | Ind - Food | SHW | No | Ind SHW - O&M (Mid Cost) | 0.050703 | 0.051532 | 0.051573 | 0.051512 | 0.051373 | 0.051168 | 0.050928 | 0.050593 | 0.050227 | 0.049811 | 0.049811 | 0.049811
SDG&E | MM Therms | Industrial | Ind - Food | MachDr | No | Ind MachDr - Equipment (High Cost) | 0.0010972 | 0.0011126 | 0.0011227 | 0.0011255 | 0.0011285 | 0.0011294 | 0.001131 | 0.0011322 | 0.001133 | 0.0011333 | 0.0011332 | 0.0011332
SDG&E | MM Therms | Industrial | Ind - Lumber & Furniture | HVAC | No | Ind HVAC - Equipment (Electric - High Cost) | 9.1103e-06 | 9.2376e-06 | 9.3221e-06 | 9.3448e-06 | 9.3699e-06 | 9.3771e-06 | 9.3904e-06 | 9.4006e-06 | 9.4072e-06 | 9.4101e-06 | 9.4085e-06 | 9.4087e-06
SDG&E | MM Therms | Industrial | Ind - Lumber & Furniture | HVAC | No | Ind HVAC - O&M (Electric - Low Cost) | 0.00016482 | 0.00016713 | 0.00016866 | 0.00016907 | 0.00016952 | 0.00016965 | 0.00016989 | 0.00017008 | 0.0001702 | 0.00017025 | 0.00017022 | 0.00017022
SDG&E | MM Therms | Industrial | Ind - Lumber & Furniture | HVAC | No | Ind HVAC - O&M (Electric - Mid Cost) | 0.00017864 | 0.00018113 | 0.00018279 | 0.00018324 | 0.00018373 | 0.00018387 | 0.00018413 | 0.00018433 | 0.00018446 | 0.00018452 | 0.00018449 | 0.00018449
SDG&E | MM Therms | Industrial | Ind - Lumber & Furniture | MachDr | No | Ind MachDr - Equipment (High Cost) | 0.00012096 | 0.00012265 | 0.00012378 | 0.00012408 | 0.00012441 | 0.00012451 | 0.00012468 | 0.00012482 | 0.00012491 | 0.00012495 | 0.00012492 | 0.00012493
SDG&E | MM Therms | Industrial | Ind - Machinery | HVAC | No | Ind HVAC - Equipment (Electric - High Cost) | 0.002177 | 0.0022075 | 0.0022277 | 0.0022331 | 0.0022391 | 0.0022408 | 0.002244 | 0.0022464 | 0.002248 | 0.0022487 | 0.0022483 | 0.0022483
SDG&E | MM Therms | Industrial | Ind - Machinery | HVAC | No | Ind HVAC - Equipment (Electric - Mid Cost) | 0.00080331 | 0.00081453 | 0.00082199 | 0.00082398 | 0.0008262 | 0.00082684 | 0.00082801 | 0.00082891 | 0.00082949 | 0.00082975 | 0.0008296 | 0.00082962
SDG&E | MM Therms | Industrial | Ind - Machinery | HVAC | No | Ind HVAC - Equipment (Gas - High Cost) | 0.059883 | 0.060634 | 0.059858 | 0.059234 | 0.058777 | 0.058597 | 0.058644 | 0.058669 | 0.058727 | 0.058686 | 0.058686 | 0.058686
SDG&E | MM Therms | Industrial | Ind - Machinery | HVAC | No | Ind HVAC - Equipment (Gas - Low Cost) | 0.003636 | 0.0036816 | 0.0036345 | 0.0035966 | 0.0035688 | 0.0035579 | 0.0035608 | 0.0035623 | 0.0035658 | 0.0035633 | 0.0035633 | 0.0035633
SDG&E | MM Therms | Industrial | Ind - Machinery | HVAC | No | Ind HVAC - Equipment (Gas - Mid Cost) | 0.10641 | 0.10775 | 0.10637 | 0.10526 | 0.10445 | 0.10413 | 0.10421 | 0.10426 | 0.10436 | 0.10428 | 0.10428 | 0.10428
SDG&E | MM Therms | Industrial | Ind - Machinery | HVAC | No | Ind HVAC - O&M (Electric - High Cost) | 0 | 5.826e-05 | 5.8793e-05 | 5.8936e-05 | 5.9095e-05 | 5.914e-05 | 5.9224e-05 | 5.9288e-05 | 5.9329e-05 | 5.9348e-05 | 5.9338e-05 | 5.9339e-05
SDG&E | MM Therms | Industrial | Ind - Machinery | HVAC | No | Ind HVAC - O&M (Electric - Low Cost) | 0.0099346 | 0.010073 | 0.010166 | 0.01019 | 0.010218 | 0.010226 | 0.01024 | 0.010251 | 0.010258 | 0.010262 | 0.01026 | 0.01026
SDG&E | MM Therms | Industrial | Ind - Machinery | HVAC | No | Ind HVAC - O&M (Electric - Mid Cost) | 0.014889 | 0.015097 | 0.015235 | 0.015272 | 0.015313 | 0.015325 | 0.015347 | 0.015364 | 0.015374 | 0.015379 | 0.015376 | 0.015377
SDG&E | MM Therms | Industrial | Ind - Machinery | HVAC | No | Ind HVAC - O&M (Gas - High Cost) | 0.023716 | 0.024013 | 0.023706 | 0.023459 | 0.023278 | 0.023207 | 0.023225 | 0.023235 | 0.023258 | 0.023242 | 0.023242 | 0.023242
SDG&E | MM Therms | Industrial | Ind - Machinery | HVAC | No | Ind HVAC - O&M (Gas - Low Cost) | 0.087692 | 0.088791 | 0.087656 | 0.086741 | 0.086072 | 0.085808 | 0.085877 | 0.085914 | 0.085999 | 0.085938 | 0.085938 | 0.085938
SDG&E | MM Therms | Industrial | Ind - Machinery | HVAC | No | Ind HVAC - O&M (Gas - Mid Cost) | 0.0048856 | 0.0049469 | 0.0048836 | 0.0048326 | 0.0047953 | 0.0047807 | 0.0047845 | 0.0047866 | 0.0047913 | 0.0047879 | 0.0047879 | 0.0047879
SDG&E | MM Therms | Industrial | Ind - Machinery | Lighting | No | Ind Lighting - Equipment (Mid Cost) | 3.9189e-06 | 3.9736e-06 | 4.01e-06 | 4.0197e-06 | 4.0306e-06 | 4.0336e-06 | 4.0394e-06 | 4.0437e-06 | 4.0466e-06 | 4.0478e-06 | 4.0471e-06 | 4.0472e-06
SDG&E | MM Therms | Industrial | Ind - Machinery | ProcHeat | No | Ind ProcHeat - Equipment (Electric - High Cost) | 0.00016574 | 0.00016806 | 0.0001696 | 0.00017001 | 0.00017047 | 0.0001706 | 0.00017084 | 0.00017102 | 0.00017114 | 0.0001712 | 0.00017117 | 0.00017117
SDG&E | MM Therms | Industrial | Ind - Machinery | ProcHeat | No | Ind ProcHeat - Equipment (Gas - High Cost) | 0.014533 | 0.014716 | 0.014527 | 0.014376 | 0.014265 | 0.014221 | 0.014233 | 0.014239 | 0.014253 | 0.014243 | 0.014243 | 0.014243
SDG&E | MM Therms | Industrial | Ind - Machinery | ProcHeat | No | Ind ProcHeat - Equipment (Gas - Low Cost) | 0.023708 | 0.024006 | 0.023699 | 0.023451 | 0.02327 | 0.023199 | 0.023218 | 0.023228 | 0.023251 | 0.023234 | 0.023234 | 0.023234
SDG&E | MM Therms | Industrial | Ind - Machinery | ProcHeat | No | Ind ProcHeat - Equipment (Gas - Mid Cost) | 0.054574 | 0.055258 | 0.054551 | 0.053982 | 0.053565 | 0.053401 | 0.053445 | 0.053467 | 0.05352 | 0.053482 | 0.053482 | 0.053482
SDG&E | MM Therms | Industrial | Ind - Machinery | ProcHeat | No | Ind ProcHeat - O&M (Gas - High Cost) | 0.11176 | 0.11316 | 0.11171 | 0.11055 | 0.10969 | 0.10936 | 0.10945 | 0.10949 | 0.1096 | 0.10952 | 0.10952 | 0.10952
SDG&E | MM Therms | Industrial | Ind - Machinery | ProcHeat | No | Ind ProcHeat - O&M (Gas - Low Cost) | 0.056463 | 0.057171 | 0.05644 | 0.055851 | 0.05542 | 0.05525 | 0.055295 | 0.055318 | 0.055373 | 0.055334 | 0.055334 | 0.055334
SDG&E | MM Therms | Industrial | Ind - Machinery | ProcHeat | No | Ind ProcHeat - O&M (Gas - Mid Cost) | 0.24108 | 0.2441 | 0.24098 | 0.23847 | 0.23663 | 0.2359 | 0.23609 | 0.23619 | 0.23643 | 0.23626 | 0.23626 | 0.23626
SDG&E | MM Therms | Industrial | Ind - Machinery | MachDr | No | Ind MachDr - Equipment (High Cost) | 0.0002464 | 0.00024985 | 0.00025213 | 0.00025274 | 0.00025342 | 0.00025362 | 0.00025398 | 0.00025425 | 0.00025443 | 0.00025451 | 0.00025447 | 0.00025447
SDG&E | MM Therms | Industrial | Ind - Machinery | MachDr | No | Ind MachDr - Equipment (Mid Cost) | 0.0061766 | 0.0062629 | 0.0063203 | 0.0063356 | 0.0063527 | 0.0063575 | 0.0063665 | 0.0063734 | 0.0063779 | 0.0063799 | 0.0063788 | 0.0063789
SDG&E | MM Therms | Industrial | Ind - Metals (Fabricated) | HVAC | No | Ind HVAC - Equipment (Electric - High Cost) | 7.0062e-05 | 7.104e-05 | 7.1691e-05 | 7.1865e-05 | 7.2058e-05 | 7.2114e-05 | 7.2216e-05 | 7.2294e-05 | 7.2345e-05 | 7.2367e-05 | 7.2355e-05 | 7.2356e-05
SDG&E | MM Therms | Industrial | Ind - Metals (Fabricated) | HVAC | No | Ind HVAC - Equipment (Electric - Mid Cost) | 0.00016231 | 0.00016458 | 0.00016608 | 0.00016649 | 0.00016694 | 0.00016706 | 0.0001673 | 0.00016748 | 0.0001676 | 0.00016765 | 0.00016762 | 0.00016762
SDG&E | MM Therms | Industrial | Ind - Metals (Fabricated) | HVAC | No | Ind HVAC - Equipment (Gas - High Cost) | 0.0092494 | 0.0095044 | 0.0097041 | 0.0099143 | 0.010127 | 0.010324 | 0.010519 | 0.010701 | 0.010882 | 0.011053 | 0.011053 | 0.011053
SDG&E | MM Therms | Industrial | Ind - Metals (Fabricated) | HVAC | No | Ind HVAC - Equipment (Gas - Low Cost) | 0.0030782 | 0.003163 | 0.0032295 | 0.0032995 | 0.0033701 | 0.0034359 | 0.0035007 | 0.0035613 | 0.0036215 | 0.0036783 | 0.0036783 | 0.0036783
SDG&E | MM Therms | Industrial | Ind - Metals (Fabricated) | HVAC | No | Ind HVAC - Equipment (Gas - Mid Cost) | 0.0086488 | 0.0088872 | 0.0090739 | 0.0092705 | 0.0094689 | 0.0096539 | 0.009836 | 0.010006 | 0.010175 | 0.010335 | 0.010335 | 0.010335
SDG&E | MM Therms | Industrial | Ind - Metals (Fabricated) | HVAC | No | Ind HVAC - O&M (Electric - High Cost) | 0 | 0 | 0.0002066 | 0.0002071 | 0.00020766 | 0.00020782 | 0.00020811 | 0.00020834 | 0.00020848 | 0.00020855 | 0.00020851 | 0.00020852
SDG&E | MM Therms | Industrial | Ind - Metals (Fabricated) | HVAC | No | Ind HVAC - O&M (Electric - Low Cost) | 0.0032803 | 0.0033261 | 0.0033565 | 0.0033647 | 0.0033738 | 0.0033763 | 0.0033811 | 0.0033848 | 0.0033872 | 0.0033882 | 0.0033876 | 0.0033877
SDG&E | MM Therms | Industrial | Ind - Metals (Fabricated) | HVAC | No | Ind HVAC - O&M (Electric - Mid Cost) | 0.0018976 | 0.0019241 | 0.0019417 | 0.0019465 | 0.0019517 | 0.0019532 | 0.001956 | 0.0019581 | 0.0019595 | 0.0019601 | 0.0019597 | 0.0019598
SDG&E | MM Therms | Industrial | Ind - Metals (Fabricated) | HVAC | No | Ind HVAC - O&M (Gas - High Cost) | 0.0065418 | 0.0067222 | 0.0068634 | 0.0070121 | 0.0071622 | 0.0073021 | 0.0074399 | 0.0075686 | 0.0076964 | 0.0078173 | 0.0078173 | 0.0078173
SDG&E | MM Therms | Industrial | Ind - Metals (Fabricated) | HVAC | No | Ind HVAC - O&M (Gas - Low Cost) | 0.0015123 | 0.001554 | 0.0015866 | 0.001621 | 0.0016557 | 0.0016881 | 0.0017199 | 0.0017497 | 0.0017792 | 0.0018072 | 0.0018072 | 0.0018072
SDG&E | MM Therms | Industrial | Ind - Metals (Fabricated) | HVAC | No | Ind HVAC - O&M (Gas - Mid Cost) | 0.0091423 | 0.0093943 | 0.0095917 | 0.0097995 | 0.010009 | 0.010205 | 0.010397 | 0.010577 | 0.010756 | 0.010925 | 0.010925 | 0.010925
SDG&E | MM Therms | Industrial | Ind - Metals (Fabricated) | ProcHeat | No | Ind ProcHeat - Equipment (Electric - High Cost) | 0.00025491 | 0.00025847 | 0.00026084 | 0.00026147 | 0.00026218 | 0.00026238 | 0.00026275 | 0.00026303 | 0.00026322 | 0.0002633 | 0.00026326 | 0.00026326
SDG&E | MM Therms | Industrial | Ind - Metals (Fabricated) | ProcHeat | No | Ind ProcHeat - Equipment (Electric - Low Cost) | 3.378e-05 | 3.4252e-05 | 3.4565e-05 | 3.4649e-05 | 3.4742e-05 | 3.4769e-05 | 3.4818e-05 | 3.4856e-05 | 3.4881e-05 | 3.4891e-05 | 3.4885e-05 | 3.4886e-05
SDG&E | MM Therms | Industrial | Ind - Metals (Fabricated) | ProcHeat | No | Ind ProcHeat - Equipment (Gas - High Cost) | 0.0089146 | 0.0091604 | 0.0093528 | 0.0095554 | 0.00976 | 0.0099506 | 0.010138 | 0.010314 | 0.010488 | 0.010653 | 0.010653 | 0.010653
SDG&E | MM Therms | Industrial | Ind - Metals (Fabricated) | ProcHeat | No | Ind ProcHeat - Equipment (Gas - Low Cost) | 0.0039109 | 0.0040187 | 0.0041032 | 0.0041921 | 0.0042818 | 0.0043654 | 0.0044478 | 0.0045247 | 0.0046012 | 0.0046734 | 0.0046734 | 0.0046734
SDG&E | MM Therms | Industrial | Ind - Metals (Fabricated) | ProcHeat | No | Ind ProcHeat - Equipment (Gas - Mid Cost) | 0.011054 | 0.011359 | 0.011598 | 0.011849 | 0.012103 | 0.012339 | 0.012572 | 0.012789 | 0.013005 | 0.01321 | 0.01321 | 0.01321
SDG&E | MM Therms | Industrial | Ind - Metals (Fabricated) | ProcHeat | No | Ind ProcHeat - O&M (Gas - High Cost) | 0.045969 | 0.047237 | 0.048229 | 0.049274 | 0.050328 | 0.051312 | 0.05228 | 0.053184 | 0.054082 | 0.054932 | 0.054932 | 0.054932
SDG&E | MM Therms | Industrial | Ind - Metals (Fabricated) | ProcHeat | No | Ind ProcHeat - O&M (Gas - Low Cost) | 0.048956 | 0.050306 | 0.051363 | 0.052475 | 0.053598 | 0.054646 | 0.055676 | 0.05664 | 0.057596 | 0.058501 | 0.058501 | 0.058501
SDG&E | MM Therms | Industrial | Ind - Metals (Fabricated) | ProcHeat | No | Ind ProcHeat - O&M (Gas - Mid Cost) | 0.044447 | 0.045673 | 0.046632 | 0.047642 | 0.048662 | 0.049613 | 0.050549 | 0.051423 | 0.052292 | 0.053113 | 0.053113 | 0.053113
SDG&E | MM Therms | Industrial | Ind - Metals (Fabricated) | SHW | No | Ind SHW - Equipment (High Cost) | 0.0012629 | 0.0012977 | 0.0013249 | 0.0013536 | 0.0013826 | 0.0014096 | 0.0014362 | 0.0014611 | 0.0014857 | 0.0015091 | 0.0015091 | 0.0015091
SDG&E | MM Therms | Industrial | Ind - Metals (Fabricated) | SHW | No | Ind SHW - Equipment (Low Cost) | 0.0020248 | 0.0020806 | 0.0021243 | 0.0021704 | 0.0022168 | 0.0022601 | 0.0023027 | 0.0023426 | 0.0023822 | 0.0024196 | 0.0024196 | 0.0024196
SDG&E | MM Therms | Industrial | Ind - Metals (Fabricated) | SHW | No | Ind SHW - Equipment (Mid Cost) | 0.0024656 | 0.0025336 | 0.0025868 | 0.0026429 | 0.0026994 | 0.0027522 | 0.0028041 | 0.0028526 | 0.0029008 | 0.0029464 | 0.0029464 | 0.0029464
SDG&E | MM Therms | Industrial | Ind - Metals (Fabricated) | SHW | No | Ind SHW - O&M (High Cost) | 0.0022812 | 0.0023441 | 0.0023934 | 0.0024452 | 0.0024975 | 0.0025463 | 0.0025944 | 0.0026393 | 0.0026838 | 0.002726 | 0.002726 | 0.002726
SDG&E | MM Therms | Industrial | Ind - Metals (Fabricated) | SHW | No | Ind SHW - O&M (Low Cost) | 0.0058105 | 0.0059707 | 0.0060961 | 0.0062282 | 0.0063615 | 0.0064858 | 0.0066081 | 0.0067225 | 0.006836 | 0.0069434 | 0.0069434 | 0.0069434
SDG&E | MM Therms | Industrial | Ind - Metals (Fabricated) | SHW | No | Ind SHW - O&M (Mid Cost) | 0.0032586 | 0.0033485 | 0.0034188 | 0.0034929 | 0.0035676 | 0.0036373 | 0.003706 | 0.0037701 | 0.0038338 | 0.003894 | 0.003894 | 0.003894
SDG&E | MM Therms | Industrial | Ind - Metals (Fabricated) | MachDr | No | Ind MachDr - Equipment (High Cost) | 0.00093332 | 0.00094636 | 0.00095502 | 0.00095734 | 0.00095992 | 0.00096066 | 0.00096202 | 0.00096306 | 0.00096374 | 0.00096404 | 0.00096387 | 0.00096389
SDG&E | MM Therms | Industrial | Ind - Metals (Primary) | HVAC | No | Ind HVAC - Equipment (Electric - Low Cost) | 1.0112e-05 | 1.0253e-05 | 1.0347e-05 | 1.0372e-05 | 1.04e-05 | 1.0408e-05 | 1.0423e-05 | 1.0434e-05 | 1.0442e-05 | 1.0445e-05 | 1.0443e-05 | 1.0443e-05
SDG&E | MM Therms | Industrial | Ind - Metals (Primary) | HVAC | No | Ind HVAC - Equipment (Gas - High Cost) | 0.00038928 | 0.00039777 | 0.00040065 | 0.00040284 | 0.00040541 | 0.00040769 | 0.00040996 | 0.00041149 | 0.00041332 | 0.0004147 | 0.0004147 | 0.0004147
SDG&E | MM Therms | Industrial | Ind - Metals (Primary) | HVAC | No | Ind HVAC - Equipment (Gas - Low Cost) | 0.00033363 | 0.00034091 | 0.00034337 | 0.00034525 | 0.00034746 | 0.00034941 | 0.00035136 | 0.00035267 | 0.00035423 | 0.00035541 | 0.00035541 | 0.00035541
SDG&E | MM Therms | Industrial | Ind - Metals (Primary) | HVAC | No | Ind HVAC - Equipment (Gas - Mid Cost) | 0.0002206 | 0.00022541 | 0.00022704 | 0.00022828 | 0.00022974 | 0.00023103 | 0.00023232 | 0.00023318 | 0.00023422 | 0.000235 | 0.000235 | 0.000235
SDG&E | MM Therms | Industrial | Ind - Metals (Primary) | HVAC | No | Ind HVAC - O&M (Gas - High Cost) | 0.00038515 | 0.00039354 | 0.00039639 | 0.00039856 | 0.00040111 | 0.00040336 | 0.00040561 | 0.00040712 | 0.00040893 | 0.0004103 | 0.0004103 | 0.0004103
SDG&E | MM Therms | Industrial | Ind - Metals (Primary) | HVAC | No | Ind HVAC - O&M (Gas - Low Cost) | 0.00064979 | 0.00066396 | 0.00066876 | 0.00067242 | 0.00067671 | 0.00068052 | 0.00068431 | 0.00068687 | 0.00068991 | 0.00069222 | 0.00069222 | 0.00069222
SDG&E | MM Therms | Industrial | Ind - Metals (Primary) | HVAC | No | Ind HVAC - O&M (Gas - Mid Cost) | 0.0013354 | 0.0013645 | 0.0013743 | 0.0013819 | 0.0013907 | 0.0013985 | 0.0014063 | 0.0014115 | 0.0014178 | 0.0014225 | 0.0014225 | 0.0014225
SDG&E | MM Therms | Industrial | Ind - Metals (Primary) | ProcHeat | No | Ind ProcHeat - Equipment (Electric - High Cost) | 0.0001591 | 0.00016132 | 0.0001628 | 0.0001632 | 0.00016364 | 0.00016376 | 0.00016399 | 0.00016417 | 0.00016429 | 0.00016434 | 0.00016431 | 0.00016431
SDG&E | MM Therms | Industrial | Ind - Metals (Primary) | ProcHeat | No | Ind ProcHeat - Equipment (Electric - Low Cost) | 8.7611e-05 | 8.8835e-05 | 8.9649e-05 | 8.9866e-05 | 9.0108e-05 | 9.0177e-05 | 9.0305e-05 | 9.0403e-05 | 9.0466e-05 | 9.0495e-05 | 9.0479e-05 | 9.0481e-05
SDG&E | MM Therms | Industrial | Ind - Metals (Primary) | ProcHeat | No | Ind ProcHeat - Equipment (Electric - Mid Cost) | 4.2633e-06 | 4.3228e-06 | 4.3624e-06 | 4.373e-06 | 4.3848e-06 | 4.3881e-06 | 4.3943e-06 | 4.3991e-06 | 4.4022e-06 | 4.4036e-06 | 4.4028e-06 | 4.4029e-06
SDG&E | MM Therms | Industrial | Ind - Metals (Primary) | ProcHeat | No | Ind ProcHeat - Equipment (Gas - High Cost) | 0.0012868 | 0.0013149 | 0.0013244 | 0.0013316 | 0.0013401 | 0.0013477 | 0.0013552 | 0.0013602 | 0.0013663 | 0.0013708 | 0.0013708 | 0.0013708
SDG&E | MM Therms | Industrial | Ind - Metals (Primary) | ProcHeat | No | Ind ProcHeat - Equipment (Gas - Low Cost) | 0.0016429 | 0.0016787 | 0.0016909 | 0.0017001 | 0.001711 | 0.0017206 | 0.0017302 | 0.0017366 | 0.0017443 | 0.0017502 | 0.0017502 | 0.0017502
SDG&E | MM Therms | Industrial | Ind - Metals (Primary) | ProcHeat | No | Ind ProcHeat - Equipment (Gas - Mid Cost) | 0.00322 | 0.0032903 | 0.0033141 | 0.0033322 | 0.0033535 | 0.0033723 | 0.0033911 | 0.0034038 | 0.0034189 | 0.0034303 | 0.0034303 | 0.0034303
SDG&E | MM Therms | Industrial | Ind - Metals (Primary) | ProcHeat | No | Ind ProcHeat - O&M (Electric - Mid Cost) | 8.6705e-05 | 8.7916e-05 | 8.8721e-05 | 8.8936e-05 | 8.9176e-05 | 8.9244e-05 | 8.9371e-05 | 8.9468e-05 | 8.953e-05 | 8.9558e-05 | 8.9543e-05 | 8.9544e-05
SDG&E | MM Therms | Industrial | Ind - Metals (Primary) | ProcHeat | No | Ind ProcHeat - O&M (Gas - High Cost) | 0.010493 | 0.010722 | 0.010799 | 0.010858 | 0.010928 | 0.010989 | 0.011051 | 0.011092 | 0.011141 | 0.011178 | 0.011178 | 0.011178
SDG&E | MM Therms | Industrial | Ind - Metals (Primary) | ProcHeat | No | Ind ProcHeat - O&M (Gas - Low Cost) | 0.042783 | 0.043716 | 0.044032 | 0.044273 | 0.044556 | 0.044807 | 0.045056 | 0.045224 | 0.045425 | 0.045577 | 0.045577 | 0.045577
SDG&E | MM Therms | Industrial | Ind - Metals (Primary) | ProcHeat | No | Ind ProcHeat - O&M (Gas - Mid Cost) | 0.019301 | 0.019722 | 0.019864 | 0.019973 | 0.020101 | 0.020214 | 0.020326 | 0.020402 | 0.020493 | 0.020561 | 0.020561 | 0.020561
SDG&E | MM Therms | Industrial | Ind - Metals (Primary) | SHW | No | Ind SHW - Equipment (High Cost) | 7.0608e-05 | 7.2147e-05 | 7.2669e-05 | 7.3067e-05 | 7.3533e-05 | 7.3947e-05 | 7.4359e-05 | 7.4636e-05 | 7.4967e-05 | 7.5218e-05 | 7.5218e-05 | 7.5218e-05
SDG&E | MM Therms | Industrial | Ind - Metals (Primary) | SHW | No | Ind SHW - Equipment (Low Cost) | 0.00011164 | 0.00011407 | 0.0001149 | 0.00011552 | 0.00011626 | 0.00011692 | 0.00011757 | 0.00011801 | 0.00011853 | 0.00011892 | 0.00011892 | 0.00011892
SDG&E | MM Therms | Industrial | Ind - Metals (Primary) | SHW | No | Ind SHW - Equipment (Mid Cost) | 4.0032e-05 | 4.0905e-05 | 4.1201e-05 | 4.1426e-05 | 4.1691e-05 | 4.1925e-05 | 4.2159e-05 | 4.2316e-05 | 4.2504e-05 | 4.2646e-05 | 4.2646e-05 | 4.2646e-05
SDG&E | MM Therms | Industrial | Ind - Metals (Primary) | SHW | No | Ind SHW - O&M (High Cost) | 0.00034898 | 0.00035658 | 0.00035917 | 0.00036113 | 0.00036344 | 0.00036548 | 0.00036752 | 0.00036889 | 0.00037052 | 0.00037176 | 0.00037176 | 0.00037176
SDG&E | MM Therms | Industrial | Ind - Metals (Primary) | SHW | No | Ind SHW - O&M (Low Cost) | 0.00076726 | 0.00078398 | 0.00078966 | 0.00079398 | 0.00079905 | 0.00080354 | 0.00080802 | 0.00081103 | 0.00081463 | 0.00081735 | 0.00081735 | 0.00081735
SDG&E | MM Therms | Industrial | Ind - Metals (Primary) | SHW | No | Ind SHW - O&M (Mid Cost) | 0.0018704 | 0.0019112 | 0.001925 | 0.0019356 | 0.0019479 | 0.0019589 | 0.0019698 | 0.0019772 | 0.0019859 | 0.0019926 | 0.0019926 | 0.0019926
SDG&E | MM Therms | Industrial | Ind - Metals (Primary) | MachDr | No | Ind MachDr - Equipment (High Cost) | 1.6674e-05 | 1.6907e-05 | 1.7061e-05 | 1.7103e-05 | 1.7149e-05 | 1.7162e-05 | 1.7186e-05 | 1.7205e-05 | 1.7217e-05 | 1.7222e-05 | 1.7219e-05 | 1.722e-05
SDG&E | MM Therms | Industrial | Ind - Other | HVAC | No | Ind HVAC - Equipment (Electric - Mid Cost) | 5.5639e-05 | 5.6416e-05 | 5.6932e-05 | 5.707e-05 | 5.7224e-05 | 5.7268e-05 | 5.7349e-05 | 5.7411e-05 | 5.7452e-05 | 5.747e-05 | 5.746e-05 | 5.7461e-05
SDG&E | MM Therms | Industrial | Ind - Other | HVAC | No | Ind HVAC - O&M (Electric - Low Cost) | 0.00084713 | 0.00085896 | 0.00086683 | 0.00086893 | 0.00087127 | 0.00087194 | 0.00087317 | 0.00087412 | 0.00087473 | 0.00087501 | 0.00087486 | 0.00087487
SDG&E | MM Therms | Industrial | Ind - Other | MachDr | No | Ind MachDr - Equipment (High Cost) | 0.0003263 | 0.00033086 | 0.00033389 | 0.0003347 | 0.0003356 | 0.00033586 | 0.00033633 | 0.0003367 | 0.00033693 | 0.00033704 | 0.00033698 | 0.00033699
SDG&E | MM Therms | Industrial | Ind - Other | MachDr | No | Ind MachDr - Equipment (Mid Cost) | 5.6475e-05 | 5.7264e-05 | 5.7788e-05 | 5.7929e-05 | 5.8085e-05 | 5.8129e-05 | 5.8212e-05 | 5.8275e-05 | 5.8316e-05 | 5.8334e-05 | 5.8324e-05 | 5.8325e-05
SDG&E | MM Therms | Industrial | Ind - Paper | HVAC | No | Ind HVAC - Equipment (Electric - Low Cost) | 4.0607e-05 | 4.1174e-05 | 4.1551e-05 | 4.1652e-05 | 4.1764e-05 | 4.1796e-05 | 4.1855e-05 | 4.1901e-05 | 4.193e-05 | 4.1943e-05 | 4.1936e-05 | 4.1936e-05
SDG&E | MM Therms | Industrial | Ind - Paper | HVAC | No | Ind HVAC - Equipment (Electric - Mid Cost) | 0.00010562 | 0.0001071 | 0.00010808 | 0.00010834 | 0.00010863 | 0.00010871 | 0.00010887 | 0.00010899 | 0.00010906 | 0.0001091 | 0.00010908 | 0.00010908
SDG&E | MM Therms | Industrial | Ind - Paper | HVAC | No | Ind HVAC - Equipment (Gas - High Cost) | 7.2704e-05 | 7.2319e-05 | 7.2521e-05 | 7.3117e-05 | 7.3626e-05 | 7.4029e-05 | 7.4484e-05 | 7.4664e-05 | 7.4765e-05 | 7.4602e-05 | 7.4602e-05 | 7.4602e-05
SDG&E | MM Therms | Industrial | Ind - Paper | HVAC | No | Ind HVAC - Equipment (Gas - Mid Cost) | 0.00011833 | 0.0001177 | 0.00011803 | 0.000119 | 0.00011983 | 0.00012048 | 0.00012122 | 0.00012152 | 0.00012168 | 0.00012142 | 0.00012142 | 0.00012142
SDG&E | MM Therms | Industrial | Ind - Paper | HVAC | No | Ind HVAC - O&M (Electric - Low Cost) | 0.00016329 | 0.00016557 | 0.00016709 | 0.00016749 | 0.00016795 | 0.00016807 | 0.00016831 | 0.00016849 | 0.00016861 | 0.00016867 | 0.00016864 | 0.00016864
SDG&E | MM Therms | Industrial | Ind - Paper | HVAC | No | Ind HVAC - O&M (Gas - High Cost) | 0.00032742 | 0.00032568 | 0.00032659 | 0.00032928 | 0.00033157 | 0.00033338 | 0.00033543 | 0.00033625 | 0.0003367 | 0.00033597 | 0.00033597 | 0.00033597
SDG&E | MM Therms | Industrial | Ind - Paper | HVAC | No | Ind HVAC - O&M (Gas - Low Cost) | 0.00024591 | 0.00024461 | 0.00024529 | 0.00024731 | 0.00024903 | 0.00025039 | 0.00025193 | 0.00025254 | 0.00025288 | 0.00025233 | 0.00025233 | 0.00025233
SDG&E | MM Therms | Industrial | Ind - Paper | HVAC | No | Ind HVAC - O&M (Gas - Mid Cost) | 0.00017648 | 0.00017555 | 0.00017603 | 0.00017748 | 0.00017872 | 0.0001797 | 0.0001808 | 0.00018124 | 0.00018148 | 0.00018109 | 0.00018109 | 0.00018109
SDG&E | MM Therms | Industrial | Ind - Paper | ProcHeat | No | Ind ProcHeat - Equipment (Gas - High Cost) | 0.00055625 | 0.00055331 | 0.00055485 | 0.00055941 | 0.00056331 | 0.00056639 | 0.00056987 | 0.00057125 | 0.00057202 | 0.00057077 | 0.00057077 | 0.00057077
SDG&E | MM Therms | Industrial | Ind - Paper | ProcHeat | No | Ind ProcHeat - Equipment (Gas - Low Cost) | 0.0055939 | 0.0055643 | 0.0055798 | 0.0056257 | 0.0056649 | 0.0056959 | 0.0057309 | 0.0057448 | 0.0057525 | 0.00574 | 0.00574 | 0.00574
SDG&E | MM Therms | Industrial | Ind - Paper | ProcHeat | No | Ind ProcHeat - Equipment (Gas - Mid Cost) | 0.0024544 | 0.0024414 | 0.0024482 | 0.0024683 | 0.0024855 | 0.0024991 | 0.0025145 | 0.0025206 | 0.002524 | 0.0025185 | 0.0025185 | 0.0025185
SDG&E | MM Therms | Industrial | Ind - Paper | ProcHeat | No | Ind ProcHeat - O&M (Gas - High Cost) | 0.00083057 | 0.00082617 | 0.00082848 | 0.00083528 | 0.00084111 | 0.00084571 | 0.0008509 | 0.00085296 | 0.00085411 | 0.00085226 | 0.00085226 | 0.00085226
SDG&E | MM Therms | Industrial | Ind - Paper | ProcHeat | No | Ind ProcHeat - O&M (Gas - Low Cost) | 0.00010115 | 0.00010061 | 0.00010089 | 0.00010172 | 0.00010243 | 0.00010299 | 0.00010362 | 0.00010387 | 0.00010401 | 0.00010379 | 0.00010379 | 0.00010379
SDG&E | MM Therms | Industrial | Ind - Paper | ProcHeat | No | Ind ProcHeat - O&M (Gas - Mid Cost) | 0.0030849 | 0.0030686 | 0.0030771 | 0.0031024 | 0.003124 | 0.0031411 | 0.0031604 | 0.0031681 | 0.0031723 | 0.0031654 | 0.0031654 | 0.0031654
SDG&E | MM Therms | Industrial | Ind - Paper | MachDr | No | Ind MachDr - Equipment (Low Cost) | 0.00014527 | 0.0001473 | 0.00014865 | 0.00014901 | 0.00014941 | 0.00014953 | 0.00014974 | 0.0001499 | 0.00015001 | 0.00015005 | 0.00015003 | 0.00015003
SDG&E | MM Therms | Industrial | Ind - Petroleum | ProcHeat | No | Ind ProcHeat - Equipment (Gas - High Cost) | 0.03102 | 0.031201 | 0.031299 | 0.031405 | 0.031497 | 0.031566 | 0.031637 | 0.031658 | 0.03167 | 0.031663 | 0.031663 | 0.031663
SDG&E | MM Therms | Industrial | Ind - Petroleum | ProcHeat | No | Ind ProcHeat - Equipment (Gas - Mid Cost) | 0.04653 | 0.046802 | 0.046949 | 0.047107 | 0.047245 | 0.04735 | 0.047456 | 0.047487 | 0.047505 | 0.047494 | 0.047494 | 0.047494
SDG&E | MM Therms | Industrial | Ind - Petroleum | SHW | No | Ind SHW - Equipment (High Cost) | 0.0022223 | 0.0022352 | 0.0022423 | 0.0022498 | 0.0022564 | 0.0022614 | 0.0022665 | 0.002268 | 0.0022688 | 0.0022683 | 0.0022683 | 0.0022683
SDG&E | MM Therms | Industrial | Ind - Petroleum | SHW | No | Ind SHW - Equipment (Low Cost) | 0.00055687 | 0.00056013 | 0.00056188 | 0.00056378 | 0.00056543 | 0.00056668 | 0.00056795 | 0.00056833 | 0.00056854 | 0.00056841 | 0.00056841 | 0.00056841
SDG&E | MM Therms | Industrial | Ind - Petroleum | SHW | No | Ind SHW - Equipment (Mid Cost) | 0.019464 | 0.019578 | 0.019639 | 0.019705 | 0.019763 | 0.019807 | 0.019851 | 0.019864 | 0.019872 | 0.019867 | 0.019867 | 0.019867
SDG&E | MM Therms | Industrial | Ind - Petroleum | SHW | No | Ind SHW - O&M (High Cost) | 0.0090819 | 0.0091349 | 0.0091636 | 0.0091945 | 0.0092214 | 0.0092418 | 0.0092625 | 0.0092687 | 0.0092722 | 0.00927 | 0.00927 | 0.00927
SDG&E | MM Therms | Industrial | Ind - Petroleum | SHW | No | Ind SHW - O&M (Low Cost) | 0.00094887 | 0.00095441 | 0.00095741 | 0.00096064 | 0.00096345 | 0.00096558 | 0.00096775 | 0.00096839 | 0.00096875 | 0.00096853 | 0.00096853 | 0.00096853
SDG&E | MM Therms | Industrial | Ind - Petroleum | SHW | No | Ind SHW - O&M (Mid Cost) | 0.00046236 | 0.00046506 | 0.00046652 | 0.00046809 | 0.00046946 | 0.0004705 | 0.00047156 | 0.00047187 | 0.00047205 | 0.00047194 | 0.00047194 | 0.00047194
SDG&E | MM Therms | Industrial | Ind - Petroleum | MachDr | No | Ind MachDr - Equipment (High Cost) | 4.8021e-06 | 4.8691e-06 | 4.9137e-06 | 4.9256e-06 | 4.9389e-06 | 4.9427e-06 | 4.9497e-06 | 4.9551e-06 | 4.9585e-06 | 4.9601e-06 | 4.9592e-06 | 4.9593e-06
SDG&E | MM Therms | Industrial | Ind - Plastics | HVAC | No | Ind HVAC - Equipment (Electric - Low Cost) | 0.00040077 | 0.00040637 | 0.00041009 | 0.00041109 | 0.00041219 | 0.00041251 | 0.00041309 | 0.00041354 | 0.00041383 | 0.00041396 | 0.00041389 | 0.0004139
SDG&E | MM Therms | Industrial | Ind - Plastics | HVAC | No | Ind HVAC - Equipment (Gas - High Cost) | 0.0036242 | 0.0039002 | 0.0041313 | 0.0043516 | 0.0045792 | 0.0048296 | 0.0051017 | 0.0053718 | 0.0056442 | 0.0059153 | 0.0059153 | 0.0059153
SDG&E | MM Therms | Industrial | Ind - Plastics | HVAC | No | Ind HVAC - Equipment (Gas - Low Cost) | 0.00012108 | 0.00013029 | 0.00013802 | 0.00014537 | 0.00015298 | 0.00016134 | 0.00017043 | 0.00017946 | 0.00018856 | 0.00019761 | 0.00019761 | 0.00019761
SDG&E | MM Therms | Industrial | Ind - Plastics | HVAC | No | Ind HVAC - Equipment (Gas - Mid Cost) | 0.0055785 | 0.0060032 | 0.0063591 | 0.0066981 | 0.0070483 | 0.0074338 | 0.0078527 | 0.0082684 | 0.0086877 | 0.009105 | 0.009105 | 0.009105
SDG&E | MM Therms | Industrial | Ind - Plastics | HVAC | No | Ind HVAC - O&M (Electric - High Cost) | 0.00041193 | 0.00041768 | 0.00042151 | 0.00042253 | 0.00042367 | 0.00042399 | 0.00042459 | 0.00042505 | 0.00042535 | 0.00042548 | 0.00042541 | 0.00042542
SDG&E | MM Therms | Industrial | Ind - Plastics | HVAC | No | Ind HVAC - O&M (Electric - Low Cost) | 0.00090434 | 0.00091697 | 0.00092537 | 0.00092761 | 0.00093011 | 0.00093082 | 0.00093214 | 0.00093315 | 0.00093381 | 0.0009341 | 0.00093394 | 0.00093395
SDG&E | MM Therms | Industrial | Ind - Plastics | HVAC | No | Ind HVAC - O&M (Gas - High Cost) | 0.00035304 | 0.00037992 | 0.00040244 | 0.00042389 | 0.00044606 | 0.00047045 | 0.00049696 | 0.00052327 | 0.00054981 | 0.00057622 | 0.00057622 | 0.00057622
SDG&E | MM Therms | Industrial | Ind - Plastics | HVAC | No | Ind HVAC - O&M (Gas - Low Cost) | 2.5006e-05 | 2.691e-05 | 2.8505e-05 | 3.0025e-05 | 3.1595e-05 | 3.3323e-05 | 3.5201e-05 | 3.7064e-05 | 3.8944e-05 | 4.0814e-05 | 4.0814e-05 | 4.0814e-05
SDG&E | MM Therms | Industrial | Ind - Plastics | HVAC | No | Ind HVAC - O&M (Gas - Mid Cost) | 0.029036 | 0.031247 | 0.033099 | 0.034863 | 0.036687 | 0.038693 | 0.040873 | 0.043037 | 0.045219 | 0.047392 | 0.047392 | 0.047392
SDG&E | MM Therms | Industrial | Ind - Plastics | ProcHeat | No | Ind ProcHeat - Equipment (Electric - High Cost) | 0.0010132 | 0.0010274 | 0.0010368 | 0.0010393 | 0.0010421 | 0.0010429 | 0.0010444 | 0.0010455 | 0.0010462 | 0.0010466 | 0.0010464 | 0.0010464
SDG&E | MM Therms | Industrial | Ind - Plastics | ProcHeat | No | Ind ProcHeat - Equipment (Electric - Low Cost) | 0.00029512 | 0.00029924 | 0.00030198 | 0.00030272 | 0.00030353 | 0.00030376 | 0.00030419 | 0.00030452 | 0.00030474 | 0.00030483 | 0.00030478 | 0.00030479
SDG&E | MM Therms | Industrial | Ind - Plastics | ProcHeat | No | Ind ProcHeat - Equipment (Gas - High Cost) | 0.004878 | 0.0052494 | 0.0055605 | 0.0058569 | 0.0061632 | 0.0065003 | 0.0068666 | 0.0072301 | 0.0075967 | 0.0079616 | 0.0079616 | 0.0079616
SDG&E | MM Therms | Industrial | Ind - Plastics | ProcHeat | No | Ind ProcHeat - Equipment (Gas - Low Cost) | 0.0050406 | 0.0054244 | 0.005746 | 0.0060523 | 0.0063688 | 0.0067171 | 0.0070956 | 0.0074712 | 0.0078501 | 0.0082272 | 0.0082272 | 0.0082272
SDG&E | MM Therms | Industrial | Ind - Plastics | ProcHeat | No | Ind ProcHeat - Equipment (Gas - Mid Cost) | 0.012702 | 0.013669 | 0.01448 | 0.015252 | 0.016049 | 0.016927 | 0.017881 | 0.018827 | 0.019782 | 0.020732 | 0.020732 | 0.020732
SDG&E | MM Therms | Industrial | Ind - Plastics | ProcHeat | No | Ind ProcHeat - O&M (Gas - High Cost) | 0.0071556 | 0.0077004 | 0.0081569 | 0.0085917 | 0.009041 | 0.0095354 | 0.010073 | 0.010606 | 0.011144 | 0.011679 | 0.011679 | 0.011679
SDG&E | MM Therms | Industrial | Ind - Plastics | ProcHeat | No | Ind ProcHeat - O&M (Gas - Low Cost) | 0.0022966 | 0.0024715 | 0.002618 | 0.0027575 | 0.0029018 | 0.0030604 | 0.0032329 | 0.003404 | 0.0035767 | 0.0037485 | 0.0037485 | 0.0037485
SDG&E | MM Therms | Industrial | Ind - Plastics | ProcHeat | No | Ind ProcHeat - O&M (Gas - Mid Cost) | 0.0079144 | 0.0085169 | 0.0090218 | 0.0095028 | 0.0099997 | 0.010547 | 0.011141 | 0.011731 | 0.012326 | 0.012918 | 0.012918 | 0.012918
SDG&E | MM Therms | Industrial | Ind - Plastics | SHW | No | Ind SHW - Equipment (High Cost) | 0.0059834 | 0.006439 | 0.0068207 | 0.0071843 | 0.00756 | 0.0079734 | 0.0084228 | 0.0088686 | 0.0093184 | 0.009766 | 0.009766 | 0.009766
SDG&E | MM Therms | Industrial | Ind - Plastics | SHW | No | Ind SHW - Equipment (Low Cost) | 0.0047941 | 0.0051591 | 0.0054649 | 0.0057562 | 0.0060572 | 0.0063885 | 0.0067485 | 0.0071057 | 0.007466 | 0.0078247 | 0.0078247 | 0.0078247
SDG&E | MM Therms | Industrial | Ind - Plastics | SHW | No | Ind SHW - Equipment (Mid Cost) | 0.0068204 | 0.0073397 | 0.0077748 | 0.0081892 | 0.0086175 | 0.0090887 | 0.0096009 | 0.010109 | 0.010622 | 0.011132 | 0.011132 | 0.011132
SDG&E | MM Therms | Industrial | Ind - Plastics | SHW | No | Ind SHW - O&M (High Cost) | 0.006078 | 0.0065408 | 0.0069285 | 0.0072978 | 0.0076795 | 0.0080994 | 0.0085559 | 0.0090088 | 0.0094656 | 0.0099203 | 0.0099203 | 0.0099203
SDG&E | MM Therms | Industrial | Ind - Plastics | SHW | No | Ind SHW - O&M (Low Cost) | 0.0095213 | 0.010246 | 0.010854 | 0.011432 | 0.01203 | 0.012688 | 0.013403 | 0.014112 | 0.014828 | 0.01554 | 0.01554 | 0.01554
SDG&E | MM Therms | Industrial | Ind - Plastics | SHW | No | Ind SHW - O&M (Mid Cost) | 0.010009 | 0.010772 | 0.01141 | 0.012018 | 0.012647 | 0.013338 | 0.01409 | 0.014836 | 0.015588 | 0.016337 | 0.016337 | 0.016337
SDG&E | MM Therms | Industrial | Ind - Plastics | MachDr | No | Ind MachDr - Equipment (High Cost) | 0.00012108 | 0.00012277 | 0.00012389 | 0.00012419 | 0.00012453 | 0.00012462 | 0.0001248 | 0.00012493 | 0.00012502 | 0.00012506 | 0.00012504 | 0.00012504
SDG&E | MM Therms | Industrial | Ind - Plastics | MachDr | No | Ind MachDr - Equipment (Mid Cost) | 0.00052 | 0.00052727 | 0.00053209 | 0.00053338 | 0.00053482 | 0.00053523 | 0.00053599 | 0.00053657 | 0.00053695 | 0.00053712 | 0.00053702 | 0.00053703
SDG&E | MM Therms | Industrial | Ind - Printing & Publishing | HVAC | No | Ind HVAC - Equipment (Electric - High Cost) | 1.3578e-05 | 1.3768e-05 | 1.3894e-05 | 1.3927e-05 | 1.3965e-05 | 1.3976e-05 | 1.3995e-05 | 1.4011e-05 | 1.402e-05 | 1.4025e-05 | 1.4022e-05 | 1.4023e-05
SDG&E | MM Therms | Industrial | Ind - Printing & Publishing | HVAC | No | Ind HVAC - Equipment (Electric - Low Cost) | 0.0006213 | 0.00062998 | 0.00063575 | 0.00063729 | 0.00063901 | 0.0006395 | 0.0006404 | 0.0006411 | 0.00064155 | 0.00064175 | 0.00064164 | 0.00064165
SDG&E | MM Therms | Industrial | Ind - Printing & Publishing | HVAC | No | Ind HVAC - Equipment (Electric - Mid Cost) | 5.6699e-05 | 5.7491e-05 | 5.8017e-05 | 5.8158e-05 | 5.8315e-05 | 5.836e-05 | 5.8442e-05 | 5.8506e-05 | 5.8547e-05 | 5.8565e-05 | 5.8555e-05 | 5.8556e-05
SDG&E | MM Therms | Industrial | Ind - Printing & Publishing | HVAC | No | Ind HVAC - Equipment (Gas - High Cost) | 0.0037774 | 0.0038863 | 0.0039945 | 0.0041104 | 0.0042206 | 0.0043325 | 0.0044378 | 0.0045383 | 0.0046347 | 0.0047331 | 0.0047331 | 0.0047331
SDG&E | MM Therms | Industrial | Ind - Printing & Publishing | HVAC | No | Ind HVAC - Equipment (Gas - Low Cost) | 0.00029346 | 0.00030192 | 0.00031033 | 0.00031933 | 0.0003279 | 0.00033659 | 0.00034477 | 0.00035258 | 0.00036007 | 0.00036771 | 0.00036771 | 0.00036771
SDG&E | MM Therms | Industrial | Ind - Printing & Publishing | HVAC | No | Ind HVAC - Equipment (Gas - Mid Cost) | 0.0024336 | 0.0025037 | 0.0025734 | 0.0026481 | 0.0027191 | 0.0027912 | 0.002859 | 0.0029238 | 0.0029859 | 0.0030493 | 0.0030493 | 0.0030493
SDG&E | MM Therms | Industrial | Ind - Printing & Publishing | HVAC | No | Ind HVAC - O&M (Electric - Low Cost) | 0.022796 | 0.023115 | 0.023326 | 0.023383 | 0.023446 | 0.023464 | 0.023497 | 0.023522 | 0.023539 | 0.023546 | 0.023542 | 0.023543
SDG&E | MM Therms | Industrial | Ind - Printing & Publishing | HVAC | No | Ind HVAC - O&M (Electric - Mid Cost) | 0.0035018 | 0.0035507 | 0.0035832 | 0.0035919 | 0.0036016 | 0.0036043 | 0.0036094 | 0.0036133 | 0.0036159 | 0.003617 | 0.0036164 | 0.0036164
SDG&E | MM Therms | Industrial | Ind - Printing & Publishing | ProcHeat | No | Ind ProcHeat - Equipment (Gas - High Cost) | 0.0029314 | 0.0030159 | 0.0030998 | 0.0031898 | 0.0032753 | 0.0033622 | 0.0034439 | 0.0035219 | 0.0035967 | 0.003673 | 0.003673 | 0.003673
SDG&E | MM Therms | Industrial | Ind - Printing & Publishing | ProcHeat | No | Ind ProcHeat - Equipment (Gas - Mid Cost) | 0.011367 | 0.011695 | 0.012021 | 0.01237 | 0.012701 | 0.013038 | 0.013355 | 0.013657 | 0.013947 | 0.014243 | 0.014243 | 0.014243
SDG&E | MM Therms | Industrial | Ind - Printing & Publishing | ProcHeat | No | Ind ProcHeat - O&M (Gas - High Cost) | 0.019456 | 0.020017 | 0.020575 | 0.021172 | 0.021739 | 0.022316 | 0.022858 | 0.023376 | 0.023872 | 0.024379 | 0.024379 | 0.024379
SDG&E | MM Therms | Industrial | Ind - Printing & Publishing | ProcHeat | No | Ind ProcHeat - O&M (Gas - Low Cost) | 0.015238 | 0.015677 | 0.016113 | 0.016581 | 0.017025 | 0.017477 | 0.017902 | 0.018307 | 0.018696 | 0.019093 | 0.019093 | 0.019093
SDG&E | MM Therms | Industrial | Ind - Printing & Publishing | ProcHeat | No | Ind ProcHeat - O&M (Gas - Mid Cost) | 0.011126 | 0.011447 | 0.011765 | 0.012107 | 0.012431 | 0.012761 | 0.013071 | 0.013367 | 0.013651 | 0.013941 | 0.013941 | 0.013941
SDG&E | MM Therms | Industrial | Ind - Stone, Glass & Clay | HVAC | No | Ind HVAC - Equipment (Gas - High Cost) | 0.00019192 | 0.00019621 | 0.00020078 | 0.00020642 | 0.00021229 | 0.00021764 | 0.00022282 | 0.00022754 | 0.00023205 | 0.00023643 | 0.00023643 | 0.00023643
SDG&E | MM Therms | Industrial | Ind - Stone, Glass & Clay | HVAC | No | Ind HVAC - Equipment (Gas - Mid Cost) | 0.00088364 | 0.00090338 | 0.0009244 | 0.0009504 | 0.0009774 | 0.001002 | 0.0010259 | 0.0010476 | 0.0010684 | 0.0010886 | 0.0010886 | 0.0010886
SDG&E | MM Therms | Industrial | Ind - Stone, Glass & Clay | ProcHeat | No | Ind ProcHeat - Equipment (Gas - High Cost) | 0.012337 | 0.012613 | 0.012906 | 0.013269 | 0.013646 | 0.01399 | 0.014323 | 0.014626 | 0.014917 | 0.015199 | 0.015199 | 0.015199
SDG&E | MM Therms | Industrial | Ind - Stone, Glass & Clay | ProcHeat | No | Ind ProcHeat - Equipment (Gas - Low Cost) | 0.00030813 | 0.00031501 | 0.00032234 | 0.00033141 | 0.00034083 | 0.00034942 | 0.00035773 | 0.0003653 | 0.00037256 | 0.00037959 | 0.00037959 | 0.00037959
SDG&E | MM Therms | Industrial | Ind - Stone, Glass & Clay | ProcHeat | No | Ind ProcHeat - Equipment (Gas - Mid Cost) | 0.0034749 | 0.0035525 | 0.0036352 | 0.0037374 | 0.0038436 | 0.0039405 | 0.0040342 | 0.0041197 | 0.0042015 | 0.0042808 | 0.0042808 | 0.0042808
SDG&E | MM Therms | Industrial | Ind - Stone, Glass & Clay | ProcHeat | No | Ind ProcHeat - O&M (Gas - High Cost) | 0.030856 | 0.031545 | 0.032279 | 0.033187 | 0.03413 | 0.03499 | 0.035822 | 0.036581 | 0.037307 | 0.038012 | 0.038012 | 0.038012
SDG&E | MM Therms | Industrial | Ind - Stone, Glass & Clay | ProcHeat | No | Ind ProcHeat - O&M (Gas - Low Cost) | 0.025863 | 0.026441 | 0.027056 | 0.027817 | 0.028607 | 0.029328 | 0.030026 | 0.030662 | 0.03127 | 0.031861 | 0.031861 | 0.031861
SDG&E | MM Therms | Industrial | Ind - Stone, Glass & Clay | ProcHeat | No | Ind ProcHeat - O&M (Gas - Mid Cost) | 0.10898 | 0.11141 | 0.114 | 0.11721 | 0.12054 | 0.12358 | 0.12652 | 0.1292 | 0.13176 | 0.13425 | 0.13425 | 0.13425
SDG&E | MM Therms | Industrial | Ind - Textiles | HVAC | No | Ind HVAC - Equipment (Electric - Low Cost) | 1.2221e-06 | 1.2392e-06 | 1.2505e-06 | 1.2536e-06 | 1.2569e-06 | 1.2579e-06 | 1.2597e-06 | 1.2611e-06 | 1.2619e-06 | 1.2623e-06 | 1.2621e-06 | 1.2621e-06
SDG&E | MM Therms | Industrial | Ind - Textiles | HVAC | No | Ind HVAC - O&M (Electric - Low Cost) | 5.1042e-05 | 5.1756e-05 | 5.2229e-05 | 5.2356e-05 | 5.2497e-05 | 5.2537e-05 | 5.2612e-05 | 5.2669e-05 | 5.2706e-05 | 5.2722e-05 | 5.2713e-05 | 5.2714e-05
SDG&E | MM Therms | Industrial | Ind - Textiles | ProcHeat | No | Ind ProcHeat - Equipment (Gas - High Cost) | 0.0013884 | 0.0013693 | 0.0013585 | 0.00135 | 0.0013428 | 0.0013347 | 0.0013304 | 0.0013185 | 0.0013062 | 0.0012884 | 0.0012884 | 0.0012884
SDG&E | MM Therms | Industrial | Ind - Textiles | ProcHeat | No | Ind ProcHeat - Equipment (Gas - Mid Cost) | 0.0029899 | 0.0029489 | 0.0029257 | 0.0029073 | 0.0028918 | 0.0028744 | 0.0028651 | 0.0028394 | 0.0028129 | 0.0027746 | 0.0027746 | 0.0027746
SDG&E | MM Therms | Industrial | Ind - Textiles | ProcHeat | No | Ind ProcHeat - O&M (Gas - High Cost) | 0.0014051 | 0.0013858 | 0.0013749 | 0.0013663 | 0.001359 | 0.0013508 | 0.0013464 | 0.0013343 | 0.0013219 | 0.0013039 | 0.0013039 | 0.0013039
SDG&E | MM Therms | Industrial | Ind - Textiles | ProcHeat | No | Ind ProcHeat - O&M (Gas - Low Cost) | 0.0026354 | 0.0025992 | 0.0025788 | 0.0025626 | 0.0025489 | 0.0025335 | 0.0025254 | 0.0025027 | 0.0024794 | 0.0024456 | 0.0024456 | 0.0024456
SDG&E | MM Therms | Industrial | Ind - Textiles | ProcHeat | No | Ind ProcHeat - O&M (Gas - Mid Cost) | 0.0030153 | 0.0029739 | 0.0029505 | 0.002932 | 0.0029164 | 0.0028988 | 0.0028894 | 0.0028635 | 0.0028368 | 0.0027981 | 0.0027981 | 0.0027981
SDG&E | MM Therms | Industrial | Ind - Textiles | SHW | No | Ind SHW - Equipment (High Cost) | 0.00021433 | 0.00021139 | 0.00020972 | 0.00020841 | 0.0002073 | 0.00020605 | 0.00020538 | 0.00020354 | 0.00020164 | 0.00019889 | 0.00019889 | 0.00019889
SDG&E | MM Therms | Industrial | Ind - Textiles | SHW | No | Ind SHW - Equipment (Mid Cost) | 0.00025354 | 0.00025005 | 0.00024809 | 0.00024653 | 0.00024522 | 0.00024374 | 0.00024295 | 0.00024077 | 0.00023853 | 0.00023528 | 0.00023528 | 0.00023528
SDG&E | MM Therms | Industrial | Ind - Textiles | SHW | No | Ind SHW - O&M (High Cost) | 0.00083429 | 0.00082283 | 0.00081636 | 0.00081124 | 0.00080692 | 0.00080204 | 0.00079947 | 0.00079229 | 0.00078489 | 0.0007742 | 0.0007742 | 0.0007742
SDG&E | MM Therms | Industrial | Ind - Textiles | SHW | No | Ind SHW - O&M (Low Cost) | 0.0027961 | 0.0027578 | 0.0027361 | 0.0027189 | 0.0027044 | 0.0026881 | 0.0026794 | 0.0026554 | 0.0026306 | 0.0025948 | 0.0025948 | 0.0025948
SDG&E | MM Therms | Industrial | Ind - Textiles | SHW | No | Ind SHW - O&M (Mid Cost) | 0.0013005 | 0.0012826 | 0.0012725 | 0.0012646 | 0.0012578 | 0.0012502 | 0.0012462 | 0.001235 | 0.0012235 | 0.0012068 | 0.0012068 | 0.0012068
SDG&E | MM Therms | Industrial | Ind - Transportation Equipment | HVAC | No | Ind HVAC - Equipment (Gas - High Cost) | 0.01372 | 0.013986 | 0.014235 | 0.014468 | 0.014656 | 0.014801 | 0.014931 | 0.015018 | 0.015098 | 0.015167 | 0.015167 | 0.015167
SDG&E | MM Therms | Industrial | Ind - Transportation Equipment | HVAC | No | Ind HVAC - Equipment (Gas - Low Cost) | 0.00077835 | 0.0007934 | 0.00080756 | 0.00082075 | 0.00083144 | 0.00083966 | 0.00084701 | 0.00085198 | 0.00085649 | 0.00086043 | 0.00086043 | 0.00086043
SDG&E | MM Therms | Industrial | Ind - Transportation Equipment | HVAC | No | Ind HVAC - Equipment (Gas - Mid Cost) | 0.012923 | 0.013173 | 0.013408 | 0.013627 | 0.013805 | 0.013941 | 0.014063 | 0.014146 | 0.01422 | 0.014286 | 0.014286 | 0.014286
SDG&E | MM Therms | Industrial | Ind - Transportation Equipment | HVAC | No | Ind HVAC - O&M (Electric - Low Cost) | 0.0024999 | 0.0025349 | 0.0025581 | 0.0025643 | 0.0025712 | 0.0025731 | 0.0025768 | 0.0025796 | 0.0025814 | 0.0025822 | 0.0025818 | 0.0025818
SDG&E | MM Therms | Industrial | Ind - Transportation Equipment | HVAC | No | Ind HVAC - O&M (Gas - High Cost) | 0.004103 | 0.0041823 | 0.004257 | 0.0043265 | 0.0043829 | 0.0044262 | 0.0044649 | 0.0044911 | 0.0045149 | 0.0045356 | 0.0045356 | 0.0045356
SDG&E | MM Therms | Industrial | Ind - Transportation Equipment | HVAC | No | Ind HVAC - O&M (Gas - Low Cost) | 0.005046 | 0.0051435 | 0.0052353 | 0.0053208 | 0.0053901 | 0.0054434 | 0.0054911 | 0.0055233 | 0.0055525 | 0.005578 | 0.005578 | 0.005578
SDG&E | MM Therms | Industrial | Ind - Transportation Equipment | HVAC | No | Ind HVAC - O&M (Gas - Mid Cost) | 0.014154 | 0.014428 | 0.014685 | 0.014925 | 0.015119 | 0.015269 | 0.015402 | 0.015493 | 0.015575 | 0.015646 | 0.015646 | 0.015646
SDG&E | MM Therms | Industrial | Ind - Transportation Equipment | Lighting | No | Ind Lighting - Equipment (High Cost) | 1.1227e-05 | 1.1384e-05 | 1.1488e-05 | 1.1516e-05 | 1.1547e-05 | 1.1556e-05 | 1.1573e-05 | 1.1585e-05 | 1.1593e-05 | 1.1597e-05 | 1.1595e-05 | 1.1595e-05
SDG&E | MM Therms | Industrial | Ind - Transportation Equipment | Lighting | No | Ind Lighting - Equipment (Low Cost) | 0.0042125 | 0.0042714 | 0.0043105 | 0.0043209 | 0.0043326 | 0.0043359 | 0.004342 | 0.0043467 | 0.0043498 | 0.0043512 | 0.0043504 | 0.0043505
SDG&E | MM Therms | Industrial | Ind - Transportation Equipment | ProcHeat | No | Ind ProcHeat - Equipment (Electric - Low Cost) | 4.4673e-05 | 4.5297e-05 | 4.5712e-05 | 4.5823e-05 | 4.5946e-05 | 4.5982e-05 | 4.6047e-05 | 4.6097e-05 | 4.6129e-05 | 4.6144e-05 | 4.6136e-05 | 4.6136e-05
SDG&E | MM Therms | Industrial | Ind - Transportation Equipment | ProcHeat | No | Ind ProcHeat - Equipment (Gas - High Cost) | 0.017131 | 0.017463 | 0.017774 | 0.018065 | 0.0183 | 0.018481 | 0.018642 | 0.018752 | 0.018851 | 0.018938 | 0.018938 | 0.018938
SDG&E | MM Therms | Industrial | Ind - Transportation Equipment | ProcHeat | No | Ind ProcHeat - Equipment (Gas - Low Cost) | 0.0019613 | 0.0019992 | 0.0020349 | 0.0020681 | 0.0020951 | 0.0021158 | 0.0021343 | 0.0021468 | 0.0021582 | 0.0021681 | 0.0021681 | 0.0021681
SDG&E | MM Therms | Industrial | Ind - Transportation Equipment | ProcHeat | No | Ind ProcHeat - Equipment (Gas - Mid Cost) | 0.057068 | 0.058172 | 0.05921 | 0.060177 | 0.060961 | 0.061563 | 0.062102 | 0.062467 | 0.062797 | 0.063086 | 0.063086 | 0.063086
SDG&E | MM Therms | Industrial | Ind - Transportation Equipment | ProcHeat | No | Ind ProcHeat - O&M (Gas - High Cost) | 0.037154 | 0.037873 | 0.038548 | 0.039178 | 0.039688 | 0.04008 | 0.040431 | 0.040669 | 0.040884 | 0.041072 | 0.041072 | 0.041072
SDG&E | MM Therms | Industrial | Ind - Transportation Equipment | ProcHeat | No | Ind ProcHeat - O&M (Gas - Low Cost) | 0.0047412 | 0.0048329 | 0.0049191 | 0.0049995 | 0.0050646 | 0.0051146 | 0.0051594 | 0.0051897 | 0.0052171 | 0.0052411 | 0.0052411 | 0.0052411
SDG&E | MM Therms | Industrial | Ind - Transportation Equipment | ProcHeat | No | Ind ProcHeat - O&M (Gas - Mid Cost) | 0.075988 | 0.077458 | 0.07884 | 0.080128 | 0.081172 | 0.081974 | 0.082691 | 0.083177 | 0.083617 | 0.084001 | 0.084001 | 0.084001
SDG&E | MM Therms | Industrial | Ind - Transportation Equipment | SHW | No | Ind SHW - Equipment (High Cost) | 0.017228 | 0.017561 | 0.017875 | 0.018167 | 0.018403 | 0.018585 | 0.018748 | 0.018858 | 0.018958 | 0.019045 | 0.019045 | 0.019045
SDG&E | MM Therms | Industrial | Ind - Transportation Equipment | SHW | No | Ind SHW - Equipment (Low Cost) | 0.015464 | 0.015763 | 0.016044 | 0.016307 | 0.016519 | 0.016682 | 0.016828 | 0.016927 | 0.017016 | 0.017095 | 0.017095 | 0.017095
SDG&E | MM Therms | Industrial | Ind - Transportation Equipment | SHW | No | Ind SHW - Equipment (Mid Cost) | 0.0013353 | 0.0013611 | 0.0013854 | 0.001408 | 0.0014264 | 0.0014405 | 0.0014531 | 0.0014616 | 0.0014693 | 0.0014761 | 0.0014761 | 0.0014761
SDG&E | MM Therms | Industrial | Ind - Transportation Equipment | SHW | No | Ind SHW - O&M (High Cost) | 0.0011973 | 0.0012204 | 0.0012422 | 0.0012625 | 0.0012789 | 0.0012916 | 0.0013029 | 0.0013105 | 0.0013174 | 0.0013235 | 0.0013235 | 0.0013235
SDG&E | MM Therms | Industrial | Ind - Transportation Equipment | SHW | No | Ind SHW - O&M (Mid Cost) | 0.018692 | 0.019054 | 0.019394 | 0.019711 | 0.019967 | 0.020165 | 0.020341 | 0.020461 | 0.020569 | 0.020663 | 0.020663 | 0.020663
SDG&E | MM Therms | Industrial | Ind - Transportation Equipment | MachDr | No | Ind MachDr - Equipment (High Cost) | 0.00082823 | 0.0008398 | 0.00084749 | 0.00084954 | 0.00085183 | 0.00085249 | 0.00085369 | 0.00085462 | 0.00085522 | 0.00085549 | 0.00085534 | 0.00085535
SDG&E | MM Therms | Agricultural | Agr - Concentrated Animal Feeding Operation | SHW | No | Ag SHWC - Equipment (High Cost) | 0 | 0.013286 | 0.013341 | 0.013391 | 0.013383 | 0.013383 | 0.013383 | 0.013383 | 0.013383 | 0.013383 | 0.013452 | 0.013522
SDG&E | MM Therms | Agricultural | Agr - Concentrated Animal Feeding Operation | SHW | No | Ag SHWC - Equipment (Low Cost) | 0.016369 | 0.016441 | 0.01651 | 0.016572 | 0.016561 | 0.016561 | 0.016561 | 0.016561 | 0.016561 | 0.016561 | 0.016647 | 0.016734
SDG&E | MM Therms | Agricultural | Agr - Concentrated Animal Feeding Operation | SHW | No | Ag SHWC - Equipment (Mid Cost) | 0.03433 | 0.034481 | 0.034625 | 0.034756 | 0.034734 | 0.034734 | 0.034734 | 0.034734 | 0.034734 | 0.034734 | 0.034914 | 0.035095
SDG&E | MM Therms | Agricultural | Agr - Concentrated Animal Feeding Operation | SHW | No | Ag SHWC - O&M (High Cost) | 0.038557 | 0.038727 | 0.038889 | 0.039036 | 0.03901 | 0.03901 | 0.03901 | 0.03901 | 0.03901 | 0.03901 | 0.039213 | 0.039416
SDG&E | MM Therms | Agricultural | Agr - Concentrated Animal Feeding Operation | SHW | No | Ag SHWC - O&M (Low Cost) | 0.17695 | 0.17773 | 0.17847 | 0.17914 | 0.17903 | 0.17903 | 0.17903 | 0.17903 | 0.17903 | 0.17903 | 0.17996 | 0.18089
SDG&E | MM Therms | Agricultural | Agr - Concentrated Animal Feeding Operation | SHW | No | Ag SHWC - O&M (Mid Cost) | 0.10445 | 0.10491 | 0.10535 | 0.10574 | 0.10567 | 0.10567 | 0.10567 | 0.10567 | 0.10567 | 0.10567 | 0.10622 | 0.10677
SDG&E | MM Therms | Agricultural | Agr - Dairies | MachDr | No | Ag Process Mtr - Equipment (High Cost) | 0.0027624 | 0.0027853 | 0.0028091 | 0.0028382 | 0.0028659 | 0.0028902 | 0.0029085 | 0.0029269 | 0.0029378 | 0.0029399 | 0.0029294 | 0.0029189
SDG&E | MM Therms | Agricultural | Agr - Irrigated Agriculture | MachDr | No | Ag Motor Pmp - Equipment (High Cost) | 0.0027624 | 0.0027853 | 0.0028091 | 0.0028382 | 0.0028659 | 0.0028902 | 0.0029085 | 0.0029269 | 0.0029378 | 0.0029399 | 0.0029294 | 0.0029189
SDG&E | MM Therms | Agricultural | Agr - Post-Harvest Processing | ProcHeat | No | Ag Process Dry - Equipment (High Cost) | 0.036148 | 0.036307 | 0.036459 | 0.036597 | 0.036573 | 0.036573 | 0.036573 | 0.036573 | 0.036573 | 0.036573 | 0.036763 | 0.036954
SDG&E | MM Therms | Agricultural | Agr - Post-Harvest Processing | ProcHeat | No | Ag Process Dry - Equipment (Low Cost) | 0.017096 | 0.017171 | 0.017243 | 0.017308 | 0.017297 | 0.017297 | 0.017297 | 0.017297 | 0.017297 | 0.017297 | 0.017386 | 0.017477
SDG&E | MM Therms | Agricultural | Agr - Post-Harvest Processing | ProcHeat | No | Ag Process Dry - Equipment (Mid Cost) | 0.089989 | 0.090385 | 0.090763 | 0.091106 | 0.091047 | 0.091047 | 0.091047 | 0.091047 | 0.091047 | 0.091047 | 0.091519 | 0.091994
SDG&E | MM Therms | Agricultural | Agr - Post-Harvest Processing | ProcHeat | No | Ag Process Dry - O&M (High Cost) | 0.089061 | 0.089454 | 0.089827 | 0.090167 | 0.090108 | 0.090108 | 0.090108 | 0.090108 | 0.090108 | 0.090108 | 0.090576 | 0.091046
SDG&E | MM Therms | Agricultural | Agr - Post-Harvest Processing | ProcHeat | No | Ag Process Dry - O&M (Low Cost) | 0.043107 | 0.043297 | 0.043478 | 0.043642 | 0.043614 | 0.043614 | 0.043614 | 0.043614 | 0.043614 | 0.043614 | 0.04384 | 0.044068
SDG&E | MM Therms | Agricultural | Agr - Post-Harvest Processing | ProcHeat | No | Ag Process Dry - O&M (Mid Cost) | 0.068509 | 0.06881 | 0.069098 | 0.069359 | 0.069314 | 0.069314 | 0.069314 | 0.069314 | 0.069314 | 0.069314 | 0.069674 | 0.070035
SDG&E | MM Therms | Agricultural | Agr - Post-Harvest Processing | MachDr | No | Ag Process Mtr - Equipment (High Cost) | 0.0027486 | 0.0027713 | 0.0027951 | 0.0028241 | 0.0028516 | 0.0028757 | 0.002894 | 0.0029123 | 0.0029231 | 0.0029252 | 0.0029147 | 0.0029043
SDG&E | MM Therms | Agricultural | Agr - Wineries and Vineyards | HVAC | No | Ag HVAC - Equipment (High Cost) | 0.00020035 | 0.00020123 | 0.00020207 | 0.00020283 | 0.0002027 | 0.0002027 | 0.0002027 | 0.0002027 | 0.0002027 | 0.0002027 | 0.00020375 | 0.00020481

## Cumulative Market Potential
Service Territory | Savings | Sector | Building Type | Use Category | Emerging Tech | Measure | 2013 | 2014 | 2015 | 2016 | 2017 | 2018 | 2019 | 2020 | 2021 | 2022 | 2023 | 2024
PG&E | GWh | Residential | Res - Multi Family | AppPlug | Yes | AppPlug - Clothes Washer (Electric) - Emerging | 0.040437 | 0.092213 | 0.13386 | 0.18473 | 0.24722 | 0.30901 | 0.38116 | 0.46808 | 0.56937 | 0.68554 | 0.81703 | 0.96539
PG&E | GWh | Residential | Res - Multi Family | AppPlug | Yes | AppPlug - Clothes Washer (Gas) - Emerging | -0.01314 | -0.028596 | -0.040513 | -0.054655 | -0.071313 | -0.087197 | -0.1051 | -0.1263 | -0.15059 | -0.17814 | -0.20904 | -0.24374
PG&E | GWh | Residential | Res - Multi Family | AppPlug | Yes | AppPlug - Dishwasher (Electric) - Emerging | 0.0028891 | 0.0072838 | 0.013298 | 0.021086 | 0.0307 | 0.042173 | 0.055348 | 0.070653 | 0.087892 | 0.10698 | 0.12784 | 0.15068
PG&E | GWh | Residential | Res - Multi Family | AppPlug | Yes | AppPlug - HP Clothes Dryer - Emerging | 0 | 0 | 0 | 0 | 0.05806 | 0.18955 | 0.40217 | 0.71195 | 1.1235 | 1.6423 | 2.2737 | 3.0267
PG&E | GWh | Residential | Res - Multi Family | AppPlug | Yes | AppPlug - Smart Strip Home Office - Emerging | 0.26849 | 0.55873 | 0.88276 | 1.2408 | 1.6274 | 2.0371 | 2.4578 | 2.8902 | 3.3242 | 3.7553 | 4.174 | 4.5833
PG&E | GWh | Residential | Res - Multi Family | AppPlug | Yes | AppPlug - Smart Strip Home Theater - Emerging | 0.27577 | 0.57387 | 0.90686 | 1.275 | 1.6726 | 2.0942 | 2.5271 | 2.972 | 3.4185 | 3.862 | 4.2925 | 4.7131
PG&E | GWh | Residential | Res - Multi Family | AppPlug | No | AppPlug - Clothes Washer (Electric) | 0.36733 | 0.74645 | 0.94518 | 1.1477 | 1.3493 | 1.4848 | 1.6182 | 1.7517 | 1.8841 | 2.0153 | 2.1452 | 2.2738
PG&E | GWh | Residential | Res - Multi Family | AppPlug | No | AppPlug - Clothes Washer (Gas) | -0.65673 | -1.327 | -1.6724 | -2.0197 | -2.3683 | -2.6043 | -2.8376 | -3.0732 | -3.3088 | -3.5441 | -3.7788 | -4.0136
PG&E | GWh | Residential | Res - Multi Family | AppPlug | No | AppPlug - Computer Monitor | 0.92638 | 1.8669 | 2.8182 | 3.7802 | 4.7518 | 4.8052 | 4.8486 | 4.8924 | 4.9338 | 4.9732 | 5.0114 | 5.0537
PG&E | GWh | Residential | Res - Multi Family | AppPlug | No | AppPlug - Desktop Computer (Res - ES Plus) | 0 | 0 | 0.13079 | 0.31451 | 0.55482 | 0.85476 | 1.2152 | 1.642 | 2.0039 | 2.3789 | 2.7622 | 3.1503
PG&E | GWh | Residential | Res - Multi Family | AppPlug | No | AppPlug - Desktop Computer (Res - ES) | 0 | 0 | 0 | 0 | 0.26576 | 0.58061 | 0.94423 | 1.3603 | 1.8276 | 2.3446 | 2.6439 | 2.9407
PG&E | GWh | Residential | Res - Multi Family | AppPlug | No | AppPlug - Dishwasher (Electric) | 0.0027272 | 0.0057249 | 0.0089439 | 0.012364 | 0.015955 | 0.019691 | 0.023523 | 0.027501 | 0.031583 | 0.035752 | 0.039996 | 0.044264
PG&E | GWh | Residential | Res - Multi Family | AppPlug | No | AppPlug - Recycle Refrigerator | 0.90377 | 1.9246 | 3.1594 | 4.611 | 6.2688 | 8.1104 | 9.1925 | 10.2476 | 11.113 | 11.721 | 12.0236 | 11.9962
PG&E | GWh | Residential | Res - Multi Family | AppPlug | No | AppPlug - Self-Contained Refrigerator | 0.21146 | 0.49994 | 0.49994 | 0.49994 | 0.49994 | 0.49994 | 0.49994 | 0.49994 | 0.49994 | 0.49994 | 0.49994 | 0.49994
PG&E | GWh | Residential | Res - Multi Family | BldgEnv | No | BldgEnv - Attic Batt Insulation | 0.2248 | 0.45173 | 0.67497 | 0.89169 | 1.0977 | 1.2868 | 1.459 | 1.3903 | 1.3035 | 1.2066 | 1.1039 | 1.0018
PG&E | GWh | Residential | Res - Multi Family | BldgEnv | No | BldgEnv - Wall Spray On Insulation | 0 | 0 | 0 | 0 | 0 | 0 | 0 | 0 | 0 | 0.025403 | 0.048851 | 0.068151
PG&E | GWh | Residential | Res - Multi Family | BldgEnv | No | BldgEnv - Window Film | 0 | 0 | 0 | 0 | 0 | 0 | 0 | 0 | 0 | 0 | 0 | 0.15549
PG&E | GWh | Residential | Res - Multi Family | HVAC | No | HVAC - SEER Rated Split System AC (SEER 15) | 0.0048145 | 0.010267 | 0.013185 | 0.01656 | 0.020361 | 0.024682 | 0.029505 | 0.034808 | 0.040578 | 0.046795 | 0.053437 | 0.06048
PG&E | GWh | Residential | Res - Multi Family | Lighting | Yes | Lighting - LED Lamp (Basic High - Indoor) - Emerging | 0.00092105 | 0.0025768 | 0.0088313 | 0.022422 | 0.044219 | 0.051566 | 0.049866 | 0.084787 | 0.1455 | 0.24323 | 0.38315 | 0.57027
PG&E | GWh | Residential | Res - Multi Family | Lighting | Yes | Lighting - LED Lamp (Basic High - Outdoor) - Emerging | 0.00038952 | 0.000906 | 0.0023119 | 0.0044474 | 0.0087549 | 0.010612 | 0.014818 | 0.023108 | 0.03626 | 0.055062 | 0.079556 | 0.10959
PG&E | GWh | Residential | Res - Multi Family | Lighting | Yes | Lighting - LED Lamp (Basic Low - Indoor) - Emerging | 0.013012 | 0.033254 | 0.086097 | 0.17831 | 0.32634 | 0.36523 | 0.31038 | 0.42288 | 0.58484 | 0.80142 | 1.0694 | 1.3839
PG&E | GWh | Residential | Res - Multi Family | Lighting | Yes | Lighting - LED Lamp (Basic Low - Outdoor) - Emerging | 0.0028926 | 0.0076348 | 0.017609 | 0.033127 | 0.055114 | 0.060771 | 0.070867 | 0.087397 | 0.11067 | 0.14072 | 0.17686 | 0.2182
PG&E | GWh | Residential | Res - Multi Family | Lighting | Yes | Lighting - LED Lamp (Reflector - Indoor) - Emerging | 0.0031857 | 0.019732 | 0.054712 | 0.11738 | 0.21591 | 0.35374 | 0.52825 | 0.73414 | 0.96689 | 1.2272 | 1.5126 | 1.8289
PG&E | GWh | Residential | Res - Multi Family | Lighting | Yes | Lighting - LED Lamp (Reflector - Outdoor) - Emerging | 0 | 4.0058e-05 | 0.00016995 | 0.00058326 | 0.0016638 | 0.0039345 | 0.0079405 | 0.014256 | 0.022991 | 0.034189 | 0.047734 | 0.063487
PG&E | GWh | Residential | Res - Multi Family | Lighting | Yes | Lighting - LED Lamp (Specialty - Indoor) - Emerging | 0.016507 | 0.041161 | 0.10731 | 0.23947 | 0.45487 | 0.73806 | 1.0613 | 1.4275 | 1.8858 | 2.4818 | 3.1687 | 3.9307
PG&E | GWh | Residential | Res - Multi Family | Lighting | Yes | Lighting - LED Lamp (Specialty - Outdoor) - Emerging | 0.00026986 | 0.00074679 | 0.0018277 | 0.0040498 | 0.0082068 | 0.014875 | 0.026349 | 0.045811 | 0.073347 | 0.10952 | 0.15304 | 0.20214
PG&E | GWh | Residential | Res - Multi Family | Lighting | Yes | Lighting - LED Plug-In Indoor Fixture - Emerging | 0.12571 | 0.37277 | 0.61586 | 0.86302 | 1.1133 | 1.1318 | 1.15 | 1.1688 | 1.1893 | 1.2116 | 1.2356 | 1.2614
PG&E | GWh | Residential | Res - Multi Family | Lighting | Yes | Lighting - LED Plug-In Outdoor Fixture - Emerging | 0.0050587 | 0.0075397 | 0.015773 | 0.028256 | 0.048531 | 0.050205 | 0.052621 | 0.051031 | 0.052767 | 0.049951 | 0.043976 | 0.031435
PG&E | GWh | Residential | Res - Multi Family | Lighting | No | Lighting - Compact Fluorescent Fixture (Indoor) | 0.30335 | 0.84691 | 1.3804 | 1.9199 | 2.4621 | 2.4621 | 2.4621 | 2.4621 | 2.4621 | 2.4621 | 2.4621 | 2.4621
PG&E | GWh | Residential | Res - Multi Family | Lighting | No | Lighting - Compact Fluorescent Fixture (Outdoor) | 0.48497 | 1.0996 | 1.6922 | 2.2875 | 2.8769 | 2.8769 | 2.8769 | 2.3919 | 1.7773 | 1.1847 | 0.58943 | 0
PG&E | GWh | Residential | Res - Multi Family | Lighting | No | Lighting - Compact Fluorescent Lamp (Basic High - Indoor) | 3.8672 | 7.5834 | 11.1709 | 14.6542 | 18.0559 | 18.0559 | 14.6542 | 14.6542 | 14.6542 | 14.6542 | 14.6542 | 10.787
PG&E | GWh | Residential | Res - Multi Family | Lighting | No | Lighting - Compact Fluorescent Lamp (Basic High - Outdoor) | 0.7969 | 1.5264 | 2.2601 | 2.9991 | 3.7369 | 2.94 | 2.2104 | 1.4767 | 0.73777 | 0 | 0 | 0
PG&E | GWh | Residential | Res - Multi Family | Lighting | No | Lighting - Compact Fluorescent Lamp (Basic Low - Indoor) | 5.6342 | 11.0604 | 16.5335 | 21.9183 | 27.1251 | 27.1251 | 21.9183 | 21.9183 | 21.9183 | 21.9183 | 21.9183 | 16.2841
PG&E | GWh | Residential | Res - Multi Family | Lighting | No | Lighting - Compact Fluorescent Lamp (Basic Low - Outdoor) | 0.82835 | 1.599 | 2.4294 | 3.2886 | 4.162 | 3.3337 | 2.563 | 1.7326 | 0.87342 | 0 | 0 | 0
PG&E | GWh | Residential | Res - Multi Family | Lighting | No | Lighting - Compact Fluorescent Lamp (Reflector - Indoor) | 0.41843 | 1.0093 | 1.7161 | 2.5375 | 3.4545 | 4.4387 | 5.4525 | 6.4727 | 7.4468 | 8.363 | 9.2103 | 9.9886
PG&E | GWh | Residential | Res - Multi Family | Lighting | No | Lighting - Compact Fluorescent Lamp (Reflector - Outdoor) | 0.064293 | 0.13289 | 0.20378 | 0.27439 | 0.34507 | 0.35105 | 0.35163 | 0.34886 | 0.34468 | 0.33842 | 0.33024 | 0.32083
PG&E | GWh | Residential | Res - Multi Family | Lighting | No | Lighting - Compact Fluorescent Lamp (Specialty - Indoor) | 1.0166 | 2.2784 | 3.8255 | 5.6178 | 7.5783 | 9.5645 | 11.45 | 13.1506 | 14.7956 | 16.3963 | 17.8485 | 18.1496
PG&E | GWh | Residential | Res - Multi Family | Lighting | No | Lighting - Compact Fluorescent Lamp (Specialty - Outdoor) | 0.056273 | 0.13188 | 0.21629 | 0.30934 | 0.40888 | 0.45644 | 0.48177 | 0.49618 | 0.49737 | 0.48656 | 0.46529 | 0.44113
PG&E | GWh | Residential | Res - Multi Family | Lighting | No | Lighting - Halogen Lamp (A-Line) | 0.017203 | 0.037314 | 0.061264 | 0.085065 | 0.10894 | 0.091734 | 0.047752 | 0.023801 | 0 | 0 | 0 | 0
PG&E | GWh | Residential | Res - Multi Family | Lighting | No | Lighting - Halogen Lamp (Reflector) | 0.0023045 | 0.0051333 | 0.008204 | 0.011482 | 0.014851 | 0.015841 | 0.015986 | 0.045274 | 0.075269 | 0.10572 | 0.13659 | 0.16809
PG&E | GWh | Residential | Res - Multi Family | Lighting | No | Lighting - Induction Fixture (Outdoor) | 0.00084356 | 0.001788 | 0.0028156 | 0.003921 | 0.0050936 | 0.006318 | 0.0075748 | 0.0088969 | 0.010263 | 0.011667 | 0.013103 | 0.014575
PG&E | GWh | Residential | Res - Multi Family | Lighting | No | Lighting - Night Light Fixture (LED) | 0.31528 | 0.70543 | 1.1637 | 1.6863 | 2.2664 | 2.894 | 3.5558 | 4.2684 | 5.017 | 5.7947 | 6.5965 | 7.4231
PG&E | GWh | Residential | Res - Multi Family | Lighting | No | Lighting - Plug-In Fixture (Exterior) | 0.22907 | 0.53535 | 0.91646 | 1.3733 | 1.9034 | 1.9034 | 1.9034 | 1.9034 | 1.9034 | 1.9034 | 1.9034 | 1.9034
PG&E | GWh | Residential | Res - Multi Family | Lighting | No | Lighting - Seasonal Lighting | 0.11283 | 0.28735 | 0.52706 | 0.83582 | 1.215 | 1.6627 | 2.1727 | 2.7618 | 3.4195 | 4.1407 | 4.921 | 5.7623
PG&E | GWh | Residential | Res - Multi Family | SHW | No | SHW - EF Rated Instantaneous Water Heater (Electric) | 0.059265 | 0.12411 | 0.19344 | 0.26673 | 0.34326 | 0.42149 | 0.50042 | 0.58154 | 0.66406 | 0.74771 | 0.83235 | 0.9182
PG&E | GWh | Residential | Res - Multi Family | SHW | No | SHW - EF Rated Storage Water Heater (Electric) | 0.097831 | 0.20475 | 0.20475 | 0.20475 | 0.20475 | 0.20475 | 0.20475 | 0.20475 | 0.20475 | 0.20475 | 0.20475 | 0.20475
PG&E | GWh | Residential | Res - Multi Family | WholeBlg | No | WholeBlg - Low Income | 29.8897 | 59.7919 | 73.9811 | 87.2726 | 99.666 | 97.8731 | 105.3145 | 112.0547 | 116.7204 | 119.729 | 120.6031 | 95.9375
PG&E | GWh | Residential | Res - Multi Family | WholeBlg | No | WholeBlg - Res NC ZNE | 0.39004 | 1.6363 | 3.3821 | 5.6945 | 8.8513 | 12.8619 | 17.3104 | 23.3127 | 30.4588 | 38.5184 | 47.0647 | 55.9763
PG&E | GWh | Residential | Res - Single Family | AppPlug | Yes | AppPlug - Clothes Washer (Electric) - Emerging | 0.15576 | 0.34672 | 0.50013 | 0.68913 | 0.91784 | 1.1412 | 1.3985 | 1.7067 | 2.0629 | 2.4681 | 2.9232 | 3.4347
PG&E | GWh | Residential | Res - Single Family | AppPlug | Yes | AppPlug - Clothes Washer (Gas) - Emerging | -0.078338 | -0.17307 | -0.24542 | -0.32889 | -0.42348 | -0.50975 | -0.60249 | -0.70678 | -0.82045 | -0.94579 | -1.0845 | -1.2384
PG&E | GWh | Residential | Res - Single Family | AppPlug | Yes | AppPlug - Dishwasher (Electric) - Emerging | 0.038516 | 0.09423 | 0.16821 | 0.26227 | 0.3771 | 0.51315 | 0.66824 | 0.84862 | 1.0532 | 1.2844 | 1.5427 | 1.8302
PG&E | GWh | Residential | Res - Single Family | AppPlug | Yes | AppPlug - HP Clothes Dryer - Emerging | 0 | 0 | 0 | 0 | 0.50615 | 1.646 | 3.4836 | 6.1637 | 9.7279 | 14.2274 | 19.7088 | 26.2565
PG&E | GWh | Residential | Res - Single Family | AppPlug | Yes | AppPlug - Smart Strip Home Office - Emerging | 1.5253 | 3.1796 | 5.0292 | 7.0764 | 9.2911 | 11.6433 | 14.0632 | 16.5579 | 19.0695 | 21.572 | 24.0102 | 26.4021
PG&E | GWh | Residential | Res - Single Family | AppPlug | Yes | AppPlug - Smart Strip Home Theater - Emerging | 1.5667 | 3.2657 | 5.1665 | 7.2714 | 9.5494 | 11.9695 | 14.4596 | 17.0266 | 19.6107 | 22.1847 | 24.6915 | 27.1497
PG&E | GWh | Residential | Res - Single Family | AppPlug | No | AppPlug - Clothes Washer (Electric) | 1.5412 | 3.1215 | 3.9506 | 4.7967 | 5.6552 | 6.2423 | 6.8279 | 7.4228 | 8.0205 | 8.6194 | 9.2183 | 9.8182
PG&E | GWh | Residential | Res - Single Family | AppPlug | No | AppPlug - Clothes Washer (Gas) | -3.5633 | -7.2102 | -9.1063 | -11.0284 | -12.9715 | -14.2989 | -15.6237 | -16.9746 | -18.3388 | -19.7012 | -21.0521 | -22.3976
PG&E | GWh | Residential | Res - Single Family | AppPlug | No | AppPlug - Computer Monitor | 8.5754 | 17.2714 | 26.0573 | 34.9344 | 43.8934 | 44.3477 | 44.7132 | 45.0916 | 45.4526 | 45.7973 | 46.1324 | 46.5078
PG&E | GWh | Residential | Res - Single Family | AppPlug | No | AppPlug - Desktop Computer (Res - ES Plus) | 0 | 0 | 1.2114 | 2.9401 | 5.225 | 8.0968 | 11.562 | 15.6804 | 19.2356 | 22.9173 | 26.675 | 30.472
PG&E | GWh | Residential | Res - Single Family | AppPlug | No | AppPlug - Desktop Computer (Res - ES) | 0 | 0 | 0 | 0 | 3.4281 | 7.408 | 11.9243 | 17.0152 | 22.6532 | 28.8142 | 32.042 | 35.1918
PG&E | GWh | Residential | Res - Single Family | AppPlug | No | AppPlug - Dishwasher (Electric) | 0.045123 | 0.093248 | 0.14366 | 0.19616 | 0.25041 | 0.30609 | 0.36258 | 0.42075 | 0.47946 | 0.53742 | 0.59455 | 0.65097
PG&E | GWh | Residential | Res - Single Family | AppPlug | No | AppPlug - Recycle Refrigerator | 22.3465 | 47.5881 | 78.1183 | 114.012 | 155.0008 | 200.5355 | 227.2914 | 253.3792 | 274.7769 | 289.8103 | 297.2942 | 296.6151
PG&E | GWh | Residential | Res - Single Family | AppPlug | No | AppPlug - Self-Contained Refrigerator | 5.2662 | 11.3173 | 11.3173 | 11.3173 | 11.3173 | 11.3173 | 11.3173 | 11.3173 | 11.3173 | 11.3173 | 11.3173 | 11.3173
PG&E | GWh | Residential | Res - Single Family | AppPlug | No | AppPlug - Variable Speed Pool Pump | 14.2874 | 30.0466 | 46.8331 | 64.5986 | 74.3181 | 83.3761 | 91.7085 | 99.4104 | 106.2991 | 112.5138 | 118.2019 | 117.5022
PG&E | GWh | Residential | Res - Single Family | BldgEnv | No | BldgEnv - Attic Batt Insulation | 1.4962 | 2.9176 | 4.314 | 5.7623 | 7.2169 | 8.5182 | 9.7346 | 9.4013 | 9.0673 | 8.7156 | 8.2728 | 7.8066
PG&E | GWh | Residential | Res - Single Family | BldgEnv | No | BldgEnv - Wall Spray On Insulation | 0 | 0 | 3.3407 | 6.5414 | 9.2712 | 11.5061 | 13.4119 | 15.1104 | 16.6377 | 14.7165 | 12.8393 | 11.3593
PG&E | GWh | Residential | Res - Single Family | BldgEnv | No | BldgEnv - Window Film | 0 | 0 | 0 | 0 | 0 | 0 | 0 | 0 | 0 | 0 | 0 | 2.0994
PG&E | GWh | Residential | Res - Single Family | HVAC | No | HVAC - Direct Evaporative Cooler | 0 | 0 | 0 | 0 | 2.3342 | 4.9727 | 7.8362 | 10.8526 | 13.971 | 17.1565 | 20.3842 | 23.6368
PG&E | GWh | Residential | Res - Single Family | HVAC | No | HVAC - Repair Duct System | 0 | 0 | 0 | 3.3032 | 6.3194 | 9.045 | 11.4992 | 13.7078 | 15.6968 | 14.1903 | 12.8021 | 11.5577
PG&E | GWh | Residential | Res - Single Family | HVAC | No | HVAC - SEER Rated Split System AC (Recharge) | 0 | 0 | 0 | 0 | 0 | 0 | 0 | 0 | 0 | 0 | 1.1664 | 2.313
PG&E | GWh | Residential | Res - Single Family | HVAC | No | HVAC - SEER Rated Split System AC (SEER 15) | 0.20927 | 0.43244 | 0.53948 | 0.65885 | 0.79639 | 0.94957 | 1.114 | 1.2936 | 1.4852 | 1.6872 | 1.8989 | 2.1206
PG&E | GWh | Residential | Res - Single Family | Lighting | Yes | Lighting - LED Lamp (Basic High - Indoor) - Emerging | 0.0051751 | 0.014534 | 0.055812 | 0.17029 | 0.3518 | 0.40696 | 0.37472 | 0.63371 | 1.103 | 1.8987 | 3.0905 | 4.7482
PG&E | GWh | Residential | Res - Single Family | Lighting | Yes | Lighting - LED Lamp (Basic High - Outdoor) - Emerging | 0.0086007 | 0.024356 | 0.065834 | 0.13505 | 0.24324 | 0.27627 | 0.35313 | 0.51276 | 0.7778 | 1.1708 | 1.6986 | 2.3625
PG&E | GWh | Residential | Res - Single Family | Lighting | Yes | Lighting - LED Lamp (Basic Low - Indoor) - Emerging | 0.12107 | 0.31646 | 0.84826 | 1.7966 | 3.3648 | 3.7894 | 3.2415 | 4.4968 | 6.287 | 8.6571 | 11.5494 | 14.8923
PG&E | GWh | Residential | Res - Single Family | Lighting | Yes | Lighting - LED Lamp (Basic Low - Outdoor) - Emerging | 0.036101 | 0.12001 | 0.30274 | 0.61449 | 1.0863 | 1.1969 | 1.3855 | 1.6979 | 2.1446 | 2.7312 | 3.4467 | 4.2746
PG&E | GWh | Residential | Res - Single Family | Lighting | Yes | Lighting - LED Lamp (Reflector - Indoor) - Emerging | 0.056555 | 0.25093 | 0.67217 | 1.416 | 2.5493 | 4.0675 | 5.9648 | 8.4423 | 11.5476 | 15.3295 | 19.7923 | 25.0702
PG&E | GWh | Residential | Res - Single Family | Lighting | Yes | Lighting - LED Lamp (Reflector - Outdoor) - Emerging | 0.017959 | 0.13582 | 0.35935 | 0.74155 | 1.3087 | 2.0558 | 2.9475 | 4.1526 | 5.7598 | 7.8068 | 10.2912 | 13.188
PG&E | GWh | Residential | Res - Single Family | Lighting | Yes | Lighting - LED Lamp (Specialty - Indoor) - Emerging | 0.12992 | 0.32693 | 0.99658 | 2.56 | 5.5971 | 10.2813 | 16.2617 | 23.2196 | 30.4981 | 38.5411 | 47.3684 | 56.9868
PG&E | GWh | Residential | Res - Single Family | Lighting | Yes | Lighting - LED Lamp (Specialty - Outdoor) - Emerging | 0.0069447 | 0.023726 | 0.067996 | 0.15933 | 0.32685 | 0.59201 | 0.9983 | 1.6406 | 2.545 | 3.7423 | 5.2122 | 6.9175
PG&E | GWh | Residential | Res - Single Family | Lighting | Yes | Lighting - LED Plug-In Indoor Fixture - Emerging | 1.1414 | 3.7221 | 6.271 | 8.868 | 11.5069 | 11.703 | 11.8972 | 12.0978 | 12.3005 | 12.5219 | 12.761 | 13.0185
PG&E | GWh | Residential | Res - Single Family | Lighting | Yes | Lighting - LED Plug-In Outdoor Fixture - Emerging | 0.023562 | 0.037569 | 0.06653 | 0.11147 | 0.18674 | 0.19339 | 0.20362 | 0.21803 | 0.215 | 0.22611 | 0.22807 | 0.21968
PG&E | GWh | Residential | Res - Single Family | Lighting | No | Lighting - Compact Fluorescent Fixture (Indoor) | 2.4947 | 7.3065 | 12.0205 | 16.7891 | 21.5822 | 21.5822 | 21.5822 | 21.5822 | 21.5822 | 21.5822 | 21.5822 | 21.5822
PG&E | GWh | Residential | Res - Single Family | Lighting | No | Lighting - Compact Fluorescent Fixture (Outdoor) | 3.0192 | 6.6212 | 10.1229 | 13.6371 | 17.1168 | 17.1168 | 17.1168 | 17.1168 | 14.0975 | 10.4956 | 6.9939 | 3.4797
PG&E | GWh | Residential | Res - Single Family | Lighting | No | Lighting - Compact Fluorescent Lamp (Basic High - Indoor) | 41.5 | 78.8995 | 114.9427 | 149.7598 | 183.53 | 183.53 | 149.7598 | 149.7598 | 149.7598 | 149.7598 | 149.7598 | 108.2598
PG&E | GWh | Residential | Res - Single Family | Lighting | No | Lighting - Compact Fluorescent Lamp (Basic High - Outdoor) | 18.781 | 38.0956 | 57.7139 | 77.4621 | 97.2468 | 78.4657 | 59.1511 | 39.5329 | 19.7847 | 0 | 0 | 0
PG&E | GWh | Residential | Res - Single Family | Lighting | No | Lighting - Compact Fluorescent Lamp (Basic Low - Indoor) | 47.1623 | 95.8565 | 145.1357 | 193.8384 | 241.0989 | 241.0989 | 193.8384 | 193.8384 | 193.8384 | 193.8384 | 193.8384 | 146.6761
PG&E | GWh | Residential | Res - Single Family | Lighting | No | Lighting - Compact Fluorescent Lamp (Basic Low - Outdoor) | 13.3751 | 27.6122 | 43.2021 | 59.6755 | 76.6533 | 63.2782 | 49.0411 | 33.4512 | 16.9778 | 0 | 0 | 0
PG&E | GWh | Residential | Res - Single Family | Lighting | No | Lighting - Compact Fluorescent Lamp (Reflector - Indoor) | 21.647 | 39.6387 | 59.5579 | 80.461 | 101.6021 | 122.3576 | 141.9395 | 160.232 | 177.2312 | 192.9993 | 207.6168 | 199.6202
PG&E | GWh | Residential | Res - Single Family | Lighting | No | Lighting - Compact Fluorescent Lamp (Reflector - Outdoor) | 5.1179 | 13.5679 | 23.1417 | 33.9767 | 45.7449 | 53.0077 | 57.184 | 59.9199 | 61.1183 | 60.9208 | 59.5825 | 57.4817
PG&E | GWh | Residential | Res - Single Family | Lighting | No | Lighting - Compact Fluorescent Lamp (Specialty - Indoor) | 15.0203 | 31.3371 | 50.7194 | 72.9314 | 97.4841 | 122.9002 | 146.9736 | 168.0738 | 186.0692 | 201.924 | 216.013 | 228.7741
PG&E | GWh | Residential | Res - Single Family | Lighting | No | Lighting - Compact Fluorescent Lamp (Specialty - Outdoor) | 1.9356 | 4.6998 | 7.8061 | 11.2528 | 14.953 | 18.8194 | 20.716 | 21.687 | 22.1732 | 22.1305 | 21.6177 | 20.729
PG&E | GWh | Residential | Res - Single Family | Lighting | No | Lighting - Halogen Lamp (A-Line) | 0.097755 | 0.21209 | 0.34829 | 0.48369 | 0.61956 | 0.52181 | 0.2716 | 0.1354 | 0 | 0 | 0 | 0
PG&E | GWh | Residential | Res - Single Family | Lighting | No | Lighting - Halogen Lamp (Reflector) | 0.013129 | 0.02932 | 0.046948 | 0.065819 | 0.085299 | 0.091744 | 0.093345 | 0.2607 | 0.43215 | 0.60623 | 0.78217 | 0.9618
PG&E | GWh | Residential | Res - Single Family | Lighting | No | Lighting - Night Light Fixture (LED) | 1.7918 | 4.0113 | 6.6194 | 9.596 | 12.9023 | 16.4956 | 20.2859 | 24.375 | 28.6742 | 33.1429 | 37.752 | 42.5064
PG&E | GWh | Residential | Res - Single Family | Lighting | No | Lighting - Plug-In Fixture (Exterior) | 3.9837 | 8.7707 | 14.2532 | 20.3859 | 27.0926 | 27.0926 | 27.0926 | 27.0926 | 27.0926 | 27.0926 | 27.0926 | 27.0926
PG&E | GWh | Residential | Res - Single Family | Lighting | No | Lighting - Seasonal Lighting | 0.93871 | 2.3918 | 4.3887 | 6.9621 | 10.1247 | 13.8768 | 18.1518 | 23.0987 | 28.6272 | 34.6925 | 41.2579 | 48.3397
PG&E | GWh | Residential | Res - Single Family | SHW | No | SHW - EF Rated Instantaneous Water Heater (Electric) | 0.17297 | 0.36102 | 0.5624 | 0.77803 | 1.0074 | 1.2508 | 1.5026 | 1.7758 | 2.065 | 2.3688 | 2.6865 | 3.0205
PG&E | GWh | Residential | Res - Single Family | SHW | No | SHW - EF Rated Storage Water Heater (Electric) | 1.7479 | 3.5547 | 3.5547 | 3.5547 | 3.5547 | 3.5547 | 3.5547 | 3.5547 | 3.5547 | 3.5547 | 3.5547 | 3.5547
PG&E | GWh | Residential | Res - Single Family | WholeBlg | No | WholeBlg - Low Income | 20.6538 | 41.3042 | 51.0973 | 60.2658 | 68.8095 | 67.5503 | 72.6692 | 77.3032 | 80.5079 | 82.5719 | 83.1688 | 66.1275
PG&E | MW | Residential | Res - Multi Family | AppPlug | Yes | AppPlug - Clothes Washer (Electric) - Emerging | 0.0062093 | 0.01416 | 0.020554 | 0.028366 | 0.037961 | 0.04745 | 0.058528 | 0.071875 | 0.087428 | 0.10527 | 0.12546 | 0.14824
PG&E | MW | Residential | Res - Multi Family | AppPlug | Yes | AppPlug - Clothes Washer (Gas) - Emerging | 0.0016572 | 0.0036066 | 0.0051096 | 0.0068932 | 0.0089942 | 0.010998 | 0.013255 | 0.015929 | 0.018993 | 0.022467 | 0.026365 | 0.030741
PG&E | MW | Residential | Res - Multi Family | AppPlug | Yes | AppPlug - Dishwasher (Electric) - Emerging | 0.00026083 | 0.00065758 | 0.0012005 | 0.0019036 | 0.0027716 | 0.0038074 | 0.0049968 | 0.0063785 | 0.0079349 | 0.0096582 | 0.011541 | 0.013603
PG&E | MW | Residential | Res - Multi Family | AppPlug | Yes | AppPlug - HP Clothes Dryer - Emerging | 0 | 0 | 0 | 0 | 0.0089148 | 0.029104 | 0.061751 | 0.10932 | 0.1725 | 0.25217 | 0.34912 | 0.46474
PG&E | MW | Residential | Res - Multi Family | AppPlug | Yes | AppPlug - Smart Strip Home Office - Emerging | 0.03927 | 0.08172 | 0.12911 | 0.18148 | 0.23802 | 0.29794 | 0.35947 | 0.42271 | 0.48619 | 0.54925 | 0.61048 | 0.67035
PG&E | MW | Residential | Res - Multi Family | AppPlug | Yes | AppPlug - Smart Strip Home Theater - Emerging | 0.035991 | 0.074895 | 0.11835 | 0.1664 | 0.21829 | 0.27331 | 0.32981 | 0.38787 | 0.44615 | 0.50402 | 0.5602 | 0.61511
PG&E | MW | Residential | Res - Multi Family | AppPlug | No | AppPlug - Clothes Washer (Electric) | 0.056404 | 0.11462 | 0.14514 | 0.17624 | 0.20719 | 0.228 | 0.24848 | 0.26897 | 0.28931 | 0.30946 | 0.3294 | 0.34915
PG&E | MW | Residential | Res - Multi Family | AppPlug | No | AppPlug - Clothes Washer (Gas) | 0.14361 | 0.29019 | 0.36572 | 0.44168 | 0.5179 | 0.56951 | 0.62054 | 0.67206 | 0.72357 | 0.77502 | 0.82635 | 0.87771
PG&E | MW | Residential | Res - Multi Family | AppPlug | No | AppPlug - Computer Monitor | 0.47983 | 0.96697 | 1.4597 | 1.958 | 2.4613 | 2.4889 | 2.5114 | 2.5341 | 2.5555 | 2.5759 | 2.5957 | 2.6176
PG&E | MW | Residential | Res - Multi Family | AppPlug | No | AppPlug - Desktop Computer (Res - ES Plus) | 0 | 0 | 0.0012094 | 0.0029081 | 0.0051301 | 0.0079036 | 0.011237 | 0.015182 | 0.018529 | 0.021996 | 0.025541 | 0.029129
PG&E | MW | Residential | Res - Multi Family | AppPlug | No | AppPlug - Desktop Computer (Res - ES) | 0 | 0 | 0 | 0 | 0.0024574 | 0.0053687 | 0.0087309 | 0.012579 | 0.016899 | 0.021679 | 0.024447 | 0.027191
PG&E | MW | Residential | Res - Multi Family | AppPlug | No | AppPlug - Dishwasher (Electric) | 0.00024621 | 0.00051684 | 0.00080745 | 0.0011162 | 0.0014404 | 0.0017777 | 0.0021236 | 0.0024828 | 0.0028513 | 0.0032277 | 0.0036108 | 0.0039962
PG&E | MW | Residential | Res - Multi Family | AppPlug | No | AppPlug - Recycle Refrigerator | 0.20634 | 0.43941 | 0.72132 | 1.0528 | 1.4312 | 1.8517 | 2.0987 | 2.3396 | 2.5372 | 2.676 | 2.7451 | 2.7389
PG&E | MW | Residential | Res - Multi Family | AppPlug | No | AppPlug - Self-Contained Refrigerator | 0.048278 | 0.11414 | 0.11414 | 0.11414 | 0.11414 | 0.11414 | 0.11414 | 0.11414 | 0.11414 | 0.11414 | 0.11414 | 0.11414
PG&E | MW | Residential | Res - Multi Family | BldgEnv | No | BldgEnv - Attic Batt Insulation | 0.24964 | 0.50165 | 0.74955 | 0.99023 | 1.2191 | 1.429 | 1.6203 | 1.544 | 1.4476 | 1.3399 | 1.2259 | 1.1125
PG&E | MW | Residential | Res - Multi Family | BldgEnv | No | BldgEnv - Wall Spray On Insulation | 0 | 0 | 0 | 0 | 0 | 0 | 0 | 0 | 0 | 0.066429 | 0.12774 | 0.17821
PG&E | MW | Residential | Res - Multi Family | BldgEnv | No | BldgEnv - Window Film | 0 | 0 | 0 | 0 | 0 | 0 | 0 | 0 | 0 | 0 | 0 | 0.1636
PG&E | MW | Residential | Res - Multi Family | HVAC | No | HVAC - SEER Rated Split System AC (SEER 15) | -0.0029935 | -0.0070797 | -0.0094429 | -0.01243 | -0.016028 | -0.020118 | -0.024684 | -0.029705 | -0.035167 | -0.041053 | -0.047341 | -0.054008
PG&E | MW | Residential | Res - Multi Family | Lighting | Yes | Lighting - LED Lamp (Basic High - Indoor) - Emerging | 0.00011117 | 0.00031063 | 0.0010637 | 0.0026943 | 0.0052916 | 0.0061628 | 0.0059629 | 0.010148 | 0.017447 | 0.029227 | 0.046121 | 0.068733
PG&E | MW | Residential | Res - Multi Family | Lighting | Yes | Lighting - LED Lamp (Basic Low - Indoor) - Emerging | 0.0016153 | 0.0041243 | 0.01067 | 0.022067 | 0.040321 | 0.045107 | 0.038341 | 0.052219 | 0.072217 | 0.098985 | 0.13212 | 0.17103
PG&E | MW | Residential | Res - Multi Family | Lighting | Yes | Lighting - LED Lamp (Reflector - Indoor) - Emerging | 0.00044423 | 0.0027504 | 0.0076232 | 0.016349 | 0.030062 | 0.04924 | 0.073523 | 0.10214 | 0.13448 | 0.17063 | 0.21025 | 0.25417
PG&E | MW | Residential | Res - Multi Family | Lighting | Yes | Lighting - LED Lamp (Specialty - Indoor) - Emerging | 0.0019003 | 0.0047374 | 0.012348 | 0.027547 | 0.052314 | 0.084865 | 0.12199 | 0.16398 | 0.2165 | 0.28484 | 0.36358 | 0.4509
PG&E | MW | Residential | Res - Multi Family | Lighting | Yes | Lighting - LED Plug-In Indoor Fixture - Emerging | 0.011292 | 0.033478 | 0.055308 | 0.077505 | 0.09999 | 0.10165 | 0.10329 | 0.10498 | 0.10683 | 0.10884 | 0.111 | 0.11333
PG&E | MW | Residential | Res - Multi Family | Lighting | No | Lighting - Compact Fluorescent Fixture (Indoor) | 0.027349 | 0.076318 | 0.12439 | 0.173 | 0.22188 | 0.22188 | 0.22188 | 0.22188 | 0.22188 | 0.22188 | 0.22188 | 0.22188
PG&E | MW | Residential | Res - Multi Family | Lighting | No | Lighting - Compact Fluorescent Lamp (Basic High - Indoor) | 0.46884 | 0.91889 | 1.3532 | 1.7747 | 2.1863 | 2.1863 | 1.7747 | 1.7747 | 1.7747 | 1.7747 | 1.7747 | 1.3058
PG&E | MW | Residential | Res - Multi Family | Lighting | No | Lighting - Compact Fluorescent Lamp (Basic Low - Indoor) | 0.69966 | 1.3728 | 2.0515 | 2.7189 | 3.3641 | 3.3641 | 2.7189 | 2.7189 | 2.7189 | 2.7189 | 2.7189 | 2.0193
PG&E | MW | Residential | Res - Multi Family | Lighting | No | Lighting - Compact Fluorescent Lamp (Reflector - Indoor) | 0.05835 | 0.14072 | 0.23922 | 0.35366 | 0.48139 | 0.61849 | 0.75973 | 0.90178 | 1.0374 | 1.1649 | 1.2828 | 1.391
PG&E | MW | Residential | Res - Multi Family | Lighting | No | Lighting - Compact Fluorescent Lamp (Specialty - Indoor) | 0.11701 | 0.26218 | 0.44012 | 0.64622 | 0.87163 | 1.1 | 1.3167 | 1.5121 | 1.701 | 1.8848 | 2.0516 | 2.0858
PG&E | MW | Residential | Res - Multi Family | Lighting | No | Lighting - Halogen Lamp (A-Line) | 0.0023 | 0.0049887 | 0.0081908 | 0.011373 | 0.014564 | 0.012264 | 0.0063842 | 0.0031821 | 0 | 0 | 0 | 0
PG&E | MW | Residential | Res - Multi Family | Lighting | No | Lighting - Halogen Lamp (Reflector) | 0.0003081 | 0.0006863 | 0.0010968 | 0.0015351 | 0.0019856 | 0.0021179 | 0.0021373 | 0.006053 | 0.010063 | 0.014135 | 0.018261 | 0.022473
PG&E | MW | Residential | Res - Multi Family | SHW | No | SHW - EF Rated Instantaneous Water Heater (Electric) | 0.01185 | 0.024815 | 0.038679 | 0.053334 | 0.068636 | 0.084278 | 0.10006 | 0.11628 | 0.13278 | 0.1495 | 0.16643 | 0.18359
PG&E | MW | Residential | Res - Multi Family | SHW | No | SHW - EF Rated Storage Water Heater (Electric) | 0.019552 | 0.040919 | 0.040919 | 0.040919 | 0.040919 | 0.040919 | 0.040919 | 0.040919 | 0.040919 | 0.040919 | 0.040919 | 0.040919
PG&E | MW | Residential | Res - Multi Family | WholeBlg | No | WholeBlg - Low Income | 6.88 | 13.7628 | 17.0289 | 20.0883 | 22.941 | 22.5283 | 24.2412 | 25.7926 | 26.8666 | 27.5591 | 27.7603 | 22.0828
PG&E | MW | Residential | Res - Multi Family | WholeBlg | No | WholeBlg - Res NC ZNE | 0.033519 | 0.14062 | 0.29065 | 0.48938 | 0.76066 | 1.1053 | 1.4876 | 2.0034 | 2.6176 | 3.3102 | 4.0446 | 4.8105
PG&E | MW | Residential | Res - Single Family | AppPlug | Yes | AppPlug - Clothes Washer (Electric) - Emerging | 0.024669 | 0.054912 | 0.079207 | 0.10914 | 0.14536 | 0.18074 | 0.22149 | 0.27029 | 0.32671 | 0.39088 | 0.46296 | 0.54397
PG&E | MW | Residential | Res - Single Family | AppPlug | Yes | AppPlug - Clothes Washer (Gas) - Emerging | 0.004206 | 0.0092922 | 0.013177 | 0.017658 | 0.022737 | 0.027369 | 0.032348 | 0.037948 | 0.044051 | 0.050781 | 0.058229 | 0.066493
PG&E | MW | Residential | Res - Single Family | AppPlug | Yes | AppPlug - Dishwasher (Electric) - Emerging | 0.0032143 | 0.0078639 | 0.014038 | 0.021887 | 0.031471 | 0.042825 | 0.055768 | 0.070821 | 0.087893 | 0.10719 | 0.12874 | 0.15274
PG&E | MW | Residential | Res - Single Family | AppPlug | Yes | AppPlug - HP Clothes Dryer - Emerging | 0 | 0 | 0 | 0 | 0.080163 | 0.26069 | 0.55172 | 0.97619 | 1.5407 | 2.2533 | 3.1214 | 4.1584
PG&E | MW | Residential | Res - Single Family | AppPlug | Yes | AppPlug - Smart Strip Home Office - Emerging | 0.22309 | 0.46504 | 0.73557 | 1.035 | 1.3589 | 1.7029 | 2.0569 | 2.4217 | 2.7891 | 3.1551 | 3.5117 | 3.8615
PG&E | MW | Residential | Res - Single Family | AppPlug | Yes | AppPlug - Smart Strip Home Theater - Emerging | 0.20446 | 0.4262 | 0.67428 | 0.94898 | 1.2463 | 1.5621 | 1.8871 | 2.2221 | 2.5594 | 2.8953 | 3.2224 | 3.5433
PG&E | MW | Residential | Res - Single Family | AppPlug | No | AppPlug - Clothes Washer (Electric) | 0.24408 | 0.49435 | 0.62565 | 0.75964 | 0.8956 | 0.98858 | 1.0813 | 1.1755 | 1.2702 | 1.365 | 1.4599 | 1.5549
PG&E | MW | Residential | Res - Single Family | AppPlug | No | AppPlug - Clothes Washer (Gas) | 0.2958 | 0.59853 | 0.75593 | 0.91549 | 1.0768 | 1.187 | 1.2969 | 1.4091 | 1.5223 | 1.6354 | 1.7476 | 1.8593
PG&E | MW | Residential | Res - Single Family | AppPlug | No | AppPlug - Computer Monitor | 4.4417 | 8.9459 | 13.4967 | 18.0947 | 22.7352 | 22.9704 | 23.1598 | 23.3558 | 23.5428 | 23.7213 | 23.8949 | 24.0893
PG&E | MW | Residential | Res - Single Family | AppPlug | No | AppPlug - Desktop Computer (Res - ES Plus) | 0 | 0 | 0.011201 | 0.027186 | 0.048313 | 0.074867 | 0.10691 | 0.14499 | 0.17786 | 0.21191 | 0.24665 | 0.28176
PG&E | MW | Residential | Res - Single Family | AppPlug | No | AppPlug - Desktop Computer (Res - ES) | 0 | 0 | 0 | 0 | 0.031698 | 0.068499 | 0.11026 | 0.15733 | 0.20946 | 0.26643 | 0.29628 | 0.3254
PG&E | MW | Residential | Res - Single Family | AppPlug | No | AppPlug - Dishwasher (Electric) | 0.0036533 | 0.0075496 | 0.011631 | 0.015882 | 0.020274 | 0.024782 | 0.029356 | 0.034065 | 0.038819 | 0.043511 | 0.048137 | 0.052704
PG&E | MW | Residential | Res - Single Family | AppPlug | No | AppPlug - Recycle Refrigerator | 5.1019 | 10.8649 | 17.8352 | 26.0301 | 35.3883 | 45.7844 | 51.893 | 57.8491 | 62.7344 | 66.1667 | 67.8754 | 67.7204
PG&E | MW | Residential | Res - Single Family | AppPlug | No | AppPlug - Self-Contained Refrigerator | 1.2023 | 2.5839 | 2.5839 | 2.5839 | 2.5839 | 2.5839 | 2.5839 | 2.5839 | 2.5839 | 2.5839 | 2.5839 | 2.5839
PG&E | MW | Residential | Res - Single Family | AppPlug | No | AppPlug - Variable Speed Pool Pump | 4.4913 | 9.4452 | 14.7221 | 20.3068 | 23.2239 | 25.9188 | 28.3757 | 30.6248 | 32.6144 | 34.3902 | 36.0014 | 35.7435
PG&E | MW | Residential | Res - Single Family | BldgEnv | No | BldgEnv - Attic Batt Insulation | 2.3438 | 4.5704 | 6.7578 | 9.0265 | 11.3052 | 13.3437 | 15.2491 | 14.7271 | 14.2038 | 13.6528 | 12.9593 | 12.2289
PG&E | MW | Residential | Res - Single Family | BldgEnv | No | BldgEnv - Wall Spray On Insulation | 0 | 0 | 3.9641 | 7.7623 | 11.0015 | 13.6536 | 15.9151 | 17.9306 | 19.743 | 17.4631 | 15.2355 | 13.4793
PG&E | MW | Residential | Res - Single Family | BldgEnv | No | BldgEnv - Window Film | 0 | 0 | 0 | 0 | 0 | 0 | 0 | 0 | 0 | 0 | 0 | 2.209
PG&E | MW | Residential | Res - Single Family | HVAC | No | HVAC - Direct Evaporative Cooler | 0 | 0 | 0 | 0 | 4.0151 | 8.5537 | 13.4794 | 18.6682 | 24.0323 | 29.5119 | 35.064 | 40.659
PG&E | MW | Residential | Res - Single Family | HVAC | No | HVAC - Repair Duct System | 0 | 0 | 0 | 6.146 | 11.7581 | 16.8296 | 21.396 | 25.5054 | 29.2061 | 26.403 | 23.8202 | 21.5048
PG&E | MW | Residential | Res - Single Family | HVAC | No | HVAC - SEER Rated Split System AC (Recharge) | 0 | 0 | 0 | 0 | 0 | 0 | 0 | 0 | 0 | 0 | 2.5135 | 4.9842
PG&E | MW | Residential | Res - Single Family | HVAC | No | HVAC - SEER Rated Split System AC (SEER 15) | -0.18539 | -0.36484 | -0.44673 | -0.54089 | -0.65779 | -0.79623 | -0.95744 | -1.1312 | -1.3205 | -1.5253 | -1.7453 | -1.9782
PG&E | MW | Residential | Res - Single Family | Lighting | Yes | Lighting - LED Lamp (Basic High - Indoor) - Emerging | 0.00073599 | 0.0020676 | 0.0079416 | 0.024236 | 0.050102 | 0.057974 | 0.053395 | 0.090312 | 0.15715 | 0.27044 | 0.44005 | 0.67592
PG&E | MW | Residential | Res - Single Family | Lighting | Yes | Lighting - LED Lamp (Basic Low - Indoor) - Emerging | 0.017819 | 0.04658 | 0.12487 | 0.26453 | 0.4956 | 0.55817 | 0.47746 | 0.66242 | 0.92614 | 1.2752 | 1.7012 | 2.1935
PG&E | MW | Residential | Res - Single Family | Lighting | Yes | Lighting - LED Lamp (Reflector - Indoor) - Emerging | 0.0084489 | 0.037496 | 0.10046 | 0.21165 | 0.3811 | 0.60813 | 0.89186 | 1.2624 | 1.7269 | 2.2926 | 2.96 | 3.7494
PG&E | MW | Residential | Res - Single Family | Lighting | Yes | Lighting - LED Lamp (Specialty - Indoor) - Emerging | 0.01797 | 0.045225 | 0.13788 | 0.35421 | 0.77447 | 1.4227 | 2.2503 | 3.2134 | 4.2211 | 5.3347 | 6.5569 | 7.8888
PG&E | MW | Residential | Res - Single Family | Lighting | Yes | Lighting - LED Plug-In Indoor Fixture - Emerging | 0.11179 | 0.36457 | 0.61423 | 0.8686 | 1.1271 | 1.1463 | 1.1653 | 1.1849 | 1.2048 | 1.2265 | 1.2499 | 1.2751
PG&E | MW | Residential | Res - Single Family | Lighting | No | Lighting - Compact Fluorescent Fixture (Indoor) | 0.24424 | 0.71541 | 1.177 | 1.6439 | 2.1132 | 2.1132 | 2.1132 | 2.1132 | 2.1132 | 2.1132 | 2.1132 | 2.1132
PG&E | MW | Residential | Res - Single Family | Lighting | No | Lighting - Compact Fluorescent Lamp (Basic High - Indoor) | 5.8999 | 11.2183 | 16.3442 | 21.2962 | 26.0995 | 26.0995 | 21.2962 | 21.2962 | 21.2962 | 21.2962 | 21.2962 | 15.3963
PG&E | MW | Residential | Res - Single Family | Lighting | No | Lighting - Compact Fluorescent Lamp (Basic Low - Indoor) | 6.9404 | 14.1074 | 21.361 | 28.5303 | 35.4877 | 35.4877 | 28.5303 | 28.5303 | 28.5303 | 28.5303 | 28.5303 | 21.5899
PG&E | MW | Residential | Res - Single Family | Lighting | No | Lighting - Compact Fluorescent Lamp (Reflector - Indoor) | 3.2339 | 5.9223 | 8.8989 | 12.0228 | 15.1823 | 18.2844 | 21.2109 | 23.9452 | 26.4862 | 28.8434 | 31.0285 | 29.8353
PG&E | MW | Residential | Res - Single Family | Lighting | No | Lighting - Compact Fluorescent Lamp (Specialty - Indoor) | 2.0775 | 4.3346 | 7.0159 | 10.0887 | 13.4854 | 17.0015 | 20.3319 | 23.2515 | 25.7418 | 27.936 | 29.8859 | 31.6521
PG&E | MW | Residential | Res - Single Family | Lighting | No | Lighting - Halogen Lamp (A-Line) | 0.01307 | 0.028356 | 0.046565 | 0.064668 | 0.082833 | 0.069763 | 0.036312 | 0.018102 | 0 | 0 | 0 | 0
PG&E | MW | Residential | Res - Single Family | Lighting | No | Lighting - Halogen Lamp (Reflector) | 0.0017553 | 0.00392 | 0.0062767 | 0.0087997 | 0.011404 | 0.012266 | 0.01248 | 0.034855 | 0.057777 | 0.08105 | 0.10457 | 0.12859
PG&E | MW | Residential | Res - Single Family | SHW | No | SHW - EF Rated Instantaneous Water Heater (Electric) | 0.033468 | 0.069855 | 0.10882 | 0.15054 | 0.19493 | 0.24202 | 0.29074 | 0.3436 | 0.39956 | 0.45835 | 0.51981 | 0.58444
PG&E | MW | Residential | Res - Single Family | SHW | No | SHW - EF Rated Storage Water Heater (Electric) | 0.33822 | 0.68784 | 0.68784 | 0.68784 | 0.68784 | 0.68784 | 0.68784 | 0.68784 | 0.68784 | 0.68784 | 0.68784 | 0.68784
PG&E | MW | Residential | Res - Single Family | WholeBlg | No | WholeBlg - Low Income | 4.7541 | 9.5074 | 11.7615 | 13.8719 | 15.8385 | 15.5487 | 16.7269 | 17.7936 | 18.5312 | 19.0063 | 19.1437 | 15.2212
PG&E | MM Therms | Residential | Res - Multi Family | AppPlug | Yes | AppPlug - Clothes Washer (Gas) - Emerging | 0.044558 | 0.096972 | 0.13738 | 0.18534 | 0.24183 | 0.29569 | 0.3564 | 0.4283 | 0.51066 | 0.60408 | 0.70887 | 0.82653
PG&E | MM Therms | Residential | Res - Multi Family | AppPlug | Yes | AppPlug - Dishwasher (Gas) - Emerging | 0.0082065 | 0.01976 | 0.034853 | 0.053779 | 0.076591 | 0.10331 | 0.13344 | 0.16815 | 0.20688 | 0.24948 | 0.29672 | 0.34918
PG&E | MM Therms | Residential | Res - Multi Family | AppPlug | No | AppPlug - Clothes Washer (Gas) | 0.96547 | 1.9508 | 2.4586 | 2.9693 | 3.4817 | 3.8286 | 4.1717 | 4.518 | 4.8643 | 5.2102 | 5.5553 | 5.9005
PG&E | MM Therms | Residential | Res - Multi Family | AppPlug | No | AppPlug - Computer Monitor | -0.022516 | -0.045376 | -0.068498 | -0.091881 | -0.1155 | -0.11679 | -0.11785 | -0.11891 | -0.11992 | -0.12088 | -0.12181 | -0.12283
PG&E | MM Therms | Residential | Res - Multi Family | AppPlug | No | AppPlug - Desktop Computer (Res - ES Plus) | 0 | 0 | -0.0035638 | -0.0085695 | -0.015117 | -0.02329 | -0.033112 | -0.044739 | -0.054602 | -0.064818 | -0.075262 | -0.085837
PG&E | MM Therms | Residential | Res - Multi Family | AppPlug | No | AppPlug - Desktop Computer (Res - ES) | 0 | 0 | 0 | 0 | -0.0071832 | -0.015693 | -0.025522 | -0.036769 | -0.049397 | -0.063372 | -0.071461 | -0.079483
PG&E | MM Therms | Residential | Res - Multi Family | AppPlug | No | AppPlug - Dishwasher (Gas) | 0.0074093 | 0.015319 | 0.023619 | 0.032264 | 0.041193 | 0.050348 | 0.059622 | 0.069162 | 0.07887 | 0.088724 | 0.09846 | 0.10808
PG&E | MM Therms | Residential | Res - Multi Family | AppPlug | No | AppPlug - Recycle Refrigerator | -0.0091084 | -0.019397 | -0.031841 | -0.046471 | -0.063178 | -0.081738 | -0.092644 | -0.10328 | -0.112 | -0.11813 | -0.12118 | -0.1209
PG&E | MM Therms | Residential | Res - Multi Family | BldgEnv | No | BldgEnv - Attic Batt Insulation | 0.063296 | 0.12719 | 0.19004 | 0.25107 | 0.30908 | 0.36232 | 0.41081 | 0.39146 | 0.36703 | 0.33973 | 0.31083 | 0.28207
PG&E | MM Therms | Residential | Res - Multi Family | BldgEnv | No | BldgEnv - Wall Spray On Insulation | 0 | 0 | 0 | 0 | 0 | 0 | 0 | 0 | 0 | 0.040724 | 0.078313 | 0.10925
PG&E | MM Therms | Residential | Res - Multi Family | BldgEnv | No | BldgEnv - Window Film | 0 | 0 | 0 | 0 | 0 | 0 | 0 | 0 | 0 | 0 | 0 | -0.0010556
PG&E | MM Therms | Residential | Res - Multi Family | HVAC | Yes | HVAC - Gas Furnace - Emerging | 0 | 0 | 0 | 0.0052736 | 0.017536 | 0.038558 | 0.069626 | 0.11176 | 0.16584 | 0.23263 | 0.31274 | 0.40672
PG&E | MM Therms | Residential | Res - Multi Family | HVAC | No | HVAC - Gas Furnace | 0.016197 | 0.035075 | 0.056936 | 0.083274 | 0.11342 | 0.14713 | 0.184 | 0.22367 | 0.26591 | 0.31049 | 0.35717 | 0.40574
PG&E | MM Therms | Residential | Res - Multi Family | Lighting | Yes | Lighting - LED Lamp (Basic High - Indoor) - Emerging | -1.8081e-05 | -5.0316e-05 | -0.00017183 | -0.00043168 | -0.00083576 | -0.00096895 | -0.00093933 | -0.0016035 | -0.0027752 | -0.0046831 | -0.0074341 | -0.011127
PG&E | MM Therms | Residential | Res - Multi Family | Lighting | Yes | Lighting - LED Lamp (Basic Low - Indoor) - Emerging | -0.00026194 | -0.0006668 | -0.001721 | -0.0035424 | -0.0064378 | -0.0071913 | -0.006117 | -0.008321 | -0.011508 | -0.015786 | -0.021092 | -0.027326
PG&E | MM Therms | Residential | Res - Multi Family | Lighting | Yes | Lighting - LED Lamp (Reflector - Indoor) - Emerging | -6.4598e-05 | -0.00039942 | -0.0011055 | -0.002368 | -0.0043497 | -0.0071188 | -0.010625 | -0.014743 | -0.019388 | -0.024575 | -0.030257 | -0.036547
PG&E | MM Therms | Residential | Res - Multi Family | Lighting | Yes | Lighting - LED Lamp (Specialty - Indoor) - Emerging | -0.00033494 | -0.00083423 | -0.0021722 | -0.0048422 | -0.0091896 | -0.014897 | -0.021393 | -0.028693 | -0.037813 | -0.049692 | -0.063377 | -0.078538
PG&E | MM Therms | Residential | Res - Multi Family | Lighting | Yes | Lighting - LED Plug-In Indoor Fixture - Emerging | -0.0024143 | -0.0071523 | -0.011814 | -0.016556 | -0.021366 | -0.021722 | -0.022076 | -0.02244 | -0.022836 | -0.023271 | -0.02374 | -0.024243
PG&E | MM Therms | Residential | Res - Multi Family | Lighting | No | Lighting - Compact Fluorescent Fixture (Indoor) | -0.0059204 | -0.016495 | -0.026881 | -0.037389 | -0.047963 | -0.047963 | -0.047963 | -0.047963 | -0.047963 | -0.047963 | -0.047963 | -0.047963
PG&E | MM Therms | Residential | Res - Multi Family | Lighting | No | Lighting - Compact Fluorescent Lamp (Basic High - Indoor) | -0.077401 | -0.15144 | -0.22278 | -0.29194 | -0.35945 | -0.35945 | -0.29194 | -0.29194 | -0.29194 | -0.29194 | -0.29194 | -0.21453
PG&E | MM Therms | Residential | Res - Multi Family | Lighting | No | Lighting - Compact Fluorescent Lamp (Basic Low - Indoor) | -0.11359 | -0.22251 | -0.33218 | -0.43988 | -0.54389 | -0.54389 | -0.43988 | -0.43988 | -0.43988 | -0.43988 | -0.43988 | -0.32629
PG&E | MM Therms | Residential | Res - Multi Family | Lighting | No | Lighting - Compact Fluorescent Lamp (Reflector - Indoor) | -0.0084857 | -0.020451 | -0.034747 | -0.051339 | -0.06985 | -0.089713 | -0.11019 | -0.13075 | -0.15035 | -0.16877 | -0.18579 | -0.2014
PG&E | MM Therms | Residential | Res - Multi Family | Lighting | No | Lighting - Compact Fluorescent Lamp (Specialty - Indoor) | -0.020608 | -0.046131 | -0.0774 | -0.11359 | -0.15315 | -0.1932 | -0.23123 | -0.2654 | -0.29844 | -0.33058 | -0.35973 | -0.36553
PG&E | MM Therms | Residential | Res - Multi Family | Lighting | No | Lighting - Halogen Lamp (A-Line) | -0.00045112 | -0.00097849 | -0.0016066 | -0.0022307 | -0.0028567 | -0.0024056 | -0.0012522 | -0.00062414 | 0 | 0 | 0 | 0
PG&E | MM Therms | Residential | Res - Multi Family | Lighting | No | Lighting - Halogen Lamp (Reflector) | -6.0432e-05 | -0.00013461 | -0.00021514 | -0.00030109 | -0.00038945 | -0.00041541 | -0.00041921 | -0.0011872 | -0.0019738 | -0.0027725 | -0.0035818 | -0.004408
PG&E | MM Therms | Residential | Res - Multi Family | Lighting | No | Lighting - Night Light Fixture (LED) | -0.008592 | -0.019224 | -0.031712 | -0.045955 | -0.061764 | -0.078866 | -0.096901 | -0.11632 | -0.13672 | -0.15792 | -0.17977 | -0.20229
PG&E | MM Therms | Residential | Res - Multi Family | SHW | Yes | SHW - EF Rated Storage Water Heater (Gas) - Emerging | 0 | 0 | 0 | 0.024751 | 0.082407 | 0.17756 | 0.31202 | 0.48885 | 0.70796 | 0.97087 | 1.2774 | 1.6285
PG&E | MM Therms | Residential | Res - Multi Family | SHW | No | ProcHeat - Boiler Controls | 0.058857 | 0.12229 | 0.18004 | 0.23751 | 0.29353 | 0.34475 | 0.39198 | 0.43641 | 0.47734 | 0.51583 | 0.55175 | 0.58569
PG&E | MM Therms | Residential | Res - Multi Family | SHW | No | SHW - EF Rated Storage Water Heater (Gas) | 0.0020316 | 0.0060838 | 0.0080839 | 0.011404 | 0.015707 | 0.020842 | 0.026683 | 0.033196 | 0.040287 | 0.047917 | 0.056027 | 0.064584
PG&E | MM Therms | Residential | Res - Multi Family | WholeBlg | No | WholeBlg - Low Income | 1.8249 | 3.6506 | 4.5169 | 5.3284 | 6.0851 | 5.9756 | 6.43 | 6.8415 | 7.1264 | 7.31 | 7.3634 | 5.8575
PG&E | MM Therms | Residential | Res - Multi Family | WholeBlg | No | WholeBlg - Res NC ZNE | 0.005057 | 0.021216 | 0.043851 | 0.073832 | 0.11476 | 0.16676 | 0.22444 | 0.30226 | 0.39491 | 0.49941 | 0.61021 | 0.72575
PG&E | MM Therms | Residential | Res - Single Family | AppPlug | Yes | AppPlug - Clothes Washer (Gas) - Emerging | 0.15717 | 0.34724 | 0.4924 | 0.65987 | 0.84966 | 1.0228 | 1.2088 | 1.4181 | 1.6461 | 1.8976 | 2.176 | 2.4848
PG&E | MM Therms | Residential | Res - Single Family | AppPlug | Yes | AppPlug - Dishwasher (Gas) - Emerging | 0.04933 | 0.11544 | 0.20261 | 0.31537 | 0.45688 | 0.63022 | 0.8339 | 1.0821 | 1.3726 | 1.707 | 2.0855 | 2.5126
PG&E | MM Therms | Residential | Res - Single Family | AppPlug | No | AppPlug - Clothes Washer (Gas) | 3.1028 | 6.2783 | 7.9294 | 9.6031 | 11.295 | 12.4508 | 13.6044 | 14.7807 | 15.9686 | 17.1549 | 18.3312 | 19.5029
PG&E | MM Therms | Residential | Res - Single Family | AppPlug | No | AppPlug - Computer Monitor | -0.20843 | -0.41979 | -0.63334 | -0.84911 | -1.0669 | -1.0779 | -1.0868 | -1.096 | -1.1048 | -1.1131 | -1.1213 | -1.1304
PG&E | MM Therms | Residential | Res - Single Family | AppPlug | No | AppPlug - Desktop Computer (Res - ES Plus) | 0 | 0 | -0.033007 | -0.08011 | -0.14237 | -0.22062 | -0.31504 | -0.42725 | -0.52412 | -0.62444 | -0.72683 | -0.83029
PG&E | MM Therms | Residential | Res - Single Family | AppPlug | No | AppPlug - Desktop Computer (Res - ES) | 0 | 0 | 0 | 0 | -0.092657 | -0.20023 | -0.3223 | -0.4599 | -0.61229 | -0.77882 | -0.86606 | -0.9512
PG&E | MM Therms | Residential | Res - Single Family | AppPlug | No | AppPlug - Dishwasher (Gas) | 0.08201 | 0.1668 | 0.25181 | 0.33703 | 0.42222 | 0.507 | 0.59049 | 0.67433 | 0.75769 | 0.84043 | 0.92241 | 1.0038
PG&E | MM Therms | Residential | Res - Single Family | AppPlug | No | AppPlug - Recycle Refrigerator | -0.22521 | -0.4796 | -0.7873 | -1.149 | -1.5621 | -2.021 | -2.2907 | -2.5536 | -2.7693 | -2.9208 | -2.9962 | -2.9894
PG&E | MM Therms | Residential | Res - Single Family | BldgEnv | No | BldgEnv - Attic Batt Insulation | 0.49442 | 0.96412 | 1.4255 | 1.9041 | 2.3848 | 2.8148 | 3.2168 | 3.1066 | 2.9962 | 2.88 | 2.7337 | 2.5796
PG&E | MM Therms | Residential | Res - Single Family | BldgEnv | No | BldgEnv - Wall Spray On Insulation | 0 | 0 | 1.8388 | 3.6007 | 5.1033 | 6.3335 | 7.3825 | 8.3174 | 9.1581 | 8.1006 | 7.0673 | 6.2526
PG&E | MM Therms | Residential | Res - Single Family | BldgEnv | No | BldgEnv - Window Film | 0 | 0 | 0 | 0 | 0 | 0 | 0 | 0 | 0 | 0 | 0 | -0.014254
PG&E | MM Therms | Residential | Res - Single Family | HVAC | Yes | HVAC - Gas Furnace - Emerging | 0 | 0 | 0 | 0.049279 | 0.16482 | 0.37214 | 0.68657 | 1.1457 | 1.7654 | 2.5644 | 3.5567 | 4.7645
PG&E | MM Therms | Residential | Res - Single Family | HVAC | No | HVAC - Gas Furnace | 0.88679 | 1.8 | 2.7305 | 3.7351 | 4.8094 | 5.9425 | 7.1163 | 8.3409 | 9.5736 | 10.8068 | 12.0331 | 13.2512
PG&E | MM Therms | Residential | Res - Single Family | HVAC | No | HVAC - Repair Duct System | 0 | 0 | 0 | 1.4866 | 2.8441 | 4.0707 | 5.1753 | 6.1693 | 7.0644 | 6.3864 | 5.7616 | 5.2016
PG&E | MM Therms | Residential | Res - Single Family | HVAC | No | HVAC - SEER Rated Split System AC (Recharge) | 0 | 0 | 0 | 0 | 0 | 0 | 0 | 0 | 0 | 0 | 0.04794 | 0.095062
PG&E | MM Therms | Residential | Res - Single Family | Lighting | Yes | Lighting - LED Lamp (Basic High - Indoor) - Emerging | -0.0001282 | -0.00035903 | -0.0013754 | -0.0041876 | -0.0085924 | -0.0099086 | -0.0090986 | -0.015367 | -0.026805 | -0.04631 | -0.075627 | -0.11648
PG&E | MM Therms | Residential | Res - Single Family | Lighting | Yes | Lighting - LED Lamp (Basic Low - Indoor) - Emerging | -0.0030135 | -0.0078669 | -0.021061 | -0.044488 | -0.083076 | -0.093477 | -0.079977 | -0.11086 | -0.15498 | -0.21348 | -0.28493 | -0.36753
PG&E | MM Therms | Residential | Res - Single Family | Lighting | Yes | Lighting - LED Lamp (Reflector - Indoor) - Emerging | -0.0014124 | -0.0062506 | -0.016719 | -0.035174 | -0.063243 | -0.10078 | -0.14766 | -0.20877 | -0.28536 | -0.37867 | -0.48885 | -0.61917
PG&E | MM Therms | Residential | Res - Single Family | Lighting | Yes | Lighting - LED Lamp (Specialty - Indoor) - Emerging | -0.0032419 | -0.0081497 | -0.024812 | -0.063682 | -0.13915 | -0.25547 | -0.40394 | -0.57624 | -0.75617 | -0.95486 | -1.1729 | -1.4103
PG&E | MM Therms | Residential | Res - Single Family | Lighting | Yes | Lighting - LED Plug-In Indoor Fixture - Emerging | -0.02787 | -0.090789 | -0.15293 | -0.21626 | -0.28065 | -0.28544 | -0.29019 | -0.2951 | -0.30006 | -0.30548 | -0.31134 | -0.31766
PG&E | MM Therms | Residential | Res - Single Family | Lighting | No | Lighting - Compact Fluorescent Fixture (Indoor) | -0.061128 | -0.17882 | -0.29415 | -0.41084 | -0.52818 | -0.52818 | -0.52818 | -0.52818 | -0.52818 | -0.52818 | -0.52818 | -0.52818
PG&E | MM Therms | Residential | Res - Single Family | Lighting | No | Lighting - Compact Fluorescent Lamp (Basic High - Indoor) | -1.0319 | -1.9595 | -2.8526 | -3.7145 | -4.5502 | -4.5502 | -3.7145 | -3.7145 | -3.7145 | -3.7145 | -3.7145 | -2.6826
PG&E | MM Therms | Residential | Res - Single Family | Lighting | No | Lighting - Compact Fluorescent Lamp (Basic Low - Indoor) | -1.1747 | -2.3858 | -3.6105 | -4.8198 | -5.9927 | -5.9927 | -4.8198 | -4.8198 | -4.8198 | -4.8198 | -4.8198 | -3.6451
PG&E | MM Therms | Residential | Res - Single Family | Lighting | No | Lighting - Compact Fluorescent Lamp (Reflector - Indoor) | -0.54067 | -0.98894 | -1.485 | -2.0052 | -2.5311 | -3.0472 | -3.5343 | -3.9886 | -4.4106 | -4.8019 | -5.1646 | -4.9625
PG&E | MM Therms | Residential | Res - Single Family | Lighting | No | Lighting - Compact Fluorescent Lamp (Specialty - Indoor) | -0.37502 | -0.78183 | -1.2649 | -1.8183 | -2.43 | -3.063 | -3.6627 | -4.1874 | -4.6343 | -5.0278 | -5.3773 | -5.6937
PG&E | MM Therms | Residential | Res - Single Family | Lighting | No | Lighting - Halogen Lamp (A-Line) | -0.0025635 | -0.0055618 | -0.0091334 | -0.012684 | -0.016247 | -0.013684 | -0.0071223 | -0.0035507 | 0 | 0 | 0 | 0
PG&E | MM Therms | Residential | Res - Single Family | Lighting | No | Lighting - Halogen Lamp (Reflector) | -0.00034428 | -0.00076888 | -0.0012311 | -0.001726 | -0.0022368 | -0.0024058 | -0.0024478 | -0.0068365 | -0.011333 | -0.015897 | -0.020511 | -0.025222
PG&E | MM Therms | Residential | Res - Single Family | Lighting | No | Lighting - Night Light Fixture (LED) | -0.048831 | -0.10932 | -0.18039 | -0.26151 | -0.35161 | -0.44954 | -0.55283 | -0.66427 | -0.78143 | -0.90321 | -1.0288 | -1.1584
PG&E | MM Therms | Residential | Res - Single Family | SHW | Yes | SHW - EF Rated Storage Water Heater (Gas) - Emerging | 0 | 0 | 0 | 0.15564 | 0.52883 | 1.1589 | 2.046 | 3.2654 | 4.8139 | 6.6995 | 8.9182 | 11.4905
PG&E | MM Therms | Residential | Res - Single Family | SHW | No | SHW - EF Rated Storage Water Heater (Gas) | 0.032033 | 0.075883 | 0.097711 | 0.12869 | 0.16745 | 0.21282 | 0.26297 | 0.3195 | 0.38115 | 0.44727 | 0.5172 | 0.59087
PG&E | MM Therms | Residential | Res - Single Family | WholeBlg | No | WholeBlg - Low Income | 1.261 | 2.5218 | 3.1197 | 3.6795 | 4.2012 | 4.1243 | 4.4368 | 4.7197 | 4.9154 | 5.0414 | 5.0779 | 4.0374
SCE | GWh | Residential | Res - Multi Family | AppPlug | Yes | AppPlug - Clothes Washer (Electric) - Emerging | 0.043532 | 0.10168 | 0.15075 | 0.21278 | 0.28969 | 0.36646 | 0.46131 | 0.57215 | 0.70127 | 0.85025 | 1.0195 | 1.2107
SCE | GWh | Residential | Res - Multi Family | AppPlug | Yes | AppPlug - Dishwasher (Electric) - Emerging | 0.011226 | 0.028333 | 0.051768 | 0.0819 | 0.11898 | 0.16319 | 0.2158 | 0.27537 | 0.34227 | 0.41659 | 0.49915 | 0.59052
SCE | GWh | Residential | Res - Multi Family | AppPlug | Yes | AppPlug - HP Clothes Dryer - Emerging | 0 | 0 | 0 | 0 | 0.05754 | 0.18735 | 0.40482 | 0.71237 | 1.1189 | 1.6324 | 2.2576 | 3.0032
SCE | GWh | Residential | Res - Multi Family | AppPlug | Yes | AppPlug - Smart Strip Home Office - Emerging | 0.27498 | 0.57244 | 0.90547 | 1.2741 | 1.6735 | 2.0981 | 2.5399 | 2.9895 | 3.4407 | 3.8877 | 4.3197 | 4.7393
SCE | GWh | Residential | Res - Multi Family | AppPlug | Yes | AppPlug - Smart Strip Home Theater - Emerging | 0.28247 | 0.58803 | 0.93032 | 1.3094 | 1.7203 | 2.1571 | 2.6118 | 3.0744 | 3.5385 | 3.9983 | 4.4422 | 4.8733
SCE | GWh | Residential | Res - Multi Family | AppPlug | No | AppPlug - Clothes Washer (Electric) | 0.40842 | 0.82532 | 1.0413 | 1.2582 | 1.4755 | 1.6225 | 1.7706 | 1.9171 | 2.0626 | 2.207 | 2.35 | 2.4916
SCE | GWh | Residential | Res - Multi Family | AppPlug | No | AppPlug - Computer Monitor | 1.299 | 2.618 | 3.9521 | 5.2984 | 6.6559 | 6.7239 | 6.7887 | 6.8455 | 6.8992 | 6.9519 | 7.0042 | 7.0502
SCE | GWh | Residential | Res - Multi Family | AppPlug | No | AppPlug - Desktop Computer (Res - ES Plus) | 0.024174 | 0.072679 | 0.14806 | 0.25226 | 0.3871 | 0.5539 | 0.74076 | 0.95282 | 1.1962 | 1.4768 | 1.7986 | 2.1671
SCE | GWh | Residential | Res - Multi Family | AppPlug | No | AppPlug - Desktop Computer (Res - ES) | 1.3401 | 2.7493 | 4.217 | 5.7357 | 7.3009 | 8.908 | 9.1894 | 9.3864 | 9.5159 | 9.5875 | 9.605 | 9.5744
SCE | GWh | Residential | Res - Multi Family | AppPlug | No | AppPlug - Dishwasher (Electric) | 0.010388 | 0.021718 | 0.0338 | 0.046505 | 0.05975 | 0.07345 | 0.087705 | 0.10225 | 0.11711 | 0.13227 | 0.14727 | 0.1621
SCE | GWh | Residential | Res - Multi Family | AppPlug | No | AppPlug - Recycle Refrigerator | 2.3314 | 4.9654 | 8.141 | 11.8646 | 16.1082 | 20.8216 | 23.5722 | 26.2595 | 28.486 | 30.0789 | 30.9151 | 30.9216
SCE | GWh | Residential | Res - Multi Family | AppPlug | No | AppPlug - Self-Contained Refrigerator | 1.4711 | 3.0414 | 3.0414 | 3.0414 | 3.0414 | 3.0414 | 3.0414 | 3.0414 | 3.0414 | 3.0414 | 3.0414 | 3.0414
SCE | GWh | Residential | Res - Multi Family | BldgEnv | No | BldgEnv - Attic Batt Insulation | 0 | 0 | 0 | 0 | 0 | 0 | 0 | 0 | 0 | 0 | 0 | 0.36303
SCE | GWh | Residential | Res - Multi Family | HVAC | No | HVAC - Direct Evaporative Cooler | 0 | 0 | 0 | 0 | 0 | 0 | 0 | 0 | 0 | 0 | 0 | 0.030887
SCE | GWh | Residential | Res - Multi Family | HVAC | No | HVAC - SEER Rated Split System AC (Recharge) | 0 | 0 | 0 | 0 | 0 | 0 | 0 | 0.01316 | 0.025045 | 0.035513 | 0.044861 | 0.053274
SCE | GWh | Residential | Res - Multi Family | HVAC | No | HVAC - SEER Rated Split System AC (SEER 15) | 0.008275 | 0.017484 | 0.021713 | 0.025823 | 0.030803 | 0.036407 | 0.04237 | 0.048552 | 0.054858 | 0.061229 | 0.067621 | 0.07401
SCE | GWh | Residential | Res - Multi Family | Lighting | Yes | Lighting - LED Lamp (Basic High - Indoor) - Emerging | 0.0015424 | 0.0050314 | 0.016425 | 0.03819 | 0.073376 | 0.086328 | 0.089459 | 0.152 | 0.25353 | 0.40249 | 0.6002 | 0.84754
SCE | GWh | Residential | Res - Multi Family | Lighting | Yes | Lighting - LED Lamp (Basic High - Outdoor) - Emerging | 0.00033131 | 0.00081075 | 0.0021706 | 0.0044493 | 0.0085613 | 0.010673 | 0.015715 | 0.025241 | 0.040081 | 0.060857 | 0.08752 | 0.11986
SCE | GWh | Residential | Res - Multi Family | Lighting | Yes | Lighting - LED Lamp (Basic Low - Indoor) - Emerging | 0.010722 | 0.029198 | 0.080112 | 0.16992 | 0.30924 | 0.34606 | 0.30016 | 0.4125 | 0.5739 | 0.78817 | 1.053 | 1.3653
SCE | GWh | Residential | Res - Multi Family | Lighting | Yes | Lighting - LED Lamp (Basic Low - Outdoor) - Emerging | 0.002269 | 0.012233 | 0.033047 | 0.068926 | 0.12241 | 0.13444 | 0.15217 | 0.17926 | 0.21694 | 0.26516 | 0.32251 | 0.38727
SCE | GWh | Residential | Res - Multi Family | Lighting | Yes | Lighting - LED Lamp (Reflector - Indoor) - Emerging | 0.0043455 | 0.01852 | 0.047091 | 0.093196 | 0.15715 | 0.24573 | 0.3835 | 0.5799 | 0.83908 | 1.1626 | 1.5481 | 2.0017
SCE | GWh | Residential | Res - Multi Family | Lighting | Yes | Lighting - LED Lamp (Reflector - Outdoor) - Emerging | 0.0003782 | 0.00098548 | 0.0019315 | 0.0033568 | 0.0053908 | 0.0098146 | 0.01639 | 0.024561 | 0.033849 | 0.043941 | 0.054541 | 0.065469
SCE | GWh | Residential | Res - Multi Family | Lighting | Yes | Lighting - LED Lamp (Specialty - Indoor) - Emerging | 0.0018816 | 0.0060258 | 0.020307 | 0.052399 | 0.11514 | 0.2187 | 0.36907 | 0.58534 | 0.88581 | 1.2877 | 1.7915 | 2.3924
SCE | GWh | Residential | Res - Multi Family | Lighting | Yes | Lighting - LED Lamp (Specialty - Outdoor) - Emerging | 0.00018515 | 0.00064003 | 0.0020304 | 0.0050497 | 0.010807 | 0.020072 | 0.034614 | 0.058644 | 0.0942 | 0.14246 | 0.20226 | 0.27154
SCE | GWh | Residential | Res - Multi Family | Lighting | Yes | Lighting - LED Plug-In Indoor Fixture - Emerging | 0.32697 | 0.8173 | 1.3079 | 1.8024 | 2.304 | 2.3452 | 2.392 | 2.4417 | 2.4952 | 2.5524 | 2.6126 | 2.676
SCE | GWh | Residential | Res - Multi Family | Lighting | Yes | Lighting - LED Plug-In Outdoor Fixture - Emerging | 0.0062431 | 0.0089961 | 0.020889 | 0.039593 | 0.068556 | 0.070855 | 0.074132 | 0.072397 | 0.07501 | 0.070026 | 0.059604 | 0.040418
SCE | GWh | Residential | Res - Multi Family | Lighting | No | Lighting - Compact Fluorescent Fixture (Indoor) | 0.72753 | 1.813 | 2.889 | 3.97 | 5.0531 | 5.0531 | 5.0531 | 5.0531 | 5.0531 | 5.0531 | 5.0531 | 5.0531
SCE | GWh | Residential | Res - Multi Family | Lighting | No | Lighting - Compact Fluorescent Fixture (Outdoor) | 0.63993 | 1.3632 | 2.0718 | 2.7789 | 3.4782 | 3.4782 | 3.4782 | 2.8383 | 2.115 | 1.4064 | 0.69932 | 0
SCE | GWh | Residential | Res - Multi Family | Lighting | No | Lighting - Compact Fluorescent Lamp (Basic High - Indoor) | 4.4433 | 9.4548 | 14.2456 | 18.8072 | 23.1609 | 23.1609 | 18.8072 | 18.8072 | 18.8072 | 18.8072 | 18.8072 | 14.3638
SCE | GWh | Residential | Res - Multi Family | Lighting | No | Lighting - Compact Fluorescent Lamp (Basic High - Outdoor) | 1.0152 | 1.8774 | 2.7438 | 3.6095 | 4.4725 | 3.4573 | 2.5951 | 1.7286 | 0.86292 | 0 | 0 | 0
SCE | GWh | Residential | Res - Multi Family | Lighting | No | Lighting - Compact Fluorescent Lamp (Basic Low - Indoor) | 8.5934 | 15.1369 | 21.7212 | 28.0892 | 34.1422 | 34.1422 | 28.0892 | 28.0892 | 28.0892 | 28.0892 | 28.0892 | 19.4958
SCE | GWh | Residential | Res - Multi Family | Lighting | No | Lighting - Compact Fluorescent Lamp (Basic Low - Outdoor) | 0.7763 | 1.7811 | 2.9187 | 4.1699 | 5.4956 | 4.7193 | 3.7146 | 2.5769 | 1.3257 | 0 | 0 | 0
SCE | GWh | Residential | Res - Multi Family | Lighting | No | Lighting - Compact Fluorescent Lamp (Reflector - Indoor) | 3.5462 | 5.5827 | 7.639 | 9.6303 | 11.5178 | 13.2646 | 14.8871 | 16.3848 | 17.7768 | 19.0797 | 20.3026 | 21.4561
SCE | GWh | Residential | Res - Multi Family | Lighting | No | Lighting - Compact Fluorescent Lamp (Reflector - Outdoor) | 0.034581 | 0.069957 | 0.10543 | 0.14092 | 0.17624 | 0.1752 | 0.17168 | 0.16629 | 0.15936 | 0.15125 | 0.14373 | 0.13686
SCE | GWh | Residential | Res - Multi Family | Lighting | No | Lighting - Compact Fluorescent Lamp (Specialty - Indoor) | 1.6728 | 3.5889 | 5.7238 | 8.0013 | 10.3327 | 12.629 | 14.8478 | 16.8732 | 18.7266 | 20.4186 | 21.9582 | 21.6959
SCE | GWh | Residential | Res - Multi Family | Lighting | No | Lighting - Compact Fluorescent Lamp (Specialty - Outdoor) | 0.080064 | 0.18866 | 0.31382 | 0.45456 | 0.60708 | 0.68705 | 0.73961 | 0.76959 | 0.77756 | 0.76471 | 0.73421 | 0.69282
SCE | GWh | Residential | Res - Multi Family | Lighting | No | Lighting - Halogen Lamp (A-Line) | 0.016439 | 0.037736 | 0.061122 | 0.084304 | 0.1073 | 0.090858 | 0.046568 | 0.023182 | 0 | 0 | 0 | 0
SCE | GWh | Residential | Res - Multi Family | Lighting | No | Lighting - Halogen Lamp (Reflector) | 0.0023497 | 0.0053325 | 0.008636 | 0.012051 | 0.04512 | 0.076981 | 0.10972 | 0.14266 | 0.17595 | 0.17991 | 0.18288 | 0.1845
SCE | GWh | Residential | Res - Multi Family | Lighting | No | Lighting - Induction Fixture (Outdoor) | 0.00061183 | 0.0013209 | 0.0021136 | 0.0029786 | 0.0039092 | 0.0048935 | 0.0059494 | 0.0070424 | 0.0081764 | 0.0093509 | 0.01056 | 0.011804
SCE | GWh | Residential | Res - Multi Family | Lighting | No | Lighting - Night Light Fixture (LED) | 0.33121 | 0.75054 | 1.2489 | 1.8167 | 2.447 | 3.129 | 3.8742 | 4.6536 | 5.4681 | 6.3147 | 7.1871 | 8.085
SCE | GWh | Residential | Res - Multi Family | Lighting | No | Lighting - Plug-In Fixture (Exterior) | 0.23478 | 0.55467 | 0.9573 | 1.4393 | 1.9988 | 1.9988 | 1.9988 | 1.9988 | 1.9988 | 1.9988 | 1.9988 | 1.9988
SCE | GWh | Residential | Res - Multi Family | Lighting | No | Lighting - Seasonal Lighting | 0.12184 | 0.31981 | 0.59654 | 0.95235 | 1.3881 | 1.9008 | 2.5042 | 3.178 | 3.9236 | 4.7391 | 5.6179 | 6.5592
SCE | GWh | Residential | Res - Multi Family | SHW | No | SHW - EF Rated Instantaneous Water Heater (Electric) | 0.2407 | 0.49963 | 0.77234 | 1.0557 | 1.3479 | 1.647 | 1.9561 | 2.2687 | 2.5857 | 2.9069 | 3.2312 | 3.5588
SCE | GWh | Residential | Res - Multi Family | SHW | No | SHW - EF Rated Storage Water Heater (Electric) | 0.35478 | 0.74411 | 0.74411 | 0.74411 | 0.74411 | 0.74411 | 0.74411 | 0.74411 | 0.74411 | 0.74411 | 0.74411 | 0.74411
SCE | GWh | Residential | Res - Multi Family | WholeBlg | No | WholeBlg - Low Income | 12.5899 | 24.6944 | 36.3656 | 47.796 | 58.9858 | 64.4467 | 72.5602 | 80.4859 | 85.9803 | 89.4896 | 90.4977 | 79.0235
SCE | GWh | Residential | Res - Multi Family | WholeBlg | No | WholeBlg - Res NC ZNE | 0.42844 | 1.8218 | 3.805 | 6.3467 | 9.7054 | 13.8809 | 19.4892 | 25.8354 | 33.1272 | 41.3948 | 50.1476 | 59.1875
SCE | GWh | Residential | Res - Single Family | AppPlug | Yes | AppPlug - Clothes Washer (Electric) - Emerging | 0.059928 | 0.13221 | 0.18727 | 0.25232 | 0.33248 | 0.41211 | 0.51061 | 0.62496 | 0.75756 | 0.90991 | 1.0821 | 1.2764
SCE | GWh | Residential | Res - Single Family | AppPlug | Yes | AppPlug - Dishwasher (Electric) - Emerging | 0.017093 | 0.041799 | 0.07462 | 0.11599 | 0.16634 | 0.22596 | 0.29699 | 0.3785 | 0.47207 | 0.57849 | 0.6978 | 0.83091
SCE | GWh | Residential | Res - Single Family | AppPlug | Yes | AppPlug - HP Clothes Dryer - Emerging | 0 | 0 | 0 | 0 | 0.50105 | 1.6253 | 3.5084 | 6.1703 | 9.693 | 14.1491 | 19.5825 | 26.0713
SCE | GWh | Residential | Res - Single Family | AppPlug | Yes | AppPlug - Smart Strip Home Office - Emerging | 1.5497 | 3.2319 | 5.1192 | 7.2124 | 9.485 | 11.9072 | 14.4362 | 17.0177 | 19.6173 | 22.203 | 24.7118 | 27.1597
SCE | GWh | Residential | Res - Single Family | AppPlug | Yes | AppPlug - Smart Strip Home Theater - Emerging | 1.5919 | 3.3199 | 5.2596 | 7.412 | 9.7498 | 12.2422 | 14.8445 | 17.5007 | 20.175 | 22.834 | 25.4128 | 27.9278
SCE | GWh | Residential | Res - Single Family | AppPlug | No | AppPlug - Clothes Washer (Electric) | 0.49121 | 1.0322 | 1.2957 | 1.5533 | 1.8178 | 2.0005 | 2.1881 | 2.3767 | 2.5664 | 2.7574 | 2.9487 | 3.1406
SCE | GWh | Residential | Res - Single Family | AppPlug | No | AppPlug - Computer Monitor | 9.069 | 18.3029 | 27.6639 | 37.1276 | 46.6862 | 47.2583 | 47.8028 | 48.2818 | 48.7352 | 49.1762 | 49.6095 | 49.9899
SCE | GWh | Residential | Res - Single Family | AppPlug | No | AppPlug - Desktop Computer (Res - ES Plus) | 0.18253 | 0.57297 | 1.2043 | 2.0998 | 3.2786 | 4.7527 | 6.3807 | 8.1184 | 10.0402 | 12.1792 | 14.5578 | 17.2139
SCE | GWh | Residential | Res - Single Family | AppPlug | No | AppPlug - Desktop Computer (Res - ES) | 8.2132 | 17.1187 | 26.6214 | 36.6449 | 47.1357 | 58.0395 | 61.173 | 63.8849 | 65.9436 | 67.4464 | 68.4404 | 68.989
SCE | GWh | Residential | Res - Single Family | AppPlug | No | AppPlug - Dishwasher (Electric) | 0.019685 | 0.040508 | 0.062182 | 0.08453 | 0.10748 | 0.13092 | 0.15511 | 0.17901 | 0.20257 | 0.22582 | 0.24871 | 0.27127
SCE | GWh | Residential | Res - Single Family | AppPlug | No | AppPlug - Recycle Refrigerator | 21.9732 | 46.7977 | 76.7273 | 111.821 | 151.8159 | 196.238 | 222.1618 | 247.4895 | 268.4738 | 283.486 | 291.3672 | 291.4287
SCE | GWh | Residential | Res - Single Family | AppPlug | No | AppPlug - Self-Contained Refrigerator | 10.0947 | 20.4657 | 20.4657 | 20.4657 | 20.4657 | 20.4657 | 20.4657 | 20.4657 | 20.4657 | 20.4657 | 20.4657 | 20.4657
SCE | GWh | Residential | Res - Single Family | AppPlug | No | AppPlug - Variable Speed Pool Pump | 17.3391 | 36.4711 | 56.5196 | 77.4557 | 88.4517 | 98.4986 | 107.9024 | 116.3374 | 123.8783 | 130.5213 | 136.2968 | 134.3699
SCE | GWh | Residential | Res - Single Family | BldgEnv | No | BldgEnv - Window Film | 0 | 8.2919 | 18.5006 | 28.7106 | 38.6472 | 48.3147 | 57.5491 | 67.4908 | 77.4827 | 88.2201 | 99.0699 | 109.901
SCE | GWh | Residential | Res - Single Family | HVAC | No | HVAC - Direct Evaporative Cooler | 0.43631 | 2.9667 | 5.2356 | 6.8348 | 8.0445 | 8.9898 | 9.748 | 10.3711 | 10.8919 | 11.4111 | 11.9889 | 12.6084
SCE | GWh | Residential | Res - Single Family | HVAC | No | HVAC - Repair Duct System | 0 | 0 | 0 | 6.5767 | 12.9917 | 19.105 | 24.8205 | 30.0821 | 34.8687 | 32.6134 | 30.0826 | 27.4562
SCE | GWh | Residential | Res - Single Family | HVAC | No | HVAC - SEER Rated Split System AC (Recharge) | 0 | 0 | 0 | 0 | 0.29178 | 0.59809 | 0.91354 | 1.2342 | 1.5566 | 1.8777 | 2.1944 | 2.5045
SCE | GWh | Residential | Res - Single Family | HVAC | No | HVAC - SEER Rated Split System AC (SEER 15) | 0.11971 | 0.40842 | 0.53219 | 0.64128 | 0.74173 | 0.83576 | 0.92718 | 1.0012 | 1.0621 | 1.1221 | 1.187 | 1.2554
SCE | GWh | Residential | Res - Single Family | Lighting | Yes | Lighting - LED Lamp (Basic High - Indoor) - Emerging | 0.03686 | 0.10293 | 0.28354 | 0.58358 | 1.0377 | 1.1865 | 1.1383 | 1.7178 | 2.6166 | 3.9206 | 5.6477 | 7.8146
SCE | GWh | Residential | Res - Single Family | Lighting | Yes | Lighting - LED Lamp (Basic High - Outdoor) - Emerging | 0.006074 | 0.015251 | 0.042934 | 0.086203 | 0.15483 | 0.19403 | 0.29131 | 0.47897 | 0.77544 | 1.1947 | 1.7371 | 2.3998
SCE | GWh | Residential | Res - Single Family | Lighting | Yes | Lighting - LED Lamp (Basic Low - Indoor) - Emerging | 0.068722 | 0.22151 | 0.65843 | 1.4991 | 2.8836 | 3.2402 | 2.7318 | 3.7586 | 5.2344 | 7.1977 | 9.6229 | 12.4759
SCE | GWh | Residential | Res - Single Family | Lighting | Yes | Lighting - LED Lamp (Basic Low - Outdoor) - Emerging | 0.016906 | 0.12266 | 0.33479 | 0.69104 | 1.208 | 1.3346 | 1.5707 | 1.9531 | 2.4884 | 3.1714 | 3.9818 | 4.898
SCE | GWh | Residential | Res - Single Family | Lighting | Yes | Lighting - LED Lamp (Reflector - Indoor) - Emerging | 0.06227 | 0.25392 | 0.65856 | 1.3274 | 2.2748 | 3.5478 | 5.4984 | 8.2785 | 11.9555 | 16.5566 | 22.0488 | 28.5268
SCE | GWh | Residential | Res - Single Family | Lighting | Yes | Lighting - LED Lamp (Reflector - Outdoor) - Emerging | 0.014732 | 0.090317 | 0.23647 | 0.47018 | 0.79298 | 1.1978 | 1.8736 | 2.918 | 4.3616 | 6.1924 | 8.3637 | 10.8307
SCE | GWh | Residential | Res - Single Family | Lighting | Yes | Lighting - LED Lamp (Specialty - Indoor) - Emerging | 0.15392 | 0.40732 | 1.0892 | 2.3448 | 4.1436 | 6.4046 | 10.174 | 15.3119 | 21.8066 | 29.8392 | 39.2378 | 49.7772
SCE | GWh | Residential | Res - Single Family | Lighting | Yes | Lighting - LED Lamp (Specialty - Outdoor) - Emerging | 0.0063292 | 0.027746 | 0.090286 | 0.23309 | 0.51123 | 0.96707 | 1.6233 | 2.5442 | 3.8123 | 5.4853 | 7.555 | 9.983
SCE | GWh | Residential | Res - Single Family | Lighting | Yes | Lighting - LED Plug-In Indoor Fixture - Emerging | 0.77334 | 2.1866 | 3.598 | 5.0245 | 6.4683 | 6.5755 | 6.6987 | 6.8315 | 6.9764 | 7.1334 | 7.3009 | 7.4789
SCE | GWh | Residential | Res - Single Family | Lighting | Yes | Lighting - LED Plug-In Outdoor Fixture - Emerging | 0.047274 | 0.0685 | 0.15436 | 0.2926 | 0.51249 | 0.53039 | 0.55636 | 0.58989 | 0.58737 | 0.61845 | 0.59686 | 0.53371
SCE | GWh | Residential | Res - Single Family | Lighting | No | Lighting - Compact Fluorescent Fixture (Indoor) | 1.6894 | 4.3305 | 6.9458 | 9.5722 | 12.2029 | 12.2029 | 12.2029 | 12.2029 | 12.2029 | 12.2029 | 12.2029 | 12.2029
SCE | GWh | Residential | Res - Single Family | Lighting | No | Lighting - Compact Fluorescent Fixture (Outdoor) | 4.8652 | 10.3961 | 15.8068 | 21.2048 | 26.5377 | 26.5377 | 26.5377 | 26.5377 | 21.6724 | 16.1416 | 10.7308 | 5.3328
SCE | GWh | Residential | Res - Single Family | Lighting | No | Lighting - Compact Fluorescent Lamp (Basic High - Indoor) | 39.2073 | 82.4774 | 124.47 | 164.7259 | 203.1699 | 203.1699 | 164.7259 | 164.7259 | 164.7259 | 164.7259 | 164.7259 | 125.5185
SCE | GWh | Residential | Res - Single Family | Lighting | No | Lighting - Compact Fluorescent Lamp (Basic High - Outdoor) | 25.3869 | 45.0727 | 64.9595 | 84.7917 | 104.5881 | 79.2012 | 59.5154 | 39.6287 | 19.7964 | 0 | 0 | 0
SCE | GWh | Residential | Res - Single Family | Lighting | No | Lighting - Compact Fluorescent Lamp (Basic Low - Indoor) | 48.3293 | 101.348 | 155.6982 | 209.4439 | 261.173 | 261.173 | 209.4439 | 209.4439 | 209.4439 | 209.4439 | 209.4439 | 161.1146
SCE | GWh | Residential | Res - Single Family | Lighting | No | Lighting - Compact Fluorescent Lamp (Basic Low - Outdoor) | 11.4147 | 28.2139 | 45.9309 | 64.5116 | 83.4421 | 72.0275 | 55.2283 | 37.5112 | 18.9305 | 0 | 0 | 0
SCE | GWh | Residential | Res - Single Family | Lighting | No | Lighting - Compact Fluorescent Lamp (Reflector - Indoor) | 48.6964 | 75.3919 | 103.184 | 130.3747 | 156.3164 | 180.517 | 202.9179 | 223.5597 | 242.6848 | 260.5246 | 277.2145 | 244.2125
SCE | GWh | Residential | Res - Single Family | Lighting | No | Lighting - Compact Fluorescent Lamp (Reflector - Outdoor) | 7.7771 | 16.7504 | 26.5386 | 36.8579 | 47.4213 | 50.2086 | 51.401 | 51.4151 | 50.4486 | 48.7798 | 46.6558 | 44.5171
SCE | GWh | Residential | Res - Single Family | Lighting | No | Lighting - Compact Fluorescent Lamp (Specialty - Indoor) | 12.4897 | 29.2939 | 49.6785 | 72.8944 | 97.4719 | 121.8013 | 147.6476 | 172.3849 | 195.0141 | 215.4907 | 233.7351 | 249.9859
SCE | GWh | Residential | Res - Single Family | Lighting | No | Lighting - Compact Fluorescent Lamp (Specialty - Outdoor) | 2.0707 | 5.1901 | 8.9337 | 13.338 | 18.3022 | 23.6863 | 27.2838 | 29.7252 | 31.3901 | 32.1274 | 31.9656 | 31.033
SCE | GWh | Residential | Res - Single Family | Lighting | No | Lighting - Halogen Lamp (A-Line) | 0.092659 | 0.21276 | 0.34468 | 0.47549 | 0.60529 | 0.51263 | 0.26273 | 0.13081 | 0 | 0 | 0 | 0
SCE | GWh | Residential | Res - Single Family | Lighting | No | Lighting - Halogen Lamp (Reflector) | 0.013277 | 0.030213 | 0.049023 | 0.068526 | 0.25521 | 0.43551 | 0.6209 | 0.80744 | 0.99604 | 1.0194 | 1.0367 | 1.0464
SCE | GWh | Residential | Res - Single Family | Lighting | No | Lighting - Night Light Fixture (LED) | 1.8672 | 4.2335 | 7.0473 | 10.2549 | 13.8177 | 17.687 | 21.9216 | 26.3538 | 30.9881 | 35.8092 | 40.7794 | 45.8978
SCE | GWh | Residential | Res - Single Family | Lighting | No | Lighting - Plug-In Fixture (Exterior) | 3.9505 | 8.8291 | 14.5201 | 20.9138 | 27.9355 | 27.9355 | 27.9355 | 27.9355 | 27.9355 | 27.9355 | 27.9355 | 27.9355
SCE | GWh | Residential | Res - Single Family | Lighting | No | Lighting - Seasonal Lighting | 0.99079 | 2.6077 | 4.8731 | 7.7908 | 11.3692 | 15.5993 | 20.5891 | 26.1667 | 32.347 | 39.1149 | 46.4145 | 54.2413
SCE | GWh | Residential | Res - Single Family | SHW | No | SHW - EF Rated Instantaneous Water Heater (Electric) | 0.06093 | 0.12725 | 0.19834 | 0.27374 | 0.35343 | 0.4373 | 0.52861 | 0.62343 | 0.72294 | 0.82759 | 0.93699 | 1.0518
SCE | GWh | Residential | Res - Single Family | SHW | No | SHW - EF Rated Storage Water Heater (Electric) | 0.58545 | 1.1933 | 1.1933 | 1.1933 | 1.1933 | 1.1933 | 1.1933 | 1.1933 | 1.1933 | 1.1933 | 1.1933 | 1.1933
SCE | GWh | Residential | Res - Single Family | WholeBlg | No | WholeBlg - Low Income | 8.815 | 17.2851 | 25.4473 | 33.4364 | 41.2527 | 45.0551 | 50.7118 | 56.2343 | 60.0594 | 62.4994 | 63.1972 | 55.1672
SCE | MW | Residential | Res - Multi Family | AppPlug | Yes | AppPlug - Clothes Washer (Electric) - Emerging | 0.0066642 | 0.015567 | 0.023079 | 0.032574 | 0.044348 | 0.056101 | 0.070622 | 0.087591 | 0.10736 | 0.13016 | 0.15607 | 0.18534
SCE | MW | Residential | Res - Multi Family | AppPlug | Yes | AppPlug - Dishwasher (Electric) - Emerging | 0.0010152 | 0.0025621 | 0.0046815 | 0.0074063 | 0.01076 | 0.014758 | 0.019515 | 0.024902 | 0.030952 | 0.037673 | 0.045138 | 0.053402
SCE | MW | Residential | Res - Multi Family | AppPlug | Yes | AppPlug - HP Clothes Dryer - Emerging | 0 | 0 | 0 | 0 | 0.0088101 | 0.028686 | 0.061983 | 0.10907 | 0.17132 | 0.24993 | 0.34567 | 0.45982
SCE | MW | Residential | Res - Multi Family | AppPlug | Yes | AppPlug - Smart Strip Home Office - Emerging | 0.040218 | 0.083724 | 0.13243 | 0.18636 | 0.24477 | 0.30687 | 0.37148 | 0.43724 | 0.50323 | 0.56862 | 0.63179 | 0.69316
SCE | MW | Residential | Res - Multi Family | AppPlug | Yes | AppPlug - Smart Strip Home Theater - Emerging | 0.036865 | 0.076742 | 0.12141 | 0.17089 | 0.22451 | 0.28153 | 0.34086 | 0.40123 | 0.46181 | 0.52181 | 0.57975 | 0.63601
SCE | MW | Residential | Res - Multi Family | AppPlug | No | AppPlug - Clothes Washer (Electric) | 0.062524 | 0.12635 | 0.15941 | 0.19261 | 0.22588 | 0.24839 | 0.27106 | 0.29349 | 0.31576 | 0.33786 | 0.35975 | 0.38144
SCE | MW | Residential | Res - Multi Family | AppPlug | No | AppPlug - Computer Monitor | 0.67283 | 1.356 | 2.047 | 2.7444 | 3.4475 | 3.4827 | 3.5163 | 3.5457 | 3.5735 | 3.6008 | 3.6279 | 3.6517
SCE | MW | Residential | Res - Multi Family | AppPlug | No | AppPlug - Desktop Computer (Res - ES Plus) | 0.00032753 | 0.00098471 | 0.002006 | 0.0034178 | 0.0052447 | 0.0075046 | 0.010036 | 0.012909 | 0.016207 | 0.020008 | 0.024368 | 0.029361
SCE | MW | Residential | Res - Multi Family | AppPlug | No | AppPlug - Desktop Computer (Res - ES) | 0.018157 | 0.03725 | 0.057135 | 0.077712 | 0.098919 | 0.12069 | 0.1245 | 0.12717 | 0.12893 | 0.1299 | 0.13014 | 0.12972
SCE | MW | Residential | Res - Multi Family | AppPlug | No | AppPlug - Dishwasher (Electric) | 0.00093937 | 0.001964 | 0.0030566 | 0.0042055 | 0.0054032 | 0.0066421 | 0.0079313 | 0.0092469 | 0.010591 | 0.011962 | 0.013318 | 0.014659
SCE | MW | Residential | Res - Multi Family | AppPlug | No | AppPlug - Recycle Refrigerator | 0.53229 | 1.1337 | 1.8587 | 2.7088 | 3.6777 | 4.7538 | 5.3818 | 5.9953 | 6.5037 | 6.8673 | 7.0582 | 7.0597
SCE | MW | Residential | Res - Multi Family | AppPlug | No | AppPlug - Self-Contained Refrigerator | 0.33587 | 0.69438 | 0.69438 | 0.69438 | 0.69438 | 0.69438 | 0.69438 | 0.69438 | 0.69438 | 0.69438 | 0.69438 | 0.69438
SCE | MW | Residential | Res - Multi Family | BldgEnv | No | BldgEnv - Attic Batt Insulation | 0 | 0 | 0 | 0 | 0 | 0 | 0 | 0 | 0 | 0 | 0 | 0.29684
SCE | MW | Residential | Res - Multi Family | HVAC | No | HVAC - Direct Evaporative Cooler | 0 | 0 | 0 | 0 | 0 | 0 | 0 | 0 | 0 | 0 | 0 | -0.0068637
SCE | MW | Residential | Res - Multi Family | HVAC | No | HVAC - SEER Rated Split System AC (Recharge) | 0 | 0 | 0 | 0 | 0 | 0 | 0 | 0.014129 | 0.026889 | 0.038128 | 0.048165 | 0.057197
SCE | MW | Residential | Res - Multi Family | HVAC | No | HVAC - SEER Rated Split System AC (SEER 15) | -0.0084359 | -0.017824 | -0.022135 | -0.026325 | -0.031402 | -0.037114 | -0.043194 | -0.049496 | -0.055925 | -0.062419 | -0.068936 | -0.075449
SCE | MW | Residential | Res - Multi Family | Lighting | Yes | Lighting - LED Lamp (Basic High - Indoor) - Emerging | 0.0001863 | 0.00060779 | 0.0019845 | 0.004616 | 0.008874 | 0.010442 | 0.01082 | 0.018381 | 0.030651 | 0.048651 | 0.072538 | 0.10242
SCE | MW | Residential | Res - Multi Family | Lighting | Yes | Lighting - LED Lamp (Basic Low - Indoor) - Emerging | 0.0013235 | 0.0036052 | 0.0098939 | 0.020991 | 0.038214 | 0.042767 | 0.037096 | 0.05098 | 0.070924 | 0.097398 | 0.13012 | 0.1687
SCE | MW | Residential | Res - Multi Family | Lighting | Yes | Lighting - LED Lamp (Reflector - Indoor) - Emerging | 0.00060144 | 0.0025646 | 0.0065227 | 0.012912 | 0.021778 | 0.034058 | 0.053158 | 0.080379 | 0.11629 | 0.16112 | 0.21453 | 0.27738
SCE | MW | Residential | Res - Multi Family | Lighting | Yes | Lighting - LED Lamp (Specialty - Indoor) - Emerging | 0.000215 | 0.00068861 | 0.0023208 | 0.0059893 | 0.013163 | 0.025004 | 0.042205 | 0.066942 | 0.10131 | 0.14727 | 0.20488 | 0.2736
SCE | MW | Residential | Res - Multi Family | Lighting | Yes | Lighting - LED Plug-In Indoor Fixture - Emerging | 0.029584 | 0.073955 | 0.11835 | 0.16309 | 0.20848 | 0.2122 | 0.21644 | 0.22094 | 0.22577 | 0.23095 | 0.23639 | 0.24212
SCE | MW | Residential | Res - Multi Family | Lighting | No | Lighting - Compact Fluorescent Fixture (Indoor) | 0.065783 | 0.16395 | 0.26126 | 0.35901 | 0.45695 | 0.45695 | 0.45695 | 0.45695 | 0.45695 | 0.45695 | 0.45695 | 0.45695
SCE | MW | Residential | Res - Multi Family | Lighting | No | Lighting - Compact Fluorescent Lamp (Basic High - Indoor) | 0.53658 | 1.1418 | 1.7205 | 2.2714 | 2.7973 | 2.7973 | 2.2714 | 2.2714 | 2.2714 | 2.2714 | 2.2714 | 1.7349
SCE | MW | Residential | Res - Multi Family | Lighting | No | Lighting - Compact Fluorescent Lamp (Basic Low - Indoor) | 1.0607 | 1.8687 | 2.6817 | 3.4681 | 4.2156 | 4.2156 | 3.4681 | 3.4681 | 3.4681 | 3.4681 | 3.4681 | 2.4074
SCE | MW | Residential | Res - Multi Family | Lighting | No | Lighting - Compact Fluorescent Lamp (Reflector - Indoor) | 0.49081 | 0.77278 | 1.0575 | 1.3333 | 1.5947 | 1.8366 | 2.0613 | 2.2688 | 2.4616 | 2.642 | 2.8114 | 2.9712
SCE | MW | Residential | Res - Multi Family | Lighting | No | Lighting - Compact Fluorescent Lamp (Specialty - Indoor) | 0.19114 | 0.41009 | 0.65407 | 0.91436 | 1.1808 | 1.4432 | 1.6969 | 1.9284 | 2.1402 | 2.3336 | 2.5097 | 2.4798
SCE | MW | Residential | Res - Multi Family | Lighting | No | Lighting - Halogen Lamp (A-Line) | 0.0021978 | 0.0050451 | 0.0081717 | 0.011271 | 0.014345 | 0.012147 | 0.006226 | 0.0030994 | 0 | 0 | 0 | 0
SCE | MW | Residential | Res - Multi Family | Lighting | No | Lighting - Halogen Lamp (Reflector) | 0.00031414 | 0.00071293 | 0.0011546 | 0.0016112 | 0.0060324 | 0.010292 | 0.014669 | 0.019073 | 0.023524 | 0.024053 | 0.02445 | 0.024667
SCE | MW | Residential | Res - Multi Family | Lighting | No | Lighting - Induction Fixture (Outdoor) | 0.00013969 | 0.00030157 | 0.00048255 | 0.00068005 | 0.00089251 | 0.0011172 | 0.0013583 | 0.0016079 | 0.0018668 | 0.0021349 | 0.0024109 | 0.002695
SCE | MW | Residential | Res - Multi Family | SHW | No | SHW - EF Rated Instantaneous Water Heater (Electric) | 0.049569 | 0.10289 | 0.15905 | 0.2174 | 0.27758 | 0.33918 | 0.40284 | 0.46721 | 0.53249 | 0.59863 | 0.66541 | 0.73289
SCE | MW | Residential | Res - Multi Family | SHW | No | SHW - EF Rated Storage Water Heater (Electric) | 0.073035 | 0.15318 | 0.15318 | 0.15318 | 0.15318 | 0.15318 | 0.15318 | 0.15318 | 0.15318 | 0.15318 | 0.15318 | 0.15318
SCE | MW | Residential | Res - Multi Family | WholeBlg | No | WholeBlg - Low Income | 3.5216 | 6.9075 | 10.1722 | 13.3695 | 16.4995 | 18.027 | 20.2966 | 22.5135 | 24.0504 | 25.0321 | 25.314 | 22.1045
SCE | MW | Residential | Res - Multi Family | WholeBlg | No | WholeBlg - Res NC ZNE | 0.055942 | 0.23788 | 0.49683 | 0.8287 | 1.2672 | 1.8124 | 2.5447 | 3.3733 | 4.3254 | 5.405 | 6.5478 | 7.7282
SCE | MW | Residential | Res - Single Family | AppPlug | Yes | AppPlug - Clothes Washer (Electric) - Emerging | 0.0093907 | 0.020718 | 0.029345 | 0.039538 | 0.052099 | 0.064577 | 0.080012 | 0.097931 | 0.11871 | 0.14258 | 0.16957 | 0.20001
SCE | MW | Residential | Res - Single Family | AppPlug | Yes | AppPlug - Dishwasher (Electric) - Emerging | 0.001559 | 0.0038124 | 0.0068059 | 0.010579 | 0.015172 | 0.02061 | 0.027088 | 0.034522 | 0.043056 | 0.052763 | 0.063644 | 0.075785
SCE | MW | Residential | Res - Single Family | AppPlug | Yes | AppPlug - HP Clothes Dryer - Emerging | 0 | 0 | 0 | 0 | 0.078495 | 0.25463 | 0.54963 | 0.96666 | 1.5185 | 2.2166 | 3.0678 | 4.0844
SCE | MW | Residential | Res - Single Family | AppPlug | Yes | AppPlug - Smart Strip Home Office - Emerging | 0.22665 | 0.4727 | 0.74873 | 1.0549 | 1.3873 | 1.7415 | 2.1114 | 2.489 | 2.8692 | 3.2474 | 3.6143 | 3.9724
SCE | MW | Residential | Res - Single Family | AppPlug | Yes | AppPlug - Smart Strip Home Theater - Emerging | 0.20776 | 0.43328 | 0.68643 | 0.96733 | 1.2724 | 1.5977 | 1.9373 | 2.284 | 2.633 | 2.98 | 3.3166 | 3.6448
SCE | MW | Residential | Res - Single Family | AppPlug | No | AppPlug - Clothes Washer (Electric) | 0.076964 | 0.16172 | 0.20301 | 0.24337 | 0.28482 | 0.31343 | 0.34284 | 0.37238 | 0.40211 | 0.43202 | 0.46201 | 0.49207
SCE | MW | Residential | Res - Single Family | AppPlug | No | AppPlug - Computer Monitor | 4.6974 | 9.4802 | 14.3289 | 19.2307 | 24.1817 | 24.4781 | 24.7601 | 25.0082 | 25.2431 | 25.4715 | 25.6959 | 25.8929
SCE | MW | Residential | Res - Single Family | AppPlug | No | AppPlug - Desktop Computer (Res - ES Plus) | 0.002473 | 0.0077631 | 0.016317 | 0.028449 | 0.04442 | 0.064393 | 0.086451 | 0.10999 | 0.13603 | 0.16501 | 0.19724 | 0.23323
SCE | MW | Residential | Res - Single Family | AppPlug | No | AppPlug - Desktop Computer (Res - ES) | 0.11128 | 0.23194 | 0.36069 | 0.49649 | 0.63863 | 0.78636 | 0.82882 | 0.86556 | 0.89345 | 0.91381 | 0.92728 | 0.93471
SCE | MW | Residential | Res - Single Family | AppPlug | No | AppPlug - Dishwasher (Electric) | 0.001782 | 0.003667 | 0.005629 | 0.0076521 | 0.0097293 | 0.011852 | 0.014041 | 0.016205 | 0.018338 | 0.020442 | 0.022514 | 0.024557
SCE | MW | Residential | Res - Single Family | AppPlug | No | AppPlug - Recycle Refrigerator | 5.0167 | 10.6844 | 17.5177 | 25.5299 | 34.6612 | 44.8032 | 50.7219 | 56.5044 | 61.2954 | 64.7228 | 66.5222 | 66.5362
SCE | MW | Residential | Res - Single Family | AppPlug | No | AppPlug - Self-Contained Refrigerator | 2.3047 | 4.6725 | 4.6725 | 4.6725 | 4.6725 | 4.6725 | 4.6725 | 4.6725 | 4.6725 | 4.6725 | 4.6725 | 4.6725
SCE | MW | Residential | Res - Single Family | AppPlug | No | AppPlug - Variable Speed Pool Pump | 5.4506 | 11.4648 | 17.7671 | 24.3485 | 27.6373 | 30.6104 | 33.3725 | 35.8215 | 37.9863 | 39.8677 | 41.4774 | 40.838
SCE | MW | Residential | Res - Single Family | BldgEnv | No | BldgEnv - Window Film | 0 | 6.3256 | 14.1135 | 21.9023 | 29.4826 | 36.8575 | 43.9021 | 51.4863 | 59.1087 | 67.2999 | 75.5768 | 83.8395
SCE | MW | Residential | Res - Single Family | HVAC | No | HVAC - Direct Evaporative Cooler | 0.19833 | 1.3485 | 2.3798 | 3.1068 | 3.6566 | 4.0863 | 4.431 | 4.7142 | 4.9509 | 5.1869 | 5.4495 | 5.7312
SCE | MW | Residential | Res - Single Family | HVAC | No | HVAC - Repair Duct System | 0 | 0 | 0 | 10.1303 | 20.0114 | 29.4279 | 38.2316 | 46.3363 | 53.7092 | 50.2353 | 46.337 | 42.2916
SCE | MW | Residential | Res - Single Family | HVAC | No | HVAC - SEER Rated Split System AC (Recharge) | 0 | 0 | 0 | 0 | 0.42305 | 0.86716 | 1.3245 | 1.7894 | 2.2569 | 2.7224 | 3.1817 | 3.6313
SCE | MW | Residential | Res - Single Family | HVAC | No | HVAC - SEER Rated Split System AC (SEER 15) | -0.14565 | -0.27127 | -0.3213 | -0.40236 | -0.50061 | -0.60914 | -0.72128 | -0.81612 | -0.89552 | -0.97408 | -1.0624 | -1.1572
SCE | MW | Residential | Res - Single Family | Lighting | Yes | Lighting - LED Lamp (Basic High - Indoor) - Emerging | 0.0052209 | 0.01458 | 0.040176 | 0.082733 | 0.1472 | 0.16833 | 0.16149 | 0.24368 | 0.37111 | 0.55592 | 0.80067 | 1.1077
SCE | MW | Residential | Res - Single Family | Lighting | Yes | Lighting - LED Lamp (Basic Low - Indoor) - Emerging | 0.010071 | 0.032466 | 0.09652 | 0.2198 | 0.42294 | 0.47529 | 0.40078 | 0.55147 | 0.76801 | 1.056 | 1.4118 | 1.8303
SCE | MW | Residential | Res - Single Family | Lighting | Yes | Lighting - LED Lamp (Reflector - Indoor) - Emerging | 0.0092622 | 0.037792 | 0.098045 | 0.19768 | 0.33886 | 0.52861 | 0.81938 | 1.2336 | 1.7815 | 2.4669 | 3.285 | 4.25
SCE | MW | Residential | Res - Single Family | Lighting | Yes | Lighting - LED Lamp (Specialty - Indoor) - Emerging | 0.021198 | 0.056098 | 0.15002 | 0.32298 | 0.57081 | 0.88239 | 1.402 | 2.1102 | 3.0055 | 4.1129 | 5.4086 | 6.8617
SCE | MW | Residential | Res - Single Family | Lighting | Yes | Lighting - LED Plug-In Indoor Fixture - Emerging | 0.075453 | 0.21337 | 0.35112 | 0.49032 | 0.6312 | 0.64166 | 0.65368 | 0.66664 | 0.68076 | 0.69608 | 0.71241 | 0.72977
SCE | MW | Residential | Res - Single Family | Lighting | No | Lighting - Compact Fluorescent Fixture (Indoor) | 0.16476 | 0.4224 | 0.67754 | 0.93372 | 1.1903 | 1.1903 | 1.1903 | 1.1903 | 1.1903 | 1.1903 | 1.1903 | 1.1903
SCE | MW | Residential | Res - Single Family | Lighting | No | Lighting - Compact Fluorescent Lamp (Basic High - Indoor) | 5.5511 | 11.6781 | 17.6251 | 23.3265 | 28.7716 | 28.7716 | 23.3265 | 23.3265 | 23.3265 | 23.3265 | 23.3265 | 17.7755
SCE | MW | Residential | Res - Single Family | Lighting | No | Lighting - Compact Fluorescent Lamp (Basic Low - Indoor) | 7.0819 | 14.8523 | 22.8187 | 30.697 | 38.2803 | 38.2803 | 30.697 | 30.697 | 30.697 | 30.697 | 30.697 | 23.6151
SCE | MW | Residential | Res - Single Family | Lighting | No | Lighting - Compact Fluorescent Lamp (Reflector - Indoor) | 7.2432 | 11.2162 | 15.3527 | 19.3999 | 23.2616 | 26.8642 | 30.1996 | 33.273 | 36.1206 | 38.7768 | 41.2618 | 36.3555
SCE | MW | Residential | Res - Single Family | Lighting | No | Lighting - Compact Fluorescent Lamp (Specialty - Indoor) | 1.7201 | 4.0346 | 6.8425 | 10.0405 | 13.4263 | 16.7781 | 20.3392 | 23.7474 | 26.8654 | 29.6871 | 32.2012 | 34.4409
SCE | MW | Residential | Res - Single Family | Lighting | No | Lighting - Halogen Lamp (A-Line) | 0.012388 | 0.028445 | 0.046082 | 0.063571 | 0.080925 | 0.068536 | 0.035126 | 0.017489 | 0 | 0 | 0 | 0
SCE | MW | Residential | Res - Single Family | Lighting | No | Lighting - Halogen Lamp (Reflector) | 0.0017751 | 0.0040394 | 0.0065542 | 0.0091616 | 0.034121 | 0.058226 | 0.083012 | 0.10795 | 0.13317 | 0.13629 | 0.13861 | 0.1399
SCE | MW | Residential | Res - Single Family | SHW | No | SHW - EF Rated Instantaneous Water Heater (Electric) | 0.012142 | 0.025357 | 0.039525 | 0.05455 | 0.07043 | 0.087143 | 0.10534 | 0.12423 | 0.14406 | 0.16492 | 0.18672 | 0.2096
SCE | MW | Residential | Res - Single Family | SHW | No | SHW - EF Rated Storage Water Heater (Electric) | 0.11672 | 0.2379 | 0.2379 | 0.2379 | 0.2379 | 0.2379 | 0.2379 | 0.2379 | 0.2379 | 0.2379 | 0.2379 | 0.2379
SCE | MW | Residential | Res - Single Family | WholeBlg | No | WholeBlg - Low Income | 2.4657 | 4.835 | 7.1181 | 9.3528 | 11.5392 | 12.6028 | 14.1851 | 15.7299 | 16.7998 | 17.4824 | 17.6775 | 15.4314
SCG | MM Therms | Residential | Res - Multi Family | AppPlug | Yes | AppPlug - Clothes Washer (Gas) - Emerging | 0.059819 | 0.13158 | 0.18621 | 0.24863 | 0.31949 | 0.3842 | 0.46058 | 0.54569 | 0.64234 | 0.75189 | 0.87466 | 1.0123
SCG | MM Therms | Residential | Res - Multi Family | AppPlug | Yes | AppPlug - Dishwasher (Gas) - Emerging | 0.0098985 | 0.023891 | 0.042198 | 0.064956 | 0.092344 | 0.12436 | 0.1623 | 0.20426 | 0.25083 | 0.30207 | 0.35892 | 0.42203
SCG | MM Therms | Residential | Res - Multi Family | AppPlug | No | AppPlug - Clothes Washer (Gas) | 1.2054 | 2.4421 | 3.0862 | 3.7368 | 4.3945 | 4.8437 | 5.3009 | 5.7498 | 6.1951 | 6.6382 | 7.0787 | 7.5181
SCG | MM Therms | Residential | Res - Multi Family | AppPlug | No | AppPlug - Dishwasher (Gas) | 0.0090052 | 0.018639 | 0.028755 | 0.039244 | 0.050065 | 0.061149 | 0.072645 | 0.084241 | 0.096012 | 0.10796 | 0.11974 | 0.13138
SCG | MM Therms | Residential | Res - Multi Family | HVAC | No | HVAC - Gas Furnace | 0.010519 | 0.023526 | 0.039031 | 0.057894 | 0.079717 | 0.10419 | 0.13132 | 0.16062 | 0.19201 | 0.22535 | 0.26044 | 0.29716
SCG | MM Therms | Residential | Res - Multi Family | SHW | Yes | SHW - EF Rated Storage Water Heater (Gas) - Emerging | 0 | 0 | 0 | 0.020195 | 0.062769 | 0.12946 | 0.225 | 0.34461 | 0.49039 | 0.66297 | 0.86121 | 1.0859
SCG | MM Therms | Residential | Res - Multi Family | SHW | No | ProcHeat - Boiler Controls | 0 | 0 | 0 | 0 | 1.573 | 3.2377 | 4.9183 | 6.5301 | 8.0378 | 9.427 | 10.6885 | 11.8335
SCG | MM Therms | Residential | Res - Multi Family | SHW | No | SHW - EF Rated Storage Water Heater (Gas) | 0.052353 | 0.14676 | 0.20031 | 0.26766 | 0.34851 | 0.44191 | 0.55065 | 0.66873 | 0.79722 | 0.93565 | 1.0827 | 1.2382
SCG | MM Therms | Residential | Res - Multi Family | WholeBlg | No | WholeBlg - Low Income | 0.69774 | 1.3957 | 2.0441 | 2.6429 | 3.1919 | 3.3811 | 3.6005 | 3.7547 | 3.8604 | 3.9001 | 3.8924 | 3.3213
SCG | MM Therms | Residential | Res - Single Family | AppPlug | Yes | AppPlug - Clothes Washer (Gas) - Emerging | 0.091413 | 0.21566 | 0.31932 | 0.44592 | 0.5964 | 0.73866 | 0.905 | 1.0869 | 1.2864 | 1.5037 | 1.7374 | 1.988
SCG | MM Therms | Residential | Res - Single Family | AppPlug | Yes | AppPlug - Dishwasher (Gas) - Emerging | 0.030764 | 0.072318 | 0.12721 | 0.19725 | 0.28487 | 0.39183 | 0.52602 | 0.68069 | 0.86044 | 1.0673 | 1.3013 | 1.5654
SCG | MM Therms | Residential | Res - Single Family | AppPlug | No | AppPlug - Clothes Washer (Gas) | 1.5236 | 3.1887 | 4.1002 | 5.0573 | 6.0545 | 6.7517 | 7.4799 | 8.2166 | 8.9664 | 9.7289 | 10.5015 | 11.2852
SCG | MM Therms | Residential | Res - Single Family | AppPlug | No | AppPlug - Dishwasher (Gas) | 0.052168 | 0.10599 | 0.15999 | 0.21386 | 0.26764 | 0.32107 | 0.37502 | 0.42803 | 0.48057 | 0.5327 | 0.58432 | 0.63556
SCG | MM Therms | Residential | Res - Single Family | HVAC | No | HVAC - Gas Furnace | 0.12039 | 0.26752 | 0.44046 | 0.64727 | 0.88385 | 1.1464 | 1.4375 | 1.7474 | 2.0769 | 2.4248 | 2.7887 | 3.1681
SCG | MM Therms | Residential | Res - Single Family | SHW | Yes | SHW - EF Rated Storage Water Heater (Gas) - Emerging | 0 | 0 | 0 | 0.086783 | 0.27072 | 0.55978 | 0.97679 | 1.4979 | 2.1334 | 2.8862 | 3.7505 | 4.7303
SCG | MM Therms | Residential | Res - Single Family | SHW | No | SHW - EF Rated Storage Water Heater (Gas) | 0.2319 | 0.65142 | 0.89067 | 1.193 | 1.557 | 1.9781 | 2.4703 | 3.0035 | 3.5834 | 4.2077 | 4.8703 | 5.5706
SCG | MM Therms | Residential | Res - Single Family | WholeBlg | No | WholeBlg - Low Income | 0.39571 | 0.79134 | 1.1586 | 1.4976 | 1.8083 | 1.9148 | 2.0386 | 2.1255 | 2.185 | 2.2073 | 2.2028 | 1.879
SDG&E | GWh | Residential | Res - Multi Family | AppPlug | Yes | AppPlug - Clothes Washer (Electric) - Emerging | 0.049661 | 0.11259 | 0.16755 | 0.23851 | 0.32763 | 0.41646 | 0.52119 | 0.64991 | 0.80078 | 0.97393 | 1.1701 | 1.3917
SDG&E | GWh | Residential | Res - Multi Family | AppPlug | Yes | AppPlug - Clothes Washer (Gas) - Emerging | -0.005346 | -0.011647 | -0.016495 | -0.022133 | -0.028656 | -0.034716 | -0.041445 | -0.049436 | -0.058513 | -0.068672 | -0.079983 | -0.09264
SDG&E | GWh | Residential | Res - Multi Family | AppPlug | Yes | AppPlug - Dishwasher (Electric) - Emerging | 0.0030682 | 0.0076696 | 0.013975 | 0.022062 | 0.031986 | 0.043709 | 0.057114 | 0.072835 | 0.090786 | 0.11094 | 0.13333 | 0.15816
SDG&E | GWh | Residential | Res - Multi Family | AppPlug | Yes | AppPlug - HP Clothes Dryer - Emerging | 0 | 0 | 0 | 0 | 0.032353 | 0.10461 | 0.22056 | 0.39027 | 0.61487 | 0.89635 | 1.2375 | 1.6438
SDG&E | GWh | Residential | Res - Multi Family | AppPlug | Yes | AppPlug - Smart Strip Home Office - Emerging | 0.15152 | 0.31594 | 0.50004 | 0.70319 | 0.92218 | 1.1533 | 1.389 | 1.6313 | 1.875 | 2.1165 | 2.3488 | 2.575
SDG&E | GWh | Residential | Res - Multi Family | AppPlug | Yes | AppPlug - Smart Strip Home Theater - Emerging | 0.15564 | 0.32451 | 0.51371 | 0.7226 | 0.94786 | 1.1857 | 1.4282 | 1.6776 | 1.9283 | 2.1766 | 2.4155 | 2.648
SDG&E | GWh | Residential | Res - Multi Family | AppPlug | No | AppPlug - Clothes Washer (Electric) | 0.38554 | 0.77558 | 0.98234 | 1.1931 | 1.4063 | 1.551 | 1.6943 | 1.8392 | 1.9836 | 2.1267 | 2.2683 | 2.4087
SDG&E | GWh | Residential | Res - Multi Family | AppPlug | No | AppPlug - Clothes Washer (Gas) | -0.26711 | -0.53721 | -0.67677 | -0.81646 | -0.95612 | -1.05 | -1.1426 | -1.2363 | -1.3299 | -1.4229 | -1.5156 | -1.6082
SDG&E | GWh | Residential | Res - Multi Family | AppPlug | No | AppPlug - Computer Monitor | 0.66717 | 1.3429 | 2.0265 | 2.7157 | 3.4098 | 3.4396 | 3.4614 | 3.4829 | 3.5027 | 3.5208 | 3.5391 | 3.5608
SDG&E | GWh | Residential | Res - Multi Family | AppPlug | No | AppPlug - Desktop Computer (Res - ES Plus) | 0 | 0 | 0.073889 | 0.18183 | 0.32647 | 0.50913 | 0.73011 | 0.99419 | 1.2258 | 1.4637 | 1.7042 | 1.9457
SDG&E | GWh | Residential | Res - Multi Family | AppPlug | No | AppPlug - Desktop Computer (Res - ES) | 0 | 0 | 0 | 0 | 0 | 0 | 0.50909 | 1.0631 | 1.6566 | 2.2856 | 2.9473 | 3.6396
SDG&E | GWh | Residential | Res - Multi Family | AppPlug | No | AppPlug - Dishwasher (Electric) | 0.0027386 | 0.0056753 | 0.0087811 | 0.012019 | 0.015368 | 0.018797 | 0.022279 | 0.025878 | 0.029448 | 0.032965 | 0.036427 | 0.039839
SDG&E | GWh | Residential | Res - Multi Family | AppPlug | No | AppPlug - Recycle Refrigerator | 0.50521 | 1.0757 | 1.7549 | 2.5421 | 3.4299 | 4.4074 | 4.9506 | 5.4768 | 5.9162 | 6.2413 | 6.43 | 6.4707
SDG&E | GWh | Residential | Res - Multi Family | AppPlug | No | AppPlug - Self-Contained Refrigerator | 0.27276 | 0.59614 | 0.59614 | 0.59614 | 0.59614 | 0.59614 | 0.59614 | 0.59614 | 0.59614 | 0.59614 | 0.59614 | 0.59614
SDG&E | GWh | Residential | Res - Multi Family | BldgEnv | No | BldgEnv - Attic Batt Insulation | 0.10861 | 0.21953 | 0.33289 | 0.44682 | 0.5585 | 0.66364 | 0.76112 | 0.74191 | 0.71179 | 0.67133 | 0.62294 | 0.57065
SDG&E | GWh | Residential | Res - Multi Family | BldgEnv | No | BldgEnv - Wall Spray On Insulation | 0 | 0 | 0 | 0 | 0 | 0.044352 | 0.08311 | 0.11552 | 0.14271 | 0.16621 | 0.18689 | 0.2055
SDG&E | GWh | Residential | Res - Multi Family | BldgEnv | No | BldgEnv - Window Film | 0 | 0 | 0 | 0.074253 | 0.16943 | 0.26865 | 0.36361 | 0.4691 | 0.58181 | 0.71536 | 0.85381 | 1.0009
SDG&E | GWh | Residential | Res - Multi Family | HVAC | No | HVAC - SEER Rated Split System AC (SEER 15) | 0.0032028 | 0.0064148 | 0.0078902 | 0.0093711 | 0.011082 | 0.013038 | 0.015135 | 0.017314 | 0.01954 | 0.021791 | 0.024051 | 0.026308
SDG&E | GWh | Residential | Res - Multi Family | Lighting | Yes | Lighting - LED Lamp (Basic High - Indoor) - Emerging | 0.0022166 | 0.0063498 | 0.018256 | 0.037614 | 0.068257 | 0.079185 | 0.077121 | 0.12191 | 0.19389 | 0.29933 | 0.43969 | 0.61676
SDG&E | GWh | Residential | Res - Multi Family | Lighting | Yes | Lighting - LED Lamp (Basic High - Outdoor) - Emerging | 0.00050417 | 0.0012876 | 0.0032146 | 0.006404 | 0.011219 | 0.012339 | 0.014567 | 0.018837 | 0.025606 | 0.03525 | 0.047823 | 0.063287
SDG&E | GWh | Residential | Res - Multi Family | Lighting | Yes | Lighting - LED Lamp (Basic Low - Indoor) - Emerging | 0.0085342 | 0.021204 | 0.05049 | 0.09816 | 0.16923 | 0.18769 | 0.15974 | 0.20944 | 0.2801 | 0.37354 | 0.48927 | 0.6265
SDG&E | GWh | Residential | Res - Multi Family | Lighting | Yes | Lighting - LED Lamp (Basic Low - Outdoor) - Emerging | 0.0017171 | 0.0072272 | 0.017146 | 0.032425 | 0.053239 | 0.05895 | 0.068799 | 0.084335 | 0.10569 | 0.13274 | 0.16491 | 0.2015
SDG&E | GWh | Residential | Res - Multi Family | Lighting | Yes | Lighting - LED Lamp (Reflector - Indoor) - Emerging | 0.0041583 | 0.021612 | 0.057906 | 0.11779 | 0.20321 | 0.31055 | 0.44021 | 0.60506 | 0.80593 | 1.0438 | 1.3186 | 1.6362
SDG&E | GWh | Residential | Res - Multi Family | Lighting | Yes | Lighting - LED Lamp (Reflector - Outdoor) - Emerging | 1.6981e-05 | 7.2661e-05 | 0.00019748 | 0.00042419 | 0.0009014 | 0.0017806 | 0.0031879 | 0.0052619 | 0.0079827 | 0.011321 | 0.015223 | 0.019642
SDG&E | GWh | Residential | Res - Multi Family | Lighting | Yes | Lighting - LED Lamp (Specialty - Indoor) - Emerging | 0.0028856 | 0.0092612 | 0.027398 | 0.066646 | 0.14167 | 0.26457 | 0.44065 | 0.67081 | 0.95378 | 1.2972 | 1.6985 | 2.1551
SDG&E | GWh | Residential | Res - Multi Family | Lighting | Yes | Lighting - LED Lamp (Specialty - Outdoor) - Emerging | 0.00022642 | 0.00076667 | 0.0021551 | 0.0049714 | 0.010027 | 0.017814 | 0.029327 | 0.047553 | 0.073647 | 0.10853 | 0.15176 | 0.20232
SDG&E | GWh | Residential | Res - Multi Family | Lighting | Yes | Lighting - LED Plug-In Indoor Fixture - Emerging | 0.13046 | 0.30758 | 0.48581 | 0.66486 | 0.84924 | 0.86413 | 0.88007 | 0.89761 | 0.91643 | 0.93639 | 0.95736 | 0.97946
SDG&E | GWh | Residential | Res - Multi Family | Lighting | Yes | Lighting - LED Plug-In Outdoor Fixture - Emerging | 0.0053786 | 0.0077947 | 0.017972 | 0.033237 | 0.056428 | 0.058211 | 0.060637 | 0.05866 | 0.060214 | 0.055122 | 0.045878 | 0.029753
SDG&E | GWh | Residential | Res - Multi Family | Lighting | No | Lighting - Compact Fluorescent Fixture (Indoor) | 0.27045 | 0.66119 | 1.0491 | 1.4379 | 1.8261 | 1.8261 | 1.8261 | 1.8261 | 1.8261 | 1.8261 | 1.8261 | 1.8261
SDG&E | GWh | Residential | Res - Multi Family | Lighting | No | Lighting - Compact Fluorescent Fixture (Outdoor) | 0.42474 | 0.94745 | 1.4509 | 1.9532 | 2.4475 | 2.4475 | 2.4475 | 2.0228 | 1.5001 | 0.99667 | 0.49439 | 0
SDG&E | GWh | Residential | Res - Multi Family | Lighting | No | Lighting - Compact Fluorescent Lamp (Basic High - Indoor) | 3.4762 | 7.032 | 10.4572 | 13.7459 | 16.9184 | 16.9184 | 13.7459 | 13.7459 | 13.7459 | 13.7459 | 13.7459 | 10.2697
SDG&E | GWh | Residential | Res - Multi Family | Lighting | No | Lighting - Compact Fluorescent Lamp (Basic High - Outdoor) | 0.43382 | 0.83698 | 1.2647 | 1.7018 | 2.1426 | 1.7087 | 1.3056 | 0.87788 | 0.44072 | 0 | 0 | 0
SDG&E | GWh | Residential | Res - Multi Family | Lighting | No | Lighting - Compact Fluorescent Lamp (Basic Low - Indoor) | 3.9041 | 6.7775 | 9.6371 | 12.4031 | 15.0478 | 15.0478 | 12.4031 | 12.4031 | 12.4031 | 12.4031 | 12.4031 | 8.499
SDG&E | GWh | Residential | Res - Multi Family | Lighting | No | Lighting - Compact Fluorescent Lamp (Basic Low - Outdoor) | 0.70115 | 1.4509 | 2.243 | 3.0576 | 3.8806 | 3.1794 | 2.4297 | 1.6376 | 0.82298 | 0 | 0 | 0
SDG&E | GWh | Residential | Res - Multi Family | Lighting | No | Lighting - Compact Fluorescent Lamp (Reflector - Indoor) | 1.3727 | 2.5564 | 3.857 | 5.2127 | 6.5734 | 7.893 | 9.1207 | 10.2653 | 11.3211 | 12.2926 | 13.1887 | 14.0233
SDG&E | GWh | Residential | Res - Multi Family | Lighting | No | Lighting - Compact Fluorescent Lamp (Reflector - Outdoor) | 0.017208 | 0.035898 | 0.053795 | 0.072087 | 0.090716 | 0.091859 | 0.091097 | 0.090761 | 0.089491 | 0.087264 | 0.084648 | 0.081808
SDG&E | GWh | Residential | Res - Multi Family | Lighting | No | Lighting - Compact Fluorescent Lamp (Specialty - Indoor) | 0.72002 | 1.6947 | 2.8454 | 4.1588 | 5.5979 | 7.1072 | 8.6258 | 10.1166 | 11.5067 | 12.793 | 13.9671 | 14.3186
SDG&E | GWh | Residential | Res - Multi Family | Lighting | No | Lighting - Compact Fluorescent Lamp (Specialty - Outdoor) | 0.063494 | 0.14966 | 0.24821 | 0.35853 | 0.47793 | 0.53987 | 0.57946 | 0.60408 | 0.61321 | 0.60753 | 0.58908 | 0.5636
SDG&E | GWh | Residential | Res - Multi Family | Lighting | No | Lighting - Halogen Lamp (A-Line) | 0.0096597 | 0.021068 | 0.034533 | 0.047861 | 0.061169 | 0.051509 | 0.026792 | 0.013327 | 0 | 0 | 0 | 0
SDG&E | GWh | Residential | Res - Multi Family | Lighting | No | Lighting - Halogen Lamp (Reflector) | 0.0013998 | 0.0030524 | 0.0048755 | 0.006727 | 0.0085558 | 0.0088155 | 0.0085691 | 0.02466 | 0.041107 | 0.057752 | 0.074672 | 0.09197
SDG&E | GWh | Residential | Res - Multi Family | Lighting | No | Lighting - Induction Fixture (Outdoor) | 0.00034641 | 0.0007385 | 0.0011719 | 0.0016389 | 0.002135 | 0.0026505 | 0.0031784 | 0.0037384 | 0.0043171 | 0.0049097 | 0.005515 | 0.0061357
SDG&E | GWh | Residential | Res - Multi Family | Lighting | No | Lighting - Night Light Fixture (LED) | 0.18159 | 0.40653 | 0.6722 | 0.9728 | 1.3041 | 1.658 | 2.0281 | 2.4281 | 2.8464 | 3.2777 | 3.7203 | 4.1755
SDG&E | GWh | Residential | Res - Multi Family | Lighting | No | Lighting - Plug-In Fixture (Exterior) | 0.13069 | 0.30494 | 0.52286 | 0.78185 | 1.0802 | 1.0802 | 1.0802 | 1.0802 | 1.0802 | 1.0802 | 1.0802 | 1.0802
SDG&E | GWh | Residential | Res - Multi Family | Lighting | No | Lighting - Seasonal Lighting | 0.054344 | 0.13627 | 0.24728 | 0.38696 | 0.55513 | 0.74899 | 0.96573 | 1.2148 | 1.4893 | 1.7859 | 2.103 | 2.4418
SDG&E | GWh | Residential | Res - Multi Family | SHW | No | SHW - EF Rated Instantaneous Water Heater (Electric) | 0.18414 | 0.3781 | 0.58044 | 0.78827 | 1.0007 | 1.2153 | 1.4295 | 1.6532 | 1.881 | 2.1116 | 2.345 | 2.5827
SDG&E | GWh | Residential | Res - Multi Family | SHW | No | SHW - EF Rated Storage Water Heater (Electric) | 0.13433 | 0.27103 | 0.27103 | 0.27103 | 0.27103 | 0.27103 | 0.27103 | 0.27103 | 0.27103 | 0.27103 | 0.27103 | 0.27103
SDG&E | GWh | Residential | Res - Multi Family | WholeBlg | No | WholeBlg - Low Income | 4.4229 | 8.8474 | 13.2734 | 17.2584 | 21.2448 | 23.2666 | 26.1615 | 29.1335 | 31.3132 | 32.8798 | 33.6703 | 30.2312
SDG&E | GWh | Residential | Res - Multi Family | WholeBlg | No | WholeBlg - Res NC ZNE | 0.24432 | 0.99522 | 2.064 | 3.4151 | 5.1832 | 7.2718 | 9.4557 | 12.5323 | 16.1191 | 20.0081 | 23.9938 | 28.0779
SDG&E | GWh | Residential | Res - Single Family | AppPlug | Yes | AppPlug - Clothes Washer (Electric) - Emerging | 0.042325 | 0.093985 | 0.13305 | 0.17863 | 0.23017 | 0.27715 | 0.33273 | 0.40211 | 0.48382 | 0.57767 | 0.68396 | 0.80437
SDG&E | GWh | Residential | Res - Single Family | AppPlug | Yes | AppPlug - Clothes Washer (Gas) - Emerging | -0.013864 | -0.031575 | -0.045786 | -0.062595 | -0.082005 | -0.09979 | -0.11909 | -0.14103 | -0.16496 | -0.19062 | -0.21792 | -0.2471
SDG&E | GWh | Residential | Res - Single Family | AppPlug | Yes | AppPlug - Dishwasher (Electric) - Emerging | 0.0075416 | 0.018207 | 0.032319 | 0.050018 | 0.071462 | 0.096843 | 0.12631 | 0.16186 | 0.20294 | 0.24947 | 0.30156 | 0.35975
SDG&E | GWh | Residential | Res - Single Family | AppPlug | Yes | AppPlug - HP Clothes Dryer - Emerging | 0 | 0 | 0 | 0 | 0.13169 | 0.42402 | 0.89106 | 1.5757 | 2.4825 | 3.6197 | 4.999 | 6.6437
SDG&E | GWh | Residential | Res - Single Family | AppPlug | Yes | AppPlug - Smart Strip Home Office - Emerging | 0.40101 | 0.83704 | 1.3259 | 1.8659 | 2.4488 | 3.065 | 3.6941 | 4.3424 | 4.996 | 5.6448 | 6.2708 | 6.8819
SDG&E | GWh | Residential | Res - Single Family | AppPlug | Yes | AppPlug - Smart Strip Home Theater - Emerging | 0.4119 | 0.85975 | 1.3621 | 1.9174 | 2.517 | 3.151 | 3.7983 | 4.4655 | 5.138 | 5.8053 | 6.4488 | 7.0769
SDG&E | GWh | Residential | Res - Single Family | AppPlug | No | AppPlug - Clothes Washer (Electric) | 0.27119 | 0.60848 | 0.76865 | 0.92195 | 1.0671 | 1.1605 | 1.2556 | 1.3544 | 1.4547 | 1.5559 | 1.6576 | 1.7599
SDG&E | GWh | Residential | Res - Single Family | AppPlug | No | AppPlug - Clothes Washer (Gas) | -0.57938 | -1.1896 | -1.5153 | -1.8499 | -2.1916 | -2.4258 | -2.6604 | -2.9016 | -3.1458 | -3.3916 | -3.6391 | -3.8891
SDG&E | GWh | Residential | Res - Single Family | AppPlug | No | AppPlug - Computer Monitor | 2.9549 | 5.9483 | 8.976 | 12.0288 | 15.1035 | 15.2358 | 15.3313 | 15.4271 | 15.5164 | 15.5973 | 15.6786 | 15.7764
SDG&E | GWh | Residential | Res - Single Family | AppPlug | No | AppPlug - Desktop Computer (Res - ES Plus) | 0 | 0 | 0.2337 | 0.57612 | 1.0361 | 1.6176 | 2.321 | 3.1634 | 3.9048 | 4.666 | 5.4346 | 6.2064
SDG&E | GWh | Residential | Res - Single Family | AppPlug | No | AppPlug - Desktop Computer (Res - ES) | 0 | 0 | 0 | 0 | 0 | 0 | 1.8539 | 3.8579 | 5.9913 | 8.2393 | 10.5913 | 13.0416
SDG&E | GWh | Residential | Res - Single Family | AppPlug | No | AppPlug - Dishwasher (Electric) | 0.0084093 | 0.017135 | 0.026131 | 0.035328 | 0.0447 | 0.054033 | 0.063104 | 0.072132 | 0.081004 | 0.089698 | 0.098215 | 0.10659
SDG&E | GWh | Residential | Res - Single Family | AppPlug | No | AppPlug - Recycle Refrigerator | 3.0707 | 6.5379 | 10.6665 | 15.4511 | 20.8467 | 26.7883 | 30.0896 | 33.2878 | 35.9585 | 37.9344 | 39.0815 | 39.329
SDG&E | GWh | Residential | Res - Single Family | AppPlug | No | AppPlug - Self-Contained Refrigerator | 1.4225 | 3.0034 | 3.0034 | 3.0034 | 3.0034 | 3.0034 | 3.0034 | 3.0034 | 3.0034 | 3.0034 | 3.0034 | 3.0034
SDG&E | GWh | Residential | Res - Single Family | AppPlug | No | AppPlug - Variable Speed Pool Pump | 4.4836 | 9.4435 | 14.6279 | 19.9812 | 22.684 | 25.0414 | 27.069 | 28.9149 | 30.6038 | 32.1369 | 33.5154 | 32.9092
SDG&E | GWh | Residential | Res - Single Family | BldgEnv | No | BldgEnv - Attic Batt Insulation | 0.54795 | 1.0823 | 1.6118 | 2.1687 | 2.7331 | 3.2382 | 3.7088 | 3.6136 | 3.506 | 3.3886 | 3.2263 | 3.0503
SDG&E | GWh | Residential | Res - Single Family | BldgEnv | No | BldgEnv - Wall Spray On Insulation | 1.7936 | 3.5294 | 5.0296 | 6.3457 | 7.5165 | 8.5542 | 9.4896 | 8.5544 | 7.6084 | 6.8441 | 6.2265 | 5.7191
SDG&E | GWh | Residential | Res - Single Family | BldgEnv | No | BldgEnv - Window Film | 0 | 0 | 0 | 0.44613 | 1.0183 | 1.6152 | 2.1869 | 2.8223 | 3.5015 | 4.3066 | 5.1418 | 6.0295
SDG&E | GWh | Residential | Res - Single Family | HVAC | No | HVAC - Direct Evaporative Cooler | 0 | 0 | 0 | 0 | 0 | 0 | 0 | 0 | 0.086386 | 0.18404 | 0.3002 | 0.42976
SDG&E | GWh | Residential | Res - Single Family | HVAC | No | HVAC - SEER Rated Split System AC (Recharge) | 0 | 0 | 0 | 0 | 0 | 0 | 0 | 0 | 0 | 0.054739 | 0.10924 | 0.1626
SDG&E | GWh | Residential | Res - Single Family | HVAC | No | HVAC - SEER Rated Split System AC (SEER 15) | 0.020089 | 0.071033 | 0.092679 | 0.11205 | 0.13006 | 0.14699 | 0.16219 | 0.1745 | 0.18444 | 0.1944 | 0.2052 | 0.21657
SDG&E | GWh | Residential | Res - Single Family | Lighting | Yes | Lighting - LED Lamp (Basic High - Indoor) - Emerging | 0.017717 | 0.043143 | 0.10415 | 0.20639 | 0.36295 | 0.41128 | 0.37342 | 0.53399 | 0.77864 | 1.1295 | 1.5906 | 2.1687
SDG&E | GWh | Residential | Res - Single Family | Lighting | Yes | Lighting - LED Lamp (Basic High - Outdoor) - Emerging | 0.0036533 | 0.0093862 | 0.023574 | 0.046978 | 0.082497 | 0.092354 | 0.11356 | 0.15517 | 0.22193 | 0.31784 | 0.44391 | 0.60021
SDG&E | GWh | Residential | Res - Single Family | Lighting | Yes | Lighting - LED Lamp (Basic Low - Indoor) - Emerging | 0.030376 | 0.072568 | 0.17462 | 0.34071 | 0.59342 | 0.66219 | 0.57372 | 0.77668 | 1.0717 | 1.468 | 1.9626 | 2.5511
SDG&E | GWh | Residential | Res - Single Family | Lighting | Yes | Lighting - LED Lamp (Basic Low - Outdoor) - Emerging | 0.0090823 | 0.035444 | 0.082557 | 0.15409 | 0.25407 | 0.28656 | 0.34468 | 0.43746 | 0.5657 | 0.72903 | 0.92413 | 1.1471
SDG&E | GWh | Residential | Res - Single Family | Lighting | Yes | Lighting - LED Lamp (Reflector - Indoor) - Emerging | 0.030504 | 0.13199 | 0.34476 | 0.69417 | 1.1897 | 1.8095 | 2.6009 | 3.6533 | 4.9718 | 6.5656 | 8.4336 | 10.6192
SDG&E | GWh | Residential | Res - Single Family | Lighting | Yes | Lighting - LED Lamp (Reflector - Outdoor) - Emerging | 0.0054895 | 0.075492 | 0.20849 | 0.43036 | 0.74844 | 1.1539 | 1.627 | 2.2407 | 3.029 | 4.0024 | 5.1582 | 6.4846
SDG&E | GWh | Residential | Res - Single Family | Lighting | Yes | Lighting - LED Lamp (Specialty - Indoor) - Emerging | 0.021272 | 0.050214 | 0.1212 | 0.27814 | 0.58647 | 1.1057 | 1.8666 | 2.9239 | 4.2683 | 5.9301 | 7.885 | 10.1034
SDG&E | GWh | Residential | Res - Single Family | Lighting | Yes | Lighting - LED Lamp (Specialty - Outdoor) - Emerging | 0.0027119 | 0.011674 | 0.03428 | 0.081712 | 0.16747 | 0.29976 | 0.48341 | 0.75363 | 1.1301 | 1.6272 | 2.2451 | 2.9766
SDG&E | GWh | Residential | Res - Single Family | Lighting | Yes | Lighting - LED Plug-In Indoor Fixture - Emerging | 0.28889 | 0.81194 | 1.3344 | 1.861 | 2.3916 | 2.4305 | 2.4686 | 2.5101 | 2.5552 | 2.6035 | 2.6548 | 2.7094
SDG&E | GWh | Residential | Res - Single Family | Lighting | Yes | Lighting - LED Plug-In Outdoor Fixture - Emerging | 0.027164 | 0.039539 | 0.091754 | 0.17064 | 0.29125 | 0.30061 | 0.3134 | 0.32993 | 0.32464 | 0.33719 | 0.31562 | 0.27222
SDG&E | GWh | Residential | Res - Single Family | Lighting | No | Lighting - Compact Fluorescent Fixture (Indoor) | 0.55936 | 1.5346 | 2.4962 | 3.4598 | 4.4214 | 4.4214 | 4.4214 | 4.4214 | 4.4214 | 4.4214 | 4.4214 | 4.4214
SDG&E | GWh | Residential | Res - Single Family | Lighting | No | Lighting - Compact Fluorescent Fixture (Outdoor) | 2.0634 | 4.6479 | 7.1321 | 9.6099 | 12.0473 | 12.0473 | 12.0473 | 12.0473 | 9.9839 | 7.3995 | 4.9152 | 2.4374
SDG&E | GWh | Residential | Res - Single Family | Lighting | No | Lighting - Compact Fluorescent Lamp (Basic High - Indoor) | 11.8442 | 23.2405 | 34.419 | 45.2077 | 55.5655 | 55.5655 | 45.2077 | 45.2077 | 45.2077 | 45.2077 | 45.2077 | 33.3635
SDG&E | GWh | Residential | Res - Single Family | Lighting | No | Lighting - Compact Fluorescent Lamp (Basic High - Outdoor) | 5.6593 | 10.324 | 15.1985 | 20.1111 | 25.0277 | 19.3684 | 14.7037 | 9.8292 | 4.9166 | 0 | 0 | 0
SDG&E | GWh | Residential | Res - Single Family | Lighting | No | Lighting - Compact Fluorescent Lamp (Basic Low - Indoor) | 14.4388 | 25.5648 | 36.4397 | 46.9174 | 56.943 | 56.943 | 46.9174 | 46.9174 | 46.9174 | 46.9174 | 46.9174 | 32.4786
SDG&E | GWh | Residential | Res - Single Family | Lighting | No | Lighting - Compact Fluorescent Lamp (Basic Low - Outdoor) | 4.5264 | 9.1114 | 13.8511 | 18.6472 | 23.4403 | 18.9139 | 14.3289 | 9.5891 | 4.793 | 0 | 0 | 0
SDG&E | GWh | Residential | Res - Single Family | Lighting | No | Lighting - Compact Fluorescent Lamp (Reflector - Indoor) | 11.9075 | 20.2047 | 29.2036 | 38.3734 | 47.4087 | 56.0741 | 64.0039 | 71.4389 | 78.321 | 84.6906 | 90.6038 | 84.2373
SDG&E | GWh | Residential | Res - Single Family | Lighting | No | Lighting - Compact Fluorescent Lamp (Reflector - Outdoor) | 1.8826 | 5.557 | 9.7058 | 14.4465 | 19.6304 | 23.2244 | 25.1455 | 26.4771 | 27.0887 | 27.0362 | 26.4409 | 25.4841
SDG&E | GWh | Residential | Res - Single Family | Lighting | No | Lighting - Compact Fluorescent Lamp (Specialty - Indoor) | 3.7284 | 8.1149 | 13.1274 | 18.6677 | 24.5442 | 30.5358 | 36.4171 | 41.9855 | 47.1138 | 51.7909 | 56.0155 | 59.8441
SDG&E | GWh | Residential | Res - Single Family | Lighting | No | Lighting - Compact Fluorescent Lamp (Specialty - Outdoor) | 0.87664 | 2.1306 | 3.5754 | 5.21 | 6.9927 | 8.8746 | 9.912 | 10.5269 | 10.9018 | 11.0033 | 10.8576 | 10.513
SDG&E | GWh | Residential | Res - Single Family | Lighting | No | Lighting - Halogen Lamp (A-Line) | 0.025571 | 0.055787 | 0.091457 | 0.12677 | 0.16205 | 0.13648 | 0.070985 | 0.035315 | 0 | 0 | 0 | 0
SDG&E | GWh | Residential | Res - Single Family | Lighting | No | Lighting - Halogen Lamp (Reflector) | 0.0037149 | 0.0081205 | 0.012993 | 0.017953 | 0.022871 | 0.023733 | 0.023231 | 0.066009 | 0.10974 | 0.154 | 0.19888 | 0.24478
SDG&E | GWh | Residential | Res - Single Family | Lighting | No | Lighting - Night Light Fixture (LED) | 0.4808 | 1.0769 | 1.7813 | 2.5786 | 3.4579 | 4.4008 | 5.3865 | 6.4538 | 7.5706 | 8.7226 | 9.9048 | 11.1213
SDG&E | GWh | Residential | Res - Single Family | Lighting | No | Lighting - Plug-In Fixture (Exterior) | 1.0651 | 2.343 | 3.8149 | 5.4482 | 7.2218 | 7.2218 | 7.2218 | 7.2218 | 7.2218 | 7.2218 | 7.2218 | 7.2218
SDG&E | GWh | Residential | Res - Single Family | Lighting | No | Lighting - Seasonal Lighting | 0.24872 | 0.6292 | 1.1491 | 1.8072 | 2.6032 | 3.5275 | 4.5639 | 5.7601 | 7.0829 | 8.5156 | 10.0508 | 11.6941
SDG&E | GWh | Residential | Res - Single Family | SHW | No | SHW - EF Rated Instantaneous Water Heater (Electric) | 0.2581 | 0.55068 | 0.87433 | 1.222 | 1.5906 | 1.9754 | 2.3763 | 2.8175 | 3.2847 | 3.773 | 4.2817 | 4.8144
SDG&E | GWh | Residential | Res - Single Family | SHW | No | SHW - EF Rated Storage Water Heater (Electric) | 0.50971 | 1.0238 | 1.0238 | 1.0238 | 1.0238 | 1.0238 | 1.0238 | 1.0238 | 1.0238 | 1.0238 | 1.0238 | 1.0238
SDG&E | GWh | Residential | Res - Single Family | WholeBlg | No | WholeBlg - Low Income | 1.1767 | 2.3532 | 3.5294 | 4.5876 | 5.6456 | 6.1804 | 6.9472 | 7.7342 | 8.3109 | 8.7249 | 8.9334 | 8.0178
SDG&E | MW | Residential | Res - Multi Family | AppPlug | Yes | AppPlug - Clothes Washer (Electric) - Emerging | 0.0075937 | 0.017217 | 0.025621 | 0.03647 | 0.050099 | 0.063681 | 0.079697 | 0.099379 | 0.12245 | 0.14892 | 0.17892 | 0.21281
SDG&E | MW | Residential | Res - Multi Family | AppPlug | Yes | AppPlug - Clothes Washer (Gas) - Emerging | 0.0006693 | 0.0014581 | 0.0020651 | 0.0027709 | 0.0035876 | 0.0043463 | 0.0051887 | 0.0061891 | 0.0073255 | 0.0085973 | 0.010013 | 0.011598
SDG&E | MW | Residential | Res - Multi Family | AppPlug | Yes | AppPlug - Dishwasher (Electric) - Emerging | 0.00030599 | 0.00076487 | 0.0013937 | 0.0022002 | 0.0031899 | 0.004359 | 0.0056959 | 0.0072637 | 0.0090538 | 0.011064 | 0.013296 | 0.015773
SDG&E | MW | Residential | Res - Multi Family | AppPlug | Yes | AppPlug - HP Clothes Dryer - Emerging | 0 | 0 | 0 | 0 | 0.0049471 | 0.015996 | 0.033726 | 0.059676 | 0.09402 | 0.13706 | 0.18923 | 0.25136
SDG&E | MW | Residential | Res - Multi Family | AppPlug | Yes | AppPlug - Smart Strip Home Office - Emerging | 0.022161 | 0.046208 | 0.073135 | 0.10285 | 0.13488 | 0.16868 | 0.20316 | 0.2386 | 0.27424 | 0.30955 | 0.34353 | 0.37662
SDG&E | MW | Residential | Res - Multi Family | AppPlug | Yes | AppPlug - Smart Strip Home Theater - Emerging | 0.020312 | 0.042351 | 0.067044 | 0.094305 | 0.1237 | 0.15474 | 0.1864 | 0.21894 | 0.25166 | 0.28407 | 0.31524 | 0.34559
SDG&E | MW | Residential | Res - Multi Family | AppPlug | No | AppPlug - Clothes Washer (Electric) | 0.058953 | 0.1186 | 0.15021 | 0.18244 | 0.21505 | 0.23716 | 0.25907 | 0.28124 | 0.30332 | 0.3252 | 0.34686 | 0.36832
SDG&E | MW | Residential | Res - Multi Family | AppPlug | No | AppPlug - Clothes Washer (Gas) | 0.057431 | 0.11551 | 0.14551 | 0.17555 | 0.20558 | 0.22577 | 0.24568 | 0.26583 | 0.28594 | 0.30595 | 0.32587 | 0.34578
SDG&E | MW | Residential | Res - Multi Family | AppPlug | No | AppPlug - Computer Monitor | 0.34557 | 0.69559 | 1.0496 | 1.4066 | 1.7662 | 1.7816 | 1.7929 | 1.804 | 1.8143 | 1.8237 | 1.8331 | 1.8443
SDG&E | MW | Residential | Res - Multi Family | AppPlug | No | AppPlug - Desktop Computer (Res - ES Plus) | 0 | 0 | 0.00087262 | 0.0021473 | 0.0038556 | 0.0060128 | 0.0086225 | 0.011741 | 0.014477 | 0.017286 | 0.020126 | 0.022979
SDG&E | MW | Residential | Res - Multi Family | AppPlug | No | AppPlug - Desktop Computer (Res - ES) | 0 | 0 | 0 | 0 | 0 | 0 | 0.0060065 | 0.012543 | 0.019545 | 0.026967 | 0.034774 | 0.042942
SDG&E | MW | Residential | Res - Multi Family | AppPlug | No | AppPlug - Dishwasher (Electric) | 0.0002701 | 0.00055974 | 0.00086606 | 0.0011854 | 0.0015157 | 0.0018539 | 0.0021974 | 0.0025523 | 0.0029044 | 0.0032513 | 0.0035927 | 0.0039292
SDG&E | MW | Residential | Res - Multi Family | AppPlug | No | AppPlug - Recycle Refrigerator | 0.11534 | 0.24558 | 0.40067 | 0.58039 | 0.78307 | 1.0063 | 1.1303 | 1.2504 | 1.3507 | 1.4249 | 1.468 | 1.4773
SDG&E | MW | Residential | Res - Multi Family | AppPlug | No | AppPlug - Self-Contained Refrigerator | 0.062274 | 0.1361 | 0.1361 | 0.1361 | 0.1361 | 0.1361 | 0.1361 | 0.1361 | 0.1361 | 0.1361 | 0.1361 | 0.1361
SDG&E | MW | Residential | Res - Multi Family | BldgEnv | No | BldgEnv - Attic Batt Insulation | 0.2859 | 0.57787 | 0.87626 | 1.1762 | 1.4701 | 1.7469 | 2.0035 | 1.9529 | 1.8736 | 1.7672 | 1.6398 | 1.5021
SDG&E | MW | Residential | Res - Multi Family | BldgEnv | No | BldgEnv - Wall Spray On Insulation | 0 | 0 | 0 | 0 | 0 | 0.073155 | 0.13708 | 0.19054 | 0.2354 | 0.27414 | 0.30826 | 0.33896
SDG&E | MW | Residential | Res - Multi Family | BldgEnv | No | BldgEnv - Window Film | 0 | 0 | 0 | 0.078127 | 0.17827 | 0.28267 | 0.38259 | 0.49358 | 0.61216 | 0.75268 | 0.89836 | 1.0531
SDG&E | MW | Residential | Res - Multi Family | HVAC | No | HVAC - SEER Rated Split System AC (SEER 15) | -0.0025014 | -0.0054643 | -0.0068253 | -0.0081913 | -0.0097695 | -0.011574 | -0.013509 | -0.015518 | -0.017571 | -0.019648 | -0.021732 | -0.023815
SDG&E | MW | Residential | Res - Multi Family | Lighting | Yes | Lighting - LED Lamp (Basic High - Indoor) - Emerging | 0.00025462 | 0.0007294 | 0.002097 | 0.0043207 | 0.0078408 | 0.009096 | 0.0088589 | 0.014004 | 0.022272 | 0.034384 | 0.050507 | 0.070847
SDG&E | MW | Residential | Res - Multi Family | Lighting | Yes | Lighting - LED Lamp (Basic Low - Indoor) - Emerging | 0.0010024 | 0.0024906 | 0.0059305 | 0.01153 | 0.019878 | 0.022046 | 0.018763 | 0.024601 | 0.0329 | 0.043876 | 0.05747 | 0.073589
SDG&E | MW | Residential | Res - Multi Family | Lighting | Yes | Lighting - LED Lamp (Reflector - Indoor) - Emerging | 0.00054774 | 0.0028468 | 0.0076275 | 0.015516 | 0.026767 | 0.040906 | 0.057985 | 0.0797 | 0.10616 | 0.1375 | 0.17369 | 0.21552
SDG&E | MW | Residential | Res - Multi Family | Lighting | Yes | Lighting - LED Lamp (Specialty - Indoor) - Emerging | 0.00031376 | 0.001007 | 0.002979 | 0.0072466 | 0.015404 | 0.028767 | 0.047912 | 0.072939 | 0.10371 | 0.14105 | 0.18468 | 0.23433
SDG&E | MW | Residential | Res - Multi Family | Lighting | Yes | Lighting - LED Plug-In Indoor Fixture - Emerging | 0.011209 | 0.026428 | 0.041741 | 0.057125 | 0.072967 | 0.074246 | 0.075616 | 0.077123 | 0.07874 | 0.080455 | 0.082257 | 0.084156
SDG&E | MW | Residential | Res - Multi Family | Lighting | No | Lighting - Compact Fluorescent Fixture (Indoor) | 0.023237 | 0.056809 | 0.090137 | 0.12354 | 0.1569 | 0.1569 | 0.1569 | 0.1569 | 0.1569 | 0.1569 | 0.1569 | 0.1569
SDG&E | MW | Residential | Res - Multi Family | Lighting | No | Lighting - Compact Fluorescent Lamp (Basic High - Indoor) | 0.39931 | 0.80776 | 1.2012 | 1.579 | 1.9434 | 1.9434 | 1.579 | 1.579 | 1.579 | 1.579 | 1.579 | 1.1797
SDG&E | MW | Residential | Res - Multi Family | Lighting | No | Lighting - Compact Fluorescent Lamp (Basic Low - Indoor) | 0.45857 | 0.79608 | 1.132 | 1.4569 | 1.7675 | 1.7675 | 1.4569 | 1.4569 | 1.4569 | 1.4569 | 1.4569 | 0.99828
SDG&E | MW | Residential | Res - Multi Family | Lighting | No | Lighting - Compact Fluorescent Lamp (Reflector - Indoor) | 0.18081 | 0.33673 | 0.50805 | 0.68663 | 0.86586 | 1.0397 | 1.2014 | 1.3522 | 1.4912 | 1.6192 | 1.7372 | 1.8472
SDG&E | MW | Residential | Res - Multi Family | Lighting | No | Lighting - Compact Fluorescent Lamp (Specialty - Indoor) | 0.078288 | 0.18427 | 0.30939 | 0.45219 | 0.60867 | 0.77277 | 0.9379 | 1.1 | 1.2511 | 1.391 | 1.5187 | 1.5569
SDG&E | MW | Residential | Res - Multi Family | Lighting | No | Lighting - Halogen Lamp (A-Line) | 0.0012915 | 0.0028167 | 0.004617 | 0.0063988 | 0.008178 | 0.0068866 | 0.003582 | 0.0017818 | 0 | 0 | 0 | 0
SDG&E | MW | Residential | Res - Multi Family | Lighting | No | Lighting - Halogen Lamp (Reflector) | 0.00018715 | 0.00040809 | 0.00065184 | 0.00089937 | 0.0011439 | 0.0011786 | 0.0011457 | 0.0032969 | 0.0054958 | 0.0077213 | 0.0099833 | 0.012296
SDG&E | MW | Residential | Res - Multi Family | Lighting | No | Lighting - Induction Fixture (Outdoor) | 7.9089e-05 | 0.00016861 | 0.00026755 | 0.00037417 | 0.00048743 | 0.00060513 | 0.00072566 | 0.00085352 | 0.00098564 | 0.0011209 | 0.0012591 | 0.0014008
SDG&E | MW | Residential | Res - Multi Family | SHW | No | SHW - EF Rated Instantaneous Water Heater (Electric) | 0.038315 | 0.078673 | 0.12078 | 0.16402 | 0.20822 | 0.25287 | 0.29745 | 0.34398 | 0.39139 | 0.43937 | 0.48793 | 0.53741
SDG&E | MW | Residential | Res - Multi Family | SHW | No | SHW - EF Rated Storage Water Heater (Electric) | 0.027908 | 0.056308 | 0.056308 | 0.056308 | 0.056308 | 0.056308 | 0.056308 | 0.056308 | 0.056308 | 0.056308 | 0.056308 | 0.056308
SDG&E | MW | Residential | Res - Multi Family | WholeBlg | No | WholeBlg - Low Income | 1.0027 | 2.0057 | 3.0091 | 3.9125 | 4.8162 | 5.2745 | 5.9308 | 6.6046 | 7.0987 | 7.4539 | 7.6331 | 6.8534
SDG&E | MW | Residential | Res - Multi Family | WholeBlg | No | WholeBlg - Res NC ZNE | 0.0095995 | 0.039102 | 0.081097 | 0.13418 | 0.20365 | 0.28571 | 0.37152 | 0.4924 | 0.63332 | 0.78612 | 0.94273 | 1.1032
SDG&E | MW | Residential | Res - Single Family | AppPlug | Yes | AppPlug - Clothes Washer (Electric) - Emerging | 0.0067366 | 0.014959 | 0.021176 | 0.028432 | 0.036634 | 0.044112 | 0.052958 | 0.064 | 0.077006 | 0.091943 | 0.10886 | 0.12803
SDG&E | MW | Residential | Res - Single Family | AppPlug | Yes | AppPlug - Clothes Washer (Gas) - Emerging | 0.0010282 | 0.0023418 | 0.0033957 | 0.0046424 | 0.0060819 | 0.0074009 | 0.0088322 | 0.01046 | 0.012235 | 0.014137 | 0.016162 | 0.018326
SDG&E | MW | Residential | Res - Single Family | AppPlug | Yes | AppPlug - Dishwasher (Electric) - Emerging | 0.00056523 | 0.0013646 | 0.0024222 | 0.0037488 | 0.005356 | 0.0072582 | 0.0094669 | 0.012131 | 0.01521 | 0.018697 | 0.022601 | 0.026963
SDG&E | MW | Residential | Res - Single Family | AppPlug | Yes | AppPlug - HP Clothes Dryer - Emerging | 0 | 0 | 0 | 0 | 0.020949 | 0.06745 | 0.14174 | 0.25065 | 0.3949 | 0.57578 | 0.79519 | 1.0568
SDG&E | MW | Residential | Res - Single Family | AppPlug | Yes | AppPlug - Smart Strip Home Office - Emerging | 0.058651 | 0.12242 | 0.19392 | 0.2729 | 0.35816 | 0.44828 | 0.54029 | 0.63512 | 0.73072 | 0.82561 | 0.91716 | 1.0065
SDG&E | MW | Residential | Res - Single Family | AppPlug | Yes | AppPlug - Smart Strip Home Theater - Emerging | 0.053757 | 0.11221 | 0.17777 | 0.25023 | 0.32849 | 0.41123 | 0.49571 | 0.58279 | 0.67055 | 0.75763 | 0.84162 | 0.92359
SDG&E | MW | Residential | Res - Single Family | AppPlug | No | AppPlug - Clothes Washer (Electric) | 0.043072 | 0.09664 | 0.12208 | 0.14643 | 0.16948 | 0.18432 | 0.19942 | 0.2151 | 0.23104 | 0.24712 | 0.26326 | 0.27951
SDG&E | MW | Residential | Res - Single Family | AppPlug | No | AppPlug - Clothes Washer (Gas) | 0.037645 | 0.077296 | 0.098459 | 0.1202 | 0.1424 | 0.15761 | 0.17286 | 0.18853 | 0.2044 | 0.22037 | 0.23645 | 0.2527
SDG&E | MW | Residential | Res - Single Family | AppPlug | No | AppPlug - Computer Monitor | 1.5305 | 3.081 | 4.6492 | 6.2305 | 7.8231 | 7.8916 | 7.9411 | 7.9906 | 8.0369 | 8.0788 | 8.1209 | 8.1716
SDG&E | MW | Residential | Res - Single Family | AppPlug | No | AppPlug - Desktop Computer (Res - ES Plus) | 0 | 0 | 0.00276 | 0.0068039 | 0.012236 | 0.019104 | 0.027411 | 0.03736 | 0.046116 | 0.055105 | 0.064182 | 0.073297
SDG&E | MW | Residential | Res - Single Family | AppPlug | No | AppPlug - Desktop Computer (Res - ES) | 0 | 0 | 0 | 0 | 0 | 0 | 0.021873 | 0.045518 | 0.070688 | 0.097212 | 0.12496 | 0.15387
SDG&E | MW | Residential | Res - Single Family | AppPlug | No | AppPlug - Dishwasher (Electric) | 0.00021216 | 0.00043229 | 0.00065926 | 0.00089128 | 0.0011277 | 0.0013632 | 0.001592 | 0.0018198 | 0.0020436 | 0.002263 | 0.0024778 | 0.002689
SDG&E | MW | Residential | Res - Single Family | AppPlug | No | AppPlug - Recycle Refrigerator | 0.70106 | 1.4927 | 2.4353 | 3.5276 | 4.7595 | 6.1161 | 6.8698 | 7.6 | 8.2097 | 8.6608 | 8.9227 | 8.9792
SDG&E | MW | Residential | Res - Single Family | AppPlug | No | AppPlug - Self-Contained Refrigerator | 0.32476 | 0.6857 | 0.6857 | 0.6857 | 0.6857 | 0.6857 | 0.6857 | 0.6857 | 0.6857 | 0.6857 | 0.6857 | 0.6857
SDG&E | MW | Residential | Res - Single Family | AppPlug | No | AppPlug - Variable Speed Pool Pump | 1.4094 | 2.9686 | 4.5983 | 6.2812 | 7.0874 | 7.7805 | 8.3677 | 8.8961 | 9.3752 | 9.8059 | 10.1899 | 9.9942
SDG&E | MW | Residential | Res - Single Family | BldgEnv | No | BldgEnv - Attic Batt Insulation | 1.7549 | 3.4662 | 5.1619 | 6.9455 | 8.7533 | 10.3709 | 11.878 | 11.5729 | 11.2284 | 10.8523 | 10.3325 | 9.7688
SDG&E | MW | Residential | Res - Single Family | BldgEnv | No | BldgEnv - Wall Spray On Insulation | 1.7617 | 3.4665 | 4.94 | 6.2326 | 7.3826 | 8.4017 | 9.3206 | 8.402 | 7.4729 | 6.7222 | 6.1155 | 5.6173
SDG&E | MW | Residential | Res - Single Family | BldgEnv | No | BldgEnv - Window Film | 0 | 0 | 0 | 0.4694 | 1.0715 | 1.6995 | 2.301 | 2.9695 | 3.6842 | 4.5313 | 5.4101 | 6.3441
SDG&E | MW | Residential | Res - Single Family | HVAC | No | HVAC - Direct Evaporative Cooler | 0 | 0 | 0 | 0 | 0 | 0 | 0 | 0 | 0.11077 | 0.23599 | 0.38494 | 0.55108
SDG&E | MW | Residential | Res - Single Family | HVAC | No | HVAC - SEER Rated Split System AC (Recharge) | 0 | 0 | 0 | 0 | 0 | 0 | 0 | 0 | 0 | 0.079044 | 0.15775 | 0.2348
SDG&E | MW | Residential | Res - Single Family | HVAC | No | HVAC - SEER Rated Split System AC (SEER 15) | -0.026446 | -0.06638 | -0.082696 | -0.10258 | -0.12455 | -0.14788 | -0.17056 | -0.1884 | -0.20286 | -0.21762 | -0.23411 | -0.25167
SDG&E | MW | Residential | Res - Single Family | Lighting | Yes | Lighting - LED Lamp (Basic High - Indoor) - Emerging | 0.0024402 | 0.0059389 | 0.014324 | 0.028345 | 0.049779 | 0.05639 | 0.051226 | 0.073256 | 0.10686 | 0.1551 | 0.21854 | 0.2981
SDG&E | MW | Residential | Res - Single Family | Lighting | Yes | Lighting - LED Lamp (Basic Low - Indoor) - Emerging | 0.0043379 | 0.010353 | 0.024894 | 0.048515 | 0.084397 | 0.094155 | 0.081615 | 0.11048 | 0.15246 | 0.2089 | 0.27939 | 0.36325
SDG&E | MW | Residential | Res - Single Family | Lighting | Yes | Lighting - LED Lamp (Reflector - Indoor) - Emerging | 0.0044277 | 0.019135 | 0.04995 | 0.10053 | 0.17222 | 0.26186 | 0.37635 | 0.52851 | 0.71919 | 0.94976 | 1.2201 | 1.5363
SDG&E | MW | Residential | Res - Single Family | Lighting | Yes | Lighting - LED Lamp (Specialty - Indoor) - Emerging | 0.0028585 | 0.0067467 | 0.016276 | 0.037334 | 0.078694 | 0.14833 | 0.2504 | 0.39211 | 0.57228 | 0.79502 | 1.0571 | 1.3544
SDG&E | MW | Residential | Res - Single Family | Lighting | Yes | Lighting - LED Plug-In Indoor Fixture - Emerging | 0.027209 | 0.076464 | 0.12566 | 0.17526 | 0.22527 | 0.22894 | 0.23254 | 0.23645 | 0.24071 | 0.24527 | 0.25012 | 0.25528
SDG&E | MW | Residential | Res - Single Family | Lighting | No | Lighting - Compact Fluorescent Fixture (Indoor) | 0.052749 | 0.14469 | 0.23533 | 0.32621 | 0.41693 | 0.41693 | 0.41693 | 0.41693 | 0.41693 | 0.41693 | 0.41693 | 0.41693
SDG&E | MW | Residential | Res - Single Family | Lighting | No | Lighting - Compact Fluorescent Lamp (Basic High - Indoor) | 1.633 | 3.2033 | 4.7431 | 6.229 | 7.6555 | 7.6555 | 6.229 | 6.229 | 6.229 | 6.229 | 6.229 | 4.596
SDG&E | MW | Residential | Res - Single Family | Lighting | No | Lighting - Compact Fluorescent Lamp (Basic Low - Indoor) | 2.0623 | 3.6497 | 5.2008 | 6.6949 | 8.1246 | 8.1246 | 6.6949 | 6.6949 | 6.6949 | 6.6949 | 6.6949 | 4.6326
SDG&E | MW | Residential | Res - Single Family | Lighting | No | Lighting - Compact Fluorescent Lamp (Reflector - Indoor) | 1.7284 | 2.9315 | 4.236 | 5.5652 | 6.8748 | 8.1309 | 9.2805 | 10.3579 | 11.355 | 12.2779 | 13.1348 | 12.2092
SDG&E | MW | Residential | Res - Single Family | Lighting | No | Lighting - Compact Fluorescent Lamp (Specialty - Indoor) | 0.50084 | 1.0899 | 1.7629 | 2.5067 | 3.2956 | 4.1 | 4.8898 | 5.6372 | 6.3255 | 6.9532 | 7.5201 | 8.0338
SDG&E | MW | Residential | Res - Single Family | Lighting | No | Lighting - Halogen Lamp (A-Line) | 0.0034188 | 0.0074585 | 0.012227 | 0.016949 | 0.021665 | 0.018247 | 0.0094904 | 0.0047215 | 0 | 0 | 0 | 0
SDG&E | MW | Residential | Res - Single Family | Lighting | No | Lighting - Halogen Lamp (Reflector) | 0.00049667 | 0.0010857 | 0.0017371 | 0.0024002 | 0.0030578 | 0.0031729 | 0.0031058 | 0.0088252 | 0.014672 | 0.020589 | 0.026589 | 0.032726
SDG&E | MW | Residential | Res - Single Family | SHW | No | SHW - EF Rated Instantaneous Water Heater (Electric) | 0.052767 | 0.11258 | 0.17875 | 0.24982 | 0.32519 | 0.40385 | 0.48582 | 0.57603 | 0.67155 | 0.77137 | 0.87537 | 0.98427
SDG&E | MW | Residential | Res - Single Family | SHW | No | SHW - EF Rated Storage Water Heater (Electric) | 0.10423 | 0.20935 | 0.20935 | 0.20935 | 0.20935 | 0.20935 | 0.20935 | 0.20935 | 0.20935 | 0.20935 | 0.20935 | 0.20935
SDG&E | MW | Residential | Res - Single Family | WholeBlg | No | WholeBlg - Low Income | 0.26677 | 0.53348 | 0.80012 | 1.04 | 1.2799 | 1.4011 | 1.5749 | 1.7533 | 1.8841 | 1.9779 | 2.0252 | 1.8176
SDG&E | MM Therms | Residential | Res - Multi Family | AppPlug | Yes | AppPlug - Clothes Washer (Gas) - Emerging | 0.018818 | 0.040998 | 0.058065 | 0.077908 | 0.10087 | 0.1222 | 0.14589 | 0.17402 | 0.20597 | 0.24173 | 0.28155 | 0.3261
SDG&E | MM Therms | Residential | Res - Multi Family | AppPlug | Yes | AppPlug - Dishwasher (Gas) - Emerging | 0.0031238 | 0.0076474 | 0.01369 | 0.021285 | 0.030448 | 0.041097 | 0.053081 | 0.067005 | 0.08253 | 0.099511 | 0.11826 | 0.13912
SDG&E | MM Therms | Residential | Res - Multi Family | AppPlug | No | AppPlug - Clothes Washer (Gas) | 0.40604 | 0.81663 | 1.0288 | 1.2411 | 1.4534 | 1.5962 | 1.7369 | 1.8794 | 2.0216 | 2.163 | 2.3039 | 2.4446
SDG&E | MM Therms | Residential | Res - Multi Family | AppPlug | No | AppPlug - Computer Monitor | -0.015651 | -0.031503 | -0.047538 | -0.063707 | -0.07999 | -0.080688 | -0.0812 | -0.081704 | -0.08217 | -0.082594 | -0.083022 | -0.083531
SDG&E | MM Therms | Residential | Res - Multi Family | AppPlug | No | AppPlug - Desktop Computer (Res - ES Plus) | 0 | 0 | -0.0017765 | -0.0043717 | -0.0078495 | -0.012241 | -0.017554 | -0.023904 | -0.029473 | -0.035193 | -0.040975 | -0.046781
SDG&E | MM Therms | Residential | Res - Multi Family | AppPlug | No | AppPlug - Desktop Computer (Res - ES) | 0 | 0 | 0 | 0 | 0 | 0 | -0.012209 | -0.025494 | -0.039726 | -0.054813 | -0.07068 | -0.087283
SDG&E | MM Therms | Residential | Res - Multi Family | AppPlug | No | AppPlug - Dishwasher (Gas) | 0.0031899 | 0.0065858 | 0.010155 | 0.013854 | 0.01766 | 0.021538 | 0.025454 | 0.02949 | 0.033589 | 0.037734 | 0.041833 | 0.045875
SDG&E | MM Therms | Residential | Res - Multi Family | AppPlug | No | AppPlug - Recycle Refrigerator | -0.0049896 | -0.010624 | -0.017332 | -0.025107 | -0.033874 | -0.043529 | -0.048893 | -0.05409 | -0.05843 | -0.061641 | -0.063505 | -0.063907
SDG&E | MM Therms | Residential | Res - Multi Family | BldgEnv | No | BldgEnv - Attic Batt Insulation | 0.028928 | 0.058472 | 0.088665 | 0.11901 | 0.14876 | 0.17676 | 0.20272 | 0.19761 | 0.18959 | 0.17881 | 0.16592 | 0.15199
SDG&E | MM Therms | Residential | Res - Multi Family | BldgEnv | No | BldgEnv - Wall Spray On Insulation | 0 | 0 | 0 | 0 | 0 | 0.06422 | 0.12034 | 0.16727 | 0.20665 | 0.24066 | 0.27061 | 0.29756
SDG&E | MM Therms | Residential | Res - Multi Family | BldgEnv | No | BldgEnv - Window Film | 0 | 0 | 0 | -0.00050412 | -0.0011503 | -0.001824 | -0.0024687 | -0.0031849 | -0.0039501 | -0.0048567 | -0.0057967 | -0.0067952
SDG&E | MM Therms | Residential | Res - Multi Family | HVAC | No | HVAC - Gas Furnace | 0.0020716 | 0.0050801 | 0.0091556 | 0.014247 | 0.020379 | 0.027559 | 0.035779 | 0.045013 | 0.055253 | 0.066463 | 0.078596 | 0.091598
SDG&E | MM Therms | Residential | Res - Multi Family | Lighting | Yes | Lighting - LED Lamp (Basic High - Indoor) - Emerging | -2.4137e-05 | -6.8735e-05 | -0.00019605 | -0.00039374 | -0.00069303 | -0.00079976 | -0.00079138 | -0.001259 | -0.0020246 | -0.0031635 | -0.0046937 | -0.0066307
SDG&E | MM Therms | Residential | Res - Multi Family | Lighting | Yes | Lighting - LED Lamp (Basic Low - Indoor) - Emerging | -9.592e-05 | -0.00023457 | -0.00055164 | -0.0010563 | -0.001793 | -0.0019831 | -0.0016998 | -0.0022263 | -0.0029831 | -0.003995 | -0.0052572 | -0.0067567
SDG&E | MM Therms | Residential | Res - Multi Family | Lighting | Yes | Lighting - LED Lamp (Reflector - Indoor) - Emerging | -4.7112e-05 | -0.00024153 | -0.00064279 | -0.0013014 | -0.0022355 | -0.0034062 | -0.0048247 | -0.0066089 | -0.0087857 | -0.011375 | -0.014376 | -0.017846
SDG&E | MM Therms | Residential | Res - Multi Family | Lighting | Yes | Lighting - LED Lamp (Specialty - Indoor) - Emerging | -3.2673e-05 | -0.00010456 | -0.0003082 | -0.00074682 | -0.0015827 | -0.0029522 | -0.0049176 | -0.0074577 | -0.010572 | -0.014355 | -0.018781 | -0.023808
SDG&E | MM Therms | Residential | Res - Multi Family | Lighting | Yes | Lighting - LED Plug-In Indoor Fixture - Emerging | -0.0013082 | -0.0030894 | -0.0048795 | -0.0066902 | -0.0085603 | -0.0087142 | -0.0088825 | -0.009066 | -0.009264 | -0.0094756 | -0.0096995 | -0.0099357
SDG&E | MM Therms | Residential | Res - Multi Family | Lighting | No | Lighting - Compact Fluorescent Fixture (Indoor) | -0.0028172 | -0.0068765 | -0.010907 | -0.014969 | -0.01905 | -0.01905 | -0.01905 | -0.01905 | -0.01905 | -0.01905 | -0.01905 | -0.01905
SDG&E | MM Therms | Residential | Res - Multi Family | Lighting | No | Lighting - Compact Fluorescent Lamp (Basic High - Indoor) | -0.038387 | -0.077456 | -0.11488 | -0.15078 | -0.18543 | -0.18543 | -0.15078 | -0.15078 | -0.15078 | -0.15078 | -0.15078 | -0.11239
SDG&E | MM Therms | Residential | Res - Multi Family | Lighting | No | Lighting - Compact Fluorescent Lamp (Basic Low - Indoor) | -0.043983 | -0.075828 | -0.10737 | -0.13783 | -0.16694 | -0.16694 | -0.13783 | -0.13783 | -0.13783 | -0.13783 | -0.13783 | -0.09385
SDG&E | MM Therms | Residential | Res - Multi Family | Lighting | No | Lighting - Compact Fluorescent Lamp (Reflector - Indoor) | -0.015564 | -0.028848 | -0.043401 | -0.058551 | -0.073741 | -0.088499 | -0.10227 | -0.11501 | -0.12675 | -0.13755 | -0.14753 | -0.1568
SDG&E | MM Therms | Residential | Res - Multi Family | Lighting | No | Lighting - Compact Fluorescent Lamp (Specialty - Indoor) | -0.0081578 | -0.019177 | -0.032146 | -0.046933 | -0.063127 | -0.080139 | -0.097306 | -0.11406 | -0.12966 | -0.14408 | -0.15725 | -0.16107
SDG&E | MM Therms | Residential | Res - Multi Family | Lighting | No | Lighting - Halogen Lamp (A-Line) | -0.00017539 | -0.00038254 | -0.00062703 | -0.00086902 | -0.0011107 | -0.00093527 | -0.00048648 | -0.00024199 | 0 | 0 | 0 | 0
SDG&E | MM Therms | Residential | Res - Multi Family | Lighting | No | Lighting - Halogen Lamp (Reflector) | -2.5417e-05 | -5.5423e-05 | -8.8527e-05 | -0.00012214 | -0.00015535 | -0.00016007 | -0.00015559 | -0.00044776 | -0.00074639 | -0.0010486 | -0.0013558 | -0.0016699
SDG&E | MM Therms | Residential | Res - Multi Family | Lighting | No | Lighting - Night Light Fixture (LED) | -0.0034026 | -0.0076174 | -0.012595 | -0.018228 | -0.024436 | -0.031068 | -0.038002 | -0.045497 | -0.053334 | -0.061416 | -0.069709 | -0.078239
SDG&E | MM Therms | Residential | Res - Multi Family | SHW | Yes | SHW - EF Rated Storage Water Heater (Gas) - Emerging | 0 | 0 | 0 | 0.011784 | 0.03603 | 0.072981 | 0.12225 | 0.18645 | 0.26431 | 0.35544 | 0.45972 | 0.57765
SDG&E | MM Therms | Residential | Res - Multi Family | SHW | No | ProcHeat - Boiler Controls | 0.07492 | 0.15948 | 0.24069 | 0.32125 | 0.40018 | 0.47131 | 0.536 | 0.59819 | 0.65562 | 0.70946 | 0.75961 | 0.80704
SDG&E | MM Therms | Residential | Res - Multi Family | SHW | No | SHW - EF Rated Storage Water Heater (Gas) | 0.034576 | 0.073573 | 0.090074 | 0.1076 | 0.12593 | 0.14475 | 0.16385 | 0.18375 | 0.20403 | 0.22456 | 0.24532 | 0.26634
SDG&E | MM Therms | Residential | Res - Multi Family | WholeBlg | No | WholeBlg - Low Income | 0.34914 | 0.6984 | 1.0478 | 1.3624 | 1.677 | 1.8366 | 2.0652 | 2.2998 | 2.4718 | 2.5955 | 2.6579 | 2.3864
SDG&E | MM Therms | Residential | Res - Multi Family | WholeBlg | No | WholeBlg - Res NC ZNE | 0.0028149 | 0.011466 | 0.02378 | 0.039345 | 0.059716 | 0.083779 | 0.10894 | 0.14439 | 0.18571 | 0.23052 | 0.27644 | 0.32349
SDG&E | MM Therms | Residential | Res - Single Family | AppPlug | Yes | AppPlug - Clothes Washer (Gas) - Emerging | 0.027985 | 0.063733 | 0.092419 | 0.12635 | 0.16552 | 0.20142 | 0.24038 | 0.28467 | 0.33298 | 0.38476 | 0.43987 | 0.49876
SDG&E | MM Therms | Residential | Res - Single Family | AppPlug | Yes | AppPlug - Dishwasher (Gas) - Emerging | 0.0089059 | 0.020795 | 0.036516 | 0.056499 | 0.081267 | 0.11099 | 0.14556 | 0.18796 | 0.23738 | 0.2937 | 0.35718 | 0.42874
SDG&E | MM Therms | Residential | Res - Single Family | AppPlug | No | AppPlug - Clothes Washer (Gas) | 0.50754 | 1.0421 | 1.3274 | 1.6205 | 1.9199 | 2.125 | 2.3305 | 2.5419 | 2.7557 | 2.9711 | 3.1879 | 3.4069
SDG&E | MM Therms | Residential | Res - Single Family | AppPlug | No | AppPlug - Computer Monitor | -0.069317 | -0.13954 | -0.21057 | -0.28218 | -0.35431 | -0.35741 | -0.35965 | -0.3619 | -0.364 | -0.36589 | -0.3678 | -0.37009
SDG&E | MM Therms | Residential | Res - Single Family | AppPlug | No | AppPlug - Desktop Computer (Res - ES Plus) | 0 | 0 | -0.0056189 | -0.013852 | -0.024911 | -0.038894 | -0.055806 | -0.07606 | -0.093886 | -0.11219 | -0.13067 | -0.14922
SDG&E | MM Therms | Residential | Res - Single Family | AppPlug | No | AppPlug - Desktop Computer (Res - ES) | 0 | 0 | 0 | 0 | 0 | 0 | -0.044459 | -0.092519 | -0.14368 | -0.19759 | -0.25399 | -0.31276
SDG&E | MM Therms | Residential | Res - Single Family | AppPlug | No | AppPlug - Dishwasher (Gas) | 0.014629 | 0.029657 | 0.044746 | 0.05979 | 0.074767 | 0.089564 | 0.10408 | 0.11868 | 0.13317 | 0.14748 | 0.16162 | 0.17565
SDG&E | MM Therms | Residential | Res - Single Family | AppPlug | No | AppPlug - Recycle Refrigerator | -0.030327 | -0.06457 | -0.10535 | -0.1526 | -0.20589 | -0.26457 | -0.29717 | -0.32876 | -0.35514 | -0.37465 | -0.38598 | -0.38843
SDG&E | MM Therms | Residential | Res - Single Family | BldgEnv | No | BldgEnv - Attic Batt Insulation | 0.14381 | 0.28405 | 0.42301 | 0.56917 | 0.71731 | 0.84987 | 0.97337 | 0.94837 | 0.92014 | 0.88932 | 0.84672 | 0.80053
SDG&E | MM Therms | Residential | Res - Single Family | BldgEnv | No | BldgEnv - Wall Spray On Insulation | 1.0103 | 1.988 | 2.833 | 3.5743 | 4.2338 | 4.8183 | 5.3452 | 4.8184 | 4.2856 | 3.8551 | 3.5072 | 3.2214
SDG&E | MM Therms | Residential | Res - Single Family | BldgEnv | No | BldgEnv - Window Film | 0 | 0 | 0 | -0.0030289 | -0.0069137 | -0.010966 | -0.014847 | -0.019161 | -0.023772 | -0.029239 | -0.034909 | -0.040936
SDG&E | MM Therms | Residential | Res - Single Family | HVAC | Yes | HVAC - Gas Furnace - Emerging | 0 | 0 | 0 | 0 | 0.020188 | 0.055208 | 0.10753 | 0.17885 | 0.27044 | 0.38334 | 0.51815 | 0.67554
SDG&E | MM Therms | Residential | Res - Single Family | HVAC | No | HVAC - Gas Furnace | 0.037639 | 0.088183 | 0.15206 | 0.22892 | 0.31822 | 0.41862 | 0.52861 | 0.65082 | 0.78297 | 0.92386 | 1.0729 | 1.23
SDG&E | MM Therms | Residential | Res - Single Family | HVAC | No | HVAC - SEER Rated Split System AC (Recharge) | 0 | 0 | 0 | 0 | 0 | 0 | 0 | 0 | 0 | 0.00087007 | 0.0017364 | 0.0025846
SDG&E | MM Therms | Residential | Res - Single Family | Lighting | Yes | Lighting - LED Lamp (Basic High - Indoor) - Emerging | -0.00034068 | -0.00082804 | -0.0019922 | -0.0039292 | -0.006876 | -0.0077828 | -0.0070796 | -0.010125 | -0.014783 | -0.021489 | -0.030325 | -0.041413
SDG&E | MM Therms | Residential | Res - Single Family | Lighting | Yes | Lighting - LED Lamp (Basic Low - Indoor) - Emerging | -0.00058721 | -0.0013983 | -0.0033551 | -0.0065196 | -0.011306 | -0.012606 | -0.010941 | -0.014805 | -0.020439 | -0.028028 | -0.037517 | -0.048811
SDG&E | MM Therms | Residential | Res - Single Family | Lighting | Yes | Lighting - LED Lamp (Reflector - Indoor) - Emerging | -0.00059168 | -0.0025492 | -0.0066442 | -0.013357 | -0.02286 | -0.034729 | -0.049904 | -0.070039 | -0.095282 | -0.12583 | -0.16168 | -0.20363
SDG&E | MM Therms | Residential | Res - Single Family | Lighting | Yes | Lighting - LED Lamp (Specialty - Indoor) - Emerging | -0.0004126 | -0.00097343 | -0.0023452 | -0.0053737 | -0.011317 | -0.021322 | -0.035989 | -0.05631 | -0.082138 | -0.11408 | -0.15167 | -0.1943
SDG&E | MM Therms | Residential | Res - Single Family | Lighting | Yes | Lighting - LED Plug-In Indoor Fixture - Emerging | -0.0054459 | -0.0153 | -0.025139 | -0.03507 | -0.045097 | -0.045833 | -0.046559 | -0.047347 | -0.048203 | -0.049123 | -0.050101 | -0.051142
SDG&E | MM Therms | Residential | Res - Single Family | Lighting | No | Lighting - Compact Fluorescent Fixture (Indoor) | -0.010591 | -0.029037 | -0.047221 | -0.065469 | -0.083708 | -0.083708 | -0.083708 | -0.083708 | -0.083708 | -0.083708 | -0.083708 | -0.083708
SDG&E | MM Therms | Residential | Res - Single Family | Lighting | No | Lighting - Compact Fluorescent Lamp (Basic High - Indoor) | -0.22858 | -0.44807 | -0.6631 | -0.87055 | -1.0697 | -1.0697 | -0.87055 | -0.87055 | -0.87055 | -0.87055 | -0.87055 | -0.64197
SDG&E | MM Therms | Residential | Res - Single Family | Lighting | No | Lighting - Compact Fluorescent Lamp (Basic Low - Indoor) | -0.2793 | -0.4937 | -0.70298 | -0.90451 | -1.0973 | -1.0973 | -0.90451 | -0.90451 | -0.90451 | -0.90451 | -0.90451 | -0.62521
SDG&E | MM Therms | Residential | Res - Single Family | Lighting | No | Lighting - Compact Fluorescent Lamp (Reflector - Indoor) | -0.23098 | -0.39133 | -0.56512 | -0.74214 | -0.91651 | -1.0838 | -1.237 | -1.3803 | -1.513 | -1.6358 | -1.7498 | -1.6256
SDG&E | MM Therms | Residential | Res - Single Family | Lighting | No | Lighting - Compact Fluorescent Lamp (Specialty - Indoor) | -0.072232 | -0.15712 | -0.25405 | -0.36115 | -0.47474 | -0.59059 | -0.70441 | -0.81198 | -0.91099 | -1.0013 | -1.0829 | -1.1567
SDG&E | MM Therms | Residential | Res - Single Family | Lighting | No | Lighting - Halogen Lamp (A-Line) | -0.0004643 | -0.001013 | -0.0016606 | -0.0023018 | -0.0029424 | -0.0024781 | -0.0012889 | -0.00064123 | 0 | 0 | 0 | 0
SDG&E | MM Therms | Residential | Res - Single Family | Lighting | No | Lighting - Halogen Lamp (Reflector) | -6.7453e-05 | -0.00014745 | -0.00023591 | -0.00032598 | -0.00041528 | -0.00043092 | -0.00042181 | -0.0011986 | -0.0019927 | -0.0027962 | -0.0036111 | -0.0044445
SDG&E | MM Therms | Residential | Res - Single Family | Lighting | No | Lighting - Night Light Fixture (LED) | -0.009009 | -0.020178 | -0.033377 | -0.048317 | -0.064793 | -0.08246 | -0.10093 | -0.12093 | -0.14185 | -0.16344 | -0.18559 | -0.20839
SDG&E | MM Therms | Residential | Res - Single Family | SHW | Yes | SHW - EF Rated Storage Water Heater (Gas) - Emerging | 0 | 0 | 0 | 0.035208 | 0.10939 | 0.22429 | 0.37834 | 0.58609 | 0.84219 | 1.1446 | 1.4971 | 1.9048
SDG&E | MM Therms | Residential | Res - Single Family | SHW | No | SHW - EF Rated Storage Water Heater (Gas) | 0.11261 | 0.23956 | 0.29378 | 0.35202 | 0.41365 | 0.47735 | 0.54183 | 0.61039 | 0.6807 | 0.75197 | 0.82474 | 0.89935
SDG&E | MM Therms | Residential | Res - Single Family | WholeBlg | No | WholeBlg - Low Income | 0.092891 | 0.18576 | 0.27861 | 0.36214 | 0.44566 | 0.48788 | 0.5484 | 0.61053 | 0.65605 | 0.68873 | 0.70519 | 0.63291
PG&E | GWh | Commercial | Com - Assembly | AppPlug | No | AppPlug - Computer Monitor | 0.017732 | 0.036261 | 0.05532 | 0.075578 | 0.096238 | 0.11707 | 0.11992 | 0.12247 | 0.12461 | 0.12649 | 0.12877 | 0.13156
PG&E | GWh | Commercial | Com - Assembly | AppPlug | No | AppPlug - Desktop Computer (Com - Power Management) | 0.41086 | 0.83809 | 1.2823 | 1.7408 | 2.204 | 2.6619 | 2.6927 | 2.6847 | 2.6307 | 2.5326 | 2.3995 | 2.2424
PG&E | GWh | Commercial | Com - Assembly | AppPlug | No | AppPlug - Occupancy Sensor Plug Strip | 0.10269 | 0.21735 | 0.33677 | 0.46005 | 0.58475 | 0.70896 | 0.83025 | 0.95052 | 1.0669 | 1.0776 | 1.0721 | 1.0571
PG&E | GWh | Commercial | Com - Assembly | AppPlug | No | AppPlug - Vending Machine Controls | 0.2895 | 0.59144 | 0.9091 | 1.2401 | 1.5775 | 1.9131 | 1.9483 | 1.9554 | 1.9249 | 1.8584 | 1.7617 | 1.6437
PG&E | GWh | Commercial | Com - Assembly | BldgEnv | No | BldgEnv - Wall Spray On Insulation | 0.1622 | 0.28676 | 0.39602 | 0.49982 | 0.59842 | 0.69209 | 0.78108 | 0.70343 | 0.65918 | 0.62622 | 0.59491 | 0.56516
PG&E | GWh | Commercial | Com - Assembly | BldgEnv | No | BldgEnv - Window Film | 0 | 0 | 0 | 0 | 0 | 0 | 0 | 0 | 0.062123 | 0.19958 | 0.39026 | 0.61051
PG&E | GWh | Commercial | Com - Assembly | HVAC | Yes | HVAC - Advanced Package Rooftop AC (> EER 12) - Emerging | 0 | 0 | 0.0014848 | 0.0055587 | 0.013092 | 0.024889 | 0.041596 | 0.063381 | 0.090638 | 0.12387 | 0.16361 | 0.21046
PG&E | GWh | Commercial | Com - Assembly | HVAC | No | HVAC - Demand Controlled Ventilation | 0.46575 | 0.96833 | 1.5695 | 2.2703 | 3.0552 | 3.896 | 4.7531 | 5.5907 | 6.3746 | 7.0914 | 7.736 | 7.8473
PG&E | GWh | Commercial | Com - Assembly | HVAC | No | HVAC - Direct Evaporative Cooler | 1.5217 | 3.297 | 5.3452 | 7.6906 | 10.3473 | 13.3262 | 16.632 | 20.2749 | 24.2501 | 28.5585 | 33.188 | 38.1206
PG&E | GWh | Commercial | Com - Assembly | HVAC | No | HVAC - EER Rated Package Rooftop AC (EER 11) | 0 | 0 | 0 | 0 | 0 | 0 | 0.043591 | 0.21268 | 0.39871 | 0.60217 | 0.82122 | 1.054
PG&E | GWh | Commercial | Com - Assembly | HVAC | No | HVAC - SEER Rated Package Rooftop AC (Recharge) | 0 | 0 | 0 | 0 | 0.96697 | 1.8756 | 2.6828 | 3.3732 | 2.9815 | 2.544 | 2.1186 | 1.7477
PG&E | GWh | Commercial | Com - Assembly | HVAC | No | HVAC - SEER Rated Package Rooftop AC (SEER 14) | 0.41079 | 0.90762 | 0.90762 | 0.90762 | 0.90762 | 0.90762 | 0.90762 | 0.90762 | 0.90762 | 0.90762 | 0.90762 | 0.90762
PG&E | GWh | Commercial | Com - Assembly | HVAC | No | HVAC - SEER Rated Package Rooftop AC (SEER 15) | 0.45027 | 0.98309 | 1.2684 | 1.5961 | 1.9635 | 2.3699 | 2.8126 | 3.2953 | 3.8149 | 4.3769 | 4.9793 | 5.6196
PG&E | GWh | Commercial | Com - Assembly | HVAC | No | HVAC - SEER Rated Package Rooftop HP (SEER 14) | 0.069965 | 0.15361 | 0.15361 | 0.15361 | 0.15361 | 0.15361 | 0.15361 | 0.15361 | 0.15361 | 0.15361 | 0.15361 | 0.15361
PG&E | GWh | Commercial | Com - Assembly | HVAC | No | HVAC - SEER Rated Package Rooftop HP (SEER 15) | 0.27356 | 0.60308 | 0.78229 | 0.99106 | 1.2283 | 1.494 | 1.7868 | 2.1096 | 2.4608 | 2.8434 | 3.2561 | 3.6972
PG&E | GWh | Commercial | Com - Assembly | HVAC | No | HVAC - SEER Rated Split System AC (SEER 14) | 0.22739 | 0.49039 | 0.78594 | 0.78594 | 0.78594 | 0.78594 | 0.78594 | 0.78594 | 0.78594 | 0.78594 | 0.78594 | 0.78594
PG&E | GWh | Commercial | Com - Assembly | HVAC | No | HVAC - SEER Rated Split System AC (SEER 15) | 0.023142 | 0.052753 | 0.069505 | 0.089585 | 0.11284 | 0.13927 | 0.16872 | 0.20147 | 0.23733 | 0.27664 | 0.31928 | 0.36516
PG&E | GWh | Commercial | Com - Assembly | HVAC | No | HVAC - SEER Rated Split System HP (SEER 14) | 0.21414 | 0.47133 | 0.51186 | 0.5589 | 0.61217 | 0.6716 | 0.73686 | 0.80854 | 0.88618 | 0.9704 | 1.0609 | 1.1572
PG&E | GWh | Commercial | Com - Assembly | HVAC | No | HVAC - SEER Rated Split System HP (SEER 15) | 0.078257 | 0.17172 | 0.22212 | 0.28051 | 0.34641 | 0.41972 | 0.49995 | 0.58799 | 0.68323 | 0.78664 | 0.89784 | 1.0164
PG&E | GWh | Commercial | Com - Assembly | Lighting | Yes | Lighting - LED Fixture (Replacing T8) - Emerging | 0 | 0 | 0.10773 | 0.32366 | 0.65527 | 1.1147 | 1.708 | 2.4623 | 3.3779 | 4.4806 | 5.7873 | 7.3077
PG&E | GWh | Commercial | Com - Assembly | Lighting | Yes | Lighting - LED Lamp (Basic High - Indoor) - Emerging | 0.010552 | 0.027878 | 0.054593 | 0.089853 | 0.12899 | 0.13672 | 0.1333 | 0.12593 | 0.11541 | 0.095429 | 0.12239 | 0.15269
PG&E | GWh | Commercial | Com - Assembly | Lighting | Yes | Lighting - LED Lamp (Basic Low - Indoor) - Emerging | 0.043581 | 0.11109 | 0.19762 | 0.29853 | 0.41495 | 0.43523 | 0.41341 | 0.39159 | 0.3733 | 0.31469 | 0.40481 | 0.50901
PG&E | GWh | Commercial | Com - Assembly | Lighting | Yes | Lighting - LED Plug-In Indoor Fixture - Emerging | 0.011522 | 0.024771 | 0.040846 | 0.060776 | 0.084779 | 0.086484 | 0.088653 | 0.091363 | 0.094852 | 0.099309 | 0.10487 | 0.11161
PG&E | GWh | Commercial | Com - Assembly | Lighting | No | Lighting - Cold Cathode Lamp | 0.025143 | 0.051306 | 0.078332 | 0.10644 | 0.13533 | 0.13533 | 0.13533 | 0.13533 | 0.13533 | 0.13533 | 0.13533 | 0.11018
PG&E | GWh | Commercial | Com - Assembly | Lighting | No | Lighting - Compact Fluorescent Fixture (Indoor) | 4.0044 | 8.2469 | 12.7219 | 17.4506 | 22.4088 | 18.4045 | 14.1619 | 9.6869 | 4.9582 | 0 | 0 | 0
PG&E | GWh | Commercial | Com - Assembly | Lighting | No | Lighting - Compact Fluorescent Lamp (Basic High - Indoor) | 1.6744 | 3.3691 | 5.0783 | 6.8089 | 8.5578 | 6.8834 | 5.1887 | 3.4795 | 1.7489 | 0 | 0 | 0
PG&E | GWh | Commercial | Com - Assembly | Lighting | No | Lighting - Compact Fluorescent Lamp (Basic Low - Indoor) | 2.6123 | 5.2456 | 7.8985 | 10.5854 | 13.2952 | 10.6829 | 8.0496 | 5.3966 | 2.7098 | 0 | 0 | 0
PG&E | GWh | Commercial | Com - Assembly | Lighting | No | Lighting - Exit Fixture (LED) | 0.86674 | 1.6904 | 2.4085 | 3.004 | 3.4888 | 3.8843 | 3.4947 | 3.0984 | 2.7714 | 2.529 | 2.3624 | 2.2549
PG&E | GWh | Commercial | Com - Assembly | Lighting | No | Lighting - Halogen Lamp (A-Line) | 0.047349 | 0.1057 | 0.12834 | 0.15285 | 0.17942 | 0.096566 | 0 | 0 | 0 | 0 | 0 | 0
PG&E | GWh | Commercial | Com - Assembly | Lighting | No | Lighting - Halogen Lamp (Reflector) | 0.01851 | 0.040903 | 0.048607 | 0.056369 | 0.064274 | 0.071444 | 0.077755 | 0.083584 | 0.088825 | 0.093605 | 0.097952 | 0.10193
PG&E | GWh | Commercial | Com - Assembly | Lighting | No | Lighting - High Bay HID to T5 | 0.20268 | 0.42156 | 0.6595 | 0.91209 | 1.1706 | 1.6061 | 2.0463 | 2.4903 | 2.9305 | 3.3599 | 3.7724 | 4.1627
PG&E | GWh | Commercial | Com - Assembly | Lighting | No | Lighting - Induction Fixture (Indoor) | 0.046016 | 0.1006 | 0.16338 | 0.23508 | 0.31451 | 0.40106 | 0.49365 | 0.59298 | 0.69798 | 0.80944 | 0.92664 | 1.0489
PG&E | GWh | Commercial | Com - Assembly | Lighting | No | Lighting - Induction Fixture (Outdoor) | 0.044005 | 0.093612 | 0.14859 | 0.20957 | 0.27576 | 0.34675 | 0.42181 | 0.50155 | 0.58527 | 0.67367 | 0.76635 | 0.86294
PG&E | GWh | Commercial | Com - Assembly | Lighting | No | Lighting - Linear Fluorescent Delamping | 0.035665 | 0.071939 | 0.11775 | 0.17345 | 0.17345 | 0 | 0 | 0 | 0 | 0 | 0 | 0
PG&E | GWh | Commercial | Com - Assembly | Lighting | No | Lighting - Linear Fluorescent Fixture (Low Wattage T8) | 0.1035 | 0.23493 | 0.39348 | 0.57824 | 0.78526 | 1.0118 | 1.2544 | 1.5125 | 1.7832 | 2.0668 | 2.3614 | 2.6656
PG&E | GWh | Commercial | Com - Assembly | Lighting | No | Lighting - Plug-In Fixture (Compact Fluorescent) | 0 | 0.18722 | 0.36423 | 0.54067 | 0.77257 | 0.77257 | 0.77257 | 0.77257 | 0.77257 | 0.77257 | 0.77257 | 0.77257
PG&E | GWh | Commercial | Com - Assembly | Lighting | No | Lighting - Plug-In Fixture (Exterior) | 0.22076 | 0.49405 | 0.76458 | 1.0397 | 1.3163 | 1.5939 | 1.871 | 2.1503 | 2.4305 | 2.7142 | 3.0011 | 3.2907
PG&E | GWh | Commercial | Com - Assembly | Lighting | No | Lighting - Plug-In Fixture (PSMH with Electronic Ballast) | 0 | 0 | 0 | 0 | 0 | 0 | 0 | 0 | 0 | 0.15465 | 0.31217 | 0.4716
PG&E | GWh | Commercial | Com - Assembly | Lighting | No | Lighting - Plug-In Fixture (PSMH) | 0.34531 | 0.79841 | 1.2545 | 1.7287 | 2.2132 | 2.7006 | 3.1852 | 3.6705 | 4.1523 | 4.6114 | 5.0723 | 5.5357
PG&E | GWh | Commercial | Com - Assembly | SHW | No | SHW - EF Rated Instantaneous Water Heater (Electric) | 0.0096617 | 0.020973 | 0.033892 | 0.048547 | 0.064648 | 0.082006 | 0.10035 | 0.11979 | 0.14006 | 0.16131 | 0.18341 | 0.20621
PG&E | GWh | Commercial | Com - Assembly | SHW | No | SHW - EF Rated Storage Water Heater (Electric) | 0.0088074 | 0.01897 | 0.01897 | 0.01897 | 0.01897 | 0.01897 | 0.01897 | 0.01897 | 0.01897 | 0.01897 | 0.01897 | 0.01897
PG&E | GWh | Commercial | Com - Assembly | Service | No | HVAC - Comprehensive Rooftop Unit Quality Maintenance | 0.20501 | 0.40099 | 0.60195 | 0.80611 | 1.0108 | 1.2134 | 1.4115 | 1.6023 | 1.7837 | 1.9534 | 2.1102 | 2.0482
PG&E | GWh | Commercial | Com - Assembly | Service | No | Service - HVAC Fault Detection & Diagnositics | 0.18476 | 0.44228 | 0.69207 | 0.93756 | 1.1761 | 1.4073 | 1.6301 | 1.8475 | 2.0586 | 2.2664 | 2.4708 | 2.6715
PG&E | GWh | Commercial | Com - Assembly | Service | No | Service - Retro-Commissioning (Electric) | 1.6971 | 3.0547 | 4.1409 | 5.0098 | 5.7049 | 6.261 | 5.0088 | 4.007 | 3.2056 | 2.5645 | 2.0516 | 1.6413
PG&E | GWh | Commercial | Com - Assembly | WholeBlg | No | HVAC - Energy Management System | 0.71674 | 1.5181 | 2.2707 | 2.9789 | 3.6375 | 4.2478 | 4.8107 | 5.3405 | 5.8574 | 6.3687 | 6.8737 | 7.3717
PG&E | GWh | Commercial | Com - Assembly | WholeBlg | No | WholeBlg - Com NC Level 2 | 0.058649 | 0 | 0 | 0 | 0 | 0 | 0 | 0 | 0 | 0 | 0 | 0
PG&E | GWh | Commercial | Com - Assembly | WholeBlg | No | WholeBlg - Com NC Level 3 | 0.028979 | 0.028979 | 0.028979 | 0.028979 | 0.028979 | 0.028979 | 0.028979 | 0 | 0 | 0 | 0 | 0
PG&E | GWh | Commercial | Com - Assembly | WholeBlg | No | WholeBlg - Com RET Level 1 | 0.2101 | 0.49781 | 0.86859 | 1.3282 | 1.8822 | 2.537 | 3.2986 | 4.1727 | 5.1647 | 6.2816 | 7.5302 | 8.9192
PG&E | GWh | Commercial | Com - Assembly | WholeBlg | No | WholeBlg - Com RET Level 2 | 0.33122 | 0.78279 | 1.3637 | 2.085 | 2.9571 | 3.9908 | 5.1962 | 6.5843 | 8.1644 | 9.9433 | 11.9246 | 14.1086
PG&E | GWh | Commercial | Com - Education (Community College) | AppPlug | No | AppPlug - Computer Monitor | 0.0099014 | 0.020248 | 0.030891 | 0.042203 | 0.05374 | 0.065373 | 0.066962 | 0.068389 | 0.069585 | 0.070634 | 0.071904 | 0.073466
PG&E | GWh | Commercial | Com - Education (Community College) | AppPlug | No | AppPlug - Desktop Computer (Com - Power Management) | 0.23052 | 0.47026 | 0.71966 | 0.97717 | 1.2374 | 1.4947 | 1.5123 | 1.5082 | 1.478 | 1.423 | 1.3482 | 1.2599
PG&E | GWh | Commercial | Com - Education (Community College) | AppPlug | No | AppPlug - Occupancy Sensor Plug Strip | 0.057342 | 0.12137 | 0.18806 | 0.25689 | 0.32653 | 0.39589 | 0.46362 | 0.53077 | 0.59575 | 0.60175 | 0.59867 | 0.59026
PG&E | GWh | Commercial | Com - Education (Community College) | AppPlug | No | AppPlug - Vending Machine Controls | 0.63813 | 1.3037 | 2.0039 | 2.7335 | 3.4772 | 4.2168 | 4.2946 | 4.3101 | 4.2429 | 4.0963 | 3.8833 | 3.623
PG&E | GWh | Commercial | Com - Education (Community College) | BldgEnv | No | BldgEnv - Wall Spray On Insulation | 0.066519 | 0.12875 | 0.18787 | 0.24404 | 0.2974 | 0.34809 | 0.39624 | 0.37547 | 0.3567 | 0.33886 | 0.32192 | 0.30582
PG&E | GWh | Commercial | Com - Education (Community College) | BldgEnv | No | BldgEnv - Window Film | 0 | 0 | 0 | 0 | 0 | 0 | 0 | 0 | 0.057914 | 0.18605 | 0.36382 | 0.56915
PG&E | GWh | Commercial | Com - Education (Community College) | FoodServ | No | FoodServ - Electric Griddle | 0.004454 | 0.010021 | 0.016774 | 0.024897 | 0.034396 | 0.045312 | 0.057619 | 0.071472 | 0.086802 | 0.10375 | 0.12226 | 0.14224
PG&E | GWh | Commercial | Com - Education (Community College) | FoodServ | No | FoodServ - Electric Steamer | 0.0038219 | 0.0085395 | 0.014158 | 0.020767 | 0.028303 | 0.036733 | 0.045972 | 0.056072 | 0.066929 | 0.078594 | 0.090989 | 0.10403
PG&E | GWh | Commercial | Com - Education (Community College) | FoodServ | No | FoodServ - Fryer (Electric) | 0.00022122 | 0.00049636 | 0.00082828 | 0.0012252 | 0.0016864 | 0.002213 | 0.0028029 | 0.0034624 | 0.0041876 | 0.0049842 | 0.0058487 | 0.0067765
PG&E | GWh | Commercial | Com - Education (Community College) | FoodServ | No | FoodServ - Oven (Electric) | 0.054494 | 0.12227 | 0.2038 | 0.30083 | 0.41293 | 0.54003 | 0.68132 | 0.83798 | 1.0087 | 1.1947 | 1.3948 | 1.6078
PG&E | GWh | Commercial | Com - Education (Community College) | HVAC | No | HVAC - Chiller (Centrifugal) | 0.022841 | 0.051475 | 0.086394 | 0.12808 | 0.17705 | 0.23371 | 0.29841 | 0.37132 | 0.4526 | 0.54222 | 0.6401 | 0.74605
PG&E | GWh | Commercial | Com - Education (Community College) | HVAC | No | HVAC - Chiller (Reciprocating) | 0.028014 | 0.062944 | 0.10505 | 0.15524 | 0.21345 | 0.27984 | 0.35421 | 0.4373 | 0.5287 | 0.62909 | 0.73811 | 0.85524
PG&E | GWh | Commercial | Com - Education (Community College) | HVAC | No | HVAC - Demand Controlled Ventilation | 0.14451 | 0.30054 | 0.4872 | 0.70483 | 0.94862 | 1.2098 | 1.4762 | 1.7366 | 1.9804 | 2.2036 | 2.4044 | 2.4398
PG&E | GWh | Commercial | Com - Education (Community College) | HVAC | No | HVAC - Direct Evaporative Cooler | 0.34908 | 0.75473 | 1.2208 | 1.7523 | 2.3516 | 3.0207 | 3.7601 | 4.5717 | 5.4542 | 6.4074 | 7.4287 | 8.514
PG&E | GWh | Commercial | Com - Education (Community College) | HVAC | No | HVAC - EER Rated Package Rooftop AC (EER 11) | 0 | 0 | 0 | 0 | 0 | 0 | 0 | 0.041038 | 0.086773 | 0.13742 | 0.1926 | 0.25193
PG&E | GWh | Commercial | Com - Education (Community College) | HVAC | No | HVAC - SEER Rated Package Rooftop AC (SEER 14) | 0.12206 | 0.26951 | 0.26951 | 0.26951 | 0.26951 | 0.26951 | 0.26951 | 0.26951 | 0.26951 | 0.26951 | 0.26951 | 0.26951
PG&E | GWh | Commercial | Com - Education (Community College) | HVAC | No | HVAC - SEER Rated Package Rooftop AC (SEER 15) | 0.12528 | 0.27334 | 0.35261 | 0.44362 | 0.54567 | 0.65854 | 0.78152 | 0.9156 | 1.0599 | 1.2161 | 1.3834 | 1.5614
PG&E | GWh | Commercial | Com - Education (Community College) | HVAC | No | HVAC - SEER Rated Package Rooftop HP (SEER 14) | 0.013984 | 0.030683 | 0.030683 | 0.030683 | 0.030683 | 0.030683 | 0.030683 | 0.030683 | 0.030683 | 0.030683 | 0.030683 | 0.030683
PG&E | GWh | Commercial | Com - Education (Community College) | HVAC | No | HVAC - SEER Rated Package Rooftop HP (SEER 15) | 0.05339 | 0.11743 | 0.15214 | 0.19249 | 0.23822 | 0.28926 | 0.3453 | 0.40696 | 0.47386 | 0.54665 | 0.62506 | 0.70878
PG&E | GWh | Commercial | Com - Education (Community College) | HVAC | No | HVAC - SEER Rated Split System AC (SEER 14) | 0.073856 | 0.15946 | 0.25626 | 0.25626 | 0.25626 | 0.25626 | 0.25626 | 0.25626 | 0.25626 | 0.25626 | 0.25626 | 0.25626
PG&E | GWh | Commercial | Com - Education (Community College) | HVAC | No | HVAC - SEER Rated Split System AC (SEER 15) | 0.0085414 | 0.019498 | 0.025738 | 0.033279 | 0.042098 | 0.052215 | 0.063603 | 0.0764 | 0.090562 | 0.10625 | 0.12345 | 0.14214
PG&E | GWh | Commercial | Com - Education (Community College) | HVAC | No | HVAC - SEER Rated Split System HP (SEER 14) | 0.079663 | 0.17513 | 0.19015 | 0.20758 | 0.22729 | 0.24924 | 0.2733 | 0.2997 | 0.32827 | 0.35925 | 0.39254 | 0.42798
PG&E | GWh | Commercial | Com - Education (Community College) | HVAC | No | HVAC - SEER Rated Split System HP (SEER 15) | 0.026476 | 0.05807 | 0.075113 | 0.094849 | 0.11712 | 0.14189 | 0.169 | 0.19872 | 0.23087 | 0.26574 | 0.30322 | 0.34316
PG&E | GWh | Commercial | Com - Education (Community College) | HVAC | No | HVAC - Thermostat | 1.0609 | 2.2048 | 3.4247 | 4.6693 | 5.8734 | 6.9873 | 7.9834 | 8.8676 | 9.6484 | 10.3513 | 11.0138 | 11.6572
PG&E | GWh | Commercial | Com - Education (Community College) | Lighting | Yes | Lighting - LED Fixture (Replacing T8) - Emerging | 0 | 0 | 0.066323 | 0.20751 | 0.43815 | 0.77469 | 1.2268 | 1.8206 | 2.5575 | 3.4605 | 4.5398 | 5.7971
PG&E | GWh | Commercial | Com - Education (Community College) | Lighting | Yes | Lighting - LED Lamp (Basic High - Indoor) - Emerging | 0.0021306 | 0.0054024 | 0.010231 | 0.017506 | 0.028827 | 0.030874 | 0.030696 | 0.029808 | 0.027414 | 0.019989 | 0.024742 | 0.029878
PG&E | GWh | Commercial | Com - Education (Community College) | Lighting | Yes | Lighting - LED Lamp (Basic Low - Indoor) - Emerging | 0.0045215 | 0.012024 | 0.021191 | 0.033832 | 0.053727 | 0.058158 | 0.057846 | 0.057929 | 0.056965 | 0.047415 | 0.06029 | 0.075159
PG&E | GWh | Commercial | Com - Education (Community College) | Lighting | Yes | Lighting - LED Plug-In Indoor Fixture - Emerging | 0.014126 | 0.031954 | 0.05431 | 0.082366 | 0.11672 | 0.11921 | 0.12241 | 0.12645 | 0.13145 | 0.13759 | 0.14496 | 0.15365
PG&E | GWh | Commercial | Com - Education (Community College) | Lighting | No | Lighting - Cold Cathode Lamp | 0.012916 | 0.026198 | 0.039818 | 0.053914 | 0.068357 | 0.068357 | 0.068357 | 0.068357 | 0.068357 | 0.068357 | 0.068357 | 0.05544
PG&E | GWh | Commercial | Com - Education (Community College) | Lighting | No | Lighting - Compact Fluorescent Fixture (Indoor) | 2.3036 | 4.7498 | 7.3355 | 10.0729 | 12.9477 | 10.6441 | 8.1979 | 5.6121 | 2.8748 | 0 | 0 | 0
PG&E | GWh | Commercial | Com - Education (Community College) | Lighting | No | Lighting - Compact Fluorescent Lamp (Basic High - Indoor) | 0.22905 | 0.46209 | 0.69653 | 0.93266 | 1.168 | 0.93892 | 0.70588 | 0.47144 | 0.23531 | 0 | 0 | 0
PG&E | GWh | Commercial | Com - Education (Community College) | Lighting | No | Lighting - Compact Fluorescent Lamp (Basic Low - Indoor) | 0.36254 | 0.72839 | 1.0979 | 1.4688 | 1.8352 | 1.4726 | 1.1068 | 0.73729 | 0.36638 | 0 | 0 | 0
PG&E | GWh | Commercial | Com - Education (Community College) | Lighting | No | Lighting - Exit Fixture (LED) | 0.49209 | 0.95968 | 1.3672 | 1.7051 | 1.9801 | 2.2042 | 1.9826 | 1.7573 | 1.5716 | 1.4339 | 1.3393 | 1.2784
PG&E | GWh | Commercial | Com - Education (Community College) | Lighting | No | Lighting - Halogen Lamp (A-Line) | 0.026453 | 0.059016 | 0.071599 | 0.085214 | 0.099961 | 0.053785 | 0 | 0 | 0 | 0 | 0 | 0
PG&E | GWh | Commercial | Com - Education (Community College) | Lighting | No | Lighting - Halogen Lamp (Reflector) | 0.010348 | 0.02285 | 0.027125 | 0.031428 | 0.035801 | 0.039709 | 0.043149 | 0.046351 | 0.049218 | 0.051842 | 0.054222 | 0.056403
PG&E | GWh | Commercial | Com - Education (Community College) | Lighting | No | Lighting - High Bay HID to T5 | 0.12061 | 0.25349 | 0.38105 | 0.50213 | 0.61435 | 0.82394 | 1.0353 | 1.2348 | 1.4219 | 1.5983 | 1.7658 | 1.9242
PG&E | GWh | Commercial | Com - Education (Community College) | Lighting | No | Lighting - Induction Fixture (Indoor) | 0.020722 | 0.044757 | 0.071926 | 0.10249 | 0.13588 | 0.17188 | 0.21006 | 0.25074 | 0.29349 | 0.33865 | 0.38595 | 0.4351
PG&E | GWh | Commercial | Com - Education (Community College) | Lighting | No | Lighting - Induction Fixture (Outdoor) | 0.024576 | 0.052276 | 0.082977 | 0.11703 | 0.15399 | 0.19363 | 0.23554 | 0.28007 | 0.32682 | 0.37619 | 0.42794 | 0.48188
PG&E | GWh | Commercial | Com - Education (Community College) | Lighting | No | Lighting - Light Sensor | 0 | 0 | 0 | 0.010785 | 0.022587 | 0.035128 | 0.048037 | 0.061557 | 0.087285 | 0.11152 | 0.13512 | 0.15866
PG&E | GWh | Commercial | Com - Education (Community College) | Lighting | No | Lighting - Linear Fluorescent Delamping | 0.0042126 | 0.0084973 | 0.013907 | 0.020481 | 0.020481 | 0 | 0 | 0 | 0 | 0 | 0 | 0
PG&E | GWh | Commercial | Com - Education (Community College) | Lighting | No | Lighting - Linear Fluorescent Fixture (Low Wattage T8) | 0.2323 | 0.50719 | 0.81858 | 1.1653 | 1.5392 | 1.9346 | 2.3448 | 2.7691 | 3.2024 | 3.645 | 4.0931 | 4.5438
PG&E | GWh | Commercial | Com - Education (Community College) | Lighting | No | Lighting - Plug-In Fixture (Compact Fluorescent) | 0.25538 | 0.51299 | 0.77223 | 1.0353 | 1.2996 | 1.2996 | 1.2996 | 1.2996 | 1.2996 | 1.2996 | 1.2996 | 1.2996
PG&E | GWh | Commercial | Com - Education (Community College) | Lighting | No | Lighting - Plug-In Fixture (Exterior) | 0.12328 | 0.27589 | 0.42696 | 0.58059 | 0.73507 | 0.89004 | 1.0448 | 1.2007 | 1.3572 | 1.5157 | 1.6758 | 1.8376
PG&E | GWh | Commercial | Com - Education (Community College) | Lighting | No | Lighting - Plug-In Fixture (Induction) | 0 | 0 | 0 | 0 | 0 | 0 | 0 | 0 | 0 | 0 | 0.014566 | 0.063316
PG&E | GWh | Commercial | Com - Education (Community College) | Lighting | No | Lighting - Plug-In Fixture (PSMH with Electronic Ballast) | 0 | 0.041774 | 0.18177 | 0.33022 | 0.48174 | 0.63441 | 0.78655 | 0.93929 | 1.0915 | 1.2447 | 1.3943 | 1.5376
PG&E | GWh | Commercial | Com - Education (Community College) | Lighting | No | Lighting - Plug-In Fixture (PSMH) | 0.18178 | 0.38624 | 0.5749 | 0.76253 | 0.94893 | 1.1339 | 1.3168 | 1.4994 | 1.6807 | 1.8625 | 2.0398 | 2.2012
PG&E | GWh | Commercial | Com - Education (Community College) | SHW | No | SHW - EF Rated Instantaneous Water Heater (Electric) | 0.0021891 | 0.0047552 | 0.0076852 | 0.011007 | 0.014654 | 0.018583 | 0.022735 | 0.02713 | 0.031714 | 0.03652 | 0.041516 | 0.046672
PG&E | GWh | Commercial | Com - Education (Community College) | SHW | No | SHW - EF Rated Storage Water Heater (Electric) | 0.0017451 | 0.0037559 | 0.0037559 | 0.0037559 | 0.0037559 | 0.0037559 | 0.0037559 | 0.0037559 | 0.0037559 | 0.0037559 | 0.0037559 | 0.0037559
PG&E | GWh | Commercial | Com - Education (Community College) | Service | No | HVAC - Comprehensive Rooftop Unit Quality Maintenance | 0.11448 | 0.22391 | 0.33613 | 0.45014 | 0.56443 | 0.6776 | 0.78818 | 0.89476 | 0.99604 | 1.0908 | 1.1784 | 1.1437
PG&E | GWh | Commercial | Com - Education (Community College) | Service | No | Service - HVAC Fault Detection & Diagnositics | 0.10317 | 0.24697 | 0.38646 | 0.52354 | 0.65675 | 0.78586 | 0.91025 | 1.0317 | 1.1495 | 1.2656 | 1.3797 | 1.4918
PG&E | GWh | Commercial | Com - Education (Community College) | Service | No | Service - Retro-Commissioning (Electric) | 0.94766 | 1.7058 | 2.3123 | 2.7975 | 3.1856 | 3.4962 | 2.7969 | 2.2375 | 1.79 | 1.432 | 1.1456 | 0.9165
PG&E | GWh | Commercial | Com - Education (Community College) | WholeBlg | No | HVAC - Energy Management System | 0.40023 | 0.84774 | 1.268 | 1.6634 | 2.0312 | 2.372 | 2.6863 | 2.9821 | 3.2708 | 3.5563 | 3.8383 | 4.1164
PG&E | GWh | Commercial | Com - Education (Community College) | WholeBlg | No | WholeBlg - Com NC Level 2 | 0.03275 | 0 | 0 | 0 | 0 | 0 | 0 | 0 | 0 | 0 | 0 | 0
PG&E | GWh | Commercial | Com - Education (Community College) | WholeBlg | No | WholeBlg - Com NC Level 3 | 0.016182 | 0.016182 | 0.016182 | 0.016182 | 0.016182 | 0.016182 | 0.016182 | 0 | 0 | 0 | 0 | 0
PG&E | GWh | Commercial | Com - Education (Community College) | WholeBlg | No | WholeBlg - Com RET Level 1 | 0.074354 | 0.17639 | 0.30811 | 0.47162 | 0.66902 | 0.90263 | 1.1746 | 1.4872 | 1.8421 | 2.2414 | 2.6862 | 3.1777
PG&E | GWh | Commercial | Com - Education (Community College) | WholeBlg | No | WholeBlg - Com RET Level 2 | 0.15058 | 0.35596 | 0.6204 | 0.94912 | 1.3472 | 1.8197 | 2.3717 | 3.0085 | 3.7345 | 4.5546 | 5.4723 | 6.4912
PG&E | GWh | Commercial | Com - Education (Primary School) | AppPlug | No | AppPlug - Desktop Computer (Com - Power Management) | 0.42636 | 0.8728 | 1.3447 | 1.8385 | 2.343 | 2.8453 | 2.9052 | 2.9204 | 2.8767 | 2.7764 | 2.6299 | 2.4515
PG&E | GWh | Commercial | Com - Education (Primary School) | AppPlug | No | AppPlug - Occupancy Sensor Plug Strip | 0.089082 | 0.18855 | 0.29215 | 0.39909 | 0.50727 | 0.61501 | 0.72024 | 0.82457 | 0.92551 | 0.93484 | 0.93005 | 0.91698
PG&E | GWh | Commercial | Com - Education (Primary School) | AppPlug | No | AppPlug - Vending Machine Controls | 0.68072 | 1.3907 | 2.1376 | 2.916 | 3.7093 | 4.4983 | 4.5812 | 4.5978 | 4.5261 | 4.3697 | 4.1425 | 3.8649
PG&E | GWh | Commercial | Com - Education (Primary School) | BldgEnv | No | BldgEnv - Wall Spray On Insulation | 0.1192 | 0.21691 | 0.30974 | 0.39793 | 0.4817 | 0.56129 | 0.6369 | 0.58953 | 0.56005 | 0.53205 | 0.50545 | 0.48017
PG&E | GWh | Commercial | Com - Education (Primary School) | BldgEnv | No | BldgEnv - Window Film | 0 | 0 | 0 | 0 | 0 | 0 | 0 | 0 | 0.17518 | 0.56278 | 1.1005 | 1.7216
PG&E | GWh | Commercial | Com - Education (Primary School) | FoodServ | No | FoodServ - Electric Griddle | 0.079573 | 0.17903 | 0.29968 | 0.4448 | 0.6145 | 0.80951 | 1.0294 | 1.2769 | 1.5508 | 1.8536 | 2.1843 | 2.5412
PG&E | GWh | Commercial | Com - Education (Primary School) | FoodServ | No | FoodServ - Electric Steamer | 0.012865 | 0.028743 | 0.047657 | 0.069899 | 0.095267 | 0.12364 | 0.15474 | 0.18874 | 0.22528 | 0.26454 | 0.30626 | 0.35017
PG&E | GWh | Commercial | Com - Education (Primary School) | FoodServ | No | FoodServ - Fryer (Electric) | 0.00096228 | 0.0021591 | 0.0036029 | 0.0053292 | 0.0073355 | 0.0096262 | 0.012192 | 0.015061 | 0.018215 | 0.02168 | 0.025441 | 0.029477
PG&E | GWh | Commercial | Com - Education (Primary School) | FoodServ | No | FoodServ - Oven (Electric) | 0.019308 | 0.04332 | 0.072209 | 0.10659 | 0.1463 | 0.19134 | 0.2414 | 0.29691 | 0.35741 | 0.4233 | 0.49419 | 0.56964
PG&E | GWh | Commercial | Com - Education (Primary School) | HVAC | No | HVAC - Demand Controlled Ventilation | 0.17988 | 0.37414 | 0.60644 | 0.87722 | 1.1806 | 1.5057 | 1.8373 | 2.1618 | 2.4659 | 2.7444 | 2.9952 | 3.0402
PG&E | GWh | Commercial | Com - Education (Primary School) | HVAC | No | HVAC - Direct Evaporative Cooler | 0.37599 | 0.81465 | 1.3222 | 1.9058 | 2.5706 | 3.3202 | 4.1567 | 5.0848 | 6.1044 | 7.2176 | 8.4225 | 9.7156
PG&E | GWh | Commercial | Com - Education (Primary School) | HVAC | No | HVAC - SEER Rated Package Rooftop AC (SEER 14) | 0.13421 | 0.29622 | 0.29622 | 0.29622 | 0.29622 | 0.29622 | 0.29622 | 0.29622 | 0.29622 | 0.29622 | 0.29622 | 0.29622
PG&E | GWh | Commercial | Com - Education (Primary School) | HVAC | No | HVAC - SEER Rated Package Rooftop AC (SEER 15) | 0.13524 | 0.29524 | 0.38098 | 0.47945 | 0.58998 | 0.71233 | 0.84577 | 0.99135 | 1.1482 | 1.3177 | 1.4995 | 1.6927
PG&E | GWh | Commercial | Com - Education (Primary School) | HVAC | No | HVAC - SEER Rated Package Rooftop HP (SEER 14) | 0.019223 | 0.042204 | 0.042204 | 0.042204 | 0.042204 | 0.042204 | 0.042204 | 0.042204 | 0.042204 | 0.042204 | 0.042204 | 0.042204
PG&E | GWh | Commercial | Com - Education (Primary School) | HVAC | No | HVAC - SEER Rated Package Rooftop HP (SEER 15) | 0.073986 | 0.16281 | 0.21099 | 0.26704 | 0.33062 | 0.4017 | 0.47989 | 0.566 | 0.65957 | 0.76148 | 0.87135 | 0.98878
PG&E | GWh | Commercial | Com - Education (Primary School) | HVAC | No | HVAC - SEER Rated Split System AC (SEER 14) | 0.083944 | 0.18078 | 0.2896 | 0.2896 | 0.2896 | 0.2896 | 0.2896 | 0.2896 | 0.2896 | 0.2896 | 0.2896 | 0.2896
PG&E | GWh | Commercial | Com - Education (Primary School) | HVAC | No | HVAC - SEER Rated Split System AC (SEER 15) | 0.0094643 | 0.021566 | 0.02841 | 0.036605 | 0.046082 | 0.056827 | 0.068773 | 0.082003 | 0.096426 | 0.11214 | 0.12908 | 0.14717
PG&E | GWh | Commercial | Com - Education (Primary School) | HVAC | No | HVAC - SEER Rated Split System HP (SEER 14) | 0.071021 | 0.15617 | 0.16955 | 0.18509 | 0.20265 | 0.22221 | 0.24361 | 0.2671 | 0.29249 | 0.32004 | 0.34963 | 0.38113
PG&E | GWh | Commercial | Com - Education (Primary School) | HVAC | No | HVAC - SEER Rated Split System HP (SEER 15) | 0.024522 | 0.053735 | 0.069456 | 0.087642 | 0.10812 | 0.13085 | 0.15566 | 0.18283 | 0.21217 | 0.24398 | 0.27817 | 0.31457
PG&E | GWh | Commercial | Com - Education (Primary School) | HVAC | No | HVAC - Thermostat | 1.4166 | 2.9435 | 4.5968 | 6.2994 | 7.9507 | 9.4697 | 10.8147 | 11.9953 | 13.0283 | 13.9531 | 14.835 | 15.6908
PG&E | GWh | Commercial | Com - Education (Primary School) | Lighting | Yes | Lighting - LED Fixture (Replacing T8) - Emerging | 0 | 0 | 0 | 0.12832 | 0.39372 | 0.82115 | 1.4202 | 2.2233 | 3.2258 | 4.4557 | 5.9234 | 7.6289
PG&E | GWh | Commercial | Com - Education (Primary School) | Lighting | Yes | Lighting - LED Lamp (Basic High - Indoor) - Emerging | 0.0027882 | 0.007082 | 0.013483 | 0.023076 | 0.038333 | 0.041131 | 0.041077 | 0.040106 | 0.037242 | 0.027544 | 0.034232 | 0.041478
PG&E | GWh | Commercial | Com - Education (Primary School) | Lighting | Yes | Lighting - LED Lamp (Basic Low - Indoor) - Emerging | 0.0060109 | 0.016012 | 0.028533 | 0.045777 | 0.07295 | 0.079041 | 0.078925 | 0.07922 | 0.078187 | 0.065672 | 0.083774 | 0.10469
PG&E | GWh | Commercial | Com - Education (Primary School) | Lighting | Yes | Lighting - LED Plug-In Indoor Fixture - Emerging | 0.020857 | 0.047155 | 0.080156 | 0.12161 | 0.17246 | 0.17614 | 0.1809 | 0.1869 | 0.19434 | 0.20349 | 0.21449 | 0.22747
PG&E | GWh | Commercial | Com - Education (Primary School) | Lighting | No | Lighting - Cold Cathode Lamp | 0.021918 | 0.044627 | 0.068028 | 0.092318 | 0.11726 | 0.11726 | 0.11726 | 0.11726 | 0.11726 | 0.11726 | 0.11726 | 0.095343
PG&E | GWh | Commercial | Com - Education (Primary School) | Lighting | No | Lighting - Compact Fluorescent Fixture (Indoor) | 3.2066 | 6.6034 | 10.1859 | 13.971 | 17.9395 | 14.7329 | 11.3361 | 7.7536 | 3.9685 | 0 | 0 | 0
PG&E | GWh | Commercial | Com - Education (Primary School) | Lighting | No | Lighting - Compact Fluorescent Lamp (Basic High - Indoor) | 0.31894 | 0.64359 | 0.97025 | 1.2995 | 1.6276 | 1.3086 | 0.98398 | 0.65731 | 0.3281 | 0 | 0 | 0
PG&E | GWh | Commercial | Com - Education (Primary School) | Lighting | No | Lighting - Compact Fluorescent Lamp (Basic Low - Indoor) | 0.5034 | 1.0116 | 1.5247 | 2.0399 | 2.549 | 2.0456 | 1.5374 | 1.0243 | 0.50904 | 0 | 0 | 0
PG&E | GWh | Commercial | Com - Education (Primary School) | Lighting | No | Lighting - Exit Fixture (LED) | 0.73534 | 1.4342 | 2.0437 | 2.5494 | 2.9613 | 3.2976 | 2.9679 | 2.6321 | 2.355 | 2.1494 | 2.0079 | 1.9165
PG&E | GWh | Commercial | Com - Education (Primary School) | Lighting | No | Lighting - Halogen Lamp (A-Line) | 0.041082 | 0.091688 | 0.11131 | 0.13253 | 0.15554 | 0.083706 | 0 | 0 | 0 | 0 | 0 | 0
PG&E | GWh | Commercial | Com - Education (Primary School) | Lighting | No | Lighting - Halogen Lamp (Reflector) | 0.016063 | 0.035488 | 0.042158 | 0.048877 | 0.055715 | 0.061889 | 0.067324 | 0.072355 | 0.076873 | 0.080999 | 0.084747 | 0.088179
PG&E | GWh | Commercial | Com - Education (Primary School) | Lighting | No | Lighting - High Bay HID to T5 | 0.15535 | 0.32665 | 0.49066 | 0.64616 | 0.79028 | 1.0599 | 1.3322 | 1.589 | 1.8297 | 2.0571 | 2.2732 | 2.4777
PG&E | GWh | Commercial | Com - Education (Primary School) | Lighting | No | Lighting - Induction Fixture (Indoor) | 0.031854 | 0.068991 | 0.11115 | 0.15879 | 0.21106 | 0.2676 | 0.32771 | 0.39189 | 0.45946 | 0.53096 | 0.60596 | 0.684
PG&E | GWh | Commercial | Com - Education (Primary School) | Lighting | No | Lighting - Induction Fixture (Outdoor) | 0.038179 | 0.081212 | 0.12891 | 0.18181 | 0.23923 | 0.30081 | 0.36592 | 0.43509 | 0.50773 | 0.58441 | 0.66481 | 0.7486
PG&E | GWh | Commercial | Com - Education (Primary School) | Lighting | No | Lighting - Light Sensor | 0 | 0 | 0 | 0 | 0 | 0 | 0 | 0 | 0 | 0 | 0.011726 | 0.024304
PG&E | GWh | Commercial | Com - Education (Primary School) | Lighting | No | Lighting - Linear Fluorescent Delamping | 0.0057955 | 0.011691 | 0.019126 | 0.028157 | 0.028157 | 0 | 0 | 0 | 0 | 0 | 0 | 0
PG&E | GWh | Commercial | Com - Education (Primary School) | Lighting | No | Lighting - Linear Fluorescent Fixture (Low Wattage T8) | 0.30686 | 0.66951 | 1.0833 | 1.5447 | 2.0412 | 2.5645 | 3.1062 | 3.6653 | 4.2353 | 4.8169 | 5.4055 | 5.9972
PG&E | GWh | Commercial | Com - Education (Primary School) | Lighting | No | Lighting - Plug-In Fixture (Compact Fluorescent) | 0.38231 | 0.76811 | 1.1565 | 1.5508 | 1.9471 | 1.9471 | 1.9471 | 1.9471 | 1.9471 | 1.9471 | 1.9471 | 1.9471
PG&E | GWh | Commercial | Com - Education (Primary School) | Lighting | No | Lighting - Plug-In Fixture (Exterior) | 0.19153 | 0.42861 | 0.66329 | 0.90196 | 1.1419 | 1.3827 | 1.6231 | 1.8654 | 2.1085 | 2.3546 | 2.6034 | 2.8547
PG&E | GWh | Commercial | Com - Education (Primary School) | Lighting | No | Lighting - Plug-In Fixture (PSMH with Electronic Ballast) | 0 | 0 | 0.13951 | 0.34025 | 0.55089 | 0.76687 | 0.9843 | 1.2039 | 1.4236 | 1.6453 | 1.8683 | 2.092
PG&E | GWh | Commercial | Com - Education (Primary School) | Lighting | No | Lighting - Plug-In Fixture (PSMH) | 0.26895 | 0.58997 | 0.89303 | 1.1909 | 1.4826 | 1.7694 | 2.0514 | 2.3322 | 2.6108 | 2.89 | 3.1694 | 3.4486
PG&E | GWh | Commercial | Com - Education (Primary School) | SHW | No | SHW - EF Rated Instantaneous Water Heater (Electric) | 0.0038256 | 0.0083137 | 0.013445 | 0.019269 | 0.02567 | 0.032572 | 0.039871 | 0.047605 | 0.055677 | 0.064142 | 0.072944 | 0.082031
PG&E | GWh | Commercial | Com - Education (Primary School) | SHW | No | SHW - EF Rated Storage Water Heater (Electric) | 0.0030649 | 0.0065958 | 0.0065958 | 0.0065958 | 0.0065958 | 0.0065958 | 0.0065958 | 0.0065958 | 0.0065958 | 0.0065958 | 0.0065958 | 0.0065958
PG&E | GWh | Commercial | Com - Education (Primary School) | Service | No | HVAC - Comprehensive Rooftop Unit Quality Maintenance | 0.17784 | 0.34785 | 0.52218 | 0.6993 | 0.87684 | 1.0527 | 1.2245 | 1.39 | 1.5474 | 1.6946 | 1.8306 | 1.7768
PG&E | GWh | Commercial | Com - Education (Primary School) | Service | No | Service - HVAC Fault Detection & Diagnositics | 0.16027 | 0.38367 | 0.60037 | 0.81332 | 1.0203 | 1.2209 | 1.4141 | 1.6027 | 1.7858 | 1.9661 | 2.1434 | 2.3175
PG&E | GWh | Commercial | Com - Education (Primary School) | Service | No | Service - Retro-Commissioning (Electric) | 1.4722 | 2.65 | 3.5922 | 4.3459 | 4.949 | 5.4314 | 4.3451 | 3.4761 | 2.7809 | 2.2247 | 1.7797 | 1.4238
PG&E | GWh | Commercial | Com - Education (Primary School) | WholeBlg | No | HVAC - Energy Management System | 0.62176 | 1.317 | 1.9698 | 2.5842 | 3.1555 | 3.6849 | 4.1732 | 4.6328 | 5.0812 | 5.5248 | 5.9629 | 6.3949
PG&E | GWh | Commercial | Com - Education (Primary School) | WholeBlg | No | WholeBlg - Com NC Level 2 | 0.050877 | 0 | 0 | 0 | 0 | 0 | 0 | 0 | 0 | 0 | 0 | 0
PG&E | GWh | Commercial | Com - Education (Primary School) | WholeBlg | No | WholeBlg - Com NC Level 3 | 0.025139 | 0.025139 | 0.025139 | 0.025139 | 0.025139 | 0.025139 | 0.025139 | 0 | 0 | 0 | 0 | 0
PG&E | GWh | Commercial | Com - Education (Primary School) | WholeBlg | No | WholeBlg - Com RET Level 1 | 0.10619 | 0.25237 | 0.44158 | 0.67711 | 0.9622 | 1.3004 | 1.695 | 2.1494 | 2.6665 | 3.2491 | 3.8995 | 4.6194
PG&E | GWh | Commercial | Com - Education (Primary School) | WholeBlg | No | WholeBlg - Com RET Level 2 | 0.2065 | 0.48821 | 0.85107 | 1.3023 | 1.849 | 2.4983 | 3.2569 | 4.1323 | 5.1306 | 6.2585 | 7.5208 | 8.9227
PG&E | GWh | Commercial | Com - Education (Relocatable Classroom) | AppPlug | No | AppPlug - Desktop Computer (Com - Power Management) | 0.35811 | 0.73056 | 1.118 | 1.518 | 1.9223 | 2.322 | 2.3494 | 2.343 | 2.2961 | 2.2107 | 2.0945 | 1.9573
PG&E | GWh | Commercial | Com - Education (Relocatable Classroom) | AppPlug | No | AppPlug - Occupancy Sensor Plug Strip | 0.089082 | 0.18855 | 0.29215 | 0.39909 | 0.50727 | 0.61501 | 0.72024 | 0.82457 | 0.92551 | 0.93484 | 0.93005 | 0.91698
PG&E | GWh | Commercial | Com - Education (Relocatable Classroom) | AppPlug | No | AppPlug - Vending Machine Controls | 0.68072 | 1.3907 | 2.1376 | 2.916 | 3.7093 | 4.4983 | 4.5812 | 4.5978 | 4.5261 | 4.3697 | 4.1425 | 3.8649
PG&E | GWh | Commercial | Com - Education (Relocatable Classroom) | BldgEnv | No | BldgEnv - Wall Spray On Insulation | 0.1192 | 0.21691 | 0.30974 | 0.39793 | 0.4817 | 0.56129 | 0.6369 | 0.58953 | 0.56005 | 0.53205 | 0.50545 | 0.48017
PG&E | GWh | Commercial | Com - Education (Relocatable Classroom) | BldgEnv | No | BldgEnv - Window Film | 0 | 0 | 0 | 0 | 0 | 0 | 0 | 0 | 0.17518 | 0.56278 | 1.1005 | 1.7216
PG&E | GWh | Commercial | Com - Education (Relocatable Classroom) | FoodServ | No | FoodServ - Electric Griddle | 0.079573 | 0.17903 | 0.29968 | 0.4448 | 0.6145 | 0.80951 | 1.0294 | 1.2769 | 1.5508 | 1.8536 | 2.1843 | 2.5412
PG&E | GWh | Commercial | Com - Education (Relocatable Classroom) | FoodServ | No | FoodServ - Electric Steamer | 0.012865 | 0.028743 | 0.047657 | 0.069899 | 0.095267 | 0.12364 | 0.15474 | 0.18874 | 0.22528 | 0.26454 | 0.30626 | 0.35017
PG&E | GWh | Commercial | Com - Education (Relocatable Classroom) | FoodServ | No | FoodServ - Fryer (Electric) | 0.00096228 | 0.0021591 | 0.0036029 | 0.0053292 | 0.0073355 | 0.0096262 | 0.012192 | 0.015061 | 0.018215 | 0.02168 | 0.025441 | 0.029477
PG&E | GWh | Commercial | Com - Education (Relocatable Classroom) | FoodServ | No | FoodServ - Oven (Electric) | 0.019308 | 0.04332 | 0.072209 | 0.10659 | 0.1463 | 0.19134 | 0.2414 | 0.29691 | 0.35741 | 0.4233 | 0.49419 | 0.56964
PG&E | GWh | Commercial | Com - Education (Relocatable Classroom) | HVAC | No | HVAC - Demand Controlled Ventilation | 0.1907 | 0.39667 | 0.64291 | 0.92993 | 1.2514 | 1.5961 | 1.9477 | 2.2919 | 2.6146 | 2.9103 | 3.1767 | 3.2249
PG&E | GWh | Commercial | Com - Education (Relocatable Classroom) | HVAC | No | HVAC - SEER Rated Package Rooftop AC (SEER 14) | 0.31367 | 0.69467 | 0.69467 | 0.69467 | 0.69467 | 0.69467 | 0.69467 | 0.69467 | 0.69467 | 0.69467 | 0.69467 | 0.69467
PG&E | GWh | Commercial | Com - Education (Relocatable Classroom) | HVAC | No | HVAC - SEER Rated Package Rooftop AC (SEER 15) | 0.20966 | 0.45638 | 0.58804 | 0.73849 | 0.9067 | 1.0923 | 1.2941 | 1.5134 | 1.749 | 2.0031 | 2.275 | 2.5634
PG&E | GWh | Commercial | Com - Education (Relocatable Classroom) | HVAC | No | HVAC - SEER Rated Package Rooftop HP (SEER 14) | 0.031721 | 0.069659 | 0.069659 | 0.069659 | 0.069659 | 0.069659 | 0.069659 | 0.069659 | 0.069659 | 0.069659 | 0.069659 | 0.069659
PG&E | GWh | Commercial | Com - Education (Relocatable Classroom) | HVAC | No | HVAC - SEER Rated Package Rooftop HP (SEER 15) | 0.10744 | 0.23637 | 0.30624 | 0.38748 | 0.47953 | 0.58232 | 0.69521 | 0.81944 | 0.95423 | 1.1009 | 1.2589 | 1.4275
PG&E | GWh | Commercial | Com - Education (Relocatable Classroom) | HVAC | No | HVAC - SEER Rated Split System AC (SEER 14) | 0.29002 | 0.63509 | 1.0362 | 1.0362 | 1.0362 | 1.0362 | 1.0362 | 1.0362 | 1.0362 | 1.0362 | 1.0362 | 1.0362
PG&E | GWh | Commercial | Com - Education (Relocatable Classroom) | HVAC | No | HVAC - SEER Rated Split System AC (SEER 15) | 0.05194 | 0.11518 | 0.15005 | 0.19115 | 0.2385 | 0.29228 | 0.35243 | 0.41957 | 0.49353 | 0.57495 | 0.66373 | 0.75963
PG&E | GWh | Commercial | Com - Education (Relocatable Classroom) | HVAC | No | HVAC - SEER Rated Split System HP (SEER 14) | 0.1306 | 0.28722 | 0.31186 | 0.34046 | 0.37281 | 0.40886 | 0.44839 | 0.49178 | 0.53874 | 0.58968 | 0.6444 | 0.70268
PG&E | GWh | Commercial | Com - Education (Relocatable Classroom) | HVAC | No | HVAC - SEER Rated Split System HP (SEER 15) | 0.043039 | 0.0944 | 0.1221 | 0.15416 | 0.19034 | 0.23057 | 0.27458 | 0.32283 | 0.375 | 0.43159 | 0.49241 | 0.55719
PG&E | GWh | Commercial | Com - Education (Relocatable Classroom) | HVAC | No | HVAC - Thermostat | 1.9936 | 4.1433 | 6.4176 | 8.7263 | 10.9567 | 13.0241 | 14.8808 | 16.5373 | 18.0066 | 19.3332 | 20.5788 | 21.7887
PG&E | GWh | Commercial | Com - Education (Relocatable Classroom) | Lighting | Yes | Lighting - LED Fixture (Replacing T8) - Emerging | 0 | 0 | 0.10216 | 0.31999 | 0.67548 | 1.1936 | 1.8886 | 2.8009 | 3.9317 | 5.3166 | 6.9706 | 8.8962
PG&E | GWh | Commercial | Com - Education (Relocatable Classroom) | Lighting | Yes | Lighting - LED Lamp (Basic High - Indoor) - Emerging | 0.0034058 | 0.0086351 | 0.016336 | 0.027901 | 0.045824 | 0.049057 | 0.048714 | 0.047231 | 0.043363 | 0.031533 | 0.039002 | 0.04707
PG&E | GWh | Commercial | Com - Education (Relocatable Classroom) | Lighting | Yes | Lighting - LED Lamp (Basic Low - Indoor) - Emerging | 0.0072058 | 0.019155 | 0.033799 | 0.054009 | 0.08566 | 0.092686 | 0.092119 | 0.092106 | 0.090354 | 0.074974 | 0.095237 | 0.11862
PG&E | GWh | Commercial | Com - Education (Relocatable Classroom) | Lighting | Yes | Lighting - LED Plug-In Indoor Fixture - Emerging | 0.02072 | 0.046888 | 0.079739 | 0.12106 | 0.17171 | 0.17541 | 0.18013 | 0.18607 | 0.19339 | 0.20238 | 0.21316 | 0.22588
PG&E | GWh | Commercial | Com - Education (Relocatable Classroom) | Lighting | No | Lighting - Cold Cathode Lamp | 0.025126 | 0.051498 | 0.078924 | 0.10756 | 0.13711 | 0.13711 | 0.13711 | 0.13711 | 0.13711 | 0.13711 | 0.11198 | 0.085608
PG&E | GWh | Commercial | Com - Education (Relocatable Classroom) | Lighting | No | Lighting - Compact Fluorescent Fixture (Indoor) | 3.6249 | 7.4794 | 11.5571 | 15.8776 | 20.4164 | 16.7915 | 12.937 | 8.8593 | 4.5387 | 0 | 0 | 0
PG&E | GWh | Commercial | Com - Education (Relocatable Classroom) | Lighting | No | Lighting - Compact Fluorescent Lamp (Basic High - Indoor) | 0.36031 | 0.72685 | 1.0955 | 1.4667 | 1.8366 | 1.4763 | 1.1098 | 0.74113 | 0.36988 | 0 | 0 | 0
PG&E | GWh | Commercial | Com - Education (Relocatable Classroom) | Lighting | No | Lighting - Compact Fluorescent Lamp (Basic Low - Indoor) | 0.57068 | 1.1464 | 1.7275 | 2.3109 | 2.8869 | 2.3162 | 1.7405 | 1.1594 | 0.57603 | 0 | 0 | 0
PG&E | GWh | Commercial | Com - Education (Relocatable Classroom) | Lighting | No | Lighting - Exit Fixture (LED) | 0.6589 | 1.2855 | 1.833 | 2.2882 | 2.6603 | 2.9652 | 2.6736 | 2.3748 | 2.1276 | 1.9437 | 1.8165 | 1.7334
PG&E | GWh | Commercial | Com - Education (Relocatable Classroom) | Lighting | No | Lighting - Halogen Lamp (A-Line) | 0.041076 | 0.09169 | 0.11133 | 0.13259 | 0.15563 | 0.083764 | 0 | 0 | 0 | 0 | 0 | 0
PG&E | GWh | Commercial | Com - Education (Relocatable Classroom) | Lighting | No | Lighting - Halogen Lamp (Reflector) | 0.016058 | 0.035484 | 0.042165 | 0.048897 | 0.055753 | 0.061968 | 0.067438 | 0.072492 | 0.077036 | 0.081181 | 0.084949 | 0.088397
PG&E | GWh | Commercial | Com - Education (Relocatable Classroom) | Lighting | No | Lighting - High Bay HID to T5 | 0.17797 | 0.37647 | 0.56753 | 0.74951 | 0.91879 | 1.2321 | 1.5503 | 1.8516 | 2.1353 | 2.4039 | 2.6599 | 2.903
PG&E | GWh | Commercial | Com - Education (Relocatable Classroom) | Lighting | No | Lighting - Induction Fixture (Indoor) | 0.031685 | 0.068505 | 0.11019 | 0.15718 | 0.20864 | 0.2642 | 0.32318 | 0.38605 | 0.45216 | 0.52205 | 0.59528 | 0.67142
PG&E | GWh | Commercial | Com - Education (Relocatable Classroom) | Lighting | No | Lighting - Induction Fixture (Outdoor) | 0.038179 | 0.081212 | 0.12891 | 0.18181 | 0.23923 | 0.30081 | 0.36592 | 0.43509 | 0.50773 | 0.58441 | 0.66481 | 0.7486
PG&E | GWh | Commercial | Com - Education (Relocatable Classroom) | Lighting | No | Lighting - Linear Fluorescent Delamping | 0.0063216 | 0.012752 | 0.020867 | 0.030728 | 0.030728 | 0 | 0 | 0 | 0 | 0 | 0 | 0
PG&E | GWh | Commercial | Com - Education (Relocatable Classroom) | Lighting | No | Lighting - Linear Fluorescent Fixture (Low Wattage T8) | 0.35375 | 0.77209 | 1.2454 | 1.7723 | 2.3398 | 2.9391 | 3.5601 | 4.2021 | 4.8568 | 5.5254 | 6.202 | 6.8819
PG&E | GWh | Commercial | Com - Education (Relocatable Classroom) | Lighting | No | Lighting - Plug-In Fixture (Compact Fluorescent) | 0.37427 | 0.75167 | 1.1313 | 1.5166 | 1.9036 | 1.9036 | 1.9036 | 1.9036 | 1.9036 | 1.9036 | 1.9036 | 1.9036
PG&E | GWh | Commercial | Com - Education (Relocatable Classroom) | Lighting | No | Lighting - Plug-In Fixture (Exterior) | 0.19152 | 0.42861 | 0.66329 | 0.90196 | 1.1419 | 1.3827 | 1.6231 | 1.8654 | 2.1085 | 2.3546 | 2.6034 | 2.8547
PG&E | GWh | Commercial | Com - Education (Relocatable Classroom) | Lighting | No | Lighting - Plug-In Fixture (PSMH with Electronic Ballast) | 0 | 0 | 0 | 0.058046 | 0.2492 | 0.45488 | 0.66351 | 0.87538 | 1.088 | 1.3032 | 1.5201 | 1.738
PG&E | GWh | Commercial | Com - Education (Relocatable Classroom) | Lighting | No | Lighting - Plug-In Fixture (PSMH) | 0.26892 | 0.59478 | 0.92393 | 1.2539 | 1.5586 | 1.8513 | 2.138 | 2.423 | 2.7056 | 2.9887 | 3.2719 | 3.555
PG&E | GWh | Commercial | Com - Education (Relocatable Classroom) | SHW | No | SHW - EF Rated Instantaneous Water Heater (Electric) | 0.0080251 | 0.017432 | 0.028196 | 0.04043 | 0.053894 | 0.06843 | 0.083815 | 0.10012 | 0.11715 | 0.13501 | 0.15359 | 0.17277
PG&E | GWh | Commercial | Com - Education (Relocatable Classroom) | SHW | No | SHW - EF Rated Storage Water Heater (Electric) | 0.0070632 | 0.015211 | 0.015211 | 0.015211 | 0.015211 | 0.015211 | 0.015211 | 0.015211 | 0.015211 | 0.015211 | 0.015211 | 0.015211
PG&E | GWh | Commercial | Com - Education (Relocatable Classroom) | Service | No | HVAC - Comprehensive Rooftop Unit Quality Maintenance | 0.17784 | 0.34785 | 0.52218 | 0.6993 | 0.87684 | 1.0527 | 1.2245 | 1.39 | 1.5474 | 1.6946 | 1.8306 | 1.7768
PG&E | GWh | Commercial | Com - Education (Relocatable Classroom) | Service | No | Service - HVAC Fault Detection & Diagnositics | 0.16027 | 0.38367 | 0.60037 | 0.81332 | 1.0203 | 1.2209 | 1.4141 | 1.6027 | 1.7858 | 1.9661 | 2.1434 | 2.3175
PG&E | GWh | Commercial | Com - Education (Relocatable Classroom) | Service | No | Service - Retro-Commissioning (Electric) | 1.4722 | 2.65 | 3.5922 | 4.3459 | 4.949 | 5.4314 | 4.3451 | 3.4761 | 2.7809 | 2.2247 | 1.7797 | 1.4238
PG&E | GWh | Commercial | Com - Education (Relocatable Classroom) | WholeBlg | No | HVAC - Energy Management System | 0.62176 | 1.317 | 1.9698 | 2.5842 | 3.1555 | 3.6849 | 4.1732 | 4.6328 | 5.0812 | 5.5248 | 5.9629 | 6.3949
PG&E | GWh | Commercial | Com - Education (Relocatable Classroom) | WholeBlg | No | WholeBlg - Com NC Level 2 | 0.050877 | 0 | 0 | 0 | 0 | 0 | 0 | 0 | 0 | 0 | 0 | 0
PG&E | GWh | Commercial | Com - Education (Relocatable Classroom) | WholeBlg | No | WholeBlg - Com NC Level 3 | 0.025139 | 0.025139 | 0.025139 | 0.025139 | 0.025139 | 0.025139 | 0.025139 | 0 | 0 | 0 | 0 | 0
PG&E | GWh | Commercial | Com - Education (Relocatable Classroom) | WholeBlg | No | WholeBlg - Com RET Level 1 | 0.13241 | 0.3142 | 0.54912 | 0.84125 | 1.1947 | 1.6137 | 2.1025 | 2.6652 | 3.3055 | 4.0267 | 4.8317 | 5.7226
PG&E | GWh | Commercial | Com - Education (Relocatable Classroom) | WholeBlg | No | WholeBlg - Com RET Level 2 | 0.2177 | 0.51443 | 0.89614 | 1.3699 | 1.9425 | 2.6211 | 3.4124 | 4.3237 | 5.361 | 6.5304 | 7.8365 | 9.2839
PG&E | GWh | Commercial | Com - Education (Secondary School) | AppPlug | No | AppPlug - Desktop Computer (Com - Power Management) | 0.21272 | 0.43543 | 0.67081 | 0.91709 | 1.1686 | 1.4191 | 1.4488 | 1.4562 | 1.4344 | 1.3843 | 1.3113 | 1.2224
PG&E | GWh | Commercial | Com - Education (Secondary School) | AppPlug | No | AppPlug - Occupancy Sensor Plug Strip | 0.044541 | 0.094275 | 0.14607 | 0.19955 | 0.25363 | 0.30751 | 0.36012 | 0.41228 | 0.46276 | 0.46742 | 0.46502 | 0.45849
PG&E | GWh | Commercial | Com - Education (Secondary School) | AppPlug | No | AppPlug - Vending Machine Controls | 0.34036 | 0.69534 | 1.0688 | 1.458 | 1.8547 | 2.2491 | 2.2906 | 2.2989 | 2.2631 | 2.1849 | 2.0712 | 1.9324
PG&E | GWh | Commercial | Com - Education (Secondary School) | BldgEnv | No | BldgEnv - Attic Batt Insulation | 0.091657 | 0.16519 | 0.23505 | 0.30142 | 0.36447 | 0.42436 | 0.48126 | 0.44366 | 0.42148 | 0.4004 | 0.38038 | 0.36136
PG&E | GWh | Commercial | Com - Education (Secondary School) | BldgEnv | No | BldgEnv - Wall Spray On Insulation | 0.058084 | 0.10684 | 0.15316 | 0.19716 | 0.23897 | 0.27868 | 0.31641 | 0.29417 | 0.27946 | 0.26549 | 0.25221 | 0.2396
PG&E | GWh | Commercial | Com - Education (Secondary School) | BldgEnv | No | BldgEnv - Window Film | 0 | 0 | 0 | 0 | 0 | 0 | 0 | 0 | 0.08759 | 0.28139 | 0.55025 | 0.86078
PG&E | GWh | Commercial | Com - Education (Secondary School) | FoodServ | No | FoodServ - Electric Griddle | 0.039786 | 0.089517 | 0.14984 | 0.2224 | 0.30725 | 0.40476 | 0.51469 | 0.63844 | 0.77538 | 0.9268 | 1.0921 | 1.2706
PG&E | GWh | Commercial | Com - Education (Secondary School) | FoodServ | No | FoodServ - Electric Steamer | 0.0064323 | 0.014372 | 0.023828 | 0.03495 | 0.047634 | 0.061821 | 0.07737 | 0.094368 | 0.11264 | 0.13227 | 0.15313 | 0.17509
PG&E | GWh | Commercial | Com - Education (Secondary School) | FoodServ | No | FoodServ - Fryer (Electric) | 0.00048114 | 0.0010795 | 0.0018015 | 0.0026646 | 0.0036677 | 0.0048131 | 0.0060961 | 0.0075306 | 0.0091076 | 0.01084 | 0.01272 | 0.014738
PG&E | GWh | Commercial | Com - Education (Secondary School) | FoodServ | No | FoodServ - Oven (Electric) | 0.0096539 | 0.02166 | 0.036104 | 0.053294 | 0.073152 | 0.09567 | 0.1207 | 0.14845 | 0.1787 | 0.21165 | 0.24709 | 0.28482
PG&E | GWh | Commercial | Com - Education (Secondary School) | HVAC | No | HVAC - Chiller (Centrifugal) | 0 | 0 | 0 | 0 | 0.027444 | 0.059764 | 0.096868 | 0.13857 | 0.18471 | 0.23508 | 0.28948 | 0.34772
PG&E | GWh | Commercial | Com - Education (Secondary School) | HVAC | No | HVAC - Chiller (Reciprocating) | 0.015439 | 0.034552 | 0.057387 | 0.084329 | 0.11523 | 0.15006 | 0.1886 | 0.23111 | 0.27729 | 0.32738 | 0.38111 | 0.43819
PG&E | GWh | Commercial | Com - Education (Secondary School) | HVAC | No | HVAC - Demand Controlled Ventilation | 0.093525 | 0.19452 | 0.31531 | 0.45611 | 0.61385 | 0.78289 | 0.9553 | 1.124 | 1.282 | 1.4267 | 1.5569 | 1.5802
PG&E | GWh | Commercial | Com - Education (Secondary School) | HVAC | No | HVAC - Direct Evaporative Cooler | 0.2626 | 0.56937 | 0.92447 | 1.3329 | 1.7978 | 2.3217 | 2.906 | 3.5534 | 4.2636 | 5.0376 | 5.8736 | 6.7687
PG&E | GWh | Commercial | Com - Education (Secondary School) | HVAC | No | HVAC - SEER Rated Package Rooftop AC (SEER 14) | 0.069694 | 0.15379 | 0.15379 | 0.15379 | 0.15379 | 0.15379 | 0.15379 | 0.15379 | 0.15379 | 0.15379 | 0.15379 | 0.15379
PG&E | GWh | Commercial | Com - Education (Secondary School) | HVAC | No | HVAC - SEER Rated Package Rooftop AC (SEER 15) | 0.068274 | 0.14903 | 0.1923 | 0.24201 | 0.29779 | 0.35955 | 0.42689 | 0.50037 | 0.57952 | 0.66509 | 0.75683 | 0.85438
PG&E | GWh | Commercial | Com - Education (Secondary School) | HVAC | No | HVAC - SEER Rated Package Rooftop HP (SEER 14) | 0.010584 | 0.023227 | 0.023227 | 0.023227 | 0.023227 | 0.023227 | 0.023227 | 0.023227 | 0.023227 | 0.023227 | 0.023227 | 0.023227
PG&E | GWh | Commercial | Com - Education (Secondary School) | HVAC | No | HVAC - SEER Rated Package Rooftop HP (SEER 15) | 0.04117 | 0.090575 | 0.11736 | 0.14853 | 0.18387 | 0.22335 | 0.26673 | 0.3145 | 0.36637 | 0.42286 | 0.48378 | 0.54886
PG&E | GWh | Commercial | Com - Education (Secondary School) | HVAC | No | HVAC - SEER Rated Split System AC (SEER 14) | 0.040678 | 0.087495 | 0.13991 | 0.13991 | 0.13991 | 0.13991 | 0.13991 | 0.13991 | 0.13991 | 0.13991 | 0.13991 | 0.13991
PG&E | GWh | Commercial | Com - Education (Secondary School) | HVAC | No | HVAC - SEER Rated Split System AC (SEER 15) | 0.0040123 | 0.0091293 | 0.012013 | 0.01545 | 0.019405 | 0.023867 | 0.028804 | 0.034246 | 0.040152 | 0.046559 | 0.05344 | 0.060764
PG&E | GWh | Commercial | Com - Education (Secondary School) | HVAC | No | HVAC - SEER Rated Split System HP (SEER 14) | 0.034876 | 0.076668 | 0.083238 | 0.090864 | 0.099481 | 0.10907 | 0.11957 | 0.13109 | 0.14355 | 0.15705 | 0.17156 | 0.18701
PG&E | GWh | Commercial | Com - Education (Secondary School) | HVAC | No | HVAC - SEER Rated Split System HP (SEER 15) | 0.012292 | 0.026927 | 0.034799 | 0.043908 | 0.054161 | 0.065533 | 0.077934 | 0.091515 | 0.10617 | 0.12207 | 0.13915 | 0.15733
PG&E | GWh | Commercial | Com - Education (Secondary School) | HVAC | No | HVAC - Thermostat | 0.67243 | 1.3972 | 2.1802 | 2.9858 | 3.7676 | 4.4873 | 5.1258 | 5.6875 | 6.1797 | 6.6209 | 7.0403 | 7.4474
PG&E | GWh | Commercial | Com - Education (Secondary School) | Lighting | Yes | Lighting - LED Fixture (Replacing T8) - Emerging | 0 | 0 | 0 | 0.067206 | 0.20559 | 0.42836 | 0.74072 | 1.1597 | 1.6834 | 2.3268 | 3.0958 | 3.9906
PG&E | GWh | Commercial | Com - Education (Secondary School) | Lighting | Yes | Lighting - LED Lamp (Basic High - Indoor) - Emerging | 0.00146 | 0.0037078 | 0.0070508 | 0.012058 | 0.019984 | 0.021433 | 0.02138 | 0.020846 | 0.019319 | 0.014246 | 0.017691 | 0.021421
PG&E | GWh | Commercial | Com - Education (Secondary School) | Lighting | Yes | Lighting - LED Lamp (Basic Low - Indoor) - Emerging | 0.0031366 | 0.0083526 | 0.014864 | 0.023837 | 0.037949 | 0.041106 | 0.04101 | 0.041127 | 0.040536 | 0.033968 | 0.043297 | 0.054072
PG&E | GWh | Commercial | Com - Education (Secondary School) | Lighting | Yes | Lighting - LED Plug-In Indoor Fixture - Emerging | 0.0065035 | 0.014192 | 0.023425 | 0.034527 | 0.047377 | 0.048279 | 0.049387 | 0.05068 | 0.052226 | 0.054065 | 0.056328 | 0.058997
PG&E | GWh | Commercial | Com - Education (Secondary School) | Lighting | No | Lighting - Cold Cathode Lamp | 0.011596 | 0.023648 | 0.036092 | 0.049023 | 0.062315 | 0.062315 | 0.062315 | 0.062315 | 0.062315 | 0.062315 | 0.062315 | 0.050719
PG&E | GWh | Commercial | Com - Education (Secondary School) | Lighting | No | Lighting - Compact Fluorescent Fixture (Indoor) | 1.6548 | 3.4092 | 5.2608 | 7.2182 | 9.2712 | 7.6164 | 5.862 | 4.0104 | 2.053 | 0 | 0 | 0
PG&E | GWh | Commercial | Com - Education (Secondary School) | Lighting | No | Lighting - Compact Fluorescent Lamp (Basic High - Indoor) | 0.16457 | 0.33207 | 0.50059 | 0.67042 | 0.83965 | 0.67508 | 0.50758 | 0.33906 | 0.16923 | 0 | 0 | 0
PG&E | GWh | Commercial | Com - Education (Secondary School) | Lighting | No | Lighting - Compact Fluorescent Lamp (Basic Low - Indoor) | 0.25991 | 0.52226 | 0.78715 | 1.0531 | 1.3158 | 1.0559 | 0.79354 | 0.52865 | 0.26271 | 0 | 0 | 0
PG&E | GWh | Commercial | Com - Education (Secondary School) | Lighting | No | Lighting - Exit Fixture (LED) | 0.3833 | 0.74752 | 1.065 | 1.3281 | 1.5423 | 1.7168 | 1.5441 | 1.3686 | 1.2238 | 1.1165 | 1.0429 | 0.9954
PG&E | GWh | Commercial | Com - Education (Secondary School) | Lighting | No | Lighting - Halogen Lamp (A-Line) | 0.020538 | 0.045845 | 0.055667 | 0.066295 | 0.077817 | 0.041882 | 0 | 0 | 0 | 0 | 0 | 0
PG&E | GWh | Commercial | Com - Education (Secondary School) | Lighting | No | Lighting - Halogen Lamp (Reflector) | 0.0080291 | 0.017742 | 0.021082 | 0.024449 | 0.027876 | 0.030984 | 0.033719 | 0.036246 | 0.038518 | 0.04059 | 0.042474 | 0.044198
PG&E | GWh | Commercial | Com - Education (Secondary School) | Lighting | No | Lighting - High Bay HID to T5 | 0.082613 | 0.17392 | 0.26146 | 0.34453 | 0.42156 | 0.56537 | 0.71076 | 0.84798 | 0.97677 | 1.0984 | 1.2141 | 1.3237
PG&E | GWh | Commercial | Com - Education (Secondary School) | Lighting | No | Lighting - Induction Fixture (Indoor) | 0.017152 | 0.037255 | 0.060168 | 0.086143 | 0.11473 | 0.14573 | 0.17874 | 0.21403 | 0.25123 | 0.29062 | 0.33197 | 0.37503
PG&E | GWh | Commercial | Com - Education (Secondary School) | Lighting | No | Lighting - Induction Fixture (Outdoor) | 0.019086 | 0.040603 | 0.06445 | 0.0909 | 0.11961 | 0.1504 | 0.18296 | 0.21754 | 0.25386 | 0.2922 | 0.3324 | 0.3743
PG&E | GWh | Commercial | Com - Education (Secondary School) | Lighting | No | Lighting - Light Sensor | 0 | 0 | 0 | 0 | 0 | 0 | 0 | 0 | 0 | 0.0065576 | 0.013529 | 0.02084
PG&E | GWh | Commercial | Com - Education (Secondary School) | Lighting | No | Lighting - Linear Fluorescent Delamping | 0.0030401 | 0.0061325 | 0.010034 | 0.014773 | 0.014773 | 0 | 0 | 0 | 0 | 0 | 0 | 0
PG&E | GWh | Commercial | Com - Education (Secondary School) | Lighting | No | Lighting - Linear Fluorescent Fixture (Low Wattage T8) | 0.16284 | 0.35545 | 0.57524 | 0.82041 | 1.0843 | 1.3625 | 1.6505 | 1.9479 | 2.251 | 2.5605 | 2.8736 | 3.1884
PG&E | GWh | Commercial | Com - Education (Secondary School) | Lighting | No | Lighting - Plug-In Fixture (Exterior) | 0.095748 | 0.21429 | 0.33163 | 0.45097 | 0.57096 | 0.69133 | 0.81154 | 0.93267 | 1.0542 | 1.1773 | 1.3017 | 1.4273
PG&E | GWh | Commercial | Com - Education (Secondary School) | Lighting | No | Lighting - Plug-In Fixture (PSMH) | 0 | 0 | 0 | 0 | 0.14262 | 0.29263 | 0.51568 | 0.7423 | 0.96929 | 1.1985 | 1.429 | 1.6608
PG&E | GWh | Commercial | Com - Education (Secondary School) | SHW | No | SHW - EF Rated Instantaneous Water Heater (Electric) | 0.0026886 | 0.0058436 | 0.0094545 | 0.013558 | 0.018074 | 0.022946 | 0.028102 | 0.033567 | 0.039274 | 0.04526 | 0.051487 | 0.057918
PG&E | GWh | Commercial | Com - Education (Secondary School) | SHW | No | SHW - EF Rated Storage Water Heater (Electric) | 0.0021399 | 0.004605 | 0.004605 | 0.004605 | 0.004605 | 0.004605 | 0.004605 | 0.004605 | 0.004605 | 0.004605 | 0.004605 | 0.004605
PG&E | GWh | Commercial | Com - Education (Secondary School) | Service | No | HVAC - Comprehensive Rooftop Unit Quality Maintenance | 0.088922 | 0.17393 | 0.26109 | 0.34965 | 0.43842 | 0.52633 | 0.61223 | 0.69501 | 0.77368 | 0.84729 | 0.9153 | 0.88841
PG&E | GWh | Commercial | Com - Education (Secondary School) | Service | No | Service - HVAC Fault Detection & Diagnositics | 0.080137 | 0.19184 | 0.30018 | 0.40666 | 0.51013 | 0.61043 | 0.70705 | 0.80135 | 0.89291 | 0.98305 | 1.0717 | 1.1588
PG&E | GWh | Commercial | Com - Education (Secondary School) | Service | No | Service - Retro-Commissioning (Electric) | 0.7361 | 1.325 | 1.7961 | 2.173 | 2.4745 | 2.7157 | 2.1725 | 1.738 | 1.3904 | 1.1123 | 0.88987 | 0.7119
PG&E | GWh | Commercial | Com - Education (Secondary School) | WholeBlg | No | HVAC - Energy Management System | 0.31088 | 0.65849 | 0.9849 | 1.2921 | 1.5778 | 1.8424 | 2.0866 | 2.3164 | 2.5406 | 2.7624 | 2.9814 | 3.1975
PG&E | GWh | Commercial | Com - Education (Secondary School) | WholeBlg | No | WholeBlg - Com NC Level 2 | 0.025439 | 0 | 0 | 0 | 0 | 0 | 0 | 0 | 0 | 0 | 0 | 0
PG&E | GWh | Commercial | Com - Education (Secondary School) | WholeBlg | No | WholeBlg - Com NC Level 3 | 0.01257 | 0.01257 | 0.01257 | 0.01257 | 0.01257 | 0.01257 | 0.01257 | 0 | 0 | 0 | 0 | 0
PG&E | GWh | Commercial | Com - Education (Secondary School) | WholeBlg | No | WholeBlg - Com RET Level 1 | 0.056899 | 0.13515 | 0.23635 | 0.36226 | 0.51459 | 0.69523 | 0.90592 | 1.1484 | 1.4244 | 1.7352 | 2.082 | 2.4659
PG&E | GWh | Commercial | Com - Education (Secondary School) | WholeBlg | No | WholeBlg - Com RET Level 2 | 0.10679 | 0.25249 | 0.44013 | 0.67346 | 0.95612 | 1.2918 | 1.6838 | 2.1362 | 2.6521 | 3.2347 | 3.8867 | 4.6107
PG&E | GWh | Commercial | Com - Education (University) | AppPlug | No | AppPlug - Desktop Computer (Com - Power Management) | 0.23052 | 0.47026 | 0.71966 | 0.97717 | 1.2374 | 1.4947 | 1.5123 | 1.5082 | 1.478 | 1.423 | 1.3482 | 1.2599
PG&E | GWh | Commercial | Com - Education (University) | AppPlug | No | AppPlug - Occupancy Sensor Plug Strip | 0.057342 | 0.12137 | 0.18806 | 0.25689 | 0.32653 | 0.39589 | 0.46362 | 0.53077 | 0.59575 | 0.60175 | 0.59867 | 0.59026
PG&E | GWh | Commercial | Com - Education (University) | AppPlug | No | AppPlug - Vending Machine Controls | 0.63813 | 1.3037 | 2.0039 | 2.7335 | 3.4772 | 4.2168 | 4.2946 | 4.3101 | 4.2429 | 4.0963 | 3.8833 | 3.623
PG&E | GWh | Commercial | Com - Education (University) | BldgEnv | No | BldgEnv - Wall Spray On Insulation | 0.066519 | 0.12875 | 0.18787 | 0.24404 | 0.2974 | 0.34809 | 0.39624 | 0.37547 | 0.3567 | 0.33886 | 0.32192 | 0.30582
PG&E | GWh | Commercial | Com - Education (University) | BldgEnv | No | BldgEnv - Window Film | 0 | 0 | 0 | 0 | 0 | 0 | 0 | 0 | 0.057914 | 0.18605 | 0.36382 | 0.56915
PG&E | GWh | Commercial | Com - Education (University) | FoodServ | No | FoodServ - Electric Griddle | 0.004454 | 0.010021 | 0.016774 | 0.024897 | 0.034396 | 0.045312 | 0.057619 | 0.071472 | 0.086802 | 0.10375 | 0.12226 | 0.14224
PG&E | GWh | Commercial | Com - Education (University) | FoodServ | No | FoodServ - Electric Steamer | 0.0038219 | 0.0085395 | 0.014158 | 0.020767 | 0.028303 | 0.036733 | 0.045972 | 0.056072 | 0.066929 | 0.078594 | 0.090989 | 0.10403
PG&E | GWh | Commercial | Com - Education (University) | FoodServ | No | FoodServ - Fryer (Electric) | 0.00022122 | 0.00049636 | 0.00082828 | 0.0012252 | 0.0016864 | 0.002213 | 0.0028029 | 0.0034624 | 0.0041876 | 0.0049842 | 0.0058487 | 0.0067765
PG&E | GWh | Commercial | Com - Education (University) | FoodServ | No | FoodServ - Oven (Electric) | 0.054494 | 0.12227 | 0.2038 | 0.30083 | 0.41293 | 0.54003 | 0.68132 | 0.83798 | 1.0087 | 1.1947 | 1.3948 | 1.6078
PG&E | GWh | Commercial | Com - Education (University) | HVAC | No | HVAC - Chiller (Centrifugal) | 0.037375 | 0.084456 | 0.1422 | 0.21158 | 0.29363 | 0.38925 | 0.49925 | 0.62417 | 0.76449 | 0.92036 | 1.0919 | 1.2788
PG&E | GWh | Commercial | Com - Education (University) | HVAC | No | HVAC - Chiller (Reciprocating) | 0.038083 | 0.08571 | 0.14337 | 0.21244 | 0.29303 | 0.38549 | 0.48975 | 0.607 | 0.73684 | 0.88038 | 1.0372 | 1.2068
PG&E | GWh | Commercial | Com - Education (University) | HVAC | No | HVAC - EER Rated Package Rooftop AC (EER 11) | 0 | 0 | 0 | 0 | 0 | 0.039413 | 0.083863 | 0.13363 | 0.18823 | 0.24797 | 0.31254 | 0.38164
PG&E | GWh | Commercial | Com - Education (University) | HVAC | No | HVAC - SEER Rated Package Rooftop AC (Recharge) | 0 | 0 | 0 | 0 | 0 | 0 | 0 | 0.20474 | 0.38206 | 0.52872 | 0.64747 | 0.53776
PG&E | GWh | Commercial | Com - Education (University) | HVAC | No | HVAC - SEER Rated Package Rooftop AC (SEER 14) | 0.13661 | 0.30165 | 0.30165 | 0.30165 | 0.30165 | 0.30165 | 0.30165 | 0.30165 | 0.30165 | 0.30165 | 0.30165 | 0.30165
PG&E | GWh | Commercial | Com - Education (University) | HVAC | No | HVAC - SEER Rated Package Rooftop AC (SEER 15) | 0.14106 | 0.30776 | 0.39701 | 0.49948 | 0.6144 | 0.74151 | 0.88 | 1.031 | 1.1936 | 1.3696 | 1.5582 | 1.7587
PG&E | GWh | Commercial | Com - Education (University) | HVAC | No | HVAC - SEER Rated Package Rooftop HP (SEER 14) | 0.014693 | 0.032238 | 0.032238 | 0.032238 | 0.032238 | 0.032238 | 0.032238 | 0.032238 | 0.032238 | 0.032238 | 0.032238 | 0.032238
PG&E | GWh | Commercial | Com - Education (University) | HVAC | No | HVAC - SEER Rated Package Rooftop HP (SEER 15) | 0.055552 | 0.12221 | 0.15835 | 0.20039 | 0.24804 | 0.30128 | 0.35979 | 0.42418 | 0.49408 | 0.57015 | 0.65212 | 0.73965
PG&E | GWh | Commercial | Com - Education (University) | HVAC | No | HVAC - SEER Rated Split System AC (SEER 14) | 0.11362 | 0.24853 | 0.40548 | 0.40548 | 0.40548 | 0.40548 | 0.40548 | 0.40548 | 0.40548 | 0.40548 | 0.40548 | 0.40548
PG&E | GWh | Commercial | Com - Education (University) | HVAC | No | HVAC - SEER Rated Split System AC (SEER 15) | 0.018938 | 0.043622 | 0.057946 | 0.07562 | 0.096735 | 0.12149 | 0.14996 | 0.18266 | 0.21963 | 0.26144 | 0.30819 | 0.35991
PG&E | GWh | Commercial | Com - Education (University) | HVAC | No | HVAC - SEER Rated Split System HP (SEER 14) | 0.090866 | 0.19977 | 0.21691 | 0.2368 | 0.2593 | 0.28438 | 0.31188 | 0.34206 | 0.37473 | 0.41017 | 0.44825 | 0.4888
PG&E | GWh | Commercial | Com - Education (University) | HVAC | No | HVAC - SEER Rated Split System HP (SEER 15) | 0.030201 | 0.066254 | 0.085718 | 0.10826 | 0.13373 | 0.16208 | 0.19314 | 0.22722 | 0.26409 | 0.30412 | 0.34714 | 0.39299
PG&E | GWh | Commercial | Com - Education (University) | HVAC | No | HVAC - Thermostat | 1.0591 | 2.201 | 3.4188 | 4.6611 | 5.8632 | 6.9751 | 7.9695 | 8.8521 | 9.6316 | 10.3332 | 10.9946 | 11.6368
PG&E | GWh | Commercial | Com - Education (University) | Lighting | Yes | Lighting - LED Fixture (Replacing T8) - Emerging | 0 | 0 | 0.06516 | 0.20391 | 0.43079 | 0.7618 | 1.2063 | 1.7902 | 2.5147 | 3.4028 | 4.4643 | 5.7014
PG&E | GWh | Commercial | Com - Education (University) | Lighting | Yes | Lighting - LED Lamp (Basic High - Indoor) - Emerging | 0.0021362 | 0.0054144 | 0.010244 | 0.017523 | 0.02881 | 0.030845 | 0.030642 | 0.029724 | 0.027289 | 0.019843 | 0.024541 | 0.029615
PG&E | GWh | Commercial | Com - Education (University) | Lighting | Yes | Lighting - LED Lamp (Basic Low - Indoor) - Emerging | 0.0045194 | 0.012014 | 0.021145 | 0.033739 | 0.05354 | 0.057944 | 0.057592 | 0.057639 | 0.056623 | 0.047039 | 0.059769 | 0.074466
PG&E | GWh | Commercial | Com - Education (University) | Lighting | Yes | Lighting - LED Plug-In Indoor Fixture - Emerging | 0.012206 | 0.027492 | 0.046683 | 0.070835 | 0.1011 | 0.10335 | 0.10623 | 0.10985 | 0.11433 | 0.11987 | 0.12656 | 0.13449
PG&E | GWh | Commercial | Com - Education (University) | Lighting | No | Lighting - Cold Cathode Lamp | 0.013494 | 0.027391 | 0.041658 | 0.056429 | 0.071576 | 0.071576 | 0.071576 | 0.071576 | 0.071576 | 0.071576 | 0.071576 | 0.058081
PG&E | GWh | Commercial | Com - Education (University) | Lighting | No | Lighting - Compact Fluorescent Fixture (Indoor) | 2.2818 | 4.7063 | 7.2704 | 9.9862 | 12.8395 | 10.5577 | 8.1331 | 5.5691 | 2.8533 | 0 | 0 | 0
PG&E | GWh | Commercial | Com - Education (University) | Lighting | No | Lighting - Compact Fluorescent Lamp (Basic High - Indoor) | 0.22686 | 0.45765 | 0.68981 | 0.92361 | 1.1566 | 0.92973 | 0.69895 | 0.46678 | 0.23298 | 0 | 0 | 0
PG&E | GWh | Commercial | Com - Education (University) | Lighting | No | Lighting - Compact Fluorescent Lamp (Basic Low - Indoor) | 0.35927 | 0.72176 | 1.0879 | 1.4553 | 1.8183 | 1.4591 | 1.0966 | 0.73047 | 0.36298 | 0 | 0 | 0
PG&E | GWh | Commercial | Com - Education (University) | Lighting | No | Lighting - Exit Fixture (LED) | 0.5025 | 0.97994 | 1.3959 | 1.7407 | 2.0211 | 2.2495 | 2.0226 | 1.7923 | 1.6025 | 1.4618 | 1.3652 | 1.3032
PG&E | GWh | Commercial | Com - Education (University) | Lighting | No | Lighting - Halogen Lamp (A-Line) | 0.026448 | 0.059019 | 0.071631 | 0.085277 | 0.10007 | 0.053848 | 0 | 0 | 0 | 0 | 0 | 0
PG&E | GWh | Commercial | Com - Education (University) | Lighting | No | Lighting - Halogen Lamp (Reflector) | 0.010343 | 0.022846 | 0.027133 | 0.03145 | 0.035842 | 0.039793 | 0.043271 | 0.046497 | 0.04939 | 0.052035 | 0.054437 | 0.056636
PG&E | GWh | Commercial | Com - Education (University) | Lighting | No | Lighting - High Bay HID to T5 | 0.11856 | 0.24931 | 0.3749 | 0.49422 | 0.60492 | 0.81129 | 1.0195 | 1.2161 | 1.4006 | 1.5746 | 1.7399 | 1.8964
PG&E | GWh | Commercial | Com - Education (University) | Lighting | No | Lighting - Induction Fixture (Indoor) | 0.021195 | 0.045753 | 0.073487 | 0.10467 | 0.13872 | 0.17541 | 0.21429 | 0.25568 | 0.29914 | 0.34502 | 0.39304 | 0.44291
PG&E | GWh | Commercial | Com - Education (University) | Lighting | No | Lighting - Induction Fixture (Outdoor) | 0.024576 | 0.052277 | 0.082978 | 0.11703 | 0.15399 | 0.19363 | 0.23555 | 0.28007 | 0.32682 | 0.37619 | 0.42794 | 0.48188
PG&E | GWh | Commercial | Com - Education (University) | Lighting | No | Lighting - Light Sensor | 0.036185 | 0.13328 | 0.19288 | 0.25224 | 0.31057 | 0.36771 | 0.42326 | 0.47811 | 0.5319 | 0.58554 | 0.6389 | 0.69192
PG&E | GWh | Commercial | Com - Education (University) | Lighting | No | Lighting - Linear Fluorescent Delamping | 0.0041009 | 0.0082721 | 0.013537 | 0.019936 | 0.019936 | 0 | 0 | 0 | 0 | 0 | 0 | 0
PG&E | GWh | Commercial | Com - Education (University) | Lighting | No | Lighting - Linear Fluorescent Fixture (Low Wattage T8) | 0.22857 | 0.49904 | 0.80541 | 1.1466 | 1.5145 | 1.9034 | 2.307 | 2.7244 | 3.1506 | 3.5859 | 4.0268 | 4.4699
PG&E | GWh | Commercial | Com - Education (University) | Lighting | No | Lighting - Plug-In Fixture (Compact Fluorescent) | 0.24308 | 0.48884 | 0.73683 | 0.98894 | 1.2405 | 1.2405 | 1.2405 | 1.2405 | 1.2405 | 1.2405 | 1.2405 | 1.2405
PG&E | GWh | Commercial | Com - Education (University) | Lighting | No | Lighting - Plug-In Fixture (Exterior) | 0.12329 | 0.2759 | 0.42696 | 0.5806 | 0.73507 | 0.89005 | 1.0448 | 1.2007 | 1.3572 | 1.5157 | 1.6758 | 1.8376
PG&E | GWh | Commercial | Com - Education (University) | Lighting | No | Lighting - Plug-In Fixture (Induction) | 0 | 0 | 0 | 0 | 0 | 0 | 0 | 0 | 0.016639 | 0.038997 | 0.065092 | 0.12806
PG&E | GWh | Commercial | Com - Education (University) | Lighting | No | Lighting - Plug-In Fixture (PSMH with Electronic Ballast) | 0.049688 | 0.10945 | 0.27346 | 0.44511 | 0.61842 | 0.79207 | 0.96463 | 1.1376 | 1.3052 | 1.47 | 1.633 | 1.7874
PG&E | GWh | Commercial | Com - Education (University) | Lighting | No | Lighting - Plug-In Fixture (PSMH) | 0.19515 | 0.4088 | 0.61102 | 0.81344 | 1.0159 | 1.2174 | 1.4168 | 1.6159 | 1.8084 | 1.9973 | 2.1836 | 2.3581
PG&E | GWh | Commercial | Com - Education (University) | SHW | No | SHW - EF Rated Instantaneous Water Heater (Electric) | 0.0016843 | 0.0036593 | 0.0059127 | 0.0084653 | 0.011266 | 0.014281 | 0.017464 | 0.020834 | 0.024349 | 0.028033 | 0.031862 | 0.035813
PG&E | GWh | Commercial | Com - Education (University) | SHW | No | SHW - EF Rated Storage Water Heater (Electric) | 0.0012646 | 0.0027208 | 0.0027208 | 0.0027208 | 0.0027208 | 0.0027208 | 0.0027208 | 0.0027208 | 0.0027208 | 0.0027208 | 0.0027208 | 0.0027208
PG&E | GWh | Commercial | Com - Education (University) | Service | No | HVAC - Comprehensive Rooftop Unit Quality Maintenance | 0.11448 | 0.22391 | 0.33613 | 0.45014 | 0.56443 | 0.6776 | 0.78818 | 0.89476 | 0.99604 | 1.0908 | 1.1784 | 1.1437
PG&E | GWh | Commercial | Com - Education (University) | Service | No | Service - HVAC Fault Detection & Diagnositics | 0.10317 | 0.24697 | 0.38646 | 0.52354 | 0.65675 | 0.78586 | 0.91025 | 1.0317 | 1.1495 | 1.2656 | 1.3797 | 1.4918
PG&E | GWh | Commercial | Com - Education (University) | Service | No | Service - Retro-Commissioning (Electric) | 0.94766 | 1.7058 | 2.3123 | 2.7975 | 3.1856 | 3.4962 | 2.7969 | 2.2375 | 1.79 | 1.432 | 1.1456 | 0.9165
PG&E | GWh | Commercial | Com - Education (University) | WholeBlg | No | HVAC - Energy Management System | 0.40023 | 0.84774 | 1.268 | 1.6634 | 2.0312 | 2.372 | 2.6863 | 2.9821 | 3.2708 | 3.5563 | 3.8383 | 4.1164
PG&E | GWh | Commercial | Com - Education (University) | WholeBlg | No | WholeBlg - Com NC Level 2 | 0.03275 | 0 | 0 | 0 | 0 | 0 | 0 | 0 | 0 | 0 | 0 | 0
PG&E | GWh | Commercial | Com - Education (University) | WholeBlg | No | WholeBlg - Com NC Level 3 | 0.016182 | 0.016182 | 0.016182 | 0.016182 | 0.016182 | 0.016182 | 0.016182 | 0 | 0 | 0 | 0 | 0
PG&E | GWh | Commercial | Com - Education (University) | WholeBlg | No | WholeBlg - Com RET Level 1 | 0.087746 | 0.208 | 0.36309 | 0.55551 | 0.78773 | 1.0625 | 1.3823 | 1.7497 | 2.1669 | 2.6361 | 3.1589 | 3.7365
PG&E | GWh | Commercial | Com - Education (University) | WholeBlg | No | WholeBlg - Com RET Level 2 | 0.15472 | 0.36566 | 0.63707 | 0.97406 | 1.3816 | 1.8648 | 2.4285 | 3.0778 | 3.8172 | 4.6511 | 5.583 | 6.6163
PG&E | GWh | Commercial | Com - Grocery | AppPlug | No | AppPlug - Desktop Computer (Com - Power Management) | 0.44442 | 0.90659 | 1.3872 | 1.8833 | 2.3844 | 2.8797 | 2.9127 | 2.9035 | 2.844 | 2.7364 | 2.5904 | 2.4182
PG&E | GWh | Commercial | Com - Grocery | AppPlug | No | AppPlug - Occupancy Sensor Plug Strip | 0.11055 | 0.23397 | 0.36246 | 0.49505 | 0.62911 | 0.76257 | 0.89284 | 1.0219 | 1.1467 | 1.1577 | 1.1511 | 1.1341
PG&E | GWh | Commercial | Com - Grocery | AppPlug | No | AppPlug - Vending Machine Controls | 0.27886 | 0.56967 | 0.87555 | 1.1942 | 1.5188 | 1.8415 | 1.8749 | 1.8809 | 1.8506 | 1.7856 | 1.6914 | 1.5764
PG&E | GWh | Commercial | Com - Grocery | BldgEnv | No | BldgEnv - Attic Batt Insulation | 0.0047457 | 0.0092542 | 0.013537 | 0.017606 | 0.021471 | 0.025144 | 0.028632 | 0.027201 | 0.025841 | 0.024548 | 0.023321 | 0.022155
PG&E | GWh | Commercial | Com - Grocery | BldgEnv | No | BldgEnv - Wall Spray On Insulation | 0.13206 | 0.25231 | 0.36654 | 0.47507 | 0.57817 | 0.67611 | 0.76916 | 0.7255 | 0.68922 | 0.65476 | 0.62202 | 0.59092
PG&E | GWh | Commercial | Com - Grocery | BldgEnv | No | BldgEnv - Window Film | 0 | 0 | 0 | 0 | 0 | 0 | 0 | 0 | 0.13771 | 0.4424 | 0.86509 | 1.3533
PG&E | GWh | Commercial | Com - Grocery | ComRefrig | No | ComRefrig - Refrigerated Case Night Cover (Low Temp) | 2.5019 | 5.1433 | 8.4202 | 12.4137 | 17.1083 | 22.3449 | 25.3067 | 27.9478 | 29.3959 | 29.3399 | 27.7432 | 24.837
PG&E | GWh | Commercial | Com - Grocery | ComRefrig | No | ComRefrig - Refrigerated Case Night Cover (Med Temp) | 3.4828 | 7.1633 | 11.7389 | 17.3333 | 23.9441 | 31.3734 | 35.7192 | 39.6975 | 42.0589 | 42.3146 | 40.3532 | 36.4503
PG&E | GWh | Commercial | Com - Grocery | ComRefrig | No | ComRefrig - Strip Curtain for Walk In Refrigerator | 6.9533 | 13.8354 | 20.9564 | 27.9888 | 34.5091 | 33.1964 | 30.8797 | 27.2407 | 22.724 | 17.9404 | 13.6023 | 10.0139
PG&E | GWh | Commercial | Com - Grocery | FoodServ | No | FoodServ - Electric Steamer | 0.089645 | 0.20029 | 0.33203 | 0.48694 | 0.66356 | 0.86107 | 1.0775 | 1.3141 | 1.5683 | 1.8414 | 2.1315 | 2.4367
PG&E | GWh | Commercial | Com - Grocery | FoodServ | No | FoodServ - Oven (Electric) | 0.029489 | 0.06616 | 0.11027 | 0.16274 | 0.22335 | 0.29206 | 0.36842 | 0.45307 | 0.54532 | 0.64575 | 0.75378 | 0.86874
PG&E | GWh | Commercial | Com - Grocery | HVAC | No | HVAC - Direct Evaporative Cooler | 0.57171 | 0.57171 | 0.57171 | 0.57171 | 0.57171 | 0.57171 | 0.57171 | 0.57171 | 0.57171 | 0.57171 | 0.57171 | 0.57171
PG&E | GWh | Commercial | Com - Grocery | HVAC | No | HVAC - SEER Rated Package Rooftop AC (Recharge) | 1.4248 | 2.8266 | 4.287 | 5.7477 | 5.7203 | 5.5989 | 5.2669 | 4.7698 | 4.176 | 3.5549 | 2.9613 | 2.4555
PG&E | GWh | Commercial | Com - Grocery | HVAC | No | HVAC - SEER Rated Package Rooftop AC (SEER 14) | 0.68625 | 1.5196 | 1.5196 | 1.5196 | 1.5196 | 1.5196 | 1.5196 | 1.5196 | 1.5196 | 1.5196 | 1.5196 | 1.5196
PG&E | GWh | Commercial | Com - Grocery | HVAC | No | HVAC - SEER Rated Package Rooftop AC (SEER 15) | 0.55461 | 1.2074 | 1.5551 | 1.9522 | 2.3953 | 2.8829 | 3.4113 | 3.9848 | 4.6005 | 5.2649 | 5.9751 | 6.7282
PG&E | GWh | Commercial | Com - Grocery | HVAC | No | HVAC - SEER Rated Package Rooftop HP (SEER 14) | 0.089376 | 0.1959 | 0.1959 | 0.1959 | 0.1959 | 0.1959 | 0.1959 | 0.1959 | 0.1959 | 0.1959 | 0.1959 | 0.1959
PG&E | GWh | Commercial | Com - Grocery | HVAC | No | HVAC - SEER Rated Package Rooftop HP (SEER 15) | 0.36297 | 0.80142 | 1.0405 | 1.3192 | 1.6367 | 1.9928 | 2.3863 | 2.8205 | 3.2936 | 3.8093 | 4.366 | 4.9614
PG&E | GWh | Commercial | Com - Grocery | HVAC | No | HVAC - SEER Rated Split System AC (SEER 14) | 0.70141 | 1.6259 | 2.6737 | 2.6737 | 2.6737 | 2.6737 | 2.6737 | 2.6737 | 2.6737 | 2.6737 | 2.6737 | 2.6737
PG&E | GWh | Commercial | Com - Grocery | HVAC | No | HVAC - SEER Rated Split System AC (SEER 15) | 0.023338 | 0.10926 | 0.15834 | 0.21818 | 0.28897 | 0.37127 | 0.46518 | 0.57234 | 0.69267 | 0.82796 | 0.97837 | 1.1438
PG&E | GWh | Commercial | Com - Grocery | HVAC | No | HVAC - Thermostat | 2.7212 | 5.6546 | 8.8247 | 12.0863 | 15.2504 | 18.1625 | 20.7437 | 23.0122 | 24.9984 | 26.7769 | 28.4677 | 30.1075
PG&E | GWh | Commercial | Com - Grocery | Lighting | Yes | Lighting - LED Fixture (Replacing T8) - Emerging | 0.15411 | 0.37099 | 0.67908 | 1.1154 | 1.703 | 2.4764 | 3.4569 | 4.7042 | 6.2335 | 8.1802 | 10.653 | 13.7093
PG&E | GWh | Commercial | Com - Grocery | Lighting | Yes | Lighting - LED Lamp (Basic High - Indoor) - Emerging | 0.0091794 | 0.022072 | 0.039505 | 0.062113 | 0.08678 | 0.090234 | 0.082724 | 0.072566 | 0.060061 | 0.038533 | 0.047779 | 0.058068
PG&E | GWh | Commercial | Com - Grocery | Lighting | Yes | Lighting - LED Lamp (Basic Low - Indoor) - Emerging | 0.040475 | 0.10547 | 0.18931 | 0.29225 | 0.41544 | 0.43736 | 0.40719 | 0.36401 | 0.31406 | 0.22176 | 0.27898 | 0.34717
PG&E | GWh | Commercial | Com - Grocery | Lighting | Yes | Lighting - LED Plug-In Indoor Fixture - Emerging | 0.10702 | 0.24337 | 0.4122 | 0.61943 | 0.86646 | 0.88334 | 0.90499 | 0.93226 | 0.9655 | 1.0057 | 1.053 | 1.108
PG&E | GWh | Commercial | Com - Grocery | Lighting | No | Lighting - Cold Cathode Lamp | 0.055641 | 0.11361 | 0.17367 | 0.2361 | 0.30047 | 0.30047 | 0.30047 | 0.24483 | 0.18686 | 0.1268 | 0.064366 | 0
PG&E | GWh | Commercial | Com - Grocery | Lighting | No | Lighting - Compact Fluorescent Fixture (Indoor) | 3.4725 | 7.1818 | 11.1224 | 15.313 | 19.7293 | 16.2568 | 12.5475 | 8.6069 | 4.4164 | 0 | 0 | 0
PG&E | GWh | Commercial | Com - Grocery | Lighting | No | Lighting - Compact Fluorescent Lamp (Basic High - Indoor) | 0.56375 | 1.1332 | 1.7063 | 2.2847 | 2.8683 | 2.3045 | 1.7351 | 1.1619 | 0.58355 | 0 | 0 | 0
PG&E | GWh | Commercial | Com - Grocery | Lighting | No | Lighting - Compact Fluorescent Lamp (Basic Low - Indoor) | 1.4087 | 2.9484 | 4.6037 | 6.3627 | 8.1982 | 6.7895 | 5.2499 | 3.5946 | 1.8355 | 0 | 0 | 0
PG&E | GWh | Commercial | Com - Grocery | Lighting | No | Lighting - Exit Fixture (LED) | 0.82491 | 1.6094 | 2.2947 | 2.8643 | 3.3298 | 3.7111 | 3.3457 | 2.9713 | 2.6616 | 2.4314 | 2.2721 | 2.1682
PG&E | GWh | Commercial | Com - Grocery | Lighting | No | Lighting - Halogen Lamp (A-Line) | 0.051006 | 0.1138 | 0.13808 | 0.16435 | 0.19281 | 0.10375 | 0 | 0 | 0 | 0 | 0 | 0
PG&E | GWh | Commercial | Com - Grocery | Lighting | No | Lighting - Halogen Lamp (Reflector) | 0.01995 | 0.044059 | 0.052309 | 0.060614 | 0.069057 | 0.076617 | 0.083272 | 0.089459 | 0.095001 | 0.10007 | 0.10467 | 0.10889
PG&E | GWh | Commercial | Com - Grocery | Lighting | No | Lighting - High Bay HID to T5 | 0.12451 | 0.26061 | 0.39901 | 0.53639 | 0.66809 | 0.90136 | 1.1349 | 1.3613 | 1.5779 | 1.7824 | 1.9738 | 2.1544
PG&E | GWh | Commercial | Com - Grocery | Lighting | No | Lighting - Induction Fixture (Indoor) | 0.083143 | 0.18124 | 0.29345 | 0.42078 | 0.56076 | 0.71234 | 0.87361 | 1.0457 | 1.2267 | 1.4179 | 1.6179 | 1.8256
PG&E | GWh | Commercial | Com - Grocery | Lighting | No | Lighting - Induction Fixture (Outdoor) | 0.047393 | 0.1008 | 0.16 | 0.22565 | 0.29692 | 0.37332 | 0.4541 | 0.5399 | 0.62998 | 0.72509 | 0.82479 | 0.92868
PG&E | GWh | Commercial | Com - Grocery | Lighting | No | Lighting - Linear Fluorescent Delamping | 0.0022241 | 0.0044855 | 0.0073509 | 0.010841 | 0.014869 | 0 | 0 | 0 | 0 | 0 | 0 | 0
PG&E | GWh | Commercial | Com - Grocery | Lighting | No | Lighting - Linear Fluorescent Fixture (Low Wattage T8) | 1.4855 | 3.0166 | 4.5777 | 6.1796 | 7.7975 | 9.4209 | 11.0374 | 12.6595 | 14.2766 | 15.8661 | 17.4 | 18.8723
PG&E | GWh | Commercial | Com - Grocery | Lighting | No | Lighting - Plug-In Fixture (Compact Fluorescent) | 1.4999 | 3.0018 | 4.5002 | 6.0076 | 7.5092 | 7.5092 | 7.5092 | 7.5092 | 7.5092 | 7.5092 | 7.5092 | 7.5092
PG&E | GWh | Commercial | Com - Grocery | Lighting | No | Lighting - Plug-In Fixture (Exterior) | 0.23774 | 0.53201 | 0.82328 | 1.1195 | 1.4173 | 1.7161 | 2.0143 | 2.3149 | 2.6164 | 2.9217 | 3.2303 | 3.5419
PG&E | GWh | Commercial | Com - Grocery | Lighting | No | Lighting - Plug-In Fixture (Induction) | 0 | 0.080376 | 0.17637 | 0.40892 | 0.67273 | 0.95541 | 1.2497 | 1.5564 | 1.8709 | 2.1963 | 2.5307 | 2.8729
PG&E | GWh | Commercial | Com - Grocery | Lighting | No | Lighting - Plug-In Fixture (Linear Fluorescent) | 2.899 | 6.0626 | 9.4294 | 12.9971 | 16.6984 | 16.6984 | 16.6984 | 16.6984 | 16.6984 | 16.6984 | 16.6984 | 16.6984
PG&E | GWh | Commercial | Com - Grocery | Lighting | No | Lighting - Plug-In Fixture (PSMH with Electronic Ballast) | 0.50746 | 1.0207 | 1.5183 | 1.9877 | 2.4287 | 2.8564 | 3.2724 | 3.6838 | 4.0905 | 4.4977 | 4.9054 | 5.3133
PG&E | GWh | Commercial | Com - Grocery | Lighting | No | Lighting - Plug-In Fixture (PSMH) | 0.52929 | 1.0643 | 1.5829 | 2.0719 | 2.5413 | 2.9898 | 3.4207 | 3.8416 | 4.2529 | 4.6601 | 5.0637 | 5.464
PG&E | GWh | Commercial | Com - Grocery | SHW | No | SHW - EF Rated Instantaneous Water Heater (Electric) | 0.0053211 | 0.011577 | 0.018729 | 0.026843 | 0.035757 | 0.045367 | 0.055527 | 0.066289 | 0.077525 | 0.089312 | 0.10157 | 0.11423
PG&E | GWh | Commercial | Com - Grocery | SHW | No | SHW - EF Rated Storage Water Heater (Electric) | 0.0037076 | 0.0079676 | 0.0079676 | 0.0079676 | 0.0079676 | 0.0079676 | 0.0079676 | 0.0079676 | 0.0079676 | 0.0079676 | 0.0079676 | 0.0079676
PG&E | GWh | Commercial | Com - Grocery | Service | No | HVAC - Comprehensive Rooftop Unit Quality Maintenance | 0.22074 | 0.43177 | 0.64815 | 0.86799 | 1.0884 | 1.3066 | 1.5198 | 1.7253 | 1.9206 | 2.1034 | 2.2722 | 2.2054
PG&E | GWh | Commercial | Com - Grocery | Service | No | Service - HVAC Fault Detection & Diagnositics | 0.1985 | 0.47507 | 0.74252 | 1.0044 | 1.2576 | 1.5016 | 1.7353 | 1.9616 | 2.1796 | 2.392 | 2.5986 | 2.799
PG&E | GWh | Commercial | Com - Grocery | Service | No | Service - Retro-Commissioning (Electric) | 1.8273 | 3.2892 | 4.4587 | 5.3943 | 6.1428 | 6.7416 | 5.3933 | 4.3146 | 3.4517 | 2.7613 | 2.2091 | 1.7673
PG&E | GWh | Commercial | Com - Grocery | WholeBlg | No | HVAC - Energy Management System | 0.77175 | 1.6347 | 2.445 | 3.2075 | 3.9167 | 4.5738 | 5.1799 | 5.7504 | 6.307 | 6.8575 | 7.4013 | 7.9376
PG&E | GWh | Commercial | Com - Grocery | WholeBlg | No | WholeBlg - Com NC Level 2 | 0.065419 | 0 | 0 | 0 | 0 | 0 | 0 | 0 | 0 | 0 | 0 | 0
PG&E | GWh | Commercial | Com - Grocery | WholeBlg | No | WholeBlg - Com NC Level 3 | 0.028315 | 0.028315 | 0.028315 | 0.028315 | 0.028315 | 0.028315 | 0.028315 | 0 | 0 | 0 | 0 | 0
PG&E | GWh | Commercial | Com - Grocery | WholeBlg | No | WholeBlg - Com NC ZNE | 0.029244 | 0.078265 | 0.18039 | 0.34882 | 0.59545 | 0.92835 | 1.3457 | 1.8708 | 2.5013 | 3.2661 | 4.1565 | 5.1854
PG&E | GWh | Commercial | Com - Grocery | WholeBlg | No | WholeBlg - Com RET Level 1 | 0.44942 | 1.0698 | 1.875 | 2.88 | 4.1001 | 5.5513 | 7.2491 | 9.2092 | 11.4455 | 13.9714 | 16.7973 | 19.4827
PG&E | GWh | Commercial | Com - Grocery | WholeBlg | No | WholeBlg - Com RET Level 2 | 0.82507 | 1.9491 | 3.3964 | 5.1953 | 7.374 | 9.9625 | 12.9897 | 16.4861 | 20.4786 | 24.993 | 30.0501 | 35.668
PG&E | GWh | Commercial | Com - Hospital | AppPlug | No | AppPlug - Desktop Computer (Com - Power Management) | 0.29357 | 0.59894 | 0.91661 | 1.2446 | 1.5758 | 1.903 | 1.9248 | 1.9185 | 1.8787 | 1.8069 | 1.7119 | 1.5999
PG&E | GWh | Commercial | Com - Hospital | AppPlug | No | AppPlug - Occupancy Sensor Plug Strip | 0.073027 | 0.15458 | 0.23952 | 0.3272 | 0.41581 | 0.504 | 0.59005 | 0.67526 | 0.75761 | 0.76473 | 0.76081 | 0.7501
PG&E | GWh | Commercial | Com - Hospital | BldgEnv | No | BldgEnv - Wall Spray On Insulation | 0.19515 | 0.3402 | 0.478 | 0.60891 | 0.73327 | 0.85142 | 0.96365 | 0.87513 | 0.83137 | 0.78981 | 0.75032 | 0.7128
PG&E | GWh | Commercial | Com - Hospital | BldgEnv | No | BldgEnv - Window Film | 0 | 0 | 0 | 0 | 0 | 0 | 0 | 0 | 0.15279 | 0.49084 | 0.95982 | 1.5015
PG&E | GWh | Commercial | Com - Hospital | FoodServ | No | FoodServ - Electric Steamer | 0.013792 | 0.030817 | 0.051095 | 0.074943 | 0.10214 | 0.13255 | 0.16588 | 0.20231 | 0.24147 | 0.28354 | 0.32827 | 0.37535
PG&E | GWh | Commercial | Com - Hospital | FoodServ | No | FoodServ - Oven (Electric) | 0.0097413 | 0.021857 | 0.036432 | 0.053778 | 0.073814 | 0.09653 | 0.12178 | 0.14977 | 0.18028 | 0.2135 | 0.24926 | 0.28734
PG&E | GWh | Commercial | Com - Hospital | HVAC | Yes | HVAC - Advanced Package Rooftop AC (> EER 12) - Emerging | 0 | 0 | 0.00093066 | 0.0033937 | 0.0078221 | 0.014571 | 0.023957 | 0.036307 | 0.05198 | 0.071333 | 0.094714 | 0.12259
PG&E | GWh | Commercial | Com - Hospital | HVAC | Yes | HVAC - Energy Recovery Ventilation - Emerging | 0.20901 | 0.43692 | 0.71363 | 1.0474 | 1.44 | 1.8909 | 2.3918 | 2.935 | 3.5044 | 4.0843 | 4.6552 | 5.205
PG&E | GWh | Commercial | Com - Hospital | HVAC | No | HVAC - Chiller (Centrifugal) | 0.06329 | 0.14303 | 0.2408 | 0.35816 | 0.4968 | 0.65817 | 0.8435 | 1.0536 | 1.2892 | 1.5503 | 1.837 | 2.187
PG&E | GWh | Commercial | Com - Hospital | HVAC | No | HVAC - Chiller (Reciprocating) | 0.080555 | 0.18134 | 0.30327 | 0.44939 | 0.61963 | 0.81465 | 1.0341 | 1.2805 | 1.553 | 1.8541 | 2.183 | 2.5381
PG&E | GWh | Commercial | Com - Hospital | HVAC | No | HVAC - Demand Controlled Ventilation | 0.88018 | 1.8303 | 2.9678 | 4.2946 | 5.7809 | 7.3727 | 8.994 | 10.5767 | 12.0558 | 13.4067 | 14.6211 | 14.8276
PG&E | GWh | Commercial | Com - Hospital | HVAC | No | HVAC - Direct Evaporative Cooler | 1.434 | 3.101 | 5.0271 | 7.235 | 9.7381 | 12.5468 | 15.6653 | 19.1026 | 22.8531 | 26.9164 | 31.2967 | 36.0227
PG&E | GWh | Commercial | Com - Hospital | HVAC | No | HVAC - EER Rated Package Rooftop AC (EER 11) | 0 | 0 | 0 | 0.047845 | 0.12312 | 0.20843 | 0.30313 | 0.40779 | 0.52167 | 0.64553 | 0.77893 | 0.92169
PG&E | GWh | Commercial | Com - Hospital | HVAC | No | HVAC - SEER Rated Package Rooftop AC (SEER 14) | 0.47578 | 1.0521 | 1.0521 | 1.0521 | 1.0521 | 1.0521 | 1.0521 | 1.0521 | 1.0521 | 1.0521 | 1.0521 | 1.0521
PG&E | GWh | Commercial | Com - Hospital | HVAC | No | HVAC - SEER Rated Package Rooftop AC (SEER 15) | 0.39008 | 0.84968 | 1.0951 | 1.3761 | 1.6904 | 2.0373 | 2.4143 | 2.8245 | 3.2661 | 3.7435 | 4.2549 | 4.7983
PG&E | GWh | Commercial | Com - Hospital | HVAC | No | HVAC - SEER Rated Package Rooftop HP (SEER 14) | 0.037828 | 0.082995 | 0.082995 | 0.082995 | 0.082995 | 0.082995 | 0.082995 | 0.082995 | 0.082995 | 0.082995 | 0.082995 | 0.082995
PG&E | GWh | Commercial | Com - Hospital | HVAC | No | HVAC - SEER Rated Package Rooftop HP (SEER 15) | 0.14392 | 0.31666 | 0.41036 | 0.51928 | 0.64275 | 0.78066 | 0.93225 | 1.099 | 1.2799 | 1.4765 | 1.6883 | 1.9143
PG&E | GWh | Commercial | Com - Hospital | HVAC | No | HVAC - SEER Rated Split System AC (SEER 14) | 0.21256 | 0.46709 | 0.75218 | 0.75218 | 0.75218 | 0.75218 | 0.75218 | 0.75218 | 0.75218 | 0.75218 | 0.75218 | 0.75218
PG&E | GWh | Commercial | Com - Hospital | HVAC | No | HVAC - SEER Rated Split System AC (SEER 15) | 0.015142 | 0.034392 | 0.045236 | 0.058155 | 0.073021 | 0.089803 | 0.10839 | 0.12891 | 0.15123 | 0.17554 | 0.20181 | 0.23016
PG&E | GWh | Commercial | Com - Hospital | HVAC | No | HVAC - SEER Rated Split System HP (SEER 14) | 0.27151 | 0.59665 | 0.64777 | 0.70706 | 0.77406 | 0.84868 | 0.93042 | 1.0201 | 1.1171 | 1.2223 | 1.3353 | 1.4557
PG&E | GWh | Commercial | Com - Hospital | HVAC | No | HVAC - SEER Rated Split System HP (SEER 15) | 0.087918 | 0.19298 | 0.24974 | 0.31552 | 0.38981 | 0.47252 | 0.5631 | 0.66248 | 0.76999 | 0.88665 | 1.0121 | 1.1456
PG&E | GWh | Commercial | Com - Hospital | Lighting | Yes | Lighting - LED Fixture (Replacing T8) - Emerging | 0.1876 | 0.46789 | 0.8782 | 1.4663 | 2.266 | 3.3222 | 4.6642 | 6.3554 | 8.4165 | 10.9107 | 13.8721 | 17.3094
PG&E | GWh | Commercial | Com - Hospital | Lighting | Yes | Lighting - LED Lamp (Basic High - Indoor) - Emerging | 0.037998 | 0.095398 | 0.17101 | 0.26542 | 0.37896 | 0.39607 | 0.3656 | 0.32162 | 0.26339 | 0.15241 | 0.17255 | 0.19165
PG&E | GWh | Commercial | Com - Hospital | Lighting | Yes | Lighting - LED Lamp (Basic Low - Indoor) - Emerging | 0.090249 | 0.22763 | 0.38673 | 0.56943 | 0.77617 | 0.81146 | 0.75145 | 0.69872 | 0.6504 | 0.51632 | 0.65141 | 0.8077
PG&E | GWh | Commercial | Com - Hospital | Lighting | Yes | Lighting - LED Plug-In Indoor Fixture - Emerging | 0.089184 | 0.2028 | 0.34305 | 0.51446 | 0.7181 | 0.73189 | 0.7497 | 0.77225 | 0.79974 | 0.83289 | 0.87192 | 0.91706
PG&E | GWh | Commercial | Com - Hospital | Lighting | No | Lighting - Cold Cathode Lamp | 0.046849 | 0.095981 | 0.14713 | 0.20048 | 0.25563 | 0.25563 | 0.25563 | 0.20878 | 0.15965 | 0.1085 | 0.055146 | 0
PG&E | GWh | Commercial | Com - Hospital | Lighting | No | Lighting - Compact Fluorescent Fixture (Indoor) | 5.5428 | 11.4843 | 17.8188 | 24.5759 | 31.7198 | 26.1769 | 20.2354 | 13.9009 | 7.1439 | 0 | 0 | 0
PG&E | GWh | Commercial | Com - Hospital | Lighting | No | Lighting - Compact Fluorescent Lamp (Basic High - Indoor) | 0.018994 | 0.052695 | 0.10418 | 0.17638 | 0.27175 | 0.25276 | 0.21906 | 0.16757 | 0.095368 | 0 | 0 | 0
PG&E | GWh | Commercial | Com - Hospital | Lighting | No | Lighting - Compact Fluorescent Lamp (Basic Low - Indoor) | 4.235 | 8.4941 | 12.7891 | 17.1354 | 21.5166 | 17.2815 | 13.0225 | 8.7275 | 4.3812 | 0 | 0 | 0
PG&E | GWh | Commercial | Com - Hospital | Lighting | No | Lighting - Exit Fixture (LED) | 0.65826 | 1.2836 | 1.8283 | 2.2795 | 2.6461 | 2.9444 | 2.6464 | 2.3441 | 2.0951 | 1.9107 | 1.7843 | 1.7033
PG&E | GWh | Commercial | Com - Hospital | Lighting | No | Lighting - Halogen Lamp (A-Line) | 0.033694 | 0.07517 | 0.091201 | 0.10855 | 0.12733 | 0.068514 | 0 | 0 | 0 | 0 | 0 | 0
PG&E | GWh | Commercial | Com - Hospital | Lighting | No | Lighting - Halogen Lamp (Reflector) | 0.013179 | 0.029104 | 0.034551 | 0.040033 | 0.045605 | 0.050588 | 0.054974 | 0.059054 | 0.062708 | 0.066053 | 0.069088 | 0.071868
PG&E | GWh | Commercial | Com - Hospital | Lighting | No | Lighting - High Bay HID to T5 | 0.15365 | 0.31892 | 0.50054 | 0.69491 | 0.89507 | 1.2297 | 1.5669 | 1.9076 | 2.2454 | 2.5748 | 2.8906 | 3.1882
PG&E | GWh | Commercial | Com - Hospital | Lighting | No | Lighting - Induction Fixture (Indoor) | 0.065621 | 0.14436 | 0.23563 | 0.34031 | 0.45648 | 0.58326 | 0.71905 | 0.86474 | 1.0187 | 1.1819 | 1.3533 | 1.5318
PG&E | GWh | Commercial | Com - Hospital | Lighting | No | Lighting - Induction Fixture (Outdoor) | 0.031304 | 0.066587 | 0.10569 | 0.14906 | 0.19614 | 0.24662 | 0.30001 | 0.35671 | 0.41624 | 0.4791 | 0.54502 | 0.61372
PG&E | GWh | Commercial | Com - Hospital | Lighting | No | Lighting - Linear Fluorescent Delamping | 0.024345 | 0.049096 | 0.080494 | 0.11876 | 0.16295 | 0 | 0 | 0 | 0 | 0 | 0 | 0
PG&E | GWh | Commercial | Com - Hospital | Lighting | No | Lighting - Linear Fluorescent Fixture (Low Wattage T8) | 0.42668 | 0.9313 | 1.5088 | 2.1622 | 2.8798 | 3.6525 | 4.4683 | 5.3259 | 6.2137 | 7.1314 | 8.0697 | 9.0197
PG&E | GWh | Commercial | Com - Hospital | Lighting | No | Lighting - Plug-In Fixture (Compact Fluorescent) | 1.2024 | 2.4055 | 3.6049 | 4.8102 | 6.0103 | 6.0103 | 6.0103 | 6.0103 | 6.0103 | 6.0103 | 6.0103 | 6.0103
PG&E | GWh | Commercial | Com - Hospital | Lighting | No | Lighting - Plug-In Fixture (Exterior) | 0.15704 | 0.35142 | 0.54383 | 0.73952 | 0.93627 | 1.1336 | 1.3307 | 1.5293 | 1.7286 | 1.9304 | 2.1344 | 2.3404
PG&E | GWh | Commercial | Com - Hospital | Lighting | No | Lighting - Plug-In Fixture (Induction) | 0.24828 | 0.50072 | 0.75557 | 1.0171 | 1.282 | 1.5495 | 1.8178 | 2.0905 | 2.3661 | 2.6479 | 2.9354 | 3.228
PG&E | GWh | Commercial | Com - Hospital | Lighting | No | Lighting - Plug-In Fixture (Linear Fluorescent) | 2.2428 | 4.6991 | 7.3205 | 10.1027 | 12.9944 | 12.9944 | 12.9944 | 12.9944 | 12.9944 | 12.9944 | 12.9944 | 12.9944
PG&E | GWh | Commercial | Com - Hospital | Lighting | No | Lighting - Plug-In Fixture (MH Directional) | 0 | 0 | 0 | 0 | 0 | 0 | 0 | 0 | 0 | 0 | 0.13792 | 0.32926
PG&E | GWh | Commercial | Com - Hospital | Lighting | No | Lighting - Plug-In Fixture (PSMH with Electronic Ballast) | 0.28855 | 0.58995 | 0.88937 | 1.1911 | 1.4918 | 1.7908 | 2.0866 | 2.3822 | 2.6764 | 2.9719 | 3.2685 | 3.5658
PG&E | GWh | Commercial | Com - Hospital | Lighting | No | Lighting - Plug-In Fixture (PSMH) | 0.28031 | 0.57273 | 0.86212 | 1.1521 | 1.4395 | 1.7234 | 2.0025 | 2.2796 | 2.5534 | 2.8267 | 3.0993 | 3.3708
PG&E | GWh | Commercial | Com - Hospital | SHW | No | SHW - EF Rated Instantaneous Water Heater (Electric) | 0.0040612 | 0.0088225 | 0.014271 | 0.020466 | 0.027282 | 0.034638 | 0.042419 | 0.050665 | 0.059272 | 0.068303 | 0.077694 | 0.087392
PG&E | GWh | Commercial | Com - Hospital | SHW | No | SHW - EF Rated Storage Water Heater (Electric) | 0.0032336 | 0.0069605 | 0.0069605 | 0.0069605 | 0.0069605 | 0.0069605 | 0.0069605 | 0.0069605 | 0.0069605 | 0.0069605 | 0.0069605 | 0.0069605
PG&E | GWh | Commercial | Com - Hospital | Service | No | HVAC - Comprehensive Rooftop Unit Quality Maintenance | 0.14581 | 0.2852 | 0.42814 | 0.57335 | 0.71892 | 0.86307 | 1.0039 | 1.1397 | 1.2687 | 1.3894 | 1.5009 | 1.4568
PG&E | GWh | Commercial | Com - Hospital | Service | No | Service - HVAC Fault Detection & Diagnositics | 0.13135 | 0.31451 | 0.49218 | 0.66678 | 0.83607 | 0.99983 | 1.1572 | 1.3104 | 1.4585 | 1.6038 | 1.7492 | 1.892
PG&E | GWh | Commercial | Com - Hospital | Service | No | Service - Retro-Commissioning (Electric) | 1.207 | 2.1727 | 2.9452 | 3.5632 | 4.0576 | 4.4531 | 3.5625 | 2.85 | 2.28 | 1.824 | 1.4592 | 1.1674
PG&E | GWh | Commercial | Com - Hospital | WholeBlg | No | HVAC - Energy Management System | 0.50978 | 1.0798 | 1.615 | 2.1187 | 2.5872 | 3.0212 | 3.4216 | 3.7984 | 4.1661 | 4.5297 | 4.8889 | 5.2432
PG&E | GWh | Commercial | Com - Hospital | WholeBlg | No | WholeBlg - Com NC Level 2 | 0.042558 | 0 | 0 | 0 | 0 | 0 | 0 | 0 | 0 | 0 | 0 | 0
PG&E | GWh | Commercial | Com - Hospital | WholeBlg | No | WholeBlg - Com NC Level 3 | 0.019311 | 0.019311 | 0.019311 | 0.019311 | 0.019311 | 0.019311 | 0.019311 | 0 | 0 | 0 | 0 | 0
PG&E | GWh | Commercial | Com - Hospital | WholeBlg | No | WholeBlg - Com NC ZNE | 0.0020997 | 0.0020997 | 0.0020997 | 0.0020997 | 0.015192 | 0.039397 | 0.075599 | 0.12756 | 0.19528 | 0.2817 | 0.28012 | 0.28012
PG&E | GWh | Commercial | Com - Hospital | WholeBlg | No | WholeBlg - Com RET Level 1 | 0.19879 | 0.47091 | 0.82139 | 1.2554 | 1.7781 | 2.3954 | 3.1126 | 3.9352 | 4.8679 | 5.915 | 7.0798 | 8.366
PG&E | GWh | Commercial | Com - Hospital | WholeBlg | No | WholeBlg - Com RET Level 2 | 0.37238 | 0.87986 | 1.5327 | 2.3432 | 3.3238 | 4.4862 | 5.8423 | 7.4044 | 9.1834 | 11.19 | 13.4327 | 15.9183
PG&E | GWh | Commercial | Com - Hotel | AppPlug | No | AppPlug - Desktop Computer (Com - Power Management) | 0.2607 | 0.53183 | 0.81388 | 1.1051 | 1.3994 | 1.6903 | 1.7103 | 1.7056 | 1.6715 | 1.6093 | 1.5248 | 1.4248
PG&E | GWh | Commercial | Com - Hotel | AppPlug | No | AppPlug - Occupancy Sensor Plug Strip | 0.064849 | 0.13726 | 0.21268 | 0.29053 | 0.36928 | 0.44772 | 0.52431 | 0.60026 | 0.67375 | 0.68054 | 0.67705 | 0.66754
PG&E | GWh | Commercial | Com - Hotel | AppPlug | No | AppPlug - Vending Machine Controls | 0.39451 | 0.80598 | 1.2389 | 1.69 | 2.1497 | 2.607 | 2.655 | 2.6647 | 2.6231 | 2.5325 | 2.4008 | 2.2399
PG&E | GWh | Commercial | Com - Hotel | BldgEnv | No | BldgEnv - Wall Spray On Insulation | 0.22171 | 0.39918 | 0.54598 | 0.67018 | 0.78638 | 0.89677 | 1.0016 | 0.87955 | 0.79674 | 0.73985 | 0.70106 | 0.66601
PG&E | GWh | Commercial | Com - Hotel | BldgEnv | No | BldgEnv - Window Film | 0 | 0 | 0 | 0 | 0 | 0 | 0 | 0 | 0.13865 | 0.44543 | 0.87102 | 1.3626
PG&E | GWh | Commercial | Com - Hotel | FoodServ | No | FoodServ - Electric Griddle | 0.0005724 | 0.0012879 | 0.0021557 | 0.0031996 | 0.0044204 | 0.0058232 | 0.0074048 | 0.0091851 | 0.011155 | 0.013334 | 0.015712 | 0.01828
PG&E | GWh | Commercial | Com - Hotel | FoodServ | No | FoodServ - Electric Steamer | 0.0057631 | 0.012877 | 0.021349 | 0.031314 | 0.042678 | 0.055389 | 0.069322 | 0.084551 | 0.10092 | 0.11851 | 0.1372 | 0.15687
PG&E | GWh | Commercial | Com - Hotel | FoodServ | No | FoodServ - Fryer (Electric) | 0.00040029 | 0.00089815 | 0.0014988 | 0.0022169 | 0.0030515 | 0.0040044 | 0.0050718 | 0.0062652 | 0.0075773 | 0.0090187 | 0.010583 | 0.012262
PG&E | GWh | Commercial | Com - Hotel | FoodServ | No | FoodServ - Oven (Electric) | 0.0043248 | 0.0097034 | 0.016174 | 0.023875 | 0.032771 | 0.042858 | 0.054071 | 0.066505 | 0.080057 | 0.094815 | 0.11069 | 0.1276
PG&E | GWh | Commercial | Com - Hotel | HVAC | Yes | HVAC - Advanced Package Rooftop AC (> EER 12) - Emerging | 0 | 0 | 0.00054654 | 0.0019877 | 0.0045923 | 0.0085847 | 0.014162 | 0.021523 | 0.030882 | 0.042451 | 0.056441 | 0.073153
PG&E | GWh | Commercial | Com - Hotel | HVAC | No | HVAC - Chiller (Centrifugal) | 0.045342 | 0.10233 | 0.17176 | 0.25437 | 0.35092 | 0.46195 | 0.5878 | 0.72852 | 0.88403 | 1.054 | 1.2378 | 1.457
PG&E | GWh | Commercial | Com - Hotel | HVAC | No | HVAC - Chiller (Reciprocating) | 0.067535 | 0.15055 | 0.24869 | 0.36305 | 0.49233 | 0.63574 | 0.79179 | 0.96112 | 1.142 | 1.3351 | 1.5391 | 1.7527
PG&E | GWh | Commercial | Com - Hotel | HVAC | No | HVAC - Demand Controlled Ventilation | 0.21184 | 0.44054 | 0.71424 | 1.0334 | 1.391 | 1.774 | 2.1644 | 2.5457 | 2.9023 | 3.2283 | 3.5215 | 3.5721
PG&E | GWh | Commercial | Com - Hotel | HVAC | No | HVAC - EER Rated Package Rooftop AC (EER 11) | 0 | 0.02959 | 0.064293 | 0.10473 | 0.15064 | 0.20191 | 0.25821 | 0.32002 | 0.38697 | 0.4596 | 0.53767 | 0.62127
PG&E | GWh | Commercial | Com - Hotel | HVAC | No | HVAC - SEER Rated Package Rooftop AC (Recharge) | 0 | 0 | 0 | 0.29157 | 0.57102 | 0.82719 | 1.053 | 0.9542 | 0.83553 | 0.71125 | 0.59242 | 0.49119
PG&E | GWh | Commercial | Com - Hotel | HVAC | No | HVAC - SEER Rated Package Rooftop AC (SEER 14) | 0.20942 | 0.46299 | 0.46299 | 0.46299 | 0.46299 | 0.46299 | 0.46299 | 0.46299 | 0.46299 | 0.46299 | 0.46299 | 0.46299
PG&E | GWh | Commercial | Com - Hotel | HVAC | No | HVAC - SEER Rated Package Rooftop AC (SEER 15) | 0.19156 | 0.41742 | 0.53815 | 0.67649 | 0.83139 | 1.0025 | 1.1886 | 1.3913 | 1.6095 | 1.8455 | 2.0983 | 2.3669
PG&E | GWh | Commercial | Com - Hotel | HVAC | No | HVAC - SEER Rated Package Rooftop HP (SEER 14) | 0.021499 | 0.047095 | 0.047095 | 0.047095 | 0.047095 | 0.047095 | 0.047095 | 0.047095 | 0.047095 | 0.047095 | 0.047095 | 0.047095
PG&E | GWh | Commercial | Com - Hotel | HVAC | No | HVAC - SEER Rated Package Rooftop HP (SEER 15) | 0.084962 | 0.18718 | 0.24274 | 0.3075 | 0.38105 | 0.46335 | 0.55392 | 0.65372 | 0.76226 | 0.88058 | 1.0083 | 1.1447
PG&E | GWh | Commercial | Com - Hotel | HVAC | No | HVAC - SEER Rated Split System AC (SEER 14) | 0.17509 | 0.3833 | 0.62599 | 0.62599 | 0.62599 | 0.62599 | 0.62599 | 0.62599 | 0.62599 | 0.62599 | 0.62599 | 0.62599
PG&E | GWh | Commercial | Com - Hotel | HVAC | No | HVAC - SEER Rated Split System AC (SEER 15) | 0.025426 | 0.058557 | 0.077782 | 0.10149 | 0.12981 | 0.16299 | 0.20115 | 0.24496 | 0.29445 | 0.35039 | 0.41288 | 0.48196
PG&E | GWh | Commercial | Com - Hotel | HVAC | No | HVAC - SEER Rated Split System HP (SEER 14) | 0.12404 | 0.27257 | 0.29593 | 0.32303 | 0.35366 | 0.38777 | 0.42512 | 0.46612 | 0.51045 | 0.55854 | 0.61019 | 0.66518
PG&E | GWh | Commercial | Com - Hotel | HVAC | No | HVAC - SEER Rated Split System HP (SEER 15) | 0.041799 | 0.091725 | 0.11868 | 0.14994 | 0.18525 | 0.22454 | 0.26755 | 0.31476 | 0.36582 | 0.42127 | 0.48088 | 0.5444
PG&E | GWh | Commercial | Com - Hotel | Lighting | Yes | Lighting - LED Fixture (Replacing T8) - Emerging | 0 | 0 | 0 | 0 | 0.087674 | 0.2579 | 0.51036 | 0.85844 | 1.2966 | 1.8363 | 2.4801 | 3.2268
PG&E | GWh | Commercial | Com - Hotel | Lighting | Yes | Lighting - LED Lamp (Basic High - Indoor) - Emerging | 0.005706 | 0.016669 | 0.035229 | 0.064066 | 0.10151 | 0.1076 | 0.10555 | 0.098377 | 0.083664 | 0.057115 | 0.0687 | 0.080374
PG&E | GWh | Commercial | Com - Hotel | Lighting | Yes | Lighting - LED Lamp (Basic Low - Indoor) - Emerging | 0.012088 | 0.031221 | 0.058311 | 0.091212 | 0.13053 | 0.13756 | 0.1294 | 0.11935 | 0.10998 | 0.088747 | 0.11572 | 0.14718
PG&E | GWh | Commercial | Com - Hotel | Lighting | Yes | Lighting - LED Plug-In Indoor Fixture - Emerging | 0.022664 | 0.051441 | 0.087339 | 0.13197 | 0.18604 | 0.18983 | 0.1947 | 0.20086 | 0.20844 | 0.21767 | 0.22868 | 0.24155
PG&E | GWh | Commercial | Com - Hotel | Lighting | No | Lighting - Cold Cathode Lamp | 0.0090785 | 0.018385 | 0.027904 | 0.037769 | 0.047873 | 0.047873 | 0.047873 | 0.047873 | 0.047873 | 0.047873 | 0.047873 | 0.047873
PG&E | GWh | Commercial | Com - Hotel | Lighting | No | Lighting - Compact Fluorescent Fixture (Indoor) | 1.7914 | 3.674 | 5.6454 | 7.7153 | 9.8739 | 8.0825 | 6.1998 | 4.2284 | 2.1586 | 0 | 0 | 0
PG&E | GWh | Commercial | Com - Hotel | Lighting | No | Lighting - Compact Fluorescent Lamp (Basic High - Indoor) | 0.1944 | 0.45828 | 0.79181 | 1.1975 | 1.6757 | 1.4813 | 1.2174 | 0.88388 | 0.47817 | 0 | 0 | 0
PG&E | GWh | Commercial | Com - Hotel | Lighting | No | Lighting - Compact Fluorescent Lamp (Basic Low - Indoor) | 0.68182 | 1.3958 | 2.1348 | 2.898 | 3.6778 | 2.996 | 2.282 | 1.543 | 0.7798 | 0 | 0 | 0
PG&E | GWh | Commercial | Com - Hotel | Lighting | No | Lighting - Exit Fixture (LED) | 0.55219 | 1.0769 | 1.5343 | 1.9136 | 2.2223 | 2.4739 | 2.2255 | 1.9729 | 1.7646 | 1.6102 | 1.504 | 1.4356
PG&E | GWh | Commercial | Com - Hotel | Lighting | No | Lighting - Halogen Lamp (A-Line) | 0.029901 | 0.066748 | 0.08105 | 0.096527 | 0.11331 | 0.060983 | 0 | 0 | 0 | 0 | 0 | 0
PG&E | GWh | Commercial | Com - Hotel | Lighting | No | Lighting - Halogen Lamp (Reflector) | 0.01169 | 0.025831 | 0.030696 | 0.035598 | 0.04059 | 0.045117 | 0.049103 | 0.052783 | 0.056093 | 0.059112 | 0.061857 | 0.064368
PG&E | GWh | Commercial | Com - Hotel | Lighting | No | Lighting - High Bay HID to T5 | 0 | 0 | 0.057602 | 0.14754 | 0.23495 | 0.31968 | 0.40133 | 0.53181 | 0.68849 | 0.84178 | 0.99146 | 1.1371
PG&E | GWh | Commercial | Com - Hotel | Lighting | No | Lighting - Induction Fixture (Indoor) | 0.02227 | 0.048344 | 0.078052 | 0.11173 | 0.14883 | 0.18906 | 0.23194 | 0.27782 | 0.3262 | 0.3775 | 0.43139 | 0.48755
PG&E | GWh | Commercial | Com - Hotel | Lighting | No | Lighting - Induction Fixture (Outdoor) | 0.02779 | 0.059117 | 0.093837 | 0.13235 | 0.17415 | 0.21898 | 0.26638 | 0.31673 | 0.36961 | 0.42543 | 0.48396 | 0.54496
PG&E | GWh | Commercial | Com - Hotel | Lighting | No | Lighting - Linear Fluorescent Delamping | 0.0037864 | 0.0076392 | 0.012489 | 0.018372 | 0.018372 | 0 | 0 | 0 | 0 | 0 | 0 | 0
PG&E | GWh | Commercial | Com - Hotel | Lighting | No | Lighting - Linear Fluorescent Fixture (Low Wattage T8) | 0.13474 | 0.29354 | 0.47438 | 0.67777 | 0.89763 | 1.1283 | 1.3649 | 1.6079 | 1.8548 | 2.1063 | 2.3604 | 2.6157
PG&E | GWh | Commercial | Com - Hotel | Lighting | No | Lighting - Occupancy Sensor | 0 | 0 | 0 | 0 | 0 | 0 | 0 | 0 | 0 | 0 | 0 | 0.34413
PG&E | GWh | Commercial | Com - Hotel | Lighting | No | Lighting - Plug-In Fixture (Compact Fluorescent) | 0.364 | 0.73008 | 1.0971 | 1.4682 | 1.8399 | 1.8399 | 1.8399 | 1.8399 | 1.8399 | 1.8399 | 1.8399 | 1.8399
PG&E | GWh | Commercial | Com - Hotel | Lighting | No | Lighting - Plug-In Fixture (Exterior) | 0.13941 | 0.312 | 0.48284 | 0.65659 | 0.83129 | 1.0066 | 1.1816 | 1.3579 | 1.5349 | 1.7141 | 1.8952 | 2.0781
PG&E | GWh | Commercial | Com - Hotel | Lighting | No | Lighting - Plug-In Fixture (Induction) | 0 | 0 | 0 | 0 | 0 | 0 | 0 | 0 | 0 | 0 | 0 | 0.02547
PG&E | GWh | Commercial | Com - Hotel | Lighting | No | Lighting - Plug-In Fixture (Linear Fluorescent) | 0 | 0.77046 | 1.5947 | 2.4657 | 3.3655 | 3.3655 | 3.3655 | 3.3655 | 3.3655 | 3.3655 | 3.3655 | 3.3655
PG&E | GWh | Commercial | Com - Hotel | Lighting | No | Lighting - Plug-In Fixture (PSMH with Electronic Ballast) | 0 | 0 | 0.085302 | 0.20745 | 0.33573 | 0.46729 | 0.59977 | 0.73357 | 0.86748 | 1.0026 | 1.1384 | 1.2737
PG&E | GWh | Commercial | Com - Hotel | Lighting | No | Lighting - Plug-In Fixture (PSMH) | 0.16472 | 0.36381 | 0.55111 | 0.73464 | 0.91398 | 1.0902 | 1.2636 | 1.4362 | 1.6075 | 1.7792 | 1.9508 | 2.1082
PG&E | GWh | Commercial | Com - Hotel | SHW | No | SHW - EF Rated Instantaneous Water Heater (Electric) | 0.0017477 | 0.00379 | 0.0061218 | 0.0087675 | 0.011675 | 0.014808 | 0.01812 | 0.021626 | 0.025284 | 0.029118 | 0.033104 | 0.037217
PG&E | GWh | Commercial | Com - Hotel | SHW | No | SHW - EF Rated Storage Water Heater (Electric) | 0.00157 | 0.0033823 | 0.0033823 | 0.0033823 | 0.0033823 | 0.0033823 | 0.0033823 | 0.0033823 | 0.0033823 | 0.0033823 | 0.0033823 | 0.0033823
PG&E | GWh | Commercial | Com - Hotel | Service | No | HVAC - Comprehensive Rooftop Unit Quality Maintenance | 0.12947 | 0.25323 | 0.38014 | 0.50907 | 0.63832 | 0.76631 | 0.89137 | 1.0119 | 1.1264 | 1.2336 | 1.3326 | 1.2935
PG&E | GWh | Commercial | Com - Hotel | Service | No | Service - HVAC Fault Detection & Diagnositics | 0.11668 | 0.2793 | 0.43705 | 0.59208 | 0.74273 | 0.88875 | 1.0294 | 1.1667 | 1.3 | 1.4313 | 1.5603 | 1.6871
PG&E | GWh | Commercial | Com - Hotel | Service | No | Service - Retro-Commissioning (Electric) | 1.0717 | 1.9291 | 2.615 | 3.1637 | 3.6027 | 3.9539 | 3.1631 | 2.5305 | 2.0244 | 1.6195 | 1.2956 | 1.0365
PG&E | GWh | Commercial | Com - Hotel | WholeBlg | No | HVAC - Energy Management System | 0.45263 | 0.95873 | 1.434 | 1.8812 | 2.2971 | 2.6825 | 3.038 | 3.3726 | 3.699 | 4.0219 | 4.3408 | 4.6553
PG&E | GWh | Commercial | Com - Hotel | WholeBlg | No | WholeBlg - Com NC Level 2 | 0.037093 | 0 | 0 | 0 | 0 | 0 | 0 | 0 | 0 | 0 | 0 | 0
PG&E | GWh | Commercial | Com - Hotel | WholeBlg | No | WholeBlg - Com NC Level 3 | 0.018023 | 0.018023 | 0.018023 | 0.018023 | 0.018023 | 0.018023 | 0.018023 | 0 | 0 | 0 | 0 | 0
PG&E | GWh | Commercial | Com - Hotel | WholeBlg | No | WholeBlg - Com RET Level 1 | 0.11443 | 0.27139 | 0.47389 | 0.72505 | 1.028 | 1.3861 | 1.8027 | 2.281 | 2.8238 | 3.4337 | 4.1128 | 4.8625
PG&E | GWh | Commercial | Com - Hotel | WholeBlg | No | WholeBlg - Com RET Level 2 | 0.19731 | 0.46605 | 0.81166 | 1.2406 | 1.7592 | 2.3741 | 3.0914 | 3.9178 | 4.8592 | 5.9212 | 7.1085 | 8.4251
PG&E | GWh | Commercial | Com - Motel | AppPlug | No | AppPlug - Desktop Computer (Com - Power Management) | 0.2607 | 0.53183 | 0.81388 | 1.1051 | 1.3994 | 1.6903 | 1.7103 | 1.7056 | 1.6715 | 1.6093 | 1.5248 | 1.4248
PG&E | GWh | Commercial | Com - Motel | AppPlug | No | AppPlug - Occupancy Sensor Plug Strip | 0.064849 | 0.13726 | 0.21268 | 0.29053 | 0.36928 | 0.44772 | 0.52431 | 0.60026 | 0.67375 | 0.68054 | 0.67705 | 0.66754
PG&E | GWh | Commercial | Com - Motel | AppPlug | No | AppPlug - Vending Machine Controls | 0.39451 | 0.80598 | 1.2389 | 1.69 | 2.1497 | 2.607 | 2.655 | 2.6647 | 2.6231 | 2.5325 | 2.4008 | 2.2399
PG&E | GWh | Commercial | Com - Motel | BldgEnv | No | BldgEnv - Attic Batt Insulation | 0 | 0 | 0 | 0 | 0 | 0 | 0 | 0 | 0 | 0 | 0.025049 | 0.048845
PG&E | GWh | Commercial | Com - Motel | BldgEnv | No | BldgEnv - Wall Spray On Insulation | 0.22452 | 0.40488 | 0.55391 | 0.67977 | 0.79641 | 0.90721 | 1.0125 | 0.88796 | 0.8026 | 0.74382 | 0.70369 | 0.6685
PG&E | GWh | Commercial | Com - Motel | BldgEnv | No | BldgEnv - Window Film | 0 | 0 | 0 | 0 | 0 | 0 | 0 | 0 | 0.13865 | 0.44543 | 0.87102 | 1.3626
PG&E | GWh | Commercial | Com - Motel | FoodServ | No | FoodServ - Electric Griddle | 0.0005724 | 0.0012879 | 0.0021557 | 0.0031996 | 0.0044204 | 0.0058232 | 0.0074048 | 0.0091851 | 0.011155 | 0.013334 | 0.015712 | 0.01828
PG&E | GWh | Commercial | Com - Motel | FoodServ | No | FoodServ - Electric Steamer | 0.0057631 | 0.012877 | 0.021349 | 0.031314 | 0.042678 | 0.055389 | 0.069322 | 0.084551 | 0.10092 | 0.11851 | 0.1372 | 0.15687
PG&E | GWh | Commercial | Com - Motel | FoodServ | No | FoodServ - Fryer (Electric) | 0.00040029 | 0.00089815 | 0.0014988 | 0.0022169 | 0.0030515 | 0.0040044 | 0.0050718 | 0.0062652 | 0.0075773 | 0.0090187 | 0.010583 | 0.012262
PG&E | GWh | Commercial | Com - Motel | FoodServ | No | FoodServ - Oven (Electric) | 0.0043248 | 0.0097034 | 0.016174 | 0.023875 | 0.032771 | 0.042858 | 0.054071 | 0.066505 | 0.080057 | 0.094815 | 0.11069 | 0.1276
PG&E | GWh | Commercial | Com - Motel | HVAC | Yes | HVAC - Advanced Package Rooftop AC (> EER 12) - Emerging | 0 | 0 | 0.00054541 | 0.0019836 | 0.0045829 | 0.0085674 | 0.014133 | 0.02148 | 0.03082 | 0.042366 | 0.056327 | 0.073005
PG&E | GWh | Commercial | Com - Motel | HVAC | No | HVAC - Chiller (Centrifugal) | 0.023144 | 0.052181 | 0.087615 | 0.12995 | 0.1797 | 0.23731 | 0.30312 | 0.37733 | 0.46009 | 0.55135 | 0.67415 | 0.80712
PG&E | GWh | Commercial | Com - Motel | HVAC | No | HVAC - Chiller (Reciprocating) | 0.04723 | 0.10542 | 0.17435 | 0.25527 | 0.34711 | 0.44936 | 0.56086 | 0.68266 | 0.81337 | 0.95414 | 1.104 | 1.2618
PG&E | GWh | Commercial | Com - Motel | HVAC | No | HVAC - Demand Controlled Ventilation | 0.21184 | 0.44053 | 0.71424 | 1.0334 | 1.391 | 1.774 | 2.1644 | 2.5457 | 2.9023 | 3.2283 | 3.5215 | 3.5721
PG&E | GWh | Commercial | Com - Motel | HVAC | No | HVAC - EER Rated Package Rooftop AC (EER 11) | 0 | 0.029589 | 0.064291 | 0.10473 | 0.15064 | 0.20191 | 0.2582 | 0.32002 | 0.38697 | 0.4596 | 0.53768 | 0.62128
PG&E | GWh | Commercial | Com - Motel | HVAC | No | HVAC - Repair Duct System | 0 | 0 | 0 | 0 | 0 | 0 | 0 | 0 | 0.1555 | 0.28098 | 0.38225 | 0.47279
PG&E | GWh | Commercial | Com - Motel | HVAC | No | HVAC - SEER Rated Package Rooftop AC (Recharge) | 0.37134 | 0.73629 | 1.116 | 1.4952 | 1.4864 | 1.4535 | 1.3663 | 1.2369 | 1.0826 | 0.92156 | 0.76765 | 0.63671
PG&E | GWh | Commercial | Com - Motel | HVAC | No | HVAC - SEER Rated Package Rooftop AC (SEER 14) | 0.20941 | 0.46298 | 0.46298 | 0.46298 | 0.46298 | 0.46298 | 0.46298 | 0.46298 | 0.46298 | 0.46298 | 0.46298 | 0.46298
PG&E | GWh | Commercial | Com - Motel | HVAC | No | HVAC - SEER Rated Package Rooftop AC (SEER 15) | 0.19155 | 0.41741 | 0.53814 | 0.67648 | 0.83139 | 1.0025 | 1.1886 | 1.3913 | 1.6095 | 1.8455 | 2.0983 | 2.3669
PG&E | GWh | Commercial | Com - Motel | HVAC | No | HVAC - SEER Rated Package Rooftop HP (SEER 14) | 0.021498 | 0.047094 | 0.047094 | 0.047094 | 0.047094 | 0.047094 | 0.047094 | 0.047094 | 0.047094 | 0.047094 | 0.047094 | 0.047094
PG&E | GWh | Commercial | Com - Motel | HVAC | No | HVAC - SEER Rated Package Rooftop HP (SEER 15) | 0.084958 | 0.18717 | 0.24273 | 0.3075 | 0.38105 | 0.46335 | 0.55391 | 0.65372 | 0.76226 | 0.88058 | 1.0082 | 1.1447
PG&E | GWh | Commercial | Com - Motel | HVAC | No | HVAC - SEER Rated Split System AC (SEER 14) | 0.17508 | 0.3833 | 0.62598 | 0.62598 | 0.62598 | 0.62598 | 0.62598 | 0.62598 | 0.62598 | 0.62598 | 0.62598 | 0.62598
PG&E | GWh | Commercial | Com - Motel | HVAC | No | HVAC - SEER Rated Split System AC (SEER 15) | 0.025424 | 0.058556 | 0.077781 | 0.10149 | 0.12981 | 0.16299 | 0.20115 | 0.24496 | 0.29445 | 0.35038 | 0.41287 | 0.48196
PG&E | GWh | Commercial | Com - Motel | HVAC | No | HVAC - SEER Rated Split System HP (SEER 14) | 0.12403 | 0.27257 | 0.29592 | 0.32302 | 0.35365 | 0.38776 | 0.42512 | 0.46611 | 0.51045 | 0.55853 | 0.61019 | 0.66517
PG&E | GWh | Commercial | Com - Motel | HVAC | No | HVAC - SEER Rated Split System HP (SEER 15) | 0.041797 | 0.091723 | 0.11868 | 0.14994 | 0.18524 | 0.22454 | 0.26755 | 0.31475 | 0.36582 | 0.42127 | 0.48087 | 0.54439
PG&E | GWh | Commercial | Com - Motel | Lighting | Yes | Lighting - LED Fixture (Replacing T8) - Emerging | 0 | 0 | 0 | 0 | 0 | 0.11642 | 0.33011 | 0.64304 | 1.0385 | 1.5186 | 2.0818 | 2.7245
PG&E | GWh | Commercial | Com - Motel | Lighting | Yes | Lighting - LED Lamp (Basic High - Indoor) - Emerging | 0.0042037 | 0.012437 | 0.026781 | 0.049677 | 0.080299 | 0.08534 | 0.084448 | 0.079554 | 0.068473 | 0.047679 | 0.057804 | 0.068107
PG&E | GWh | Commercial | Com - Motel | Lighting | Yes | Lighting - LED Lamp (Basic Low - Indoor) - Emerging | 0.009421 | 0.024473 | 0.046811 | 0.074231 | 0.10739 | 0.11339 | 0.10756 | 0.099661 | 0.092354 | 0.075773 | 0.099513 | 0.12724
PG&E | GWh | Commercial | Com - Motel | Lighting | Yes | Lighting - LED Plug-In Indoor Fixture - Emerging | 0.018672 | 0.042329 | 0.071916 | 0.10887 | 0.15388 | 0.15707 | 0.16118 | 0.16638 | 0.17278 | 0.18062 | 0.18998 | 0.20098
PG&E | GWh | Commercial | Com - Motel | Lighting | No | Lighting - Cold Cathode Lamp | 0.0063089 | 0.012729 | 0.019275 | 0.026064 | 0.033029 | 0.033029 | 0.033029 | 0.033029 | 0.033029 | 0.033029 | 0.033029 | 0.033029
PG&E | GWh | Commercial | Com - Motel | Lighting | No | Lighting - Compact Fluorescent Fixture (Indoor) | 1.5394 | 3.1491 | 4.8268 | 6.581 | 8.4039 | 6.8645 | 5.2548 | 3.5771 | 1.8229 | 0 | 0 | 0
PG&E | GWh | Commercial | Com - Motel | Lighting | No | Lighting - Compact Fluorescent Lamp (Basic High - Indoor) | 0.16159 | 0.38328 | 0.66501 | 1.0089 | 1.415 | 1.2534 | 1.0317 | 0.74996 | 0.40609 | 0 | 0 | 0
PG&E | GWh | Commercial | Com - Motel | Lighting | No | Lighting - Compact Fluorescent Lamp (Basic Low - Indoor) | 0.57088 | 1.1727 | 1.7982 | 2.4463 | 3.1101 | 2.5392 | 1.9373 | 1.3118 | 0.66371 | 0 | 0 | 0
PG&E | GWh | Commercial | Com - Motel | Lighting | No | Lighting - Exit Fixture (LED) | 0.58094 | 1.1328 | 1.6136 | 2.0118 | 2.3355 | 2.599 | 2.3361 | 2.0694 | 1.8497 | 1.687 | 1.5754 | 1.5039
PG&E | GWh | Commercial | Com - Motel | Lighting | No | Lighting - Halogen Lamp (A-Line) | 0.029887 | 0.066749 | 0.081111 | 0.096652 | 0.11351 | 0.061106 | 0 | 0 | 0 | 0 | 0 | 0
PG&E | GWh | Commercial | Com - Motel | Lighting | No | Lighting - Halogen Lamp (Reflector) | 0.011679 | 0.025821 | 0.030712 | 0.035644 | 0.040674 | 0.045292 | 0.049357 | 0.053088 | 0.056455 | 0.059517 | 0.062305 | 0.064853
PG&E | GWh | Commercial | Com - Motel | Lighting | No | Lighting - High Bay HID to T5 | 0 | 0 | 0 | 0 | 0 | 0 | 0 | 0.032942 | 0.063689 | 0.12533 | 0.18597 | 0.24558
PG&E | GWh | Commercial | Com - Motel | Lighting | No | Lighting - Induction Fixture (Indoor) | 0.015115 | 0.032448 | 0.051884 | 0.073663 | 0.097441 | 0.12303 | 0.15011 | 0.17892 | 0.20918 | 0.24115 | 0.27465 | 0.30953
PG&E | GWh | Commercial | Com - Motel | Lighting | No | Lighting - Induction Fixture (Outdoor) | 0.027789 | 0.059117 | 0.093836 | 0.13235 | 0.17415 | 0.21898 | 0.26638 | 0.31673 | 0.36961 | 0.42543 | 0.48396 | 0.54496
PG&E | GWh | Commercial | Com - Motel | Lighting | No | Lighting - Linear Fluorescent Delamping | 0.0029568 | 0.0059673 | 0.0097431 | 0.014315 | 0.014315 | 0 | 0 | 0 | 0 | 0 | 0 | 0
PG&E | GWh | Commercial | Com - Motel | Lighting | No | Lighting - Linear Fluorescent Fixture (Low Wattage T8) | 0.11191 | 0.24365 | 0.39368 | 0.56252 | 0.74692 | 0.94516 | 1.1508 | 1.3621 | 1.5758 | 1.7923 | 2.0101 | 2.2279
PG&E | GWh | Commercial | Com - Motel | Lighting | No | Lighting - Occupancy Sensor | 0 | 0 | 0 | 0 | 0 | 0 | 0 | 0 | 0 | 0.36704 | 0.73372 | 1.0669
PG&E | GWh | Commercial | Com - Motel | Lighting | No | Lighting - Plug-In Fixture (Compact Fluorescent) | 0.31576 | 0.63376 | 0.95311 | 1.2765 | 1.601 | 1.601 | 1.601 | 1.601 | 1.601 | 1.601 | 1.601 | 1.601
PG&E | GWh | Commercial | Com - Motel | Lighting | No | Lighting - Plug-In Fixture (Exterior) | 0.13941 | 0.312 | 0.48284 | 0.65659 | 0.83129 | 1.0066 | 1.1816 | 1.3579 | 1.5349 | 1.7141 | 1.8952 | 2.0781
PG&E | GWh | Commercial | Com - Motel | Lighting | No | Lighting - Plug-In Fixture (Linear Fluorescent) | 0 | 0 | 0 | 0.50314 | 1.2302 | 1.2302 | 1.2302 | 1.2302 | 1.2302 | 1.2302 | 1.2302 | 1.2302
PG&E | GWh | Commercial | Com - Motel | Lighting | No | Lighting - Plug-In Fixture (PSMH with Electronic Ballast) | 0 | 0 | 0 | 0 | 0 | 0.067606 | 0.14056 | 0.23743 | 0.33924 | 0.44511 | 0.55365 | 0.66447
PG&E | GWh | Commercial | Com - Motel | Lighting | No | Lighting - Plug-In Fixture (PSMH) | 0.14901 | 0.3451 | 0.54206 | 0.74553 | 0.95136 | 1.1438 | 1.3311 | 1.5132 | 1.6906 | 1.8664 | 2.0414 | 2.215
PG&E | GWh | Commercial | Com - Motel | SHW | No | SHW - EF Rated Instantaneous Water Heater (Electric) | 0.00157 | 0.0034121 | 0.0055217 | 0.0079218 | 0.010564 | 0.013417 | 0.016436 | 0.019637 | 0.02298 | 0.026487 | 0.030136 | 0.033905
PG&E | GWh | Commercial | Com - Motel | SHW | No | SHW - EF Rated Storage Water Heater (Electric) | 0.0012577 | 0.0027067 | 0.0027067 | 0.0027067 | 0.0027067 | 0.0027067 | 0.0027067 | 0.0027067 | 0.0027067 | 0.0027067 | 0.0027067 | 0.0027067
PG&E | GWh | Commercial | Com - Motel | Service | No | HVAC - Comprehensive Rooftop Unit Quality Maintenance | 0.12947 | 0.25323 | 0.38014 | 0.50907 | 0.63832 | 0.76631 | 0.89137 | 1.0119 | 1.1264 | 1.2336 | 1.3326 | 1.2935
PG&E | GWh | Commercial | Com - Motel | Service | No | Service - HVAC Fault Detection & Diagnositics | 0.11668 | 0.2793 | 0.43705 | 0.59208 | 0.74273 | 0.88875 | 1.0294 | 1.1667 | 1.3 | 1.4313 | 1.5603 | 1.6871
PG&E | GWh | Commercial | Com - Motel | Service | No | Service - Retro-Commissioning (Electric) | 1.0717 | 1.9291 | 2.615 | 3.1637 | 3.6027 | 3.9539 | 3.1631 | 2.5305 | 2.0244 | 1.6195 | 1.2956 | 1.0365
PG&E | GWh | Commercial | Com - Motel | WholeBlg | No | HVAC - Energy Management System | 0.45263 | 0.95873 | 1.434 | 1.8812 | 2.2971 | 2.6825 | 3.038 | 3.3726 | 3.699 | 4.0219 | 4.3408 | 4.6553
PG&E | GWh | Commercial | Com - Motel | WholeBlg | No | WholeBlg - Com NC Level 2 | 0.037093 | 0 | 0 | 0 | 0 | 0 | 0 | 0 | 0 | 0 | 0 | 0
PG&E | GWh | Commercial | Com - Motel | WholeBlg | No | WholeBlg - Com NC Level 3 | 0.018023 | 0.018023 | 0.018023 | 0.018023 | 0.018023 | 0.018023 | 0.018023 | 0 | 0 | 0 | 0 | 0
PG&E | GWh | Commercial | Com - Motel | WholeBlg | No | WholeBlg - Com RET Level 1 | 0.12141 | 0.28792 | 0.50269 | 0.76906 | 1.0903 | 1.4701 | 1.912 | 2.4192 | 2.9948 | 3.6417 | 4.3618 | 5.1569
PG&E | GWh | Commercial | Com - Motel | WholeBlg | No | WholeBlg - Com RET Level 2 | 0.19751 | 0.46654 | 0.81251 | 1.2418 | 1.761 | 2.3764 | 3.0943 | 3.9214 | 4.8635 | 5.9263 | 7.1143 | 8.4318
PG&E | GWh | Commercial | Com - Nusing Home | AppPlug | No | AppPlug - Desktop Computer (Com - Power Management) | 0.29361 | 0.59898 | 0.91665 | 1.2446 | 1.5761 | 1.9038 | 1.9263 | 1.921 | 1.8826 | 1.8125 | 1.7173 | 1.6048
PG&E | GWh | Commercial | Com - Nusing Home | AppPlug | No | AppPlug - Occupancy Sensor Plug Strip | 0.073038 | 0.15459 | 0.23953 | 0.32721 | 0.41591 | 0.50425 | 0.59052 | 0.67606 | 0.75882 | 0.76647 | 0.76254 | 0.75183
PG&E | GWh | Commercial | Com - Nusing Home | AppPlug | No | AppPlug - Vending Machine Controls | 0.39014 | 0.79704 | 1.2251 | 1.6712 | 2.1259 | 2.5781 | 2.6256 | 2.6352 | 2.5941 | 2.5044 | 2.3742 | 2.2151
PG&E | GWh | Commercial | Com - Nusing Home | BldgEnv | No | BldgEnv - Wall Spray On Insulation | 0.083201 | 0.16224 | 0.23733 | 0.30867 | 0.37644 | 0.44081 | 0.50198 | 0.47688 | 0.45303 | 0.43038 | 0.40886 | 0.38842
PG&E | GWh | Commercial | Com - Nusing Home | BldgEnv | No | BldgEnv - Window Film | 0 | 0 | 0 | 0 | 0 | 0 | 0 | 0 | 0.15279 | 0.49084 | 0.95982 | 1.5015
PG&E | GWh | Commercial | Com - Nusing Home | FoodServ | No | FoodServ - Electric Steamer | 0.013793 | 0.030818 | 0.051096 | 0.074944 | 0.10214 | 0.13256 | 0.16591 | 0.20236 | 0.24154 | 0.28364 | 0.32837 | 0.37544
PG&E | GWh | Commercial | Com - Nusing Home | FoodServ | No | FoodServ - Oven (Electric) | 0.0097417 | 0.021857 | 0.036433 | 0.053779 | 0.073818 | 0.09654 | 0.1218 | 0.1498 | 0.18033 | 0.21357 | 0.24934 | 0.28741
PG&E | GWh | Commercial | Com - Nusing Home | HVAC | No | HVAC - Chiller (Centrifugal) | 0.042907 | 0.09662 | 0.16184 | 0.23922 | 0.32943 | 0.43292 | 0.54997 | 0.68059 | 0.82467 | 0.98185 | 1.1517 | 1.3337
PG&E | GWh | Commercial | Com - Nusing Home | HVAC | No | HVAC - Chiller (Reciprocating) | 0.042284 | 0.09492 | 0.15821 | 0.23343 | 0.32036 | 0.41911 | 0.52924 | 0.65174 | 0.78587 | 0.93255 | 1.0911 | 1.2608
PG&E | GWh | Commercial | Com - Nusing Home | HVAC | No | HVAC - Demand Controlled Ventilation | 0.63047 | 1.3111 | 2.1258 | 3.076 | 4.1404 | 5.2806 | 6.4421 | 7.5763 | 8.6368 | 9.6057 | 10.4766 | 10.6257
PG&E | GWh | Commercial | Com - Nusing Home | HVAC | No | HVAC - EER Rated Package Rooftop AC (EER 11) | 0 | 0 | 0 | 0 | 0 | 0 | 0.054098 | 0.11501 | 0.18259 | 0.25652 | 0.3578 | 0.46703
PG&E | GWh | Commercial | Com - Nusing Home | HVAC | No | HVAC - SEER Rated Package Rooftop AC (SEER 14) | 0.43106 | 0.95336 | 0.95336 | 0.95336 | 0.95336 | 0.95336 | 0.95336 | 0.95336 | 0.95336 | 0.95336 | 0.95336 | 0.95336
PG&E | GWh | Commercial | Com - Nusing Home | HVAC | No | HVAC - SEER Rated Package Rooftop AC (SEER 15) | 0.34057 | 0.74133 | 0.95515 | 1.1997 | 1.4731 | 1.7745 | 2.1018 | 2.4577 | 2.8405 | 3.2539 | 3.6964 | 4.1663
PG&E | GWh | Commercial | Com - Nusing Home | HVAC | No | HVAC - SEER Rated Package Rooftop HP (SEER 14) | 0.047285 | 0.10365 | 0.10365 | 0.10365 | 0.10365 | 0.10365 | 0.10365 | 0.10365 | 0.10365 | 0.10365 | 0.10365 | 0.10365
PG&E | GWh | Commercial | Com - Nusing Home | HVAC | No | HVAC - SEER Rated Package Rooftop HP (SEER 15) | 0.18708 | 0.41194 | 0.53409 | 0.67625 | 0.8376 | 1.0181 | 1.2166 | 1.4352 | 1.6727 | 1.9311 | 2.2095 | 2.5068
PG&E | GWh | Commercial | Com - Nusing Home | HVAC | No | HVAC - SEER Rated Split System AC (SEER 14) | 0.38427 | 0.84187 | 1.3759 | 1.3759 | 1.3759 | 1.3759 | 1.3759 | 1.3759 | 1.3759 | 1.3759 | 1.3759 | 1.3759
PG&E | GWh | Commercial | Com - Nusing Home | HVAC | No | HVAC - SEER Rated Split System AC (SEER 15) | 0.047401 | 0.10913 | 0.14491 | 0.18898 | 0.24155 | 0.30306 | 0.37368 | 0.45463 | 0.54594 | 0.64895 | 0.76384 | 0.89065
PG&E | GWh | Commercial | Com - Nusing Home | HVAC | No | HVAC - SEER Rated Split System HP (SEER 14) | 0.24873 | 0.54618 | 0.59287 | 0.64701 | 0.70811 | 0.77602 | 0.85022 | 0.93156 | 1.0194 | 1.1147 | 1.217 | 1.3258
PG&E | GWh | Commercial | Com - Nusing Home | HVAC | No | HVAC - SEER Rated Split System HP (SEER 15) | 0.080247 | 0.17597 | 0.22755 | 0.28733 | 0.35469 | 0.42947 | 0.51105 | 0.60044 | 0.69693 | 0.80163 | 0.91408 | 1.0338
PG&E | GWh | Commercial | Com - Nusing Home | HVAC | No | HVAC - Thermostat | 1.3875 | 2.8834 | 4.48 | 6.1119 | 7.695 | 9.1584 | 10.4668 | 11.6286 | 12.6542 | 13.5783 | 14.4477 | 15.2921
PG&E | GWh | Commercial | Com - Nusing Home | Lighting | Yes | Lighting - LED Fixture (Replacing T8) - Emerging | 0.054436 | 0.17463 | 0.38359 | 0.71067 | 1.1781 | 1.8173 | 2.6501 | 3.7241 | 5.0531 | 6.6836 | 8.6407 | 10.9339
PG&E | GWh | Commercial | Com - Nusing Home | Lighting | Yes | Lighting - LED Lamp (Basic High - Indoor) - Emerging | 0.030199 | 0.075695 | 0.13563 | 0.21051 | 0.30062 | 0.31422 | 0.29012 | 0.25534 | 0.20923 | 0.1212 | 0.13731 | 0.15263
PG&E | GWh | Commercial | Com - Nusing Home | Lighting | Yes | Lighting - LED Lamp (Basic Low - Indoor) - Emerging | 0.067258 | 0.17007 | 0.293 | 0.43489 | 0.59641 | 0.62416 | 0.58182 | 0.54328 | 0.5086 | 0.41042 | 0.52113 | 0.64919
PG&E | GWh | Commercial | Com - Nusing Home | Lighting | Yes | Lighting - LED Plug-In Indoor Fixture - Emerging | 0.069071 | 0.15703 | 0.26586 | 0.39932 | 0.55843 | 0.56928 | 0.58327 | 0.60097 | 0.6226 | 0.64875 | 0.67962 | 0.71542
PG&E | GWh | Commercial | Com - Nusing Home | Lighting | No | Lighting - Cold Cathode Lamp | 0.036686 | 0.075315 | 0.11562 | 0.15774 | 0.20131 | 0.20131 | 0.20131 | 0.20131 | 0.16463 | 0.126 | 0.085696 | 0.04357
PG&E | GWh | Commercial | Com - Nusing Home | Lighting | No | Lighting - Compact Fluorescent Fixture (Indoor) | 4.4453 | 9.1926 | 14.2369 | 19.6014 | 25.2578 | 20.8125 | 16.0651 | 11.0208 | 5.6564 | 0 | 0 | 0
PG&E | GWh | Commercial | Com - Nusing Home | Lighting | No | Lighting - Compact Fluorescent Lamp (Basic High - Indoor) | 0.015238 | 0.04245 | 0.08415 | 0.14268 | 0.21997 | 0.20473 | 0.17752 | 0.13582 | 0.077293 | 0 | 0 | 0
PG&E | GWh | Commercial | Com - Nusing Home | Lighting | No | Lighting - Compact Fluorescent Lamp (Basic Low - Indoor) | 3.3859 | 6.7935 | 10.2283 | 13.7048 | 17.2096 | 13.8237 | 10.4161 | 6.9812 | 3.5048 | 0 | 0 | 0
PG&E | GWh | Commercial | Com - Nusing Home | Lighting | No | Lighting - Exit Fixture (LED) | 0.60393 | 1.1779 | 1.6785 | 2.0938 | 2.432 | 2.7081 | 2.4372 | 2.1613 | 1.9336 | 1.7647 | 1.6485 | 1.5733
PG&E | GWh | Commercial | Com - Nusing Home | Lighting | No | Lighting - Halogen Lamp (A-Line) | 0.033678 | 0.075176 | 0.09128 | 0.10871 | 0.1276 | 0.068674 | 0 | 0 | 0 | 0 | 0 | 0
PG&E | GWh | Commercial | Com - Nusing Home | Lighting | No | Lighting - Halogen Lamp (Reflector) | 0.013167 | 0.029093 | 0.03457 | 0.040089 | 0.045709 | 0.050802 | 0.055285 | 0.059427 | 0.06315 | 0.066548 | 0.069636 | 0.072462
PG&E | GWh | Commercial | Com - Nusing Home | Lighting | No | Lighting - High Bay HID to T5 | 0.10683 | 0.22179 | 0.34756 | 0.48164 | 0.6192 | 0.85005 | 1.0827 | 1.3174 | 1.55 | 1.7766 | 1.9938 | 2.1986
PG&E | GWh | Commercial | Com - Nusing Home | Lighting | No | Lighting - Induction Fixture (Indoor) | 0.057363 | 0.12639 | 0.2066 | 0.29887 | 0.40163 | 0.51405 | 0.63468 | 0.76435 | 0.90156 | 1.0473 | 1.2005 | 1.3602
PG&E | GWh | Commercial | Com - Nusing Home | Lighting | No | Lighting - Induction Fixture (Outdoor) | 0.031303 | 0.066586 | 0.10569 | 0.14906 | 0.19614 | 0.24663 | 0.30002 | 0.35673 | 0.41628 | 0.47915 | 0.54507 | 0.61377
PG&E | GWh | Commercial | Com - Nusing Home | Lighting | No | Lighting - Linear Fluorescent Delamping | 0.017621 | 0.035537 | 0.058231 | 0.085865 | 0.11776 | 0 | 0 | 0 | 0 | 0 | 0 | 0
PG&E | GWh | Commercial | Com - Nusing Home | Lighting | No | Lighting - Linear Fluorescent Fixture (Low Wattage T8) | 0.29714 | 0.65264 | 1.0624 | 1.5289 | 2.0443 | 2.6027 | 3.1956 | 3.8219 | 4.4734 | 5.1498 | 5.844 | 6.5498
PG&E | GWh | Commercial | Com - Nusing Home | Lighting | No | Lighting - Plug-In Fixture (Compact Fluorescent) | 0.97158 | 1.9449 | 2.9166 | 3.8943 | 4.869 | 4.869 | 4.869 | 4.869 | 4.869 | 4.869 | 4.869 | 4.869
PG&E | GWh | Commercial | Com - Nusing Home | Lighting | No | Lighting - Plug-In Fixture (Exterior) | 0.15703 | 0.35141 | 0.54383 | 0.73951 | 0.93627 | 1.1337 | 1.3308 | 1.5294 | 1.7287 | 1.9305 | 2.1345 | 2.3405
PG&E | GWh | Commercial | Com - Nusing Home | Lighting | No | Lighting - Plug-In Fixture (Induction) | 0 | 0 | 0.076528 | 0.16982 | 0.31674 | 0.48189 | 0.65832 | 0.84441 | 1.0368 | 1.2365 | 1.4424 | 1.6534
PG&E | GWh | Commercial | Com - Nusing Home | Lighting | No | Lighting - Plug-In Fixture (Linear Fluorescent) | 1.8257 | 3.8111 | 5.9201 | 8.1507 | 10.4632 | 10.4632 | 10.4632 | 10.4632 | 10.4632 | 10.4632 | 10.4632 | 10.4632
PG&E | GWh | Commercial | Com - Nusing Home | Lighting | No | Lighting - Plug-In Fixture (PSMH with Electronic Ballast) | 0.32113 | 0.65775 | 0.97661 | 1.2838 | 1.5755 | 1.8545 | 2.1235 | 2.3883 | 2.6496 | 2.9107 | 3.172 | 3.4333
PG&E | GWh | Commercial | Com - Nusing Home | Lighting | No | Lighting - Plug-In Fixture (PSMH) | 0.33836 | 0.69337 | 1.03 | 1.3618 | 1.6732 | 1.9673 | 2.2475 | 2.5202 | 2.786 | 3.0488 | 3.309 | 3.5669
PG&E | GWh | Commercial | Com - Nusing Home | SHW | No | SHW - EF Rated Instantaneous Water Heater (Electric) | 0.0041427 | 0.0090029 | 0.014567 | 0.020895 | 0.027859 | 0.035376 | 0.043332 | 0.051766 | 0.060573 | 0.069814 | 0.079425 | 0.089352
PG&E | GWh | Commercial | Com - Nusing Home | SHW | No | SHW - EF Rated Storage Water Heater (Electric) | 0.003299 | 0.0070999 | 0.0070999 | 0.0070999 | 0.0070999 | 0.0070999 | 0.0070999 | 0.0070999 | 0.0070999 | 0.0070999 | 0.0070999 | 0.0070999
PG&E | GWh | Commercial | Com - Nusing Home | Service | No | HVAC - Comprehensive Rooftop Unit Quality Maintenance | 0.14581 | 0.2852 | 0.42814 | 0.57335 | 0.71892 | 0.86307 | 1.0039 | 1.1397 | 1.2687 | 1.3894 | 1.5009 | 1.4568
PG&E | GWh | Commercial | Com - Nusing Home | Service | No | Service - HVAC Fault Detection & Diagnositics | 0.13141 | 0.31457 | 0.49224 | 0.66684 | 0.83651 | 1.001 | 1.1594 | 1.314 | 1.4642 | 1.612 | 1.7573 | 1.9001
PG&E | GWh | Commercial | Com - Nusing Home | Service | No | Service - Retro-Commissioning (Electric) | 1.207 | 2.1727 | 2.9452 | 3.5632 | 4.0576 | 4.4531 | 3.5625 | 2.85 | 2.28 | 1.824 | 1.4592 | 1.1674
PG&E | GWh | Commercial | Com - Nusing Home | WholeBlg | No | HVAC - Energy Management System | 0.50978 | 1.0798 | 1.615 | 2.1187 | 2.5872 | 3.0212 | 3.4216 | 3.7984 | 4.1661 | 4.5297 | 4.8889 | 5.2432
PG&E | GWh | Commercial | Com - Nusing Home | WholeBlg | No | WholeBlg - Com NC Level 2 | 0.041688 | 0 | 0 | 0 | 0 | 0 | 0 | 0 | 0 | 0 | 0 | 0
PG&E | GWh | Commercial | Com - Nusing Home | WholeBlg | No | WholeBlg - Com NC Level 3 | 0.020733 | 0.020733 | 0.020733 | 0.020733 | 0.020733 | 0.020733 | 0.020733 | 0 | 0 | 0 | 0 | 0
PG&E | GWh | Commercial | Com - Nusing Home | WholeBlg | No | WholeBlg - Com RET Level 1 | 0.17083 | 0.40506 | 0.70717 | 1.0819 | 1.534 | 2.0687 | 2.6908 | 3.4052 | 4.2163 | 5.1281 | 6.1435 | 7.2651
PG&E | GWh | Commercial | Com - Nusing Home | WholeBlg | No | WholeBlg - Com RET Level 2 | 0.33557 | 0.79306 | 1.3819 | 2.1136 | 2.9993 | 4.0502 | 5.2771 | 6.6919 | 8.3044 | 10.1249 | 12.1611 | 14.4208
PG&E | GWh | Commercial | Com - Office (Large) | AppPlug | No | AppPlug - Desktop Computer (Com - Power Management) | 2.0232 | 4.1386 | 6.367 | 8.6923 | 11.0621 | 13.4185 | 13.6748 | 13.7236 | 13.5045 | 13.0276 | 12.3421 | 11.512
PG&E | GWh | Commercial | Com - Office (Large) | AppPlug | No | AppPlug - Occupancy Sensor Plug Strip | 0.43873 | 0.92861 | 1.4388 | 1.9655 | 2.4983 | 3.029 | 3.5472 | 4.061 | 4.5582 | 4.6041 | 4.5805 | 4.5162
PG&E | GWh | Commercial | Com - Office (Large) | AppPlug | No | AppPlug - Vending Machine Controls | 2.4086 | 4.9207 | 7.5637 | 10.3178 | 13.1248 | 15.9166 | 16.2099 | 16.2688 | 16.015 | 15.4616 | 14.6576 | 13.6753
PG&E | GWh | Commercial | Com - Office (Large) | BldgEnv | No | BldgEnv - Wall Spray On Insulation | 0.49786 | 0.97084 | 1.4202 | 1.847 | 2.2525 | 2.6378 | 3.0037 | 2.8536 | 2.7109 | 2.5753 | 2.4466 | 2.3242
PG&E | GWh | Commercial | Com - Office (Large) | BldgEnv | No | BldgEnv - Window Film | 0 | 0 | 0 | 0 | 0 | 0 | 0 | 0 | 1.5334 | 4.9261 | 9.6328 | 15.0691
PG&E | GWh | Commercial | Com - Office (Large) | FoodServ | No | FoodServ - Electric Steamer | 0.048737 | 0.10889 | 0.18055 | 0.26481 | 0.36092 | 0.46841 | 0.58623 | 0.71502 | 0.85346 | 1.0022 | 1.1603 | 1.3266
PG&E | GWh | Commercial | Com - Office (Large) | FoodServ | No | FoodServ - Oven (Electric) | 0.036573 | 0.082059 | 0.13678 | 0.2019 | 0.27713 | 0.36244 | 0.45727 | 0.56241 | 0.67702 | 0.80182 | 0.9361 | 1.079
PG&E | GWh | Commercial | Com - Office (Large) | HVAC | No | HVAC - Chiller (Centrifugal) | 0.18279 | 0.41225 | 0.69314 | 1.0304 | 1.4292 | 1.8944 | 2.4301 | 3.0394 | 3.725 | 4.4882 | 5.3298 | 6.2494
PG&E | GWh | Commercial | Com - Office (Large) | HVAC | No | HVAC - Chiller (Reciprocating) | 0.26143 | 0.58761 | 0.98163 | 1.4531 | 2.0023 | 2.6316 | 3.34 | 4.1361 | 5.017 | 5.9909 | 7.0552 | 8.2058
PG&E | GWh | Commercial | Com - Office (Large) | HVAC | No | HVAC - Demand Controlled Ventilation | 1.0411 | 2.1654 | 3.5101 | 5.0779 | 6.834 | 8.716 | 10.6351 | 12.512 | 14.2699 | 15.8789 | 17.3274 | 17.5842
PG&E | GWh | Commercial | Com - Office (Large) | HVAC | No | HVAC - EER Rated Package Rooftop AC (EER 11) | 0 | 0 | 0 | 0 | 0 | 0 | 0.30672 | 0.65107 | 1.0303 | 1.4464 | 1.897 | 2.3798
PG&E | GWh | Commercial | Com - Office (Large) | HVAC | No | HVAC - SEER Rated Package Rooftop AC (Recharge) | 0 | 0 | 0 | 0 | 0 | 0 | 0 | 0 | 1.3483 | 2.5037 | 3.4483 | 4.2043
PG&E | GWh | Commercial | Com - Office (Large) | HVAC | No | HVAC - SEER Rated Package Rooftop AC (SEER 14) | 0.8661 | 1.9112 | 1.9112 | 1.9112 | 1.9112 | 1.9112 | 1.9112 | 1.9112 | 1.9112 | 1.9112 | 1.9112 | 1.9112
PG&E | GWh | Commercial | Com - Office (Large) | HVAC | No | HVAC - SEER Rated Package Rooftop AC (SEER 15) | 0.92256 | 2.0141 | 2.5992 | 3.2715 | 4.0261 | 4.8615 | 5.7724 | 6.7663 | 7.8371 | 8.9954 | 10.2374 | 11.5582
PG&E | GWh | Commercial | Com - Office (Large) | HVAC | No | HVAC - SEER Rated Package Rooftop HP (SEER 14) | 0.099202 | 0.21775 | 0.21775 | 0.21775 | 0.21775 | 0.21775 | 0.21775 | 0.21775 | 0.21775 | 0.21775 | 0.21775 | 0.21775
PG&E | GWh | Commercial | Com - Office (Large) | HVAC | No | HVAC - SEER Rated Package Rooftop HP (SEER 15) | 0.36714 | 0.80669 | 1.0445 | 1.3205 | 1.6326 | 1.9805 | 2.3619 | 2.7807 | 3.2343 | 3.7269 | 4.2566 | 4.8212
PG&E | GWh | Commercial | Com - Office (Large) | HVAC | No | HVAC - SEER Rated Split System AC (SEER 14) | 0.6558 | 1.4333 | 2.3367 | 2.3367 | 2.3367 | 2.3367 | 2.3367 | 2.3367 | 2.3367 | 2.3367 | 2.3367 | 2.3367
PG&E | GWh | Commercial | Com - Office (Large) | HVAC | No | HVAC - SEER Rated Split System AC (SEER 15) | 0.11963 | 0.27569 | 0.3663 | 0.47816 | 0.61186 | 0.76866 | 0.94905 | 1.1564 | 1.3908 | 1.6559 | 1.9525 | 2.2807
PG&E | GWh | Commercial | Com - Office (Large) | HVAC | No | HVAC - SEER Rated Split System HP (SEER 14) | 0.58454 | 1.284 | 1.394 | 1.5214 | 1.6653 | 1.8256 | 2.0012 | 2.1938 | 2.402 | 2.6278 | 2.8702 | 3.1283
PG&E | GWh | Commercial | Com - Office (Large) | HVAC | No | HVAC - SEER Rated Split System HP (SEER 15) | 0.20128 | 0.44177 | 0.57165 | 0.72213 | 0.8921 | 1.0813 | 1.2885 | 1.5158 | 1.7617 | 2.0284 | 2.315 | 2.6201
PG&E | GWh | Commercial | Com - Office (Large) | HVAC | No | HVAC - Thermostat | 8.0882 | 16.809 | 26.0355 | 35.4016 | 44.4503 | 52.8372 | 60.3696 | 67.0898 | 73.0507 | 78.4326 | 83.4856 | 88.394
PG&E | GWh | Commercial | Com - Office (Large) | Lighting | Yes | Lighting - LED Fixture (Replacing T8) - Emerging | 0 | 0 | 0.38125 | 1.186 | 2.4993 | 4.4134 | 6.9851 | 10.359 | 14.5535 | 19.7005 | 25.8636 | 33.0588
PG&E | GWh | Commercial | Com - Office (Large) | Lighting | Yes | Lighting - LED Lamp (Basic High - Indoor) - Emerging | 0.03665 | 0.087956 | 0.1572 | 0.24721 | 0.34536 | 0.35909 | 0.32918 | 0.28811 | 0.23773 | 0.15147 | 0.18783 | 0.22837
PG&E | GWh | Commercial | Com - Office (Large) | Lighting | Yes | Lighting - LED Lamp (Basic Low - Indoor) - Emerging | 0.077756 | 0.19758 | 0.34192 | 0.50893 | 0.69966 | 0.73253 | 0.68799 | 0.64724 | 0.61109 | 0.50174 | 0.63839 | 0.7963
PG&E | GWh | Commercial | Com - Office (Large) | Lighting | Yes | Lighting - LED Plug-In Indoor Fixture - Emerging | 0.47291 | 1.0755 | 1.8201 | 2.7316 | 3.8157 | 3.8893 | 3.9841 | 4.1037 | 4.2494 | 4.4252 | 4.6321 | 4.8715
PG&E | GWh | Commercial | Com - Office (Large) | Lighting | No | Lighting - Cold Cathode Lamp | 0.16773 | 0.3424 | 0.52319 | 0.71115 | 0.90464 | 0.90464 | 0.90464 | 0.90464 | 0.73691 | 0.56224 | 0.38145 | 0.1935
PG&E | GWh | Commercial | Com - Office (Large) | Lighting | No | Lighting - Compact Fluorescent Fixture (Indoor) | 25.5111 | 52.7411 | 81.6559 | 112.3928 | 144.7857 | 119.2745 | 92.0446 | 63.1298 | 32.3928 | 0 | 0 | 0
PG&E | GWh | Commercial | Com - Office (Large) | Lighting | No | Lighting - Compact Fluorescent Lamp (Basic High - Indoor) | 2.2279 | 4.4786 | 6.7442 | 9.0304 | 11.3373 | 9.1094 | 6.8588 | 4.5931 | 2.307 | 0 | 0 | 0
PG&E | GWh | Commercial | Com - Office (Large) | Lighting | No | Lighting - Compact Fluorescent Lamp (Basic Low - Indoor) | 4.1318 | 8.2913 | 12.484 | 16.7286 | 21.0081 | 16.8762 | 12.7168 | 8.5241 | 4.2795 | 0 | 0 | 0
PG&E | GWh | Commercial | Com - Office (Large) | Lighting | No | Lighting - Exit Fixture (LED) | 4.023 | 7.8446 | 11.1722 | 13.9281 | 16.1663 | 17.9866 | 16.162 | 14.3135 | 12.791 | 11.6638 | 10.8919 | 10.3976
PG&E | GWh | Commercial | Com - Office (Large) | Lighting | No | Lighting - Halogen Lamp (A-Line) | 0.20245 | 0.4515 | 0.54748 | 0.65131 | 0.76372 | 0.41085 | 0 | 0 | 0 | 0 | 0 | 0
PG&E | GWh | Commercial | Com - Office (Large) | Lighting | No | Lighting - Halogen Lamp (Reflector) | 0.079221 | 0.17487 | 0.20746 | 0.24023 | 0.2735 | 0.30296 | 0.3289 | 0.35315 | 0.37481 | 0.39467 | 0.41267 | 0.42917
PG&E | GWh | Commercial | Com - Office (Large) | Lighting | No | Lighting - High Bay HID to T5 | 0.53527 | 1.2842 | 2.0113 | 2.7264 | 3.4218 | 4.5683 | 5.8789 | 7.1551 | 8.4029 | 9.6244 | 10.818 | 11.9804
PG&E | GWh | Commercial | Com - Office (Large) | Lighting | No | Lighting - Induction Fixture (Indoor) | 0.19214 | 0.41584 | 0.66934 | 0.95483 | 1.2667 | 1.6031 | 1.96 | 2.3401 | 2.7396 | 3.1613 | 3.6027 | 4.0609
PG&E | GWh | Commercial | Com - Office (Large) | Lighting | No | Lighting - Induction Fixture (Outdoor) | 0.18805 | 0.39999 | 0.63488 | 0.89541 | 1.1782 | 1.4815 | 1.8022 | 2.1429 | 2.5006 | 2.8782 | 3.2742 | 3.6869
PG&E | GWh | Commercial | Com - Office (Large) | Lighting | No | Lighting - Linear Fluorescent Delamping | 0.038843 | 0.078345 | 0.12827 | 0.18898 | 0.18898 | 0 | 0 | 0 | 0 | 0 | 0 | 0
PG&E | GWh | Commercial | Com - Office (Large) | Lighting | No | Lighting - Linear Fluorescent Fixture (Low Wattage T8) | 0.95527 | 2.1187 | 3.4648 | 4.9922 | 6.6689 | 8.4721 | 10.3727 | 12.3675 | 14.4304 | 16.5621 | 18.7415 | 20.9495
PG&E | GWh | Commercial | Com - Office (Large) | Lighting | No | Lighting - Occupancy Sensor | 0 | 0 | 0 | 0 | 0 | 0 | 0 | 0 | 0 | 0 | 0 | 2.7563
PG&E | GWh | Commercial | Com - Office (Large) | Lighting | No | Lighting - Plug-In Fixture (Compact Fluorescent) | 6.4116 | 12.8266 | 19.2217 | 25.6495 | 32.0496 | 32.0496 | 32.0496 | 32.0496 | 32.0496 | 32.0496 | 32.0496 | 32.0496
PG&E | GWh | Commercial | Com - Office (Large) | Lighting | No | Lighting - Plug-In Fixture (Exterior) | 0.94334 | 2.111 | 3.2668 | 4.4423 | 5.6241 | 6.8099 | 7.9939 | 9.187 | 10.3843 | 11.5965 | 12.822 | 14.0595
PG&E | GWh | Commercial | Com - Office (Large) | Lighting | No | Lighting - Plug-In Fixture (Induction) | 0 | 0 | 0 | 0 | 0.16735 | 0.37753 | 0.89658 | 1.5027 | 2.1634 | 2.8752 | 3.626 | 4.4071
PG&E | GWh | Commercial | Com - Office (Large) | Lighting | No | Lighting - Plug-In Fixture (Linear Fluorescent) | 12.1884 | 25.5309 | 39.7633 | 54.867 | 70.5596 | 70.5596 | 70.5596 | 70.5596 | 70.5596 | 70.5596 | 70.5596 | 70.5596
PG&E | GWh | Commercial | Com - Office (Large) | Lighting | No | Lighting - Plug-In Fixture (PSMH with Electronic Ballast) | 1.349 | 2.79 | 4.2224 | 5.6704 | 7.0726 | 8.4345 | 9.691 | 10.8559 | 11.9886 | 13.1086 | 14.2209 | 15.3285
PG&E | GWh | Commercial | Com - Office (Large) | Lighting | No | Lighting - Plug-In Fixture (PSMH) | 1.4275 | 2.9609 | 4.4889 | 6.0347 | 7.5315 | 8.984 | 10.3223 | 11.6262 | 12.8678 | 14.0734 | 15.2523 | 16.4104
PG&E | GWh | Commercial | Com - Office (Large) | SHW | No | SHW - EF Rated Instantaneous Water Heater (Electric) | 0.0038312 | 0.0083167 | 0.013414 | 0.019161 | 0.025444 | 0.032189 | 0.039298 | 0.04681 | 0.054633 | 0.062824 | 0.071328 | 0.080099
PG&E | GWh | Commercial | Com - Office (Large) | SHW | No | SHW - EF Rated Storage Water Heater (Electric) | 0.0034822 | 0.0074952 | 0.0074952 | 0.0074952 | 0.0074952 | 0.0074952 | 0.0074952 | 0.0074952 | 0.0074952 | 0.0074952 | 0.0074952 | 0.0074952
PG&E | GWh | Commercial | Com - Office (Large) | Service | No | HVAC - Comprehensive Rooftop Unit Quality Maintenance | 0.87588 | 1.7132 | 2.5718 | 3.444 | 4.3185 | 5.1843 | 6.0304 | 6.8459 | 7.6208 | 8.3459 | 9.0158 | 8.7508
PG&E | GWh | Commercial | Com - Office (Large) | Service | No | Service - HVAC Fault Detection & Diagnositics | 0.78935 | 1.8896 | 2.9568 | 4.0056 | 5.0248 | 6.0127 | 6.9644 | 7.8933 | 8.7951 | 9.683 | 10.5561 | 11.4139
PG&E | GWh | Commercial | Com - Office (Large) | Service | No | Service - Retro-Commissioning (Electric) | 7.2506 | 13.0511 | 17.6915 | 21.4038 | 24.3736 | 26.7495 | 21.3996 | 17.1197 | 13.6957 | 10.9566 | 8.7653 | 7.0122
PG&E | GWh | Commercial | Com - Office (Large) | WholeBlg | No | HVAC - Energy Management System | 3.0622 | 6.4861 | 9.7013 | 12.727 | 15.5409 | 18.1481 | 20.5531 | 22.8167 | 25.025 | 27.2096 | 29.3671 | 31.495
PG&E | GWh | Commercial | Com - Office (Large) | WholeBlg | No | WholeBlg - Com NC Level 2 | 0.25052 | 0 | 0 | 0 | 0 | 0 | 0 | 0 | 0 | 0 | 0 | 0
PG&E | GWh | Commercial | Com - Office (Large) | WholeBlg | No | WholeBlg - Com NC Level 3 | 0.12406 | 0.12406 | 0.12406 | 0.12406 | 0.12406 | 0.12406 | 0.12406 | 0 | 0 | 0 | 0 | 0
PG&E | GWh | Commercial | Com - Office (Large) | WholeBlg | No | WholeBlg - Com RET Level 1 | 0.71682 | 1.702 | 2.9755 | 4.5592 | 6.4743 | 8.7444 | 11.3911 | 14.4367 | 17.9006 | 21.8013 | 26.1529 | 30.9678
PG&E | GWh | Commercial | Com - Office (Large) | WholeBlg | No | WholeBlg - Com RET Level 2 | 1.3434 | 3.1752 | 5.5338 | 8.4659 | 12.0168 | 16.2341 | 21.1632 | 26.8532 | 33.3461 | 40.6847 | 48.9016 | 58.0295
PG&E | GWh | Commercial | Com - Office (Small) | AppPlug | No | AppPlug - Desktop Computer (Com - Power Management) | 0.6358 | 1.3006 | 2.0009 | 2.7317 | 3.4764 | 4.2169 | 4.2975 | 4.3128 | 4.2439 | 4.0941 | 3.8786 | 3.6178
PG&E | GWh | Commercial | Com - Office (Small) | AppPlug | No | AppPlug - Occupancy Sensor Plug Strip | 0.13788 | 0.29183 | 0.45217 | 0.61769 | 0.78512 | 0.95188 | 1.1147 | 1.2762 | 1.4325 | 1.4469 | 1.4395 | 1.4193
PG&E | GWh | Commercial | Com - Office (Small) | AppPlug | No | AppPlug - Vending Machine Controls | 0.83877 | 1.7136 | 2.634 | 3.593 | 4.5705 | 5.5427 | 5.6449 | 5.6654 | 5.577 | 5.3843 | 5.1043 | 4.7622
PG&E | GWh | Commercial | Com - Office (Small) | BldgEnv | No | BldgEnv - Wall Spray On Insulation | 0.18163 | 0.33268 | 0.47617 | 0.61249 | 0.742 | 0.86503 | 0.98191 | 0.91131 | 0.86575 | 0.82246 | 0.78134 | 0.74227
PG&E | GWh | Commercial | Com - Office (Small) | BldgEnv | No | BldgEnv - Window Film | 0 | 0 | 0 | 0 | 0 | 0 | 0 | 0 | 0.45117 | 1.4494 | 2.8343 | 4.4339
PG&E | GWh | Commercial | Com - Office (Small) | HVAC | No | HVAC - Chiller (Centrifugal) | 0.055501 | 0.12513 | 0.21023 | 0.31217 | 0.43239 | 0.57217 | 0.73258 | 0.91439 | 1.1182 | 1.3442 | 1.5926 | 1.863
PG&E | GWh | Commercial | Com - Office (Small) | HVAC | No | HVAC - Chiller (Reciprocating) | 0.066165 | 0.1488 | 0.24888 | 0.36911 | 0.50982 | 0.67193 | 0.85551 | 1.0631 | 1.2944 | 1.5518 | 1.835 | 2.1432
PG&E | GWh | Commercial | Com - Office (Small) | HVAC | No | HVAC - Direct Evaporative Cooler | 1.2147 | 2.6319 | 4.2681 | 6.1435 | 8.2705 | 10.6587 | 13.3122 | 16.2407 | 19.441 | 22.9149 | 26.6533 | 30.6424
PG&E | GWh | Commercial | Com - Office (Small) | HVAC | No | HVAC - EER Rated Package Rooftop AC (EER 11) | 0 | 0 | 0 | 0 | 0 | 0 | 0 | 0 | 0 | 0.1243 | 0.2617 | 0.41112
PG&E | GWh | Commercial | Com - Office (Small) | HVAC | No | HVAC - SEER Rated Package Rooftop AC (SEER 14) | 0.30689 | 0.67736 | 0.67736 | 0.67736 | 0.67736 | 0.67736 | 0.67736 | 0.67736 | 0.67736 | 0.67736 | 0.67736 | 0.67736
PG&E | GWh | Commercial | Com - Office (Small) | HVAC | No | HVAC - SEER Rated Package Rooftop AC (SEER 15) | 0.30818 | 0.67256 | 0.86769 | 1.0918 | 1.3431 | 1.6211 | 1.924 | 2.2543 | 2.6098 | 2.9943 | 3.4065 | 3.8446
PG&E | GWh | Commercial | Com - Office (Small) | HVAC | No | HVAC - SEER Rated Package Rooftop HP (SEER 14) | 0.034385 | 0.075485 | 0.075485 | 0.075485 | 0.075485 | 0.075485 | 0.075485 | 0.075485 | 0.075485 | 0.075485 | 0.075485 | 0.075485
PG&E | GWh | Commercial | Com - Office (Small) | HVAC | No | HVAC - SEER Rated Package Rooftop HP (SEER 15) | 0.12793 | 0.28116 | 0.36407 | 0.46034 | 0.56926 | 0.69067 | 0.82381 | 0.97009 | 1.1286 | 1.3007 | 1.486 | 1.6834
PG&E | GWh | Commercial | Com - Office (Small) | HVAC | No | HVAC - SEER Rated Split System AC (SEER 14) | 0.15578 | 0.33535 | 0.53675 | 0.53675 | 0.53675 | 0.53675 | 0.53675 | 0.53675 | 0.53675 | 0.53675 | 0.53675 | 0.53675
PG&E | GWh | Commercial | Com - Office (Small) | HVAC | No | HVAC - SEER Rated Split System AC (SEER 15) | 0.016466 | 0.037504 | 0.049399 | 0.063647 | 0.080136 | 0.098855 | 0.1197 | 0.14284 | 0.16817 | 0.19588 | 0.22591 | 0.25817
PG&E | GWh | Commercial | Com - Office (Small) | HVAC | No | HVAC - SEER Rated Split System HP (SEER 14) | 0.18876 | 0.41482 | 0.45035 | 0.49155 | 0.53812 | 0.58995 | 0.64671 | 0.70898 | 0.7763 | 0.84931 | 0.92772 | 1.0112
PG&E | GWh | Commercial | Com - Office (Small) | HVAC | No | HVAC - SEER Rated Split System HP (SEER 15) | 0.064927 | 0.14243 | 0.18425 | 0.23268 | 0.28733 | 0.34812 | 0.41465 | 0.4876 | 0.56648 | 0.65204 | 0.74397 | 0.84188
PG&E | GWh | Commercial | Com - Office (Small) | HVAC | No | HVAC - Thermostat | 3.2464 | 6.7463 | 10.5016 | 14.3466 | 18.0697 | 21.5075 | 24.5707 | 27.2783 | 29.6608 | 31.8005 | 33.8258 | 35.7919
PG&E | GWh | Commercial | Com - Office (Small) | Lighting | Yes | Lighting - LED Fixture (Replacing T8) - Emerging | 0 | 0 | 0.11125 | 0.34755 | 0.73402 | 1.298 | 2.0562 | 3.0519 | 4.2893 | 5.8068 | 7.6224 | 9.7401
PG&E | GWh | Commercial | Com - Office (Small) | Lighting | Yes | Lighting - LED Lamp (Basic High - Indoor) - Emerging | 0.010722 | 0.025743 | 0.04607 | 0.072668 | 0.10168 | 0.10574 | 0.097034 | 0.085039 | 0.070203 | 0.044894 | 0.055764 | 0.067896
PG&E | GWh | Commercial | Com - Office (Small) | Lighting | Yes | Lighting - LED Lamp (Basic Low - Indoor) - Emerging | 0.022864 | 0.058117 | 0.1008 | 0.1502 | 0.20666 | 0.2164 | 0.20346 | 0.19157 | 0.1811 | 0.14917 | 0.19003 | 0.23724
PG&E | GWh | Commercial | Com - Office (Small) | Lighting | Yes | Lighting - LED Plug-In Indoor Fixture - Emerging | 0.034829 | 0.078882 | 0.13406 | 0.20318 | 0.28766 | 0.29372 | 0.30151 | 0.31134 | 0.32346 | 0.33832 | 0.35611 | 0.37704
PG&E | GWh | Commercial | Com - Office (Small) | Lighting | No | Lighting - Cold Cathode Lamp | 0.052816 | 0.10857 | 0.16681 | 0.22775 | 0.29079 | 0.29079 | 0.29079 | 0.29079 | 0.29079 | 0.23797 | 0.18222 | 0.12398
PG&E | GWh | Commercial | Com - Office (Small) | Lighting | No | Lighting - Compact Fluorescent Fixture (Indoor) | 7.6033 | 15.7114 | 24.3149 | 33.4544 | 43.0816 | 35.4784 | 27.3702 | 18.7668 | 9.6272 | 0 | 0 | 0
PG&E | GWh | Commercial | Com - Office (Small) | Lighting | No | Lighting - Compact Fluorescent Lamp (Basic High - Indoor) | 0.66399 | 1.3349 | 2.0103 | 2.6918 | 3.3795 | 2.7155 | 2.0447 | 1.3693 | 0.68776 | 0 | 0 | 0
PG&E | GWh | Commercial | Com - Office (Small) | Lighting | No | Lighting - Compact Fluorescent Lamp (Basic Low - Indoor) | 1.2307 | 2.4698 | 3.7188 | 4.9834 | 6.2585 | 5.0278 | 3.7887 | 2.5397 | 1.2751 | 0 | 0 | 0
PG&E | GWh | Commercial | Com - Office (Small) | Lighting | No | Lighting - Exit Fixture (LED) | 1.19 | 2.3207 | 3.3061 | 4.123 | 4.7876 | 5.3293 | 4.7931 | 4.2483 | 3.799 | 3.466 | 3.2374 | 3.0902
PG&E | GWh | Commercial | Com - Office (Small) | Lighting | No | Lighting - Halogen Lamp (A-Line) | 0.063555 | 0.14192 | 0.1724 | 0.2054 | 0.24118 | 0.12983 | 0 | 0 | 0 | 0 | 0 | 0
PG&E | GWh | Commercial | Com - Office (Small) | Lighting | No | Lighting - Halogen Lamp (Reflector) | 0.024839 | 0.054907 | 0.065284 | 0.075747 | 0.086412 | 0.096162 | 0.10474 | 0.11264 | 0.11975 | 0.12623 | 0.13213 | 0.13752
PG&E | GWh | Commercial | Com - Office (Small) | Lighting | No | Lighting - High Bay HID to T5 | 0.15577 | 0.3727 | 0.5832 | 0.79015 | 0.99136 | 1.3238 | 1.7031 | 2.0723 | 2.4331 | 2.7863 | 3.1312 | 3.4671
PG&E | GWh | Commercial | Com - Office (Small) | Lighting | No | Lighting - Induction Fixture (Indoor) | 0.063855 | 0.13981 | 0.22737 | 0.32762 | 0.43892 | 0.56037 | 0.69044 | 0.8301 | 0.97778 | 1.1346 | 1.2997 | 1.4719
PG&E | GWh | Commercial | Com - Office (Small) | Lighting | No | Lighting - Induction Fixture (Outdoor) | 0.059096 | 0.1257 | 0.19952 | 0.28139 | 0.37027 | 0.46558 | 0.56636 | 0.67342 | 0.78583 | 0.90452 | 1.029 | 1.1586
PG&E | GWh | Commercial | Com - Office (Small) | Lighting | No | Lighting - Linear Fluorescent Delamping | 0.011821 | 0.023843 | 0.039035 | 0.05751 | 0.05751 | 0 | 0 | 0 | 0 | 0 | 0 | 0
PG&E | GWh | Commercial | Com - Office (Small) | Lighting | No | Lighting - Linear Fluorescent Fixture (Low Wattage T8) | 0.27817 | 0.61699 | 1.009 | 1.4537 | 1.9418 | 2.4666 | 3.0197 | 3.6 | 4.2001 | 4.8201 | 5.4538 | 6.096
PG&E | GWh | Commercial | Com - Office (Small) | Lighting | No | Lighting - Occupancy Sensor | 0 | 0 | 0 | 0 | 0 | 1.895 | 3.7585 | 5.405 | 4.9453 | 4.3577 | 3.8614 | 3.4889
PG&E | GWh | Commercial | Com - Office (Small) | Lighting | No | Lighting - Plug-In Fixture (Compact Fluorescent) | 0.60633 | 1.2173 | 1.8315 | 2.4541 | 3.0794 | 3.0794 | 3.0794 | 3.0794 | 3.0794 | 3.0794 | 3.0794 | 3.0794
PG&E | GWh | Commercial | Com - Office (Small) | Lighting | No | Lighting - Plug-In Fixture (Exterior) | 0.29646 | 0.66339 | 1.0266 | 1.396 | 1.7675 | 2.1401 | 2.5122 | 2.8871 | 3.2634 | 3.6443 | 4.0295 | 4.4184
PG&E | GWh | Commercial | Com - Office (Small) | Lighting | No | Lighting - Plug-In Fixture (Induction) | 0 | 0 | 0 | 0 | 0 | 0 | 0.042806 | 0.18452 | 0.3504 | 0.53742 | 0.74022 | 0.95477
PG&E | GWh | Commercial | Com - Office (Small) | Lighting | No | Lighting - Plug-In Fixture (Linear Fluorescent) | 1.9071 | 3.9714 | 6.1578 | 8.4677 | 10.8618 | 10.8618 | 10.8618 | 10.8618 | 10.8618 | 10.8618 | 10.8618 | 10.8618
PG&E | GWh | Commercial | Com - Office (Small) | Lighting | No | Lighting - Plug-In Fixture (PSMH with Electronic Ballast) | 0.39271 | 0.8172 | 1.2388 | 1.6653 | 2.0912 | 2.515 | 2.9225 | 3.2948 | 3.6431 | 3.9836 | 4.3188 | 4.6507
PG&E | GWh | Commercial | Com - Office (Small) | Lighting | No | Lighting - Plug-In Fixture (PSMH) | 0.41894 | 0.87586 | 1.3317 | 1.7937 | 2.2553 | 2.7143 | 3.1551 | 3.5638 | 3.9557 | 4.3305 | 4.6929 | 5.0464
PG&E | GWh | Commercial | Com - Office (Small) | SHW | No | SHW - EF Rated Instantaneous Water Heater (Electric) | 0.0070334 | 0.015277 | 0.024675 | 0.035309 | 0.046968 | 0.059515 | 0.072761 | 0.086776 | 0.10139 | 0.1167 | 0.13261 | 0.14902
PG&E | GWh | Commercial | Com - Office (Small) | SHW | No | SHW - EF Rated Storage Water Heater (Electric) | 0.0057841 | 0.012449 | 0.012449 | 0.012449 | 0.012449 | 0.012449 | 0.012449 | 0.012449 | 0.012449 | 0.012449 | 0.012449 | 0.012449
PG&E | GWh | Commercial | Com - Office (Small) | Service | No | HVAC - Comprehensive Rooftop Unit Quality Maintenance | 0.27526 | 0.53839 | 0.80821 | 1.0823 | 1.3571 | 1.6292 | 1.8951 | 2.1514 | 2.3949 | 2.6228 | 2.8333 | 2.7501
PG&E | GWh | Commercial | Com - Office (Small) | Service | No | Service - HVAC Fault Detection & Diagnositics | 0.24806 | 0.59382 | 0.92921 | 1.2588 | 1.5791 | 1.8896 | 2.1887 | 2.4806 | 2.764 | 3.043 | 3.3174 | 3.587
PG&E | GWh | Commercial | Com - Office (Small) | Service | No | Service - Retro-Commissioning (Electric) | 2.2786 | 4.1015 | 5.5598 | 6.7264 | 7.6597 | 8.4064 | 6.7251 | 5.3801 | 4.3041 | 3.4432 | 2.7546 | 2.2037
PG&E | GWh | Commercial | Com - Office (Small) | WholeBlg | No | HVAC - Energy Management System | 0.96233 | 2.0384 | 3.0487 | 3.9996 | 4.8839 | 5.7033 | 6.459 | 7.1704 | 7.8644 | 8.551 | 9.229 | 9.8977
PG&E | GWh | Commercial | Com - Office (Small) | WholeBlg | No | WholeBlg - Com NC Level 2 | 0.078707 | 0 | 0 | 0 | 0 | 0 | 0 | 0 | 0 | 0 | 0 | 0
PG&E | GWh | Commercial | Com - Office (Small) | WholeBlg | No | WholeBlg - Com NC Level 3 | 0.039089 | 0.039089 | 0.039089 | 0.039089 | 0.039089 | 0.039089 | 0.039089 | 0 | 0 | 0 | 0 | 0
PG&E | GWh | Commercial | Com - Office (Small) | WholeBlg | No | WholeBlg - Com RET Level 1 | 0.20582 | 0.48893 | 0.85519 | 1.3111 | 1.8629 | 2.5175 | 3.2814 | 4.1612 | 5.1626 | 6.2912 | 7.5513 | 8.9465
PG&E | GWh | Commercial | Com - Office (Small) | WholeBlg | No | WholeBlg - Com RET Level 2 | 0.37975 | 0.89778 | 1.565 | 2.3947 | 3.3997 | 4.5935 | 5.9886 | 7.5991 | 9.4365 | 11.5131 | 13.8379 | 16.4204
PG&E | GWh | Commercial | Com - Restaurant (Fast Food) | AppPlug | No | AppPlug - Desktop Computer (Com - Power Management) | 0.10129 | 0.20663 | 0.31619 | 0.42927 | 0.54351 | 0.65641 | 0.66398 | 0.66194 | 0.64842 | 0.62396 | 0.59076 | 0.55158
PG&E | GWh | Commercial | Com - Restaurant (Fast Food) | AppPlug | No | AppPlug - Occupancy Sensor Plug Strip | 0.025197 | 0.053326 | 0.082616 | 0.11284 | 0.14341 | 0.17383 | 0.20354 | 0.23297 | 0.26143 | 0.26396 | 0.26248 | 0.25863
PG&E | GWh | Commercial | Com - Restaurant (Fast Food) | AppPlug | No | AppPlug - Vending Machine Controls | 0.18693 | 0.38188 | 0.58694 | 0.80057 | 1.0182 | 1.2346 | 1.2571 | 1.2612 | 1.241 | 1.1975 | 1.1345 | 1.0575
PG&E | GWh | Commercial | Com - Restaurant (Fast Food) | BldgEnv | No | BldgEnv - Wall Spray On Insulation | 0.030762 | 0.058211 | 0.084288 | 0.10906 | 0.1326 | 0.15495 | 0.17619 | 0.16561 | 0.15733 | 0.14946 | 0.14199 | 0.13489
PG&E | GWh | Commercial | Com - Restaurant (Fast Food) | BldgEnv | No | BldgEnv - Window Film | 0 | 0 | 0 | 0 | 0 | 0 | 0 | 0 | 0.092012 | 0.2956 | 0.57803 | 0.90424
PG&E | GWh | Commercial | Com - Restaurant (Fast Food) | ComRefrig | No | ComRefrig - Strip Curtain for Walk In Refrigerator | 2.0296 | 4.133 | 6.5962 | 9.4282 | 12.5524 | 13.7703 | 14.8086 | 15.1596 | 14.6693 | 13.3696 | 11.463 | 9.2512
PG&E | GWh | Commercial | Com - Restaurant (Fast Food) | FoodServ | No | FoodServ - Electric Griddle | 0.00022241 | 0.00050041 | 0.00083759 | 0.0012431 | 0.0017173 | 0.0022621 | 0.0028764 | 0.0035678 | 0.0043328 | 0.0051787 | 0.0061022 | 0.007099
PG&E | GWh | Commercial | Com - Restaurant (Fast Food) | FoodServ | No | FoodServ - Electric Steamer | 0.13436 | 0.3002 | 0.49771 | 0.72996 | 0.99483 | 1.2911 | 1.6157 | 1.9706 | 2.352 | 2.7618 | 3.1972 | 3.6554
PG&E | GWh | Commercial | Com - Restaurant (Fast Food) | FoodServ | No | FoodServ - Fryer (Electric) | 0.0071937 | 0.01614 | 0.026932 | 0.039835 | 0.054828 | 0.071946 | 0.091119 | 0.11255 | 0.13612 | 0.162 | 0.19009 | 0.22024
PG&E | GWh | Commercial | Com - Restaurant (Fast Food) | FoodServ | No | FoodServ - Grill to Order Cabinet | 0.090338 | 0.20392 | 0.34235 | 0.50957 | 0.70583 | 0.93213 | 1.1881 | 1.4769 | 1.7973 | 2.1523 | 2.5405 | 2.96
PG&E | GWh | Commercial | Com - Restaurant (Fast Food) | FoodServ | No | FoodServ - Oven (Electric) | 0.023526 | 0.052785 | 0.08798 | 0.12986 | 0.17824 | 0.23309 | 0.29406 | 0.36166 | 0.43533 | 0.51556 | 0.60187 | 0.69373
PG&E | GWh | Commercial | Com - Restaurant (Fast Food) | HVAC | Yes | HVAC - Advanced Package Rooftop AC (> EER 12) - Emerging | 0 | 0 | 0.00050696 | 0.0018839 | 0.0044192 | 0.0083535 | 0.013896 | 0.021257 | 0.030661 | 0.042334 | 0.056295 | 0.072721
PG&E | GWh | Commercial | Com - Restaurant (Fast Food) | HVAC | No | HVAC - Direct Evaporative Cooler | 0.4558 | 0.98517 | 1.5924 | 2.2832 | 3.0601 | 3.9249 | 4.8781 | 5.9211 | 7.0518 | 8.2694 | 9.57 | 10.948
PG&E | GWh | Commercial | Com - Restaurant (Fast Food) | HVAC | No | HVAC - EER Rated Package Rooftop AC (EER 11) | 0 | 0 | 0 | 0 | 0 | 0 | 0 | 0 | 0 | 0 | 0.038352 | 0.080182
PG&E | GWh | Commercial | Com - Restaurant (Fast Food) | HVAC | No | HVAC - SEER Rated Package Rooftop AC (Recharge) | 0.35829 | 0.71069 | 1.0776 | 1.4445 | 1.4371 | 1.4062 | 1.3227 | 1.198 | 1.0492 | 0.89353 | 0.7447 | 0.61763
PG&E | GWh | Commercial | Com - Restaurant (Fast Food) | HVAC | No | HVAC - SEER Rated Package Rooftop AC (SEER 14) | 0.19024 | 0.4207 | 0.4207 | 0.4207 | 0.4207 | 0.4207 | 0.4207 | 0.4207 | 0.4207 | 0.4207 | 0.4207 | 0.4207
PG&E | GWh | Commercial | Com - Restaurant (Fast Food) | HVAC | No | HVAC - SEER Rated Package Rooftop AC (SEER 15) | 0.17895 | 0.39016 | 0.50299 | 0.63229 | 0.77698 | 0.93666 | 1.1102 | 1.2991 | 1.5024 | 1.722 | 1.9573 | 2.2072
PG&E | GWh | Commercial | Com - Restaurant (Fast Food) | HVAC | No | HVAC - SEER Rated Package Rooftop HP (SEER 14) | 0.02749 | 0.060286 | 0.060286 | 0.060286 | 0.060286 | 0.060286 | 0.060286 | 0.060286 | 0.060286 | 0.060286 | 0.060286 | 0.060286
PG&E | GWh | Commercial | Com - Restaurant (Fast Food) | HVAC | No | HVAC - SEER Rated Package Rooftop HP (SEER 15) | 0.10869 | 0.23927 | 0.31002 | 0.39229 | 0.48544 | 0.58935 | 0.70333 | 0.82862 | 0.96439 | 1.112 | 1.271 | 1.4405
PG&E | GWh | Commercial | Com - Restaurant (Fast Food) | HVAC | No | HVAC - SEER Rated Split System AC (SEER 14) | 0.11773 | 0.2549 | 0.41065 | 0.41065 | 0.41065 | 0.41065 | 0.41065 | 0.41065 | 0.41065 | 0.41065 | 0.41065 | 0.41065
PG&E | GWh | Commercial | Com - Restaurant (Fast Food) | HVAC | No | HVAC - SEER Rated Split System AC (SEER 15) | 0.011003 | 0.025137 | 0.033192 | 0.042942 | 0.054361 | 0.067484 | 0.082277 | 0.098935 | 0.11741 | 0.13792 | 0.16047 | 0.18503
PG&E | GWh | Commercial | Com - Restaurant (Fast Food) | HVAC | No | HVAC - SEER Rated Split System HP (SEER 14) | 0.094668 | 0.20794 | 0.22571 | 0.2463 | 0.26952 | 0.29532 | 0.3235 | 0.35438 | 0.38772 | 0.42386 | 0.46265 | 0.5039
PG&E | GWh | Commercial | Com - Restaurant (Fast Food) | HVAC | No | HVAC - SEER Rated Split System HP (SEER 15) | 0.03364 | 0.073819 | 0.095454 | 0.12052 | 0.14875 | 0.18006 | 0.21418 | 0.25154 | 0.29184 | 0.33555 | 0.38248 | 0.4324
PG&E | GWh | Commercial | Com - Restaurant (Fast Food) | HVAC | No | HVAC - Thermostat | 0.63769 | 1.3251 | 2.0658 | 2.8276 | 3.5682 | 4.2503 | 4.8562 | 5.3905 | 5.8592 | 6.2799 | 6.6783 | 7.0648
PG&E | GWh | Commercial | Com - Restaurant (Fast Food) | Lighting | Yes | Lighting - LED Fixture (Replacing T8) - Emerging | 0.038806 | 0.097024 | 0.18328 | 0.30843 | 0.48048 | 0.71021 | 1.005 | 1.3802 | 1.8407 | 2.4018 | 3.0716 | 3.853
PG&E | GWh | Commercial | Com - Restaurant (Fast Food) | Lighting | Yes | Lighting - LED Lamp (Basic High - Indoor) - Emerging | 0.10769 | 0.29454 | 0.57602 | 0.94173 | 1.3865 | 1.4547 | 1.3713 | 1.2165 | 0.99815 | 0.61258 | 0.70613 | 0.79446
PG&E | GWh | Commercial | Com - Restaurant (Fast Food) | Lighting | Yes | Lighting - LED Lamp (Basic Low - Indoor) - Emerging | 0.45421 | 1.2061 | 2.1691 | 3.3789 | 4.8546 | 5.1213 | 4.791 | 4.3209 | 3.6761 | 2.3965 | 2.875 | 3.479
PG&E | GWh | Commercial | Com - Restaurant (Fast Food) | Lighting | Yes | Lighting - LED Plug-In Indoor Fixture - Emerging | 0.018602 | 0.042288 | 0.071628 | 0.10768 | 0.15076 | 0.15371 | 0.1575 | 0.1623 | 0.16816 | 0.17526 | 0.18364 | 0.19338
PG&E | GWh | Commercial | Com - Restaurant (Fast Food) | Lighting | No | Lighting - Cold Cathode Lamp | 0.02106 | 0.043134 | 0.066124 | 0.090111 | 0.11494 | 0.11494 | 0.093877 | 0.071803 | 0.048813 | 0.024826 | 0 | 0
PG&E | GWh | Commercial | Com - Restaurant (Fast Food) | Lighting | No | Lighting - Compact Fluorescent Fixture (Indoor) | 2.0566 | 4.2634 | 6.6181 | 9.1317 | 11.7906 | 9.734 | 7.5271 | 5.1724 | 2.6588 | 0 | 0 | 0
PG&E | GWh | Commercial | Com - Restaurant (Fast Food) | Lighting | No | Lighting - Compact Fluorescent Lamp (Basic High - Indoor) | 2.9485 | 6.6393 | 11.0635 | 16.2375 | 22.1213 | 19.1728 | 15.4819 | 11.0578 | 5.8837 | 0 | 0 | 0
PG&E | GWh | Commercial | Com - Restaurant (Fast Food) | Lighting | No | Lighting - Compact Fluorescent Lamp (Basic Low - Indoor) | 10.6386 | 22.9374 | 36.8155 | 52.1736 | 68.7584 | 58.1197 | 45.821 | 31.9429 | 16.5848 | 0 | 0 | 0
PG&E | GWh | Commercial | Com - Restaurant (Fast Food) | Lighting | No | Lighting - Exit Fixture (LED) | 0.21055 | 0.41064 | 0.58511 | 0.72983 | 0.84769 | 0.94384 | 0.84928 | 0.75303 | 0.67362 | 0.61472 | 0.5742 | 0.54805
PG&E | GWh | Commercial | Com - Restaurant (Fast Food) | Lighting | No | Lighting - Halogen Lamp (A-Line) | 0.01162 | 0.025938 | 0.031497 | 0.037512 | 0.044033 | 0.023699 | 0 | 0 | 0 | 0 | 0 | 0
PG&E | GWh | Commercial | Com - Restaurant (Fast Food) | Lighting | No | Lighting - Halogen Lamp (Reflector) | 0.0045425 | 0.010038 | 0.011928 | 0.013834 | 0.015774 | 0.017535 | 0.019084 | 0.020515 | 0.021802 | 0.022975 | 0.024042 | 0.025019
PG&E | GWh | Commercial | Com - Restaurant (Fast Food) | Lighting | No | Lighting - High Bay HID to T5 | 0.043266 | 0.089865 | 0.14099 | 0.19564 | 0.25185 | 0.34587 | 0.44066 | 0.53637 | 0.63128 | 0.72382 | 0.81256 | 0.89623
PG&E | GWh | Commercial | Com - Restaurant (Fast Food) | Lighting | No | Lighting - Induction Fixture (Indoor) | 0.021554 | 0.047465 | 0.077541 | 0.11211 | 0.15058 | 0.19262 | 0.23769 | 0.2861 | 0.33728 | 0.3916 | 0.44867 | 0.50813
PG&E | GWh | Commercial | Com - Restaurant (Fast Food) | Lighting | No | Lighting - Induction Fixture (Outdoor) | 0.0108 | 0.022974 | 0.036465 | 0.051428 | 0.06767 | 0.085083 | 0.1035 | 0.12305 | 0.14359 | 0.16526 | 0.18799 | 0.21167
PG&E | GWh | Commercial | Com - Restaurant (Fast Food) | Lighting | No | Lighting - Linear Fluorescent Delamping | 0.031197 | 0.062914 | 0.10313 | 0.15212 | 0.20868 | 0 | 0 | 0 | 0 | 0 | 0 | 0
PG&E | GWh | Commercial | Com - Restaurant (Fast Food) | Lighting | No | Lighting - Linear Fluorescent Fixture (Low Wattage T8) | 0.12017 | 0.26132 | 0.42185 | 0.60243 | 0.79958 | 1.0107 | 1.2323 | 1.4642 | 1.7032 | 1.9493 | 2.2001 | 2.4535
PG&E | GWh | Commercial | Com - Restaurant (Fast Food) | Lighting | No | Lighting - Occupancy Sensor | 0 | 0 | 0 | 0 | 0 | 0 | 0 | 0 | 0 | 0 | 0 | 0.14343
PG&E | GWh | Commercial | Com - Restaurant (Fast Food) | Lighting | No | Lighting - Plug-In Fixture (Compact Fluorescent) | 0.26533 | 0.53124 | 0.7968 | 1.0642 | 1.3309 | 1.3309 | 1.3309 | 1.3309 | 1.3309 | 1.3309 | 1.3309 | 1.3309
PG&E | GWh | Commercial | Com - Restaurant (Fast Food) | Lighting | No | Lighting - Plug-In Fixture (Exterior) | 0.05418 | 0.12125 | 0.18763 | 0.25514 | 0.32302 | 0.39111 | 0.45909 | 0.52759 | 0.59633 | 0.66592 | 0.73626 | 0.80729
PG&E | GWh | Commercial | Com - Restaurant (Fast Food) | Lighting | No | Lighting - Plug-In Fixture (Induction) | 0.07906 | 0.15938 | 0.24044 | 0.32364 | 0.40791 | 0.49301 | 0.57839 | 0.6652 | 0.75292 | 0.84267 | 0.93424 | 1.0275
PG&E | GWh | Commercial | Com - Restaurant (Fast Food) | Lighting | No | Lighting - Plug-In Fixture (Linear Fluorescent) | 0.63094 | 1.3209 | 2.0563 | 2.8364 | 3.6467 | 3.6467 | 3.6467 | 3.6467 | 3.6467 | 3.6467 | 3.6467 | 3.6467
PG&E | GWh | Commercial | Com - Restaurant (Fast Food) | Lighting | No | Lighting - Plug-In Fixture (MH Directional) | 0 | 0 | 0 | 0 | 0 | 0 | 0 | 0 | 0 | 0 | 0 | 0.04444
PG&E | GWh | Commercial | Com - Restaurant (Fast Food) | Lighting | No | Lighting - Plug-In Fixture (PSMH with Electronic Ballast) | 0.092892 | 0.19015 | 0.2868 | 0.38424 | 0.4814 | 0.57799 | 0.67356 | 0.76908 | 0.86411 | 0.95962 | 1.0554 | 1.1515
PG&E | GWh | Commercial | Com - Restaurant (Fast Food) | Lighting | No | Lighting - Plug-In Fixture (PSMH) | 0.091493 | 0.18714 | 0.28177 | 0.37658 | 0.47048 | 0.56319 | 0.6543 | 0.74467 | 0.83395 | 0.923 | 1.0117 | 1.1001
PG&E | GWh | Commercial | Com - Restaurant (Fast Food) | SHW | No | SHW - EF Rated Instantaneous Water Heater (Electric) | 0.0068465 | 0.01488 | 0.024079 | 0.03454 | 0.046054 | 0.058483 | 0.071638 | 0.085585 | 0.10015 | 0.11543 | 0.13133 | 0.14774
PG&E | GWh | Commercial | Com - Restaurant (Fast Food) | SHW | No | SHW - EF Rated Storage Water Heater (Electric) | 0.0055114 | 0.011861 | 0.011861 | 0.011861 | 0.011861 | 0.011861 | 0.011861 | 0.011861 | 0.011861 | 0.011861 | 0.011861 | 0.011861
PG&E | GWh | Commercial | Com - Restaurant (Fast Food) | Service | No | HVAC - Comprehensive Rooftop Unit Quality Maintenance | 0.05031 | 0.098404 | 0.14772 | 0.19782 | 0.24805 | 0.29779 | 0.34639 | 0.39322 | 0.43773 | 0.47938 | 0.51786 | 0.50264
PG&E | GWh | Commercial | Com - Restaurant (Fast Food) | Service | No | Service - HVAC Fault Detection & Diagnositics | 0.045261 | 0.10833 | 0.16935 | 0.22914 | 0.28701 | 0.34284 | 0.39635 | 0.44825 | 0.49829 | 0.54716 | 0.59476 | 0.64104
PG&E | GWh | Commercial | Com - Restaurant (Fast Food) | Service | No | Service - Retro-Commissioning (Electric) | 0.41647 | 0.74965 | 1.0162 | 1.2294 | 1.4 | 1.5365 | 1.2292 | 0.98334 | 0.78668 | 0.62934 | 0.50347 | 0.40278
PG&E | GWh | Commercial | Com - Restaurant (Fast Food) | WholeBlg | No | HVAC - Energy Management System | 0.17589 | 0.37256 | 0.55724 | 0.73103 | 0.89266 | 1.0424 | 1.1806 | 1.3106 | 1.4374 | 1.5629 | 1.6868 | 1.8091
PG&E | GWh | Commercial | Com - Restaurant (Fast Food) | WholeBlg | No | WholeBlg - Com NC Level 2 | 0.014889 | 0 | 0 | 0 | 0 | 0 | 0 | 0 | 0 | 0 | 0 | 0
PG&E | GWh | Commercial | Com - Restaurant (Fast Food) | WholeBlg | No | WholeBlg - Com NC Level 3 | 0.0064755 | 0.0064755 | 0.0064755 | 0.0064755 | 0.0064755 | 0.0064755 | 0.0064755 | 0 | 0 | 0 | 0 | 0
PG&E | GWh | Commercial | Com - Restaurant (Fast Food) | WholeBlg | No | WholeBlg - Com NC ZNE | 0.0066942 | 0.017883 | 0.041202 | 0.079728 | 0.13672 | 0.21425 | 0.31195 | 0.43542 | 0.58416 | 0.76495 | 0.97622 | 1.2211
PG&E | GWh | Commercial | Com - Restaurant (Fast Food) | WholeBlg | No | WholeBlg - Com RET Level 1 | 0.24421 | 0.5791 | 1.0118 | 1.5503 | 2.2027 | 2.9772 | 3.8817 | 4.9243 | 6.1122 | 7.4521 | 8.9497 | 10.365
PG&E | GWh | Commercial | Com - Restaurant (Fast Food) | WholeBlg | No | WholeBlg - Com RET Level 2 | 0.38826 | 0.91702 | 1.5976 | 2.4431 | 3.4667 | 4.6822 | 6.103 | 7.7432 | 9.6151 | 11.7306 | 14.099 | 16.7282
PG&E | GWh | Commercial | Com - Restaurant (Sit Down) | AppPlug | No | AppPlug - Desktop Computer (Com - Power Management) | 0.10129 | 0.20663 | 0.31619 | 0.42927 | 0.54351 | 0.65641 | 0.66398 | 0.66194 | 0.64842 | 0.62396 | 0.59076 | 0.55158
PG&E | GWh | Commercial | Com - Restaurant (Sit Down) | AppPlug | No | AppPlug - Occupancy Sensor Plug Strip | 0.025197 | 0.053326 | 0.082616 | 0.11284 | 0.14341 | 0.17383 | 0.20354 | 0.23297 | 0.26143 | 0.26396 | 0.26248 | 0.25863
PG&E | GWh | Commercial | Com - Restaurant (Sit Down) | AppPlug | No | AppPlug - Vending Machine Controls | 0.18693 | 0.38188 | 0.58694 | 0.80057 | 1.0182 | 1.2346 | 1.2571 | 1.2612 | 1.241 | 1.1975 | 1.1345 | 1.0575
PG&E | GWh | Commercial | Com - Restaurant (Sit Down) | BldgEnv | No | BldgEnv - Wall Spray On Insulation | 0.029262 | 0.056613 | 0.082598 | 0.10728 | 0.13073 | 0.15301 | 0.17418 | 0.16502 | 0.15677 | 0.14893 | 0.14148 | 0.13441
PG&E | GWh | Commercial | Com - Restaurant (Sit Down) | BldgEnv | No | BldgEnv - Window Film | 0 | 0 | 0 | 0 | 0 | 0 | 0 | 0 | 0.092012 | 0.2956 | 0.57803 | 0.90424
PG&E | GWh | Commercial | Com - Restaurant (Sit Down) | ComRefrig | No | ComRefrig - Refrigerated Case Night Cover (Low Temp) | 0.066725 | 0.13836 | 0.23049 | 0.34763 | 0.49268 | 0.66508 | 0.79225 | 0.92425 | 1.0301 | 1.0908 | 1.0944 | 1.0393
PG&E | GWh | Commercial | Com - Restaurant (Sit Down) | ComRefrig | No | ComRefrig - Refrigerated Case Night Cover (Med Temp) | 0.51838 | 1.0742 | 1.7866 | 2.6893 | 3.8033 | 5.1236 | 6.0868 | 7.085 | 7.8831 | 8.3392 | 8.3638 | 7.9435
PG&E | GWh | Commercial | Com - Restaurant (Sit Down) | ComRefrig | No | ComRefrig - Strip Curtain for Walk In Refrigerator | 2.0296 | 4.133 | 6.5962 | 9.4282 | 12.5524 | 13.7703 | 14.8086 | 15.1596 | 14.6693 | 13.3696 | 11.463 | 9.2512
PG&E | GWh | Commercial | Com - Restaurant (Sit Down) | FoodServ | No | FoodServ - Electric Griddle | 0.00022241 | 0.0005004 | 0.00083756 | 0.0012431 | 0.0017172 | 0.002262 | 0.0028762 | 0.0035675 | 0.0043324 | 0.0051781 | 0.0061015 | 0.007098
PG&E | GWh | Commercial | Com - Restaurant (Sit Down) | FoodServ | No | FoodServ - Electric Steamer | 0.13436 | 0.30019 | 0.49769 | 0.72994 | 0.99478 | 1.291 | 1.6156 | 1.9704 | 2.3518 | 2.7615 | 3.1968 | 3.6549
PG&E | GWh | Commercial | Com - Restaurant (Sit Down) | FoodServ | No | FoodServ - Fryer (Electric) | 0.0071936 | 0.01614 | 0.026932 | 0.039834 | 0.054826 | 0.071942 | 0.091113 | 0.11255 | 0.13611 | 0.16199 | 0.19007 | 0.22021
PG&E | GWh | Commercial | Com - Restaurant (Sit Down) | FoodServ | No | FoodServ - Oven (Electric) | 0.023526 | 0.052784 | 0.087978 | 0.12986 | 0.17823 | 0.23308 | 0.29404 | 0.36163 | 0.43529 | 0.51551 | 0.6018 | 0.69365
PG&E | GWh | Commercial | Com - Restaurant (Sit Down) | HVAC | Yes | HVAC - Advanced Package Rooftop AC (> EER 12) - Emerging | 0 | 0 | 0.00038406 | 0.0014108 | 0.0032866 | 0.0061846 | 0.010192 | 0.015421 | 0.022012 | 0.030114 | 0.039875 | 0.051464
PG&E | GWh | Commercial | Com - Restaurant (Sit Down) | HVAC | No | HVAC - Direct Evaporative Cooler | 0.1856 | 0.40151 | 0.65008 | 0.93416 | 1.2554 | 1.6151 | 2.0138 | 2.4527 | 2.9314 | 3.4501 | 4.0076 | 4.6018
PG&E | GWh | Commercial | Com - Restaurant (Sit Down) | HVAC | No | HVAC - EER Rated Package Rooftop AC (EER 11) | 0 | 0 | 0 | 0 | 0 | 0 | 0.023904 | 0.050664 | 0.080052 | 0.11222 | 0.14699 | 0.18416
PG&E | GWh | Commercial | Com - Restaurant (Sit Down) | HVAC | No | HVAC - SEER Rated Package Rooftop AC (Recharge) | 0 | 0 | 0 | 0 | 0 | 0 | 0 | 0.12546 | 0.23318 | 0.32219 | 0.39432 | 0.3269
PG&E | GWh | Commercial | Com - Restaurant (Sit Down) | HVAC | No | HVAC - SEER Rated Package Rooftop AC (SEER 14) | 0.088537 | 0.19557 | 0.19557 | 0.19557 | 0.19557 | 0.19557 | 0.19557 | 0.19557 | 0.19557 | 0.19557 | 0.19557 | 0.19557
PG&E | GWh | Commercial | Com - Restaurant (Sit Down) | HVAC | No | HVAC - SEER Rated Package Rooftop AC (SEER 15) | 0.096421 | 0.21052 | 0.27163 | 0.34181 | 0.42053 | 0.50762 | 0.60251 | 0.706 | 0.81744 | 0.93802 | 1.0673 | 1.2047
PG&E | GWh | Commercial | Com - Restaurant (Sit Down) | HVAC | No | HVAC - SEER Rated Package Rooftop HP (SEER 14) | 0.014399 | 0.031598 | 0.031598 | 0.031598 | 0.031598 | 0.031598 | 0.031598 | 0.031598 | 0.031598 | 0.031598 | 0.031598 | 0.031598
PG&E | GWh | Commercial | Com - Restaurant (Sit Down) | HVAC | No | HVAC - SEER Rated Package Rooftop HP (SEER 15) | 0.055921 | 0.12305 | 0.15942 | 0.20168 | 0.24953 | 0.30291 | 0.36152 | 0.42593 | 0.49573 | 0.57158 | 0.65317 | 0.74018
PG&E | GWh | Commercial | Com - Restaurant (Sit Down) | HVAC | No | HVAC - SEER Rated Split System AC (SEER 14) | 0.054858 | 0.11848 | 0.19036 | 0.19036 | 0.19036 | 0.19036 | 0.19036 | 0.19036 | 0.19036 | 0.19036 | 0.19036 | 0.19036
PG&E | GWh | Commercial | Com - Restaurant (Sit Down) | HVAC | No | HVAC - SEER Rated Split System AC (SEER 15) | 0.0063816 | 0.014555 | 0.019193 | 0.024778 | 0.03128 | 0.038705 | 0.047021 | 0.05632 | 0.066557 | 0.077839 | 0.090144 | 0.10344
PG&E | GWh | Commercial | Com - Restaurant (Sit Down) | HVAC | No | HVAC - SEER Rated Split System HP (SEER 14) | 0.043494 | 0.095571 | 0.10375 | 0.11323 | 0.12393 | 0.13585 | 0.14889 | 0.16319 | 0.17865 | 0.19541 | 0.2134 | 0.23254
PG&E | GWh | Commercial | Com - Restaurant (Sit Down) | HVAC | No | HVAC - SEER Rated Split System HP (SEER 15) | 0.016033 | 0.035189 | 0.045515 | 0.057476 | 0.070961 | 0.085937 | 0.10229 | 0.12022 | 0.13957 | 0.16055 | 0.18308 | 0.20706
PG&E | GWh | Commercial | Com - Restaurant (Sit Down) | HVAC | No | HVAC - Thermostat | 0.41847 | 0.86961 | 1.355 | 1.8539 | 2.3391 | 2.7861 | 3.1836 | 3.5345 | 3.8426 | 4.1193 | 4.381 | 4.6348
PG&E | GWh | Commercial | Com - Restaurant (Sit Down) | Lighting | Yes | Lighting - LED Fixture (Replacing T8) - Emerging | 0.037236 | 0.093091 | 0.17596 | 0.29638 | 0.46215 | 0.68388 | 0.96881 | 1.3321 | 1.7786 | 2.3233 | 2.9742 | 3.7343
PG&E | GWh | Commercial | Com - Restaurant (Sit Down) | Lighting | Yes | Lighting - LED Lamp (Basic High - Indoor) - Emerging | 0.10866 | 0.29714 | 0.58097 | 0.94953 | 1.3977 | 1.4665 | 1.3822 | 1.2259 | 1.0059 | 0.61713 | 0.7113 | 0.8002
PG&E | GWh | Commercial | Com - Restaurant (Sit Down) | Lighting | Yes | Lighting - LED Lamp (Basic Low - Indoor) - Emerging | 0.45798 | 1.2156 | 2.1858 | 3.4047 | 4.8912 | 5.1599 | 4.8269 | 4.353 | 3.7032 | 2.4134 | 2.8949 | 3.5025
PG&E | GWh | Commercial | Com - Restaurant (Sit Down) | Lighting | Yes | Lighting - LED Plug-In Indoor Fixture - Emerging | 0.018763 | 0.042655 | 0.072246 | 0.1086 | 0.15203 | 0.155 | 0.15882 | 0.16365 | 0.16955 | 0.17669 | 0.18513 | 0.19492
PG&E | GWh | Commercial | Com - Restaurant (Sit Down) | Lighting | No | Lighting - Cold Cathode Lamp | 0.020992 | 0.042987 | 0.065888 | 0.089775 | 0.11449 | 0.11449 | 0.0935 | 0.071505 | 0.048605 | 0.024718 | 0 | 0
PG&E | GWh | Commercial | Com - Restaurant (Sit Down) | Lighting | No | Lighting - Compact Fluorescent Fixture (Indoor) | 2.07 | 4.2915 | 6.6621 | 9.193 | 11.8702 | 9.8002 | 7.5787 | 5.2081 | 2.6772 | 0 | 0 | 0
PG&E | GWh | Commercial | Com - Restaurant (Sit Down) | Lighting | No | Lighting - Compact Fluorescent Lamp (Basic High - Indoor) | 2.9684 | 6.6838 | 11.1371 | 16.345 | 22.267 | 19.2985 | 15.5832 | 11.1299 | 5.922 | 0 | 0 | 0
PG&E | GWh | Commercial | Com - Restaurant (Sit Down) | Lighting | No | Lighting - Compact Fluorescent Lamp (Basic Low - Indoor) | 10.7105 | 23.0914 | 37.0614 | 52.5207 | 69.2142 | 58.5037 | 46.1228 | 32.1528 | 16.6934 | 0 | 0 | 0
PG&E | GWh | Commercial | Com - Restaurant (Sit Down) | Lighting | No | Lighting - Exit Fixture (LED) | 0.21184 | 0.41316 | 0.58868 | 0.73426 | 0.85279 | 0.94948 | 0.8543 | 0.75744 | 0.67755 | 0.61829 | 0.57755 | 0.55126
PG&E | GWh | Commercial | Com - Restaurant (Sit Down) | Lighting | No | Lighting - Halogen Lamp (A-Line) | 0.011621 | 0.025938 | 0.031491 | 0.037501 | 0.044015 | 0.023688 | 0 | 0 | 0 | 0 | 0 | 0
PG&E | GWh | Commercial | Com - Restaurant (Sit Down) | Lighting | No | Lighting - Halogen Lamp (Reflector) | 0.0045434 | 0.010039 | 0.011927 | 0.01383 | 0.015767 | 0.01752 | 0.019062 | 0.020489 | 0.021771 | 0.022941 | 0.024004 | 0.024977
PG&E | GWh | Commercial | Com - Restaurant (Sit Down) | Lighting | No | Lighting - High Bay HID to T5 | 0.042217 | 0.087737 | 0.13767 | 0.19104 | 0.24593 | 0.33774 | 0.43036 | 0.5239 | 0.61669 | 0.7072 | 0.79405 | 0.87598
PG&E | GWh | Commercial | Com - Restaurant (Sit Down) | Lighting | No | Lighting - Induction Fixture (Indoor) | 0.021507 | 0.047335 | 0.077291 | 0.11169 | 0.14994 | 0.19172 | 0.23649 | 0.28455 | 0.33535 | 0.38926 | 0.44588 | 0.50485
PG&E | GWh | Commercial | Com - Restaurant (Sit Down) | Lighting | No | Lighting - Induction Fixture (Outdoor) | 0.0108 | 0.022974 | 0.036465 | 0.051428 | 0.06767 | 0.085083 | 0.1035 | 0.12305 | 0.14359 | 0.16527 | 0.18799 | 0.21168
PG&E | GWh | Commercial | Com - Restaurant (Sit Down) | Lighting | No | Lighting - Linear Fluorescent Delamping | 0.031474 | 0.063473 | 0.10404 | 0.15347 | 0.21054 | 0 | 0 | 0 | 0 | 0 | 0 | 0
PG&E | GWh | Commercial | Com - Restaurant (Sit Down) | Lighting | No | Lighting - Linear Fluorescent Fixture (Low Wattage T8) | 0.11774 | 0.25614 | 0.4136 | 0.59082 | 0.78438 | 0.99166 | 1.2094 | 1.4372 | 1.672 | 1.914 | 2.1606 | 2.4098
PG&E | GWh | Commercial | Com - Restaurant (Sit Down) | Lighting | No | Lighting - Occupancy Sensor | 0 | 0 | 0 | 0 | 0 | 0 | 0 | 0 | 0 | 0.18568 | 0.37164 | 0.53855
PG&E | GWh | Commercial | Com - Restaurant (Sit Down) | Lighting | No | Lighting - Plug-In Fixture (Compact Fluorescent) | 0.26647 | 0.53348 | 0.8001 | 1.0685 | 1.3362 | 1.3362 | 1.3362 | 1.3362 | 1.3362 | 1.3362 | 1.3362 | 1.3362
PG&E | GWh | Commercial | Com - Restaurant (Sit Down) | Lighting | No | Lighting - Plug-In Fixture (Exterior) | 0.05418 | 0.12125 | 0.18763 | 0.25514 | 0.32302 | 0.39111 | 0.45909 | 0.52759 | 0.59633 | 0.66592 | 0.73627 | 0.8073
PG&E | GWh | Commercial | Com - Restaurant (Sit Down) | Lighting | No | Lighting - Plug-In Fixture (Induction) | 0.077327 | 0.15584 | 0.23507 | 0.31639 | 0.39876 | 0.48193 | 0.56535 | 0.65019 | 0.73592 | 0.82365 | 0.91318 | 1.0043
PG&E | GWh | Commercial | Com - Restaurant (Sit Down) | Lighting | No | Lighting - Plug-In Fixture (Linear Fluorescent) | 0.62127 | 1.3005 | 2.0245 | 2.7923 | 3.5899 | 3.5899 | 3.5899 | 3.5899 | 3.5899 | 3.5899 | 3.5899 | 3.5899
PG&E | GWh | Commercial | Com - Restaurant (Sit Down) | Lighting | No | Lighting - Plug-In Fixture (MH Directional) | 0 | 0 | 0 | 0 | 0 | 0 | 0 | 0 | 0 | 0 | 0 | 0.042957
PG&E | GWh | Commercial | Com - Restaurant (Sit Down) | Lighting | No | Lighting - Plug-In Fixture (PSMH with Electronic Ballast) | 0.091106 | 0.18656 | 0.28144 | 0.37712 | 0.47252 | 0.56738 | 0.66124 | 0.75505 | 0.84839 | 0.9422 | 1.0363 | 1.1307
PG&E | GWh | Commercial | Com - Restaurant (Sit Down) | Lighting | No | Lighting - Plug-In Fixture (PSMH) | 0.090213 | 0.18459 | 0.27796 | 0.3715 | 0.46413 | 0.55557 | 0.64542 | 0.73453 | 0.82254 | 0.91032 | 0.99778 | 1.0849
PG&E | GWh | Commercial | Com - Restaurant (Sit Down) | SHW | No | SHW - EF Rated Instantaneous Water Heater (Electric) | 0.002563 | 0.0055691 | 0.0090003 | 0.012887 | 0.017153 | 0.021747 | 0.026601 | 0.03174 | 0.037101 | 0.042721 | 0.048562 | 0.054591
PG&E | GWh | Commercial | Com - Restaurant (Sit Down) | SHW | No | SHW - EF Rated Storage Water Heater (Electric) | 0.0020717 | 0.0044582 | 0.0044582 | 0.0044582 | 0.0044582 | 0.0044582 | 0.0044582 | 0.0044582 | 0.0044582 | 0.0044582 | 0.0044582 | 0.0044582
PG&E | GWh | Commercial | Com - Restaurant (Sit Down) | Service | No | HVAC - Comprehensive Rooftop Unit Quality Maintenance | 0.05031 | 0.098404 | 0.14772 | 0.19782 | 0.24805 | 0.29779 | 0.34639 | 0.39322 | 0.43773 | 0.47938 | 0.51786 | 0.50264
PG&E | GWh | Commercial | Com - Restaurant (Sit Down) | Service | No | Service - HVAC Fault Detection & Diagnositics | 0.045261 | 0.10833 | 0.16935 | 0.22914 | 0.28701 | 0.34284 | 0.39635 | 0.44825 | 0.49829 | 0.54716 | 0.59476 | 0.64104
PG&E | GWh | Commercial | Com - Restaurant (Sit Down) | Service | No | Service - Retro-Commissioning (Electric) | 0.41647 | 0.74965 | 1.0162 | 1.2294 | 1.4 | 1.5365 | 1.2292 | 0.98334 | 0.78668 | 0.62934 | 0.50347 | 0.40278
PG&E | GWh | Commercial | Com - Restaurant (Sit Down) | WholeBlg | No | HVAC - Energy Management System | 0.17589 | 0.37256 | 0.55724 | 0.73103 | 0.89266 | 1.0424 | 1.1806 | 1.3106 | 1.4374 | 1.5629 | 1.6868 | 1.8091
PG&E | GWh | Commercial | Com - Restaurant (Sit Down) | WholeBlg | No | WholeBlg - Com NC Level 2 | 0.014889 | 0 | 0 | 0 | 0 | 0 | 0 | 0 | 0 | 0 | 0 | 0
PG&E | GWh | Commercial | Com - Restaurant (Sit Down) | WholeBlg | No | WholeBlg - Com NC Level 3 | 0.0064755 | 0.0064755 | 0.0064755 | 0.0064755 | 0.0064755 | 0.0064755 | 0.0064755 | 0 | 0 | 0 | 0 | 0
PG&E | GWh | Commercial | Com - Restaurant (Sit Down) | WholeBlg | No | WholeBlg - Com NC ZNE | 0.0066942 | 0.017883 | 0.041202 | 0.079728 | 0.13672 | 0.21425 | 0.31195 | 0.43542 | 0.58416 | 0.76495 | 0.97622 | 1.2211
PG&E | GWh | Commercial | Com - Restaurant (Sit Down) | WholeBlg | No | WholeBlg - Com RET Level 1 | 0.23694 | 0.56226 | 0.98305 | 1.5073 | 2.1432 | 2.8987 | 3.7819 | 4.8008 | 5.9626 | 7.2742 | 8.741 | 10.1306
PG&E | GWh | Commercial | Com - Restaurant (Sit Down) | WholeBlg | No | WholeBlg - Com RET Level 2 | 0.3509 | 0.82867 | 1.4435 | 2.2069 | 3.1307 | 4.2272 | 5.5085 | 6.9868 | 8.6733 | 10.5782 | 12.7099 | 15.0752
PG&E | GWh | Commercial | Com - Retail (Large Multi Level) | AppPlug | No | AppPlug - Desktop Computer (Com - Power Management) | 0.53363 | 1.0886 | 1.666 | 2.2621 | 2.8644 | 3.4598 | 3.5003 | 3.4903 | 3.4199 | 3.2917 | 3.1187 | 2.9144
PG&E | GWh | Commercial | Com - Retail (Large Multi Level) | AppPlug | No | AppPlug - Occupancy Sensor Plug Strip | 0.13274 | 0.28096 | 0.43534 | 0.5947 | 0.75587 | 0.91636 | 1.0731 | 1.2284 | 1.3786 | 1.3923 | 1.3851 | 1.3657
PG&E | GWh | Commercial | Com - Retail (Large Multi Level) | AppPlug | No | AppPlug - Vending Machine Controls | 0.81739 | 1.6699 | 2.5668 | 3.5015 | 4.4539 | 5.401 | 5.5001 | 5.5194 | 5.4323 | 5.2432 | 4.9706 | 4.6375
PG&E | GWh | Commercial | Com - Retail (Large Multi Level) | BldgEnv | No | BldgEnv - Wall Spray On Insulation | 0.17559 | 0.32106 | 0.45927 | 0.59056 | 0.71528 | 0.83377 | 0.94634 | 0.87769 | 0.8338 | 0.79211 | 0.75251 | 0.71488
PG&E | GWh | Commercial | Com - Retail (Large Multi Level) | BldgEnv | No | BldgEnv - Window Film | 0 | 0 | 0 | 0 | 0 | 0 | 0 | 0 | 0.24474 | 0.78624 | 1.5375 | 2.4051
PG&E | GWh | Commercial | Com - Retail (Large Multi Level) | FoodServ | No | FoodServ - Electric Steamer | 0.010322 | 0.023063 | 0.038239 | 0.056086 | 0.076438 | 0.099199 | 0.12414 | 0.15141 | 0.18071 | 0.2122 | 0.24567 | 0.2809
PG&E | GWh | Commercial | Com - Retail (Large Multi Level) | FoodServ | No | FoodServ - Oven (Electric) | 0.079672 | 0.17876 | 0.29797 | 0.43984 | 0.60371 | 0.7895 | 0.996 | 1.2249 | 1.4745 | 1.7461 | 2.0387 | 2.3501
PG&E | GWh | Commercial | Com - Retail (Large Multi Level) | HVAC | Yes | HVAC - Advanced Package Rooftop AC (> EER 12) - Emerging | 0 | 0 | 0.00071303 | 0.0025986 | 0.0060017 | 0.011207 | 0.018463 | 0.028024 | 0.040163 | 0.055151 | 0.073251 | 0.094836
PG&E | GWh | Commercial | Com - Retail (Large Multi Level) | HVAC | No | HVAC - Chiller (Centrifugal) | 0.059 | 0.13186 | 0.21894 | 0.32048 | 0.43668 | 0.56743 | 0.71242 | 0.87102 | 1.0426 | 1.2262 | 1.4212 | 1.6265
PG&E | GWh | Commercial | Com - Retail (Large Multi Level) | HVAC | No | HVAC - Chiller (Reciprocating) | 0.066929 | 0.14939 | 0.24721 | 0.36173 | 0.49184 | 0.63694 | 0.7957 | 0.96898 | 1.1551 | 1.355 | 1.5674 | 1.7909
PG&E | GWh | Commercial | Com - Retail (Large Multi Level) | HVAC | No | HVAC - EER Rated Package Rooftop AC (EER 11) | 0 | 0 | 0.036523 | 0.095149 | 0.16237 | 0.23802 | 0.32153 | 0.41351 | 0.51333 | 0.62176 | 0.73843 | 0.86335
PG&E | GWh | Commercial | Com - Retail (Large Multi Level) | HVAC | No | HVAC - SEER Rated Package Rooftop AC (Recharge) | 0 | 0 | 0 | 0 | 0.47545 | 0.91841 | 1.3112 | 1.6471 | 1.4517 | 1.2383 | 1.0316 | 0.85267
PG&E | GWh | Commercial | Com - Retail (Large Multi Level) | HVAC | No | HVAC - SEER Rated Package Rooftop AC (SEER 14) | 0.20633 | 0.4555 | 0.4555 | 0.4555 | 0.4555 | 0.4555 | 0.4555 | 0.4555 | 0.4555 | 0.4555 | 0.4555 | 0.4555
PG&E | GWh | Commercial | Com - Retail (Large Multi Level) | HVAC | No | HVAC - SEER Rated Package Rooftop AC (SEER 15) | 0.22511 | 0.49127 | 0.63386 | 0.79763 | 0.98136 | 1.1847 | 1.4062 | 1.6479 | 1.9082 | 2.1898 | 2.4918 | 2.8129
PG&E | GWh | Commercial | Com - Retail (Large Multi Level) | HVAC | No | HVAC - SEER Rated Package Rooftop HP (SEER 14) | 0.026668 | 0.058484 | 0.058484 | 0.058484 | 0.058484 | 0.058484 | 0.058484 | 0.058484 | 0.058484 | 0.058484 | 0.058484 | 0.058484
PG&E | GWh | Commercial | Com - Retail (Large Multi Level) | HVAC | No | HVAC - SEER Rated Package Rooftop HP (SEER 15) | 0.10227 | 0.22503 | 0.29161 | 0.36909 | 0.45691 | 0.55501 | 0.66279 | 0.7814 | 0.91014 | 1.0503 | 1.2013 | 1.3627
PG&E | GWh | Commercial | Com - Retail (Large Multi Level) | HVAC | No | HVAC - SEER Rated Split System AC (SEER 14) | 0.17579 | 0.38449 | 0.62722 | 0.62722 | 0.62722 | 0.62722 | 0.62722 | 0.62722 | 0.62722 | 0.62722 | 0.62722 | 0.62722
PG&E | GWh | Commercial | Com - Retail (Large Multi Level) | HVAC | No | HVAC - SEER Rated Split System AC (SEER 15) | 0.029825 | 0.06868 | 0.091216 | 0.11901 | 0.15219 | 0.19106 | 0.23574 | 0.28702 | 0.34495 | 0.41041 | 0.48358 | 0.56447
PG&E | GWh | Commercial | Com - Retail (Large Multi Level) | HVAC | No | HVAC - SEER Rated Split System HP (SEER 14) | 0.15164 | 0.33328 | 0.36184 | 0.39498 | 0.43245 | 0.47417 | 0.51987 | 0.57002 | 0.62426 | 0.6831 | 0.74631 | 0.81362
PG&E | GWh | Commercial | Com - Retail (Large Multi Level) | HVAC | No | HVAC - SEER Rated Split System HP (SEER 15) | 0.050929 | 0.11173 | 0.14455 | 0.18257 | 0.2255 | 0.27326 | 0.32554 | 0.38289 | 0.44493 | 0.51225 | 0.58463 | 0.66175
PG&E | GWh | Commercial | Com - Retail (Large Multi Level) | HVAC | No | HVAC - Thermostat | 1.2257 | 2.547 | 3.9735 | 5.4406 | 6.8641 | 8.1752 | 9.3386 | 10.3626 | 11.2603 | 12.065 | 12.8299 | 13.5723
PG&E | GWh | Commercial | Com - Retail (Large Multi Level) | Lighting | Yes | Lighting - LED Fixture (Replacing T8) - Emerging | 0 | 0.10456 | 0.32154 | 0.68827 | 1.2281 | 1.9737 | 2.9441 | 4.1977 | 5.7441 | 7.6917 | 10.1558 | 13.1858
PG&E | GWh | Commercial | Com - Retail (Large Multi Level) | Lighting | Yes | Lighting - LED Lamp (Basic High - Indoor) - Emerging | 0.040125 | 0.10616 | 0.2039 | 0.33031 | 0.47982 | 0.5022 | 0.47003 | 0.41317 | 0.33387 | 0.1968 | 0.22385 | 0.25785
PG&E | GWh | Commercial | Com - Retail (Large Multi Level) | Lighting | Yes | Lighting - LED Lamp (Basic Low - Indoor) - Emerging | 0.20669 | 0.53715 | 0.95474 | 1.4646 | 2.0714 | 2.1789 | 2.0203 | 1.802 | 1.5501 | 1.0836 | 1.3578 | 1.6852
PG&E | GWh | Commercial | Com - Retail (Large Multi Level) | Lighting | Yes | Lighting - LED Plug-In Indoor Fixture - Emerging | 0.080823 | 0.1836 | 0.31126 | 0.4687 | 0.65763 | 0.67066 | 0.68747 | 0.70873 | 0.73479 | 0.76646 | 0.80404 | 0.84781
PG&E | GWh | Commercial | Com - Retail (Large Multi Level) | Lighting | No | Lighting - Cold Cathode Lamp | 0.06534 | 0.13364 | 0.20456 | 0.27842 | 0.35465 | 0.35465 | 0.35465 | 0.28931 | 0.22101 | 0.15009 | 0.076226 | 0
PG&E | GWh | Commercial | Com - Retail (Large Multi Level) | Lighting | No | Lighting - Compact Fluorescent Fixture (Indoor) | 8.5196 | 17.6318 | 27.327 | 37.6504 | 48.5475 | 40.0279 | 30.9157 | 21.2205 | 10.8971 | 0 | 0 | 0
PG&E | GWh | Commercial | Com - Retail (Large Multi Level) | Lighting | No | Lighting - Compact Fluorescent Lamp (Basic High - Indoor) | 1.9308 | 4.1589 | 6.658 | 9.4108 | 12.3759 | 10.445 | 8.2169 | 5.7179 | 2.9651 | 0 | 0 | 0
PG&E | GWh | Commercial | Com - Retail (Large Multi Level) | Lighting | No | Lighting - Compact Fluorescent Lamp (Basic Low - Indoor) | 6.9145 | 14.4607 | 22.5712 | 31.1847 | 40.1716 | 33.257 | 25.7109 | 17.6004 | 8.9869 | 0 | 0 | 0
PG&E | GWh | Commercial | Com - Retail (Large Multi Level) | Lighting | No | Lighting - Exit Fixture (LED) | 1.1652 | 2.2722 | 3.2368 | 4.0362 | 4.6863 | 5.2158 | 4.6896 | 4.1555 | 3.7152 | 3.3889 | 3.165 | 3.0211
PG&E | GWh | Commercial | Com - Retail (Large Multi Level) | Lighting | No | Lighting - Halogen Lamp (A-Line) | 0.061225 | 0.13663 | 0.16583 | 0.19743 | 0.23167 | 0.12467 | 0 | 0 | 0 | 0 | 0 | 0
PG&E | GWh | Commercial | Com - Retail (Large Multi Level) | Lighting | No | Lighting - Halogen Lamp (Reflector) | 0.023942 | 0.052887 | 0.062814 | 0.072811 | 0.082982 | 0.092138 | 0.1002 | 0.10767 | 0.11437 | 0.1205 | 0.12607 | 0.13116
PG&E | GWh | Commercial | Com - Retail (Large Multi Level) | Lighting | No | Lighting - High Bay HID to T5 | 1.0551 | 2.1987 | 3.3846 | 4.5839 | 5.7536 | 7.7944 | 9.8319 | 11.8266 | 13.7505 | 15.5802 | 17.2996 | 18.898
PG&E | GWh | Commercial | Com - Retail (Large Multi Level) | Lighting | No | Lighting - Induction Fixture (Indoor) | 0.072917 | 0.15891 | 0.25732 | 0.36912 | 0.49228 | 0.62587 | 0.76821 | 0.92035 | 1.0806 | 1.2502 | 1.4281 | 1.613
PG&E | GWh | Commercial | Com - Retail (Large Multi Level) | Lighting | No | Lighting - Induction Fixture (Outdoor) | 0.056896 | 0.12102 | 0.19209 | 0.27092 | 0.35649 | 0.44824 | 0.54526 | 0.64832 | 0.75652 | 0.87076 | 0.99057 | 1.1154
PG&E | GWh | Commercial | Com - Retail (Large Multi Level) | Lighting | No | Lighting - Linear Fluorescent Delamping | 0.01836 | 0.037028 | 0.060665 | 0.089443 | 0.12266 | 0 | 0 | 0 | 0 | 0 | 0 | 0
PG&E | GWh | Commercial | Com - Retail (Large Multi Level) | Lighting | No | Lighting - Linear Fluorescent Fixture (Low Wattage T8) | 1.1274 | 2.3472 | 3.6359 | 4.9925 | 6.3891 | 7.8107 | 9.241 | 10.6859 | 12.1332 | 13.5676 | 14.9538 | 16.2847
PG&E | GWh | Commercial | Com - Retail (Large Multi Level) | Lighting | No | Lighting - Plug-In Fixture (Compact Fluorescent) | 1.2174 | 2.4394 | 3.662 | 4.8949 | 6.1265 | 6.1265 | 6.1265 | 6.1265 | 6.1265 | 6.1265 | 6.1265 | 6.1265
PG&E | GWh | Commercial | Com - Retail (Large Multi Level) | Lighting | No | Lighting - Plug-In Fixture (Exterior) | 0.28542 | 0.6387 | 0.98842 | 1.3441 | 1.7017 | 2.0604 | 2.4186 | 2.7796 | 3.1418 | 3.5084 | 3.8792 | 4.2537
PG&E | GWh | Commercial | Com - Retail (Large Multi Level) | Lighting | No | Lighting - Plug-In Fixture (Induction) | 0 | 0.11003 | 0.31188 | 0.54729 | 0.80487 | 1.0771 | 1.3577 | 1.648 | 1.9449 | 2.2513 | 2.5662 | 2.8887
PG&E | GWh | Commercial | Com - Retail (Large Multi Level) | Lighting | No | Lighting - Plug-In Fixture (Linear Fluorescent) | 3.9555 | 8.2872 | 12.9093 | 17.8148 | 22.9126 | 22.9126 | 22.9126 | 22.9126 | 22.9126 | 22.9126 | 22.9126 | 22.9126
PG&E | GWh | Commercial | Com - Retail (Large Multi Level) | Lighting | No | Lighting - Plug-In Fixture (PSMH with Electronic Ballast) | 0.48072 | 0.96031 | 1.3956 | 1.8162 | 2.2234 | 2.6212 | 3.0106 | 3.3976 | 3.7813 | 4.1663 | 4.5521 | 4.9385
PG&E | GWh | Commercial | Com - Retail (Large Multi Level) | Lighting | No | Lighting - Plug-In Fixture (PSMH) | 0.50674 | 1.0127 | 1.4889 | 1.9418 | 2.3742 | 2.7911 | 3.1945 | 3.5903 | 3.9782 | 4.3629 | 4.7443 | 5.1225
PG&E | GWh | Commercial | Com - Retail (Large Multi Level) | SHW | No | SHW - EF Rated Instantaneous Water Heater (Electric) | 0.0011389 | 0.0024732 | 0.0039895 | 0.0056989 | 0.0075671 | 0.0095727 | 0.011686 | 0.01392 | 0.016246 | 0.018681 | 0.02121 | 0.023818
PG&E | GWh | Commercial | Com - Retail (Large Multi Level) | SHW | No | SHW - EF Rated Storage Water Heater (Electric) | 0.00092133 | 0.0019826 | 0.0019826 | 0.0019826 | 0.0019826 | 0.0019826 | 0.0019826 | 0.0019826 | 0.0019826 | 0.0019826 | 0.0019826 | 0.0019826
PG&E | GWh | Commercial | Com - Retail (Large Multi Level) | Service | No | HVAC - Comprehensive Rooftop Unit Quality Maintenance | 0.26501 | 0.51836 | 0.77814 | 1.0421 | 1.3066 | 1.5686 | 1.8246 | 2.0714 | 2.3058 | 2.5252 | 2.7279 | 2.6477
PG&E | GWh | Commercial | Com - Retail (Large Multi Level) | Service | No | Service - HVAC Fault Detection & Diagnositics | 0.23873 | 0.57163 | 0.89454 | 1.2119 | 1.5196 | 1.8173 | 2.1034 | 2.3818 | 2.6511 | 2.9152 | 3.1794 | 3.439
PG&E | GWh | Commercial | Com - Retail (Large Multi Level) | Service | No | Service - Retro-Commissioning (Electric) | 2.1938 | 3.9489 | 5.3529 | 6.4761 | 7.3747 | 8.0936 | 6.4749 | 5.1799 | 4.1439 | 3.3151 | 2.6521 | 2.1217
PG&E | GWh | Commercial | Com - Retail (Large Multi Level) | WholeBlg | No | HVAC - Energy Management System | 0.92653 | 1.9625 | 2.9353 | 3.8508 | 4.7022 | 5.4911 | 6.2187 | 6.9036 | 7.5718 | 8.2328 | 8.8856 | 9.5294
PG&E | GWh | Commercial | Com - Retail (Large Multi Level) | WholeBlg | No | WholeBlg - Com NC Level 2 | 0.077278 | 0 | 0 | 0 | 0 | 0 | 0 | 0 | 0 | 0 | 0 | 0
PG&E | GWh | Commercial | Com - Retail (Large Multi Level) | WholeBlg | No | WholeBlg - Com NC Level 3 | 0.035155 | 0.035155 | 0.035155 | 0.035155 | 0.035155 | 0.035155 | 0.035155 | 0 | 0 | 0 | 0 | 0
PG&E | GWh | Commercial | Com - Retail (Large Multi Level) | WholeBlg | No | WholeBlg - Com NC ZNE | 0.0015588 | 0.0015588 | 0.0015588 | 0.0015588 | 0.011273 | 0.029741 | 0.057699 | 0.098246 | 0.15146 | 0.21957 | 0.21839 | 0.21839
PG&E | GWh | Commercial | Com - Retail (Large Multi Level) | WholeBlg | No | WholeBlg - Com RET Level 1 | 0.17794 | 0.42326 | 0.74104 | 1.1368 | 1.6159 | 2.1842 | 2.8473 | 3.6108 | 4.4797 | 5.4586 | 6.5513 | 7.7608
PG&E | GWh | Commercial | Com - Retail (Large Multi Level) | WholeBlg | No | WholeBlg - Com RET Level 2 | 0.43212 | 1.0207 | 1.7781 | 2.7188 | 3.8576 | 5.2094 | 6.7893 | 8.6129 | 10.6938 | 13.0457 | 15.6792 | 18.6039
PG&E | GWh | Commercial | Com - Retail (Large Single Level) | AppPlug | No | AppPlug - Desktop Computer (Com - Power Management) | 0.53363 | 1.0886 | 1.666 | 2.2621 | 2.8644 | 3.4598 | 3.5003 | 3.4903 | 3.4199 | 3.2917 | 3.1187 | 2.9144
PG&E | GWh | Commercial | Com - Retail (Large Single Level) | AppPlug | No | AppPlug - Occupancy Sensor Plug Strip | 0.13274 | 0.28096 | 0.43534 | 0.5947 | 0.75587 | 0.91636 | 1.0731 | 1.2284 | 1.3786 | 1.3923 | 1.3851 | 1.3657
PG&E | GWh | Commercial | Com - Retail (Large Single Level) | AppPlug | No | AppPlug - Vending Machine Controls | 0.81739 | 1.6699 | 2.5668 | 3.5015 | 4.4539 | 5.401 | 5.5001 | 5.5194 | 5.4323 | 5.2432 | 4.9706 | 4.6375
PG&E | GWh | Commercial | Com - Retail (Large Single Level) | BldgEnv | No | BldgEnv - Wall Spray On Insulation | 0.17559 | 0.32106 | 0.45927 | 0.59056 | 0.71528 | 0.83377 | 0.94634 | 0.87769 | 0.8338 | 0.79211 | 0.75251 | 0.71488
PG&E | GWh | Commercial | Com - Retail (Large Single Level) | BldgEnv | No | BldgEnv - Window Film | 0 | 0 | 0 | 0 | 0 | 0 | 0 | 0 | 0.24474 | 0.78624 | 1.5375 | 2.4051
PG&E | GWh | Commercial | Com - Retail (Large Single Level) | FoodServ | No | FoodServ - Electric Steamer | 0.010322 | 0.023063 | 0.038239 | 0.056086 | 0.076438 | 0.099199 | 0.12414 | 0.15141 | 0.18071 | 0.2122 | 0.24567 | 0.2809
PG&E | GWh | Commercial | Com - Retail (Large Single Level) | FoodServ | No | FoodServ - Oven (Electric) | 0.079672 | 0.17876 | 0.29797 | 0.43984 | 0.60371 | 0.7895 | 0.996 | 1.2249 | 1.4745 | 1.7461 | 2.0387 | 2.3501
PG&E | GWh | Commercial | Com - Retail (Large Single Level) | HVAC | Yes | HVAC - Advanced Package Rooftop AC (> EER 12) - Emerging | 0 | 0 | 0.0009094 | 0.0033733 | 0.007898 | 0.014901 | 0.024742 | 0.037781 | 0.054124 | 0.074028 | 0.097819 | 0.1259
PG&E | GWh | Commercial | Com - Retail (Large Single Level) | HVAC | No | HVAC - Direct Evaporative Cooler | 0.70341 | 1.5248 | 2.474 | 3.5632 | 4.7998 | 6.1894 | 7.735 | 9.4422 | 11.3094 | 13.3378 | 15.5225 | 17.8549
PG&E | GWh | Commercial | Com - Retail (Large Single Level) | HVAC | No | HVAC - EER Rated Package Rooftop AC (EER 11) | 0 | 0 | 0 | 0 | 0 | 0 | 0 | 0 | 0.07085 | 0.14952 | 0.23549 | 0.32803
PG&E | GWh | Commercial | Com - Retail (Large Single Level) | HVAC | No | HVAC - Repair Duct System | 0 | 0 | 0 | 0 | 0 | 0 | 0 | 0 | 0 | 0.23257 | 0.42003 | 0.58793
PG&E | GWh | Commercial | Com - Retail (Large Single Level) | HVAC | No | HVAC - SEER Rated Package Rooftop AC (Recharge) | 0 | 0 | 0.59228 | 1.1896 | 1.7624 | 2.287 | 2.1567 | 1.9535 | 1.7094 | 1.4541 | 1.2107 | 1.0032
PG&E | GWh | Commercial | Com - Retail (Large Single Level) | HVAC | No | HVAC - SEER Rated Package Rooftop AC (SEER 14) | 0.26309 | 0.5815 | 0.5815 | 0.5815 | 0.5815 | 0.5815 | 0.5815 | 0.5815 | 0.5815 | 0.5815 | 0.5815 | 0.5815
PG&E | GWh | Commercial | Com - Retail (Large Single Level) | HVAC | No | HVAC - SEER Rated Package Rooftop AC (SEER 15) | 0.26936 | 0.58774 | 0.75809 | 0.95355 | 1.1726 | 1.4146 | 1.6781 | 1.9651 | 2.2741 | 2.6081 | 2.9663 | 3.3469
PG&E | GWh | Commercial | Com - Retail (Large Single Level) | HVAC | No | HVAC - SEER Rated Package Rooftop HP (SEER 14) | 0.032879 | 0.072114 | 0.072114 | 0.072114 | 0.072114 | 0.072114 | 0.072114 | 0.072114 | 0.072114 | 0.072114 | 0.072114 | 0.072114
PG&E | GWh | Commercial | Com - Retail (Large Single Level) | HVAC | No | HVAC - SEER Rated Package Rooftop HP (SEER 15) | 0.12845 | 0.28299 | 0.3669 | 0.46462 | 0.57549 | 0.69945 | 0.83575 | 0.98586 | 1.1489 | 1.3266 | 1.5182 | 1.723
PG&E | GWh | Commercial | Com - Retail (Large Single Level) | HVAC | No | HVAC - SEER Rated Split System AC (SEER 14) | 0.1457 | 0.31428 | 0.50368 | 0.50368 | 0.50368 | 0.50368 | 0.50368 | 0.50368 | 0.50368 | 0.50368 | 0.50368 | 0.50368
PG&E | GWh | Commercial | Com - Retail (Large Single Level) | HVAC | No | HVAC - SEER Rated Split System AC (SEER 15) | 0.014132 | 0.032177 | 0.042352 | 0.054499 | 0.068498 | 0.084321 | 0.10186 | 0.12125 | 0.14237 | 0.16536 | 0.19016 | 0.21666
PG&E | GWh | Commercial | Com - Retail (Large Single Level) | HVAC | No | HVAC - SEER Rated Split System HP (SEER 14) | 0.14131 | 0.31065 | 0.33725 | 0.36811 | 0.40295 | 0.44171 | 0.48411 | 0.53059 | 0.58082 | 0.6353 | 0.69383 | 0.75611
PG&E | GWh | Commercial | Com - Retail (Large Single Level) | HVAC | No | HVAC - SEER Rated Split System HP (SEER 15) | 0.049074 | 0.10769 | 0.13929 | 0.17591 | 0.2172 | 0.26307 | 0.31321 | 0.36816 | 0.42754 | 0.49198 | 0.56125 | 0.63504
PG&E | GWh | Commercial | Com - Retail (Large Single Level) | HVAC | No | HVAC - Thermostat | 1.3225 | 2.7483 | 4.2875 | 5.8706 | 7.4066 | 8.8213 | 10.0767 | 11.1815 | 12.15 | 13.0181 | 13.8435 | 14.6446
PG&E | GWh | Commercial | Com - Retail (Large Single Level) | Lighting | Yes | Lighting - LED Fixture (Replacing T8) - Emerging | 0.18014 | 0.43446 | 0.79657 | 1.31 | 2.003 | 2.9163 | 4.0753 | 5.5488 | 7.3553 | 9.6366 | 12.5404 | 16.1337
PG&E | GWh | Commercial | Com - Retail (Large Single Level) | Lighting | Yes | Lighting - LED Lamp (Basic High - Indoor) - Emerging | 0.050231 | 0.13249 | 0.25306 | 0.40604 | 0.58638 | 0.61325 | 0.57193 | 0.50061 | 0.40398 | 0.23616 | 0.26769 | 0.30692
PG&E | GWh | Commercial | Com - Retail (Large Single Level) | Lighting | Yes | Lighting - LED Lamp (Basic Low - Indoor) - Emerging | 0.25428 | 0.65913 | 1.1622 | 1.7742 | 2.4993 | 2.6272 | 2.4282 | 2.1621 | 1.8553 | 1.2847 | 1.6025 | 1.982
PG&E | GWh | Commercial | Com - Retail (Large Single Level) | Lighting | Yes | Lighting - LED Plug-In Indoor Fixture - Emerging | 0.083584 | 0.18994 | 0.32195 | 0.48462 | 0.67959 | 0.693 | 0.71027 | 0.73209 | 0.75879 | 0.79119 | 0.82957 | 0.87421
PG&E | GWh | Commercial | Com - Retail (Large Single Level) | Lighting | No | Lighting - Cold Cathode Lamp | 0.089329 | 0.18375 | 0.28255 | 0.38604 | 0.49326 | 0.49326 | 0.49326 | 0.40393 | 0.30951 | 0.2107 | 0.10722 | 0
PG&E | GWh | Commercial | Com - Retail (Large Single Level) | Lighting | No | Lighting - Compact Fluorescent Fixture (Indoor) | 10.0109 | 20.7447 | 32.1899 | 44.4001 | 57.3084 | 47.2976 | 36.5637 | 25.1186 | 12.9084 | 0 | 0 | 0
PG&E | GWh | Commercial | Com - Retail (Large Single Level) | Lighting | No | Lighting - Compact Fluorescent Lamp (Basic High - Indoor) | 2.284 | 4.9136 | 7.8583 | 11.0996 | 14.5878 | 12.3038 | 9.6742 | 6.7296 | 3.4882 | 0 | 0 | 0
PG&E | GWh | Commercial | Com - Retail (Large Single Level) | Lighting | No | Lighting - Compact Fluorescent Lamp (Basic Low - Indoor) | 8.1791 | 17.0878 | 26.6542 | 36.8053 | 47.3893 | 39.2102 | 30.3015 | 20.7351 | 10.584 | 0 | 0 | 0
PG&E | GWh | Commercial | Com - Retail (Large Single Level) | Lighting | No | Lighting - Exit Fixture (LED) | 1.134 | 2.2115 | 3.1507 | 3.9295 | 4.5633 | 5.0799 | 4.5696 | 4.0508 | 3.6229 | 3.3057 | 3.0877 | 2.9473
PG&E | GWh | Commercial | Com - Retail (Large Single Level) | Lighting | No | Lighting - Halogen Lamp (A-Line) | 0.061201 | 0.13663 | 0.16595 | 0.19766 | 0.23206 | 0.1249 | 0 | 0 | 0 | 0 | 0 | 0
PG&E | GWh | Commercial | Com - Retail (Large Single Level) | Lighting | No | Lighting - Halogen Lamp (Reflector) | 0.023923 | 0.052871 | 0.062843 | 0.072895 | 0.083136 | 0.092457 | 0.10066 | 0.10822 | 0.11503 | 0.12124 | 0.12688 | 0.13205
PG&E | GWh | Commercial | Com - Retail (Large Single Level) | Lighting | No | Lighting - High Bay HID to T5 | 1.3595 | 2.8324 | 4.3653 | 5.9191 | 7.4364 | 10.0757 | 12.7086 | 15.2884 | 17.7778 | 20.1456 | 22.3698 | 24.4381
PG&E | GWh | Commercial | Com - Retail (Large Single Level) | Lighting | No | Lighting - Induction Fixture (Indoor) | 0.10351 | 0.2301 | 0.37906 | 0.55228 | 0.74702 | 0.96174 | 1.1937 | 1.4444 | 1.711 | 1.9953 | 2.2953 | 2.609
PG&E | GWh | Commercial | Com - Retail (Large Single Level) | Lighting | No | Lighting - Induction Fixture (Outdoor) | 0.056896 | 0.12102 | 0.19209 | 0.27092 | 0.35649 | 0.44824 | 0.54526 | 0.64832 | 0.75653 | 0.87077 | 0.99058 | 1.1154
PG&E | GWh | Commercial | Com - Retail (Large Single Level) | Lighting | No | Lighting - Linear Fluorescent Delamping | 0.02339 | 0.047171 | 0.077315 | 0.11404 | 0.15644 | 0 | 0 | 0 | 0 | 0 | 0 | 0
PG&E | GWh | Commercial | Com - Retail (Large Single Level) | Lighting | No | Lighting - Linear Fluorescent Fixture (Low Wattage T8) | 1.6892 | 3.4389 | 5.2301 | 7.0735 | 8.9401 | 10.8176 | 12.6906 | 14.5721 | 16.4496 | 18.3037 | 20.0922 | 21.8075
PG&E | GWh | Commercial | Com - Retail (Large Single Level) | Lighting | No | Lighting - Plug-In Fixture (Compact Fluorescent) | 1.232 | 2.4677 | 3.7032 | 4.9483 | 6.1915 | 6.1915 | 6.1915 | 6.1915 | 6.1915 | 6.1915 | 6.1915 | 6.1915
PG&E | GWh | Commercial | Com - Retail (Large Single Level) | Lighting | No | Lighting - Plug-In Fixture (Exterior) | 0.28542 | 0.63871 | 0.98842 | 1.3441 | 1.7017 | 2.0604 | 2.4186 | 2.7796 | 3.1418 | 3.5085 | 3.8792 | 4.2537
PG&E | GWh | Commercial | Com - Retail (Large Single Level) | Lighting | No | Lighting - Plug-In Fixture (Induction) | 0 | 0 | 0.11036 | 0.31502 | 0.55151 | 0.80994 | 1.0814 | 1.3654 | 1.6575 | 1.9602 | 2.2721 | 2.5919
PG&E | GWh | Commercial | Com - Retail (Large Single Level) | Lighting | No | Lighting - Plug-In Fixture (Linear Fluorescent) | 3.9269 | 8.2276 | 12.8165 | 17.6871 | 22.7485 | 22.7485 | 22.7485 | 22.7485 | 22.7485 | 22.7485 | 22.7485 | 22.7485
PG&E | GWh | Commercial | Com - Retail (Large Single Level) | Lighting | No | Lighting - Plug-In Fixture (PSMH with Electronic Ballast) | 0.48884 | 1.0024 | 1.4885 | 1.9377 | 2.3664 | 2.78 | 3.1818 | 3.5791 | 3.972 | 4.3653 | 4.7592 | 5.1533
PG&E | GWh | Commercial | Com - Retail (Large Single Level) | Lighting | No | Lighting - Plug-In Fixture (PSMH) | 0.51547 | 1.0575 | 1.5707 | 2.0615 | 2.5226 | 2.9616 | 3.3826 | 3.7936 | 4.1951 | 4.5923 | 4.9856 | 5.3752
PG&E | GWh | Commercial | Com - Retail (Large Single Level) | SHW | No | SHW - EF Rated Instantaneous Water Heater (Electric) | 0.0010559 | 0.002293 | 0.0036984 | 0.0052827 | 0.0070137 | 0.0088718 | 0.01083 | 0.012898 | 0.015053 | 0.017308 | 0.01965 | 0.022065
PG&E | GWh | Commercial | Com - Retail (Large Single Level) | SHW | No | SHW - EF Rated Storage Water Heater (Electric) | 0.00085372 | 0.001837 | 0.001837 | 0.001837 | 0.001837 | 0.001837 | 0.001837 | 0.001837 | 0.001837 | 0.001837 | 0.001837 | 0.001837
PG&E | GWh | Commercial | Com - Retail (Large Single Level) | Service | No | HVAC - Comprehensive Rooftop Unit Quality Maintenance | 0.26501 | 0.51836 | 0.77814 | 1.0421 | 1.3066 | 1.5686 | 1.8246 | 2.0714 | 2.3058 | 2.5252 | 2.7279 | 2.6477
PG&E | GWh | Commercial | Com - Retail (Large Single Level) | Service | No | Service - HVAC Fault Detection & Diagnositics | 0.23873 | 0.57163 | 0.89454 | 1.2119 | 1.5196 | 1.8173 | 2.1034 | 2.3818 | 2.6511 | 2.9152 | 3.1794 | 3.439
PG&E | GWh | Commercial | Com - Retail (Large Single Level) | Service | No | Service - Retro-Commissioning (Electric) | 2.1938 | 3.9489 | 5.3529 | 6.4761 | 7.3747 | 8.0936 | 6.4749 | 5.1799 | 4.1439 | 3.3151 | 2.6521 | 2.1217
PG&E | GWh | Commercial | Com - Retail (Large Single Level) | WholeBlg | No | HVAC - Energy Management System | 0.92653 | 1.9625 | 2.9353 | 3.8508 | 4.7022 | 5.4911 | 6.2187 | 6.9036 | 7.5718 | 8.2328 | 8.8856 | 9.5294
PG&E | GWh | Commercial | Com - Retail (Large Single Level) | WholeBlg | No | WholeBlg - Com NC Level 2 | 0.077278 | 0 | 0 | 0 | 0 | 0 | 0 | 0 | 0 | 0 | 0 | 0
PG&E | GWh | Commercial | Com - Retail (Large Single Level) | WholeBlg | No | WholeBlg - Com NC Level 3 | 0.035155 | 0.035155 | 0.035155 | 0.035155 | 0.035155 | 0.035155 | 0.035155 | 0 | 0 | 0 | 0 | 0
PG&E | GWh | Commercial | Com - Retail (Large Single Level) | WholeBlg | No | WholeBlg - Com NC ZNE | 0.0015588 | 0.0015588 | 0.0015588 | 0.0015588 | 0.011273 | 0.029741 | 0.057699 | 0.098246 | 0.15146 | 0.21957 | 0.21839 | 0.21839
PG&E | GWh | Commercial | Com - Retail (Large Single Level) | WholeBlg | No | WholeBlg - Com RET Level 1 | 0.24712 | 0.58745 | 1.0282 | 1.5773 | 2.2426 | 3.0323 | 3.9545 | 5.0172 | 6.2276 | 7.5924 | 9.1171 | 10.806
PG&E | GWh | Commercial | Com - Retail (Large Single Level) | WholeBlg | No | WholeBlg - Com RET Level 2 | 0.48756 | 1.1514 | 2.0048 | 3.0628 | 4.3407 | 5.8544 | 7.6196 | 9.6521 | 11.9661 | 14.5752 | 17.4897 | 20.719
PG&E | GWh | Commercial | Com - Retail (Small) | AppPlug | No | AppPlug - Desktop Computer (Com - Power Management) | 0.53363 | 1.0886 | 1.666 | 2.2621 | 2.8644 | 3.4598 | 3.5003 | 3.4903 | 3.4199 | 3.2917 | 3.1187 | 2.9144
PG&E | GWh | Commercial | Com - Retail (Small) | AppPlug | No | AppPlug - Occupancy Sensor Plug Strip | 0.13274 | 0.28096 | 0.43534 | 0.5947 | 0.75587 | 0.91636 | 1.0731 | 1.2284 | 1.3786 | 1.3923 | 1.3851 | 1.3657
PG&E | GWh | Commercial | Com - Retail (Small) | AppPlug | No | AppPlug - Vending Machine Controls | 0.81739 | 1.6699 | 2.5668 | 3.5015 | 4.4539 | 5.401 | 5.5001 | 5.5194 | 5.4323 | 5.2432 | 4.9706 | 4.6375
PG&E | GWh | Commercial | Com - Retail (Small) | BldgEnv | No | BldgEnv - Wall Spray On Insulation | 0.17224 | 0.3175 | 0.45549 | 0.58659 | 0.71113 | 0.82944 | 0.94183 | 0.87637 | 0.83255 | 0.79092 | 0.75138 | 0.71381
PG&E | GWh | Commercial | Com - Retail (Small) | BldgEnv | No | BldgEnv - Window Film | 0 | 0 | 0 | 0 | 0 | 0 | 0 | 0 | 0.24474 | 0.78624 | 1.5375 | 2.4051
PG&E | GWh | Commercial | Com - Retail (Small) | FoodServ | No | FoodServ - Electric Steamer | 0.010321 | 0.023062 | 0.038238 | 0.056086 | 0.076434 | 0.099188 | 0.12412 | 0.15137 | 0.18066 | 0.21211 | 0.24559 | 0.28082
PG&E | GWh | Commercial | Com - Retail (Small) | HVAC | Yes | HVAC - Advanced Package Rooftop AC (> EER 12) - Emerging | 0 | 0 | 0.00099687 | 0.0037033 | 0.0086798 | 0.016388 | 0.027228 | 0.041339 | 0.059025 | 0.080662 | 0.10664 | 0.13739
PG&E | GWh | Commercial | Com - Retail (Small) | HVAC | No | HVAC - Direct Evaporative Cooler | 0.3857 | 0.83327 | 1.3474 | 1.9339 | 2.596 | 3.336 | 4.1548 | 5.0554 | 6.0364 | 7.0988 | 8.2399 | 9.4557
PG&E | GWh | Commercial | Com - Retail (Small) | HVAC | No | HVAC - EER Rated Package Rooftop AC (EER 11) | 0 | 0 | 0 | 0 | 0 | 0 | 0 | 0.056235 | 0.11886 | 0.20998 | 0.30938 | 0.41633
PG&E | GWh | Commercial | Com - Retail (Small) | HVAC | No | HVAC - SEER Rated Package Rooftop AC (Recharge) | 0 | 0 | 0 | 0 | 0 | 0.53417 | 1.0168 | 1.4323 | 1.7793 | 1.5294 | 1.277 | 1.0527
PG&E | GWh | Commercial | Com - Retail (Small) | HVAC | No | HVAC - SEER Rated Package Rooftop AC (SEER 14) | 0.25687 | 0.56744 | 0.56744 | 0.56744 | 0.56744 | 0.56744 | 0.56744 | 0.56744 | 0.56744 | 0.56744 | 0.56744 | 0.56744
PG&E | GWh | Commercial | Com - Retail (Small) | HVAC | No | HVAC - SEER Rated Package Rooftop AC (SEER 15) | 0.26983 | 0.58899 | 0.75991 | 0.95614 | 1.1762 | 1.4197 | 1.685 | 1.9742 | 2.2857 | 2.6226 | 2.984 | 3.3681
PG&E | GWh | Commercial | Com - Retail (Small) | HVAC | No | HVAC - SEER Rated Package Rooftop HP (SEER 14) | 0.033975 | 0.07454 | 0.07454 | 0.07454 | 0.07454 | 0.07454 | 0.07454 | 0.07454 | 0.07454 | 0.07454 | 0.07454 | 0.07454
PG&E | GWh | Commercial | Com - Retail (Small) | HVAC | No | HVAC - SEER Rated Package Rooftop HP (SEER 15) | 0.13093 | 0.28829 | 0.37366 | 0.473 | 0.58563 | 0.71146 | 0.84972 | 1.0019 | 1.1671 | 1.3469 | 1.5408 | 1.748
PG&E | GWh | Commercial | Com - Retail (Small) | HVAC | No | HVAC - SEER Rated Split System AC (SEER 14) | 0.16646 | 0.35982 | 0.57902 | 0.57902 | 0.57902 | 0.57902 | 0.57902 | 0.57902 | 0.57902 | 0.57902 | 0.57902 | 0.57902
PG&E | GWh | Commercial | Com - Retail (Small) | HVAC | No | HVAC - SEER Rated Split System AC (SEER 15) | 0.021425 | 0.048932 | 0.064601 | 0.083548 | 0.10571 | 0.13113 | 0.15974 | 0.19189 | 0.22744 | 0.26678 | 0.30988 | 0.35665
PG&E | GWh | Commercial | Com - Retail (Small) | HVAC | No | HVAC - SEER Rated Split System HP (SEER 14) | 0.18553 | 0.40791 | 0.44285 | 0.4834 | 0.52921 | 0.58019 | 0.63599 | 0.69719 | 0.76335 | 0.83511 | 0.91222 | 0.99429
PG&E | GWh | Commercial | Com - Retail (Small) | HVAC | No | HVAC - SEER Rated Split System HP (SEER 15) | 0.062409 | 0.13697 | 0.17719 | 0.22378 | 0.27636 | 0.33481 | 0.39873 | 0.46883 | 0.54461 | 0.62683 | 0.71525 | 0.80944
PG&E | GWh | Commercial | Com - Retail (Small) | HVAC | No | HVAC - Thermostat | 1.509 | 3.1359 | 4.8898 | 6.6926 | 8.4421 | 10.0541 | 11.486 | 12.7476 | 13.8544 | 14.8472 | 15.7898 | 16.7047
PG&E | GWh | Commercial | Com - Retail (Small) | Lighting | Yes | Lighting - LED Fixture (Replacing T8) - Emerging | 0 | 0.099016 | 0.26133 | 0.56797 | 1.0612 | 1.7808 | 2.7514 | 4.0353 | 5.6439 | 7.6384 | 10.078 | 13.0659
PG&E | GWh | Commercial | Com - Retail (Small) | Lighting | Yes | Lighting - LED Lamp (Basic High - Indoor) - Emerging | 0.044245 | 0.1169 | 0.22394 | 0.36119 | 0.5233 | 0.54751 | 0.51162 | 0.44887 | 0.36251 | 0.21288 | 0.24178 | 0.27791
PG&E | GWh | Commercial | Com - Retail (Small) | Lighting | Yes | Lighting - LED Lamp (Basic Low - Indoor) - Emerging | 0.22606 | 0.58683 | 1.0393 | 1.5909 | 2.2462 | 2.362 | 2.187 | 1.9492 | 1.6749 | 1.1657 | 1.4576 | 1.8061
PG&E | GWh | Commercial | Com - Retail (Small) | Lighting | Yes | Lighting - LED Plug-In Indoor Fixture - Emerging | 0.014613 | 0.031333 | 0.051482 | 0.075794 | 0.10534 | 0.10737 | 0.10987 | 0.11319 | 0.1175 | 0.12295 | 0.12965 | 0.13771
PG&E | GWh | Commercial | Com - Retail (Small) | Lighting | No | Lighting - Cold Cathode Lamp | 0.073739 | 0.15139 | 0.23242 | 0.31714 | 0.40479 | 0.40479 | 0.40479 | 0.33105 | 0.2534 | 0.17237 | 0.087654 | 0
PG&E | GWh | Commercial | Com - Retail (Small) | Lighting | No | Lighting - Compact Fluorescent Fixture (Indoor) | 9.1218 | 18.891 | 29.2963 | 40.3866 | 52.1017 | 42.9799 | 33.2107 | 22.8054 | 11.7151 | 0 | 0 | 0
PG&E | GWh | Commercial | Com - Retail (Small) | Lighting | No | Lighting - Compact Fluorescent Lamp (Basic High - Indoor) | 2.0739 | 4.4646 | 7.1439 | 10.0942 | 13.2706 | 11.1966 | 8.806 | 6.1267 | 3.1764 | 0 | 0 | 0
PG&E | GWh | Commercial | Com - Retail (Small) | Lighting | No | Lighting - Compact Fluorescent Lamp (Basic Low - Indoor) | 7.4267 | 15.5245 | 24.2238 | 33.4588 | 43.0907 | 35.6641 | 27.5662 | 18.867 | 9.6319 | 0 | 0 | 0
PG&E | GWh | Commercial | Com - Retail (Small) | Lighting | No | Lighting - Exit Fixture (LED) | 1.1319 | 2.2076 | 3.1451 | 3.9226 | 4.5553 | 5.0711 | 4.5618 | 4.0439 | 3.6168 | 3.3002 | 3.0826 | 2.9424
PG&E | GWh | Commercial | Com - Retail (Small) | Lighting | No | Lighting - Halogen Lamp (A-Line) | 0.061196 | 0.13663 | 0.16596 | 0.1977 | 0.23211 | 0.12494 | 0 | 0 | 0 | 0 | 0 | 0
PG&E | GWh | Commercial | Com - Retail (Small) | Lighting | No | Lighting - Halogen Lamp (Reflector) | 0.023919 | 0.052868 | 0.062847 | 0.072907 | 0.083158 | 0.092503 | 0.10073 | 0.1083 | 0.11513 | 0.12134 | 0.127 | 0.13217
PG&E | GWh | Commercial | Com - Retail (Small) | Lighting | No | Lighting - High Bay HID to T5 | 1.0398 | 2.1671 | 3.336 | 4.5181 | 5.6709 | 7.6822 | 9.6911 | 11.6577 | 13.5548 | 15.3591 | 17.0551 | 18.6321
PG&E | GWh | Commercial | Com - Retail (Small) | Lighting | No | Lighting - Induction Fixture (Indoor) | 0.081573 | 0.17961 | 0.29347 | 0.42451 | 0.57058 | 0.73049 | 0.90217 | 1.0869 | 1.2825 | 1.4904 | 1.7093 | 1.9377
PG&E | GWh | Commercial | Com - Retail (Small) | Lighting | No | Lighting - Induction Fixture (Outdoor) | 0.056889 | 0.12102 | 0.19209 | 0.27092 | 0.35648 | 0.44823 | 0.54525 | 0.64831 | 0.75651 | 0.87075 | 0.99056 | 1.1154
PG&E | GWh | Commercial | Com - Retail (Small) | Lighting | No | Lighting - Linear Fluorescent Delamping | 0.01806 | 0.036424 | 0.059672 | 0.087974 | 0.12065 | 0 | 0 | 0 | 0 | 0 | 0 | 0
PG&E | GWh | Commercial | Com - Retail (Small) | Lighting | No | Lighting - Linear Fluorescent Fixture (Low Wattage T8) | 0.55468 | 1.4809 | 2.3279 | 3.354 | 4.478 | 5.6749 | 6.9198 | 8.208 | 9.5212 | 10.86 | 12.201 | 13.5026
PG&E | GWh | Commercial | Com - Retail (Small) | Lighting | No | Lighting - Plug-In Fixture (Compact Fluorescent) | 0.35675 | 0.70992 | 1.0651 | 1.4221 | 1.781 | 1.781 | 1.781 | 1.781 | 1.781 | 1.781 | 1.781 | 1.781
PG&E | GWh | Commercial | Com - Retail (Small) | Lighting | No | Lighting - Plug-In Fixture (Exterior) | 0.28539 | 0.63867 | 0.98839 | 1.344 | 1.7016 | 2.0604 | 2.4186 | 2.7795 | 3.1417 | 3.5084 | 3.8792 | 4.2536
PG&E | GWh | Commercial | Com - Retail (Small) | Lighting | No | Lighting - Plug-In Fixture (Induction) | 0 | 0.1741 | 0.38742 | 0.62793 | 0.88586 | 1.1553 | 1.4311 | 1.7153 | 2.0051 | 2.3037 | 2.6102 | 2.9236
PG&E | GWh | Commercial | Com - Retail (Small) | Lighting | No | Lighting - Plug-In Fixture (Linear Fluorescent) | 2.3152 | 4.8328 | 7.507 | 10.337 | 13.2731 | 13.2731 | 13.2731 | 13.2731 | 13.2731 | 13.2731 | 13.2731 | 13.2731
PG&E | GWh | Commercial | Com - Retail (Small) | Lighting | No | Lighting - Plug-In Fixture (PSMH with Electronic Ballast) | 0.45243 | 0.88818 | 1.2868 | 1.6752 | 2.0538 | 2.4252 | 2.79 | 3.1532 | 3.5138 | 3.8758 | 4.2389 | 4.6027
PG&E | GWh | Commercial | Com - Retail (Small) | Lighting | No | Lighting - Plug-In Fixture (PSMH) | 0.47917 | 0.94131 | 1.377 | 1.7942 | 2.1949 | 2.5826 | 2.9585 | 3.328 | 3.6904 | 4.0498 | 4.4064 | 4.76
PG&E | GWh | Commercial | Com - Retail (Small) | SHW | No | SHW - EF Rated Instantaneous Water Heater (Electric) | 0.00068724 | 0.0014921 | 0.0024059 | 0.0034351 | 0.0045589 | 0.0057647 | 0.0070349 | 0.0083766 | 0.0097737 | 0.011236 | 0.012754 | 0.01432
PG&E | GWh | Commercial | Com - Retail (Small) | SHW | No | SHW - EF Rated Storage Water Heater (Electric) | 0.00060163 | 0.0012947 | 0.0012947 | 0.0012947 | 0.0012947 | 0.0012947 | 0.0012947 | 0.0012947 | 0.0012947 | 0.0012947 | 0.0012947 | 0.0012947
PG&E | GWh | Commercial | Com - Retail (Small) | Service | No | HVAC - Comprehensive Rooftop Unit Quality Maintenance | 0.26501 | 0.51836 | 0.77814 | 1.0421 | 1.3066 | 1.5686 | 1.8246 | 2.0714 | 2.3058 | 2.5252 | 2.7279 | 2.6477
PG&E | GWh | Commercial | Com - Retail (Small) | Service | No | Service - HVAC Fault Detection & Diagnositics | 0.23873 | 0.57163 | 0.89454 | 1.2119 | 1.5196 | 1.8173 | 2.1034 | 2.3818 | 2.6511 | 2.9152 | 3.1794 | 3.439
PG&E | GWh | Commercial | Com - Retail (Small) | Service | No | Service - Retro-Commissioning (Electric) | 2.1938 | 3.9489 | 5.3529 | 6.4761 | 7.3747 | 8.0936 | 6.4749 | 5.1799 | 4.1439 | 3.3151 | 2.6521 | 2.1217
PG&E | GWh | Commercial | Com - Retail (Small) | WholeBlg | No | HVAC - Energy Management System | 0.92653 | 1.9625 | 2.9353 | 3.8508 | 4.7022 | 5.4911 | 6.2187 | 6.9036 | 7.5718 | 8.2328 | 8.8856 | 9.5294
PG&E | GWh | Commercial | Com - Retail (Small) | WholeBlg | No | WholeBlg - Com NC Level 2 | 0.077278 | 0 | 0 | 0 | 0 | 0 | 0 | 0 | 0 | 0 | 0 | 0
PG&E | GWh | Commercial | Com - Retail (Small) | WholeBlg | No | WholeBlg - Com NC Level 3 | 0.035155 | 0.035155 | 0.035155 | 0.035155 | 0.035155 | 0.035155 | 0.035155 | 0 | 0 | 0 | 0 | 0
PG&E | GWh | Commercial | Com - Retail (Small) | WholeBlg | No | WholeBlg - Com NC ZNE | 0.0015588 | 0.0015588 | 0.0015588 | 0.0015588 | 0.011273 | 0.029741 | 0.057699 | 0.098246 | 0.15146 | 0.21957 | 0.21839 | 0.21839
PG&E | GWh | Commercial | Com - Retail (Small) | WholeBlg | No | WholeBlg - Com RET Level 1 | 0.23162 | 0.55086 | 0.96455 | 1.48 | 2.1046 | 2.8461 | 3.7122 | 4.7102 | 5.847 | 7.1289 | 8.5608 | 10.147
PG&E | GWh | Commercial | Com - Retail (Small) | WholeBlg | No | WholeBlg - Com RET Level 2 | 0.43595 | 1.0297 | 1.7931 | 2.7402 | 3.8847 | 5.2412 | 6.8237 | 8.647 | 10.7238 | 13.0666 | 15.6852 | 18.5882
PG&E | GWh | Commercial | Com - Storage (Conditioned) | AppPlug | No | AppPlug - Desktop Computer (Com - Power Management) | 0.27521 | 0.56144 | 0.85919 | 1.1666 | 1.4773 | 1.7844 | 1.8055 | 1.8006 | 1.7646 | 1.6989 | 1.6096 | 1.5042
PG&E | GWh | Commercial | Com - Storage (Conditioned) | AppPlug | No | AppPlug - Occupancy Sensor Plug Strip | 0.068459 | 0.1449 | 0.22452 | 0.3067 | 0.38983 | 0.47264 | 0.5535 | 0.63368 | 0.71126 | 0.71842 | 0.71474 | 0.7047
PG&E | GWh | Commercial | Com - Storage (Conditioned) | AppPlug | No | AppPlug - Vending Machine Controls | 0.772 | 1.5772 | 2.4243 | 3.307 | 4.2067 | 5.1015 | 5.1955 | 5.2144 | 5.133 | 4.9557 | 4.698 | 4.3831
PG&E | GWh | Commercial | Com - Storage (Conditioned) | BldgEnv | No | BldgEnv - Wall Spray On Insulation | 0.31273 | 0.58131 | 0.79977 | 0.97743 | 1.123 | 1.2517 | 1.374 | 1.1774 | 1.0192 | 0.90554 | 0.82747 | 0.77648
PG&E | GWh | Commercial | Com - Storage (Conditioned) | BldgEnv | No | BldgEnv - Window Film | 0 | 0 | 0 | 0 | 0 | 0 | 0 | 0 | 0.029326 | 0.094213 | 0.18423 | 0.2882
PG&E | GWh | Commercial | Com - Storage (Conditioned) | ComRefrig | No | ComRefrig - Strip Curtain for Walk In Refrigerator | 0.60496 | 1.2091 | 1.8493 | 2.4997 | 3.1213 | 3.0704 | 2.9266 | 2.6456 | 2.26 | 1.8231 | 1.4037 | 1.0443
PG&E | GWh | Commercial | Com - Storage (Conditioned) | HVAC | No | HVAC - Direct Evaporative Cooler | 0.34849 | 0.75551 | 1.2261 | 1.7659 | 2.3783 | 3.0661 | 3.8304 | 4.6736 | 5.5944 | 6.5929 | 7.6662 | 8.8216
PG&E | GWh | Commercial | Com - Storage (Conditioned) | HVAC | No | HVAC - SEER Rated Package Rooftop AC (SEER 14) | 0.065157 | 0.14374 | 0.14374 | 0.14374 | 0.14374 | 0.14374 | 0.14374 | 0.14374 | 0.14374 | 0.14374 | 0.14374 | 0.14374
PG&E | GWh | Commercial | Com - Storage (Conditioned) | HVAC | No | HVAC - SEER Rated Package Rooftop AC (SEER 15) | 0.051927 | 0.11302 | 0.14566 | 0.18304 | 0.22489 | 0.27108 | 0.3213 | 0.37596 | 0.43469 | 0.49813 | 0.56603 | 0.63813
PG&E | GWh | Commercial | Com - Storage (Conditioned) | HVAC | No | HVAC - SEER Rated Package Rooftop HP (SEER 14) | 0.0064933 | 0.014235 | 0.014235 | 0.014235 | 0.014235 | 0.014235 | 0.014235 | 0.014235 | 0.014235 | 0.014235 | 0.014235 | 0.014235
PG&E | GWh | Commercial | Com - Storage (Conditioned) | HVAC | No | HVAC - SEER Rated Package Rooftop HP (SEER 15) | 0.026909 | 0.059161 | 0.076681 | 0.097077 | 0.12025 | 0.14619 | 0.17477 | 0.20629 | 0.24057 | 0.27792 | 0.31821 | 0.3613
PG&E | GWh | Commercial | Com - Storage (Conditioned) | HVAC | No | HVAC - SEER Rated Split System AC (SEER 14) | 0.033875 | 0.073009 | 0.11679 | 0.11679 | 0.11679 | 0.11679 | 0.11679 | 0.11679 | 0.11679 | 0.11679 | 0.11679 | 0.11679
PG&E | GWh | Commercial | Com - Storage (Conditioned) | HVAC | No | HVAC - SEER Rated Split System AC (SEER 15) | 0.0022939 | 0.0052096 | 0.0068518 | 0.0088085 | 0.01106 | 0.0136 | 0.016413 | 0.019517 | 0.022893 | 0.026567 | 0.030526 | 0.034785
PG&E | GWh | Commercial | Com - Storage (Conditioned) | HVAC | No | HVAC - SEER Rated Split System HP (SEER 14) | 0.031906 | 0.070053 | 0.07605 | 0.083022 | 0.0909 | 0.099663 | 0.10924 | 0.11976 | 0.13112 | 0.14347 | 0.15675 | 0.1709
PG&E | GWh | Commercial | Com - Storage (Conditioned) | HVAC | No | HVAC - SEER Rated Split System HP (SEER 15) | 0.0099352 | 0.021697 | 0.028008 | 0.0353 | 0.043492 | 0.052558 | 0.062417 | 0.073199 | 0.084818 | 0.097424 | 0.11097 | 0.12539
PG&E | GWh | Commercial | Com - Storage (Conditioned) | Lighting | Yes | Lighting - LED Fixture (Replacing T8) - Emerging | 0 | 0.01163 | 0.037078 | 0.080999 | 0.14655 | 0.23807 | 0.35831 | 0.51427 | 0.707 | 0.94309 | 1.2257 | 1.5558
PG&E | GWh | Commercial | Com - Storage (Conditioned) | Lighting | Yes | Lighting - LED Lamp (Basic High - Indoor) - Emerging | 0.00061313 | 0.0014825 | 0.0026843 | 0.0042976 | 0.0061116 | 0.006368 | 0.0058891 | 0.0051445 | 0.0042212 | 0.0026718 | 0.0033483 | 0.0041134
PG&E | GWh | Commercial | Com - Storage (Conditioned) | Lighting | Yes | Lighting - LED Lamp (Basic Low - Indoor) - Emerging | 0.0034211 | 0.0090365 | 0.016648 | 0.026175 | 0.037802 | 0.039909 | 0.037579 | 0.033875 | 0.029008 | 0.020457 | 0.025793 | 0.032225
PG&E | GWh | Commercial | Com - Storage (Conditioned) | Lighting | Yes | Lighting - LED Plug-In Indoor Fixture - Emerging | 0.047027 | 0.10686 | 0.18102 | 0.27226 | 0.3814 | 0.38888 | 0.3985 | 0.41065 | 0.42551 | 0.4435 | 0.46477 | 0.48947
PG&E | GWh | Commercial | Com - Storage (Conditioned) | Lighting | No | Lighting - Cold Cathode Lamp | 0.018976 | 0.038755 | 0.059243 | 0.080576 | 0.10256 | 0.10256 | 0.10256 | 0.10256 | 0.10256 | 0.08358 | 0.0638 | 0.043313
PG&E | GWh | Commercial | Com - Storage (Conditioned) | Lighting | No | Lighting - Compact Fluorescent Fixture (Indoor) | 0.059361 | 0.1224 | 0.18904 | 0.25961 | 0.33373 | 0.27437 | 0.21134 | 0.14469 | 0.074122 | 0 | 0 | 0
PG&E | GWh | Commercial | Com - Storage (Conditioned) | Lighting | No | Lighting - Compact Fluorescent Lamp (Basic High - Indoor) | 0.039933 | 0.080818 | 0.1224 | 0.16464 | 0.20744 | 0.16751 | 0.12662 | 0.085037 | 0.042794 | 0 | 0 | 0
PG&E | GWh | Commercial | Com - Storage (Conditioned) | Lighting | No | Lighting - Compact Fluorescent Lamp (Basic Low - Indoor) | 0.11909 | 0.25225 | 0.3979 | 0.55491 | 0.72065 | 0.60156 | 0.4684 | 0.32275 | 0.16574 | 0 | 0 | 0
PG&E | GWh | Commercial | Com - Storage (Conditioned) | Lighting | No | Lighting - Exit Fixture (LED) | 0.53026 | 1.0344 | 1.4745 | 1.8401 | 2.1385 | 2.3826 | 2.1467 | 1.9054 | 1.7061 | 1.558 | 1.4558 | 1.3893
PG&E | GWh | Commercial | Com - Storage (Conditioned) | Lighting | No | Lighting - Halogen Lamp (A-Line) | 0.031568 | 0.070466 | 0.085562 | 0.1019 | 0.11961 | 0.064376 | 0 | 0 | 0 | 0 | 0 | 0
PG&E | GWh | Commercial | Com - Storage (Conditioned) | Lighting | No | Lighting - Halogen Lamp (Reflector) | 0.012341 | 0.02727 | 0.032404 | 0.037579 | 0.042848 | 0.047627 | 0.051834 | 0.055719 | 0.059212 | 0.062399 | 0.065296 | 0.067947
PG&E | GWh | Commercial | Com - Storage (Conditioned) | Lighting | No | Lighting - High Bay HID to T5 | 0.2193 | 0.52485 | 0.82134 | 1.1128 | 1.3962 | 1.8643 | 2.3985 | 2.9185 | 3.4267 | 3.924 | 4.4098 | 4.8827
PG&E | GWh | Commercial | Com - Storage (Conditioned) | Lighting | No | Lighting - Induction Fixture (Indoor) | 0.035941 | 0.07821 | 0.12651 | 0.18133 | 0.24171 | 0.30717 | 0.37688 | 0.45135 | 0.52976 | 0.6127 | 0.69965 | 0.79007
PG&E | GWh | Commercial | Com - Storage (Conditioned) | Lighting | No | Lighting - Induction Fixture (Outdoor) | 0.029359 | 0.062431 | 0.099083 | 0.13974 | 0.18387 | 0.23119 | 0.28123 | 0.33439 | 0.39021 | 0.44914 | 0.51092 | 0.57532
PG&E | GWh | Commercial | Com - Storage (Conditioned) | Lighting | No | Lighting - Linear Fluorescent Delamping | 0.0053043 | 0.010698 | 0.017521 | 0.025822 | 0.025822 | 0 | 0 | 0 | 0 | 0 | 0 | 0
PG&E | GWh | Commercial | Com - Storage (Conditioned) | Lighting | No | Lighting - Linear Fluorescent Fixture (Low Wattage T8) | 0.080109 | 0.17236 | 0.27481 | 0.38716 | 0.50676 | 0.63183 | 0.76034 | 0.89223 | 1.0259 | 1.1617 | 1.2986 | 1.4357
PG&E | GWh | Commercial | Com - Storage (Conditioned) | Lighting | No | Lighting - Plug-In Fixture (Compact Fluorescent) | 0.67536 | 1.352 | 2.0278 | 2.7085 | 3.3875 | 3.3875 | 3.3875 | 3.3875 | 3.3875 | 3.3875 | 3.3875 | 3.3875
PG&E | GWh | Commercial | Com - Storage (Conditioned) | Lighting | No | Lighting - Plug-In Fixture (Exterior) | 0.14727 | 0.32947 | 0.50982 | 0.69324 | 0.87766 | 1.0627 | 1.2474 | 1.4336 | 1.6204 | 1.8096 | 2.0008 | 2.1939
PG&E | GWh | Commercial | Com - Storage (Conditioned) | Lighting | No | Lighting - Plug-In Fixture (Induction) | 0 | 0 | 0 | 0 | 0.078775 | 0.17723 | 0.28708 | 0.40636 | 0.53182 | 0.66362 | 0.80052 | 0.94166
PG&E | GWh | Commercial | Com - Storage (Conditioned) | Lighting | No | Lighting - Plug-In Fixture (Linear Fluorescent) | 1.2881 | 2.6888 | 4.1771 | 5.7525 | 7.3869 | 7.3869 | 7.3869 | 7.3869 | 7.3869 | 7.3869 | 7.3869 | 7.3869
PG&E | GWh | Commercial | Com - Storage (Conditioned) | Lighting | No | Lighting - Plug-In Fixture (PSMH with Electronic Ballast) | 0.23203 | 0.47831 | 0.72299 | 0.97012 | 1.1971 | 1.4043 | 1.6023 | 1.7958 | 1.9855 | 2.1746 | 2.3633 | 2.5519
PG&E | GWh | Commercial | Com - Storage (Conditioned) | Lighting | No | Lighting - Plug-In Fixture (PSMH) | 0.24492 | 0.50615 | 0.76627 | 1.0292 | 1.2709 | 1.5004 | 1.7162 | 1.9238 | 2.1246 | 2.3219 | 2.5164 | 2.7085
PG&E | GWh | Commercial | Com - Storage (Conditioned) | SHW | No | SHW - EF Rated Instantaneous Water Heater (Electric) | 9.8171e-05 | 0.00021318 | 0.00034381 | 0.000491 | 0.00065179 | 0.00082434 | 0.0010061 | 0.0011982 | 0.0013982 | 0.0016076 | 0.001825 | 0.0020492
PG&E | GWh | Commercial | Com - Storage (Conditioned) | SHW | No | SHW - EF Rated Storage Water Heater (Electric) | 8.0023e-05 | 0.00017219 | 0.00017219 | 0.00017219 | 0.00017219 | 0.00017219 | 0.00017219 | 0.00017219 | 0.00017219 | 0.00017219 | 0.00017219 | 0.00017219
PG&E | GWh | Commercial | Com - Storage (Conditioned) | Service | No | HVAC - Comprehensive Rooftop Unit Quality Maintenance | 0.13667 | 0.26733 | 0.4013 | 0.53741 | 0.67385 | 0.80896 | 0.94099 | 1.0682 | 1.1891 | 1.3023 | 1.4068 | 1.3655
PG&E | GWh | Commercial | Com - Storage (Conditioned) | Service | No | Service - HVAC Fault Detection & Diagnositics | 0.12317 | 0.29485 | 0.46138 | 0.62504 | 0.78407 | 0.93822 | 1.0867 | 1.2317 | 1.3724 | 1.5109 | 1.6472 | 1.781
PG&E | GWh | Commercial | Com - Storage (Conditioned) | Service | No | Service - Retro-Commissioning (Electric) | 1.1314 | 2.0365 | 2.7606 | 3.3398 | 3.8033 | 4.174 | 3.3392 | 2.6714 | 2.1371 | 1.7097 | 1.3677 | 1.0942
PG&E | GWh | Commercial | Com - Storage (Conditioned) | WholeBlg | No | HVAC - Energy Management System | 0.47782 | 1.0121 | 1.5138 | 1.9859 | 2.425 | 2.8318 | 3.2071 | 3.5603 | 3.9049 | 4.2458 | 4.5824 | 4.9145
PG&E | GWh | Commercial | Com - Storage (Conditioned) | WholeBlg | No | WholeBlg - Com RET Level 1 | 0.060237 | 0.14286 | 0.24947 | 0.38172 | 0.54133 | 0.73008 | 0.94973 | 1.202 | 1.4883 | 1.8103 | 2.1688 | 2.5649
PG&E | GWh | Commercial | Com - Storage (Conditioned) | WholeBlg | No | WholeBlg - Com RET Level 2 | 0.10708 | 0.25273 | 0.43972 | 0.67121 | 0.95044 | 1.2807 | 1.6654 | 2.1077 | 2.6106 | 3.1769 | 3.809 | 4.5086
PG&E | GWh | Commercial | Com - Storage (Unconditioned) | AppPlug | No | AppPlug - Desktop Computer (Com - Power Management) | 0.68802 | 1.4036 | 2.148 | 2.9165 | 3.6932 | 4.4611 | 4.5138 | 4.5015 | 4.4114 | 4.2473 | 4.0241 | 3.7604
PG&E | GWh | Commercial | Com - Storage (Unconditioned) | AppPlug | No | AppPlug - Occupancy Sensor Plug Strip | 0.17115 | 0.36225 | 0.56129 | 0.76675 | 0.97459 | 1.1816 | 1.3838 | 1.5842 | 1.7781 | 1.796 | 1.7868 | 1.7618
PG&E | GWh | Commercial | Com - Storage (Unconditioned) | AppPlug | No | AppPlug - Vending Machine Controls | 0.4825 | 0.98573 | 1.5152 | 2.0669 | 2.6292 | 3.1884 | 3.2472 | 3.259 | 3.2082 | 3.0973 | 2.9362 | 2.7395
PG&E | GWh | Commercial | Com - Storage (Unconditioned) | BldgEnv | No | BldgEnv - Window Film | 0 | 0 | 0 | 0 | 0 | 0 | 0 | 0 | 0.10307 | 0.33124 | 0.64792 | 1.0138
PG&E | GWh | Commercial | Com - Storage (Unconditioned) | Lighting | Yes | Lighting - LED Fixture (Replacing T8) - Emerging | 0 | 0.031507 | 0.099495 | 0.21655 | 0.39115 | 0.63426 | 0.95271 | 1.3644 | 1.8724 | 2.494 | 3.2378 | 4.1064
PG&E | GWh | Commercial | Com - Storage (Unconditioned) | Lighting | Yes | Lighting - LED Lamp (Basic High - Indoor) - Emerging | 0.0016913 | 0.0040781 | 0.0073438 | 0.011685 | 0.016498 | 0.017176 | 0.015831 | 0.013792 | 0.011282 | 0.0070838 | 0.0088312 | 0.0108
PG&E | GWh | Commercial | Com - Storage (Unconditioned) | Lighting | Yes | Lighting - LED Lamp (Basic Low - Indoor) - Emerging | 0.0092753 | 0.024443 | 0.044666 | 0.069887 | 0.10054 | 0.10607 | 0.099571 | 0.089597 | 0.076539 | 0.053526 | 0.06723 | 0.083749
PG&E | GWh | Commercial | Com - Storage (Unconditioned) | Lighting | Yes | Lighting - LED Plug-In Indoor Fixture - Emerging | 0.12657 | 0.28779 | 0.48739 | 0.73253 | 1.0253 | 1.0452 | 1.0709 | 1.1034 | 1.143 | 1.1909 | 1.2475 | 1.3131
PG&E | GWh | Commercial | Com - Storage (Unconditioned) | Lighting | No | Lighting - Cold Cathode Lamp | 0.044748 | 0.091548 | 0.14012 | 0.19077 | 0.24303 | 0.24303 | 0.24303 | 0.24303 | 0.24303 | 0.19828 | 0.15148 | 0.10291
PG&E | GWh | Commercial | Com - Storage (Unconditioned) | Lighting | No | Lighting - Compact Fluorescent Fixture (Indoor) | 0.15444 | 0.31884 | 0.49298 | 0.6777 | 0.87203 | 0.71758 | 0.55319 | 0.37905 | 0.19433 | 0 | 0 | 0
PG&E | GWh | Commercial | Com - Storage (Unconditioned) | Lighting | No | Lighting - Compact Fluorescent Lamp (Basic High - Indoor) | 0.10472 | 0.21166 | 0.3202 | 0.43031 | 0.54179 | 0.43708 | 0.33013 | 0.22159 | 0.11148 | 0 | 0 | 0
PG&E | GWh | Commercial | Com - Storage (Unconditioned) | Lighting | No | Lighting - Compact Fluorescent Lamp (Basic Low - Indoor) | 0.31218 | 0.6606 | 1.0413 | 1.4514 | 1.884 | 1.5719 | 1.2234 | 0.84269 | 0.4326 | 0 | 0 | 0
PG&E | GWh | Commercial | Com - Storage (Unconditioned) | Lighting | No | Lighting - Exit Fixture (LED) | 1.3841 | 2.6996 | 3.8473 | 4.7999 | 5.5764 | 6.2106 | 5.5916 | 4.9605 | 4.4394 | 4.0527 | 3.7862 | 3.6137
PG&E | GWh | Commercial | Com - Storage (Unconditioned) | Lighting | No | Lighting - Halogen Lamp (A-Line) | 0.078878 | 0.17616 | 0.21407 | 0.25508 | 0.29957 | 0.16127 | 0 | 0 | 0 | 0 | 0 | 0
PG&E | GWh | Commercial | Com - Storage (Unconditioned) | Lighting | No | Lighting - Halogen Lamp (Reflector) | 0.030823 | 0.068147 | 0.081053 | 0.09407 | 0.10734 | 0.11953 | 0.13026 | 0.14011 | 0.14899 | 0.15708 | 0.16443 | 0.17116
PG&E | GWh | Commercial | Com - Storage (Unconditioned) | Lighting | No | Lighting - High Bay HID to T5 | 0.58129 | 1.3918 | 2.1783 | 2.9516 | 3.7035 | 4.945 | 6.3622 | 7.7419 | 9.0903 | 10.41 | 11.6991 | 12.9542
PG&E | GWh | Commercial | Com - Storage (Unconditioned) | Lighting | No | Lighting - Induction Fixture (Indoor) | 0.084999 | 0.18527 | 0.30008 | 0.43075 | 0.57513 | 0.73195 | 0.89919 | 1.0781 | 1.2666 | 1.4662 | 1.6757 | 1.8937
PG&E | GWh | Commercial | Com - Storage (Unconditioned) | Lighting | No | Lighting - Induction Fixture (Outdoor) | 0.073358 | 0.15604 | 0.24767 | 0.3493 | 0.45962 | 0.57793 | 0.70303 | 0.83593 | 0.97547 | 1.1228 | 1.2773 | 1.4383
PG&E | GWh | Commercial | Com - Storage (Unconditioned) | Lighting | No | Lighting - Linear Fluorescent Delamping | 0.013047 | 0.026314 | 0.043098 | 0.063522 | 0.087099 | 0 | 0 | 0 | 0 | 0 | 0 | 0
PG&E | GWh | Commercial | Com - Storage (Unconditioned) | Lighting | No | Lighting - Linear Fluorescent Fixture (Low Wattage T8) | 0.21121 | 0.45447 | 0.72447 | 1.0205 | 1.3354 | 1.6647 | 2.003 | 2.3501 | 2.7019 | 3.0591 | 3.4191 | 3.7795
PG&E | GWh | Commercial | Com - Storage (Unconditioned) | Lighting | No | Lighting - Plug-In Fixture (Compact Fluorescent) | 1.7755 | 3.5538 | 5.3287 | 7.1149 | 8.8958 | 8.8958 | 8.8958 | 8.8958 | 8.8958 | 8.8958 | 8.8958 | 8.8958
PG&E | GWh | Commercial | Com - Storage (Unconditioned) | Lighting | No | Lighting - Plug-In Fixture (Exterior) | 0.368 | 0.82349 | 1.2744 | 1.7329 | 2.194 | 2.6565 | 3.1184 | 3.5839 | 4.0509 | 4.5238 | 5.0019 | 5.4846
PG&E | GWh | Commercial | Com - Storage (Unconditioned) | Lighting | No | Lighting - Plug-In Fixture (Induction) | 0.33833 | 0.67984 | 1.0252 | 1.3807 | 1.7423 | 2.1087 | 2.4775 | 2.8538 | 3.2355 | 3.6275 | 4.0289 | 4.4389
PG&E | GWh | Commercial | Com - Storage (Unconditioned) | Lighting | No | Lighting - Plug-In Fixture (Linear Fluorescent) | 3.3724 | 7.0527 | 10.9712 | 15.1246 | 19.4377 | 19.4377 | 19.4377 | 19.4377 | 19.4377 | 19.4377 | 19.4377 | 19.4377
PG&E | GWh | Commercial | Com - Storage (Unconditioned) | Lighting | No | Lighting - Plug-In Fixture (PSMH with Electronic Ballast) | 0.43673 | 0.90044 | 1.3624 | 1.8297 | 2.2966 | 2.7619 | 3.223 | 3.6846 | 4.1444 | 4.607 | 5.0715 | 5.5372
PG&E | GWh | Commercial | Com - Storage (Unconditioned) | Lighting | No | Lighting - Plug-In Fixture (PSMH) | 0.47218 | 0.97237 | 1.4662 | 1.9599 | 2.4474 | 2.9274 | 3.3979 | 3.8634 | 4.3219 | 4.778 | 5.2313 | 5.6814
PG&E | GWh | Commercial | Com - Storage (Unconditioned) | SHW | No | SHW - EF Rated Instantaneous Water Heater (Electric) | 0.00024544 | 0.00053303 | 0.00085958 | 0.0012272 | 0.0016287 | 0.0020596 | 0.0025137 | 0.0029934 | 0.003493 | 0.004016 | 0.0045589 | 0.0051188
PG&E | GWh | Commercial | Com - Storage (Unconditioned) | SHW | No | SHW - EF Rated Storage Water Heater (Electric) | 0.00020079 | 0.00043205 | 0.00043205 | 0.00043205 | 0.00043205 | 0.00043205 | 0.00043205 | 0.00043205 | 0.00043205 | 0.00043205 | 0.00043205 | 0.00043205
PG&E | GWh | Commercial | Com - Storage (Unconditioned) | Service | No | HVAC - Comprehensive Rooftop Unit Quality Maintenance | 0.34168 | 0.66831 | 1.0032 | 1.3435 | 1.6846 | 2.0224 | 2.3525 | 2.6706 | 2.9729 | 3.2557 | 3.5171 | 3.4137
PG&E | GWh | Commercial | Com - Storage (Unconditioned) | Service | No | Service - HVAC Fault Detection & Diagnositics | 0.30793 | 0.73713 | 1.1535 | 1.5626 | 1.9602 | 2.3456 | 2.7168 | 3.0792 | 3.431 | 3.7773 | 4.1179 | 4.4526
PG&E | GWh | Commercial | Com - Storage (Unconditioned) | Service | No | Service - Retro-Commissioning (Electric) | 2.8285 | 5.0912 | 6.9014 | 8.3496 | 9.5082 | 10.435 | 8.348 | 6.6784 | 5.3427 | 4.2742 | 3.4193 | 2.7355
PG&E | GWh | Commercial | Com - Storage (Unconditioned) | WholeBlg | No | HVAC - Energy Management System | 1.1946 | 2.5302 | 3.7845 | 4.9648 | 6.0625 | 7.0796 | 8.0178 | 8.9008 | 9.7623 | 10.6145 | 11.4561 | 12.2862
PG&E | GWh | Commercial | Com - Storage (Unconditioned) | WholeBlg | No | WholeBlg - Com NC Level 2 | 0.097688 | 0 | 0 | 0 | 0 | 0 | 0 | 0 | 0 | 0 | 0 | 0
PG&E | GWh | Commercial | Com - Storage (Unconditioned) | WholeBlg | No | WholeBlg - Com NC Level 3 | 0.048584 | 0.048584 | 0.048584 | 0.048584 | 0.048584 | 0.048584 | 0.048584 | 0 | 0 | 0 | 0 | 0
PG&E | GWh | Commercial | Com - Storage (Unconditioned) | WholeBlg | No | WholeBlg - Com RET Level 1 | 0.11223 | 0.26523 | 0.46214 | 0.70625 | 1.0011 | 1.3505 | 1.7582 | 2.2277 | 2.7625 | 3.3656 | 4.0394 | 4.7855
PG&E | GWh | Commercial | Com - Storage (Unconditioned) | WholeBlg | No | WholeBlg - Com RET Level 2 | 0.16599 | 0.39182 | 0.68181 | 1.0408 | 1.4737 | 1.9855 | 2.5812 | 3.2658 | 4.0437 | 4.9191 | 5.8952 | 6.9745
PG&E | GWh | Commercial | Com - Warehouse (Refrigerated) | AppPlug | No | AppPlug - Desktop Computer (Com - Power Management) | 0.12682 | 0.25871 | 0.39592 | 0.53758 | 0.68073 | 0.82227 | 0.83198 | 0.82971 | 0.81312 | 0.78286 | 0.74172 | 0.69312
PG&E | GWh | Commercial | Com - Warehouse (Refrigerated) | AppPlug | No | AppPlug - Occupancy Sensor Plug Strip | 0.031546 | 0.06677 | 0.10346 | 0.14133 | 0.17964 | 0.21779 | 0.25505 | 0.292 | 0.32775 | 0.33105 | 0.32935 | 0.32473
PG&E | GWh | Commercial | Com - Warehouse (Refrigerated) | AppPlug | No | AppPlug - Vending Machine Controls | 0.35574 | 0.72676 | 1.1171 | 1.5239 | 1.9385 | 2.3508 | 2.3941 | 2.4028 | 2.3653 | 2.2836 | 2.1648 | 2.0198
PG&E | GWh | Commercial | Com - Warehouse (Refrigerated) | BldgEnv | No | BldgEnv - Wall Spray On Insulation | 0.052938 | 0.094595 | 0.13046 | 0.16272 | 0.19337 | 0.22249 | 0.25015 | 0.22349 | 0.2068 | 0.19465 | 0.18492 | 0.17567
PG&E | GWh | Commercial | Com - Warehouse (Refrigerated) | BldgEnv | No | BldgEnv - Window Film | 0 | 0 | 0 | 0 | 0 | 0 | 0 | 0 | 0.013453 | 0.043232 | 0.084564 | 0.13232
PG&E | GWh | Commercial | Com - Warehouse (Refrigerated) | ComRefrig | No | ComRefrig - Strip Curtain for Walk In Refrigerator | 0.27877 | 0.55715 | 0.85216 | 1.1519 | 1.4383 | 1.4148 | 1.3486 | 1.2191 | 1.0414 | 0.84009 | 0.64683 | 0.4812
PG&E | GWh | Commercial | Com - Warehouse (Refrigerated) | Lighting | Yes | Lighting - LED Fixture (Replacing T8) - Emerging | 0.025577 | 0.062896 | 0.11597 | 0.19017 | 0.28874 | 0.41597 | 0.57425 | 0.76994 | 1.0048 | 1.2856 | 1.6157 | 2.0027
PG&E | GWh | Commercial | Com - Warehouse (Refrigerated) | Lighting | Yes | Lighting - LED Lamp (Basic High - Indoor) - Emerging | 0.0012085 | 0.0028641 | 0.0050033 | 0.0075098 | 0.010208 | 0.01058 | 0.0095322 | 0.0081315 | 0.0066285 | 0.0039393 | 0.0047623 | 0.0056731
PG&E | GWh | Commercial | Com - Warehouse (Refrigerated) | Lighting | Yes | Lighting - LED Lamp (Basic Low - Indoor) - Emerging | 0.0060238 | 0.01532 | 0.026865 | 0.040902 | 0.0575 | 0.060418 | 0.055815 | 0.049657 | 0.041806 | 0.027665 | 0.033968 | 0.041571
PG&E | GWh | Commercial | Com - Warehouse (Refrigerated) | Lighting | Yes | Lighting - LED Plug-In Indoor Fixture - Emerging | 0.026358 | 0.059866 | 0.10129 | 0.15203 | 0.21253 | 0.21664 | 0.22199 | 0.22878 | 0.2371 | 0.24717 | 0.25907 | 0.27287
PG&E | GWh | Commercial | Com - Warehouse (Refrigerated) | Lighting | No | Lighting - Cold Cathode Lamp | 0.022009 | 0.045037 | 0.068993 | 0.093972 | 0.11981 | 0.11981 | 0.097805 | 0.074777 | 0.05082 | 0.025842 | 0 | 0
PG&E | GWh | Commercial | Com - Warehouse (Refrigerated) | Lighting | No | Lighting - Compact Fluorescent Fixture (Indoor) | 0.07756 | 0.16101 | 0.25033 | 0.34593 | 0.44736 | 0.3698 | 0.28636 | 0.19704 | 0.10143 | 0 | 0 | 0
PG&E | GWh | Commercial | Com - Warehouse (Refrigerated) | Lighting | No | Lighting - Compact Fluorescent Lamp (Basic High - Indoor) | 0.054344 | 0.10915 | 0.16428 | 0.21999 | 0.27623 | 0.22188 | 0.16708 | 0.11195 | 0.056236 | 0 | 0 | 0
PG&E | GWh | Commercial | Com - Warehouse (Refrigerated) | Lighting | No | Lighting - Compact Fluorescent Lamp (Basic Low - Indoor) | 0.16267 | 0.34253 | 0.53821 | 0.74806 | 0.96886 | 0.80619 | 0.62633 | 0.43065 | 0.2208 | 0 | 0 | 0
PG&E | GWh | Commercial | Com - Warehouse (Refrigerated) | Lighting | No | Lighting - Halogen Lamp (A-Line) | 0.01454 | 0.032472 | 0.039457 | 0.047017 | 0.055217 | 0.029725 | 0 | 0 | 0 | 0 | 0 | 0
PG&E | GWh | Commercial | Com - Warehouse (Refrigerated) | Lighting | No | Lighting - Halogen Lamp (Reflector) | 0.0056815 | 0.012561 | 0.01494 | 0.017339 | 0.019786 | 0.022032 | 0.02401 | 0.025825 | 0.027463 | 0.028952 | 0.030308 | 0.031548
PG&E | GWh | Commercial | Com - Warehouse (Refrigerated) | Lighting | No | Lighting - High Bay HID to T5 | 0.26199 | 0.60764 | 0.94136 | 1.2674 | 1.5829 | 2.1184 | 2.7156 | 3.294 | 3.8564 | 4.404 | 4.9365 | 5.4526
PG&E | GWh | Commercial | Com - Warehouse (Refrigerated) | Lighting | No | Lighting - Induction Fixture (Indoor) | 0.022403 | 0.049058 | 0.079779 | 0.11492 | 0.15388 | 0.19633 | 0.24171 | 0.29032 | 0.34161 | 0.39596 | 0.45301 | 0.51242
PG&E | GWh | Commercial | Com - Warehouse (Refrigerated) | Lighting | No | Lighting - Induction Fixture (Outdoor) | 0.013529 | 0.028768 | 0.045658 | 0.064391 | 0.084726 | 0.10653 | 0.12959 | 0.15409 | 0.17981 | 0.20696 | 0.23543 | 0.26511
PG&E | GWh | Commercial | Com - Warehouse (Refrigerated) | Lighting | No | Lighting - Linear Fluorescent Delamping | 0.0034176 | 0.0068923 | 0.011297 | 0.016662 | 0.022857 | 0 | 0 | 0 | 0 | 0 | 0 | 0
PG&E | GWh | Commercial | Com - Warehouse (Refrigerated) | Lighting | No | Lighting - Linear Fluorescent Fixture (Low Wattage T8) | 0.10423 | 0.21863 | 0.34146 | 0.47262 | 0.60948 | 0.75037 | 0.89338 | 1.0386 | 1.1847 | 1.3318 | 1.4793 | 1.6239
PG&E | GWh | Commercial | Com - Warehouse (Refrigerated) | Lighting | No | Lighting - Occupancy Sensor | 0 | 0 | 0 | 0 | 0.078811 | 0.58233 | 1.0729 | 1.4227 | 1.2903 | 1.1284 | 0.99545 | 0.8976
PG&E | GWh | Commercial | Com - Warehouse (Refrigerated) | Lighting | No | Lighting - Plug-In Fixture (Compact Fluorescent) | 0.37194 | 0.74455 | 1.1168 | 1.4914 | 1.8653 | 1.8653 | 1.8653 | 1.8653 | 1.8653 | 1.8653 | 1.8653 | 1.8653
PG&E | GWh | Commercial | Com - Warehouse (Refrigerated) | Lighting | No | Lighting - Plug-In Fixture (Exterior) | 0.067862 | 0.15182 | 0.23493 | 0.31945 | 0.40443 | 0.48969 | 0.57482 | 0.66061 | 0.7467 | 0.83386 | 0.92198 | 1.011
PG&E | GWh | Commercial | Com - Warehouse (Refrigerated) | Lighting | No | Lighting - Plug-In Fixture (Induction) | 0.15618 | 0.31555 | 0.47665 | 0.64185 | 0.80915 | 0.97799 | 1.1473 | 1.3191 | 1.4923 | 1.669 | 1.8487 | 2.0312
PG&E | GWh | Commercial | Com - Warehouse (Refrigerated) | Lighting | No | Lighting - Plug-In Fixture (Linear Fluorescent) | 0.68505 | 1.433 | 2.2305 | 3.076 | 3.9552 | 3.9552 | 3.9552 | 3.9552 | 3.9552 | 3.9552 | 3.9552 | 3.9552
PG&E | GWh | Commercial | Com - Warehouse (Refrigerated) | Lighting | No | Lighting - Plug-In Fixture (MH Directional) | 0 | 0 | 0 | 0 | 0.084116 | 0.17486 | 0.29308 | 0.41724 | 0.54525 | 0.67735 | 0.81301 | 0.95186
PG&E | GWh | Commercial | Com - Warehouse (Refrigerated) | Lighting | No | Lighting - Plug-In Fixture (PSMH with Electronic Ballast) | 0.16868 | 0.34238 | 0.51454 | 0.68744 | 0.85946 | 1.0303 | 1.1993 | 1.3681 | 1.536 | 1.7047 | 1.8738 | 2.0434
PG&E | GWh | Commercial | Com - Warehouse (Refrigerated) | Lighting | No | Lighting - Plug-In Fixture (PSMH) | 0.15103 | 0.30664 | 0.46078 | 0.61528 | 0.76857 | 0.92037 | 1.0701 | 1.2191 | 1.3668 | 1.5146 | 1.6624 | 1.81
PG&E | GWh | Commercial | Com - Warehouse (Refrigerated) | Service | No | HVAC - Comprehensive Rooftop Unit Quality Maintenance | 0.062979 | 0.12318 | 0.18492 | 0.24764 | 0.31051 | 0.37277 | 0.43361 | 0.49224 | 0.54796 | 0.6001 | 0.64826 | 0.62922
PG&E | GWh | Commercial | Com - Warehouse (Refrigerated) | Service | No | Service - HVAC Fault Detection & Diagnositics | 0.056757 | 0.13587 | 0.21261 | 0.28802 | 0.3613 | 0.43234 | 0.50077 | 0.56756 | 0.6324 | 0.69624 | 0.75902 | 0.8207
PG&E | GWh | Commercial | Com - Warehouse (Refrigerated) | Service | No | Service - Retro-Commissioning (Electric) | 0.52134 | 0.93842 | 1.2721 | 1.539 | 1.7525 | 1.9234 | 1.5387 | 1.231 | 0.98477 | 0.78782 | 0.63025 | 0.5042
PG&E | GWh | Commercial | Com - Warehouse (Refrigerated) | WholeBlg | No | HVAC - Energy Management System | 0.22018 | 0.46638 | 0.69755 | 0.91511 | 1.1174 | 1.3049 | 1.4778 | 1.6406 | 1.7994 | 1.9565 | 2.1116 | 2.2646
PG&E | GWh | Commercial | Com - Warehouse (Refrigerated) | WholeBlg | No | WholeBlg - Com RET Level 1 | 0.017531 | 0.041601 | 0.072676 | 0.11127 | 0.1579 | 0.21306 | 0.27727 | 0.35102 | 0.43477 | 0.52892 | 0.63381 | 0.74972
PG&E | GWh | Commercial | Com - Warehouse (Refrigerated) | WholeBlg | No | WholeBlg - Com RET Level 2 | 0.059008 | 0.13911 | 0.24192 | 0.36915 | 0.52271 | 0.70459 | 0.91681 | 1.1614 | 1.4401 | 1.7547 | 2.1066 | 2.4967
PG&E | MW | Commercial | Com - Assembly | AppPlug | No | AppPlug - Computer Monitor | 0.0074052 | 0.015143 | 0.023103 | 0.031563 | 0.040192 | 0.048892 | 0.05008 | 0.051147 | 0.052042 | 0.052826 | 0.053776 | 0.054944
PG&E | MW | Commercial | Com - Assembly | AppPlug | No | AppPlug - Desktop Computer (Com - Power Management) | 0.047914 | 0.097736 | 0.14954 | 0.20301 | 0.25703 | 0.31043 | 0.31401 | 0.31309 | 0.30678 | 0.29534 | 0.27982 | 0.2615
PG&E | MW | Commercial | Com - Assembly | AppPlug | No | AppPlug - Occupancy Sensor Plug Strip | 0.032243 | 0.068245 | 0.10574 | 0.13638 | 0.16761 | 0.19855 | 0.22857 | 0.2584 | 0.28728 | 0.29147 | 0.29073 | 0.28761
PG&E | MW | Commercial | Com - Assembly | BldgEnv | No | BldgEnv - Wall Spray On Insulation | 0.49601 | 0.87695 | 1.2111 | 1.5285 | 1.83 | 2.1165 | 2.3886 | 2.1512 | 2.0158 | 1.915 | 1.8193 | 1.7283
PG&E | MW | Commercial | Com - Assembly | BldgEnv | No | BldgEnv - Window Film | 0 | 0 | 0 | 0 | 0 | 0 | 0 | 0 | 0.03922 | 0.126 | 0.24638 | 0.38543
PG&E | MW | Commercial | Com - Assembly | HVAC | Yes | HVAC - Advanced Package Rooftop AC (> EER 12) - Emerging | 0 | 0 | 0.00085644 | 0.0032063 | 0.0075516 | 0.014356 | 0.023993 | 0.036559 | 0.052281 | 0.07145 | 0.09437 | 0.1214
PG&E | MW | Commercial | Com - Assembly | HVAC | No | HVAC - Demand Controlled Ventilation | 0.04532 | 0.094211 | 0.15269 | 0.22085 | 0.29719 | 0.37896 | 0.46231 | 0.54375 | 0.61995 | 0.68962 | 0.75225 | 0.76298
PG&E | MW | Commercial | Com - Assembly | HVAC | No | HVAC - Direct Evaporative Cooler | 0.36293 | 0.78635 | 1.2749 | 1.8343 | 2.4679 | 3.1784 | 3.9668 | 4.8357 | 5.7838 | 6.8114 | 7.9156 | 9.092
PG&E | MW | Commercial | Com - Assembly | HVAC | No | HVAC - EER Rated Package Rooftop AC (EER 11) | 0 | 0 | 0 | 0 | 0 | 0 | 0.049636 | 0.24561 | 0.46125 | 0.6971 | 0.95103 | 1.2209
PG&E | MW | Commercial | Com - Assembly | HVAC | No | HVAC - SEER Rated Package Rooftop AC (Recharge) | 0 | 0 | 0 | 0 | 0.96432 | 1.8705 | 2.6755 | 3.3639 | 2.9733 | 2.537 | 2.1128 | 1.7429
PG&E | MW | Commercial | Com - Assembly | HVAC | No | HVAC - SEER Rated Package Rooftop AC (SEER 14) | 0.087634 | 0.19355 | 0.19355 | 0.19355 | 0.19355 | 0.19355 | 0.19355 | 0.19355 | 0.19355 | 0.19355 | 0.19355 | 0.19355
PG&E | MW | Commercial | Com - Assembly | HVAC | No | HVAC - SEER Rated Package Rooftop AC (SEER 15) | 0.22767 | 0.49709 | 0.64139 | 0.8071 | 0.99297 | 1.1986 | 1.4226 | 1.6669 | 1.93 | 2.2145 | 2.5195 | 2.8436
PG&E | MW | Commercial | Com - Assembly | HVAC | No | HVAC - SEER Rated Package Rooftop HP (SEER 14) | 0.032508 | 0.071369 | 0.071369 | 0.071369 | 0.071369 | 0.071369 | 0.071369 | 0.071369 | 0.071369 | 0.071369 | 0.071369 | 0.071369
PG&E | MW | Commercial | Com - Assembly | HVAC | No | HVAC - SEER Rated Package Rooftop HP (SEER 15) | 0.12302 | 0.2712 | 0.35178 | 0.44566 | 0.55233 | 0.67179 | 0.80342 | 0.94853 | 1.1064 | 1.2784 | 1.4638 | 1.6621
PG&E | MW | Commercial | Com - Assembly | HVAC | No | HVAC - SEER Rated Split System AC (SEER 14) | 0.042511 | 0.091745 | 0.14709 | 0.14709 | 0.14709 | 0.14709 | 0.14709 | 0.14709 | 0.14709 | 0.14709 | 0.14709 | 0.14709
PG&E | MW | Commercial | Com - Assembly | HVAC | No | HVAC - SEER Rated Split System AC (SEER 15) | 0.0097991 | 0.022339 | 0.029434 | 0.037938 | 0.047789 | 0.058983 | 0.071458 | 0.08533 | 0.10052 | 0.11718 | 0.13524 | 0.15468
PG&E | MW | Commercial | Com - Assembly | HVAC | No | HVAC - SEER Rated Split System HP (SEER 14) | 0.16498 | 0.36312 | 0.39433 | 0.43057 | 0.47161 | 0.51739 | 0.56765 | 0.62285 | 0.68265 | 0.74751 | 0.81719 | 0.89141
PG&E | MW | Commercial | Com - Assembly | HVAC | No | HVAC - SEER Rated Split System HP (SEER 15) | 0.058665 | 0.12877 | 0.16663 | 0.21048 | 0.26004 | 0.31527 | 0.37585 | 0.44238 | 0.51445 | 0.59269 | 0.67684 | 0.76659
PG&E | MW | Commercial | Com - Assembly | Lighting | Yes | Lighting - LED Fixture (Replacing T8) - Emerging | 0 | 0 | 0.024857 | 0.074682 | 0.15118 | 0.25717 | 0.39399 | 0.56794 | 0.77906 | 1.0333 | 1.3346 | 1.6851
PG&E | MW | Commercial | Com - Assembly | Lighting | Yes | Lighting - LED Lamp (Basic High - Indoor) - Emerging | 0.0021291 | 0.005625 | 0.011015 | 0.018131 | 0.026033 | 0.027594 | 0.026902 | 0.025415 | 0.023289 | 0.019252 | 0.024689 | 0.030798
PG&E | MW | Commercial | Com - Assembly | Lighting | Yes | Lighting - LED Lamp (Basic Low - Indoor) - Emerging | 0.0087892 | 0.022406 | 0.039862 | 0.060231 | 0.083741 | 0.087837 | 0.08344 | 0.079038 | 0.075337 | 0.063492 | 0.081667 | 0.10268
PG&E | MW | Commercial | Com - Assembly | Lighting | Yes | Lighting - LED Plug-In Indoor Fixture - Emerging | 0.0047299 | 0.010177 | 0.016787 | 0.024983 | 0.034854 | 0.035555 | 0.036446 | 0.037559 | 0.038993 | 0.040823 | 0.043105 | 0.045874
PG&E | MW | Commercial | Com - Assembly | Lighting | No | Lighting - Cold Cathode Lamp | 0.0024221 | 0.0049423 | 0.0075457 | 0.010253 | 0.013036 | 0.013036 | 0.013036 | 0.013036 | 0.013036 | 0.013036 | 0.013036 | 0.010614
PG&E | MW | Commercial | Com - Assembly | Lighting | No | Lighting - Compact Fluorescent Fixture (Indoor) | 0.80741 | 1.6629 | 2.5653 | 3.5189 | 4.5188 | 3.7114 | 2.8559 | 1.9535 | 0.99988 | 0 | 0 | 0
PG&E | MW | Commercial | Com - Assembly | Lighting | No | Lighting - Compact Fluorescent Lamp (Basic High - Indoor) | 0.33762 | 0.67931 | 1.0239 | 1.3728 | 1.7254 | 1.3878 | 1.0461 | 0.7015 | 0.35258 | 0 | 0 | 0
PG&E | MW | Commercial | Com - Assembly | Lighting | No | Lighting - Compact Fluorescent Lamp (Basic Low - Indoor) | 0.52673 | 1.0577 | 1.5926 | 2.1343 | 2.6806 | 2.1538 | 1.6229 | 1.088 | 0.54631 | 0 | 0 | 0
PG&E | MW | Commercial | Com - Assembly | Lighting | No | Lighting - Exit Fixture (LED) | 0.12072 | 0.23545 | 0.33547 | 0.41841 | 0.48594 | 0.54102 | 0.48675 | 0.43153 | 0.38598 | 0.35221 | 0.32899 | 0.31401
PG&E | MW | Commercial | Com - Assembly | Lighting | No | Lighting - Halogen Lamp (A-Line) | 0.0010972 | 0.0024494 | 0.0029742 | 0.0035421 | 0.0041578 | 0.0022378 | 0 | 0 | 0 | 0 | 0 | 0
PG&E | MW | Commercial | Com - Assembly | Lighting | No | Lighting - Halogen Lamp (Reflector) | 0.00042896 | 0.00094788 | 0.0011264 | 0.0013063 | 0.0014895 | 0.0016556 | 0.0018019 | 0.0019369 | 0.0020584 | 0.0021692 | 0.0022699 | 0.0023621
PG&E | MW | Commercial | Com - Assembly | Lighting | No | Lighting - High Bay HID to T5 | 0.046583 | 0.096939 | 0.15169 | 0.20982 | 0.26933 | 0.36953 | 0.47088 | 0.57312 | 0.67451 | 0.77345 | 0.86855 | 0.95855
PG&E | MW | Commercial | Com - Assembly | Lighting | No | Lighting - Induction Fixture (Indoor) | 0.0068685 | 0.015015 | 0.024386 | 0.035088 | 0.046944 | 0.059863 | 0.073683 | 0.08851 | 0.10418 | 0.12082 | 0.13831 | 0.15656
PG&E | MW | Commercial | Com - Assembly | Lighting | No | Lighting - Linear Fluorescent Delamping | 0.0079268 | 0.015989 | 0.026171 | 0.03855 | 0.03855 | 0 | 0 | 0 | 0 | 0 | 0 | 0
PG&E | MW | Commercial | Com - Assembly | Lighting | No | Lighting - Linear Fluorescent Fixture (Low Wattage T8) | 0.02387 | 0.054178 | 0.090733 | 0.13333 | 0.18105 | 0.23326 | 0.28917 | 0.34864 | 0.41101 | 0.47634 | 0.54421 | 0.61429
PG&E | MW | Commercial | Com - Assembly | Lighting | No | Lighting - Plug-In Fixture (Compact Fluorescent) | 0 | 0.076606 | 0.14903 | 0.22123 | 0.31636 | 0.31636 | 0.31636 | 0.31636 | 0.31636 | 0.31636 | 0.31636 | 0.31636
PG&E | MW | Commercial | Com - Assembly | Lighting | No | Lighting - Plug-In Fixture (PSMH with Electronic Ballast) | 0 | 0 | 0 | 0 | 0 | 0 | 0 | 0 | 0 | 0.029137 | 0.058817 | 0.088854
PG&E | MW | Commercial | Com - Assembly | Lighting | No | Lighting - Plug-In Fixture (PSMH) | 0.065315 | 0.15113 | 0.23749 | 0.32728 | 0.41903 | 0.51127 | 0.60298 | 0.69481 | 0.78598 | 0.87284 | 0.96007 | 1.0477
PG&E | MW | Commercial | Com - Assembly | SHW | No | SHW - EF Rated Instantaneous Water Heater (Electric) | 0.0010306 | 0.0022371 | 0.0036152 | 0.0051785 | 0.0068961 | 0.0087478 | 0.010705 | 0.012778 | 0.014941 | 0.017209 | 0.019566 | 0.022
PG&E | MW | Commercial | Com - Assembly | SHW | No | SHW - EF Rated Storage Water Heater (Electric) | 0.00093944 | 0.0020234 | 0.0020234 | 0.0020234 | 0.0020234 | 0.0020234 | 0.0020234 | 0.0020234 | 0.0020234 | 0.0020234 | 0.0020234 | 0.0020234
PG&E | MW | Commercial | Com - Assembly | Service | No | HVAC - Comprehensive Rooftop Unit Quality Maintenance | 3.424e-08 | 6.6971e-08 | 1.0053e-07 | 1.3463e-07 | 1.6882e-07 | 2.0266e-07 | 2.3574e-07 | 2.6762e-07 | 2.9791e-07 | 3.2625e-07 | 3.5244e-07 | 3.4209e-07
PG&E | MW | Commercial | Com - Assembly | Service | No | Service - HVAC Fault Detection & Diagnositics | 0.00010392 | 0.00024876 | 0.00038927 | 0.00052734 | 0.00066152 | 0.00079158 | 0.00091687 | 0.0010392 | 0.0011579 | 0.0012748 | 0.0013897 | 0.0015026
PG&E | MW | Commercial | Com - Assembly | Service | No | Service - Retro-Commissioning (Electric) | 0.0021601 | 0.0038881 | 0.0052705 | 0.0063765 | 0.0072612 | 0.007969 | 0.0063752 | 0.0051002 | 0.0040801 | 0.0032641 | 0.0026113 | 0.002089
PG&E | MW | Commercial | Com - Assembly | WholeBlg | No | HVAC - Energy Management System | 7.5446e-05 | 0.00015981 | 0.00023902 | 0.00031357 | 0.0003829 | 0.00044713 | 0.00050638 | 0.00056216 | 0.00061656 | 0.00067039 | 0.00072354 | 0.00077597
PG&E | MW | Commercial | Com - Assembly | WholeBlg | No | WholeBlg - Com NC Level 2 | 0.0058166 | 0 | 0 | 0 | 0 | 0 | 0 | 0 | 0 | 0 | 0 | 0
PG&E | MW | Commercial | Com - Assembly | WholeBlg | No | WholeBlg - Com NC Level 3 | 0.0044998 | 0.0044998 | 0.0044998 | 0.0044998 | 0.0044998 | 0.0044998 | 0.0044998 | 0 | 0 | 0 | 0 | 0
PG&E | MW | Commercial | Com - Assembly | WholeBlg | No | WholeBlg - Com RET Level 1 | 0.073829 | 0.17493 | 0.30523 | 0.46672 | 0.66141 | 0.89152 | 1.1591 | 1.4663 | 1.8149 | 2.2074 | 2.6461 | 3.1342
PG&E | MW | Commercial | Com - Assembly | WholeBlg | No | WholeBlg - Com RET Level 2 | 0.15478 | 0.3658 | 0.63727 | 0.9743 | 1.3818 | 1.8649 | 2.4282 | 3.0768 | 3.8152 | 4.6465 | 5.5723 | 6.5929
PG&E | MW | Commercial | Com - Education (Community College) | AppPlug | No | AppPlug - Computer Monitor | 0.0041351 | 0.0084562 | 0.012901 | 0.017625 | 0.022443 | 0.027301 | 0.027965 | 0.028561 | 0.02906 | 0.029498 | 0.030029 | 0.030681
PG&E | MW | Commercial | Com - Education (Community College) | AppPlug | No | AppPlug - Desktop Computer (Com - Power Management) | 0.026804 | 0.054682 | 0.083682 | 0.11362 | 0.14388 | 0.1738 | 0.17585 | 0.17537 | 0.17186 | 0.16547 | 0.15677 | 0.1465
PG&E | MW | Commercial | Com - Education (Community College) | AppPlug | No | AppPlug - Occupancy Sensor Plug Strip | 0.018005 | 0.038108 | 0.059047 | 0.076157 | 0.093596 | 0.11087 | 0.12764 | 0.14429 | 0.16042 | 0.16276 | 0.16234 | 0.16061
PG&E | MW | Commercial | Com - Education (Community College) | BldgEnv | No | BldgEnv - Wall Spray On Insulation | 0.20386 | 0.39458 | 0.57577 | 0.7479 | 0.91142 | 1.0668 | 1.2143 | 1.1507 | 1.0931 | 1.0385 | 0.98657 | 0.93724
PG&E | MW | Commercial | Com - Education (Community College) | BldgEnv | No | BldgEnv - Window Film | 0 | 0 | 0 | 0 | 0 | 0 | 0 | 0 | 0.036563 | 0.11746 | 0.22969 | 0.35932
PG&E | MW | Commercial | Com - Education (Community College) | FoodServ | No | FoodServ - Electric Griddle | 0.00076476 | 0.0017207 | 0.0028802 | 0.0042749 | 0.0059058 | 0.00778 | 0.0098932 | 0.012272 | 0.014904 | 0.017815 | 0.020993 | 0.024423
PG&E | MW | Commercial | Com - Education (Community College) | FoodServ | No | FoodServ - Electric Steamer | 0.00078484 | 0.0017536 | 0.0029074 | 0.0042644 | 0.0058121 | 0.0075431 | 0.0094405 | 0.011514 | 0.013744 | 0.016139 | 0.018685 | 0.021363
PG&E | MW | Commercial | Com - Education (Community College) | FoodServ | No | FoodServ - Fryer (Electric) | 3.4151e-05 | 7.6625e-05 | 0.00012787 | 0.00018913 | 0.00026033 | 0.00034163 | 0.00043269 | 0.00053451 | 0.00064645 | 0.00076943 | 0.00090288 | 0.0010461
PG&E | MW | Commercial | Com - Education (Community College) | FoodServ | No | FoodServ - Oven (Electric) | 0.01304 | 0.029257 | 0.048768 | 0.071986 | 0.09881 | 0.12922 | 0.16303 | 0.20052 | 0.24138 | 0.28588 | 0.33376 | 0.38472
PG&E | MW | Commercial | Com - Education (Community College) | HVAC | No | HVAC - Chiller (Centrifugal) | 0.0091572 | 0.020637 | 0.034637 | 0.051351 | 0.070983 | 0.0937 | 0.11964 | 0.14887 | 0.18146 | 0.21738 | 0.25663 | 0.2991
PG&E | MW | Commercial | Com - Education (Community College) | HVAC | No | HVAC - Chiller (Reciprocating) | 0.015716 | 0.035313 | 0.058937 | 0.087098 | 0.11977 | 0.15703 | 0.19877 | 0.24541 | 0.29672 | 0.35308 | 0.41428 | 0.48004
PG&E | MW | Commercial | Com - Education (Community College) | HVAC | No | HVAC - Demand Controlled Ventilation | 0.011876 | 0.024699 | 0.04004 | 0.057925 | 0.07796 | 0.099429 | 0.12132 | 0.14272 | 0.16276 | 0.1811 | 0.1976 | 0.20051
PG&E | MW | Commercial | Com - Education (Community College) | HVAC | No | HVAC - Direct Evaporative Cooler | 0.099131 | 0.21432 | 0.34669 | 0.4976 | 0.66779 | 0.85779 | 1.0678 | 1.2983 | 1.5488 | 1.8195 | 2.1096 | 2.4177
PG&E | MW | Commercial | Com - Education (Community College) | HVAC | No | HVAC - EER Rated Package Rooftop AC (EER 11) | 0 | 0 | 0 | 0 | 0 | 0 | 0 | 0.05005 | 0.10582 | 0.1676 | 0.23489 | 0.30724
PG&E | MW | Commercial | Com - Education (Community College) | HVAC | No | HVAC - SEER Rated Package Rooftop AC (SEER 14) | 0.024808 | 0.054701 | 0.054701 | 0.054701 | 0.054701 | 0.054701 | 0.054701 | 0.054701 | 0.054701 | 0.054701 | 0.054701 | 0.054701
PG&E | MW | Commercial | Com - Education (Community College) | HVAC | No | HVAC - SEER Rated Package Rooftop AC (SEER 15) | 0.070082 | 0.15291 | 0.19726 | 0.24817 | 0.30526 | 0.36841 | 0.43721 | 0.51223 | 0.593 | 0.68036 | 0.774 | 0.87355
PG&E | MW | Commercial | Com - Education (Community College) | HVAC | No | HVAC - SEER Rated Package Rooftop HP (SEER 14) | 0.0078657 | 0.017258 | 0.017258 | 0.017258 | 0.017258 | 0.017258 | 0.017258 | 0.017258 | 0.017258 | 0.017258 | 0.017258 | 0.017258
PG&E | MW | Commercial | Com - Education (Community College) | HVAC | No | HVAC - SEER Rated Package Rooftop HP (SEER 15) | 0.029425 | 0.06472 | 0.083844 | 0.10608 | 0.13128 | 0.1594 | 0.19028 | 0.22424 | 0.26109 | 0.30119 | 0.34438 | 0.39049
PG&E | MW | Commercial | Com - Education (Community College) | HVAC | No | HVAC - SEER Rated Split System AC (SEER 14) | 0.012199 | 0.026363 | 0.042383 | 0.042383 | 0.042383 | 0.042383 | 0.042383 | 0.042383 | 0.042383 | 0.042383 | 0.042383 | 0.042383
PG&E | MW | Commercial | Com - Education (Community College) | HVAC | No | HVAC - SEER Rated Split System AC (SEER 15) | 0.0040868 | 0.0093257 | 0.012307 | 0.01591 | 0.020121 | 0.02495 | 0.030383 | 0.036486 | 0.043239 | 0.05072 | 0.058922 | 0.067833
PG&E | MW | Commercial | Com - Education (Community College) | HVAC | No | HVAC - SEER Rated Split System HP (SEER 14) | 0.052352 | 0.11514 | 0.12502 | 0.1365 | 0.14948 | 0.16397 | 0.17987 | 0.19734 | 0.21625 | 0.23676 | 0.2588 | 0.28228
PG&E | MW | Commercial | Com - Education (Community College) | HVAC | No | HVAC - SEER Rated Split System HP (SEER 15) | 0.017701 | 0.038838 | 0.050257 | 0.063479 | 0.078421 | 0.095067 | 0.11332 | 0.13336 | 0.15505 | 0.17859 | 0.20389 | 0.23086
PG&E | MW | Commercial | Com - Education (Community College) | Lighting | Yes | Lighting - LED Fixture (Replacing T8) - Emerging | 0 | 0 | 0.017461 | 0.054634 | 0.11534 | 0.20387 | 0.32274 | 0.47885 | 0.67252 | 0.90983 | 1.1934 | 1.5238
PG&E | MW | Commercial | Com - Education (Community College) | Lighting | Yes | Lighting - LED Lamp (Basic High - Indoor) - Emerging | 0.00047536 | 0.0012055 | 0.0022828 | 0.0039049 | 0.0064258 | 0.0068813 | 0.0068396 | 0.0066388 | 0.0061023 | 0.0044466 | 0.005503 | 0.0066445
PG&E | MW | Commercial | Com - Education (Community College) | Lighting | Yes | Lighting - LED Lamp (Basic Low - Indoor) - Emerging | 0.0010089 | 0.0026827 | 0.0047328 | 0.0075618 | 0.012006 | 0.012994 | 0.012923 | 0.012934 | 0.012707 | 0.010565 | 0.013429 | 0.016736
PG&E | MW | Commercial | Com - Education (Community College) | Lighting | Yes | Lighting - LED Plug-In Indoor Fixture - Emerging | 0.0046116 | 0.010438 | 0.017749 | 0.026931 | 0.038172 | 0.038986 | 0.040029 | 0.041344 | 0.042966 | 0.044957 | 0.047345 | 0.050158
PG&E | MW | Commercial | Com - Education (Community College) | Lighting | No | Lighting - Cold Cathode Lamp | 0.0010559 | 0.0021416 | 0.003255 | 0.0044073 | 0.0055879 | 0.0055879 | 0.0055879 | 0.0055879 | 0.0055879 | 0.0055879 | 0.0055879 | 0.0045321
PG&E | MW | Commercial | Com - Education (Community College) | Lighting | No | Lighting - Compact Fluorescent Fixture (Indoor) | 0.51203 | 1.056 | 1.6311 | 2.2401 | 2.8796 | 2.3675 | 1.8236 | 1.2485 | 0.63949 | 0 | 0 | 0
PG&E | MW | Commercial | Com - Education (Community College) | Lighting | No | Lighting - Compact Fluorescent Lamp (Basic High - Indoor) | 0.050901 | 0.10269 | 0.15478 | 0.20724 | 0.25951 | 0.20861 | 0.15682 | 0.10473 | 0.052271 | 0 | 0 | 0
PG&E | MW | Commercial | Com - Education (Community College) | Lighting | No | Lighting - Compact Fluorescent Lamp (Basic Low - Indoor) | 0.080589 | 0.1619 | 0.24399 | 0.3264 | 0.40779 | 0.3272 | 0.24589 | 0.1638 | 0.081386 | 0 | 0 | 0
PG&E | MW | Commercial | Com - Education (Community College) | Lighting | No | Lighting - Exit Fixture (LED) | 0.078011 | 0.15214 | 0.21675 | 0.27031 | 0.3139 | 0.34943 | 0.3143 | 0.27858 | 0.24913 | 0.2273 | 0.2123 | 0.20264
PG&E | MW | Commercial | Com - Education (Community College) | Lighting | No | Lighting - Halogen Lamp (A-Line) | 0.00061303 | 0.0013676 | 0.0016592 | 0.0019747 | 0.0023165 | 0.0012464 | 0 | 0 | 0 | 0 | 0 | 0
PG&E | MW | Commercial | Com - Education (Community College) | Lighting | No | Lighting - Halogen Lamp (Reflector) | 0.00023979 | 0.00052953 | 0.00062859 | 0.00072831 | 0.00082965 | 0.00092021 | 0.00099994 | 0.0010741 | 0.0011406 | 0.0012014 | 0.0012565 | 0.0013071
PG&E | MW | Commercial | Com - Education (Community College) | Lighting | No | Lighting - High Bay HID to T5 | 0.031454 | 0.06622 | 0.099619 | 0.13135 | 0.16078 | 0.21562 | 0.27103 | 0.32337 | 0.3725 | 0.41886 | 0.46293 | 0.50466
PG&E | MW | Commercial | Com - Education (Community College) | Lighting | No | Lighting - Induction Fixture (Indoor) | 0.0028109 | 0.0060711 | 0.0097566 | 0.013902 | 0.018432 | 0.023315 | 0.028495 | 0.034012 | 0.039811 | 0.045937 | 0.052353 | 0.05902
PG&E | MW | Commercial | Com - Education (Community College) | Lighting | No | Lighting - Light Sensor | 0 | 0 | 0 | 0.006606 | 0.013835 | 0.021517 | 0.029424 | 0.037705 | 0.052679 | 0.066883 | 0.080774 | 0.094664
PG&E | MW | Commercial | Com - Education (Community College) | Lighting | No | Lighting - Linear Fluorescent Delamping | 0.00091923 | 0.0018542 | 0.0030346 | 0.0044691 | 0.0044691 | 0 | 0 | 0 | 0 | 0 | 0 | 0
PG&E | MW | Commercial | Com - Education (Community College) | Lighting | No | Lighting - Linear Fluorescent Fixture (Low Wattage T8) | 0.060992 | 0.13315 | 0.21487 | 0.30585 | 0.40393 | 0.5076 | 0.61513 | 0.72634 | 0.83985 | 0.9558 | 1.0732 | 1.1912
PG&E | MW | Commercial | Com - Education (Community College) | Lighting | No | Lighting - Plug-In Fixture (Compact Fluorescent) | 0.082543 | 0.16577 | 0.24946 | 0.33436 | 0.41961 | 0.41961 | 0.41961 | 0.41961 | 0.41961 | 0.41961 | 0.41961 | 0.41961
PG&E | MW | Commercial | Com - Education (Community College) | Lighting | No | Lighting - Plug-In Fixture (Induction) | 0 | 0 | 0 | 0 | 0 | 0 | 0 | 0 | 0 | 0 | 0.0032808 | 0.014081
PG&E | MW | Commercial | Com - Education (Community College) | Lighting | No | Lighting - Plug-In Fixture (PSMH with Electronic Ballast) | 0 | 0.0094094 | 0.040356 | 0.073177 | 0.10667 | 0.14041 | 0.17403 | 0.20777 | 0.24139 | 0.27523 | 0.30824 | 0.33985
PG&E | MW | Commercial | Com - Education (Community College) | Lighting | No | Lighting - Plug-In Fixture (PSMH) | 0.040165 | 0.085394 | 0.12712 | 0.16861 | 0.20982 | 0.25069 | 0.29109 | 0.33141 | 0.37143 | 0.41156 | 0.45066 | 0.48628
PG&E | MW | Commercial | Com - Education (Community College) | SHW | No | SHW - EF Rated Instantaneous Water Heater (Electric) | 0.00025701 | 0.00055831 | 0.00090237 | 0.0012924 | 0.0017208 | 0.0021823 | 0.00267 | 0.0031864 | 0.0037251 | 0.0042899 | 0.004877 | 0.0054829
PG&E | MW | Commercial | Com - Education (Community College) | SHW | No | SHW - EF Rated Storage Water Heater (Electric) | 0.00020529 | 0.00044184 | 0.00044184 | 0.00044184 | 0.00044184 | 0.00044184 | 0.00044184 | 0.00044184 | 0.00044184 | 0.00044184 | 0.00044184 | 0.00044184
PG&E | MW | Commercial | Com - Education (Community College) | Service | No | HVAC - Comprehensive Rooftop Unit Quality Maintenance | 1.912e-08 | 3.7397e-08 | 5.6139e-08 | 7.518e-08 | 9.4268e-08 | 1.1317e-07 | 1.3164e-07 | 1.4944e-07 | 1.6635e-07 | 1.8218e-07 | 1.9681e-07 | 1.9102e-07
PG&E | MW | Commercial | Com - Education (Community College) | Service | No | Service - HVAC Fault Detection & Diagnositics | 5.8029e-05 | 0.00013891 | 0.00021737 | 0.00029447 | 0.0003694 | 0.00044202 | 0.00051199 | 0.00058027 | 0.00064657 | 0.00071184 | 0.00077603 | 0.00083909
PG&E | MW | Commercial | Com - Education (Community College) | Service | No | Service - Retro-Commissioning (Electric) | 0.0012062 | 0.0021711 | 0.0029431 | 0.0035607 | 0.0040547 | 0.0044499 | 0.00356 | 0.002848 | 0.0022784 | 0.0018227 | 0.0014582 | 0.0011665
PG&E | MW | Commercial | Com - Education (Community College) | WholeBlg | No | HVAC - Energy Management System | 4.2129e-05 | 8.9236e-05 | 0.00013347 | 0.0001751 | 0.00021381 | 0.00024968 | 0.00028277 | 0.00031391 | 0.00034429 | 0.00037435 | 0.00040403 | 0.00043331
PG&E | MW | Commercial | Com - Education (Community College) | WholeBlg | No | WholeBlg - Com NC Level 2 | 0.003248 | 0 | 0 | 0 | 0 | 0 | 0 | 0 | 0 | 0 | 0 | 0
PG&E | MW | Commercial | Com - Education (Community College) | WholeBlg | No | WholeBlg - Com NC Level 3 | 0.0025127 | 0.0025127 | 0.0025127 | 0.0025127 | 0.0025127 | 0.0025127 | 0.0025127 | 0 | 0 | 0 | 0 | 0
PG&E | MW | Commercial | Com - Education (Community College) | WholeBlg | No | WholeBlg - Com RET Level 1 | 0.019659 | 0.046637 | 0.081462 | 0.12469 | 0.17688 | 0.23865 | 0.31056 | 0.3932 | 0.48705 | 0.5926 | 0.71021 | 0.84017
PG&E | MW | Commercial | Com - Education (Community College) | WholeBlg | No | WholeBlg - Com RET Level 2 | 0.047696 | 0.11275 | 0.1965 | 0.30062 | 0.4267 | 0.57638 | 0.75121 | 0.95289 | 1.1829 | 1.4426 | 1.7333 | 2.056
PG&E | MW | Commercial | Com - Education (Primary School) | AppPlug | No | AppPlug - Desktop Computer (Com - Power Management) | 0.044587 | 0.091273 | 0.14062 | 0.19227 | 0.24502 | 0.29755 | 0.30381 | 0.3054 | 0.30084 | 0.29034 | 0.27503 | 0.25637
PG&E | MW | Commercial | Com - Education (Primary School) | AppPlug | No | AppPlug - Occupancy Sensor Plug Strip | 0.02797 | 0.059202 | 0.09173 | 0.11809 | 0.14399 | 0.16942 | 0.19379 | 0.21778 | 0.24074 | 0.24236 | 0.24046 | 0.23657
PG&E | MW | Commercial | Com - Education (Primary School) | BldgEnv | No | BldgEnv - Wall Spray On Insulation | 0.36531 | 0.66476 | 0.94924 | 1.2195 | 1.4762 | 1.7202 | 1.9519 | 1.8067 | 1.7163 | 1.6305 | 1.549 | 1.4716
PG&E | MW | Commercial | Com - Education (Primary School) | BldgEnv | No | BldgEnv - Window Film | 0 | 0 | 0 | 0 | 0 | 0 | 0 | 0 | 0.1106 | 0.3553 | 0.69477 | 1.0869
PG&E | MW | Commercial | Com - Education (Primary School) | FoodServ | No | FoodServ - Electric Griddle | 0.013663 | 0.03074 | 0.051456 | 0.076373 | 0.10551 | 0.13899 | 0.17675 | 0.21924 | 0.26627 | 0.31827 | 0.37504 | 0.43633
PG&E | MW | Commercial | Com - Education (Primary School) | FoodServ | No | FoodServ - Electric Steamer | 0.0026417 | 0.0059025 | 0.0097863 | 0.014354 | 0.019563 | 0.02539 | 0.031776 | 0.038757 | 0.046261 | 0.054324 | 0.062892 | 0.071908
PG&E | MW | Commercial | Com - Education (Primary School) | FoodServ | No | FoodServ - Fryer (Electric) | 0.00014855 | 0.00033331 | 0.00055619 | 0.00082269 | 0.0011324 | 0.001486 | 0.0018822 | 0.002325 | 0.002812 | 0.0033469 | 0.0039274 | 0.0045504
PG&E | MW | Commercial | Com - Education (Primary School) | FoodServ | No | FoodServ - Oven (Electric) | 0.0046202 | 0.010366 | 0.017279 | 0.025505 | 0.035009 | 0.045786 | 0.057765 | 0.071047 | 0.085525 | 0.10129 | 0.11825 | 0.13631
PG&E | MW | Commercial | Com - Education (Primary School) | HVAC | No | HVAC - Direct Evaporative Cooler | 0.16616 | 0.36001 | 0.58429 | 0.84223 | 1.136 | 1.4672 | 1.8369 | 2.2471 | 2.6977 | 3.1896 | 3.7221 | 4.2935
PG&E | MW | Commercial | Com - Education (Primary School) | HVAC | No | HVAC - SEER Rated Package Rooftop AC (SEER 14) | 0.017128 | 0.037805 | 0.037805 | 0.037805 | 0.037805 | 0.037805 | 0.037805 | 0.037805 | 0.037805 | 0.037805 | 0.037805 | 0.037805
PG&E | MW | Commercial | Com - Education (Primary School) | HVAC | No | HVAC - SEER Rated Package Rooftop AC (SEER 15) | 0.043669 | 0.095387 | 0.12318 | 0.15508 | 0.19099 | 0.23087 | 0.27457 | 0.32232 | 0.3739 | 0.42964 | 0.48943 | 0.55305
PG&E | MW | Commercial | Com - Education (Primary School) | HVAC | No | HVAC - SEER Rated Package Rooftop HP (SEER 14) | 0.0021725 | 0.0047746 | 0.0047746 | 0.0047746 | 0.0047746 | 0.0047746 | 0.0047746 | 0.0047746 | 0.0047746 | 0.0047746 | 0.0047746 | 0.0047746
PG&E | MW | Commercial | Com - Education (Primary School) | HVAC | No | HVAC - SEER Rated Package Rooftop HP (SEER 15) | 0.0080615 | 0.01776 | 0.023041 | 0.029185 | 0.03618 | 0.044034 | 0.052722 | 0.06231 | 0.072764 | 0.084148 | 0.09643 | 0.10957
PG&E | MW | Commercial | Com - Education (Primary School) | HVAC | No | HVAC - SEER Rated Split System AC (SEER 14) | 0.010516 | 0.022638 | 0.036263 | 0.036263 | 0.036263 | 0.036263 | 0.036263 | 0.036263 | 0.036263 | 0.036263 | 0.036263 | 0.036263
PG&E | MW | Commercial | Com - Education (Primary School) | HVAC | No | HVAC - SEER Rated Split System AC (SEER 15) | 0.0025469 | 0.0058368 | 0.0077156 | 0.0099737 | 0.012603 | 0.015604 | 0.018966 | 0.022702 | 0.026794 | 0.031254 | 0.036068 | 0.041217
PG&E | MW | Commercial | Com - Education (Primary School) | HVAC | No | HVAC - SEER Rated Split System HP (SEER 14) | 0.019511 | 0.042974 | 0.046684 | 0.05099 | 0.055883 | 0.061361 | 0.067407 | 0.074058 | 0.081283 | 0.08912 | 0.097547 | 0.10653
PG&E | MW | Commercial | Com - Education (Primary School) | HVAC | No | HVAC - SEER Rated Split System HP (SEER 15) | 0.0061262 | 0.013444 | 0.017404 | 0.021984 | 0.027172 | 0.032968 | 0.039354 | 0.046369 | 0.053985 | 0.062243 | 0.071122 | 0.080595
PG&E | MW | Commercial | Com - Education (Primary School) | Lighting | Yes | Lighting - LED Fixture (Replacing T8) - Emerging | 0 | 0 | 0 | 0.0090844 | 0.027865 | 0.058073 | 0.10035 | 0.15699 | 0.22763 | 0.31427 | 0.41764 | 0.53771
PG&E | MW | Commercial | Com - Education (Primary School) | Lighting | Yes | Lighting - LED Lamp (Basic High - Indoor) - Emerging | 0.00018906 | 0.00048029 | 0.00091431 | 0.0015645 | 0.0025968 | 0.0027859 | 0.0027813 | 0.0027142 | 0.0025188 | 0.0018615 | 0.0023131 | 0.0028023
PG&E | MW | Commercial | Com - Education (Primary School) | Lighting | Yes | Lighting - LED Lamp (Basic Low - Indoor) - Emerging | 0.00040765 | 0.0010858 | 0.0019369 | 0.0031104 | 0.0049557 | 0.0053687 | 0.0053601 | 0.0053768 | 0.0053009 | 0.0044469 | 0.0056704 | 0.0070834
PG&E | MW | Commercial | Com - Education (Primary School) | Lighting | Yes | Lighting - LED Plug-In Indoor Fixture - Emerging | 0.00027144 | 0.00061384 | 0.0010436 | 0.0015837 | 0.002246 | 0.002294 | 0.0023558 | 0.0024339 | 0.0025305 | 0.0026493 | 0.0027921 | 0.0029605
PG&E | MW | Commercial | Com - Education (Primary School) | Lighting | No | Lighting - Cold Cathode Lamp | 8.7834e-06 | 1.7884e-05 | 2.7261e-05 | 3.6996e-05 | 4.6991e-05 | 4.6991e-05 | 4.6991e-05 | 4.6991e-05 | 4.6991e-05 | 4.6991e-05 | 4.6991e-05 | 3.8208e-05
PG&E | MW | Commercial | Com - Education (Primary School) | Lighting | No | Lighting - Compact Fluorescent Fixture (Indoor) | 0.21652 | 0.44599 | 0.68805 | 0.94386 | 1.212 | 0.99552 | 0.76605 | 0.524 | 0.26818 | 0 | 0 | 0
PG&E | MW | Commercial | Com - Education (Primary School) | Lighting | No | Lighting - Compact Fluorescent Lamp (Basic High - Indoor) | 0.021531 | 0.043446 | 0.065493 | 0.087711 | 0.10985 | 0.088318 | 0.066403 | 0.044356 | 0.022138 | 0 | 0 | 0
PG&E | MW | Commercial | Com - Education (Primary School) | Lighting | No | Lighting - Compact Fluorescent Lamp (Basic Low - Indoor) | 0.033993 | 0.068302 | 0.10293 | 0.13771 | 0.17205 | 0.13806 | 0.10375 | 0.069119 | 0.034347 | 0 | 0 | 0
PG&E | MW | Commercial | Com - Education (Primary School) | Lighting | No | Lighting - Exit Fixture (LED) | 0.083128 | 0.16213 | 0.23103 | 0.2882 | 0.33477 | 0.37278 | 0.3355 | 0.29753 | 0.2662 | 0.24295 | 0.22695 | 0.21661
PG&E | MW | Commercial | Com - Education (Primary School) | Lighting | No | Lighting - Halogen Lamp (A-Line) | 0.00095202 | 0.0021248 | 0.0025794 | 0.0030713 | 0.0036044 | 0.0019398 | 0 | 0 | 0 | 0 | 0 | 0
PG&E | MW | Commercial | Com - Education (Primary School) | Lighting | No | Lighting - Halogen Lamp (Reflector) | 0.00037225 | 0.00082239 | 0.00097696 | 0.0011327 | 0.0012911 | 0.0014342 | 0.0015602 | 0.0016767 | 0.0017814 | 0.0018771 | 0.0019639 | 0.0020434
PG&E | MW | Commercial | Com - Education (Primary School) | Lighting | No | Lighting - High Bay HID to T5 | 0.010715 | 0.02264 | 0.034078 | 0.04495 | 0.055051 | 0.073822 | 0.092876 | 0.11088 | 0.12781 | 0.14384 | 0.15911 | 0.17359
PG&E | MW | Commercial | Com - Education (Primary School) | Lighting | No | Lighting - Induction Fixture (Indoor) | 0.00049435 | 0.0010707 | 0.001725 | 0.0024642 | 0.0032755 | 0.0041529 | 0.0050858 | 0.0060818 | 0.0071304 | 0.0082401 | 0.009404 | 0.010615
PG&E | MW | Commercial | Com - Education (Primary School) | Lighting | No | Lighting - Light Sensor | 0 | 0 | 0 | 0 | 0 | 0 | 0 | 0 | 0 | 0 | 0.0067357 | 0.013961
PG&E | MW | Commercial | Com - Education (Primary School) | Lighting | No | Lighting - Linear Fluorescent Delamping | 4.642e-05 | 9.364e-05 | 0.00015319 | 0.00022553 | 0.00022553 | 0 | 0 | 0 | 0 | 0 | 0 | 0
PG&E | MW | Commercial | Com - Education (Primary School) | Lighting | No | Lighting - Linear Fluorescent Fixture (Low Wattage T8) | 0.021559 | 0.047028 | 0.07607 | 0.10844 | 0.14324 | 0.17988 | 0.21777 | 0.25685 | 0.29666 | 0.33728 | 0.37836 | 0.41964
PG&E | MW | Commercial | Com - Education (Primary School) | Lighting | No | Lighting - Plug-In Fixture (Compact Fluorescent) | 0.0049571 | 0.0099583 | 0.014992 | 0.020101 | 0.025237 | 0.025237 | 0.025237 | 0.025237 | 0.025237 | 0.025237 | 0.025237 | 0.025237
PG&E | MW | Commercial | Com - Education (Primary School) | Lighting | No | Lighting - Plug-In Fixture (PSMH with Electronic Ballast) | 0 | 0 | 0.0012594 | 0.0030806 | 0.0049921 | 0.0069523 | 0.0089254 | 0.010918 | 0.012912 | 0.014924 | 0.016947 | 0.018977
PG&E | MW | Commercial | Com - Education (Primary School) | Lighting | No | Lighting - Plug-In Fixture (PSMH) | 0.0024409 | 0.0053581 | 0.0081127 | 0.01082 | 0.013469 | 0.016072 | 0.018631 | 0.021179 | 0.023706 | 0.02624 | 0.028774 | 0.031306
PG&E | MW | Commercial | Com - Education (Primary School) | SHW | No | SHW - EF Rated Instantaneous Water Heater (Electric) | 0.00035898 | 0.00078009 | 0.0012615 | 0.0018079 | 0.0024085 | 0.003056 | 0.0037408 | 0.0044662 | 0.0052233 | 0.0060173 | 0.0068429 | 0.0076952
PG&E | MW | Commercial | Com - Education (Primary School) | SHW | No | SHW - EF Rated Storage Water Heater (Electric) | 0.00028739 | 0.00061848 | 0.00061848 | 0.00061848 | 0.00061848 | 0.00061848 | 0.00061848 | 0.00061848 | 0.00061848 | 0.00061848 | 0.00061848 | 0.00061848
PG&E | MW | Commercial | Com - Education (Primary School) | Service | No | HVAC - Comprehensive Rooftop Unit Quality Maintenance | 2.9703e-08 | 5.8097e-08 | 8.7213e-08 | 1.1679e-07 | 1.4645e-07 | 1.7581e-07 | 2.045e-07 | 2.3216e-07 | 2.5843e-07 | 2.8302e-07 | 3.0574e-07 | 2.9676e-07
PG&E | MW | Commercial | Com - Education (Primary School) | Service | No | Service - HVAC Fault Detection & Diagnositics | 9.0149e-05 | 0.0002158 | 0.00033769 | 0.00045747 | 0.00057387 | 0.00068669 | 0.00079538 | 0.00090147 | 0.0010045 | 0.0011059 | 0.0012056 | 0.0013035
PG&E | MW | Commercial | Com - Education (Primary School) | Service | No | Service - Retro-Commissioning (Electric) | 0.0018738 | 0.0033729 | 0.0045721 | 0.0055315 | 0.0062991 | 0.0069131 | 0.0055305 | 0.0044244 | 0.0035395 | 0.0028316 | 0.0022653 | 0.0018122
PG&E | MW | Commercial | Com - Education (Primary School) | WholeBlg | No | HVAC - Energy Management System | 6.5449e-05 | 0.00013863 | 0.00020735 | 0.00027202 | 0.00033216 | 0.00038788 | 0.00043928 | 0.00048767 | 0.00053487 | 0.00058156 | 0.00062767 | 0.00067315
PG&E | MW | Commercial | Com - Education (Primary School) | WholeBlg | No | WholeBlg - Com NC Level 2 | 0.0050459 | 0 | 0 | 0 | 0 | 0 | 0 | 0 | 0 | 0 | 0 | 0
PG&E | MW | Commercial | Com - Education (Primary School) | WholeBlg | No | WholeBlg - Com NC Level 3 | 0.0039035 | 0.0039035 | 0.0039035 | 0.0039035 | 0.0039035 | 0.0039035 | 0.0039035 | 0 | 0 | 0 | 0 | 0
PG&E | MW | Commercial | Com - Education (Primary School) | WholeBlg | No | WholeBlg - Com RET Level 1 | 0.015939 | 0.037879 | 0.066278 | 0.10163 | 0.14442 | 0.19518 | 0.25441 | 0.32261 | 0.40022 | 0.48767 | 0.58528 | 0.69334
PG&E | MW | Commercial | Com - Education (Primary School) | WholeBlg | No | WholeBlg - Com RET Level 2 | 0.023431 | 0.055397 | 0.09657 | 0.14777 | 0.20981 | 0.28348 | 0.36955 | 0.46888 | 0.58216 | 0.71015 | 0.85338 | 1.0125
PG&E | MW | Commercial | Com - Education (Relocatable Classroom) | AppPlug | No | AppPlug - Desktop Computer (Com - Power Management) | 0.041641 | 0.084949 | 0.13 | 0.17652 | 0.22352 | 0.27 | 0.27319 | 0.27244 | 0.26699 | 0.25706 | 0.24355 | 0.22759
PG&E | MW | Commercial | Com - Education (Relocatable Classroom) | AppPlug | No | AppPlug - Occupancy Sensor Plug Strip | 0.02797 | 0.059202 | 0.09173 | 0.11809 | 0.14399 | 0.16942 | 0.19379 | 0.21778 | 0.24074 | 0.24236 | 0.24046 | 0.23657
PG&E | MW | Commercial | Com - Education (Relocatable Classroom) | BldgEnv | No | BldgEnv - Wall Spray On Insulation | 0.36531 | 0.66476 | 0.94924 | 1.2195 | 1.4762 | 1.7202 | 1.9519 | 1.8067 | 1.7163 | 1.6305 | 1.549 | 1.4716
PG&E | MW | Commercial | Com - Education (Relocatable Classroom) | BldgEnv | No | BldgEnv - Window Film | 0 | 0 | 0 | 0 | 0 | 0 | 0 | 0 | 0.1106 | 0.3553 | 0.69477 | 1.0869
PG&E | MW | Commercial | Com - Education (Relocatable Classroom) | FoodServ | No | FoodServ - Electric Griddle | 0.013663 | 0.03074 | 0.051456 | 0.076373 | 0.10551 | 0.13899 | 0.17675 | 0.21924 | 0.26627 | 0.31827 | 0.37504 | 0.43633
PG&E | MW | Commercial | Com - Education (Relocatable Classroom) | FoodServ | No | FoodServ - Electric Steamer | 0.0026417 | 0.0059025 | 0.0097863 | 0.014354 | 0.019563 | 0.02539 | 0.031776 | 0.038757 | 0.046261 | 0.054324 | 0.062892 | 0.071908
PG&E | MW | Commercial | Com - Education (Relocatable Classroom) | FoodServ | No | FoodServ - Fryer (Electric) | 0.00014855 | 0.00033331 | 0.00055619 | 0.00082269 | 0.0011324 | 0.001486 | 0.0018822 | 0.002325 | 0.002812 | 0.0033469 | 0.0039274 | 0.0045504
PG&E | MW | Commercial | Com - Education (Relocatable Classroom) | FoodServ | No | FoodServ - Oven (Electric) | 0.0046202 | 0.010366 | 0.017279 | 0.025505 | 0.035009 | 0.045786 | 0.057765 | 0.071047 | 0.085525 | 0.10129 | 0.11825 | 0.13631
PG&E | MW | Commercial | Com - Education (Relocatable Classroom) | HVAC | No | HVAC - Demand Controlled Ventilation | 0.012699 | 0.026416 | 0.042814 | 0.061928 | 0.083339 | 0.10629 | 0.12971 | 0.15263 | 0.17412 | 0.19381 | 0.21155 | 0.21476
PG&E | MW | Commercial | Com - Education (Relocatable Classroom) | HVAC | No | HVAC - SEER Rated Package Rooftop AC (SEER 14) | 0.053932 | 0.11936 | 0.11936 | 0.11936 | 0.11936 | 0.11936 | 0.11936 | 0.11936 | 0.11936 | 0.11936 | 0.11936 | 0.11936
PG&E | MW | Commercial | Com - Education (Relocatable Classroom) | HVAC | No | HVAC - SEER Rated Package Rooftop AC (SEER 15) | 0.080399 | 0.17508 | 0.22576 | 0.28362 | 0.34853 | 0.42043 | 0.49907 | 0.58469 | 0.67696 | 0.77646 | 0.88294 | 0.99606
PG&E | MW | Commercial | Com - Education (Relocatable Classroom) | HVAC | No | HVAC - SEER Rated Package Rooftop HP (SEER 14) | 0.0059642 | 0.013096 | 0.013096 | 0.013096 | 0.013096 | 0.013096 | 0.013096 | 0.013096 | 0.013096 | 0.013096 | 0.013096 | 0.013096
PG&E | MW | Commercial | Com - Education (Relocatable Classroom) | HVAC | No | HVAC - SEER Rated Package Rooftop HP (SEER 15) | 0.058964 | 0.1297 | 0.16803 | 0.21259 | 0.26307 | 0.3194 | 0.38125 | 0.44929 | 0.5231 | 0.6034 | 0.6899 | 0.78224
PG&E | MW | Commercial | Com - Education (Relocatable Classroom) | HVAC | No | HVAC - SEER Rated Split System AC (SEER 14) | 0.044457 | 0.097304 | 0.15863 | 0.15863 | 0.15863 | 0.15863 | 0.15863 | 0.15863 | 0.15863 | 0.15863 | 0.15863 | 0.15863
PG&E | MW | Commercial | Com - Education (Relocatable Classroom) | HVAC | No | HVAC - SEER Rated Split System AC (SEER 15) | 0.017314 | 0.038419 | 0.050083 | 0.063832 | 0.079713 | 0.097801 | 0.11811 | 0.1408 | 0.16585 | 0.19342 | 0.22347 | 0.25595
PG&E | MW | Commercial | Com - Education (Relocatable Classroom) | HVAC | No | HVAC - SEER Rated Split System HP (SEER 14) | 0.055098 | 0.12132 | 0.13179 | 0.14393 | 0.15772 | 0.17316 | 0.19019 | 0.20892 | 0.22926 | 0.25133 | 0.27505 | 0.30034
PG&E | MW | Commercial | Com - Education (Relocatable Classroom) | HVAC | No | HVAC - SEER Rated Split System HP (SEER 15) | 0.0179 | 0.039309 | 0.050907 | 0.064332 | 0.079547 | 0.096557 | 0.1153 | 0.13591 | 0.15828 | 0.18255 | 0.20864 | 0.23648
PG&E | MW | Commercial | Com - Education (Relocatable Classroom) | Lighting | Yes | Lighting - LED Fixture (Replacing T8) - Emerging | 0 | 0 | 0.0068823 | 0.021555 | 0.045514 | 0.080458 | 0.12736 | 0.18896 | 0.26534 | 0.35888 | 0.47062 | 0.60072
PG&E | MW | Commercial | Com - Education (Relocatable Classroom) | Lighting | Yes | Lighting - LED Lamp (Basic High - Indoor) - Emerging | 0.00022853 | 0.00057938 | 0.0010961 | 0.0018724 | 0.0030761 | 0.0032933 | 0.0032707 | 0.0031717 | 0.0029126 | 0.0021187 | 0.0026207 | 0.003163
PG&E | MW | Commercial | Com - Education (Relocatable Classroom) | Lighting | Yes | Lighting - LED Lamp (Basic Low - Indoor) - Emerging | 0.00048351 | 0.0012853 | 0.0022671 | 0.0036215 | 0.0057445 | 0.006216 | 0.0061784 | 0.006179 | 0.0060639 | 0.005034 | 0.0063955 | 0.0079668
PG&E | MW | Commercial | Com - Education (Relocatable Classroom) | Lighting | Yes | Lighting - LED Plug-In Indoor Fixture - Emerging | 0.00028247 | 0.00063883 | 0.001086 | 0.0016479 | 0.002337 | 0.0023873 | 0.0024518 | 0.0025331 | 0.0026335 | 0.0027568 | 0.002905 | 0.0030798
PG&E | MW | Commercial | Com - Education (Relocatable Classroom) | Lighting | No | Lighting - Cold Cathode Lamp | 1.1648e-05 | 2.3874e-05 | 3.6589e-05 | 4.9864e-05 | 6.3562e-05 | 6.3562e-05 | 6.3562e-05 | 6.3562e-05 | 6.3562e-05 | 6.3562e-05 | 5.1913e-05 | 3.9688e-05
PG&E | MW | Commercial | Com - Education (Relocatable Classroom) | Lighting | No | Lighting - Compact Fluorescent Fixture (Indoor) | 0.24363 | 0.50265 | 0.77664 | 1.0669 | 1.3719 | 1.1282 | 0.86922 | 0.59523 | 0.30495 | 0 | 0 | 0
PG&E | MW | Commercial | Com - Education (Relocatable Classroom) | Lighting | No | Lighting - Compact Fluorescent Lamp (Basic High - Indoor) | 0.024219 | 0.048857 | 0.073637 | 0.098594 | 0.12346 | 0.099242 | 0.074604 | 0.049824 | 0.024867 | 0 | 0 | 0
PG&E | MW | Commercial | Com - Education (Relocatable Classroom) | Lighting | No | Lighting - Compact Fluorescent Lamp (Basic Low - Indoor) | 0.038355 | 0.07705 | 0.11612 | 0.15533 | 0.19406 | 0.1557 | 0.11701 | 0.077939 | 0.038726 | 0 | 0 | 0
PG&E | MW | Commercial | Com - Education (Relocatable Classroom) | Lighting | No | Lighting - Exit Fixture (LED) | 0.081322 | 0.15866 | 0.22624 | 0.28241 | 0.32833 | 0.36596 | 0.32997 | 0.29308 | 0.26256 | 0.23987 | 0.22416 | 0.2139
PG&E | MW | Commercial | Com - Education (Relocatable Classroom) | Lighting | No | Lighting - Halogen Lamp (A-Line) | 0.00095188 | 0.0021248 | 0.00258 | 0.0030726 | 0.0036066 | 0.0019411 | 0 | 0 | 0 | 0 | 0 | 0
PG&E | MW | Commercial | Com - Education (Relocatable Classroom) | Lighting | No | Lighting - Halogen Lamp (Reflector) | 0.00037214 | 0.0008223 | 0.00097712 | 0.0011331 | 0.001292 | 0.001436 | 0.0015628 | 0.0016799 | 0.0017852 | 0.0018813 | 0.0019686 | 0.0020485
PG&E | MW | Commercial | Com - Education (Relocatable Classroom) | Lighting | No | Lighting - High Bay HID to T5 | 0.012162 | 0.025658 | 0.038634 | 0.050977 | 0.062442 | 0.083739 | 0.10531 | 0.12571 | 0.14489 | 0.16302 | 0.18029 | 0.19665
PG&E | MW | Commercial | Com - Education (Relocatable Classroom) | Lighting | No | Lighting - Induction Fixture (Indoor) | 0.00049173 | 0.0010631 | 0.0017101 | 0.0024393 | 0.0032379 | 0.0041001 | 0.0050154 | 0.0059912 | 0.0070172 | 0.0081017 | 0.0092382 | 0.01042
PG&E | MW | Commercial | Com - Education (Relocatable Classroom) | Lighting | No | Lighting - Linear Fluorescent Delamping | 4.6805e-05 | 9.4412e-05 | 0.0001545 | 0.00022751 | 0.00022751 | 0 | 0 | 0 | 0 | 0 | 0 | 0
PG&E | MW | Commercial | Com - Education (Relocatable Classroom) | Lighting | No | Lighting - Linear Fluorescent Fixture (Low Wattage T8) | 0.023925 | 0.052225 | 0.084262 | 0.11993 | 0.15836 | 0.19897 | 0.24108 | 0.28461 | 0.32903 | 0.3744 | 0.42032 | 0.46648
PG&E | MW | Commercial | Com - Education (Relocatable Classroom) | Lighting | No | Lighting - Plug-In Fixture (Compact Fluorescent) | 0.0051531 | 0.010352 | 0.015584 | 0.020896 | 0.026236 | 0.026236 | 0.026236 | 0.026236 | 0.026236 | 0.026236 | 0.026236 | 0.026236
PG&E | MW | Commercial | Com - Education (Relocatable Classroom) | Lighting | No | Lighting - Plug-In Fixture (PSMH with Electronic Ballast) | 0 | 0 | 0 | 0.00053367 | 0.0023687 | 0.0043444 | 0.0063496 | 0.0083861 | 0.010431 | 0.0125 | 0.014586 | 0.016682
PG&E | MW | Commercial | Com - Education (Relocatable Classroom) | Lighting | No | Lighting - Plug-In Fixture (PSMH) | 0.002586 | 0.0057064 | 0.0088613 | 0.012029 | 0.014955 | 0.017768 | 0.020527 | 0.023272 | 0.025994 | 0.028723 | 0.031454 | 0.034184
PG&E | MW | Commercial | Com - Education (Relocatable Classroom) | SHW | No | SHW - EF Rated Instantaneous Water Heater (Electric) | 0.00067939 | 0.0014752 | 0.0023853 | 0.0034199 | 0.0045576 | 0.0057847 | 0.0070816 | 0.0084557 | 0.0098893 | 0.011393 | 0.012957 | 0.014571
PG&E | MW | Commercial | Com - Education (Relocatable Classroom) | SHW | No | SHW - EF Rated Storage Water Heater (Electric) | 0.00059364 | 0.0012784 | 0.0012784 | 0.0012784 | 0.0012784 | 0.0012784 | 0.0012784 | 0.0012784 | 0.0012784 | 0.0012784 | 0.0012784 | 0.0012784
PG&E | MW | Commercial | Com - Education (Relocatable Classroom) | Service | No | HVAC - Comprehensive Rooftop Unit Quality Maintenance | 2.9703e-08 | 5.8097e-08 | 8.7213e-08 | 1.1679e-07 | 1.4645e-07 | 1.7581e-07 | 2.045e-07 | 2.3216e-07 | 2.5843e-07 | 2.8302e-07 | 3.0574e-07 | 2.9676e-07
PG&E | MW | Commercial | Com - Education (Relocatable Classroom) | Service | No | Service - HVAC Fault Detection & Diagnositics | 9.0149e-05 | 0.0002158 | 0.00033769 | 0.00045747 | 0.00057387 | 0.00068669 | 0.00079538 | 0.00090147 | 0.0010045 | 0.0011059 | 0.0012056 | 0.0013035
PG&E | MW | Commercial | Com - Education (Relocatable Classroom) | Service | No | Service - Retro-Commissioning (Electric) | 0.0018738 | 0.0033729 | 0.0045721 | 0.0055315 | 0.0062991 | 0.0069131 | 0.0055305 | 0.0044244 | 0.0035395 | 0.0028316 | 0.0022653 | 0.0018122
PG&E | MW | Commercial | Com - Education (Relocatable Classroom) | WholeBlg | No | HVAC - Energy Management System | 6.5449e-05 | 0.00013863 | 0.00020735 | 0.00027202 | 0.00033216 | 0.00038788 | 0.00043928 | 0.00048767 | 0.00053487 | 0.00058156 | 0.00062767 | 0.00067315
PG&E | MW | Commercial | Com - Education (Relocatable Classroom) | WholeBlg | No | WholeBlg - Com NC Level 2 | 0.0050459 | 0 | 0 | 0 | 0 | 0 | 0 | 0 | 0 | 0 | 0 | 0
PG&E | MW | Commercial | Com - Education (Relocatable Classroom) | WholeBlg | No | WholeBlg - Com NC Level 3 | 0.0039035 | 0.0039035 | 0.0039035 | 0.0039035 | 0.0039035 | 0.0039035 | 0.0039035 | 0 | 0 | 0 | 0 | 0
PG&E | MW | Commercial | Com - Education (Relocatable Classroom) | WholeBlg | No | WholeBlg - Com RET Level 1 | 0.022256 | 0.052813 | 0.0923 | 0.1414 | 0.20081 | 0.27124 | 0.3534 | 0.44798 | 0.5556 | 0.67684 | 0.81214 | 0.96188
PG&E | MW | Commercial | Com - Education (Relocatable Classroom) | WholeBlg | No | WholeBlg - Com RET Level 2 | 0.039086 | 0.092363 | 0.1609 | 0.24595 | 0.34876 | 0.4706 | 0.61268 | 0.77629 | 0.96253 | 1.1725 | 1.407 | 1.6669
PG&E | MW | Commercial | Com - Education (Secondary School) | AppPlug | No | AppPlug - Desktop Computer (Com - Power Management) | 0.022274 | 0.045595 | 0.070241 | 0.09603 | 0.12237 | 0.14859 | 0.1517 | 0.15248 | 0.15019 | 0.14495 | 0.13731 | 0.128
PG&E | MW | Commercial | Com - Education (Secondary School) | AppPlug | No | AppPlug - Occupancy Sensor Plug Strip | 0.013985 | 0.029601 | 0.045865 | 0.059043 | 0.071995 | 0.084711 | 0.096895 | 0.10889 | 0.12037 | 0.12118 | 0.12023 | 0.11829
PG&E | MW | Commercial | Com - Education (Secondary School) | BldgEnv | No | BldgEnv - Attic Batt Insulation | 0.12764 | 0.23004 | 0.32732 | 0.41974 | 0.50754 | 0.59094 | 0.67018 | 0.61782 | 0.58693 | 0.55758 | 0.5297 | 0.50322
PG&E | MW | Commercial | Com - Education (Secondary School) | BldgEnv | No | BldgEnv - Wall Spray On Insulation | 0.17801 | 0.32743 | 0.46938 | 0.60424 | 0.73235 | 0.85406 | 0.96968 | 0.90152 | 0.85644 | 0.81362 | 0.77294 | 0.73429
PG&E | MW | Commercial | Com - Education (Secondary School) | BldgEnv | No | BldgEnv - Window Film | 0 | 0 | 0 | 0 | 0 | 0 | 0 | 0 | 0.055298 | 0.17765 | 0.34739 | 0.54344
PG&E | MW | Commercial | Com - Education (Secondary School) | FoodServ | No | FoodServ - Electric Griddle | 0.0068314 | 0.01537 | 0.025728 | 0.038187 | 0.052755 | 0.069497 | 0.088374 | 0.10962 | 0.13313 | 0.15913 | 0.18752 | 0.21816
PG&E | MW | Commercial | Com - Education (Secondary School) | FoodServ | No | FoodServ - Electric Steamer | 0.0013209 | 0.0029512 | 0.0048932 | 0.0071769 | 0.0097816 | 0.012695 | 0.015888 | 0.019379 | 0.023131 | 0.027162 | 0.031446 | 0.035954
PG&E | MW | Commercial | Com - Education (Secondary School) | FoodServ | No | FoodServ - Fryer (Electric) | 7.4275e-05 | 0.00016665 | 0.0002781 | 0.00041135 | 0.0005662 | 0.00074302 | 0.00094108 | 0.0011625 | 0.001406 | 0.0016734 | 0.0019637 | 0.0022752
PG&E | MW | Commercial | Com - Education (Secondary School) | FoodServ | No | FoodServ - Oven (Electric) | 0.0023101 | 0.0051831 | 0.0086394 | 0.012753 | 0.017505 | 0.022893 | 0.028882 | 0.035524 | 0.042762 | 0.050646 | 0.059127 | 0.068155
PG&E | MW | Commercial | Com - Education (Secondary School) | HVAC | No | HVAC - Chiller (Centrifugal) | 0 | 0 | 0 | 0 | 0.0084005 | 0.018293 | 0.029651 | 0.042416 | 0.05654 | 0.071956 | 0.088609 | 0.10643
PG&E | MW | Commercial | Com - Education (Secondary School) | HVAC | No | HVAC - Chiller (Reciprocating) | 0.0050288 | 0.011255 | 0.018694 | 0.027472 | 0.037542 | 0.048891 | 0.061451 | 0.075307 | 0.09036 | 0.10669 | 0.1242 | 0.14281
PG&E | MW | Commercial | Com - Education (Secondary School) | HVAC | No | HVAC - Demand Controlled Ventilation | 0.0033892 | 0.0070491 | 0.011426 | 0.016529 | 0.022244 | 0.02837 | 0.034618 | 0.04073 | 0.046456 | 0.051699 | 0.05642 | 0.057262
PG&E | MW | Commercial | Com - Education (Secondary School) | HVAC | No | HVAC - Direct Evaporative Cooler | 0.090857 | 0.197 | 0.31986 | 0.46116 | 0.62202 | 0.8033 | 1.0055 | 1.2295 | 1.4752 | 1.743 | 2.0322 | 2.342
PG&E | MW | Commercial | Com - Education (Secondary School) | HVAC | No | HVAC - SEER Rated Package Rooftop AC (SEER 14) | 0.0069748 | 0.015379 | 0.015379 | 0.015379 | 0.015379 | 0.015379 | 0.015379 | 0.015379 | 0.015379 | 0.015379 | 0.015379 | 0.015379
PG&E | MW | Commercial | Com - Education (Secondary School) | HVAC | No | HVAC - SEER Rated Package Rooftop AC (SEER 15) | 0.020002 | 0.043682 | 0.056402 | 0.071007 | 0.087438 | 0.10568 | 0.12565 | 0.14748 | 0.17104 | 0.19651 | 0.22383 | 0.2529
PG&E | MW | Commercial | Com - Education (Secondary School) | HVAC | No | HVAC - SEER Rated Package Rooftop HP (SEER 14) | 0.00099486 | 0.0021861 | 0.0021861 | 0.0021861 | 0.0021861 | 0.0021861 | 0.0021861 | 0.0021861 | 0.0021861 | 0.0021861 | 0.0021861 | 0.0021861
PG&E | MW | Commercial | Com - Education (Secondary School) | HVAC | No | HVAC - SEER Rated Package Rooftop HP (SEER 15) | 0.0037051 | 0.0081634 | 0.010592 | 0.013418 | 0.016637 | 0.020252 | 0.024252 | 0.028667 | 0.033482 | 0.038726 | 0.044384 | 0.050438
PG&E | MW | Commercial | Com - Education (Secondary School) | HVAC | No | HVAC - SEER Rated Split System AC (SEER 14) | 0.0037659 | 0.0081021 | 0.012957 | 0.012957 | 0.012957 | 0.012957 | 0.012957 | 0.012957 | 0.012957 | 0.012957 | 0.012957 | 0.012957
PG&E | MW | Commercial | Com - Education (Secondary School) | HVAC | No | HVAC - SEER Rated Split System AC (SEER 15) | 0.00096432 | 0.0022059 | 0.0029119 | 0.0037564 | 0.0047344 | 0.0058448 | 0.0070823 | 0.0084505 | 0.0099419 | 0.011561 | 0.013302 | 0.015157
PG&E | MW | Commercial | Com - Education (Secondary School) | HVAC | No | HVAC - SEER Rated Split System HP (SEER 14) | 0.0095471 | 0.021022 | 0.022836 | 0.024941 | 0.027332 | 0.030007 | 0.032958 | 0.036204 | 0.039729 | 0.043551 | 0.047661 | 0.052043
PG&E | MW | Commercial | Com - Education (Secondary School) | HVAC | No | HVAC - SEER Rated Split System HP (SEER 15) | 0.002972 | 0.0065207 | 0.0084409 | 0.010662 | 0.013177 | 0.015986 | 0.019079 | 0.022476 | 0.026164 | 0.030163 | 0.034463 | 0.03905
PG&E | MW | Commercial | Com - Education (Secondary School) | Lighting | Yes | Lighting - LED Fixture (Replacing T8) - Emerging | 0 | 0 | 0 | 0.0050434 | 0.015425 | 0.032121 | 0.055508 | 0.086859 | 0.12602 | 0.17413 | 0.23162 | 0.2985
PG&E | MW | Commercial | Com - Education (Secondary School) | Lighting | Yes | Lighting - LED Lamp (Basic High - Indoor) - Emerging | 0.00010664 | 0.00027086 | 0.00051502 | 0.0008806 | 0.0014584 | 0.0015639 | 0.0015596 | 0.00152 | 0.0014079 | 0.0010375 | 0.0012882 | 0.0015596
PG&E | MW | Commercial | Com - Education (Secondary School) | Lighting | Yes | Lighting - LED Lamp (Basic Low - Indoor) - Emerging | 0.00022913 | 0.00061011 | 0.0010867 | 0.001744 | 0.002776 | 0.0030065 | 0.0029991 | 0.0030061 | 0.0029601 | 0.0024778 | 0.0031573 | 0.0039418
PG&E | MW | Commercial | Com - Education (Secondary School) | Lighting | Yes | Lighting - LED Plug-In Indoor Fixture - Emerging | 8.46e-05 | 0.00018468 | 0.00030489 | 0.00044942 | 0.0006167 | 0.00062844 | 0.00064287 | 0.00065969 | 0.00067982 | 0.00070375 | 0.00073319 | 0.00076792
PG&E | MW | Commercial | Com - Education (Secondary School) | Lighting | No | Lighting - Cold Cathode Lamp | 5.4759e-06 | 1.1167e-05 | 1.7044e-05 | 2.315e-05 | 2.9427e-05 | 2.9427e-05 | 2.9427e-05 | 2.9427e-05 | 2.9427e-05 | 2.9427e-05 | 2.9427e-05 | 2.3951e-05
PG&E | MW | Commercial | Com - Education (Secondary School) | Lighting | No | Lighting - Compact Fluorescent Fixture (Indoor) | 0.12042 | 0.24815 | 0.38297 | 0.52553 | 0.67503 | 0.55461 | 0.42688 | 0.29207 | 0.14951 | 0 | 0 | 0
PG&E | MW | Commercial | Com - Education (Secondary School) | Lighting | No | Lighting - Compact Fluorescent Lamp (Basic High - Indoor) | 0.011973 | 0.02416 | 0.036419 | 0.048772 | 0.061079 | 0.049106 | 0.036919 | 0.02466 | 0.012308 | 0 | 0 | 0
PG&E | MW | Commercial | Com - Education (Secondary School) | Lighting | No | Lighting - Compact Fluorescent Lamp (Basic Low - Indoor) | 0.018915 | 0.038004 | 0.057274 | 0.076618 | 0.095725 | 0.076809 | 0.05772 | 0.038451 | 0.019107 | 0 | 0 | 0
PG&E | MW | Commercial | Com - Education (Secondary School) | Lighting | No | Lighting - Exit Fixture (LED) | 0.041825 | 0.081568 | 0.11621 | 0.14492 | 0.16829 | 0.18733 | 0.16849 | 0.14934 | 0.13354 | 0.12184 | 0.1138 | 0.10862
PG&E | MW | Commercial | Com - Education (Secondary School) | Lighting | No | Lighting - Halogen Lamp (A-Line) | 0.00047593 | 0.0010624 | 0.00129 | 0.0015363 | 0.0018033 | 0.00097056 | 0 | 0 | 0 | 0 | 0 | 0
PG&E | MW | Commercial | Com - Education (Secondary School) | Lighting | No | Lighting - Halogen Lamp (Reflector) | 0.00018606 | 0.00041114 | 0.00048856 | 0.00056657 | 0.000646 | 0.00071801 | 0.0007814 | 0.00083996 | 0.0008926 | 0.00094063 | 0.00098429 | 0.0010242
PG&E | MW | Commercial | Com - Education (Secondary School) | Lighting | No | Lighting - High Bay HID to T5 | 0.0060795 | 0.012846 | 0.019342 | 0.025518 | 0.031255 | 0.041912 | 0.052729 | 0.062955 | 0.072572 | 0.081672 | 0.090342 | 0.098568
PG&E | MW | Commercial | Com - Education (Secondary School) | Lighting | No | Lighting - Induction Fixture (Indoor) | 0.00029353 | 0.00063758 | 0.0010297 | 0.0014742 | 0.0019636 | 0.002494 | 0.003059 | 0.003663 | 0.0042995 | 0.0049737 | 0.0056813 | 0.0064182
PG&E | MW | Commercial | Com - Education (Secondary School) | Lighting | No | Lighting - Light Sensor | 0 | 0 | 0 | 0 | 0 | 0 | 0 | 0 | 0 | 0.0038737 | 0.007992 | 0.012311
PG&E | MW | Commercial | Com - Education (Secondary School) | Lighting | No | Lighting - Linear Fluorescent Delamping | 2.3303e-05 | 4.7007e-05 | 7.6912e-05 | 0.00011324 | 0.00011324 | 0 | 0 | 0 | 0 | 0 | 0 | 0
PG&E | MW | Commercial | Com - Education (Secondary School) | Lighting | No | Lighting - Linear Fluorescent Fixture (Low Wattage T8) | 0.012151 | 0.026521 | 0.04291 | 0.061186 | 0.08084 | 0.10155 | 0.12297 | 0.14508 | 0.1676 | 0.19059 | 0.21384 | 0.23721
PG&E | MW | Commercial | Com - Education (Secondary School) | Lighting | No | Lighting - Plug-In Fixture (PSMH) | 0 | 0 | 0 | 0 | 0.0012114 | 0.0024855 | 0.0043803 | 0.0063054 | 0.0082337 | 0.010181 | 0.012139 | 0.014108
PG&E | MW | Commercial | Com - Education (Secondary School) | SHW | No | SHW - EF Rated Instantaneous Water Heater (Electric) | 0.00025461 | 0.00055343 | 0.00089547 | 0.0012842 | 0.001712 | 0.0021737 | 0.0026623 | 0.0031804 | 0.0037214 | 0.0042889 | 0.0048793 | 0.0054889
PG&E | MW | Commercial | Com - Education (Secondary School) | SHW | No | SHW - EF Rated Storage Water Heater (Electric) | 0.00020244 | 0.00043564 | 0.00043564 | 0.00043564 | 0.00043564 | 0.00043564 | 0.00043564 | 0.00043564 | 0.00043564 | 0.00043564 | 0.00043564 | 0.00043564
PG&E | MW | Commercial | Com - Education (Secondary School) | Service | No | HVAC - Comprehensive Rooftop Unit Quality Maintenance | 1.4851e-08 | 2.9049e-08 | 4.3606e-08 | 5.8397e-08 | 7.3223e-08 | 8.7905e-08 | 1.0225e-07 | 1.1608e-07 | 1.2922e-07 | 1.4151e-07 | 1.5287e-07 | 1.4838e-07
PG&E | MW | Commercial | Com - Education (Secondary School) | Service | No | Service - HVAC Fault Detection & Diagnositics | 4.5074e-05 | 0.0001079 | 0.00016884 | 0.00022873 | 0.00028693 | 0.00034334 | 0.00039769 | 0.00045073 | 0.00050223 | 0.00055293 | 0.00060279 | 0.00065177
PG&E | MW | Commercial | Com - Education (Secondary School) | Service | No | Service - Retro-Commissioning (Electric) | 0.00093691 | 0.0016864 | 0.0022861 | 0.0027658 | 0.0031495 | 0.0034565 | 0.0027652 | 0.0022122 | 0.0017697 | 0.0014158 | 0.0011326 | 0.00090611
PG&E | MW | Commercial | Com - Education (Secondary School) | WholeBlg | No | HVAC - Energy Management System | 3.2724e-05 | 6.9315e-05 | 0.00010367 | 0.00013601 | 0.00016608 | 0.00019394 | 0.00021964 | 0.00024383 | 0.00026743 | 0.00029078 | 0.00031383 | 0.00033657
PG&E | MW | Commercial | Com - Education (Secondary School) | WholeBlg | No | WholeBlg - Com NC Level 2 | 0.0025229 | 0 | 0 | 0 | 0 | 0 | 0 | 0 | 0 | 0 | 0 | 0
PG&E | MW | Commercial | Com - Education (Secondary School) | WholeBlg | No | WholeBlg - Com NC Level 3 | 0.0019518 | 0.0019518 | 0.0019518 | 0.0019518 | 0.0019518 | 0.0019518 | 0.0019518 | 0 | 0 | 0 | 0 | 0
PG&E | MW | Commercial | Com - Education (Secondary School) | WholeBlg | No | WholeBlg - Com RET Level 1 | 0.0094234 | 0.022383 | 0.039144 | 0.059997 | 0.085225 | 0.11514 | 0.15003 | 0.1902 | 0.2359 | 0.28737 | 0.34482 | 0.40839
PG&E | MW | Commercial | Com - Education (Secondary School) | WholeBlg | No | WholeBlg - Com RET Level 2 | 0.012767 | 0.030185 | 0.052618 | 0.080514 | 0.11431 | 0.15443 | 0.20131 | 0.25539 | 0.31706 | 0.38672 | 0.46467 | 0.55123
PG&E | MW | Commercial | Com - Education (University) | AppPlug | No | AppPlug - Desktop Computer (Com - Power Management) | 0.026804 | 0.054682 | 0.083682 | 0.11362 | 0.14388 | 0.1738 | 0.17585 | 0.17537 | 0.17186 | 0.16547 | 0.15677 | 0.1465
PG&E | MW | Commercial | Com - Education (University) | AppPlug | No | AppPlug - Occupancy Sensor Plug Strip | 0.018005 | 0.038108 | 0.059047 | 0.076013 | 0.092686 | 0.10906 | 0.12474 | 0.14018 | 0.15496 | 0.15601 | 0.15478 | 0.15228
PG&E | MW | Commercial | Com - Education (University) | BldgEnv | No | BldgEnv - Wall Spray On Insulation | 0.20386 | 0.39458 | 0.57577 | 0.7479 | 0.91142 | 1.0668 | 1.2143 | 1.1507 | 1.0931 | 1.0385 | 0.98657 | 0.93724
PG&E | MW | Commercial | Com - Education (University) | BldgEnv | No | BldgEnv - Window Film | 0 | 0 | 0 | 0 | 0 | 0 | 0 | 0 | 0.036563 | 0.11746 | 0.22969 | 0.35932
PG&E | MW | Commercial | Com - Education (University) | FoodServ | No | FoodServ - Electric Griddle | 0.00076476 | 0.0017207 | 0.0028802 | 0.0042749 | 0.0059058 | 0.00778 | 0.0098932 | 0.012272 | 0.014904 | 0.017815 | 0.020993 | 0.024423
PG&E | MW | Commercial | Com - Education (University) | FoodServ | No | FoodServ - Electric Steamer | 0.00078484 | 0.0017536 | 0.0029074 | 0.0042644 | 0.0058121 | 0.0075431 | 0.0094405 | 0.011514 | 0.013744 | 0.016139 | 0.018685 | 0.021363
PG&E | MW | Commercial | Com - Education (University) | FoodServ | No | FoodServ - Fryer (Electric) | 3.4151e-05 | 7.6625e-05 | 0.00012787 | 0.00018913 | 0.00026033 | 0.00034163 | 0.00043269 | 0.00053451 | 0.00064645 | 0.00076943 | 0.00090288 | 0.0010461
PG&E | MW | Commercial | Com - Education (University) | FoodServ | No | FoodServ - Oven (Electric) | 0.01304 | 0.029257 | 0.048768 | 0.071986 | 0.09881 | 0.12922 | 0.16303 | 0.20052 | 0.24138 | 0.28588 | 0.33376 | 0.38472
PG&E | MW | Commercial | Com - Education (University) | HVAC | No | HVAC - Chiller (Centrifugal) | 0.010675 | 0.024122 | 0.040615 | 0.060431 | 0.083865 | 0.11118 | 0.1426 | 0.17828 | 0.21835 | 0.26287 | 0.31186 | 0.36525
PG&E | MW | Commercial | Com - Education (University) | HVAC | No | HVAC - Chiller (Reciprocating) | 0.016426 | 0.036971 | 0.061846 | 0.091646 | 0.12641 | 0.16631 | 0.21131 | 0.26192 | 0.31796 | 0.37992 | 0.44763 | 0.52083
PG&E | MW | Commercial | Com - Education (University) | HVAC | No | HVAC - EER Rated Package Rooftop AC (EER 11) | 0 | 0 | 0 | 0 | 0 | 0.043613 | 0.092786 | 0.14784 | 0.20822 | 0.27429 | 0.34571 | 0.42213
PG&E | MW | Commercial | Com - Education (University) | HVAC | No | HVAC - SEER Rated Package Rooftop AC (Recharge) | 0 | 0 | 0 | 0 | 0 | 0 | 0 | 0.20885 | 0.38972 | 0.53932 | 0.66045 | 0.54854
PG&E | MW | Commercial | Com - Education (University) | HVAC | No | HVAC - SEER Rated Package Rooftop AC (SEER 14) | 0.027511 | 0.060685 | 0.060685 | 0.060685 | 0.060685 | 0.060685 | 0.060685 | 0.060685 | 0.060685 | 0.060685 | 0.060685 | 0.060685
PG&E | MW | Commercial | Com - Education (University) | HVAC | No | HVAC - SEER Rated Package Rooftop AC (SEER 15) | 0.070399 | 0.15361 | 0.1982 | 0.24938 | 0.30682 | 0.37041 | 0.43977 | 0.51544 | 0.59698 | 0.6852 | 0.77979 | 0.88038
PG&E | MW | Commercial | Com - Education (University) | HVAC | No | HVAC - SEER Rated Package Rooftop HP (SEER 14) | 0.0081119 | 0.017795 | 0.017795 | 0.017795 | 0.017795 | 0.017795 | 0.017795 | 0.017795 | 0.017795 | 0.017795 | 0.017795 | 0.017795
PG&E | MW | Commercial | Com - Education (University) | HVAC | No | HVAC - SEER Rated Package Rooftop HP (SEER 15) | 0.030363 | 0.06678 | 0.086516 | 0.10947 | 0.13548 | 0.16451 | 0.19639 | 0.23146 | 0.26951 | 0.31093 | 0.35554 | 0.40318
PG&E | MW | Commercial | Com - Education (University) | HVAC | No | HVAC - SEER Rated Split System AC (SEER 14) | 0.01924 | 0.042073 | 0.068601 | 0.068601 | 0.068601 | 0.068601 | 0.068601 | 0.068601 | 0.068601 | 0.068601 | 0.068601 | 0.068601
PG&E | MW | Commercial | Com - Education (University) | HVAC | No | HVAC - SEER Rated Split System AC (SEER 15) | 0.0077436 | 0.017877 | 0.023777 | 0.031067 | 0.039797 | 0.050054 | 0.061877 | 0.075473 | 0.090863 | 0.10827 | 0.12773 | 0.14928
PG&E | MW | Commercial | Com - Education (University) | HVAC | No | HVAC - SEER Rated Split System HP (SEER 14) | 0.054592 | 0.12005 | 0.13035 | 0.14232 | 0.15585 | 0.17095 | 0.18753 | 0.20573 | 0.22543 | 0.24681 | 0.26978 | 0.29425
PG&E | MW | Commercial | Com - Education (University) | HVAC | No | HVAC - SEER Rated Split System HP (SEER 15) | 0.018437 | 0.040455 | 0.05235 | 0.066129 | 0.081701 | 0.099052 | 0.11808 | 0.13897 | 0.16159 | 0.18613 | 0.21252 | 0.24065
PG&E | MW | Commercial | Com - Education (University) | Lighting | Yes | Lighting - LED Fixture (Replacing T8) - Emerging | 0 | 0 | 0.015348 | 0.048035 | 0.10145 | 0.17934 | 0.28385 | 0.42108 | 0.5913 | 0.7999 | 1.0492 | 1.3398
PG&E | MW | Commercial | Com - Education (University) | Lighting | Yes | Lighting - LED Lamp (Basic High - Indoor) - Emerging | 0.00049057 | 0.0012435 | 0.0023526 | 0.0040237 | 0.0066131 | 0.00708 | 0.0070323 | 0.0068201 | 0.0062598 | 0.0045502 | 0.0056272 | 0.0067903
PG&E | MW | Commercial | Com - Education (University) | Lighting | Yes | Lighting - LED Lamp (Basic Low - Indoor) - Emerging | 0.0010379 | 0.0027591 | 0.0048582 | 0.0077547 | 0.012304 | 0.013316 | 0.013234 | 0.013241 | 0.013002 | 0.010795 | 0.013715 | 0.017084
PG&E | MW | Commercial | Com - Education (University) | Lighting | Yes | Lighting - LED Plug-In Indoor Fixture - Emerging | 0.004001 | 0.0090149 | 0.015312 | 0.023241 | 0.033174 | 0.033912 | 0.034855 | 0.036038 | 0.037503 | 0.039312 | 0.041496 | 0.044084
PG&E | MW | Commercial | Com - Education (University) | Lighting | No | Lighting - Cold Cathode Lamp | 0.0010936 | 0.0022198 | 0.003376 | 0.0045731 | 0.0058006 | 0.0058006 | 0.0058006 | 0.0058006 | 0.0058006 | 0.0058006 | 0.0058006 | 0.004707
PG&E | MW | Commercial | Com - Education (University) | Lighting | No | Lighting - Compact Fluorescent Fixture (Indoor) | 0.52305 | 1.0789 | 1.6669 | 2.2897 | 2.9439 | 2.4209 | 1.865 | 1.2771 | 0.65429 | 0 | 0 | 0
PG&E | MW | Commercial | Com - Education (University) | Lighting | No | Lighting - Compact Fluorescent Lamp (Basic High - Indoor) | 0.051996 | 0.10489 | 0.1581 | 0.21168 | 0.26507 | 0.21307 | 0.16018 | 0.10697 | 0.053389 | 0 | 0 | 0
PG&E | MW | Commercial | Com - Education (University) | Lighting | No | Lighting - Compact Fluorescent Lamp (Basic Low - Indoor) | 0.082355 | 0.16544 | 0.24934 | 0.33356 | 0.41674 | 0.33439 | 0.2513 | 0.1674 | 0.083179 | 0 | 0 | 0
PG&E | MW | Commercial | Com - Education (University) | Lighting | No | Lighting - Exit Fixture (LED) | 0.072463 | 0.14131 | 0.2013 | 0.25102 | 0.29145 | 0.32438 | 0.29168 | 0.25847 | 0.2311 | 0.21081 | 0.19689 | 0.18794
PG&E | MW | Commercial | Com - Education (University) | Lighting | No | Lighting - Halogen Lamp (A-Line) | 0.00061289 | 0.0013677 | 0.00166 | 0.0019762 | 0.0023189 | 0.0012479 | 0 | 0 | 0 | 0 | 0 | 0
PG&E | MW | Commercial | Com - Education (University) | Lighting | No | Lighting - Halogen Lamp (Reflector) | 0.00023968 | 0.00052943 | 0.00062877 | 0.00072882 | 0.00083059 | 0.00092215 | 0.0010028 | 0.0010775 | 0.0011446 | 0.0012058 | 0.0012615 | 0.0013125
PG&E | MW | Commercial | Com - Education (University) | Lighting | No | Lighting - High Bay HID to T5 | 0.027528 | 0.058038 | 0.087377 | 0.11529 | 0.14121 | 0.18937 | 0.23811 | 0.28418 | 0.32747 | 0.36837 | 0.40726 | 0.44411
PG&E | MW | Commercial | Com - Education (University) | Lighting | No | Lighting - Induction Fixture (Indoor) | 0.0026505 | 0.0057217 | 0.0091899 | 0.013089 | 0.017348 | 0.021936 | 0.026798 | 0.031974 | 0.037409 | 0.043146 | 0.049151 | 0.055388
PG&E | MW | Commercial | Com - Education (University) | Lighting | No | Lighting - Light Sensor | 0.019628 | 0.073808 | 0.10784 | 0.14186 | 0.17539 | 0.20832 | 0.2404 | 0.27217 | 0.3034 | 0.33463 | 0.36578 | 0.39681
PG&E | MW | Commercial | Com - Education (University) | Lighting | No | Lighting - Linear Fluorescent Delamping | 0.00080829 | 0.0016304 | 0.0026682 | 0.0039293 | 0.0039293 | 0 | 0 | 0 | 0 | 0 | 0 | 0
PG&E | MW | Commercial | Com - Education (University) | Lighting | No | Lighting - Linear Fluorescent Fixture (Low Wattage T8) | 0.053621 | 0.11705 | 0.18887 | 0.26883 | 0.35501 | 0.44609 | 0.54052 | 0.63819 | 0.73785 | 0.83963 | 0.94268 | 1.0462
PG&E | MW | Commercial | Com - Education (University) | Lighting | No | Lighting - Plug-In Fixture (Compact Fluorescent) | 0.079231 | 0.15932 | 0.2401 | 0.32222 | 0.40413 | 0.40413 | 0.40413 | 0.40413 | 0.40413 | 0.40413 | 0.40413 | 0.40413
PG&E | MW | Commercial | Com - Education (University) | Lighting | No | Lighting - Plug-In Fixture (Induction) | 0 | 0 | 0 | 0 | 0 | 0 | 0 | 0 | 0.0034287 | 0.0080358 | 0.013413 | 0.026113
PG&E | MW | Commercial | Com - Education (University) | Lighting | No | Lighting - Plug-In Fixture (PSMH with Electronic Ballast) | 0.010239 | 0.022554 | 0.055497 | 0.089958 | 0.12473 | 0.15956 | 0.19415 | 0.22881 | 0.26237 | 0.29534 | 0.32792 | 0.3588
PG&E | MW | Commercial | Com - Education (University) | Lighting | No | Lighting - Plug-In Fixture (PSMH) | 0.039092 | 0.081944 | 0.12251 | 0.16313 | 0.20374 | 0.24414 | 0.2841 | 0.32398 | 0.3625 | 0.40026 | 0.43749 | 0.47236
PG&E | MW | Commercial | Com - Education (University) | SHW | No | SHW - EF Rated Instantaneous Water Heater (Electric) | 0.00019365 | 0.00042074 | 0.00067988 | 0.00097342 | 0.0012955 | 0.0016423 | 0.0020086 | 0.0023963 | 0.0028008 | 0.0032247 | 0.0036654 | 0.0041202
PG&E | MW | Commercial | Com - Education (University) | SHW | No | SHW - EF Rated Storage Water Heater (Electric) | 0.0001465 | 0.0003152 | 0.0003152 | 0.0003152 | 0.0003152 | 0.0003152 | 0.0003152 | 0.0003152 | 0.0003152 | 0.0003152 | 0.0003152 | 0.0003152
PG&E | MW | Commercial | Com - Education (University) | Service | No | HVAC - Comprehensive Rooftop Unit Quality Maintenance | 1.912e-08 | 3.7397e-08 | 5.6139e-08 | 7.518e-08 | 9.4268e-08 | 1.1317e-07 | 1.3164e-07 | 1.4944e-07 | 1.6635e-07 | 1.8218e-07 | 1.9681e-07 | 1.9102e-07
PG&E | MW | Commercial | Com - Education (University) | Service | No | Service - HVAC Fault Detection & Diagnositics | 5.8029e-05 | 0.00013891 | 0.00021737 | 0.00029447 | 0.0003694 | 0.00044202 | 0.00051199 | 0.00058027 | 0.00064657 | 0.00071184 | 0.00077603 | 0.00083909
PG&E | MW | Commercial | Com - Education (University) | Service | No | Service - Retro-Commissioning (Electric) | 0.0012062 | 0.0021711 | 0.0029431 | 0.0035607 | 0.0040547 | 0.0044499 | 0.00356 | 0.002848 | 0.0022784 | 0.0018227 | 0.0014582 | 0.0011665
PG&E | MW | Commercial | Com - Education (University) | WholeBlg | No | HVAC - Energy Management System | 4.2129e-05 | 8.9236e-05 | 0.00013347 | 0.0001751 | 0.00021381 | 0.00024968 | 0.00028277 | 0.00031391 | 0.00034429 | 0.00037435 | 0.00040403 | 0.00043331
PG&E | MW | Commercial | Com - Education (University) | WholeBlg | No | WholeBlg - Com NC Level 2 | 0.003248 | 0 | 0 | 0 | 0 | 0 | 0 | 0 | 0 | 0 | 0 | 0
PG&E | MW | Commercial | Com - Education (University) | WholeBlg | No | WholeBlg - Com NC Level 3 | 0.0025127 | 0.0025127 | 0.0025127 | 0.0025127 | 0.0025127 | 0.0025127 | 0.0025127 | 0 | 0 | 0 | 0 | 0
PG&E | MW | Commercial | Com - Education (University) | WholeBlg | No | WholeBlg - Com RET Level 1 | 0.024151 | 0.057248 | 0.099934 | 0.15289 | 0.21681 | 0.29242 | 0.38044 | 0.48156 | 0.59641 | 0.72555 | 0.86943 | 1.0284
PG&E | MW | Commercial | Com - Education (University) | WholeBlg | No | WholeBlg - Com RET Level 2 | 0.047111 | 0.11134 | 0.19398 | 0.29659 | 0.42068 | 0.56781 | 0.73943 | 0.93714 | 1.1623 | 1.4162 | 1.6999 | 2.0146
PG&E | MW | Commercial | Com - Grocery | AppPlug | No | AppPlug - Desktop Computer (Com - Power Management) | 0.051677 | 0.10542 | 0.16131 | 0.21899 | 0.27726 | 0.33484 | 0.33868 | 0.33762 | 0.33069 | 0.31818 | 0.30121 | 0.28119
PG&E | MW | Commercial | Com - Grocery | AppPlug | No | AppPlug - Occupancy Sensor Plug Strip | 0.034712 | 0.073462 | 0.11381 | 0.14648 | 0.17856 | 0.21005 | 0.24021 | 0.26986 | 0.29823 | 0.30008 | 0.29754 | 0.29251
PG&E | MW | Commercial | Com - Grocery | BldgEnv | No | BldgEnv - Attic Batt Insulation | 0.10707 | 0.20878 | 0.30541 | 0.39721 | 0.48441 | 0.56726 | 0.64596 | 0.61366 | 0.58298 | 0.55383 | 0.52614 | 0.49983
PG&E | MW | Commercial | Com - Grocery | BldgEnv | No | BldgEnv - Wall Spray On Insulation | 0.40471 | 0.77323 | 1.1233 | 1.4559 | 1.7719 | 2.072 | 2.3572 | 2.2234 | 2.1122 | 2.0066 | 1.9063 | 1.811
PG&E | MW | Commercial | Com - Grocery | BldgEnv | No | BldgEnv - Window Film | 0 | 0 | 0 | 0 | 0 | 0 | 0 | 0 | 0.086939 | 0.2793 | 0.54616 | 0.85438
PG&E | MW | Commercial | Com - Grocery | ComRefrig | No | ComRefrig - Refrigerated Case Night Cover (Low Temp) | 0.31599 | 0.64961 | 1.0635 | 1.5679 | 2.1608 | 2.8222 | 3.1963 | 3.5298 | 3.7127 | 3.7057 | 3.504 | 3.1369
PG&E | MW | Commercial | Com - Grocery | ComRefrig | No | ComRefrig - Refrigerated Case Night Cover (Med Temp) | 0.43746 | 0.89975 | 1.4745 | 2.1772 | 3.0075 | 3.9407 | 4.4865 | 4.9862 | 5.2828 | 5.315 | 5.0686 | 4.5784
PG&E | MW | Commercial | Com - Grocery | ComRefrig | No | ComRefrig - Strip Curtain for Walk In Refrigerator | 0.39423 | 0.78443 | 1.1882 | 1.5869 | 1.9566 | 1.8821 | 1.7508 | 1.5445 | 1.2884 | 1.0172 | 0.77121 | 0.56776
PG&E | MW | Commercial | Com - Grocery | FoodServ | No | FoodServ - Electric Steamer | 0.018409 | 0.041129 | 0.068183 | 0.099993 | 0.13626 | 0.17682 | 0.22127 | 0.26984 | 0.32205 | 0.37812 | 0.4377 | 0.50037
PG&E | MW | Commercial | Com - Grocery | FoodServ | No | FoodServ - Oven (Electric) | 0.0070565 | 0.015832 | 0.026386 | 0.038943 | 0.053446 | 0.069887 | 0.088159 | 0.10842 | 0.13049 | 0.15452 | 0.18037 | 0.20788
PG&E | MW | Commercial | Com - Grocery | HVAC | No | HVAC - Direct Evaporative Cooler | 0.12801 | 0.12801 | 0.12801 | 0.12801 | 0.12801 | 0.12801 | 0.12801 | 0.12801 | 0.12801 | 0.12801 | 0.12801 | 0.12801
PG&E | MW | Commercial | Com - Grocery | HVAC | No | HVAC - SEER Rated Package Rooftop AC (Recharge) | 1.0562 | 2.0952 | 3.1778 | 4.2605 | 4.2402 | 4.1502 | 3.9041 | 3.5356 | 3.0955 | 2.635 | 2.195 | 1.8201
PG&E | MW | Commercial | Com - Grocery | HVAC | No | HVAC - SEER Rated Package Rooftop AC (SEER 14) | 0.11683 | 0.25856 | 0.25856 | 0.25856 | 0.25856 | 0.25856 | 0.25856 | 0.25856 | 0.25856 | 0.25856 | 0.25856 | 0.25856
PG&E | MW | Commercial | Com - Grocery | HVAC | No | HVAC - SEER Rated Package Rooftop AC (SEER 15) | 0.16634 | 0.36216 | 0.46659 | 0.58584 | 0.71908 | 0.86595 | 1.0255 | 1.1988 | 1.3852 | 1.5862 | 1.8012 | 2.0292
PG&E | MW | Commercial | Com - Grocery | HVAC | No | HVAC - SEER Rated Package Rooftop HP (SEER 14) | 0.020312 | 0.044494 | 0.044494 | 0.044494 | 0.044494 | 0.044494 | 0.044494 | 0.044494 | 0.044494 | 0.044494 | 0.044494 | 0.044494
PG&E | MW | Commercial | Com - Grocery | HVAC | No | HVAC - SEER Rated Package Rooftop HP (SEER 15) | 0.079071 | 0.17436 | 0.22608 | 0.28637 | 0.35475 | 0.43112 | 0.51498 | 0.60733 | 0.70757 | 0.81685 | 0.93469 | 1.0606
PG&E | MW | Commercial | Com - Grocery | HVAC | No | HVAC - SEER Rated Split System AC (SEER 14) | 0.10154 | 0.23549 | 0.38721 | 0.38721 | 0.38721 | 0.38721 | 0.38721 | 0.38721 | 0.38721 | 0.38721 | 0.38721 | 0.38721
PG&E | MW | Commercial | Com - Grocery | HVAC | No | HVAC - SEER Rated Split System AC (SEER 15) | 0.0059878 | 0.028026 | 0.040663 | 0.056094 | 0.074401 | 0.095739 | 0.12017 | 0.14807 | 0.17946 | 0.21475 | 0.25399 | 0.29718
PG&E | MW | Commercial | Com - Grocery | Lighting | Yes | Lighting - LED Fixture (Replacing T8) - Emerging | 0.029519 | 0.071058 | 0.13007 | 0.21363 | 0.32617 | 0.47431 | 0.66215 | 0.90112 | 1.1942 | 1.5673 | 2.0416 | 2.6279
PG&E | MW | Commercial | Com - Grocery | Lighting | Yes | Lighting - LED Lamp (Basic High - Indoor) - Emerging | 0.0016495 | 0.0039665 | 0.0070994 | 0.011163 | 0.015597 | 0.016218 | 0.014869 | 0.013043 | 0.010796 | 0.0069263 | 0.008588 | 0.010437
PG&E | MW | Commercial | Com - Grocery | Lighting | Yes | Lighting - LED Lamp (Basic Low - Indoor) - Emerging | 0.007273 | 0.018952 | 0.034019 | 0.052522 | 0.074667 | 0.07861 | 0.073189 | 0.065433 | 0.056456 | 0.039864 | 0.050149 | 0.062403
PG&E | MW | Commercial | Com - Grocery | Lighting | Yes | Lighting - LED Plug-In Indoor Fixture - Emerging | 0.015337 | 0.03488 | 0.059078 | 0.088782 | 0.12419 | 0.12661 | 0.12971 | 0.13362 | 0.13838 | 0.14413 | 0.15091 | 0.15878
PG&E | MW | Commercial | Com - Grocery | Lighting | No | Lighting - Cold Cathode Lamp | 0.006039 | 0.012331 | 0.018849 | 0.025625 | 0.032611 | 0.032611 | 0.032611 | 0.026572 | 0.020281 | 0.013762 | 0.0069859 | 0
PG&E | MW | Commercial | Com - Grocery | Lighting | No | Lighting - Compact Fluorescent Fixture (Indoor) | 0.62394 | 1.2905 | 1.9986 | 2.7516 | 3.5452 | 2.9213 | 2.2548 | 1.5467 | 0.79361 | 0 | 0 | 0
PG&E | MW | Commercial | Com - Grocery | Lighting | No | Lighting - Compact Fluorescent Lamp (Basic High - Indoor) | 0.1013 | 0.20361 | 0.30659 | 0.41051 | 0.51535 | 0.41406 | 0.31174 | 0.20876 | 0.10485 | 0 | 0 | 0
PG&E | MW | Commercial | Com - Grocery | Lighting | No | Lighting - Compact Fluorescent Lamp (Basic Low - Indoor) | 0.25312 | 0.52976 | 0.82717 | 1.1432 | 1.473 | 1.2199 | 0.94324 | 0.64583 | 0.32978 | 0 | 0 | 0
PG&E | MW | Commercial | Com - Grocery | Lighting | No | Lighting - Exit Fixture (LED) | 0.13274 | 0.25897 | 0.36924 | 0.4609 | 0.53581 | 0.59717 | 0.53835 | 0.47808 | 0.42824 | 0.39118 | 0.36554 | 0.34882
PG&E | MW | Commercial | Com - Grocery | Lighting | No | Lighting - Halogen Lamp (A-Line) | 0.001182 | 0.0026372 | 0.0031998 | 0.0038086 | 0.0044682 | 0.0024042 | 0 | 0 | 0 | 0 | 0 | 0
PG&E | MW | Commercial | Com - Grocery | Lighting | No | Lighting - Halogen Lamp (Reflector) | 0.00046232 | 0.001021 | 0.0012122 | 0.0014047 | 0.0016003 | 0.0017755 | 0.0019297 | 0.0020731 | 0.0022015 | 0.0023191 | 0.0024257 | 0.0025234
PG&E | MW | Commercial | Com - Grocery | Lighting | No | Lighting - High Bay HID to T5 | 0.024015 | 0.050226 | 0.076871 | 0.10331 | 0.12864 | 0.17356 | 0.21848 | 0.26202 | 0.30364 | 0.34293 | 0.37967 | 0.41432
PG&E | MW | Commercial | Com - Grocery | Lighting | No | Lighting - Induction Fixture (Indoor) | 0.0097748 | 0.021307 | 0.0345 | 0.049469 | 0.065926 | 0.083746 | 0.10271 | 0.12294 | 0.14421 | 0.16669 | 0.19021 | 0.21462
PG&E | MW | Commercial | Com - Grocery | Lighting | No | Lighting - Linear Fluorescent Delamping | 0.0003745 | 0.00075527 | 0.0012378 | 0.0018254 | 0.0025036 | 0 | 0 | 0 | 0 | 0 | 0 | 0
PG&E | MW | Commercial | Com - Grocery | Lighting | No | Lighting - Linear Fluorescent Fixture (Low Wattage T8) | 0.28532 | 0.57942 | 0.87932 | 1.1871 | 1.498 | 1.81 | 2.1208 | 2.4327 | 2.7437 | 3.0494 | 3.3444 | 3.6276
PG&E | MW | Commercial | Com - Grocery | Lighting | No | Lighting - Plug-In Fixture (Compact Fluorescent) | 0.21474 | 0.42976 | 0.64427 | 0.86005 | 1.075 | 1.075 | 1.075 | 1.075 | 1.075 | 1.075 | 1.075 | 1.075
PG&E | MW | Commercial | Com - Grocery | Lighting | No | Lighting - Plug-In Fixture (Induction) | 0 | 0.011031 | 0.024205 | 0.056352 | 0.092837 | 0.13194 | 0.17267 | 0.21512 | 0.25866 | 0.30371 | 0.35001 | 0.39738
PG&E | MW | Commercial | Com - Grocery | Lighting | No | Lighting - Plug-In Fixture (Linear Fluorescent) | 0.40166 | 0.83998 | 1.3065 | 1.8008 | 2.3137 | 2.3137 | 2.3137 | 2.3137 | 2.3137 | 2.3137 | 2.3137 | 2.3137
PG&E | MW | Commercial | Com - Grocery | Lighting | No | Lighting - Plug-In Fixture (PSMH with Electronic Ballast) | 0.070283 | 0.14136 | 0.21032 | 0.27535 | 0.33645 | 0.39571 | 0.45337 | 0.51039 | 0.56676 | 0.6232 | 0.67971 | 0.73626
PG&E | MW | Commercial | Com - Grocery | Lighting | No | Lighting - Plug-In Fixture (PSMH) | 0.073315 | 0.14743 | 0.2193 | 0.28705 | 0.3521 | 0.41427 | 0.474 | 0.53235 | 0.58937 | 0.64582 | 0.70177 | 0.75727
PG&E | MW | Commercial | Com - Grocery | SHW | No | SHW - EF Rated Instantaneous Water Heater (Electric) | 0.00069244 | 0.001506 | 0.0024355 | 0.0034901 | 0.0046479 | 0.0058949 | 0.0072118 | 0.0086061 | 0.010061 | 0.011587 | 0.013173 | 0.014811
PG&E | MW | Commercial | Com - Grocery | SHW | No | SHW - EF Rated Storage Water Heater (Electric) | 0.0004929 | 0.0010592 | 0.0010592 | 0.0010592 | 0.0010592 | 0.0010592 | 0.0010592 | 0.0010592 | 0.0010592 | 0.0010592 | 0.0010592 | 0.0010592
PG&E | MW | Commercial | Com - Grocery | Service | No | HVAC - Comprehensive Rooftop Unit Quality Maintenance | 3.6868e-08 | 7.2112e-08 | 1.0825e-07 | 1.4497e-07 | 1.8177e-07 | 2.1822e-07 | 2.5383e-07 | 2.8816e-07 | 3.2078e-07 | 3.513e-07 | 3.7949e-07 | 3.6834e-07
PG&E | MW | Commercial | Com - Grocery | Service | No | Service - HVAC Fault Detection & Diagnositics | 0.00011165 | 0.00026721 | 0.00041764 | 0.00056492 | 0.00070734 | 0.00084461 | 0.00097604 | 0.0011033 | 0.0012259 | 0.0013454 | 0.0014616 | 0.0015743
PG&E | MW | Commercial | Com - Grocery | Service | No | Service - Retro-Commissioning (Electric) | 0.0023258 | 0.0041865 | 0.0056751 | 0.0068659 | 0.0078186 | 0.0085807 | 0.0068646 | 0.0054917 | 0.0043933 | 0.0035147 | 0.0028117 | 0.0022494
PG&E | MW | Commercial | Com - Grocery | WholeBlg | No | HVAC - Energy Management System | 8.1237e-05 | 0.00017207 | 0.00025737 | 0.00033763 | 0.00041229 | 0.00048145 | 0.00054525 | 0.0006053 | 0.00066389 | 0.00072184 | 0.00077908 | 0.00083553
PG&E | MW | Commercial | Com - Grocery | WholeBlg | No | WholeBlg - Com NC Level 2 | 0.006488 | 0 | 0 | 0 | 0 | 0 | 0 | 0 | 0 | 0 | 0 | 0
PG&E | MW | Commercial | Com - Grocery | WholeBlg | No | WholeBlg - Com NC Level 3 | 0.0043967 | 0.0043967 | 0.0043967 | 0.0043967 | 0.0043967 | 0.0043967 | 0.0043967 | 0 | 0 | 0 | 0 | 0
PG&E | MW | Commercial | Com - Grocery | WholeBlg | No | WholeBlg - Com NC ZNE | 0.003901 | 0.01044 | 0.024062 | 0.046531 | 0.07943 | 0.12384 | 0.17951 | 0.24955 | 0.33365 | 0.43567 | 0.55445 | 0.6917
PG&E | MW | Commercial | Com - Grocery | WholeBlg | No | WholeBlg - Com RET Level 1 | 0.11608 | 0.27631 | 0.48428 | 0.74388 | 1.059 | 1.4338 | 1.8723 | 2.3786 | 2.9562 | 3.6086 | 4.3385 | 5.0321
PG&E | MW | Commercial | Com - Grocery | WholeBlg | No | WholeBlg - Com RET Level 2 | 0.22001 | 0.51975 | 0.90569 | 1.3854 | 1.9664 | 2.6566 | 3.4638 | 4.3962 | 5.4608 | 6.6647 | 8.0132 | 9.5112
PG&E | MW | Commercial | Com - Hospital | AppPlug | No | AppPlug - Desktop Computer (Com - Power Management) | 0.034136 | 0.069644 | 0.10658 | 0.14472 | 0.18323 | 0.22128 | 0.22381 | 0.22308 | 0.21846 | 0.21011 | 0.19906 | 0.18604
PG&E | MW | Commercial | Com - Hospital | AppPlug | No | AppPlug - Occupancy Sensor Plug Strip | 0.022929 | 0.048536 | 0.075206 | 0.096816 | 0.11803 | 0.13883 | 0.15874 | 0.17831 | 0.19702 | 0.1982 | 0.19667 | 0.19352
PG&E | MW | Commercial | Com - Hospital | BldgEnv | No | BldgEnv - Wall Spray On Insulation | 0.32288 | 0.56287 | 0.79086 | 1.0075 | 1.2132 | 1.4087 | 1.5944 | 1.4479 | 1.3755 | 1.3068 | 1.2414 | 1.1793
PG&E | MW | Commercial | Com - Hospital | BldgEnv | No | BldgEnv - Window Film | 0 | 0 | 0 | 0 | 0 | 0 | 0 | 0 | 0.096459 | 0.30988 | 0.60596 | 0.94794
PG&E | MW | Commercial | Com - Hospital | FoodServ | No | FoodServ - Electric Steamer | 0.0028323 | 0.0063283 | 0.010492 | 0.01539 | 0.020974 | 0.027219 | 0.034064 | 0.041545 | 0.049586 | 0.058225 | 0.06741 | 0.077078
PG&E | MW | Commercial | Com - Hospital | FoodServ | No | FoodServ - Oven (Electric) | 0.002331 | 0.0052301 | 0.0087179 | 0.012869 | 0.017663 | 0.023099 | 0.02914 | 0.035839 | 0.043139 | 0.051088 | 0.059647 | 0.068757
PG&E | MW | Commercial | Com - Hospital | HVAC | Yes | HVAC - Advanced Package Rooftop AC (> EER 12) - Emerging | 0 | 0 | 0.00033771 | 0.0012315 | 0.0028385 | 0.0052875 | 0.0086933 | 0.013175 | 0.018862 | 0.025885 | 0.034369 | 0.044483
PG&E | MW | Commercial | Com - Hospital | HVAC | Yes | HVAC - Energy Recovery Ventilation - Emerging | 0.04291 | 0.0897 | 0.14651 | 0.21503 | 0.29563 | 0.38821 | 0.49104 | 0.60256 | 0.71946 | 0.83852 | 0.95572 | 1.0686
PG&E | MW | Commercial | Com - Hospital | HVAC | No | HVAC - Chiller (Centrifugal) | 0.013524 | 0.030565 | 0.051456 | 0.076536 | 0.10616 | 0.14065 | 0.18025 | 0.22515 | 0.27548 | 0.33128 | 0.39255 | 0.46222
PG&E | MW | Commercial | Com - Hospital | HVAC | No | HVAC - Chiller (Reciprocating) | 0.028965 | 0.065207 | 0.10906 | 0.1616 | 0.22284 | 0.29299 | 0.37193 | 0.46061 | 0.55866 | 0.66701 | 0.78536 | 0.91317
PG&E | MW | Commercial | Com - Hospital | HVAC | No | HVAC - Demand Controlled Ventilation | 0.011744 | 0.024422 | 0.0396 | 0.057303 | 0.077135 | 0.098374 | 0.12001 | 0.14112 | 0.16086 | 0.17889 | 0.19509 | 0.19785
PG&E | MW | Commercial | Com - Hospital | HVAC | No | HVAC - Direct Evaporative Cooler | 0.2605 | 0.56333 | 0.91323 | 1.3143 | 1.769 | 2.2793 | 2.8458 | 3.4702 | 4.1515 | 4.8897 | 5.6854 | 6.5439
PG&E | MW | Commercial | Com - Hospital | HVAC | No | HVAC - EER Rated Package Rooftop AC (EER 11) | 0 | 0 | 0 | 0.035697 | 0.091659 | 0.15509 | 0.2255 | 0.30332 | 0.388 | 0.48009 | 0.57929 | 0.68544
PG&E | MW | Commercial | Com - Hospital | HVAC | No | HVAC - SEER Rated Package Rooftop AC (SEER 14) | 0.064904 | 0.14349 | 0.14349 | 0.14349 | 0.14349 | 0.14349 | 0.14349 | 0.14349 | 0.14349 | 0.14349 | 0.14349 | 0.14349
PG&E | MW | Commercial | Com - Hospital | HVAC | No | HVAC - SEER Rated Package Rooftop AC (SEER 15) | 0.098403 | 0.21447 | 0.27665 | 0.3478 | 0.42768 | 0.51622 | 0.61307 | 0.71866 | 0.83276 | 0.95605 | 1.0882 | 1.2288
PG&E | MW | Commercial | Com - Hospital | HVAC | No | HVAC - SEER Rated Package Rooftop HP (SEER 14) | 0.011952 | 0.02622 | 0.02622 | 0.02622 | 0.02622 | 0.02622 | 0.02622 | 0.02622 | 0.02622 | 0.02622 | 0.02622 | 0.02622
PG&E | MW | Commercial | Com - Hospital | HVAC | No | HVAC - SEER Rated Package Rooftop HP (SEER 15) | 0.044765 | 0.098485 | 0.12762 | 0.16148 | 0.19984 | 0.24269 | 0.28975 | 0.34151 | 0.39765 | 0.45868 | 0.52441 | 0.59453
PG&E | MW | Commercial | Com - Hospital | HVAC | No | HVAC - SEER Rated Split System AC (SEER 14) | 0.024085 | 0.052922 | 0.085217 | 0.085217 | 0.085217 | 0.085217 | 0.085217 | 0.085217 | 0.085217 | 0.085217 | 0.085217 | 0.085217
PG&E | MW | Commercial | Com - Hospital | HVAC | No | HVAC - SEER Rated Split System AC (SEER 15) | 0.0031337 | 0.0071468 | 0.0094243 | 0.012146 | 0.015294 | 0.018866 | 0.022846 | 0.027251 | 0.03206 | 0.037297 | 0.042965 | 0.04909
PG&E | MW | Commercial | Com - Hospital | HVAC | No | HVAC - SEER Rated Split System HP (SEER 14) | 0.095073 | 0.20899 | 0.22691 | 0.24771 | 0.27123 | 0.29745 | 0.32622 | 0.3578 | 0.39198 | 0.42906 | 0.4689 | 0.51133
PG&E | MW | Commercial | Com - Hospital | HVAC | No | HVAC - SEER Rated Split System HP (SEER 15) | 0.031818 | 0.069866 | 0.090441 | 0.11429 | 0.14125 | 0.17131 | 0.20428 | 0.24048 | 0.27968 | 0.32222 | 0.36795 | 0.41668
PG&E | MW | Commercial | Com - Hospital | Lighting | Yes | Lighting - LED Fixture (Replacing T8) - Emerging | 0.03281 | 0.081824 | 0.15357 | 0.2564 | 0.39622 | 0.58087 | 0.81546 | 1.1111 | 1.4714 | 1.9074 | 2.425 | 3.0259
PG&E | MW | Commercial | Com - Hospital | Lighting | Yes | Lighting - LED Lamp (Basic High - Indoor) - Emerging | 0.0071535 | 0.017956 | 0.032186 | 0.049953 | 0.071318 | 0.074538 | 0.068803 | 0.060527 | 0.049567 | 0.028679 | 0.032469 | 0.036061
PG&E | MW | Commercial | Com - Hospital | Lighting | Yes | Lighting - LED Lamp (Basic Low - Indoor) - Emerging | 0.016984 | 0.04284 | 0.072796 | 0.10721 | 0.14617 | 0.15282 | 0.14153 | 0.1316 | 0.12249 | 0.097215 | 0.12264 | 0.15205
PG&E | MW | Commercial | Com - Hospital | Lighting | Yes | Lighting - LED Plug-In Indoor Fixture - Emerging | 0.014483 | 0.032934 | 0.055713 | 0.083554 | 0.11663 | 0.11887 | 0.12176 | 0.12542 | 0.12988 | 0.13525 | 0.14158 | 0.1489
PG&E | MW | Commercial | Com - Hospital | Lighting | No | Lighting - Cold Cathode Lamp | 0.0063671 | 0.013045 | 0.019996 | 0.027247 | 0.034742 | 0.034742 | 0.034742 | 0.028375 | 0.021697 | 0.014746 | 0.0074948 | 0
PG&E | MW | Commercial | Com - Hospital | Lighting | No | Lighting - Compact Fluorescent Fixture (Indoor) | 1.043 | 2.161 | 3.3532 | 4.6249 | 5.9693 | 4.9264 | 3.8083 | 2.6162 | 1.3445 | 0 | 0 | 0
PG&E | MW | Commercial | Com - Hospital | Lighting | No | Lighting - Compact Fluorescent Lamp (Basic High - Indoor) | 0.0035741 | 0.0099166 | 0.019606 | 0.033192 | 0.051138 | 0.047564 | 0.041221 | 0.031532 | 0.017945 | 0 | 0 | 0
PG&E | MW | Commercial | Com - Hospital | Lighting | No | Lighting - Compact Fluorescent Lamp (Basic Low - Indoor) | 0.79688 | 1.5983 | 2.4064 | 3.2241 | 4.0483 | 3.2515 | 2.4501 | 1.642 | 0.82426 | 0 | 0 | 0
PG&E | MW | Commercial | Com - Hospital | Lighting | No | Lighting - Exit Fixture (LED) | 0.085774 | 0.16726 | 0.23823 | 0.29702 | 0.34479 | 0.38367 | 0.34484 | 0.30546 | 0.27302 | 0.249 | 0.23253 | 0.22198
PG&E | MW | Commercial | Com - Hospital | Lighting | No | Lighting - Halogen Lamp (A-Line) | 0.00078081 | 0.001742 | 0.0021135 | 0.0025154 | 0.0029508 | 0.0015877 | 0 | 0 | 0 | 0 | 0 | 0
PG&E | MW | Commercial | Com - Hospital | Lighting | No | Lighting - Halogen Lamp (Reflector) | 0.00030542 | 0.00067446 | 0.00080067 | 0.00092772 | 0.0010568 | 0.0011723 | 0.0012739 | 0.0013685 | 0.0014532 | 0.0015307 | 0.001601 | 0.0016655
PG&E | MW | Commercial | Com - Hospital | Lighting | No | Lighting - High Bay HID to T5 | 0.026819 | 0.055677 | 0.087392 | 0.12134 | 0.1563 | 0.21473 | 0.27363 | 0.33314 | 0.39215 | 0.44971 | 0.5049 | 0.55691
PG&E | MW | Commercial | Com - Hospital | Lighting | No | Lighting - Induction Fixture (Indoor) | 0.0070374 | 0.015482 | 0.025269 | 0.036496 | 0.048954 | 0.062551 | 0.077113 | 0.092738 | 0.10925 | 0.12675 | 0.14514 | 0.16427
PG&E | MW | Commercial | Com - Hospital | Lighting | No | Lighting - Linear Fluorescent Delamping | 0.0041104 | 0.0082892 | 0.01359 | 0.020052 | 0.027512 | 0 | 0 | 0 | 0 | 0 | 0 | 0
PG&E | MW | Commercial | Com - Hospital | Lighting | No | Lighting - Linear Fluorescent Fixture (Low Wattage T8) | 0.074581 | 0.16278 | 0.26371 | 0.37792 | 0.50333 | 0.63837 | 0.78093 | 0.93079 | 1.0859 | 1.2463 | 1.4102 | 1.5762
PG&E | MW | Commercial | Com - Hospital | Lighting | No | Lighting - Plug-In Fixture (Compact Fluorescent) | 0.19493 | 0.38994 | 0.58435 | 0.77969 | 0.97417 | 0.97417 | 0.97417 | 0.97417 | 0.97417 | 0.97417 | 0.97417 | 0.97417
PG&E | MW | Commercial | Com - Hospital | Lighting | No | Lighting - Plug-In Fixture (Induction) | 0.04055 | 0.081782 | 0.12341 | 0.16612 | 0.20938 | 0.25306 | 0.29688 | 0.34142 | 0.38641 | 0.43242 | 0.47937 | 0.52714
PG&E | MW | Commercial | Com - Hospital | Lighting | No | Lighting - Plug-In Fixture (Linear Fluorescent) | 0.36613 | 0.76712 | 1.1951 | 1.6492 | 2.1213 | 2.1213 | 2.1213 | 2.1213 | 2.1213 | 2.1213 | 2.1213 | 2.1213
PG&E | MW | Commercial | Com - Hospital | Lighting | No | Lighting - Plug-In Fixture (MH Directional) | 0 | 0 | 0 | 0 | 0 | 0 | 0 | 0 | 0 | 0 | 0.022483 | 0.053708
PG&E | MW | Commercial | Com - Hospital | Lighting | No | Lighting - Plug-In Fixture (PSMH with Electronic Ballast) | 0.047111 | 0.09632 | 0.1452 | 0.19446 | 0.24356 | 0.29237 | 0.34066 | 0.38891 | 0.43692 | 0.48516 | 0.53358 | 0.58211
PG&E | MW | Commercial | Com - Hospital | Lighting | No | Lighting - Plug-In Fixture (PSMH) | 0.045764 | 0.093506 | 0.14075 | 0.18809 | 0.235 | 0.28135 | 0.32692 | 0.37214 | 0.41684 | 0.46145 | 0.50593 | 0.55026
PG&E | MW | Commercial | Com - Hospital | SHW | No | SHW - EF Rated Instantaneous Water Heater (Electric) | 0.00045816 | 0.00099531 | 0.00161 | 0.0023089 | 0.0030779 | 0.0039078 | 0.0047857 | 0.0057161 | 0.0066873 | 0.0077062 | 0.0087659 | 0.0098602
PG&E | MW | Commercial | Com - Hospital | SHW | No | SHW - EF Rated Storage Water Heater (Electric) | 0.00036506 | 0.00078579 | 0.00078579 | 0.00078579 | 0.00078579 | 0.00078579 | 0.00078579 | 0.00078579 | 0.00078579 | 0.00078579 | 0.00078579 | 0.00078579
PG&E | MW | Commercial | Com - Hospital | Service | No | HVAC - Comprehensive Rooftop Unit Quality Maintenance | 2.4353e-08 | 4.7633e-08 | 7.1505e-08 | 9.5758e-08 | 1.2007e-07 | 1.4415e-07 | 1.6767e-07 | 1.9034e-07 | 2.1189e-07 | 2.3205e-07 | 2.5067e-07 | 2.4331e-07
PG&E | MW | Commercial | Com - Hospital | Service | No | Service - HVAC Fault Detection & Diagnositics | 7.3878e-05 | 0.0001769 | 0.00027683 | 0.00037504 | 0.00047026 | 0.00056237 | 0.0006509 | 0.00073703 | 0.00082037 | 0.0009021 | 0.00098386 | 0.0010642
PG&E | MW | Commercial | Com - Hospital | Service | No | Service - Retro-Commissioning (Electric) | 0.0015363 | 0.0027654 | 0.0037487 | 0.0045353 | 0.0051646 | 0.005668 | 0.0045344 | 0.0036275 | 0.002902 | 0.0023216 | 0.0018573 | 0.0014858
PG&E | MW | Commercial | Com - Hospital | WholeBlg | No | HVAC - Energy Management System | 5.3661e-05 | 0.00011366 | 0.00017 | 0.00022302 | 0.00027234 | 0.00031802 | 0.00036017 | 0.00039983 | 0.00043853 | 0.00047682 | 0.00051462 | 0.00055191
PG&E | MW | Commercial | Com - Hospital | WholeBlg | No | WholeBlg - Com NC Level 2 | 0.0042208 | 0 | 0 | 0 | 0 | 0 | 0 | 0 | 0 | 0 | 0 | 0
PG&E | MW | Commercial | Com - Hospital | WholeBlg | No | WholeBlg - Com NC Level 3 | 0.0029986 | 0.0029986 | 0.0029986 | 0.0029986 | 0.0029986 | 0.0029986 | 0.0029986 | 0 | 0 | 0 | 0 | 0
PG&E | MW | Commercial | Com - Hospital | WholeBlg | No | WholeBlg - Com NC ZNE | 0.00045516 | 0.00045516 | 0.00045516 | 0.00045516 | 0.0032934 | 0.0085404 | 0.016388 | 0.027652 | 0.042333 | 0.061067 | 0.060725 | 0.060725
PG&E | MW | Commercial | Com - Hospital | WholeBlg | No | WholeBlg - Com RET Level 1 | 0.044849 | 0.10624 | 0.18532 | 0.28324 | 0.40117 | 0.54043 | 0.70225 | 0.88783 | 1.0983 | 1.3345 | 1.5973 | 1.8875
PG&E | MW | Commercial | Com - Hospital | WholeBlg | No | WholeBlg - Com RET Level 2 | 0.084655 | 0.20002 | 0.34843 | 0.53269 | 0.7556 | 1.0199 | 1.3281 | 1.6833 | 2.0877 | 2.5439 | 3.0537 | 3.6187
PG&E | MW | Commercial | Com - Hotel | AppPlug | No | AppPlug - Desktop Computer (Com - Power Management) | 0.030314 | 0.061841 | 0.094638 | 0.1285 | 0.16272 | 0.19655 | 0.19887 | 0.19833 | 0.19436 | 0.18713 | 0.1773 | 0.16568
PG&E | MW | Commercial | Com - Hotel | AppPlug | No | AppPlug - Occupancy Sensor Plug Strip | 0.020362 | 0.043098 | 0.066777 | 0.085964 | 0.10482 | 0.12333 | 0.14107 | 0.15854 | 0.17525 | 0.17643 | 0.17505 | 0.17222
PG&E | MW | Commercial | Com - Hotel | BldgEnv | No | BldgEnv - Wall Spray On Insulation | 0.36683 | 0.66044 | 0.90333 | 1.1088 | 1.3011 | 1.4837 | 1.6572 | 1.4552 | 1.3182 | 1.2241 | 1.1599 | 1.1019
PG&E | MW | Commercial | Com - Hotel | BldgEnv | No | BldgEnv - Window Film | 0 | 0 | 0 | 0 | 0 | 0 | 0 | 0 | 0.087534 | 0.28121 | 0.5499 | 0.86024
PG&E | MW | Commercial | Com - Hotel | FoodServ | No | FoodServ - Electric Griddle | 9.8282e-05 | 0.00022113 | 0.00037014 | 0.00054938 | 0.00075898 | 0.00099984 | 0.0012714 | 0.0015771 | 0.0019154 | 0.0022894 | 0.0026978 | 0.0031387
PG&E | MW | Commercial | Com - Hotel | FoodServ | No | FoodServ - Electric Steamer | 0.0011835 | 0.0026442 | 0.0043841 | 0.0064303 | 0.008764 | 0.011374 | 0.014235 | 0.017363 | 0.020724 | 0.024336 | 0.028175 | 0.032214
PG&E | MW | Commercial | Com - Hotel | FoodServ | No | FoodServ - Fryer (Electric) | 6.1795e-05 | 0.00013865 | 0.00023137 | 0.00034223 | 0.00047107 | 0.00061817 | 0.00078295 | 0.00096718 | 0.0011697 | 0.0013923 | 0.0016337 | 0.0018929
PG&E | MW | Commercial | Com - Hotel | FoodServ | No | FoodServ - Oven (Electric) | 0.0010349 | 0.0023219 | 0.0038703 | 0.005713 | 0.0078418 | 0.010256 | 0.012939 | 0.015914 | 0.019157 | 0.022688 | 0.026488 | 0.030533
PG&E | MW | Commercial | Com - Hotel | HVAC | Yes | HVAC - Advanced Package Rooftop AC (> EER 12) - Emerging | 0 | 0 | 0.00023004 | 0.0008366 | 0.0019329 | 0.0036133 | 0.0059607 | 0.009059 | 0.012998 | 0.017868 | 0.023756 | 0.03079
PG&E | MW | Commercial | Com - Hotel | HVAC | No | HVAC - Chiller (Centrifugal) | 0.011253 | 0.025398 | 0.042628 | 0.063131 | 0.087094 | 0.11465 | 0.14589 | 0.18081 | 0.21941 | 0.26158 | 0.30722 | 0.35955
PG&E | MW | Commercial | Com - Hotel | HVAC | No | HVAC - Chiller (Reciprocating) | 0.026248 | 0.058515 | 0.096664 | 0.14112 | 0.19137 | 0.24713 | 0.30782 | 0.37366 | 0.44401 | 0.5191 | 0.59844 | 0.68151
PG&E | MW | Commercial | Com - Hotel | HVAC | No | HVAC - Demand Controlled Ventilation | 0.069491 | 0.14451 | 0.2343 | 0.339 | 0.4563 | 0.58195 | 0.70999 | 0.83507 | 0.95206 | 1.059 | 1.1552 | 1.1718
PG&E | MW | Commercial | Com - Hotel | HVAC | No | HVAC - EER Rated Package Rooftop AC (EER 11) | 0 | 0.025573 | 0.055566 | 0.090527 | 0.13021 | 0.17452 | 0.22316 | 0.27656 | 0.33438 | 0.39712 | 0.46455 | 0.53675
PG&E | MW | Commercial | Com - Hotel | HVAC | No | HVAC - SEER Rated Package Rooftop AC (Recharge) | 0 | 0 | 0 | 0.26575 | 0.52045 | 0.75393 | 0.95973 | 0.86969 | 0.76153 | 0.64826 | 0.53995 | 0.44768
PG&E | MW | Commercial | Com - Hotel | HVAC | No | HVAC - SEER Rated Package Rooftop AC (SEER 14) | 0.034104 | 0.075361 | 0.075361 | 0.075361 | 0.075361 | 0.075361 | 0.075361 | 0.075361 | 0.075361 | 0.075361 | 0.075361 | 0.075361
PG&E | MW | Commercial | Com - Hotel | HVAC | No | HVAC - SEER Rated Package Rooftop AC (SEER 15) | 0.060224 | 0.1313 | 0.16938 | 0.213 | 0.26197 | 0.31624 | 0.37556 | 0.44024 | 0.51009 | 0.58559 | 0.66652 | 0.75258
PG&E | MW | Commercial | Com - Hotel | HVAC | No | HVAC - SEER Rated Package Rooftop HP (SEER 14) | 0.0079086 | 0.017324 | 0.017324 | 0.017324 | 0.017324 | 0.017324 | 0.017324 | 0.017324 | 0.017324 | 0.017324 | 0.017324 | 0.017324
PG&E | MW | Commercial | Com - Hotel | HVAC | No | HVAC - SEER Rated Package Rooftop HP (SEER 15) | 0.030587 | 0.067385 | 0.087385 | 0.1107 | 0.13718 | 0.1668 | 0.1994 | 0.23532 | 0.27438 | 0.31697 | 0.36292 | 0.41204
PG&E | MW | Commercial | Com - Hotel | HVAC | No | HVAC - SEER Rated Split System AC (SEER 14) | 0.020947 | 0.045853 | 0.07487 | 0.07487 | 0.07487 | 0.07487 | 0.07487 | 0.07487 | 0.07487 | 0.07487 | 0.07487 | 0.07487
PG&E | MW | Commercial | Com - Hotel | HVAC | No | HVAC - SEER Rated Split System AC (SEER 15) | 0.0067432 | 0.015585 | 0.020743 | 0.027118 | 0.034759 | 0.043745 | 0.054116 | 0.066041 | 0.079542 | 0.094801 | 0.11185 | 0.13071
PG&E | MW | Commercial | Com - Hotel | HVAC | No | HVAC - SEER Rated Split System HP (SEER 14) | 0.053449 | 0.11749 | 0.12757 | 0.13927 | 0.1525 | 0.16725 | 0.18343 | 0.2012 | 0.22043 | 0.24128 | 0.26369 | 0.28755
PG&E | MW | Commercial | Com - Hotel | HVAC | No | HVAC - SEER Rated Split System HP (SEER 15) | 0.01834 | 0.040263 | 0.052116 | 0.06586 | 0.081403 | 0.09873 | 0.11774 | 0.13861 | 0.16123 | 0.18578 | 0.21218 | 0.24032
PG&E | MW | Commercial | Com - Hotel | Lighting | Yes | Lighting - LED Fixture (Replacing T8) - Emerging | 0 | 0 | 0 | 0 | 0.013883 | 0.040824 | 0.080745 | 0.13575 | 0.20494 | 0.29015 | 0.3918 | 0.50965
PG&E | MW | Commercial | Com - Hotel | Lighting | Yes | Lighting - LED Lamp (Basic High - Indoor) - Emerging | 0.00083904 | 0.0024502 | 0.0051772 | 0.0094142 | 0.014917 | 0.015813 | 0.015512 | 0.014459 | 0.012299 | 0.0083982 | 0.010103 | 0.011822
PG&E | MW | Commercial | Com - Hotel | Lighting | Yes | Lighting - LED Lamp (Basic Low - Indoor) - Emerging | 0.0017769 | 0.0045897 | 0.0085741 | 0.013418 | 0.019213 | 0.02025 | 0.019054 | 0.01758 | 0.016198 | 0.013067 | 0.017034 | 0.021658
PG&E | MW | Commercial | Com - Hotel | Lighting | Yes | Lighting - LED Plug-In Indoor Fixture - Emerging | 0.0028702 | 0.0065159 | 0.011065 | 0.016722 | 0.023575 | 0.024055 | 0.024672 | 0.02545 | 0.026407 | 0.027572 | 0.02896 | 0.030584
PG&E | MW | Commercial | Com - Hotel | Lighting | No | Lighting - Cold Cathode Lamp | 0.00030691 | 0.00062151 | 0.00094332 | 0.0012768 | 0.0016184 | 0.0016184 | 0.0016184 | 0.0016184 | 0.0016184 | 0.0016184 | 0.0016184 | 0.0016184
PG&E | MW | Commercial | Com - Hotel | Lighting | No | Lighting - Compact Fluorescent Fixture (Indoor) | 0.26322 | 0.5399 | 0.82964 | 1.1339 | 1.4511 | 1.1879 | 0.91124 | 0.6215 | 0.31727 | 0 | 0 | 0
PG&E | MW | Commercial | Com - Hotel | Lighting | No | Lighting - Compact Fluorescent Lamp (Basic High - Indoor) | 0.028573 | 0.067352 | 0.11636 | 0.17597 | 0.24621 | 0.21764 | 0.17886 | 0.12985 | 0.070245 | 0 | 0 | 0
PG&E | MW | Commercial | Com - Hotel | Lighting | No | Lighting - Compact Fluorescent Lamp (Basic Low - Indoor) | 0.10019 | 0.2051 | 0.31366 | 0.42579 | 0.54033 | 0.44014 | 0.33523 | 0.22666 | 0.11454 | 0 | 0 | 0
PG&E | MW | Commercial | Com - Hotel | Lighting | No | Lighting - Exit Fixture (LED) | 0.076541 | 0.14928 | 0.21268 | 0.26525 | 0.30804 | 0.34293 | 0.30848 | 0.27346 | 0.24457 | 0.22315 | 0.20843 | 0.19895
PG&E | MW | Commercial | Com - Hotel | Lighting | No | Lighting - Halogen Lamp (A-Line) | 0.00069293 | 0.0015468 | 0.0018782 | 0.0022369 | 0.0026257 | 0.0014132 | 0 | 0 | 0 | 0 | 0 | 0
PG&E | MW | Commercial | Com - Hotel | Lighting | No | Lighting - Halogen Lamp (Reflector) | 0.00027089 | 0.0005986 | 0.00071133 | 0.00082493 | 0.00094061 | 0.0010455 | 0.0011379 | 0.0012232 | 0.0012999 | 0.0013699 | 0.0014335 | 0.0014917
PG&E | MW | Commercial | Com - Hotel | Lighting | No | Lighting - High Bay HID to T5 | 0 | 0 | 0.0089739 | 0.023182 | 0.037002 | 0.050409 | 0.063336 | 0.083876 | 0.10867 | 0.13295 | 0.15668 | 0.17979
PG&E | MW | Commercial | Com - Hotel | Lighting | No | Lighting - Induction Fixture (Indoor) | 0.0021628 | 0.0046951 | 0.0075802 | 0.010851 | 0.014454 | 0.018361 | 0.022526 | 0.026981 | 0.03168 | 0.036662 | 0.041895 | 0.04735
PG&E | MW | Commercial | Com - Hotel | Lighting | No | Lighting - Linear Fluorescent Delamping | 0.00054188 | 0.0010933 | 0.0017873 | 0.0026293 | 0.0026293 | 0 | 0 | 0 | 0 | 0 | 0 | 0
PG&E | MW | Commercial | Com - Hotel | Lighting | No | Lighting - Linear Fluorescent Fixture (Low Wattage T8) | 0.021236 | 0.046261 | 0.074748 | 0.10679 | 0.1414 | 0.17768 | 0.21489 | 0.25308 | 0.29185 | 0.33134 | 0.37124 | 0.41131
PG&E | MW | Commercial | Com - Hotel | Lighting | No | Lighting - Occupancy Sensor | 0 | 0 | 0 | 0 | 0 | 0 | 0 | 0 | 0 | 0 | 0 | 0.02331
PG&E | MW | Commercial | Com - Hotel | Lighting | No | Lighting - Plug-In Fixture (Compact Fluorescent) | 0.045883 | 0.092016 | 0.13826 | 0.185 | 0.2318 | 0.2318 | 0.2318 | 0.2318 | 0.2318 | 0.2318 | 0.2318 | 0.2318
PG&E | MW | Commercial | Com - Hotel | Lighting | No | Lighting - Plug-In Fixture (Induction) | 0 | 0 | 0 | 0 | 0 | 0 | 0 | 0 | 0 | 0 | 0 | 0.003256
PG&E | MW | Commercial | Com - Hotel | Lighting | No | Lighting - Plug-In Fixture (Linear Fluorescent) | 0 | 0.099469 | 0.20587 | 0.31831 | 0.43443 | 0.43443 | 0.43443 | 0.43443 | 0.43443 | 0.43443 | 0.43443 | 0.43443
PG&E | MW | Commercial | Com - Hotel | Lighting | No | Lighting - Plug-In Fixture (PSMH with Electronic Ballast) | 0 | 0 | 0.010905 | 0.026666 | 0.043231 | 0.060224 | 0.077332 | 0.094612 | 0.1119 | 0.12935 | 0.14688 | 0.16435
PG&E | MW | Commercial | Com - Hotel | Lighting | No | Lighting - Plug-In Fixture (PSMH) | 0.021273 | 0.047053 | 0.071317 | 0.095075 | 0.11827 | 0.14105 | 0.16344 | 0.18572 | 0.20783 | 0.22998 | 0.25213 | 0.27245
PG&E | MW | Commercial | Com - Hotel | SHW | No | SHW - EF Rated Instantaneous Water Heater (Electric) | 0.00019264 | 0.00041776 | 0.00067479 | 0.00096642 | 0.0012869 | 0.0016323 | 0.0019973 | 0.0023839 | 0.0027871 | 0.0032098 | 0.0036491 | 0.0041026
PG&E | MW | Commercial | Com - Hotel | SHW | No | SHW - EF Rated Storage Water Heater (Electric) | 0.00017278 | 0.00037222 | 0.00037222 | 0.00037222 | 0.00037222 | 0.00037222 | 0.00037222 | 0.00037222 | 0.00037222 | 0.00037222 | 0.00037222 | 0.00037222
PG&E | MW | Commercial | Com - Hotel | Service | No | HVAC - Comprehensive Rooftop Unit Quality Maintenance | 2.1623e-08 | 4.2293e-08 | 6.3489e-08 | 8.5023e-08 | 1.0661e-07 | 1.2799e-07 | 1.4887e-07 | 1.69e-07 | 1.8813e-07 | 2.0603e-07 | 2.2257e-07 | 2.1603e-07
PG&E | MW | Commercial | Com - Hotel | Service | No | Service - HVAC Fault Detection & Diagnositics | 6.5626e-05 | 0.0001571 | 0.00024583 | 0.00033302 | 0.00041776 | 0.00049989 | 0.00057902 | 0.00065624 | 0.00073122 | 0.00080504 | 0.00087763 | 0.00094894
PG&E | MW | Commercial | Com - Hotel | Service | No | Service - Retro-Commissioning (Electric) | 0.0013641 | 0.0024554 | 0.0033284 | 0.0040268 | 0.0045856 | 0.0050325 | 0.004026 | 0.0032208 | 0.0025767 | 0.0020613 | 0.0016491 | 0.0013193
PG&E | MW | Commercial | Com - Hotel | WholeBlg | No | HVAC - Energy Management System | 4.7645e-05 | 0.00010092 | 0.00015094 | 0.00019802 | 0.0002418 | 0.00028237 | 0.00031979 | 0.00035501 | 0.00038937 | 0.00042336 | 0.00045693 | 0.00049004
PG&E | MW | Commercial | Com - Hotel | WholeBlg | No | WholeBlg - Com NC Level 2 | 0.0036788 | 0 | 0 | 0 | 0 | 0 | 0 | 0 | 0 | 0 | 0 | 0
PG&E | MW | Commercial | Com - Hotel | WholeBlg | No | WholeBlg - Com NC Level 3 | 0.0027986 | 0.0027986 | 0.0027986 | 0.0027986 | 0.0027986 | 0.0027986 | 0.0027986 | 0 | 0 | 0 | 0 | 0
PG&E | MW | Commercial | Com - Hotel | WholeBlg | No | WholeBlg - Com RET Level 1 | 0.030869 | 0.073212 | 0.12784 | 0.19559 | 0.27731 | 0.37393 | 0.48632 | 0.61534 | 0.76177 | 0.92631 | 1.1095 | 1.3118
PG&E | MW | Commercial | Com - Hotel | WholeBlg | No | WholeBlg - Com RET Level 2 | 0.053485 | 0.12634 | 0.22002 | 0.33629 | 0.47689 | 0.64356 | 0.83801 | 1.062 | 1.3172 | 1.6051 | 1.927 | 2.2839
PG&E | MW | Commercial | Com - Motel | AppPlug | No | AppPlug - Desktop Computer (Com - Power Management) | 0.030314 | 0.061841 | 0.094638 | 0.1285 | 0.16272 | 0.19655 | 0.19887 | 0.19833 | 0.19436 | 0.18713 | 0.1773 | 0.16568
PG&E | MW | Commercial | Com - Motel | AppPlug | No | AppPlug - Occupancy Sensor Plug Strip | 0.020362 | 0.043098 | 0.066777 | 0.085964 | 0.10482 | 0.12333 | 0.14107 | 0.15854 | 0.17525 | 0.17643 | 0.17505 | 0.17222
PG&E | MW | Commercial | Com - Motel | BldgEnv | No | BldgEnv - Attic Batt Insulation | 0 | 0 | 0 | 0 | 0 | 0 | 0 | 0 | 0 | 0 | 0.021763 | 0.042437
PG&E | MW | Commercial | Com - Motel | BldgEnv | No | BldgEnv - Wall Spray On Insulation | 0.37147 | 0.66988 | 0.91645 | 1.1247 | 1.3177 | 1.501 | 1.6752 | 1.4691 | 1.3279 | 1.2307 | 1.1643 | 1.1061
PG&E | MW | Commercial | Com - Motel | BldgEnv | No | BldgEnv - Window Film | 0 | 0 | 0 | 0 | 0 | 0 | 0 | 0 | 0.087534 | 0.28121 | 0.5499 | 0.86024
PG&E | MW | Commercial | Com - Motel | FoodServ | No | FoodServ - Electric Griddle | 9.8282e-05 | 0.00022113 | 0.00037014 | 0.00054938 | 0.00075898 | 0.00099984 | 0.0012714 | 0.0015771 | 0.0019154 | 0.0022894 | 0.0026978 | 0.0031387
PG&E | MW | Commercial | Com - Motel | FoodServ | No | FoodServ - Electric Steamer | 0.0011835 | 0.0026442 | 0.0043841 | 0.0064303 | 0.008764 | 0.011374 | 0.014235 | 0.017363 | 0.020724 | 0.024336 | 0.028175 | 0.032214
PG&E | MW | Commercial | Com - Motel | FoodServ | No | FoodServ - Fryer (Electric) | 6.1795e-05 | 0.00013865 | 0.00023137 | 0.00034223 | 0.00047107 | 0.00061817 | 0.00078295 | 0.00096718 | 0.0011697 | 0.0013923 | 0.0016337 | 0.0018929
PG&E | MW | Commercial | Com - Motel | FoodServ | No | FoodServ - Oven (Electric) | 0.0010349 | 0.0023219 | 0.0038703 | 0.005713 | 0.0078418 | 0.010256 | 0.012939 | 0.015914 | 0.019157 | 0.022688 | 0.026488 | 0.030533
PG&E | MW | Commercial | Com - Motel | HVAC | Yes | HVAC - Advanced Package Rooftop AC (> EER 12) - Emerging | 0 | 0 | 0.00022968 | 0.00083533 | 0.00193 | 0.0036079 | 0.0059518 | 0.0090455 | 0.012979 | 0.017841 | 0.02372 | 0.030744
PG&E | MW | Commercial | Com - Motel | HVAC | No | HVAC - Chiller (Centrifugal) | 0.0052131 | 0.011754 | 0.019735 | 0.02927 | 0.040477 | 0.053454 | 0.068277 | 0.084994 | 0.10363 | 0.12419 | 0.15022 | 0.1784
PG&E | MW | Commercial | Com - Motel | HVAC | No | HVAC - Chiller (Reciprocating) | 0.018545 | 0.041398 | 0.068474 | 0.10026 | 0.13635 | 0.17655 | 0.22039 | 0.2683 | 0.31973 | 0.37511 | 0.43407 | 0.49619
PG&E | MW | Commercial | Com - Motel | HVAC | No | HVAC - Demand Controlled Ventilation | 0.069491 | 0.14451 | 0.23429 | 0.339 | 0.4563 | 0.58195 | 0.70999 | 0.83507 | 0.95206 | 1.059 | 1.1552 | 1.1718
PG&E | MW | Commercial | Com - Motel | HVAC | No | HVAC - EER Rated Package Rooftop AC (EER 11) | 0 | 0.025572 | 0.055565 | 0.090525 | 0.13021 | 0.17452 | 0.22316 | 0.27656 | 0.33438 | 0.39712 | 0.46456 | 0.53676
PG&E | MW | Commercial | Com - Motel | HVAC | No | HVAC - Repair Duct System | 0 | 0 | 0 | 0 | 0 | 0 | 0 | 0 | 0.098786 | 0.1785 | 0.24282 | 0.30035
PG&E | MW | Commercial | Com - Motel | HVAC | No | HVAC - SEER Rated Package Rooftop AC (Recharge) | 0.25328 | 0.5022 | 0.76118 | 1.0198 | 1.0138 | 0.99136 | 0.93191 | 0.84361 | 0.73842 | 0.62856 | 0.52358 | 0.43427
PG&E | MW | Commercial | Com - Motel | HVAC | No | HVAC - SEER Rated Package Rooftop AC (SEER 14) | 0.034103 | 0.075359 | 0.075359 | 0.075359 | 0.075359 | 0.075359 | 0.075359 | 0.075359 | 0.075359 | 0.075359 | 0.075359 | 0.075359
PG&E | MW | Commercial | Com - Motel | HVAC | No | HVAC - SEER Rated Package Rooftop AC (SEER 15) | 0.060222 | 0.13129 | 0.16938 | 0.213 | 0.26197 | 0.31624 | 0.37556 | 0.44024 | 0.51009 | 0.58559 | 0.66651 | 0.75258
PG&E | MW | Commercial | Com - Motel | HVAC | No | HVAC - SEER Rated Package Rooftop HP (SEER 14) | 0.0079082 | 0.017324 | 0.017324 | 0.017324 | 0.017324 | 0.017324 | 0.017324 | 0.017324 | 0.017324 | 0.017324 | 0.017324 | 0.017324
PG&E | MW | Commercial | Com - Motel | HVAC | No | HVAC - SEER Rated Package Rooftop HP (SEER 15) | 0.030586 | 0.067384 | 0.087384 | 0.1107 | 0.13717 | 0.1668 | 0.19939 | 0.23532 | 0.27438 | 0.31697 | 0.36292 | 0.41204
PG&E | MW | Commercial | Com - Motel | HVAC | No | HVAC - SEER Rated Split System AC (SEER 14) | 0.020946 | 0.045852 | 0.074869 | 0.074869 | 0.074869 | 0.074869 | 0.074869 | 0.074869 | 0.074869 | 0.074869 | 0.074869 | 0.074869
PG&E | MW | Commercial | Com - Motel | HVAC | No | HVAC - SEER Rated Split System AC (SEER 15) | 0.0067429 | 0.015584 | 0.020742 | 0.027117 | 0.034759 | 0.043745 | 0.054115 | 0.06604 | 0.079542 | 0.0948 | 0.11185 | 0.13071
PG&E | MW | Commercial | Com - Motel | HVAC | No | HVAC - SEER Rated Split System HP (SEER 14) | 0.053447 | 0.11749 | 0.12757 | 0.13927 | 0.1525 | 0.16725 | 0.18343 | 0.20119 | 0.22042 | 0.24128 | 0.26369 | 0.28755
PG&E | MW | Commercial | Com - Motel | HVAC | No | HVAC - SEER Rated Split System HP (SEER 15) | 0.018339 | 0.040262 | 0.052116 | 0.065859 | 0.081402 | 0.098729 | 0.11774 | 0.13861 | 0.16123 | 0.18578 | 0.21218 | 0.24032
PG&E | MW | Commercial | Com - Motel | Lighting | Yes | Lighting - LED Fixture (Replacing T8) - Emerging | 0 | 0 | 0 | 0 | 0 | 0.015503 | 0.043937 | 0.085555 | 0.13812 | 0.20194 | 0.27677 | 0.36217
PG&E | MW | Commercial | Com - Motel | Lighting | Yes | Lighting - LED Lamp (Basic High - Indoor) - Emerging | 0.00053971 | 0.001596 | 0.0034356 | 0.0063721 | 0.0103 | 0.010948 | 0.010833 | 0.010207 | 0.0087872 | 0.0061209 | 0.0074223 | 0.0087471
PG&E | MW | Commercial | Com - Motel | Lighting | Yes | Lighting - LED Lamp (Basic Low - Indoor) - Emerging | 0.001209 | 0.0031408 | 0.0060091 | 0.009535 | 0.013804 | 0.014577 | 0.013833 | 0.012822 | 0.011881 | 0.009744 | 0.012792 | 0.016351
PG&E | MW | Commercial | Com - Motel | Lighting | Yes | Lighting - LED Plug-In Indoor Fixture - Emerging | 0.0019905 | 0.0045137 | 0.0076705 | 0.011615 | 0.016419 | 0.016759 | 0.017197 | 0.017749 | 0.01843 | 0.019262 | 0.020256 | 0.021422
PG&E | MW | Commercial | Com - Motel | Lighting | No | Lighting - Cold Cathode Lamp | 0.00015699 | 0.00031675 | 0.00047965 | 0.00064857 | 0.00082191 | 0.00082191 | 0.00082191 | 0.00082191 | 0.00082191 | 0.00082191 | 0.00082191 | 0.00082191
PG&E | MW | Commercial | Com - Motel | Lighting | No | Lighting - Compact Fluorescent Fixture (Indoor) | 0.19745 | 0.40394 | 0.61917 | 0.84424 | 1.0781 | 0.88065 | 0.67416 | 0.45893 | 0.23386 | 0 | 0 | 0
PG&E | MW | Commercial | Com - Motel | Lighting | No | Lighting - Compact Fluorescent Lamp (Basic High - Indoor) | 0.020735 | 0.049173 | 0.085305 | 0.1294 | 0.18147 | 0.16074 | 0.1323 | 0.096169 | 0.05207 | 0 | 0 | 0
PG&E | MW | Commercial | Com - Motel | Lighting | No | Lighting - Compact Fluorescent Lamp (Basic Low - Indoor) | 0.073226 | 0.15042 | 0.23062 | 0.31373 | 0.39882 | 0.32559 | 0.2484 | 0.1682 | 0.085087 | 0 | 0 | 0
PG&E | MW | Commercial | Com - Motel | Lighting | No | Lighting - Exit Fixture (LED) | 0.075264 | 0.14677 | 0.20905 | 0.26065 | 0.30258 | 0.33671 | 0.30267 | 0.26814 | 0.23968 | 0.21861 | 0.20416 | 0.19489
PG&E | MW | Commercial | Com - Motel | Lighting | No | Lighting - Halogen Lamp (A-Line) | 0.00069259 | 0.0015468 | 0.0018797 | 0.0022398 | 0.0026305 | 0.0014161 | 0 | 0 | 0 | 0 | 0 | 0
PG&E | MW | Commercial | Com - Motel | Lighting | No | Lighting - Halogen Lamp (Reflector) | 0.00027064 | 0.00059838 | 0.0007117 | 0.000826 | 0.00094257 | 0.0010496 | 0.0011438 | 0.0012303 | 0.0013083 | 0.0013792 | 0.0014438 | 0.0015029
PG&E | MW | Commercial | Com - Motel | Lighting | No | Lighting - High Bay HID to T5 | 0 | 0 | 0 | 0 | 0 | 0 | 0 | 0.0043211 | 0.0083542 | 0.016591 | 0.024701 | 0.032679
PG&E | MW | Commercial | Com - Motel | Lighting | No | Lighting - Induction Fixture (Indoor) | 0.0015419 | 0.0033101 | 0.0052928 | 0.0075145 | 0.0099402 | 0.01255 | 0.015313 | 0.018252 | 0.021339 | 0.0246 | 0.028018 | 0.031576
PG&E | MW | Commercial | Com - Motel | Lighting | No | Lighting - Linear Fluorescent Delamping | 0.00036801 | 0.0007427 | 0.0012126 | 0.0017817 | 0.0017817 | 0 | 0 | 0 | 0 | 0 | 0 | 0
PG&E | MW | Commercial | Com - Motel | Lighting | No | Lighting - Linear Fluorescent Fixture (Low Wattage T8) | 0.014852 | 0.032331 | 0.052231 | 0.074625 | 0.099073 | 0.12534 | 0.15256 | 0.18051 | 0.20878 | 0.23741 | 0.2662 | 0.29499
PG&E | MW | Commercial | Com - Motel | Lighting | No | Lighting - Occupancy Sensor | 0 | 0 | 0 | 0 | 0 | 0 | 0 | 0 | 0 | 0.020462 | 0.040904 | 0.059479
PG&E | MW | Commercial | Com - Motel | Lighting | No | Lighting - Plug-In Fixture (Compact Fluorescent) | 0.033464 | 0.067157 | 0.10098 | 0.13523 | 0.16957 | 0.16957 | 0.16957 | 0.16957 | 0.16957 | 0.16957 | 0.16957 | 0.16957
PG&E | MW | Commercial | Com - Motel | Lighting | No | Lighting - Plug-In Fixture (Linear Fluorescent) | 0 | 0 | 0 | 0.053904 | 0.13249 | 0.13249 | 0.13249 | 0.13249 | 0.13249 | 0.13249 | 0.13249 | 0.13249
PG&E | MW | Commercial | Com - Motel | Lighting | No | Lighting - Plug-In Fixture (PSMH with Electronic Ballast) | 0 | 0 | 0 | 0 | 0 | 0.007243 | 0.015059 | 0.025524 | 0.036532 | 0.047989 | 0.059738 | 0.071735
PG&E | MW | Commercial | Com - Motel | Lighting | No | Lighting - Plug-In Fixture (PSMH) | 0.016121 | 0.037404 | 0.058771 | 0.08084 | 0.10316 | 0.12403 | 0.14433 | 0.16406 | 0.18325 | 0.20228 | 0.22119 | 0.23996
PG&E | MW | Commercial | Com - Motel | SHW | No | SHW - EF Rated Instantaneous Water Heater (Electric) | 0.00017219 | 0.00037422 | 0.00060561 | 0.00086884 | 0.0011587 | 0.0014716 | 0.0018027 | 0.0021539 | 0.0025206 | 0.0029054 | 0.0033058 | 0.0037192
PG&E | MW | Commercial | Com - Motel | SHW | No | SHW - EF Rated Storage Water Heater (Electric) | 0.00013826 | 0.00029755 | 0.00029755 | 0.00029755 | 0.00029755 | 0.00029755 | 0.00029755 | 0.00029755 | 0.00029755 | 0.00029755 | 0.00029755 | 0.00029755
PG&E | MW | Commercial | Com - Motel | Service | No | HVAC - Comprehensive Rooftop Unit Quality Maintenance | 2.1623e-08 | 4.2293e-08 | 6.3489e-08 | 8.5023e-08 | 1.0661e-07 | 1.2799e-07 | 1.4887e-07 | 1.69e-07 | 1.8813e-07 | 2.0603e-07 | 2.2257e-07 | 2.1603e-07
PG&E | MW | Commercial | Com - Motel | Service | No | Service - HVAC Fault Detection & Diagnositics | 6.5626e-05 | 0.0001571 | 0.00024583 | 0.00033302 | 0.00041776 | 0.00049989 | 0.00057902 | 0.00065624 | 0.00073122 | 0.00080504 | 0.00087763 | 0.00094894
PG&E | MW | Commercial | Com - Motel | Service | No | Service - Retro-Commissioning (Electric) | 0.0013641 | 0.0024554 | 0.0033284 | 0.0040268 | 0.0045856 | 0.0050325 | 0.004026 | 0.0032208 | 0.0025767 | 0.0020613 | 0.0016491 | 0.0013193
PG&E | MW | Commercial | Com - Motel | WholeBlg | No | HVAC - Energy Management System | 4.7645e-05 | 0.00010092 | 0.00015094 | 0.00019802 | 0.0002418 | 0.00028237 | 0.00031979 | 0.00035501 | 0.00038937 | 0.00042336 | 0.00045693 | 0.00049004
PG&E | MW | Commercial | Com - Motel | WholeBlg | No | WholeBlg - Com NC Level 2 | 0.0036788 | 0 | 0 | 0 | 0 | 0 | 0 | 0 | 0 | 0 | 0 | 0
PG&E | MW | Commercial | Com - Motel | WholeBlg | No | WholeBlg - Com NC Level 3 | 0.0027986 | 0.0027986 | 0.0027986 | 0.0027986 | 0.0027986 | 0.0027986 | 0.0027986 | 0 | 0 | 0 | 0 | 0
PG&E | MW | Commercial | Com - Motel | WholeBlg | No | WholeBlg - Com RET Level 1 | 0.032492 | 0.077051 | 0.13453 | 0.20581 | 0.29179 | 0.39343 | 0.51167 | 0.64741 | 0.80147 | 0.97457 | 1.1673 | 1.3801
PG&E | MW | Commercial | Com - Motel | WholeBlg | No | WholeBlg - Com RET Level 2 | 0.053772 | 0.12701 | 0.2212 | 0.33809 | 0.47942 | 0.64696 | 0.84241 | 1.0676 | 1.3241 | 1.6134 | 1.9368 | 2.2955
PG&E | MW | Commercial | Com - Nusing Home | AppPlug | No | AppPlug - Desktop Computer (Com - Power Management) | 0.034141 | 0.069649 | 0.10659 | 0.14472 | 0.18326 | 0.22137 | 0.22398 | 0.22337 | 0.21891 | 0.21076 | 0.19968 | 0.1866
PG&E | MW | Commercial | Com - Nusing Home | AppPlug | No | AppPlug - Occupancy Sensor Plug Strip | 0.022933 | 0.04854 | 0.075209 | 0.096819 | 0.11806 | 0.13891 | 0.15889 | 0.17855 | 0.19738 | 0.19871 | 0.19715 | 0.19396
PG&E | MW | Commercial | Com - Nusing Home | BldgEnv | No | BldgEnv - Wall Spray On Insulation | 0.25498 | 0.49722 | 0.72734 | 0.94595 | 1.1536 | 1.3509 | 1.5384 | 1.4615 | 1.3884 | 1.319 | 1.253 | 1.1904
PG&E | MW | Commercial | Com - Nusing Home | BldgEnv | No | BldgEnv - Window Film | 0 | 0 | 0 | 0 | 0 | 0 | 0 | 0 | 0.096459 | 0.30988 | 0.60596 | 0.94794
PG&E | MW | Commercial | Com - Nusing Home | FoodServ | No | FoodServ - Electric Steamer | 0.0028324 | 0.0063285 | 0.010493 | 0.01539 | 0.020975 | 0.027222 | 0.034069 | 0.041554 | 0.0496 | 0.058245 | 0.067431 | 0.077098
PG&E | MW | Commercial | Com - Nusing Home | FoodServ | No | FoodServ - Oven (Electric) | 0.0023311 | 0.0052303 | 0.0087181 | 0.012869 | 0.017664 | 0.023101 | 0.029145 | 0.035847 | 0.043151 | 0.051106 | 0.059665 | 0.068776
PG&E | MW | Commercial | Com - Nusing Home | HVAC | No | HVAC - Chiller (Centrifugal) | 0.012643 | 0.028471 | 0.047689 | 0.070492 | 0.097072 | 0.12757 | 0.16206 | 0.20055 | 0.24301 | 0.28932 | 0.33937 | 0.39299
PG&E | MW | Commercial | Com - Nusing Home | HVAC | No | HVAC - Chiller (Reciprocating) | 0.021674 | 0.048655 | 0.081101 | 0.11966 | 0.16424 | 0.21487 | 0.27135 | 0.33417 | 0.40297 | 0.47821 | 0.55954 | 0.64656
PG&E | MW | Commercial | Com - Nusing Home | HVAC | No | HVAC - Demand Controlled Ventilation | 0.040591 | 0.084408 | 0.13686 | 0.19803 | 0.26656 | 0.33997 | 0.41475 | 0.48777 | 0.55604 | 0.61842 | 0.67449 | 0.68409
PG&E | MW | Commercial | Com - Nusing Home | HVAC | No | HVAC - EER Rated Package Rooftop AC (EER 11) | 0 | 0 | 0 | 0 | 0 | 0 | 0.044037 | 0.093619 | 0.14863 | 0.20881 | 0.29216 | 0.38206
PG&E | MW | Commercial | Com - Nusing Home | HVAC | No | HVAC - SEER Rated Package Rooftop AC (SEER 14) | 0.057364 | 0.12687 | 0.12687 | 0.12687 | 0.12687 | 0.12687 | 0.12687 | 0.12687 | 0.12687 | 0.12687 | 0.12687 | 0.12687
PG&E | MW | Commercial | Com - Nusing Home | HVAC | No | HVAC - SEER Rated Package Rooftop AC (SEER 15) | 0.095328 | 0.20761 | 0.26768 | 0.33635 | 0.41334 | 0.49854 | 0.59158 | 0.69288 | 0.80218 | 0.9202 | 1.0466 | 1.1809
PG&E | MW | Commercial | Com - Nusing Home | HVAC | No | HVAC - SEER Rated Package Rooftop HP (SEER 14) | 0.011282 | 0.024731 | 0.024731 | 0.024731 | 0.024731 | 0.024731 | 0.024731 | 0.024731 | 0.024731 | 0.024731 | 0.024731 | 0.024731
PG&E | MW | Commercial | Com - Nusing Home | HVAC | No | HVAC - SEER Rated Package Rooftop HP (SEER 15) | 0.04294 | 0.09455 | 0.12258 | 0.15521 | 0.19224 | 0.23365 | 0.27922 | 0.32938 | 0.38386 | 0.44315 | 0.50703 | 0.57525
PG&E | MW | Commercial | Com - Nusing Home | HVAC | No | HVAC - SEER Rated Split System AC (SEER 14) | 0.047033 | 0.10304 | 0.1684 | 0.1684 | 0.1684 | 0.1684 | 0.1684 | 0.1684 | 0.1684 | 0.1684 | 0.1684 | 0.1684
PG&E | MW | Commercial | Com - Nusing Home | HVAC | No | HVAC - SEER Rated Split System AC (SEER 15) | 0.010264 | 0.023767 | 0.031663 | 0.041425 | 0.053134 | 0.066913 | 0.082828 | 0.10112 | 0.12182 | 0.14517 | 0.17124 | 0.20002
PG&E | MW | Commercial | Com - Nusing Home | HVAC | No | HVAC - SEER Rated Split System HP (SEER 14) | 0.088348 | 0.19419 | 0.21085 | 0.23017 | 0.25203 | 0.27642 | 0.30317 | 0.33255 | 0.36436 | 0.39886 | 0.43591 | 0.47538
PG&E | MW | Commercial | Com - Nusing Home | HVAC | No | HVAC - SEER Rated Split System HP (SEER 15) | 0.029537 | 0.064841 | 0.083933 | 0.10606 | 0.13107 | 0.15896 | 0.18957 | 0.22317 | 0.25956 | 0.29904 | 0.34147 | 0.38669
PG&E | MW | Commercial | Com - Nusing Home | Lighting | Yes | Lighting - LED Fixture (Replacing T8) - Emerging | 0.010657 | 0.034466 | 0.075985 | 0.14104 | 0.23399 | 0.36108 | 0.52653 | 0.73982 | 1.0037 | 1.3273 | 1.7157 | 2.1707
PG&E | MW | Commercial | Com - Nusing Home | Lighting | Yes | Lighting - LED Lamp (Basic High - Indoor) - Emerging | 0.0057221 | 0.014335 | 0.025678 | 0.039849 | 0.056902 | 0.059474 | 0.05491 | 0.048325 | 0.039598 | 0.022931 | 0.025978 | 0.028875
PG&E | MW | Commercial | Com - Nusing Home | Lighting | Yes | Lighting - LED Lamp (Basic Low - Indoor) - Emerging | 0.01273 | 0.032197 | 0.055499 | 0.082434 | 0.11313 | 0.11841 | 0.11042 | 0.10311 | 0.09649 | 0.077807 | 0.098767 | 0.123
PG&E | MW | Commercial | Com - Nusing Home | Lighting | Yes | Lighting - LED Plug-In Indoor Fixture - Emerging | 0.011077 | 0.025187 | 0.042649 | 0.06407 | 0.089607 | 0.091347 | 0.093588 | 0.096419 | 0.099873 | 0.10405 | 0.10897 | 0.11468
PG&E | MW | Commercial | Com - Nusing Home | Lighting | No | Lighting - Cold Cathode Lamp | 0.0045716 | 0.0093853 | 0.014408 | 0.019657 | 0.025087 | 0.025087 | 0.025087 | 0.025087 | 0.020515 | 0.015701 | 0.010679 | 0.0054295
PG&E | MW | Commercial | Com - Nusing Home | Lighting | No | Lighting - Compact Fluorescent Fixture (Indoor) | 0.84091 | 1.7393 | 2.694 | 3.7094 | 4.7801 | 3.9392 | 3.0408 | 2.0861 | 1.0707 | 0 | 0 | 0
PG&E | MW | Commercial | Com - Nusing Home | Lighting | No | Lighting - Compact Fluorescent Lamp (Basic High - Indoor) | 0.0028832 | 0.008034 | 0.015926 | 0.027001 | 0.041624 | 0.038741 | 0.03359 | 0.025698 | 0.014623 | 0 | 0 | 0
PG&E | MW | Commercial | Com - Nusing Home | Lighting | No | Lighting - Compact Fluorescent Lamp (Basic Low - Indoor) | 0.64054 | 1.2851 | 1.9347 | 2.5922 | 3.2549 | 2.6143 | 1.9697 | 1.3201 | 0.66267 | 0 | 0 | 0
PG&E | MW | Commercial | Com - Nusing Home | Lighting | No | Lighting - Exit Fixture (LED) | 0.087516 | 0.17069 | 0.24323 | 0.30341 | 0.35243 | 0.39244 | 0.35318 | 0.3132 | 0.2802 | 0.25572 | 0.23888 | 0.22799
PG&E | MW | Commercial | Com - Nusing Home | Lighting | No | Lighting - Halogen Lamp (A-Line) | 0.00078045 | 0.0017421 | 0.0021153 | 0.0025191 | 0.0029569 | 0.0015914 | 0 | 0 | 0 | 0 | 0 | 0
PG&E | MW | Commercial | Com - Nusing Home | Lighting | No | Lighting - Halogen Lamp (Reflector) | 0.00030512 | 0.0006742 | 0.00080113 | 0.00092902 | 0.0010592 | 0.0011773 | 0.0012812 | 0.0013771 | 0.0014634 | 0.0015422 | 0.0016137 | 0.0016792
PG&E | MW | Commercial | Com - Nusing Home | Lighting | No | Lighting - High Bay HID to T5 | 0.020939 | 0.043541 | 0.068286 | 0.094686 | 0.12179 | 0.16721 | 0.21306 | 0.25936 | 0.30528 | 0.35006 | 0.39306 | 0.43366
PG&E | MW | Commercial | Com - Nusing Home | Lighting | No | Lighting - Induction Fixture (Indoor) | 0.0071763 | 0.015812 | 0.025846 | 0.03739 | 0.050245 | 0.06431 | 0.079401 | 0.095623 | 0.11279 | 0.13102 | 0.15019 | 0.17017
PG&E | MW | Commercial | Com - Nusing Home | Lighting | No | Lighting - Linear Fluorescent Delamping | 0.0033433 | 0.0067426 | 0.011048 | 0.016292 | 0.022343 | 0 | 0 | 0 | 0 | 0 | 0 | 0
PG&E | MW | Commercial | Com - Nusing Home | Lighting | No | Lighting - Linear Fluorescent Fixture (Low Wattage T8) | 0.058863 | 0.12927 | 0.21039 | 0.30273 | 0.40473 | 0.51518 | 0.63239 | 0.75616 | 0.88488 | 1.0185 | 1.1556 | 1.295
PG&E | MW | Commercial | Com - Nusing Home | Lighting | No | Lighting - Plug-In Fixture (Compact Fluorescent) | 0.15494 | 0.31012 | 0.46497 | 0.62075 | 0.77598 | 0.77598 | 0.77598 | 0.77598 | 0.77598 | 0.77598 | 0.77598 | 0.77598
PG&E | MW | Commercial | Com - Nusing Home | Lighting | No | Lighting - Plug-In Fixture (Induction) | 0 | 0 | 0.012242 | 0.027167 | 0.050937 | 0.077684 | 0.10626 | 0.13641 | 0.16757 | 0.19993 | 0.23327 | 0.26745
PG&E | MW | Commercial | Com - Nusing Home | Lighting | No | Lighting - Plug-In Fixture (Linear Fluorescent) | 0.29525 | 0.61632 | 0.95731 | 1.318 | 1.6918 | 1.6918 | 1.6918 | 1.6918 | 1.6918 | 1.6918 | 1.6918 | 1.6918
PG&E | MW | Commercial | Com - Nusing Home | Lighting | No | Lighting - Plug-In Fixture (PSMH with Electronic Ballast) | 0.051995 | 0.10654 | 0.15822 | 0.20803 | 0.25531 | 0.30046 | 0.34397 | 0.38679 | 0.429 | 0.4712 | 0.51341 | 0.55563
PG&E | MW | Commercial | Com - Nusing Home | Lighting | No | Lighting - Plug-In Fixture (PSMH) | 0.054783 | 0.1123 | 0.16686 | 0.22065 | 0.27109 | 0.31867 | 0.36398 | 0.40806 | 0.451 | 0.49346 | 0.53549 | 0.57715
PG&E | MW | Commercial | Com - Nusing Home | SHW | No | SHW - EF Rated Instantaneous Water Heater (Electric) | 0.00042027 | 0.00091317 | 0.0014773 | 0.0021189 | 0.0028247 | 0.0035863 | 0.0043918 | 0.0052455 | 0.0061366 | 0.0070716 | 0.008044 | 0.0090482
PG&E | MW | Commercial | Com - Nusing Home | SHW | No | SHW - EF Rated Storage Water Heater (Electric) | 0.00033349 | 0.00071771 | 0.00071771 | 0.00071771 | 0.00071771 | 0.00071771 | 0.00071771 | 0.00071771 | 0.00071771 | 0.00071771 | 0.00071771 | 0.00071771
PG&E | MW | Commercial | Com - Nusing Home | Service | No | HVAC - Comprehensive Rooftop Unit Quality Maintenance | 2.4353e-08 | 4.7633e-08 | 7.1505e-08 | 9.5758e-08 | 1.2007e-07 | 1.4415e-07 | 1.6767e-07 | 1.9034e-07 | 2.1189e-07 | 2.3205e-07 | 2.5067e-07 | 2.4331e-07
PG&E | MW | Commercial | Com - Nusing Home | Service | No | Service - HVAC Fault Detection & Diagnositics | 7.3913e-05 | 0.00017693 | 0.00027687 | 0.00037507 | 0.00047051 | 0.00056301 | 0.00065213 | 0.00073911 | 0.00082355 | 0.00090669 | 0.00098844 | 0.0010688
PG&E | MW | Commercial | Com - Nusing Home | Service | No | Service - Retro-Commissioning (Electric) | 0.0015363 | 0.0027654 | 0.0037487 | 0.0045353 | 0.0051646 | 0.005668 | 0.0045344 | 0.0036275 | 0.002902 | 0.0023216 | 0.0018573 | 0.0014858
PG&E | MW | Commercial | Com - Nusing Home | WholeBlg | No | HVAC - Energy Management System | 5.3661e-05 | 0.00011366 | 0.00017 | 0.00022302 | 0.00027234 | 0.00031802 | 0.00036017 | 0.00039983 | 0.00043853 | 0.00047682 | 0.00051462 | 0.00055191
PG&E | MW | Commercial | Com - Nusing Home | WholeBlg | No | WholeBlg - Com NC Level 2 | 0.0041345 | 0 | 0 | 0 | 0 | 0 | 0 | 0 | 0 | 0 | 0 | 0
PG&E | MW | Commercial | Com - Nusing Home | WholeBlg | No | WholeBlg - Com NC Level 3 | 0.0032194 | 0.0032194 | 0.0032194 | 0.0032194 | 0.0032194 | 0.0032194 | 0.0032194 | 0 | 0 | 0 | 0 | 0
PG&E | MW | Commercial | Com - Nusing Home | WholeBlg | No | WholeBlg - Com RET Level 1 | 0.042037 | 0.099673 | 0.17401 | 0.26623 | 0.37748 | 0.50904 | 0.66213 | 0.83794 | 1.0375 | 1.2619 | 1.5118 | 1.7878
PG&E | MW | Commercial | Com - Nusing Home | WholeBlg | No | WholeBlg - Com RET Level 2 | 0.078667 | 0.18591 | 0.32396 | 0.49547 | 0.70311 | 0.94947 | 1.2371 | 1.5688 | 1.9468 | 2.3735 | 2.8509 | 3.3806
PG&E | MW | Commercial | Com - Office (Large) | AppPlug | No | AppPlug - Desktop Computer (Com - Power Management) | 0.21638 | 0.44263 | 0.68096 | 0.92966 | 1.1831 | 1.4351 | 1.4625 | 1.4678 | 1.4443 | 1.3933 | 1.32 | 1.2312
PG&E | MW | Commercial | Com - Office (Large) | AppPlug | No | AppPlug - Occupancy Sensor Plug Strip | 0.13775 | 0.29157 | 0.45177 | 0.58158 | 0.70915 | 0.8344 | 0.95442 | 1.0726 | 1.1856 | 1.1936 | 1.1843 | 1.1651
PG&E | MW | Commercial | Com - Office (Large) | BldgEnv | No | BldgEnv - Wall Spray On Insulation | 1.5258 | 2.9753 | 4.3523 | 5.6604 | 6.9032 | 8.0838 | 9.2054 | 8.7451 | 8.3079 | 7.8925 | 7.4978 | 7.123
PG&E | MW | Commercial | Com - Office (Large) | BldgEnv | No | BldgEnv - Window Film | 0 | 0 | 0 | 0 | 0 | 0 | 0 | 0 | 0.96806 | 3.11 | 6.0814 | 9.5135
PG&E | MW | Commercial | Com - Office (Large) | FoodServ | No | FoodServ - Electric Steamer | 0.010008 | 0.022361 | 0.037075 | 0.054379 | 0.074114 | 0.096188 | 0.12038 | 0.14683 | 0.17526 | 0.20581 | 0.23826 | 0.27242
PG&E | MW | Commercial | Com - Office (Large) | FoodServ | No | FoodServ - Oven (Electric) | 0.0087517 | 0.019636 | 0.03273 | 0.048313 | 0.066316 | 0.086729 | 0.10942 | 0.13458 | 0.162 | 0.19187 | 0.224 | 0.2582
PG&E | MW | Commercial | Com - Office (Large) | HVAC | No | HVAC - Chiller (Centrifugal) | 0.091082 | 0.20541 | 0.34538 | 0.51342 | 0.71216 | 0.94396 | 1.2109 | 1.5145 | 1.8561 | 2.2363 | 2.6557 | 3.114
PG&E | MW | Commercial | Com - Office (Large) | HVAC | No | HVAC - Chiller (Reciprocating) | 0.15795 | 0.35503 | 0.59312 | 0.87803 | 1.2099 | 1.5902 | 2.0184 | 2.4996 | 3.0321 | 3.6208 | 4.2642 | 4.9598
PG&E | MW | Commercial | Com - Office (Large) | HVAC | No | HVAC - Demand Controlled Ventilation | 0.026043 | 0.054164 | 0.0878 | 0.12701 | 0.17094 | 0.21802 | 0.26602 | 0.31297 | 0.35694 | 0.39719 | 0.43342 | 0.43984
PG&E | MW | Commercial | Com - Office (Large) | HVAC | No | HVAC - EER Rated Package Rooftop AC (EER 11) | 0 | 0 | 0 | 0 | 0 | 0 | 0.37034 | 0.78615 | 1.2437 | 1.746 | 2.29 | 2.8726
PG&E | MW | Commercial | Com - Office (Large) | HVAC | No | HVAC - SEER Rated Package Rooftop AC (Recharge) | 0 | 0 | 0 | 0 | 0 | 0 | 0 | 0 | 1.463 | 2.7168 | 3.7418 | 4.5621
PG&E | MW | Commercial | Com - Office (Large) | HVAC | No | HVAC - SEER Rated Package Rooftop AC (SEER 14) | 0.29839 | 0.65781 | 0.65781 | 0.65781 | 0.65781 | 0.65781 | 0.65781 | 0.65781 | 0.65781 | 0.65781 | 0.65781 | 0.65781
PG&E | MW | Commercial | Com - Office (Large) | HVAC | No | HVAC - SEER Rated Package Rooftop AC (SEER 15) | 0.54361 | 1.1874 | 1.5333 | 1.9306 | 2.3776 | 2.874 | 3.4174 | 4.0111 | 4.6523 | 5.3458 | 6.0897 | 6.8813
PG&E | MW | Commercial | Com - Office (Large) | HVAC | No | HVAC - SEER Rated Package Rooftop HP (SEER 14) | 0.067535 | 0.14822 | 0.14822 | 0.14822 | 0.14822 | 0.14822 | 0.14822 | 0.14822 | 0.14822 | 0.14822 | 0.14822 | 0.14822
PG&E | MW | Commercial | Com - Office (Large) | HVAC | No | HVAC - SEER Rated Package Rooftop HP (SEER 15) | 0.24915 | 0.54735 | 0.70858 | 0.89572 | 1.1073 | 1.3428 | 1.6009 | 1.8842 | 2.1909 | 2.5239 | 2.882 | 3.2636
PG&E | MW | Commercial | Com - Office (Large) | HVAC | No | HVAC - SEER Rated Split System AC (SEER 14) | 0.1691 | 0.36954 | 0.60225 | 0.60225 | 0.60225 | 0.60225 | 0.60225 | 0.60225 | 0.60225 | 0.60225 | 0.60225 | 0.60225
PG&E | MW | Commercial | Com - Office (Large) | HVAC | No | HVAC - SEER Rated Split System AC (SEER 15) | 0.064267 | 0.14828 | 0.19714 | 0.25751 | 0.32975 | 0.41456 | 0.51226 | 0.62459 | 0.7517 | 0.8955 | 1.0563 | 1.2344
PG&E | MW | Commercial | Com - Office (Large) | HVAC | No | HVAC - SEER Rated Split System HP (SEER 14) | 0.43454 | 0.95457 | 1.0363 | 1.131 | 1.2381 | 1.3573 | 1.4879 | 1.6311 | 1.786 | 1.954 | 2.1343 | 2.3263
PG&E | MW | Commercial | Com - Office (Large) | HVAC | No | HVAC - SEER Rated Split System HP (SEER 15) | 0.15082 | 0.33103 | 0.42837 | 0.54115 | 0.66854 | 0.81036 | 0.96573 | 1.1362 | 1.3206 | 1.5206 | 1.7354 | 1.9643
PG&E | MW | Commercial | Com - Office (Large) | Lighting | Yes | Lighting - LED Fixture (Replacing T8) - Emerging | 0 | 0 | 0.11699 | 0.36388 | 0.76714 | 1.3554 | 2.1467 | 3.1852 | 4.4772 | 6.0627 | 7.9614 | 10.1786
PG&E | MW | Commercial | Com - Office (Large) | Lighting | Yes | Lighting - LED Lamp (Basic High - Indoor) - Emerging | 0.0090278 | 0.021658 | 0.038699 | 0.060833 | 0.084926 | 0.088292 | 0.080908 | 0.070782 | 0.058387 | 0.037198 | 0.046145 | 0.056127
PG&E | MW | Commercial | Com - Office (Large) | Lighting | Yes | Lighting - LED Lamp (Basic Low - Indoor) - Emerging | 0.019144 | 0.048628 | 0.084073 | 0.12497 | 0.17157 | 0.17959 | 0.16858 | 0.15859 | 0.14986 | 0.12323 | 0.15688 | 0.19578
PG&E | MW | Commercial | Com - Office (Large) | Lighting | Yes | Lighting - LED Plug-In Indoor Fixture - Emerging | 0.079236 | 0.18015 | 0.3048 | 0.4573 | 0.63871 | 0.65103 | 0.66696 | 0.6871 | 0.71169 | 0.74139 | 0.77638 | 0.81688
PG&E | MW | Commercial | Com - Office (Large) | Lighting | No | Lighting - Cold Cathode Lamp | 0.021514 | 0.043918 | 0.067107 | 0.091214 | 0.11603 | 0.11603 | 0.11603 | 0.11603 | 0.094519 | 0.072115 | 0.048926 | 0.024818
PG&E | MW | Commercial | Com - Office (Large) | Lighting | No | Lighting - Compact Fluorescent Fixture (Indoor) | 6.2895 | 12.9987 | 20.1213 | 27.6904 | 35.668 | 29.3785 | 22.6693 | 15.5467 | 7.9776 | 0 | 0 | 0
PG&E | MW | Commercial | Com - Office (Large) | Lighting | No | Lighting - Compact Fluorescent Lamp (Basic High - Indoor) | 0.54919 | 1.1041 | 1.6629 | 2.2267 | 2.7958 | 2.2466 | 1.6917 | 1.133 | 0.56914 | 0 | 0 | 0
PG&E | MW | Commercial | Com - Office (Large) | Lighting | No | Lighting - Compact Fluorescent Lamp (Basic Low - Indoor) | 1.0186 | 2.0442 | 3.0783 | 4.1253 | 5.1813 | 4.1627 | 3.1371 | 2.103 | 1.056 | 0 | 0 | 0
PG&E | MW | Commercial | Com - Office (Large) | Lighting | No | Lighting - Exit Fixture (LED) | 0.60076 | 1.1714 | 1.6684 | 2.0799 | 2.4141 | 2.6859 | 2.4135 | 2.1375 | 1.9101 | 1.7418 | 1.6266 | 1.5528
PG&E | MW | Commercial | Com - Office (Large) | Lighting | No | Lighting - Halogen Lamp (A-Line) | 0.0046916 | 0.010463 | 0.012687 | 0.015093 | 0.017698 | 0.0095209 | 0 | 0 | 0 | 0 | 0 | 0
PG&E | MW | Commercial | Com - Office (Large) | Lighting | No | Lighting - Halogen Lamp (Reflector) | 0.0018359 | 0.0040524 | 0.0048076 | 0.0055671 | 0.0063381 | 0.0070207 | 0.0076218 | 0.0081838 | 0.0086857 | 0.0091461 | 0.0095632 | 0.0099454
PG&E | MW | Commercial | Com - Office (Large) | Lighting | No | Lighting - High Bay HID to T5 | 0.16759 | 0.39835 | 0.62206 | 0.84176 | 1.0552 | 1.4097 | 1.8123 | 2.2038 | 2.5862 | 2.96 | 3.3248 | 3.6798
PG&E | MW | Commercial | Com - Office (Large) | Lighting | No | Lighting - Induction Fixture (Indoor) | 0.031613 | 0.068419 | 0.11013 | 0.1571 | 0.20842 | 0.26377 | 0.32249 | 0.38503 | 0.45075 | 0.52014 | 0.59277 | 0.66816
PG&E | MW | Commercial | Com - Office (Large) | Lighting | No | Lighting - Linear Fluorescent Delamping | 0.011442 | 0.023079 | 0.037785 | 0.055669 | 0.055669 | 0 | 0 | 0 | 0 | 0 | 0 | 0
PG&E | MW | Commercial | Com - Office (Large) | Lighting | No | Lighting - Linear Fluorescent Fixture (Low Wattage T8) | 0.29448 | 0.65327 | 1.0687 | 1.5403 | 2.0583 | 2.6157 | 3.2037 | 3.8212 | 4.4601 | 5.1204 | 5.7957 | 6.4801
PG&E | MW | Commercial | Com - Office (Large) | Lighting | No | Lighting - Occupancy Sensor | 0 | 0 | 0 | 0 | 0 | 0 | 0 | 0 | 0 | 0 | 0 | 0.43738
PG&E | MW | Commercial | Com - Office (Large) | Lighting | No | Lighting - Plug-In Fixture (Compact Fluorescent) | 1.0852 | 2.1715 | 3.2553 | 4.3449 | 5.4306 | 5.4306 | 5.4306 | 5.4306 | 5.4306 | 5.4306 | 5.4306 | 5.4306
PG&E | MW | Commercial | Com - Office (Large) | Lighting | No | Lighting - Plug-In Fixture (Induction) | 0 | 0 | 0 | 0 | 0.043733 | 0.098659 | 0.23822 | 0.40147 | 0.57967 | 0.77173 | 0.97438 | 1.1853
PG&E | MW | Commercial | Com - Office (Large) | Lighting | No | Lighting - Plug-In Fixture (Linear Fluorescent) | 2.0205 | 4.2322 | 6.5919 | 9.0958 | 11.6984 | 11.6984 | 11.6984 | 11.6984 | 11.6984 | 11.6984 | 11.6984 | 11.6984
PG&E | MW | Commercial | Com - Office (Large) | Lighting | No | Lighting - Plug-In Fixture (PSMH with Electronic Ballast) | 0.36507 | 0.75463 | 1.142 | 1.5337 | 1.9136 | 2.283 | 2.624 | 2.9401 | 3.2475 | 3.5515 | 3.8534 | 4.154
PG&E | MW | Commercial | Com - Office (Large) | Lighting | No | Lighting - Plug-In Fixture (PSMH) | 0.38633 | 0.80086 | 1.2142 | 1.6323 | 2.0379 | 2.432 | 2.7954 | 3.1495 | 3.4868 | 3.8143 | 4.1345 | 4.4491
PG&E | MW | Commercial | Com - Office (Large) | SHW | No | SHW - EF Rated Instantaneous Water Heater (Electric) | 0.00043705 | 0.0009487 | 0.0015301 | 0.0021856 | 0.0029022 | 0.0036714 | 0.004482 | 0.0053385 | 0.0062304 | 0.0071642 | 0.0081338 | 0.0091336
PG&E | MW | Commercial | Com - Office (Large) | SHW | No | SHW - EF Rated Storage Water Heater (Electric) | 0.00039655 | 0.00085354 | 0.00085354 | 0.00085354 | 0.00085354 | 0.00085354 | 0.00085354 | 0.00085354 | 0.00085354 | 0.00085354 | 0.00085354 | 0.00085354
PG&E | MW | Commercial | Com - Office (Large) | Service | No | HVAC - Comprehensive Rooftop Unit Quality Maintenance | 1.4629e-07 | 2.8613e-07 | 4.2952e-07 | 5.7521e-07 | 7.2125e-07 | 8.6587e-07 | 1.0072e-06 | 1.1434e-06 | 1.2728e-06 | 1.3939e-06 | 1.5058e-06 | 1.4615e-06
PG&E | MW | Commercial | Com - Office (Large) | Service | No | Service - HVAC Fault Detection & Diagnositics | 0.00044398 | 0.0010628 | 0.0016631 | 0.002253 | 0.0028263 | 0.0033819 | 0.0039172 | 0.0044397 | 0.004947 | 0.0054464 | 0.0059375 | 0.0064199
PG&E | MW | Commercial | Com - Office (Large) | Service | No | Service - Retro-Commissioning (Electric) | 0.0092286 | 0.016612 | 0.022518 | 0.027243 | 0.031023 | 0.034047 | 0.027238 | 0.02179 | 0.017432 | 0.013946 | 0.011157 | 0.0089252
PG&E | MW | Commercial | Com - Office (Large) | WholeBlg | No | HVAC - Energy Management System | 0.00032234 | 0.00068275 | 0.0010212 | 0.0013397 | 0.0016359 | 0.0019103 | 0.0021635 | 0.0024018 | 0.0026342 | 0.0028642 | 0.0030913 | 0.0033153
PG&E | MW | Commercial | Com - Office (Large) | WholeBlg | No | WholeBlg - Com NC Level 2 | 0.024846 | 0 | 0 | 0 | 0 | 0 | 0 | 0 | 0 | 0 | 0 | 0
PG&E | MW | Commercial | Com - Office (Large) | WholeBlg | No | WholeBlg - Com NC Level 3 | 0.019263 | 0.019263 | 0.019263 | 0.019263 | 0.019263 | 0.019263 | 0.019263 | 0 | 0 | 0 | 0 | 0
PG&E | MW | Commercial | Com - Office (Large) | WholeBlg | No | WholeBlg - Com RET Level 1 | 0.27585 | 0.65497 | 1.1451 | 1.7545 | 2.4915 | 3.3651 | 4.3836 | 5.5557 | 6.8887 | 8.3898 | 10.0644 | 11.9173
PG&E | MW | Commercial | Com - Office (Large) | WholeBlg | No | WholeBlg - Com RET Level 2 | 0.5379 | 1.2713 | 2.2157 | 3.3897 | 4.8114 | 6.5 | 8.4736 | 10.7518 | 13.3515 | 16.2898 | 19.5798 | 23.2345
PG&E | MW | Commercial | Com - Office (Small) | AppPlug | No | AppPlug - Desktop Computer (Com - Power Management) | 0.068 | 0.1391 | 0.214 | 0.29216 | 0.37181 | 0.45101 | 0.45962 | 0.46126 | 0.4539 | 0.43787 | 0.41483 | 0.38693
PG&E | MW | Commercial | Com - Office (Small) | AppPlug | No | AppPlug - Occupancy Sensor Plug Strip | 0.043291 | 0.09163 | 0.14198 | 0.18277 | 0.22286 | 0.26222 | 0.29994 | 0.33706 | 0.3726 | 0.37511 | 0.37217 | 0.36615
PG&E | MW | Commercial | Com - Office (Small) | BldgEnv | No | BldgEnv - Wall Spray On Insulation | 0.55663 | 1.0195 | 1.4593 | 1.8771 | 2.274 | 2.651 | 3.0092 | 2.7928 | 2.6532 | 2.5205 | 2.3945 | 2.2748
PG&E | MW | Commercial | Com - Office (Small) | BldgEnv | No | BldgEnv - Window Film | 0 | 0 | 0 | 0 | 0 | 0 | 0 | 0 | 0.28484 | 0.91506 | 1.7894 | 2.7992
PG&E | MW | Commercial | Com - Office (Small) | HVAC | No | HVAC - Chiller (Centrifugal) | 0.033801 | 0.076205 | 0.12803 | 0.19012 | 0.26333 | 0.34846 | 0.44616 | 0.55688 | 0.68101 | 0.81866 | 0.9699 | 1.1346
PG&E | MW | Commercial | Com - Office (Small) | HVAC | No | HVAC - Chiller (Reciprocating) | 0.045556 | 0.10245 | 0.17137 | 0.25416 | 0.35107 | 0.46271 | 0.58917 | 0.73218 | 0.89149 | 1.0688 | 1.2639 | 1.4763
PG&E | MW | Commercial | Com - Office (Small) | HVAC | No | HVAC - Direct Evaporative Cooler | 0.34764 | 0.75321 | 1.2215 | 1.7582 | 2.3669 | 3.0503 | 3.8097 | 4.6478 | 5.5637 | 6.5579 | 7.6278 | 8.7694
PG&E | MW | Commercial | Com - Office (Small) | HVAC | No | HVAC - EER Rated Package Rooftop AC (EER 11) | 0 | 0 | 0 | 0 | 0 | 0 | 0 | 0 | 0 | 0.17316 | 0.36463 | 0.57284
PG&E | MW | Commercial | Com - Office (Small) | HVAC | No | HVAC - SEER Rated Package Rooftop AC (SEER 14) | 0.11251 | 0.24803 | 0.24803 | 0.24803 | 0.24803 | 0.24803 | 0.24803 | 0.24803 | 0.24803 | 0.24803 | 0.24803 | 0.24803
PG&E | MW | Commercial | Com - Office (Small) | HVAC | No | HVAC - SEER Rated Package Rooftop AC (SEER 15) | 0.21326 | 0.46546 | 0.6006 | 0.75577 | 0.9299 | 1.1227 | 1.3328 | 1.5621 | 1.8091 | 2.0762 | 2.3626 | 2.667
PG&E | MW | Commercial | Com - Office (Small) | HVAC | No | HVAC - SEER Rated Package Rooftop HP (SEER 14) | 0.025211 | 0.055339 | 0.055339 | 0.055339 | 0.055339 | 0.055339 | 0.055339 | 0.055339 | 0.055339 | 0.055339 | 0.055339 | 0.055339
PG&E | MW | Commercial | Com - Office (Small) | HVAC | No | HVAC - SEER Rated Package Rooftop HP (SEER 15) | 0.092889 | 0.20411 | 0.26427 | 0.33411 | 0.41308 | 0.50107 | 0.59748 | 0.70337 | 0.81803 | 0.94261 | 1.0766 | 1.2195
PG&E | MW | Commercial | Com - Office (Small) | HVAC | No | HVAC - SEER Rated Split System AC (SEER 14) | 0.039584 | 0.085297 | 0.13659 | 0.13659 | 0.13659 | 0.13659 | 0.13659 | 0.13659 | 0.13659 | 0.13659 | 0.13659 | 0.13659
PG&E | MW | Commercial | Com - Office (Small) | HVAC | No | HVAC - SEER Rated Split System AC (SEER 15) | 0.0095792 | 0.021823 | 0.028748 | 0.037045 | 0.04665 | 0.057556 | 0.069702 | 0.083195 | 0.097958 | 0.11412 | 0.13162 | 0.15043
PG&E | MW | Commercial | Com - Office (Small) | HVAC | No | HVAC - SEER Rated Split System HP (SEER 14) | 0.15637 | 0.34366 | 0.3731 | 0.40725 | 0.44585 | 0.48883 | 0.5359 | 0.58755 | 0.64341 | 0.70398 | 0.76904 | 0.8383
PG&E | MW | Commercial | Com - Office (Small) | HVAC | No | HVAC - SEER Rated Split System HP (SEER 15) | 0.054228 | 0.11897 | 0.15392 | 0.19439 | 0.24008 | 0.29092 | 0.34659 | 0.40766 | 0.4737 | 0.54535 | 0.62233 | 0.70432
PG&E | MW | Commercial | Com - Office (Small) | Lighting | Yes | Lighting - LED Fixture (Replacing T8) - Emerging | 0 | 0 | 0.034306 | 0.10718 | 0.22634 | 0.40018 | 0.63385 | 0.94062 | 1.3218 | 1.7893 | 2.3486 | 3.0009
PG&E | MW | Commercial | Com - Office (Small) | Lighting | Yes | Lighting - LED Lamp (Basic High - Indoor) - Emerging | 0.0028357 | 0.0068089 | 0.012187 | 0.019225 | 0.026906 | 0.027982 | 0.025681 | 0.022509 | 0.018584 | 0.011885 | 0.014761 | 0.01797
PG&E | MW | Commercial | Com - Office (Small) | Lighting | Yes | Lighting - LED Lamp (Basic Low - Indoor) - Emerging | 0.0060479 | 0.015374 | 0.026674 | 0.039763 | 0.054733 | 0.057317 | 0.053899 | 0.05075 | 0.047965 | 0.039489 | 0.050296 | 0.062783
PG&E | MW | Commercial | Com - Office (Small) | Lighting | Yes | Lighting - LED Plug-In Indoor Fixture - Emerging | 0.017988 | 0.040747 | 0.069258 | 0.10498 | 0.14865 | 0.15178 | 0.1558 | 0.16086 | 0.16711 | 0.17477 | 0.18393 | 0.19471
PG&E | MW | Commercial | Com - Office (Small) | Lighting | No | Lighting - Cold Cathode Lamp | 0.0089347 | 0.018366 | 0.028218 | 0.038528 | 0.049191 | 0.049191 | 0.049191 | 0.049191 | 0.049191 | 0.040257 | 0.030825 | 0.020974
PG&E | MW | Commercial | Com - Office (Small) | Lighting | No | Lighting - Compact Fluorescent Fixture (Indoor) | 2.0103 | 4.1546 | 6.4299 | 8.8473 | 11.3936 | 9.3833 | 7.2391 | 4.9637 | 2.5463 | 0 | 0 | 0
PG&E | MW | Commercial | Com - Office (Small) | Lighting | No | Lighting - Compact Fluorescent Lamp (Basic High - Indoor) | 0.17557 | 0.35295 | 0.53151 | 0.71168 | 0.89349 | 0.71792 | 0.54054 | 0.36197 | 0.18181 | 0 | 0 | 0
PG&E | MW | Commercial | Com - Office (Small) | Lighting | No | Lighting - Compact Fluorescent Lamp (Basic Low - Indoor) | 0.3254 | 0.65301 | 0.98322 | 1.3175 | 1.6546 | 1.3292 | 1.0016 | 0.67135 | 0.33705 | 0 | 0 | 0
PG&E | MW | Commercial | Com - Office (Small) | Lighting | No | Lighting - Exit Fixture (LED) | 0.17096 | 0.33341 | 0.47499 | 0.59236 | 0.68784 | 0.76566 | 0.68861 | 0.61031 | 0.54575 | 0.49789 | 0.46503 | 0.44387
PG&E | MW | Commercial | Com - Office (Small) | Lighting | No | Lighting - Halogen Lamp (A-Line) | 0.0014728 | 0.0032887 | 0.0039953 | 0.0047598 | 0.0055891 | 0.0030085 | 0 | 0 | 0 | 0 | 0 | 0
PG&E | MW | Commercial | Com - Office (Small) | Lighting | No | Lighting - Halogen Lamp (Reflector) | 0.00057561 | 0.0012724 | 0.0015129 | 0.0017553 | 0.0020025 | 0.0022284 | 0.0024273 | 0.0026103 | 0.0027751 | 0.0029252 | 0.0030618 | 0.0031867
PG&E | MW | Commercial | Com - Office (Small) | Lighting | No | Lighting - High Bay HID to T5 | 0.047767 | 0.11459 | 0.17945 | 0.24325 | 0.3053 | 0.40759 | 0.52452 | 0.63838 | 0.7497 | 0.85868 | 0.96518 | 1.0689
PG&E | MW | Commercial | Com - Office (Small) | Lighting | No | Lighting - Induction Fixture (Indoor) | 0.012791 | 0.028005 | 0.045545 | 0.065625 | 0.087919 | 0.11225 | 0.1383 | 0.16628 | 0.19586 | 0.22728 | 0.26034 | 0.29483
PG&E | MW | Commercial | Com - Office (Small) | Lighting | No | Lighting - Linear Fluorescent Delamping | 0.003474 | 0.0070071 | 0.011472 | 0.016901 | 0.016901 | 0 | 0 | 0 | 0 | 0 | 0 | 0
PG&E | MW | Commercial | Com - Office (Small) | Lighting | No | Lighting - Linear Fluorescent Fixture (Low Wattage T8) | 0.085672 | 0.19001 | 0.3107 | 0.44761 | 0.59784 | 0.75936 | 0.92954 | 1.1081 | 1.2926 | 1.4833 | 1.6782 | 1.8757
PG&E | MW | Commercial | Com - Office (Small) | Lighting | No | Lighting - Occupancy Sensor | 0 | 0 | 0 | 0 | 0 | 0.29155 | 0.57823 | 0.83149 | 0.76069 | 0.67022 | 0.5938 | 0.53643
PG&E | MW | Commercial | Com - Office (Small) | Lighting | No | Lighting - Plug-In Fixture (Compact Fluorescent) | 0.31209 | 0.62652 | 0.94251 | 1.2628 | 1.5845 | 1.5845 | 1.5845 | 1.5845 | 1.5845 | 1.5845 | 1.5845 | 1.5845
PG&E | MW | Commercial | Com - Office (Small) | Lighting | No | Lighting - Plug-In Fixture (Induction) | 0 | 0 | 0 | 0 | 0 | 0 | 0.012979 | 0.055585 | 0.10545 | 0.16166 | 0.2226 | 0.28707
PG&E | MW | Commercial | Com - Office (Small) | Lighting | No | Lighting - Plug-In Fixture (Linear Fluorescent) | 0.64938 | 1.3523 | 2.0967 | 2.8832 | 3.6983 | 3.6983 | 3.6983 | 3.6983 | 3.6983 | 3.6983 | 3.6983 | 3.6983
PG&E | MW | Commercial | Com - Office (Small) | Lighting | No | Lighting - Plug-In Fixture (PSMH with Electronic Ballast) | 0.11793 | 0.24544 | 0.37208 | 0.50017 | 0.62808 | 0.75533 | 0.87764 | 0.98938 | 1.0939 | 1.1961 | 1.2967 | 1.3963
PG&E | MW | Commercial | Com - Office (Small) | Lighting | No | Lighting - Plug-In Fixture (PSMH) | 0.12581 | 0.26308 | 0.39999 | 0.53877 | 0.67741 | 0.81522 | 0.94752 | 1.0702 | 1.1878 | 1.3002 | 1.4089 | 1.515
PG&E | MW | Commercial | Com - Office (Small) | SHW | No | SHW - EF Rated Instantaneous Water Heater (Electric) | 0.00078075 | 0.0016958 | 0.002739 | 0.0039195 | 0.0052136 | 0.0066063 | 0.0080765 | 0.0096321 | 0.011254 | 0.012953 | 0.014719 | 0.016541
PG&E | MW | Commercial | Com - Office (Small) | SHW | No | SHW - EF Rated Storage Water Heater (Electric) | 0.00064121 | 0.0013801 | 0.0013801 | 0.0013801 | 0.0013801 | 0.0013801 | 0.0013801 | 0.0013801 | 0.0013801 | 0.0013801 | 0.0013801 | 0.0013801
PG&E | MW | Commercial | Com - Office (Small) | Service | No | HVAC - Comprehensive Rooftop Unit Quality Maintenance | 4.5972e-08 | 8.9919e-08 | 1.3498e-07 | 1.8077e-07 | 2.2666e-07 | 2.7211e-07 | 3.1652e-07 | 3.5932e-07 | 3.9999e-07 | 4.3805e-07 | 4.7321e-07 | 4.593e-07
PG&E | MW | Commercial | Com - Office (Small) | Service | No | Service - HVAC Fault Detection & Diagnositics | 0.00013953 | 0.00033401 | 0.00052265 | 0.00070804 | 0.0008882 | 0.0010628 | 0.001231 | 0.0013952 | 0.0015546 | 0.0017116 | 0.0018659 | 0.0020175
PG&E | MW | Commercial | Com - Office (Small) | Service | No | Service - Retro-Commissioning (Electric) | 0.0029002 | 0.0052204 | 0.0070765 | 0.0085614 | 0.0097493 | 0.0107 | 0.0085597 | 0.0068478 | 0.0054782 | 0.0043826 | 0.0035061 | 0.0028049
PG&E | MW | Commercial | Com - Office (Small) | WholeBlg | No | HVAC - Energy Management System | 0.0001013 | 0.00021456 | 0.00032092 | 0.00042101 | 0.0005141 | 0.00060034 | 0.0006799 | 0.00075478 | 0.00082783 | 0.0009001 | 0.00097147 | 0.0010419
PG&E | MW | Commercial | Com - Office (Small) | WholeBlg | No | WholeBlg - Com NC Level 2 | 0.0078059 | 0 | 0 | 0 | 0 | 0 | 0 | 0 | 0 | 0 | 0 | 0
PG&E | MW | Commercial | Com - Office (Small) | WholeBlg | No | WholeBlg - Com NC Level 3 | 0.0060697 | 0.0060697 | 0.0060697 | 0.0060697 | 0.0060697 | 0.0060697 | 0.0060697 | 0 | 0 | 0 | 0 | 0
PG&E | MW | Commercial | Com - Office (Small) | WholeBlg | No | WholeBlg - Com RET Level 1 | 0.083172 | 0.19758 | 0.34559 | 0.52982 | 0.75279 | 1.0173 | 1.326 | 1.6816 | 2.0862 | 2.5423 | 3.0515 | 3.6154
PG&E | MW | Commercial | Com - Office (Small) | WholeBlg | No | WholeBlg - Com RET Level 2 | 0.16579 | 0.39194 | 0.68324 | 1.0455 | 1.4842 | 2.0054 | 2.6145 | 3.3176 | 4.1197 | 5.0263 | 6.0412 | 7.1687
PG&E | MW | Commercial | Com - Restaurant (Fast Food) | AppPlug | No | AppPlug - Desktop Computer (Com - Power Management) | 0.011778 | 0.024027 | 0.036766 | 0.049915 | 0.063199 | 0.076327 | 0.077207 | 0.076969 | 0.075398 | 0.072553 | 0.068694 | 0.064137
PG&E | MW | Commercial | Com - Restaurant (Fast Food) | AppPlug | No | AppPlug - Occupancy Sensor Plug Strip | 0.0079114 | 0.016744 | 0.02594 | 0.033388 | 0.040704 | 0.047884 | 0.05476 | 0.061524 | 0.067994 | 0.068421 | 0.06785 | 0.066711
PG&E | MW | Commercial | Com - Restaurant (Fast Food) | BldgEnv | No | BldgEnv - Wall Spray On Insulation | 0.094274 | 0.1784 | 0.25831 | 0.33423 | 0.40636 | 0.47488 | 0.53997 | 0.50753 | 0.48216 | 0.45805 | 0.43515 | 0.41339
PG&E | MW | Commercial | Com - Restaurant (Fast Food) | BldgEnv | No | BldgEnv - Window Film | 0 | 0 | 0 | 0 | 0 | 0 | 0 | 0 | 0.05809 | 0.18662 | 0.36492 | 0.57087
PG&E | MW | Commercial | Com - Restaurant (Fast Food) | ComRefrig | No | ComRefrig - Strip Curtain for Walk In Refrigerator | 0.11507 | 0.23433 | 0.37399 | 0.53455 | 0.71168 | 0.78074 | 0.8396 | 0.85951 | 0.83171 | 0.75802 | 0.64992 | 0.52452
PG&E | MW | Commercial | Com - Restaurant (Fast Food) | FoodServ | No | FoodServ - Electric Griddle | 3.8189e-05 | 8.592e-05 | 0.00014381 | 0.00021344 | 0.00029486 | 0.00038841 | 0.00049389 | 0.00061259 | 0.00074395 | 0.00088919 | 0.0010478 | 0.0012189
PG&E | MW | Commercial | Com - Restaurant (Fast Food) | FoodServ | No | FoodServ - Electric Steamer | 0.027591 | 0.061646 | 0.1022 | 0.1499 | 0.20429 | 0.26512 | 0.33179 | 0.40466 | 0.48299 | 0.56714 | 0.65655 | 0.75064
PG&E | MW | Commercial | Com - Restaurant (Fast Food) | FoodServ | No | FoodServ - Fryer (Electric) | 0.0011105 | 0.0024916 | 0.0041577 | 0.0061495 | 0.0084641 | 0.011107 | 0.014066 | 0.017376 | 0.021013 | 0.025009 | 0.029346 | 0.033999
PG&E | MW | Commercial | Com - Restaurant (Fast Food) | FoodServ | No | FoodServ - Grill to Order Cabinet | 0.013818 | 0.031192 | 0.052368 | 0.077945 | 0.10797 | 0.14258 | 0.18173 | 0.22591 | 0.27492 | 0.32922 | 0.3886 | 0.45278
PG&E | MW | Commercial | Com - Restaurant (Fast Food) | FoodServ | No | FoodServ - Oven (Electric) | 0.0056297 | 0.012631 | 0.021053 | 0.031075 | 0.042651 | 0.055777 | 0.070366 | 0.086542 | 0.10417 | 0.12337 | 0.14402 | 0.166
PG&E | MW | Commercial | Com - Restaurant (Fast Food) | HVAC | Yes | HVAC - Advanced Package Rooftop AC (> EER 12) - Emerging | 0 | 0 | 0.00022545 | 0.00083781 | 0.0019653 | 0.0037149 | 0.0061797 | 0.0094532 | 0.013636 | 0.018827 | 0.025035 | 0.03234
PG&E | MW | Commercial | Com - Restaurant (Fast Food) | HVAC | No | HVAC - Direct Evaporative Cooler | 0.09508 | 0.20551 | 0.33219 | 0.47628 | 0.63833 | 0.81875 | 1.0176 | 1.2352 | 1.471 | 1.725 | 1.9963 | 2.2838
PG&E | MW | Commercial | Com - Restaurant (Fast Food) | HVAC | No | HVAC - EER Rated Package Rooftop AC (EER 11) | 0 | 0 | 0 | 0 | 0 | 0 | 0 | 0 | 0 | 0 | 0.048831 | 0.10209
PG&E | MW | Commercial | Com - Restaurant (Fast Food) | HVAC | No | HVAC - SEER Rated Package Rooftop AC (Recharge) | 0.24474 | 0.48547 | 0.73612 | 0.98671 | 0.98166 | 0.96056 | 0.90353 | 0.81836 | 0.71671 | 0.61036 | 0.50869 | 0.4219
PG&E | MW | Commercial | Com - Restaurant (Fast Food) | HVAC | No | HVAC - SEER Rated Package Rooftop AC (SEER 14) | 0.030098 | 0.066557 | 0.066557 | 0.066557 | 0.066557 | 0.066557 | 0.066557 | 0.066557 | 0.066557 | 0.066557 | 0.066557 | 0.066557
PG&E | MW | Commercial | Com - Restaurant (Fast Food) | HVAC | No | HVAC - SEER Rated Package Rooftop AC (SEER 15) | 0.06762 | 0.14743 | 0.19007 | 0.23894 | 0.29363 | 0.35399 | 0.41962 | 0.49105 | 0.56791 | 0.65098 | 0.73996 | 0.83447
PG&E | MW | Commercial | Com - Restaurant (Fast Food) | HVAC | No | HVAC - SEER Rated Package Rooftop HP (SEER 14) | 0.0082364 | 0.018063 | 0.018063 | 0.018063 | 0.018063 | 0.018063 | 0.018063 | 0.018063 | 0.018063 | 0.018063 | 0.018063 | 0.018063
PG&E | MW | Commercial | Com - Restaurant (Fast Food) | HVAC | No | HVAC - SEER Rated Package Rooftop HP (SEER 15) | 0.031263 | 0.068822 | 0.089179 | 0.11285 | 0.13965 | 0.16956 | 0.20237 | 0.23845 | 0.27755 | 0.32006 | 0.36583 | 0.41464
PG&E | MW | Commercial | Com - Restaurant (Fast Food) | HVAC | No | HVAC - SEER Rated Split System AC (SEER 14) | 0.015796 | 0.034191 | 0.055075 | 0.055075 | 0.055075 | 0.055075 | 0.055075 | 0.055075 | 0.055075 | 0.055075 | 0.055075 | 0.055075
PG&E | MW | Commercial | Com - Restaurant (Fast Food) | HVAC | No | HVAC - SEER Rated Split System AC (SEER 15) | 0.0035296 | 0.0080635 | 0.010648 | 0.013775 | 0.017439 | 0.021649 | 0.026395 | 0.031739 | 0.037666 | 0.044248 | 0.051482 | 0.059361
PG&E | MW | Commercial | Com - Restaurant (Fast Food) | HVAC | No | HVAC - SEER Rated Split System HP (SEER 14) | 0.050887 | 0.11186 | 0.12144 | 0.13255 | 0.14512 | 0.15912 | 0.17447 | 0.19131 | 0.20954 | 0.2293 | 0.25051 | 0.27309
PG&E | MW | Commercial | Com - Restaurant (Fast Food) | HVAC | No | HVAC - SEER Rated Split System HP (SEER 15) | 0.017719 | 0.038919 | 0.050377 | 0.063654 | 0.07866 | 0.095376 | 0.1137 | 0.13381 | 0.15558 | 0.17919 | 0.20456 | 0.23157
PG&E | MW | Commercial | Com - Restaurant (Fast Food) | Lighting | Yes | Lighting - LED Fixture (Replacing T8) - Emerging | 0.0075349 | 0.018826 | 0.035541 | 0.059783 | 0.093092 | 0.13754 | 0.19453 | 0.26706 | 0.35605 | 0.46447 | 0.59388 | 0.74485
PG&E | MW | Commercial | Com - Restaurant (Fast Food) | Lighting | Yes | Lighting - LED Lamp (Basic High - Indoor) - Emerging | 0.020413 | 0.055816 | 0.10914 | 0.17845 | 0.26277 | 0.27572 | 0.25994 | 0.23063 | 0.18929 | 0.11623 | 0.13402 | 0.15084
PG&E | MW | Commercial | Com - Restaurant (Fast Food) | Lighting | Yes | Lighting - LED Lamp (Basic Low - Indoor) - Emerging | 0.086084 | 0.22857 | 0.41122 | 0.64089 | 0.92118 | 0.97187 | 0.90945 | 0.82047 | 0.69823 | 0.45554 | 0.54652 | 0.66118
PG&E | MW | Commercial | Com - Restaurant (Fast Food) | Lighting | Yes | Lighting - LED Plug-In Indoor Fixture - Emerging | 0.005056 | 0.011497 | 0.019477 | 0.029288 | 0.041013 | 0.041813 | 0.042842 | 0.04414 | 0.045725 | 0.047642 | 0.049905 | 0.05253
PG&E | MW | Commercial | Com - Restaurant (Fast Food) | Lighting | No | Lighting - Cold Cathode Lamp | 0.0031534 | 0.0064587 | 0.0099011 | 0.013493 | 0.01721 | 0.01721 | 0.014057 | 0.010751 | 0.0073089 | 0.0037173 | 0 | 0
PG&E | MW | Commercial | Com - Restaurant (Fast Food) | Lighting | No | Lighting - Compact Fluorescent Fixture (Indoor) | 0.38957 | 0.80784 | 1.2542 | 1.7309 | 2.235 | 1.8455 | 1.4272 | 0.98079 | 0.50414 | 0 | 0 | 0
PG&E | MW | Commercial | Com - Restaurant (Fast Food) | Lighting | No | Lighting - Compact Fluorescent Lamp (Basic High - Indoor) | 0.55872 | 1.2579 | 2.0958 | 3.0757 | 4.1897 | 3.631 | 2.9318 | 2.0939 | 1.114 | 0 | 0 | 0
PG&E | MW | Commercial | Com - Restaurant (Fast Food) | Lighting | No | Lighting - Compact Fluorescent Lamp (Basic Low - Indoor) | 2.0156 | 4.3453 | 6.9734 | 9.8816 | 13.0212 | 11.0056 | 8.6759 | 6.0478 | 3.1397 | 0 | 0 | 0
PG&E | MW | Commercial | Com - Restaurant (Fast Food) | Lighting | No | Lighting - Exit Fixture (LED) | 0.028341 | 0.055275 | 0.07876 | 0.09824 | 0.1141 | 0.12705 | 0.11432 | 0.10136 | 0.09067 | 0.08274 | 0.077286 | 0.073764
PG&E | MW | Commercial | Com - Restaurant (Fast Food) | Lighting | No | Lighting - Halogen Lamp (A-Line) | 0.00026927 | 0.00060109 | 0.0007299 | 0.00086929 | 0.0010204 | 0.0005492 | 0 | 0 | 0 | 0 | 0 | 0
PG&E | MW | Commercial | Com - Restaurant (Fast Food) | Lighting | No | Lighting - Halogen Lamp (Reflector) | 0.00010527 | 0.00023261 | 0.00027643 | 0.00032058 | 0.00036554 | 0.00040634 | 0.00044225 | 0.00047541 | 0.00050523 | 0.00053243 | 0.00055715 | 0.00057978
PG&E | MW | Commercial | Com - Restaurant (Fast Food) | Lighting | No | Lighting - High Bay HID to T5 | 0.0082381 | 0.017145 | 0.026925 | 0.037388 | 0.04816 | 0.066144 | 0.084313 | 0.10268 | 0.12091 | 0.13872 | 0.15582 | 0.17197
PG&E | MW | Commercial | Com - Restaurant (Fast Food) | Lighting | No | Lighting - Induction Fixture (Indoor) | 0.0026997 | 0.0059451 | 0.0097122 | 0.014042 | 0.01886 | 0.024126 | 0.029771 | 0.035834 | 0.042245 | 0.049049 | 0.056198 | 0.063645
PG&E | MW | Commercial | Com - Restaurant (Fast Food) | Lighting | No | Lighting - Linear Fluorescent Delamping | 0.0058672 | 0.011832 | 0.019395 | 0.028609 | 0.039247 | 0 | 0 | 0 | 0 | 0 | 0 | 0
PG&E | MW | Commercial | Com - Restaurant (Fast Food) | Lighting | No | Lighting - Linear Fluorescent Fixture (Low Wattage T8) | 0.023197 | 0.050438 | 0.081404 | 0.11623 | 0.15424 | 0.19491 | 0.23759 | 0.28222 | 0.32819 | 0.37553 | 0.42376 | 0.47245
PG&E | MW | Commercial | Com - Restaurant (Fast Food) | Lighting | No | Lighting - Occupancy Sensor | 0 | 0 | 0 | 0 | 0 | 0 | 0 | 0 | 0 | 0 | 0 | 0.020631
PG&E | MW | Commercial | Com - Restaurant (Fast Food) | Lighting | No | Lighting - Plug-In Fixture (Compact Fluorescent) | 0.071532 | 0.14319 | 0.21471 | 0.28671 | 0.35848 | 0.35848 | 0.35848 | 0.35848 | 0.35848 | 0.35848 | 0.35848 | 0.35848
PG&E | MW | Commercial | Com - Restaurant (Fast Food) | Lighting | No | Lighting - Plug-In Fixture (Induction) | 0.015222 | 0.030696 | 0.046306 | 0.062327 | 0.078547 | 0.094917 | 0.11133 | 0.12801 | 0.14486 | 0.16211 | 0.1797 | 0.1976
PG&E | MW | Commercial | Com - Restaurant (Fast Food) | Lighting | No | Lighting - Plug-In Fixture (Linear Fluorescent) | 0.13819 | 0.2893 | 0.45034 | 0.62117 | 0.79858 | 0.79858 | 0.79858 | 0.79858 | 0.79858 | 0.79858 | 0.79858 | 0.79858
PG&E | MW | Commercial | Com - Restaurant (Fast Food) | Lighting | No | Lighting - Plug-In Fixture (MH Directional) | 0 | 0 | 0 | 0 | 0 | 0 | 0 | 0 | 0 | 0 | 0 | 0.0084061
PG&E | MW | Commercial | Com - Restaurant (Fast Food) | Lighting | No | Lighting - Plug-In Fixture (PSMH with Electronic Ballast) | 0.017829 | 0.036495 | 0.055038 | 0.073734 | 0.092368 | 0.11089 | 0.1292 | 0.1475 | 0.1657 | 0.18399 | 0.20234 | 0.22072
PG&E | MW | Commercial | Com - Restaurant (Fast Food) | Lighting | No | Lighting - Plug-In Fixture (PSMH) | 0.017554 | 0.035904 | 0.054053 | 0.072237 | 0.09024 | 0.10801 | 0.12546 | 0.14276 | 0.15986 | 0.1769 | 0.19389 | 0.21081
PG&E | MW | Commercial | Com - Restaurant (Fast Food) | SHW | No | SHW - EF Rated Instantaneous Water Heater (Electric) | 0.00073815 | 0.0016044 | 0.0025965 | 0.0037245 | 0.0049664 | 0.0063072 | 0.0077266 | 0.0092317 | 0.010804 | 0.012453 | 0.014169 | 0.015941
PG&E | MW | Commercial | Com - Restaurant (Fast Food) | SHW | No | SHW - EF Rated Storage Water Heater (Electric) | 0.00059538 | 0.0012813 | 0.0012813 | 0.0012813 | 0.0012813 | 0.0012813 | 0.0012813 | 0.0012813 | 0.0012813 | 0.0012813 | 0.0012813 | 0.0012813
PG&E | MW | Commercial | Com - Restaurant (Fast Food) | Service | No | HVAC - Comprehensive Rooftop Unit Quality Maintenance | 8.4025e-09 | 1.6435e-08 | 2.4672e-08 | 3.304e-08 | 4.1428e-08 | 4.9735e-08 | 5.7852e-08 | 6.5674e-08 | 7.3108e-08 | 8.0064e-08 | 8.6491e-08 | 8.3949e-08
PG&E | MW | Commercial | Com - Restaurant (Fast Food) | Service | No | Service - HVAC Fault Detection & Diagnositics | 2.5458e-05 | 6.0929e-05 | 9.5254e-05 | 0.00012888 | 0.00016143 | 0.00019283 | 0.00022293 | 0.00025213 | 0.00028027 | 0.00030776 | 0.00033453 | 0.00036056
PG&E | MW | Commercial | Com - Restaurant (Fast Food) | Service | No | Service - Retro-Commissioning (Electric) | 0.00053009 | 0.00095416 | 0.0012934 | 0.0015648 | 0.0017819 | 0.0019556 | 0.0015645 | 0.0012516 | 0.0010013 | 0.00080103 | 0.00064082 | 0.00051266
PG&E | MW | Commercial | Com - Restaurant (Fast Food) | WholeBlg | No | HVAC - Energy Management System | 1.8515e-05 | 3.9217e-05 | 5.8656e-05 | 7.6951e-05 | 9.3964e-05 | 0.00010973 | 0.00012427 | 0.00013796 | 0.00015131 | 0.00016452 | 0.00017756 | 0.00019043
PG&E | MW | Commercial | Com - Restaurant (Fast Food) | WholeBlg | No | WholeBlg - Com NC Level 2 | 0.0014767 | 0 | 0 | 0 | 0 | 0 | 0 | 0 | 0 | 0 | 0 | 0
PG&E | MW | Commercial | Com - Restaurant (Fast Food) | WholeBlg | No | WholeBlg - Com NC Level 3 | 0.0010055 | 0.0010055 | 0.0010055 | 0.0010055 | 0.0010055 | 0.0010055 | 0.0010055 | 0 | 0 | 0 | 0 | 0
PG&E | MW | Commercial | Com - Restaurant (Fast Food) | WholeBlg | No | WholeBlg - Com NC ZNE | 0.0012077 | 0.0032262 | 0.007433 | 0.014383 | 0.024665 | 0.038652 | 0.056277 | 0.078553 | 0.10539 | 0.138 | 0.17612 | 0.22029
PG&E | MW | Commercial | Com - Restaurant (Fast Food) | WholeBlg | No | WholeBlg - Com RET Level 1 | 0.055663 | 0.13199 | 0.23061 | 0.35334 | 0.50206 | 0.67858 | 0.88474 | 1.1224 | 1.3931 | 1.6985 | 2.0399 | 2.3625
PG&E | MW | Commercial | Com - Restaurant (Fast Food) | WholeBlg | No | WholeBlg - Com RET Level 2 | 0.089731 | 0.21193 | 0.36923 | 0.56464 | 0.8012 | 1.0821 | 1.4105 | 1.7895 | 2.2222 | 2.7111 | 3.2584 | 3.8661
PG&E | MW | Commercial | Com - Restaurant (Sit Down) | AppPlug | No | AppPlug - Desktop Computer (Com - Power Management) | 0.011778 | 0.024027 | 0.036766 | 0.049915 | 0.063199 | 0.076327 | 0.077207 | 0.076969 | 0.075398 | 0.072553 | 0.068694 | 0.064137
PG&E | MW | Commercial | Com - Restaurant (Sit Down) | AppPlug | No | AppPlug - Occupancy Sensor Plug Strip | 0.0079114 | 0.016744 | 0.02594 | 0.033388 | 0.040704 | 0.047884 | 0.05476 | 0.061524 | 0.067994 | 0.068421 | 0.06785 | 0.066711
PG&E | MW | Commercial | Com - Restaurant (Sit Down) | BldgEnv | No | BldgEnv - Wall Spray On Insulation | 0.089676 | 0.1735 | 0.25313 | 0.32878 | 0.40065 | 0.46893 | 0.53379 | 0.50573 | 0.48044 | 0.45642 | 0.4336 | 0.41192
PG&E | MW | Commercial | Com - Restaurant (Sit Down) | BldgEnv | No | BldgEnv - Window Film | 0 | 0 | 0 | 0 | 0 | 0 | 0 | 0 | 0.05809 | 0.18662 | 0.36492 | 0.57087
PG&E | MW | Commercial | Com - Restaurant (Sit Down) | ComRefrig | No | ComRefrig - Refrigerated Case Night Cover (Low Temp) | 0.0084274 | 0.017475 | 0.029112 | 0.043906 | 0.062225 | 0.084 | 0.10006 | 0.11673 | 0.1301 | 0.13777 | 0.13823 | 0.13126
PG&E | MW | Commercial | Com - Restaurant (Sit Down) | ComRefrig | No | ComRefrig - Refrigerated Case Night Cover (Med Temp) | 0.065112 | 0.13492 | 0.22441 | 0.33779 | 0.47772 | 0.64356 | 0.76453 | 0.88991 | 0.99017 | 1.0475 | 1.0505 | 0.99775
PG&E | MW | Commercial | Com - Restaurant (Sit Down) | ComRefrig | No | ComRefrig - Strip Curtain for Walk In Refrigerator | 0.11507 | 0.23433 | 0.37399 | 0.53455 | 0.71168 | 0.78074 | 0.8396 | 0.85951 | 0.83171 | 0.75802 | 0.64992 | 0.52452
PG&E | MW | Commercial | Com - Restaurant (Sit Down) | FoodServ | No | FoodServ - Electric Griddle | 3.8188e-05 | 8.5919e-05 | 0.00014381 | 0.00021344 | 0.00029485 | 0.00038839 | 0.00049385 | 0.00061254 | 0.00074388 | 0.00088909 | 0.0010476 | 0.0012187
PG&E | MW | Commercial | Com - Restaurant (Sit Down) | FoodServ | No | FoodServ - Electric Steamer | 0.027591 | 0.061645 | 0.1022 | 0.14989 | 0.20428 | 0.2651 | 0.33177 | 0.40463 | 0.48294 | 0.56708 | 0.65648 | 0.75054
PG&E | MW | Commercial | Com - Restaurant (Sit Down) | FoodServ | No | FoodServ - Fryer (Electric) | 0.0011105 | 0.0024916 | 0.0041576 | 0.0061493 | 0.0084637 | 0.011106 | 0.014065 | 0.017374 | 0.021011 | 0.025007 | 0.029342 | 0.033995
PG&E | MW | Commercial | Com - Restaurant (Sit Down) | FoodServ | No | FoodServ - Oven (Electric) | 0.0056296 | 0.012631 | 0.021052 | 0.031073 | 0.042649 | 0.055774 | 0.070361 | 0.086535 | 0.10416 | 0.12336 | 0.14401 | 0.16598
PG&E | MW | Commercial | Com - Restaurant (Sit Down) | HVAC | Yes | HVAC - Advanced Package Rooftop AC (> EER 12) - Emerging | 0 | 0 | 0.00021221 | 0.00077951 | 0.001816 | 0.0034172 | 0.0056314 | 0.0085206 | 0.012163 | 0.016639 | 0.022032 | 0.028436
PG&E | MW | Commercial | Com - Restaurant (Sit Down) | HVAC | No | HVAC - Direct Evaporative Cooler | 0.060967 | 0.13189 | 0.21354 | 0.30686 | 0.41239 | 0.53055 | 0.6615 | 0.80569 | 0.96293 | 1.1333 | 1.3165 | 1.5116
PG&E | MW | Commercial | Com - Restaurant (Sit Down) | HVAC | No | HVAC - EER Rated Package Rooftop AC (EER 11) | 0 | 0 | 0 | 0 | 0 | 0 | 0.028171 | 0.059707 | 0.094348 | 0.13227 | 0.17324 | 0.21705
PG&E | MW | Commercial | Com - Restaurant (Sit Down) | HVAC | No | HVAC - SEER Rated Package Rooftop AC (Recharge) | 0 | 0 | 0 | 0 | 0 | 0 | 0 | 0.1149 | 0.21354 | 0.29505 | 0.3611 | 0.29936
PG&E | MW | Commercial | Com - Restaurant (Sit Down) | HVAC | No | HVAC - SEER Rated Package Rooftop AC (SEER 14) | 0.020124 | 0.044399 | 0.044399 | 0.044399 | 0.044399 | 0.044399 | 0.044399 | 0.044399 | 0.044399 | 0.044399 | 0.044399 | 0.044399
PG&E | MW | Commercial | Com - Restaurant (Sit Down) | HVAC | No | HVAC - SEER Rated Package Rooftop AC (SEER 15) | 0.04922 | 0.10747 | 0.13866 | 0.17449 | 0.21468 | 0.25913 | 0.30758 | 0.36042 | 0.41731 | 0.47888 | 0.54487 | 0.61503
PG&E | MW | Commercial | Com - Restaurant (Sit Down) | HVAC | No | HVAC - SEER Rated Package Rooftop HP (SEER 14) | 0.0061584 | 0.013516 | 0.013516 | 0.013516 | 0.013516 | 0.013516 | 0.013516 | 0.013516 | 0.013516 | 0.013516 | 0.013516 | 0.013516
PG&E | MW | Commercial | Com - Restaurant (Sit Down) | HVAC | No | HVAC - SEER Rated Package Rooftop HP (SEER 15) | 0.023094 | 0.050821 | 0.06585 | 0.083309 | 0.10309 | 0.12516 | 0.1494 | 0.17605 | 0.20493 | 0.23632 | 0.27009 | 0.3061
PG&E | MW | Commercial | Com - Restaurant (Sit Down) | HVAC | No | HVAC - SEER Rated Split System AC (SEER 14) | 0.0099922 | 0.02161 | 0.034738 | 0.034738 | 0.034738 | 0.034738 | 0.034738 | 0.034738 | 0.034738 | 0.034738 | 0.034738 | 0.034738
PG&E | MW | Commercial | Com - Restaurant (Sit Down) | HVAC | No | HVAC - SEER Rated Split System AC (SEER 15) | 0.0027676 | 0.0063126 | 0.0083243 | 0.010747 | 0.013567 | 0.016788 | 0.020395 | 0.024429 | 0.028871 | 0.033765 | 0.039103 | 0.044872
PG&E | MW | Commercial | Com - Restaurant (Sit Down) | HVAC | No | HVAC - SEER Rated Split System HP (SEER 14) | 0.032073 | 0.070508 | 0.076554 | 0.083561 | 0.091488 | 0.10032 | 0.11002 | 0.12067 | 0.13219 | 0.14468 | 0.1581 | 0.17238
PG&E | MW | Commercial | Com - Restaurant (Sit Down) | HVAC | No | HVAC - SEER Rated Split System HP (SEER 15) | 0.011609 | 0.025497 | 0.033006 | 0.041703 | 0.051536 | 0.062492 | 0.074511 | 0.087701 | 0.10198 | 0.11747 | 0.1341 | 0.15182
PG&E | MW | Commercial | Com - Restaurant (Sit Down) | Lighting | Yes | Lighting - LED Fixture (Replacing T8) - Emerging | 0.0072661 | 0.018149 | 0.034277 | 0.057704 | 0.08993 | 0.133 | 0.18829 | 0.25877 | 0.34534 | 0.45096 | 0.57716 | 0.7245
PG&E | MW | Commercial | Com - Restaurant (Sit Down) | Lighting | Yes | Lighting - LED Lamp (Basic High - Indoor) - Emerging | 0.020307 | 0.05552 | 0.10854 | 0.17741 | 0.26118 | 0.27404 | 0.25832 | 0.22916 | 0.18806 | 0.11542 | 0.13307 | 0.14975
PG&E | MW | Commercial | Com - Restaurant (Sit Down) | Lighting | Yes | Lighting - LED Lamp (Basic Low - Indoor) - Emerging | 0.085581 | 0.22714 | 0.40856 | 0.63663 | 0.9149 | 0.96522 | 0.90314 | 0.81467 | 0.69321 | 0.45206 | 0.54226 | 0.65596
PG&E | MW | Commercial | Com - Restaurant (Sit Down) | Lighting | Yes | Lighting - LED Plug-In Indoor Fixture - Emerging | 0.005035 | 0.011449 | 0.019394 | 0.029159 | 0.040826 | 0.041622 | 0.042646 | 0.043938 | 0.045515 | 0.047421 | 0.049673 | 0.052283
PG&E | MW | Commercial | Com - Restaurant (Sit Down) | Lighting | No | Lighting - Cold Cathode Lamp | 0.0031592 | 0.0064692 | 0.0099156 | 0.01351 | 0.01723 | 0.01723 | 0.014071 | 0.010761 | 0.0073146 | 0.0037198 | 0 | 0
PG&E | MW | Commercial | Com - Restaurant (Sit Down) | Lighting | No | Lighting - Compact Fluorescent Fixture (Indoor) | 0.38665 | 0.80178 | 1.2449 | 1.718 | 2.2185 | 1.8318 | 1.4167 | 0.9736 | 0.50047 | 0 | 0 | 0
PG&E | MW | Commercial | Com - Restaurant (Sit Down) | Lighting | No | Lighting - Compact Fluorescent Lamp (Basic High - Indoor) | 0.55462 | 1.2486 | 2.0803 | 3.0529 | 4.1587 | 3.604 | 2.91 | 2.0783 | 1.1057 | 0 | 0 | 0
PG&E | MW | Commercial | Com - Restaurant (Sit Down) | Lighting | No | Lighting - Compact Fluorescent Lamp (Basic Low - Indoor) | 2.0009 | 4.3134 | 6.9222 | 9.809 | 12.9256 | 10.9247 | 8.6121 | 6.0033 | 3.1166 | 0 | 0 | 0
PG&E | MW | Commercial | Com - Restaurant (Sit Down) | Lighting | No | Lighting - Exit Fixture (LED) | 0.028952 | 0.056467 | 0.080455 | 0.10035 | 0.11655 | 0.12976 | 0.11675 | 0.10351 | 0.092593 | 0.084493 | 0.078923 | 0.07533
PG&E | MW | Commercial | Com - Restaurant (Sit Down) | Lighting | No | Lighting - Halogen Lamp (A-Line) | 0.0002693 | 0.00060108 | 0.00072977 | 0.00086903 | 0.00102 | 0.00054895 | 0 | 0 | 0 | 0 | 0 | 0
PG&E | MW | Commercial | Com - Restaurant (Sit Down) | Lighting | No | Lighting - Halogen Lamp (Reflector) | 0.00010529 | 0.00023263 | 0.0002764 | 0.00032049 | 0.00036538 | 0.00040599 | 0.00044175 | 0.0004748 | 0.00050451 | 0.00053162 | 0.00055626 | 0.00057881
PG&E | MW | Commercial | Com - Restaurant (Sit Down) | Lighting | No | Lighting - High Bay HID to T5 | 0.008029 | 0.01673 | 0.026285 | 0.036509 | 0.047038 | 0.064603 | 0.082373 | 0.10035 | 0.1182 | 0.13565 | 0.15243 | 0.16829
PG&E | MW | Commercial | Com - Restaurant (Sit Down) | Lighting | No | Lighting - Induction Fixture (Indoor) | 0.0027375 | 0.006025 | 0.0098378 | 0.014217 | 0.019085 | 0.024402 | 0.030101 | 0.036218 | 0.042685 | 0.049546 | 0.056753 | 0.064259
PG&E | MW | Commercial | Com - Restaurant (Sit Down) | Lighting | No | Lighting - Linear Fluorescent Delamping | 0.0058868 | 0.011872 | 0.01946 | 0.028706 | 0.03938 | 0 | 0 | 0 | 0 | 0 | 0 | 0
PG&E | MW | Commercial | Com - Restaurant (Sit Down) | Lighting | No | Lighting - Linear Fluorescent Fixture (Low Wattage T8) | 0.022799 | 0.049588 | 0.080049 | 0.11433 | 0.15174 | 0.19178 | 0.23379 | 0.27774 | 0.32301 | 0.36963 | 0.41714 | 0.46511
PG&E | MW | Commercial | Com - Restaurant (Sit Down) | Lighting | No | Lighting - Occupancy Sensor | 0 | 0 | 0 | 0 | 0 | 0 | 0 | 0 | 0 | 0.024078 | 0.048196 | 0.069848
PG&E | MW | Commercial | Com - Restaurant (Sit Down) | Lighting | No | Lighting - Plug-In Fixture (Compact Fluorescent) | 0.071039 | 0.1422 | 0.21322 | 0.28471 | 0.35597 | 0.35597 | 0.35597 | 0.35597 | 0.35597 | 0.35597 | 0.35597 | 0.35597
PG&E | MW | Commercial | Com - Restaurant (Sit Down) | Lighting | No | Lighting - Plug-In Fixture (Induction) | 0.01507 | 0.030384 | 0.045827 | 0.061678 | 0.077723 | 0.093913 | 0.11014 | 0.12663 | 0.14329 | 0.16034 | 0.17773 | 0.19544
PG&E | MW | Commercial | Com - Restaurant (Sit Down) | Lighting | No | Lighting - Plug-In Fixture (Linear Fluorescent) | 0.13697 | 0.28673 | 0.44631 | 0.61557 | 0.79132 | 0.79132 | 0.79132 | 0.79132 | 0.79132 | 0.79132 | 0.79132 | 0.79132
PG&E | MW | Commercial | Com - Restaurant (Sit Down) | Lighting | No | Lighting - Plug-In Fixture (MH Directional) | 0 | 0 | 0 | 0 | 0 | 0 | 0 | 0 | 0 | 0 | 0 | 0.00818
PG&E | MW | Commercial | Com - Restaurant (Sit Down) | Lighting | No | Lighting - Plug-In Fixture (PSMH with Electronic Ballast) | 0.017682 | 0.036207 | 0.054612 | 0.073173 | 0.091671 | 0.11005 | 0.12823 | 0.14639 | 0.16445 | 0.18261 | 0.20082 | 0.21907
PG&E | MW | Commercial | Com - Restaurant (Sit Down) | Lighting | No | Lighting - Plug-In Fixture (PSMH) | 0.0175 | 0.035805 | 0.053906 | 0.072042 | 0.089994 | 0.1077 | 0.12509 | 0.14234 | 0.15936 | 0.17634 | 0.19325 | 0.21009
PG&E | MW | Commercial | Com - Restaurant (Sit Down) | SHW | No | SHW - EF Rated Instantaneous Water Heater (Electric) | 0.00025404 | 0.00055191 | 0.00089182 | 0.0012769 | 0.0016993 | 0.0021542 | 0.0026345 | 0.0031429 | 0.0036732 | 0.004229 | 0.0048066 | 0.0054028
PG&E | MW | Commercial | Com - Restaurant (Sit Down) | SHW | No | SHW - EF Rated Storage Water Heater (Electric) | 0.00020469 | 0.00044049 | 0.00044049 | 0.00044049 | 0.00044049 | 0.00044049 | 0.00044049 | 0.00044049 | 0.00044049 | 0.00044049 | 0.00044049 | 0.00044049
PG&E | MW | Commercial | Com - Restaurant (Sit Down) | Service | No | HVAC - Comprehensive Rooftop Unit Quality Maintenance | 8.4025e-09 | 1.6435e-08 | 2.4672e-08 | 3.304e-08 | 4.1428e-08 | 4.9735e-08 | 5.7852e-08 | 6.5674e-08 | 7.3108e-08 | 8.0064e-08 | 8.6491e-08 | 8.3949e-08
PG&E | MW | Commercial | Com - Restaurant (Sit Down) | Service | No | Service - HVAC Fault Detection & Diagnositics | 2.5458e-05 | 6.0929e-05 | 9.5254e-05 | 0.00012888 | 0.00016143 | 0.00019283 | 0.00022293 | 0.00025213 | 0.00028027 | 0.00030776 | 0.00033453 | 0.00036056
PG&E | MW | Commercial | Com - Restaurant (Sit Down) | Service | No | Service - Retro-Commissioning (Electric) | 0.00053009 | 0.00095416 | 0.0012934 | 0.0015648 | 0.0017819 | 0.0019556 | 0.0015645 | 0.0012516 | 0.0010013 | 0.00080103 | 0.00064082 | 0.00051266
PG&E | MW | Commercial | Com - Restaurant (Sit Down) | WholeBlg | No | HVAC - Energy Management System | 1.8515e-05 | 3.9217e-05 | 5.8656e-05 | 7.6951e-05 | 9.3964e-05 | 0.00010973 | 0.00012427 | 0.00013796 | 0.00015131 | 0.00016452 | 0.00017756 | 0.00019043
PG&E | MW | Commercial | Com - Restaurant (Sit Down) | WholeBlg | No | WholeBlg - Com NC Level 2 | 0.0014767 | 0 | 0 | 0 | 0 | 0 | 0 | 0 | 0 | 0 | 0 | 0
PG&E | MW | Commercial | Com - Restaurant (Sit Down) | WholeBlg | No | WholeBlg - Com NC Level 3 | 0.0010055 | 0.0010055 | 0.0010055 | 0.0010055 | 0.0010055 | 0.0010055 | 0.0010055 | 0 | 0 | 0 | 0 | 0
PG&E | MW | Commercial | Com - Restaurant (Sit Down) | WholeBlg | No | WholeBlg - Com NC ZNE | 0.0012077 | 0.0032262 | 0.007433 | 0.014383 | 0.024665 | 0.038652 | 0.056277 | 0.078553 | 0.10539 | 0.138 | 0.17612 | 0.22029
PG&E | MW | Commercial | Com - Restaurant (Sit Down) | WholeBlg | No | WholeBlg - Com RET Level 1 | 0.054517 | 0.12937 | 0.22619 | 0.34681 | 0.49312 | 0.66695 | 0.87016 | 1.1046 | 1.3719 | 1.6737 | 2.0112 | 2.3309
PG&E | MW | Commercial | Com - Restaurant (Sit Down) | WholeBlg | No | WholeBlg - Com RET Level 2 | 0.084672 | 0.19996 | 0.34831 | 0.53253 | 0.75545 | 1.02 | 1.3292 | 1.6859 | 2.0929 | 2.5525 | 3.0669 | 3.6377
PG&E | MW | Commercial | Com - Retail (Large Multi Level) | AppPlug | No | AppPlug - Desktop Computer (Com - Power Management) | 0.06205 | 0.12659 | 0.19372 | 0.26304 | 0.33307 | 0.4023 | 0.40701 | 0.40585 | 0.39766 | 0.38276 | 0.36264 | 0.33889
PG&E | MW | Commercial | Com - Retail (Large Multi Level) | AppPlug | No | AppPlug - Occupancy Sensor Plug Strip | 0.041679 | 0.088219 | 0.13669 | 0.17597 | 0.21455 | 0.25243 | 0.28871 | 0.32441 | 0.35858 | 0.36092 | 0.3581 | 0.35233
PG&E | MW | Commercial | Com - Retail (Large Multi Level) | BldgEnv | No | BldgEnv - Wall Spray On Insulation | 0.53812 | 0.98394 | 1.4075 | 1.8098 | 2.1921 | 2.5552 | 2.9002 | 2.6898 | 2.5553 | 2.4275 | 2.3062 | 2.1908
PG&E | MW | Commercial | Com - Retail (Large Multi Level) | BldgEnv | No | BldgEnv - Window Film | 0 | 0 | 0 | 0 | 0 | 0 | 0 | 0 | 0.15451 | 0.49637 | 0.97064 | 1.5184
PG&E | MW | Commercial | Com - Retail (Large Multi Level) | FoodServ | No | FoodServ - Electric Steamer | 0.0021196 | 0.004736 | 0.0078524 | 0.011517 | 0.015697 | 0.020371 | 0.025493 | 0.031092 | 0.037109 | 0.043575 | 0.050449 | 0.057684
PG&E | MW | Commercial | Com - Retail (Large Multi Level) | FoodServ | No | FoodServ - Oven (Electric) | 0.019065 | 0.042776 | 0.071302 | 0.10525 | 0.14446 | 0.18892 | 0.23833 | 0.29312 | 0.35282 | 0.41784 | 0.48784 | 0.56235
PG&E | MW | Commercial | Com - Retail (Large Multi Level) | HVAC | Yes | HVAC - Advanced Package Rooftop AC (> EER 12) - Emerging | 0 | 0 | 0.00039578 | 0.0014424 | 0.0033314 | 0.0062206 | 0.010248 | 0.015555 | 0.022293 | 0.030612 | 0.040659 | 0.05264
PG&E | MW | Commercial | Com - Retail (Large Multi Level) | HVAC | No | HVAC - Chiller (Centrifugal) | 0.021433 | 0.047901 | 0.079535 | 0.11642 | 0.15863 | 0.20614 | 0.25881 | 0.31642 | 0.37875 | 0.44546 | 0.51627 | 0.59087
PG&E | MW | Commercial | Com - Retail (Large Multi Level) | HVAC | No | HVAC - Chiller (Reciprocating) | 0.039139 | 0.087364 | 0.14457 | 0.21155 | 0.28765 | 0.37253 | 0.46541 | 0.56679 | 0.67571 | 0.79267 | 0.91694 | 1.0477
PG&E | MW | Commercial | Com - Retail (Large Multi Level) | HVAC | No | HVAC - EER Rated Package Rooftop AC (EER 11) | 0 | 0 | 0.035791 | 0.094344 | 0.16149 | 0.23703 | 0.32038 | 0.41218 | 0.51177 | 0.61995 | 0.73636 | 0.86099
PG&E | MW | Commercial | Com - Retail (Large Multi Level) | HVAC | No | HVAC - SEER Rated Package Rooftop AC (Recharge) | 0 | 0 | 0 | 0 | 0.50183 | 0.96937 | 1.3839 | 1.7384 | 1.5323 | 1.307 | 1.0889 | 0.89998
PG&E | MW | Commercial | Com - Retail (Large Multi Level) | HVAC | No | HVAC - SEER Rated Package Rooftop AC (SEER 14) | 0.047411 | 0.10466 | 0.10466 | 0.10466 | 0.10466 | 0.10466 | 0.10466 | 0.10466 | 0.10466 | 0.10466 | 0.10466 | 0.10466
PG&E | MW | Commercial | Com - Retail (Large Multi Level) | HVAC | No | HVAC - SEER Rated Package Rooftop AC (SEER 15) | 0.11201 | 0.24447 | 0.31547 | 0.39701 | 0.48854 | 0.58989 | 0.70044 | 0.82106 | 0.95104 | 1.0917 | 1.2425 | 1.4029
PG&E | MW | Commercial | Com - Retail (Large Multi Level) | HVAC | No | HVAC - SEER Rated Package Rooftop HP (SEER 14) | 0.015457 | 0.0339 | 0.0339 | 0.0339 | 0.0339 | 0.0339 | 0.0339 | 0.0339 | 0.0339 | 0.0339 | 0.0339 | 0.0339
PG&E | MW | Commercial | Com - Retail (Large Multi Level) | HVAC | No | HVAC - SEER Rated Package Rooftop HP (SEER 15) | 0.058294 | 0.12827 | 0.16623 | 0.21039 | 0.26046 | 0.31638 | 0.37783 | 0.44546 | 0.51887 | 0.59878 | 0.68492 | 0.7769
PG&E | MW | Commercial | Com - Retail (Large Multi Level) | HVAC | No | HVAC - SEER Rated Split System AC (SEER 14) | 0.034305 | 0.075041 | 0.12245 | 0.12245 | 0.12245 | 0.12245 | 0.12245 | 0.12245 | 0.12245 | 0.12245 | 0.12245 | 0.12245
PG&E | MW | Commercial | Com - Retail (Large Multi Level) | HVAC | No | HVAC - SEER Rated Split System AC (SEER 15) | 0.01237 | 0.028547 | 0.037961 | 0.049586 | 0.063497 | 0.079828 | 0.09864 | 0.12026 | 0.14471 | 0.17234 | 0.20323 | 0.23738
PG&E | MW | Commercial | Com - Retail (Large Multi Level) | HVAC | No | HVAC - SEER Rated Split System HP (SEER 14) | 0.091653 | 0.20151 | 0.2188 | 0.23886 | 0.26157 | 0.28688 | 0.31465 | 0.34514 | 0.37814 | 0.41394 | 0.45242 | 0.49339
PG&E | MW | Commercial | Com - Retail (Large Multi Level) | HVAC | No | HVAC - SEER Rated Split System HP (SEER 15) | 0.031746 | 0.069669 | 0.090162 | 0.1139 | 0.14074 | 0.17064 | 0.20343 | 0.23942 | 0.2784 | 0.32069 | 0.36618 | 0.41465
PG&E | MW | Commercial | Com - Retail (Large Multi Level) | Lighting | Yes | Lighting - LED Fixture (Replacing T8) - Emerging | 0 | 0.026694 | 0.08217 | 0.17594 | 0.31388 | 0.50423 | 0.7518 | 1.0714 | 1.4655 | 1.9615 | 2.5883 | 3.3582
PG&E | MW | Commercial | Com - Retail (Large Multi Level) | Lighting | Yes | Lighting - LED Lamp (Basic High - Indoor) - Emerging | 0.007917 | 0.020947 | 0.040231 | 0.065175 | 0.094687 | 0.099103 | 0.09276 | 0.081546 | 0.065903 | 0.038856 | 0.044205 | 0.050922
PG&E | MW | Commercial | Com - Retail (Large Multi Level) | Lighting | Yes | Lighting - LED Lamp (Basic Low - Indoor) - Emerging | 0.040782 | 0.10599 | 0.18841 | 0.28907 | 0.40891 | 0.43013 | 0.39889 | 0.35582 | 0.30611 | 0.21399 | 0.26813 | 0.33275
PG&E | MW | Commercial | Com - Retail (Large Multi Level) | Lighting | Yes | Lighting - LED Plug-In Indoor Fixture - Emerging | 0.01995 | 0.045323 | 0.076843 | 0.11572 | 0.16237 | 0.16559 | 0.16974 | 0.17498 | 0.18141 | 0.18921 | 0.19847 | 0.20925
PG&E | MW | Commercial | Com - Retail (Large Multi Level) | Lighting | No | Lighting - Cold Cathode Lamp | 0.0099653 | 0.020382 | 0.031198 | 0.042463 | 0.054089 | 0.054089 | 0.054089 | 0.044124 | 0.033706 | 0.022891 | 0.011626 | 0
PG&E | MW | Commercial | Com - Retail (Large Multi Level) | Lighting | No | Lighting - Compact Fluorescent Fixture (Indoor) | 1.6808 | 3.4788 | 5.3919 | 7.4291 | 9.5794 | 7.8986 | 6.1007 | 4.1876 | 2.1504 | 0 | 0 | 0
PG&E | MW | Commercial | Com - Retail (Large Multi Level) | Lighting | No | Lighting - Compact Fluorescent Lamp (Basic High - Indoor) | 0.38095 | 0.82051 | 1.3135 | 1.8566 | 2.4415 | 2.0605 | 1.6209 | 1.1279 | 0.58489 | 0 | 0 | 0
PG&E | MW | Commercial | Com - Retail (Large Multi Level) | Lighting | No | Lighting - Compact Fluorescent Lamp (Basic Low - Indoor) | 1.3642 | 2.8529 | 4.4529 | 6.152 | 7.9247 | 6.5605 | 5.0718 | 3.4718 | 1.7727 | 0 | 0 | 0
PG&E | MW | Commercial | Com - Retail (Large Multi Level) | Lighting | No | Lighting - Exit Fixture (LED) | 0.1657 | 0.32313 | 0.46029 | 0.57397 | 0.66642 | 0.74171 | 0.6669 | 0.59095 | 0.52834 | 0.48195 | 0.45011 | 0.42965
PG&E | MW | Commercial | Com - Retail (Large Multi Level) | Lighting | No | Lighting - Halogen Lamp (A-Line) | 0.0014188 | 0.0031662 | 0.0038429 | 0.0045752 | 0.0053687 | 0.0028891 | 0 | 0 | 0 | 0 | 0 | 0
PG&E | MW | Commercial | Com - Retail (Large Multi Level) | Lighting | No | Lighting - Halogen Lamp (Reflector) | 0.00055483 | 0.0012256 | 0.0014556 | 0.0016873 | 0.001923 | 0.0021352 | 0.002322 | 0.0024951 | 0.0026505 | 0.0027924 | 0.0029214 | 0.0030395
PG&E | MW | Commercial | Com - Retail (Large Multi Level) | Lighting | No | Lighting - High Bay HID to T5 | 0.26408 | 0.55149 | 0.84978 | 1.1518 | 1.4467 | 1.9598 | 2.4734 | 2.9768 | 3.4629 | 3.9259 | 4.3617 | 4.7675
PG&E | MW | Commercial | Com - Retail (Large Multi Level) | Lighting | No | Lighting - Induction Fixture (Indoor) | 0.013105 | 0.028559 | 0.046246 | 0.066339 | 0.088472 | 0.11248 | 0.13806 | 0.1654 | 0.19421 | 0.22468 | 0.25665 | 0.28989
PG&E | MW | Commercial | Com - Retail (Large Multi Level) | Lighting | No | Lighting - Linear Fluorescent Delamping | 0.0044024 | 0.0088788 | 0.014547 | 0.021447 | 0.029413 | 0 | 0 | 0 | 0 | 0 | 0 | 0
PG&E | MW | Commercial | Com - Retail (Large Multi Level) | Lighting | No | Lighting - Linear Fluorescent Fixture (Low Wattage T8) | 0.28567 | 0.59462 | 0.92082 | 1.2642 | 1.6174 | 1.9768 | 2.3381 | 2.7029 | 3.0682 | 3.4301 | 3.7799 | 4.1156
PG&E | MW | Commercial | Com - Retail (Large Multi Level) | Lighting | No | Lighting - Plug-In Fixture (Compact Fluorescent) | 0.29986 | 0.60082 | 0.90188 | 1.2055 | 1.5087 | 1.5087 | 1.5087 | 1.5087 | 1.5087 | 1.5087 | 1.5087 | 1.5087
PG&E | MW | Commercial | Com - Retail (Large Multi Level) | Lighting | No | Lighting - Plug-In Fixture (Induction) | 0 | 0.022916 | 0.06549 | 0.1152 | 0.16961 | 0.22711 | 0.28635 | 0.34763 | 0.41027 | 0.47493 | 0.54139 | 0.60942
PG&E | MW | Commercial | Com - Retail (Large Multi Level) | Lighting | No | Lighting - Plug-In Fixture (Linear Fluorescent) | 0.5778 | 1.2106 | 1.8856 | 2.6021 | 3.3465 | 3.3465 | 3.3465 | 3.3465 | 3.3465 | 3.3465 | 3.3465 | 3.3465
PG&E | MW | Commercial | Com - Retail (Large Multi Level) | Lighting | No | Lighting - Plug-In Fixture (PSMH with Electronic Ballast) | 0.10137 | 0.20264 | 0.29451 | 0.38325 | 0.4691 | 0.55289 | 0.63489 | 0.71635 | 0.79711 | 0.8781 | 0.9593 | 1.0406
PG&E | MW | Commercial | Com - Retail (Large Multi Level) | Lighting | No | Lighting - Plug-In Fixture (PSMH) | 0.10685 | 0.21368 | 0.31413 | 0.40962 | 0.50075 | 0.58855 | 0.67345 | 0.75674 | 0.83836 | 0.91927 | 0.99951 | 1.0791
PG&E | MW | Commercial | Com - Retail (Large Multi Level) | SHW | No | SHW - EF Rated Instantaneous Water Heater (Electric) | 0.00012856 | 0.00027918 | 0.00045031 | 0.00064326 | 0.00085411 | 0.0010805 | 0.001319 | 0.001571 | 0.0018334 | 0.0021082 | 0.0023935 | 0.0026878
PG&E | MW | Commercial | Com - Retail (Large Multi Level) | SHW | No | SHW - EF Rated Storage Water Heater (Electric) | 0.00010413 | 0.00022406 | 0.00022406 | 0.00022406 | 0.00022406 | 0.00022406 | 0.00022406 | 0.00022406 | 0.00022406 | 0.00022406 | 0.00022406 | 0.00022406
PG&E | MW | Commercial | Com - Retail (Large Multi Level) | Service | No | HVAC - Comprehensive Rooftop Unit Quality Maintenance | 4.4261e-08 | 8.6574e-08 | 1.2996e-07 | 1.7404e-07 | 2.1823e-07 | 2.6198e-07 | 3.0474e-07 | 3.4595e-07 | 3.8511e-07 | 4.2175e-07 | 4.556e-07 | 4.4221e-07
PG&E | MW | Commercial | Com - Retail (Large Multi Level) | Service | No | Service - HVAC Fault Detection & Diagnositics | 0.00013428 | 0.00032152 | 0.00050315 | 0.00068164 | 0.00085473 | 0.0010222 | 0.0011831 | 0.0013397 | 0.0014912 | 0.0016397 | 0.0017883 | 0.0019343
PG&E | MW | Commercial | Com - Retail (Large Multi Level) | Service | No | Service - Retro-Commissioning (Electric) | 0.0027923 | 0.0050261 | 0.0068132 | 0.0082429 | 0.0093866 | 0.010302 | 0.0082413 | 0.006593 | 0.0052744 | 0.0042195 | 0.0033756 | 0.0027005
PG&E | MW | Commercial | Com - Retail (Large Multi Level) | WholeBlg | No | HVAC - Energy Management System | 9.7529e-05 | 0.00020658 | 0.00030898 | 0.00040535 | 0.00049497 | 0.00057801 | 0.0006546 | 0.0007267 | 0.00079703 | 0.00086661 | 0.00093533 | 0.0010031
PG&E | MW | Commercial | Com - Retail (Large Multi Level) | WholeBlg | No | WholeBlg - Com NC Level 2 | 0.0076642 | 0 | 0 | 0 | 0 | 0 | 0 | 0 | 0 | 0 | 0 | 0
PG&E | MW | Commercial | Com - Retail (Large Multi Level) | WholeBlg | No | WholeBlg - Com NC Level 3 | 0.0054588 | 0.0054588 | 0.0054588 | 0.0054588 | 0.0054588 | 0.0054588 | 0.0054588 | 0 | 0 | 0 | 0 | 0
PG&E | MW | Commercial | Com - Retail (Large Multi Level) | WholeBlg | No | WholeBlg - Com NC ZNE | 0.0004996 | 0.0004996 | 0.0004996 | 0.0004996 | 0.0036131 | 0.009532 | 0.018493 | 0.031488 | 0.048543 | 0.070371 | 0.069996 | 0.069996
PG&E | MW | Commercial | Com - Retail (Large Multi Level) | WholeBlg | No | WholeBlg - Com RET Level 1 | 0.059925 | 0.14254 | 0.24956 | 0.38283 | 0.54417 | 0.73556 | 0.95888 | 1.216 | 1.5086 | 1.8383 | 2.2063 | 2.6136
PG&E | MW | Commercial | Com - Retail (Large Multi Level) | WholeBlg | No | WholeBlg - Com RET Level 2 | 0.13837 | 0.32683 | 0.56936 | 0.8706 | 1.2352 | 1.6681 | 2.174 | 2.758 | 3.4243 | 4.1774 | 5.0207 | 5.9572
PG&E | MW | Commercial | Com - Retail (Large Single Level) | AppPlug | No | AppPlug - Desktop Computer (Com - Power Management) | 0.06205 | 0.12659 | 0.19372 | 0.26304 | 0.33307 | 0.4023 | 0.40701 | 0.40585 | 0.39766 | 0.38276 | 0.36264 | 0.33889
PG&E | MW | Commercial | Com - Retail (Large Single Level) | AppPlug | No | AppPlug - Occupancy Sensor Plug Strip | 0.041679 | 0.088219 | 0.13669 | 0.17597 | 0.21455 | 0.25243 | 0.28871 | 0.32441 | 0.35858 | 0.36092 | 0.3581 | 0.35233
PG&E | MW | Commercial | Com - Retail (Large Single Level) | BldgEnv | No | BldgEnv - Wall Spray On Insulation | 0.53812 | 0.98394 | 1.4075 | 1.8098 | 2.1921 | 2.5552 | 2.9002 | 2.6898 | 2.5553 | 2.4275 | 2.3062 | 2.1908
PG&E | MW | Commercial | Com - Retail (Large Single Level) | BldgEnv | No | BldgEnv - Window Film | 0 | 0 | 0 | 0 | 0 | 0 | 0 | 0 | 0.15451 | 0.49637 | 0.97064 | 1.5184
PG&E | MW | Commercial | Com - Retail (Large Single Level) | FoodServ | No | FoodServ - Electric Steamer | 0.0021196 | 0.004736 | 0.0078524 | 0.011517 | 0.015697 | 0.020371 | 0.025493 | 0.031092 | 0.037109 | 0.043575 | 0.050449 | 0.057684
PG&E | MW | Commercial | Com - Retail (Large Single Level) | FoodServ | No | FoodServ - Oven (Electric) | 0.019065 | 0.042776 | 0.071302 | 0.10525 | 0.14446 | 0.18892 | 0.23833 | 0.29312 | 0.35282 | 0.41784 | 0.48784 | 0.56235
PG&E | MW | Commercial | Com - Retail (Large Single Level) | HVAC | Yes | HVAC - Advanced Package Rooftop AC (> EER 12) - Emerging | 0 | 0 | 0.00046796 | 0.0017358 | 0.0040642 | 0.0076678 | 0.012732 | 0.019441 | 0.027851 | 0.038094 | 0.050336 | 0.064788
PG&E | MW | Commercial | Com - Retail (Large Single Level) | HVAC | No | HVAC - Direct Evaporative Cooler | 0.1926 | 0.4175 | 0.67742 | 0.97565 | 1.3142 | 1.6947 | 2.1179 | 2.5854 | 3.0967 | 3.6521 | 4.2502 | 4.8889
PG&E | MW | Commercial | Com - Retail (Large Single Level) | HVAC | No | HVAC - EER Rated Package Rooftop AC (EER 11) | 0 | 0 | 0 | 0 | 0 | 0 | 0 | 0 | 0.087843 | 0.18538 | 0.29197 | 0.40671
PG&E | MW | Commercial | Com - Retail (Large Single Level) | HVAC | No | HVAC - Repair Duct System | 0 | 0 | 0 | 0 | 0 | 0 | 0 | 0 | 0 | 0.24675 | 0.44565 | 0.62378
PG&E | MW | Commercial | Com - Retail (Large Single Level) | HVAC | No | HVAC - SEER Rated Package Rooftop AC (Recharge) | 0 | 0 | 0.62581 | 1.257 | 1.8621 | 2.4165 | 2.2788 | 2.0641 | 1.8061 | 1.5365 | 1.2792 | 1.06
PG&E | MW | Commercial | Com - Retail (Large Single Level) | HVAC | No | HVAC - SEER Rated Package Rooftop AC (SEER 14) | 0.054608 | 0.1207 | 0.1207 | 0.1207 | 0.1207 | 0.1207 | 0.1207 | 0.1207 | 0.1207 | 0.1207 | 0.1207 | 0.1207
PG&E | MW | Commercial | Com - Retail (Large Single Level) | HVAC | No | HVAC - SEER Rated Package Rooftop AC (SEER 15) | 0.12517 | 0.27316 | 0.35238 | 0.44328 | 0.54519 | 0.65791 | 0.78074 | 0.91463 | 1.0588 | 1.2147 | 1.3819 | 1.5596
PG&E | MW | Commercial | Com - Retail (Large Single Level) | HVAC | No | HVAC - SEER Rated Package Rooftop HP (SEER 14) | 0.016381 | 0.035928 | 0.035928 | 0.035928 | 0.035928 | 0.035928 | 0.035928 | 0.035928 | 0.035928 | 0.035928 | 0.035928 | 0.035928
PG&E | MW | Commercial | Com - Retail (Large Single Level) | HVAC | No | HVAC - SEER Rated Package Rooftop HP (SEER 15) | 0.06237 | 0.1374 | 0.17813 | 0.22557 | 0.27939 | 0.33954 | 0.40568 | 0.4785 | 0.55762 | 0.6438 | 0.73677 | 0.83611
PG&E | MW | Commercial | Com - Retail (Large Single Level) | HVAC | No | HVAC - SEER Rated Split System AC (SEER 14) | 0.026802 | 0.057787 | 0.092596 | 0.092596 | 0.092596 | 0.092596 | 0.092596 | 0.092596 | 0.092596 | 0.092596 | 0.092596 | 0.092596
PG&E | MW | Commercial | Com - Retail (Large Single Level) | HVAC | No | HVAC - SEER Rated Split System AC (SEER 15) | 0.0056218 | 0.012807 | 0.016862 | 0.021705 | 0.02729 | 0.033608 | 0.040616 | 0.048366 | 0.056808 | 0.066001 | 0.075918 | 0.086519
PG&E | MW | Commercial | Com - Retail (Large Single Level) | HVAC | No | HVAC - SEER Rated Split System HP (SEER 14) | 0.09717 | 0.21373 | 0.23207 | 0.25335 | 0.27743 | 0.30427 | 0.33371 | 0.36602 | 0.401 | 0.43893 | 0.47969 | 0.5231
PG&E | MW | Commercial | Com - Retail (Large Single Level) | HVAC | No | HVAC - SEER Rated Split System HP (SEER 15) | 0.033787 | 0.074183 | 0.096009 | 0.12129 | 0.14987 | 0.1817 | 0.2166 | 0.25491 | 0.29639 | 0.34139 | 0.38979 | 0.44137
PG&E | MW | Commercial | Com - Retail (Large Single Level) | Lighting | Yes | Lighting - LED Fixture (Replacing T8) - Emerging | 0.041025 | 0.098952 | 0.18144 | 0.29843 | 0.45631 | 0.66431 | 0.92811 | 1.2634 | 1.6743 | 2.1929 | 2.852 | 3.6668
PG&E | MW | Commercial | Com - Retail (Large Single Level) | Lighting | Yes | Lighting - LED Lamp (Basic High - Indoor) - Emerging | 0.0092337 | 0.024355 | 0.046516 | 0.074653 | 0.10785 | 0.1128 | 0.10521 | 0.092123 | 0.074372 | 0.043516 | 0.049352 | 0.0566
PG&E | MW | Commercial | Com - Retail (Large Single Level) | Lighting | Yes | Lighting - LED Lamp (Basic Low - Indoor) - Emerging | 0.046741 | 0.12117 | 0.21376 | 0.32652 | 0.46026 | 0.48386 | 0.44739 | 0.39853 | 0.34206 | 0.23692 | 0.29544 | 0.36525
PG&E | MW | Commercial | Com - Retail (Large Single Level) | Lighting | Yes | Lighting - LED Plug-In Indoor Fixture - Emerging | 0.022764 | 0.051745 | 0.087725 | 0.13208 | 0.18525 | 0.1889 | 0.1936 | 0.19952 | 0.20675 | 0.21552 | 0.2259 | 0.23797
PG&E | MW | Commercial | Com - Retail (Large Single Level) | Lighting | No | Lighting - Cold Cathode Lamp | 0.012048 | 0.024782 | 0.038108 | 0.052065 | 0.066526 | 0.066526 | 0.066526 | 0.054478 | 0.041744 | 0.028418 | 0.014461 | 0
PG&E | MW | Commercial | Com - Retail (Large Single Level) | Lighting | No | Lighting - Compact Fluorescent Fixture (Indoor) | 1.8394 | 3.8127 | 5.9173 | 8.163 | 10.537 | 8.6976 | 6.7243 | 4.6198 | 2.374 | 0 | 0 | 0
PG&E | MW | Commercial | Com - Retail (Large Single Level) | Lighting | No | Lighting - Compact Fluorescent Lamp (Basic High - Indoor) | 0.41975 | 0.9029 | 1.4438 | 2.0392 | 2.6799 | 2.2601 | 1.777 | 1.236 | 0.64063 | 0 | 0 | 0
PG&E | MW | Commercial | Com - Retail (Large Single Level) | Lighting | No | Lighting - Compact Fluorescent Lamp (Basic Low - Indoor) | 1.503 | 3.1399 | 4.8971 | 6.7616 | 8.7051 | 7.2021 | 5.5653 | 3.808 | 1.9435 | 0 | 0 | 0
PG&E | MW | Commercial | Com - Retail (Large Single Level) | Lighting | No | Lighting - Exit Fixture (LED) | 0.15776 | 0.30767 | 0.43834 | 0.54668 | 0.63486 | 0.70674 | 0.63571 | 0.56349 | 0.50393 | 0.45978 | 0.42944 | 0.40989
PG&E | MW | Commercial | Com - Retail (Large Single Level) | Lighting | No | Lighting - Halogen Lamp (A-Line) | 0.0014183 | 0.0031663 | 0.0038456 | 0.0045806 | 0.0053776 | 0.0028945 | 0 | 0 | 0 | 0 | 0 | 0
PG&E | MW | Commercial | Com - Retail (Large Single Level) | Lighting | No | Lighting - Halogen Lamp (Reflector) | 0.00055438 | 0.0012252 | 0.0014563 | 0.0016893 | 0.0019266 | 0.0021426 | 0.0023327 | 0.002508 | 0.0026657 | 0.0028095 | 0.0029403 | 0.00306
PG&E | MW | Commercial | Com - Retail (Large Single Level) | Lighting | No | Lighting - High Bay HID to T5 | 0.30314 | 0.63305 | 0.97669 | 1.3254 | 1.6664 | 2.2579 | 2.8495 | 3.4298 | 3.9907 | 4.525 | 5.0278 | 5.4962
PG&E | MW | Commercial | Com - Retail (Large Single Level) | Lighting | No | Lighting - Induction Fixture (Indoor) | 0.015212 | 0.033817 | 0.055709 | 0.081167 | 0.10979 | 0.14134 | 0.17543 | 0.21228 | 0.25146 | 0.29324 | 0.33733 | 0.38343
PG&E | MW | Commercial | Com - Retail (Large Single Level) | Lighting | No | Lighting - Linear Fluorescent Delamping | 0.0049834 | 0.01005 | 0.016473 | 0.024297 | 0.033331 | 0 | 0 | 0 | 0 | 0 | 0 | 0
PG&E | MW | Commercial | Com - Retail (Large Single Level) | Lighting | No | Lighting - Linear Fluorescent Fixture (Low Wattage T8) | 0.38167 | 0.77688 | 1.1813 | 1.5974 | 2.0185 | 2.4418 | 2.8637 | 3.2874 | 3.7099 | 4.1271 | 4.5295 | 4.9154
PG&E | MW | Commercial | Com - Retail (Large Single Level) | Lighting | No | Lighting - Plug-In Fixture (Compact Fluorescent) | 0.33293 | 0.66675 | 1.0003 | 1.3364 | 1.6718 | 1.6718 | 1.6718 | 1.6718 | 1.6718 | 1.6718 | 1.6718 | 1.6718
PG&E | MW | Commercial | Com - Retail (Large Single Level) | Lighting | No | Lighting - Plug-In Fixture (Induction) | 0 | 0 | 0.024857 | 0.07162 | 0.12571 | 0.18483 | 0.24692 | 0.31185 | 0.37863 | 0.44783 | 0.51912 | 0.59221
PG&E | MW | Commercial | Com - Retail (Large Single Level) | Lighting | No | Lighting - Plug-In Fixture (Linear Fluorescent) | 0.6319 | 1.324 | 2.0623 | 2.846 | 3.6601 | 3.6601 | 3.6601 | 3.6601 | 3.6601 | 3.6601 | 3.6601 | 3.6601
PG&E | MW | Commercial | Com - Retail (Large Single Level) | Lighting | No | Lighting - Plug-In Fixture (PSMH with Electronic Ballast) | 0.11165 | 0.22903 | 0.34019 | 0.4429 | 0.5408 | 0.6352 | 0.72682 | 0.81739 | 0.90691 | 0.99653 | 1.0863 | 1.1761
PG&E | MW | Commercial | Com - Retail (Large Single Level) | Lighting | No | Lighting - Plug-In Fixture (PSMH) | 0.11772 | 0.24161 | 0.35896 | 0.47107 | 0.57634 | 0.67646 | 0.77244 | 0.8661 | 0.95754 | 1.048 | 1.1376 | 1.2263
PG&E | MW | Commercial | Com - Retail (Large Single Level) | SHW | No | SHW - EF Rated Instantaneous Water Heater (Electric) | 0.00011682 | 0.00025368 | 0.00040916 | 0.00058443 | 0.00077592 | 0.00098147 | 0.001198 | 0.0014269 | 0.0016651 | 0.0019146 | 0.0021736 | 0.0024408
PG&E | MW | Commercial | Com - Retail (Large Single Level) | SHW | No | SHW - EF Rated Storage Water Heater (Electric) | 9.4486e-05 | 0.00020331 | 0.00020331 | 0.00020331 | 0.00020331 | 0.00020331 | 0.00020331 | 0.00020331 | 0.00020331 | 0.00020331 | 0.00020331 | 0.00020331
PG&E | MW | Commercial | Com - Retail (Large Single Level) | Service | No | HVAC - Comprehensive Rooftop Unit Quality Maintenance | 4.4261e-08 | 8.6574e-08 | 1.2996e-07 | 1.7404e-07 | 2.1823e-07 | 2.6198e-07 | 3.0474e-07 | 3.4595e-07 | 3.8511e-07 | 4.2175e-07 | 4.556e-07 | 4.4221e-07
PG&E | MW | Commercial | Com - Retail (Large Single Level) | Service | No | Service - HVAC Fault Detection & Diagnositics | 0.00013428 | 0.00032152 | 0.00050315 | 0.00068164 | 0.00085473 | 0.0010222 | 0.0011831 | 0.0013397 | 0.0014912 | 0.0016397 | 0.0017883 | 0.0019343
PG&E | MW | Commercial | Com - Retail (Large Single Level) | Service | No | Service - Retro-Commissioning (Electric) | 0.0027923 | 0.0050261 | 0.0068132 | 0.0082429 | 0.0093866 | 0.010302 | 0.0082413 | 0.006593 | 0.0052744 | 0.0042195 | 0.0033756 | 0.0027005
PG&E | MW | Commercial | Com - Retail (Large Single Level) | WholeBlg | No | HVAC - Energy Management System | 9.7529e-05 | 0.00020658 | 0.00030898 | 0.00040535 | 0.00049497 | 0.00057801 | 0.0006546 | 0.0007267 | 0.00079703 | 0.00086661 | 0.00093533 | 0.0010031
PG&E | MW | Commercial | Com - Retail (Large Single Level) | WholeBlg | No | WholeBlg - Com NC Level 2 | 0.0076642 | 0 | 0 | 0 | 0 | 0 | 0 | 0 | 0 | 0 | 0 | 0
PG&E | MW | Commercial | Com - Retail (Large Single Level) | WholeBlg | No | WholeBlg - Com NC Level 3 | 0.0054588 | 0.0054588 | 0.0054588 | 0.0054588 | 0.0054588 | 0.0054588 | 0.0054588 | 0 | 0 | 0 | 0 | 0
PG&E | MW | Commercial | Com - Retail (Large Single Level) | WholeBlg | No | WholeBlg - Com NC ZNE | 0.0004996 | 0.0004996 | 0.0004996 | 0.0004996 | 0.0036131 | 0.009532 | 0.018493 | 0.031488 | 0.048543 | 0.070371 | 0.069996 | 0.069996
PG&E | MW | Commercial | Com - Retail (Large Single Level) | WholeBlg | No | WholeBlg - Com RET Level 1 | 0.078996 | 0.18779 | 0.3287 | 0.50422 | 0.71689 | 0.96933 | 1.2641 | 1.6038 | 1.9908 | 2.4271 | 2.9145 | 3.4544
PG&E | MW | Commercial | Com - Retail (Large Single Level) | WholeBlg | No | WholeBlg - Com RET Level 2 | 0.1495 | 0.35305 | 0.61472 | 0.93915 | 1.331 | 1.7951 | 2.3364 | 2.9596 | 3.6692 | 4.4692 | 5.3629 | 6.353
PG&E | MW | Commercial | Com - Retail (Small) | AppPlug | No | AppPlug - Desktop Computer (Com - Power Management) | 0.06205 | 0.12659 | 0.19372 | 0.26304 | 0.33307 | 0.4023 | 0.40701 | 0.40585 | 0.39766 | 0.38276 | 0.36264 | 0.33889
PG&E | MW | Commercial | Com - Retail (Small) | AppPlug | No | AppPlug - Occupancy Sensor Plug Strip | 0.041679 | 0.088219 | 0.13669 | 0.17597 | 0.21455 | 0.25243 | 0.28871 | 0.32441 | 0.35858 | 0.36092 | 0.3581 | 0.35233
PG&E | MW | Commercial | Com - Retail (Small) | BldgEnv | No | BldgEnv - Wall Spray On Insulation | 0.52786 | 0.97301 | 1.3959 | 1.7977 | 2.1793 | 2.5419 | 2.8864 | 2.6858 | 2.5515 | 2.4239 | 2.3027 | 2.1876
PG&E | MW | Commercial | Com - Retail (Small) | BldgEnv | No | BldgEnv - Window Film | 0 | 0 | 0 | 0 | 0 | 0 | 0 | 0 | 0.15451 | 0.49637 | 0.97064 | 1.5184
PG&E | MW | Commercial | Com - Retail (Small) | FoodServ | No | FoodServ - Electric Steamer | 0.0021195 | 0.0047359 | 0.0078522 | 0.011517 | 0.015696 | 0.020368 | 0.025489 | 0.031084 | 0.037098 | 0.043558 | 0.050432 | 0.057667
PG&E | MW | Commercial | Com - Retail (Small) | HVAC | Yes | HVAC - Advanced Package Rooftop AC (> EER 12) - Emerging | 0 | 0 | 0.00053937 | 0.0020037 | 0.0046963 | 0.0088671 | 0.014732 | 0.022367 | 0.031936 | 0.043643 | 0.057696 | 0.074339
PG&E | MW | Commercial | Com - Retail (Small) | HVAC | No | HVAC - Direct Evaporative Cooler | 0.16584 | 0.35829 | 0.57937 | 0.83155 | 1.1162 | 1.4344 | 1.7865 | 2.1737 | 2.5956 | 3.0524 | 3.543 | 4.0658
PG&E | MW | Commercial | Com - Retail (Small) | HVAC | No | HVAC - EER Rated Package Rooftop AC (EER 11) | 0 | 0 | 0 | 0 | 0 | 0 | 0 | 0.072979 | 0.15425 | 0.27478 | 0.40632 | 0.54787
PG&E | MW | Commercial | Com - Retail (Small) | HVAC | No | HVAC - SEER Rated Package Rooftop AC (Recharge) | 0 | 0 | 0 | 0 | 0 | 0.60095 | 1.1439 | 1.6113 | 2.0017 | 1.7206 | 1.4366 | 1.1843
PG&E | MW | Commercial | Com - Retail (Small) | HVAC | No | HVAC - SEER Rated Package Rooftop AC (SEER 14) | 0.066029 | 0.14582 | 0.14582 | 0.14582 | 0.14582 | 0.14582 | 0.14582 | 0.14582 | 0.14582 | 0.14582 | 0.14582 | 0.14582
PG&E | MW | Commercial | Com - Retail (Small) | HVAC | No | HVAC - SEER Rated Package Rooftop AC (SEER 15) | 0.14443 | 0.31535 | 0.40704 | 0.51228 | 0.63053 | 0.76161 | 0.90488 | 1.0613 | 1.23 | 1.4124 | 1.6081 | 1.8163
PG&E | MW | Commercial | Com - Retail (Small) | HVAC | No | HVAC - SEER Rated Package Rooftop HP (SEER 14) | 0.019133 | 0.041976 | 0.041976 | 0.041976 | 0.041976 | 0.041976 | 0.041976 | 0.041976 | 0.041976 | 0.041976 | 0.041976 | 0.041976
PG&E | MW | Commercial | Com - Retail (Small) | HVAC | No | HVAC - SEER Rated Package Rooftop HP (SEER 15) | 0.072265 | 0.15911 | 0.20622 | 0.26104 | 0.32319 | 0.39261 | 0.46888 | 0.55282 | 0.64393 | 0.74313 | 0.85008 | 0.96431
PG&E | MW | Commercial | Com - Retail (Small) | HVAC | No | HVAC - SEER Rated Split System AC (SEER 14) | 0.034401 | 0.074356 | 0.11965 | 0.11965 | 0.11965 | 0.11965 | 0.11965 | 0.11965 | 0.11965 | 0.11965 | 0.11965 | 0.11965
PG&E | MW | Commercial | Com - Retail (Small) | HVAC | No | HVAC - SEER Rated Split System AC (SEER 15) | 0.010173 | 0.023255 | 0.03072 | 0.039751 | 0.050326 | 0.062473 | 0.076161 | 0.091546 | 0.10857 | 0.12742 | 0.14807 | 0.17047
PG&E | MW | Commercial | Com - Retail (Small) | HVAC | No | HVAC - SEER Rated Split System HP (SEER 14) | 0.11946 | 0.26276 | 0.28532 | 0.31149 | 0.3411 | 0.3741 | 0.41031 | 0.45005 | 0.49308 | 0.53974 | 0.58989 | 0.6433
PG&E | MW | Commercial | Com - Retail (Small) | HVAC | No | HVAC - SEER Rated Split System HP (SEER 15) | 0.04117 | 0.090393 | 0.11699 | 0.1478 | 0.18262 | 0.22142 | 0.26396 | 0.31065 | 0.3612 | 0.41606 | 0.47506 | 0.53793
PG&E | MW | Commercial | Com - Retail (Small) | Lighting | Yes | Lighting - LED Fixture (Replacing T8) - Emerging | 0 | 0.028847 | 0.076166 | 0.16548 | 0.30902 | 0.51827 | 0.80042 | 1.1735 | 1.6409 | 2.2202 | 2.9288 | 3.7964
PG&E | MW | Commercial | Com - Retail (Small) | Lighting | Yes | Lighting - LED Lamp (Basic High - Indoor) - Emerging | 0.0089398 | 0.023619 | 0.045246 | 0.072984 | 0.10576 | 0.11065 | 0.1034 | 0.090733 | 0.073288 | 0.043054 | 0.048908 | 0.056224
PG&E | MW | Commercial | Com - Retail (Small) | Lighting | Yes | Lighting - LED Lamp (Basic Low - Indoor) - Emerging | 0.045676 | 0.11857 | 0.21004 | 0.3216 | 0.45416 | 0.4776 | 0.4423 | 0.39427 | 0.33881 | 0.23584 | 0.29486 | 0.36528
PG&E | MW | Commercial | Com - Retail (Small) | Lighting | Yes | Lighting - LED Plug-In Indoor Fixture - Emerging | 0.0089213 | 0.019129 | 0.031429 | 0.046272 | 0.064311 | 0.065549 | 0.067075 | 0.069101 | 0.071734 | 0.07506 | 0.079151 | 0.084069
PG&E | MW | Commercial | Com - Retail (Small) | Lighting | No | Lighting - Cold Cathode Lamp | 0.012679 | 0.026031 | 0.039964 | 0.05453 | 0.069602 | 0.069602 | 0.069602 | 0.056923 | 0.043571 | 0.029638 | 0.015072 | 0
PG&E | MW | Commercial | Com - Retail (Small) | Lighting | No | Lighting - Compact Fluorescent Fixture (Indoor) | 1.8427 | 3.8167 | 5.9193 | 8.1606 | 10.5281 | 8.6853 | 6.7114 | 4.6087 | 2.3675 | 0 | 0 | 0
PG&E | MW | Commercial | Com - Retail (Small) | Lighting | No | Lighting - Compact Fluorescent Lamp (Basic High - Indoor) | 0.419 | 0.90194 | 1.4432 | 2.0391 | 2.6806 | 2.2617 | 1.7787 | 1.2375 | 0.64155 | 0 | 0 | 0
PG&E | MW | Commercial | Com - Retail (Small) | Lighting | No | Lighting - Compact Fluorescent Lamp (Basic Low - Indoor) | 1.5004 | 3.1362 | 4.8934 | 6.7588 | 8.7041 | 7.2037 | 5.5679 | 3.8107 | 1.9453 | 0 | 0 | 0
PG&E | MW | Commercial | Com - Retail (Small) | Lighting | No | Lighting - Exit Fixture (LED) | 0.16068 | 0.31337 | 0.44647 | 0.55683 | 0.64665 | 0.71988 | 0.64756 | 0.57402 | 0.51337 | 0.46841 | 0.43751 | 0.4176
PG&E | MW | Commercial | Com - Retail (Small) | Lighting | No | Lighting - Halogen Lamp (A-Line) | 0.0014181 | 0.0031663 | 0.003846 | 0.0045814 | 0.0053789 | 0.0028953 | 0 | 0 | 0 | 0 | 0 | 0
PG&E | MW | Commercial | Com - Retail (Small) | Lighting | No | Lighting - Halogen Lamp (Reflector) | 0.0005543 | 0.0012251 | 0.0014564 | 0.0016895 | 0.0019271 | 0.0021436 | 0.0023343 | 0.0025098 | 0.0026679 | 0.002812 | 0.0029431 | 0.003063
PG&E | MW | Commercial | Com - Retail (Small) | Lighting | No | Lighting - High Bay HID to T5 | 0.30054 | 0.6268 | 0.96517 | 1.3075 | 1.6414 | 2.2236 | 2.8055 | 3.3753 | 3.9252 | 4.4484 | 4.9405 | 5.3983
PG&E | MW | Commercial | Com - Retail (Small) | Lighting | No | Lighting - Induction Fixture (Indoor) | 0.015476 | 0.034076 | 0.055678 | 0.080538 | 0.10825 | 0.13859 | 0.17116 | 0.2062 | 0.24331 | 0.28275 | 0.32429 | 0.36763
PG&E | MW | Commercial | Com - Retail (Small) | Lighting | No | Lighting - Linear Fluorescent Delamping | 0.0050128 | 0.01011 | 0.016563 | 0.024418 | 0.033487 | 0 | 0 | 0 | 0 | 0 | 0 | 0
PG&E | MW | Commercial | Com - Retail (Small) | Lighting | No | Lighting - Linear Fluorescent Fixture (Low Wattage T8) | 0.16092 | 0.42957 | 0.67525 | 0.97282 | 1.2987 | 1.6457 | 2.0065 | 2.3798 | 2.7603 | 3.1482 | 3.5367 | 3.9138
PG&E | MW | Commercial | Com - Retail (Small) | Lighting | No | Lighting - Plug-In Fixture (Compact Fluorescent) | 0.21779 | 0.4334 | 0.65021 | 0.86819 | 1.0873 | 1.0873 | 1.0873 | 1.0873 | 1.0873 | 1.0873 | 1.0873 | 1.0873
PG&E | MW | Commercial | Com - Retail (Small) | Lighting | No | Lighting - Plug-In Fixture (Induction) | 0 | 0.042006 | 0.093475 | 0.15151 | 0.21374 | 0.27874 | 0.34526 | 0.41381 | 0.48369 | 0.5557 | 0.62961 | 0.7052
PG&E | MW | Commercial | Com - Retail (Small) | Lighting | No | Lighting - Plug-In Fixture (Linear Fluorescent) | 0.62808 | 1.3111 | 2.0365 | 2.8042 | 3.6006 | 3.6006 | 3.6006 | 3.6006 | 3.6006 | 3.6006 | 3.6006 | 3.6006
PG&E | MW | Commercial | Com - Retail (Small) | Lighting | No | Lighting - Plug-In Fixture (PSMH with Electronic Ballast) | 0.10907 | 0.21414 | 0.31025 | 0.40389 | 0.49514 | 0.58466 | 0.67256 | 0.76007 | 0.84695 | 0.93417 | 1.0217 | 1.1093
PG&E | MW | Commercial | Com - Retail (Small) | Lighting | No | Lighting - Plug-In Fixture (PSMH) | 0.11552 | 0.22696 | 0.33198 | 0.43257 | 0.52913 | 0.62256 | 0.71315 | 0.80216 | 0.88948 | 0.97608 | 1.062 | 1.1472
PG&E | MW | Commercial | Com - Retail (Small) | SHW | No | SHW - EF Rated Instantaneous Water Heater (Electric) | 7.2126e-05 | 0.0001566 | 0.0002525 | 0.0003605 | 0.00047843 | 0.00060495 | 0.00073824 | 0.00087902 | 0.0010256 | 0.001179 | 0.0013383 | 0.0015025
PG&E | MW | Commercial | Com - Retail (Small) | SHW | No | SHW - EF Rated Storage Water Heater (Electric) | 6.3061e-05 | 0.0001357 | 0.0001357 | 0.0001357 | 0.0001357 | 0.0001357 | 0.0001357 | 0.0001357 | 0.0001357 | 0.0001357 | 0.0001357 | 0.0001357
PG&E | MW | Commercial | Com - Retail (Small) | Service | No | HVAC - Comprehensive Rooftop Unit Quality Maintenance | 4.4261e-08 | 8.6574e-08 | 1.2996e-07 | 1.7404e-07 | 2.1823e-07 | 2.6198e-07 | 3.0474e-07 | 3.4595e-07 | 3.8511e-07 | 4.2175e-07 | 4.556e-07 | 4.4221e-07
PG&E | MW | Commercial | Com - Retail (Small) | Service | No | Service - HVAC Fault Detection & Diagnositics | 0.00013428 | 0.00032152 | 0.00050315 | 0.00068164 | 0.00085473 | 0.0010222 | 0.0011831 | 0.0013397 | 0.0014912 | 0.0016397 | 0.0017883 | 0.0019343
PG&E | MW | Commercial | Com - Retail (Small) | Service | No | Service - Retro-Commissioning (Electric) | 0.0027923 | 0.0050261 | 0.0068132 | 0.0082429 | 0.0093866 | 0.010302 | 0.0082413 | 0.006593 | 0.0052744 | 0.0042195 | 0.0033756 | 0.0027005
PG&E | MW | Commercial | Com - Retail (Small) | WholeBlg | No | HVAC - Energy Management System | 9.7529e-05 | 0.00020658 | 0.00030898 | 0.00040535 | 0.00049497 | 0.00057801 | 0.0006546 | 0.0007267 | 0.00079703 | 0.00086661 | 0.00093533 | 0.0010031
PG&E | MW | Commercial | Com - Retail (Small) | WholeBlg | No | WholeBlg - Com NC Level 2 | 0.0076642 | 0 | 0 | 0 | 0 | 0 | 0 | 0 | 0 | 0 | 0 | 0
PG&E | MW | Commercial | Com - Retail (Small) | WholeBlg | No | WholeBlg - Com NC Level 3 | 0.0054588 | 0.0054588 | 0.0054588 | 0.0054588 | 0.0054588 | 0.0054588 | 0.0054588 | 0 | 0 | 0 | 0 | 0
PG&E | MW | Commercial | Com - Retail (Small) | WholeBlg | No | WholeBlg - Com NC ZNE | 0.0004996 | 0.0004996 | 0.0004996 | 0.0004996 | 0.0036131 | 0.009532 | 0.018493 | 0.031488 | 0.048543 | 0.070371 | 0.069996 | 0.069996
PG&E | MW | Commercial | Com - Retail (Small) | WholeBlg | No | WholeBlg - Com RET Level 1 | 0.084381 | 0.20069 | 0.3514 | 0.53918 | 0.76673 | 1.0369 | 1.3524 | 1.716 | 2.1301 | 2.5971 | 3.1188 | 3.6967
PG&E | MW | Commercial | Com - Retail (Small) | WholeBlg | No | WholeBlg - Com RET Level 2 | 0.15331 | 0.36211 | 0.63061 | 0.96368 | 1.3662 | 1.8432 | 2.3998 | 3.041 | 3.7713 | 4.5953 | 5.5162 | 6.5371
PG&E | MW | Commercial | Com - Storage (Conditioned) | AppPlug | No | AppPlug - Desktop Computer (Com - Power Management) | 0.032001 | 0.065283 | 0.099906 | 0.13565 | 0.17178 | 0.20749 | 0.20994 | 0.20937 | 0.20518 | 0.19755 | 0.18717 | 0.1749
PG&E | MW | Commercial | Com - Storage (Conditioned) | AppPlug | No | AppPlug - Occupancy Sensor Plug Strip | 0.021495 | 0.045497 | 0.070495 | 0.09075 | 0.11066 | 0.1302 | 0.14893 | 0.16736 | 0.18501 | 0.18625 | 0.18479 | 0.18181
PG&E | MW | Commercial | Com - Storage (Conditioned) | BldgEnv | No | BldgEnv - Wall Spray On Insulation | 0.51741 | 0.96179 | 1.3232 | 1.6172 | 1.8581 | 2.071 | 2.2733 | 1.9481 | 1.6863 | 1.4982 | 1.3691 | 1.2847
PG&E | MW | Commercial | Com - Storage (Conditioned) | BldgEnv | No | BldgEnv - Window Film | 0 | 0 | 0 | 0 | 0 | 0 | 0 | 0 | 0.018514 | 0.059479 | 0.11631 | 0.18195
PG&E | MW | Commercial | Com - Storage (Conditioned) | ComRefrig | No | ComRefrig - Strip Curtain for Walk In Refrigerator | 0.0343 | 0.068552 | 0.10485 | 0.14172 | 0.17697 | 0.17408 | 0.16593 | 0.15 | 0.12814 | 0.10337 | 0.079586 | 0.059206
PG&E | MW | Commercial | Com - Storage (Conditioned) | HVAC | No | HVAC - Direct Evaporative Cooler | 0.066942 | 0.14513 | 0.23552 | 0.33921 | 0.45686 | 0.58898 | 0.7358 | 0.89776 | 1.0746 | 1.2665 | 1.4726 | 1.6946
PG&E | MW | Commercial | Com - Storage (Conditioned) | HVAC | No | HVAC - SEER Rated Package Rooftop AC (SEER 14) | 0.01533 | 0.033814 | 0.033814 | 0.033814 | 0.033814 | 0.033814 | 0.033814 | 0.033814 | 0.033814 | 0.033814 | 0.033814 | 0.033814
PG&E | MW | Commercial | Com - Storage (Conditioned) | HVAC | No | HVAC - SEER Rated Package Rooftop AC (SEER 15) | 0.025372 | 0.055299 | 0.07136 | 0.089745 | 0.11041 | 0.13336 | 0.15851 | 0.18594 | 0.21556 | 0.24754 | 0.2818 | 0.31823
PG&E | MW | Commercial | Com - Storage (Conditioned) | HVAC | No | HVAC - SEER Rated Package Rooftop HP (SEER 14) | 0.0027556 | 0.0060416 | 0.0060416 | 0.0060416 | 0.0060416 | 0.0060416 | 0.0060416 | 0.0060416 | 0.0060416 | 0.0060416 | 0.0060416 | 0.0060416
PG&E | MW | Commercial | Com - Storage (Conditioned) | HVAC | No | HVAC - SEER Rated Package Rooftop HP (SEER 15) | 0.010981 | 0.024145 | 0.031298 | 0.039626 | 0.049089 | 0.059687 | 0.071371 | 0.084255 | 0.098271 | 0.11354 | 0.13002 | 0.14764
PG&E | MW | Commercial | Com - Storage (Conditioned) | HVAC | No | HVAC - SEER Rated Split System AC (SEER 14) | 0.0075481 | 0.016274 | 0.026038 | 0.026038 | 0.026038 | 0.026038 | 0.026038 | 0.026038 | 0.026038 | 0.026038 | 0.026038 | 0.026038
PG&E | MW | Commercial | Com - Storage (Conditioned) | HVAC | No | HVAC - SEER Rated Split System AC (SEER 15) | 0.00093856 | 0.0021411 | 0.0028231 | 0.003638 | 0.0045802 | 0.0056485 | 0.0068378 | 0.0081536 | 0.0095893 | 0.011152 | 0.012837 | 0.014653
PG&E | MW | Commercial | Com - Storage (Conditioned) | HVAC | No | HVAC - SEER Rated Split System HP (SEER 14) | 0.024378 | 0.053632 | 0.058252 | 0.063625 | 0.069723 | 0.07654 | 0.084042 | 0.092294 | 0.10125 | 0.11098 | 0.12145 | 0.13263
PG&E | MW | Commercial | Com - Storage (Conditioned) | HVAC | No | HVAC - SEER Rated Split System HP (SEER 15) | 0.0077715 | 0.017 | 0.021974 | 0.027719 | 0.034202 | 0.041417 | 0.049326 | 0.057997 | 0.067383 | 0.077563 | 0.088509 | 0.10018
PG&E | MW | Commercial | Com - Storage (Conditioned) | Lighting | Yes | Lighting - LED Fixture (Replacing T8) - Emerging | 0 | 0.0031011 | 0.009882 | 0.021589 | 0.039076 | 0.063514 | 0.095648 | 0.13735 | 0.1889 | 0.25207 | 0.32768 | 0.41602
PG&E | MW | Commercial | Com - Storage (Conditioned) | Lighting | Yes | Lighting - LED Lamp (Basic High - Indoor) - Emerging | 0.00016642 | 0.00040234 | 0.00072835 | 0.0011659 | 0.0016574 | 0.0017268 | 0.0015966 | 0.0013943 | 0.0011437 | 0.00072374 | 0.00090723 | 0.0011148
PG&E | MW | Commercial | Com - Storage (Conditioned) | Lighting | Yes | Lighting - LED Lamp (Basic Low - Indoor) - Emerging | 0.00092857 | 0.0024527 | 0.0045176 | 0.0070997 | 0.010249 | 0.01082 | 0.010185 | 0.0091782 | 0.0078571 | 0.0055393 | 0.0069858 | 0.0087304
PG&E | MW | Commercial | Com - Storage (Conditioned) | Lighting | Yes | Lighting - LED Plug-In Indoor Fixture - Emerging | 0.010132 | 0.023018 | 0.038989 | 0.058628 | 0.082124 | 0.083734 | 0.085811 | 0.088438 | 0.091651 | 0.095545 | 0.10015 | 0.1055
PG&E | MW | Commercial | Com - Storage (Conditioned) | Lighting | No | Lighting - Cold Cathode Lamp | 0.0034407 | 0.0070273 | 0.010742 | 0.01461 | 0.018596 | 0.018596 | 0.018596 | 0.018596 | 0.018596 | 0.015155 | 0.011568 | 0.0078536
PG&E | MW | Commercial | Com - Storage (Conditioned) | Lighting | No | Lighting - Compact Fluorescent Fixture (Indoor) | 0.016119 | 0.033231 | 0.05132 | 0.07047 | 0.090587 | 0.074468 | 0.057356 | 0.039267 | 0.020117 | 0 | 0 | 0
PG&E | MW | Commercial | Com - Storage (Conditioned) | Lighting | No | Lighting - Compact Fluorescent Lamp (Basic High - Indoor) | 0.010842 | 0.021945 | 0.033238 | 0.044711 | 0.056336 | 0.045494 | 0.034391 | 0.023098 | 0.011625 | 0 | 0 | 0
PG&E | MW | Commercial | Com - Storage (Conditioned) | Lighting | No | Lighting - Compact Fluorescent Lamp (Basic Low - Indoor) | 0.032335 | 0.068495 | 0.10805 | 0.1507 | 0.19572 | 0.16339 | 0.12723 | 0.087671 | 0.045025 | 0 | 0 | 0
PG&E | MW | Commercial | Com - Storage (Conditioned) | Lighting | No | Lighting - Exit Fixture (LED) | 0.089797 | 0.17517 | 0.24971 | 0.31162 | 0.36215 | 0.40349 | 0.36352 | 0.32266 | 0.28889 | 0.26381 | 0.24648 | 0.23522
PG&E | MW | Commercial | Com - Storage (Conditioned) | Lighting | No | Lighting - Halogen Lamp (A-Line) | 0.00073155 | 0.001633 | 0.0019828 | 0.0023614 | 0.0027718 | 0.0014918 | 0 | 0 | 0 | 0 | 0 | 0
PG&E | MW | Commercial | Com - Storage (Conditioned) | Lighting | No | Lighting - Halogen Lamp (Reflector) | 0.000286 | 0.00063194 | 0.00075093 | 0.00087085 | 0.00099296 | 0.0011037 | 0.0012012 | 0.0012912 | 0.0013722 | 0.001446 | 0.0015132 | 0.0015746
PG&E | MW | Commercial | Com - Storage (Conditioned) | Lighting | No | Lighting - High Bay HID to T5 | 0.059608 | 0.14154 | 0.22095 | 0.29893 | 0.37465 | 0.50056 | 0.64343 | 0.78236 | 0.918 | 1.0506 | 1.18 | 1.3058
PG&E | MW | Commercial | Com - Storage (Conditioned) | Lighting | No | Lighting - Induction Fixture (Indoor) | 0.0061795 | 0.013447 | 0.021751 | 0.031177 | 0.041558 | 0.052813 | 0.064798 | 0.077602 | 0.091083 | 0.10534 | 0.12029 | 0.13584
PG&E | MW | Commercial | Com - Storage (Conditioned) | Lighting | No | Lighting - Linear Fluorescent Delamping | 0.0014163 | 0.0028566 | 0.0046784 | 0.0068949 | 0.0068949 | 0 | 0 | 0 | 0 | 0 | 0 | 0
PG&E | MW | Commercial | Com - Storage (Conditioned) | Lighting | No | Lighting - Linear Fluorescent Fixture (Low Wattage T8) | 0.021491 | 0.046252 | 0.073766 | 0.10395 | 0.13609 | 0.16972 | 0.2043 | 0.23981 | 0.27583 | 0.31242 | 0.34931 | 0.38627
PG&E | MW | Commercial | Com - Storage (Conditioned) | Lighting | No | Lighting - Plug-In Fixture (Compact Fluorescent) | 0.14637 | 0.29306 | 0.43964 | 0.5873 | 0.73466 | 0.73466 | 0.73466 | 0.73466 | 0.73466 | 0.73466 | 0.73466 | 0.73466
PG&E | MW | Commercial | Com - Storage (Conditioned) | Lighting | No | Lighting - Plug-In Fixture (Induction) | 0 | 0 | 0 | 0 | 0.017236 | 0.038775 | 0.062816 | 0.088922 | 0.11639 | 0.14525 | 0.17523 | 0.20614
PG&E | MW | Commercial | Com - Storage (Conditioned) | Lighting | No | Lighting - Plug-In Fixture (Linear Fluorescent) | 0.28273 | 0.59017 | 0.91692 | 1.2628 | 1.6217 | 1.6217 | 1.6217 | 1.6217 | 1.6217 | 1.6217 | 1.6217 | 1.6217
PG&E | MW | Commercial | Com - Storage (Conditioned) | Lighting | No | Lighting - Plug-In Fixture (PSMH with Electronic Ballast) | 0.05087 | 0.10482 | 0.15843 | 0.21259 | 0.26235 | 0.30781 | 0.35129 | 0.39378 | 0.43547 | 0.47702 | 0.51849 | 0.55993
PG&E | MW | Commercial | Com - Storage (Conditioned) | Lighting | No | Lighting - Plug-In Fixture (PSMH) | 0.053698 | 0.11091 | 0.16791 | 0.22554 | 0.27853 | 0.32892 | 0.37633 | 0.42194 | 0.46608 | 0.50946 | 0.55222 | 0.59446
PG&E | MW | Commercial | Com - Storage (Conditioned) | SHW | No | SHW - EF Rated Instantaneous Water Heater (Electric) | 9.8905e-06 | 2.1476e-05 | 3.4634e-05 | 4.9459e-05 | 6.5652e-05 | 8.3027e-05 | 0.00010133 | 0.00012066 | 0.0001408 | 0.00016187 | 0.00018375 | 0.00020632
PG&E | MW | Commercial | Com - Storage (Conditioned) | SHW | No | SHW - EF Rated Storage Water Heater (Electric) | 8.0854e-06 | 1.7398e-05 | 1.7398e-05 | 1.7398e-05 | 1.7398e-05 | 1.7398e-05 | 1.7398e-05 | 1.7398e-05 | 1.7398e-05 | 1.7398e-05 | 1.7398e-05 | 1.7398e-05
PG&E | MW | Commercial | Com - Storage (Conditioned) | Service | No | HVAC - Comprehensive Rooftop Unit Quality Maintenance | 2.2826e-08 | 4.4647e-08 | 6.7023e-08 | 8.9756e-08 | 1.1254e-07 | 1.3511e-07 | 1.5716e-07 | 1.7841e-07 | 1.9861e-07 | 2.175e-07 | 2.3496e-07 | 2.2806e-07
PG&E | MW | Commercial | Com - Storage (Conditioned) | Service | No | Service - HVAC Fault Detection & Diagnositics | 6.9279e-05 | 0.00016584 | 0.00025951 | 0.00035156 | 0.00044101 | 0.00052772 | 0.00061125 | 0.00069278 | 0.00077192 | 0.00084985 | 0.00092648 | 0.0010018
PG&E | MW | Commercial | Com - Storage (Conditioned) | Service | No | Service - Retro-Commissioning (Electric) | 0.00144 | 0.0025921 | 0.0035137 | 0.004251 | 0.0048408 | 0.0053127 | 0.0042501 | 0.0034001 | 0.0027201 | 0.0021761 | 0.0017409 | 0.0013927
PG&E | MW | Commercial | Com - Storage (Conditioned) | WholeBlg | No | HVAC - Energy Management System | 5.0297e-05 | 0.00010654 | 0.00015935 | 0.00020904 | 0.00025526 | 0.00029809 | 0.00033759 | 0.00037477 | 0.00041104 | 0.00044693 | 0.00048236 | 0.00051731
PG&E | MW | Commercial | Com - Storage (Conditioned) | WholeBlg | No | WholeBlg - Com RET Level 1 | 0.015019 | 0.035621 | 0.062201 | 0.095177 | 0.13497 | 0.18204 | 0.2368 | 0.29969 | 0.3711 | 0.45136 | 0.54076 | 0.63951
PG&E | MW | Commercial | Com - Storage (Conditioned) | WholeBlg | No | WholeBlg - Com RET Level 2 | 0.027897 | 0.06584 | 0.11455 | 0.17486 | 0.24761 | 0.33366 | 0.43386 | 0.54908 | 0.68009 | 0.82764 | 0.99231 | 1.1746
PG&E | MW | Commercial | Com - Storage (Unconditioned) | AppPlug | No | AppPlug - Desktop Computer (Com - Power Management) | 0.080003 | 0.16321 | 0.24976 | 0.33913 | 0.42944 | 0.51873 | 0.52486 | 0.52343 | 0.51296 | 0.49387 | 0.46792 | 0.43726
PG&E | MW | Commercial | Com - Storage (Unconditioned) | AppPlug | No | AppPlug - Occupancy Sensor Plug Strip | 0.053738 | 0.11374 | 0.17624 | 0.22687 | 0.27664 | 0.3255 | 0.37232 | 0.4184 | 0.46252 | 0.46563 | 0.46198 | 0.45451
PG&E | MW | Commercial | Com - Storage (Unconditioned) | BldgEnv | No | BldgEnv - Window Film | 0 | 0 | 0 | 0 | 0 | 0 | 0 | 0 | 0.065073 | 0.20912 | 0.40905 | 0.64006
PG&E | MW | Commercial | Com - Storage (Unconditioned) | Lighting | Yes | Lighting - LED Fixture (Replacing T8) - Emerging | 0 | 0.0064488 | 0.020364 | 0.044323 | 0.08006 | 0.12982 | 0.195 | 0.27926 | 0.38323 | 0.51047 | 0.6627 | 0.8405
PG&E | MW | Commercial | Com - Storage (Unconditioned) | Lighting | Yes | Lighting - LED Lamp (Basic High - Indoor) - Emerging | 0.00035236 | 0.00084961 | 0.00153 | 0.0024344 | 0.0034371 | 0.0035784 | 0.0032982 | 0.0028734 | 0.0023505 | 0.0014758 | 0.0018398 | 0.00225
PG&E | MW | Commercial | Com - Storage (Unconditioned) | Lighting | Yes | Lighting - LED Lamp (Basic Low - Indoor) - Emerging | 0.0019323 | 0.0050922 | 0.0093055 | 0.01456 | 0.020946 | 0.022098 | 0.020744 | 0.018666 | 0.015946 | 0.011151 | 0.014006 | 0.017448
PG&E | MW | Commercial | Com - Storage (Unconditioned) | Lighting | Yes | Lighting - LED Plug-In Indoor Fixture - Emerging | 0.021151 | 0.04809 | 0.081444 | 0.12241 | 0.17132 | 0.17466 | 0.17895 | 0.18438 | 0.191 | 0.19901 | 0.20846 | 0.21942
PG&E | MW | Commercial | Com - Storage (Unconditioned) | Lighting | No | Lighting - Cold Cathode Lamp | 0.0065179 | 0.013335 | 0.020409 | 0.027788 | 0.0354 | 0.0354 | 0.0354 | 0.0354 | 0.0354 | 0.028882 | 0.022065 | 0.01499
PG&E | MW | Commercial | Com - Storage (Unconditioned) | Lighting | No | Lighting - Compact Fluorescent Fixture (Indoor) | 0.032176 | 0.066425 | 0.1027 | 0.14119 | 0.18167 | 0.1495 | 0.11525 | 0.078969 | 0.040486 | 0 | 0 | 0
PG&E | MW | Commercial | Com - Storage (Unconditioned) | Lighting | No | Lighting - Compact Fluorescent Lamp (Basic High - Indoor) | 0.021816 | 0.044096 | 0.066709 | 0.089648 | 0.11287 | 0.091057 | 0.068778 | 0.046165 | 0.023225 | 0 | 0 | 0
PG&E | MW | Commercial | Com - Storage (Unconditioned) | Lighting | No | Lighting - Compact Fluorescent Lamp (Basic Low - Indoor) | 0.065037 | 0.13763 | 0.21695 | 0.30238 | 0.39251 | 0.32747 | 0.25488 | 0.17556 | 0.090126 | 0 | 0 | 0
PG&E | MW | Commercial | Com - Storage (Unconditioned) | Lighting | No | Lighting - Exit Fixture (LED) | 0.15804 | 0.30827 | 0.43932 | 0.54809 | 0.63675 | 0.70917 | 0.63847 | 0.56637 | 0.50685 | 0.46267 | 0.43224 | 0.41253
PG&E | MW | Commercial | Com - Storage (Unconditioned) | Lighting | No | Lighting - Halogen Lamp (A-Line) | 0.0018279 | 0.0040824 | 0.0049607 | 0.0059112 | 0.0069422 | 0.0037372 | 0 | 0 | 0 | 0 | 0 | 0
PG&E | MW | Commercial | Com - Storage (Unconditioned) | Lighting | No | Lighting - Halogen Lamp (Reflector) | 0.00071428 | 0.0015792 | 0.0018783 | 0.00218 | 0.0024876 | 0.00277 | 0.0030187 | 0.0032469 | 0.0034528 | 0.00364 | 0.0038105 | 0.0039664
PG&E | MW | Commercial | Com - Storage (Unconditioned) | Lighting | No | Lighting - High Bay HID to T5 | 0.11898 | 0.28487 | 0.44585 | 0.60413 | 0.75802 | 1.0121 | 1.3022 | 1.5846 | 1.8606 | 2.1307 | 2.3946 | 2.6515
PG&E | MW | Commercial | Com - Storage (Unconditioned) | Lighting | No | Lighting - Induction Fixture (Indoor) | 0.011789 | 0.025697 | 0.041622 | 0.059746 | 0.079772 | 0.10152 | 0.12472 | 0.14953 | 0.17568 | 0.20336 | 0.23242 | 0.26266
PG&E | MW | Commercial | Com - Storage (Unconditioned) | Lighting | No | Lighting - Linear Fluorescent Delamping | 0.0026689 | 0.0053828 | 0.0088162 | 0.012994 | 0.017817 | 0 | 0 | 0 | 0 | 0 | 0 | 0
PG&E | MW | Commercial | Com - Storage (Unconditioned) | Lighting | No | Lighting - Linear Fluorescent Fixture (Low Wattage T8) | 0.043231 | 0.093021 | 0.14828 | 0.20887 | 0.27334 | 0.34073 | 0.40997 | 0.48102 | 0.55302 | 0.62614 | 0.69981 | 0.77359
PG&E | MW | Commercial | Com - Storage (Unconditioned) | Lighting | No | Lighting - Plug-In Fixture (Compact Fluorescent) | 0.29669 | 0.59385 | 0.89044 | 1.1889 | 1.4865 | 1.4865 | 1.4865 | 1.4865 | 1.4865 | 1.4865 | 1.4865 | 1.4865
PG&E | MW | Commercial | Com - Storage (Unconditioned) | Lighting | No | Lighting - Plug-In Fixture (Induction) | 0.056535 | 0.1136 | 0.17131 | 0.23073 | 0.29114 | 0.35236 | 0.41399 | 0.47689 | 0.54066 | 0.60616 | 0.67324 | 0.74175
PG&E | MW | Commercial | Com - Storage (Unconditioned) | Lighting | No | Lighting - Plug-In Fixture (Linear Fluorescent) | 0.56353 | 1.1785 | 1.8333 | 2.5274 | 3.2481 | 3.2481 | 3.2481 | 3.2481 | 3.2481 | 3.2481 | 3.2481 | 3.2481
PG&E | MW | Commercial | Com - Storage (Unconditioned) | Lighting | No | Lighting - Plug-In Fixture (PSMH with Electronic Ballast) | 0.072978 | 0.15047 | 0.22766 | 0.30574 | 0.38377 | 0.46152 | 0.53858 | 0.61571 | 0.69255 | 0.76984 | 0.84745 | 0.92527
PG&E | MW | Commercial | Com - Storage (Unconditioned) | Lighting | No | Lighting - Plug-In Fixture (PSMH) | 0.078902 | 0.16249 | 0.24501 | 0.32751 | 0.40896 | 0.48918 | 0.5678 | 0.64558 | 0.7222 | 0.79842 | 0.87416 | 0.94938
PG&E | MW | Commercial | Com - Storage (Unconditioned) | SHW | No | SHW - EF Rated Instantaneous Water Heater (Electric) | 1.9552e-05 | 4.2457e-05 | 6.8457e-05 | 9.7731e-05 | 0.00012969 | 0.00016398 | 0.0002001 | 0.00023826 | 0.00027799 | 0.00031957 | 0.00036274 | 0.00040726
PG&E | MW | Commercial | Com - Storage (Unconditioned) | SHW | No | SHW - EF Rated Storage Water Heater (Electric) | 1.5969e-05 | 3.4362e-05 | 3.4362e-05 | 3.4362e-05 | 3.4362e-05 | 3.4362e-05 | 3.4362e-05 | 3.4362e-05 | 3.4362e-05 | 3.4362e-05 | 3.4362e-05 | 3.4362e-05
PG&E | MW | Commercial | Com - Storage (Unconditioned) | Service | No | HVAC - Comprehensive Rooftop Unit Quality Maintenance | 5.7066e-08 | 1.1162e-07 | 1.6756e-07 | 2.2439e-07 | 2.8136e-07 | 3.3777e-07 | 3.929e-07 | 4.4603e-07 | 4.9652e-07 | 5.4376e-07 | 5.874e-07 | 5.7014e-07
PG&E | MW | Commercial | Com - Storage (Unconditioned) | Service | No | Service - HVAC Fault Detection & Diagnositics | 0.0001732 | 0.00041461 | 0.00064878 | 0.00087891 | 0.0011025 | 0.0013193 | 0.0015281 | 0.0017319 | 0.0019298 | 0.0021246 | 0.0023162 | 0.0025044
PG&E | MW | Commercial | Com - Storage (Unconditioned) | Service | No | Service - Retro-Commissioning (Electric) | 0.0036001 | 0.0064802 | 0.0087842 | 0.010627 | 0.012102 | 0.013282 | 0.010625 | 0.0085003 | 0.0068002 | 0.0054402 | 0.0043522 | 0.0034817
PG&E | MW | Commercial | Com - Storage (Unconditioned) | WholeBlg | No | HVAC - Energy Management System | 0.00012574 | 0.00026634 | 0.00039836 | 0.00052261 | 0.00063816 | 0.00074522 | 0.00084397 | 0.00093693 | 0.0010276 | 0.0011173 | 0.0012059 | 0.0012933
PG&E | MW | Commercial | Com - Storage (Unconditioned) | WholeBlg | No | WholeBlg - Com NC Level 2 | 0.0096884 | 0 | 0 | 0 | 0 | 0 | 0 | 0 | 0 | 0 | 0 | 0
PG&E | MW | Commercial | Com - Storage (Unconditioned) | WholeBlg | No | WholeBlg - Com NC Level 3 | 0.007544 | 0.007544 | 0.007544 | 0.007544 | 0.007544 | 0.007544 | 0.007544 | 0 | 0 | 0 | 0 | 0
PG&E | MW | Commercial | Com - Storage (Unconditioned) | WholeBlg | No | WholeBlg - Com RET Level 1 | 0.019774 | 0.046733 | 0.081427 | 0.12444 | 0.1764 | 0.23796 | 0.30978 | 0.39251 | 0.48674 | 0.593 | 0.71172 | 0.84319
PG&E | MW | Commercial | Com - Storage (Unconditioned) | WholeBlg | No | WholeBlg - Com RET Level 2 | 0.027679 | 0.065339 | 0.1137 | 0.17355 | 0.24574 | 0.33109 | 0.43043 | 0.54459 | 0.67431 | 0.82028 | 0.98305 | 1.163
PG&E | MW | Commercial | Com - Warehouse (Refrigerated) | AppPlug | No | AppPlug - Desktop Computer (Com - Power Management) | 0.014746 | 0.030083 | 0.046037 | 0.062509 | 0.079155 | 0.095613 | 0.096742 | 0.096478 | 0.094549 | 0.09103 | 0.086247 | 0.080596
PG&E | MW | Commercial | Com - Warehouse (Refrigerated) | AppPlug | No | AppPlug - Occupancy Sensor Plug Strip | 0.009905 | 0.020965 | 0.032484 | 0.041818 | 0.05099 | 0.059996 | 0.068626 | 0.077121 | 0.085252 | 0.085825 | 0.085153 | 0.083776
PG&E | MW | Commercial | Com - Warehouse (Refrigerated) | BldgEnv | No | BldgEnv - Wall Spray On Insulation | 0.16224 | 0.2899 | 0.39981 | 0.49868 | 0.59261 | 0.68184 | 0.76661 | 0.68491 | 0.63375 | 0.59653 | 0.5667 | 0.53837
PG&E | MW | Commercial | Com - Warehouse (Refrigerated) | BldgEnv | No | BldgEnv - Window Film | 0 | 0 | 0 | 0 | 0 | 0 | 0 | 0 | 0.0084931 | 0.027293 | 0.053388 | 0.083539
PG&E | MW | Commercial | Com - Warehouse (Refrigerated) | ComRefrig | No | ComRefrig - Strip Curtain for Walk In Refrigerator | 0.015805 | 0.031589 | 0.048315 | 0.065307 | 0.081548 | 0.080217 | 0.076461 | 0.069118 | 0.059046 | 0.047631 | 0.036673 | 0.027282
PG&E | MW | Commercial | Com - Warehouse (Refrigerated) | Lighting | Yes | Lighting - LED Fixture (Replacing T8) - Emerging | 0.003131 | 0.0076532 | 0.014038 | 0.022952 | 0.034737 | 0.049878 | 0.068592 | 0.091695 | 0.11932 | 0.15238 | 0.19124 | 0.23661
PG&E | MW | Commercial | Com - Warehouse (Refrigerated) | Lighting | Yes | Lighting - LED Lamp (Basic High - Indoor) - Emerging | 0.00011801 | 0.0002803 | 0.00049057 | 0.00073883 | 0.0010086 | 0.0010461 | 0.00094479 | 0.00080857 | 0.00066004 | 0.00039302 | 0.00047422 | 0.0005638
PG&E | MW | Commercial | Com - Warehouse (Refrigerated) | Lighting | Yes | Lighting - LED Lamp (Basic Low - Indoor) - Emerging | 0.00058842 | 0.0014986 | 0.0026373 | 0.0040332 | 0.0056929 | 0.005986 | 0.0055449 | 0.0049474 | 0.0041752 | 0.0027741 | 0.0033998 | 0.0041489
PG&E | MW | Commercial | Com - Warehouse (Refrigerated) | Lighting | Yes | Lighting - LED Plug-In Indoor Fixture - Emerging | 0.0054556 | 0.012415 | 0.021032 | 0.031625 | 0.044255 | 0.04511 | 0.046198 | 0.047564 | 0.049218 | 0.051208 | 0.053547 | 0.056248
PG&E | MW | Commercial | Com - Warehouse (Refrigerated) | Lighting | No | Lighting - Cold Cathode Lamp | 0.0025227 | 0.0051621 | 0.0079081 | 0.010771 | 0.013733 | 0.013733 | 0.01121 | 0.0085709 | 0.005825 | 0.002962 | 0 | 0
PG&E | MW | Commercial | Com - Warehouse (Refrigerated) | Lighting | No | Lighting - Compact Fluorescent Fixture (Indoor) | 0.0075574 | 0.015725 | 0.024483 | 0.033877 | 0.043838 | 0.036281 | 0.028114 | 0.019355 | 0.0099609 | 0 | 0 | 0
PG&E | MW | Commercial | Com - Warehouse (Refrigerated) | Lighting | No | Lighting - Compact Fluorescent Lamp (Basic High - Indoor) | 0.0053003 | 0.010639 | 0.016 | 0.021415 | 0.026872 | 0.021572 | 0.016233 | 0.010872 | 0.0054567 | 0 | 0 | 0
PG&E | MW | Commercial | Com - Warehouse (Refrigerated) | Lighting | No | Lighting - Compact Fluorescent Lamp (Basic Low - Indoor) | 0.015865 | 0.033382 | 0.052402 | 0.072789 | 0.094198 | 0.078332 | 0.060816 | 0.041796 | 0.021409 | 0 | 0 | 0
PG&E | MW | Commercial | Com - Warehouse (Refrigerated) | Lighting | No | Lighting - Halogen Lamp (A-Line) | 0.00033694 | 0.00075249 | 0.00091436 | 0.0010896 | 0.0012796 | 0.00068885 | 0 | 0 | 0 | 0 | 0 | 0
PG&E | MW | Commercial | Com - Warehouse (Refrigerated) | Lighting | No | Lighting - Halogen Lamp (Reflector) | 0.00013166 | 0.00029109 | 0.00034621 | 0.00040181 | 0.00045851 | 0.00051057 | 0.0005564 | 0.00059846 | 0.00063642 | 0.00067093 | 0.00070236 | 0.00073108
PG&E | MW | Commercial | Com - Warehouse (Refrigerated) | Lighting | No | Lighting - High Bay HID to T5 | 0.025802 | 0.065688 | 0.10467 | 0.14335 | 0.18121 | 0.24088 | 0.31181 | 0.38132 | 0.44975 | 0.51719 | 0.58349 | 0.6484
PG&E | MW | Commercial | Com - Warehouse (Refrigerated) | Lighting | No | Lighting - Induction Fixture (Indoor) | 0.0031569 | 0.0069129 | 0.011242 | 0.016193 | 0.021684 | 0.027666 | 0.03406 | 0.04091 | 0.048137 | 0.055796 | 0.063836 | 0.072207
PG&E | MW | Commercial | Com - Warehouse (Refrigerated) | Lighting | No | Lighting - Linear Fluorescent Delamping | 0.00039873 | 0.00080413 | 0.001318 | 0.001944 | 0.0026667 | 0 | 0 | 0 | 0 | 0 | 0 | 0
PG&E | MW | Commercial | Com - Warehouse (Refrigerated) | Lighting | No | Lighting - Linear Fluorescent Fixture (Low Wattage T8) | 0.011905 | 0.024927 | 0.038839 | 0.053676 | 0.069074 | 0.084823 | 0.10068 | 0.1167 | 0.13271 | 0.14879 | 0.16483 | 0.18052
PG&E | MW | Commercial | Com - Warehouse (Refrigerated) | Lighting | No | Lighting - Occupancy Sensor | 0 | 0 | 0 | 0 | 0.0054066 | 0.040108 | 0.073911 | 0.098033 | 0.088887 | 0.077712 | 0.068531 | 0.061772
PG&E | MW | Commercial | Com - Warehouse (Refrigerated) | Lighting | No | Lighting - Plug-In Fixture (Compact Fluorescent) | 0.072654 | 0.1452 | 0.21738 | 0.2899 | 0.36195 | 0.36195 | 0.36195 | 0.36195 | 0.36195 | 0.36195 | 0.36195 | 0.36195
PG&E | MW | Commercial | Com - Warehouse (Refrigerated) | Lighting | No | Lighting - Plug-In Fixture (Induction) | 0.018002 | 0.036419 | 0.054944 | 0.073932 | 0.093072 | 0.11228 | 0.13141 | 0.15077 | 0.17021 | 0.19003 | 0.21018 | 0.2306
PG&E | MW | Commercial | Com - Warehouse (Refrigerated) | Lighting | No | Lighting - Plug-In Fixture (Linear Fluorescent) | 0.14556 | 0.3045 | 0.47355 | 0.6529 | 0.83872 | 0.83872 | 0.83872 | 0.83872 | 0.83872 | 0.83872 | 0.83872 | 0.83872
PG&E | MW | Commercial | Com - Warehouse (Refrigerated) | Lighting | No | Lighting - Plug-In Fixture (MH Directional) | 0 | 0 | 0 | 0 | 0.0079886 | 0.016607 | 0.029166 | 0.042419 | 0.05607 | 0.070168 | 0.084637 | 0.099429
PG&E | MW | Commercial | Com - Warehouse (Refrigerated) | Lighting | No | Lighting - Plug-In Fixture (PSMH with Electronic Ballast) | 0.018747 | 0.038036 | 0.057092 | 0.076241 | 0.09523 | 0.11401 | 0.13249 | 0.1509 | 0.16916 | 0.1875 | 0.2059 | 0.22431
PG&E | MW | Commercial | Com - Warehouse (Refrigerated) | Lighting | No | Lighting - Plug-In Fixture (PSMH) | 0.016787 | 0.034061 | 0.051111 | 0.068202 | 0.085097 | 0.10176 | 0.11809 | 0.13431 | 0.15033 | 0.16637 | 0.18238 | 0.19837
PG&E | MW | Commercial | Com - Warehouse (Refrigerated) | Service | No | HVAC - Comprehensive Rooftop Unit Quality Maintenance | 1.0518e-08 | 2.0574e-08 | 3.0884e-08 | 4.136e-08 | 5.186e-08 | 6.2259e-08 | 7.242e-08 | 8.2212e-08 | 9.1518e-08 | 1.0023e-07 | 1.0827e-07 | 1.0509e-07
PG&E | MW | Commercial | Com - Warehouse (Refrigerated) | Service | No | Service - HVAC Fault Detection & Diagnositics | 3.1924e-05 | 7.6421e-05 | 0.00011958 | 0.000162 | 0.00020322 | 0.00024317 | 0.00028166 | 0.00031923 | 0.0003557 | 0.00039161 | 0.00042692 | 0.00046162
PG&E | MW | Commercial | Com - Warehouse (Refrigerated) | Service | No | Service - Retro-Commissioning (Electric) | 0.00066357 | 0.0011944 | 0.0016191 | 0.0019589 | 0.0022307 | 0.0024481 | 0.0019585 | 0.0015668 | 0.0012534 | 0.0010027 | 0.00080219 | 0.00064175
PG&E | MW | Commercial | Com - Warehouse (Refrigerated) | WholeBlg | No | HVAC - Energy Management System | 2.3177e-05 | 4.9092e-05 | 7.3427e-05 | 9.6328e-05 | 0.00011763 | 0.00013736 | 0.00015556 | 0.00017269 | 0.00018941 | 0.00020594 | 0.00022227 | 0.00023838
PG&E | MW | Commercial | Com - Warehouse (Refrigerated) | WholeBlg | No | WholeBlg - Com RET Level 1 | 0.0036538 | 0.0086704 | 0.015147 | 0.023191 | 0.032908 | 0.044405 | 0.057788 | 0.073159 | 0.090615 | 0.11024 | 0.1321 | 0.15626
PG&E | MW | Commercial | Com - Warehouse (Refrigerated) | WholeBlg | No | WholeBlg - Com RET Level 2 | 0.010565 | 0.024908 | 0.043315 | 0.066097 | 0.093592 | 0.12616 | 0.16416 | 0.20794 | 0.25785 | 0.31418 | 0.37719 | 0.44704
PG&E | MM Therms | Commercial | Com - Assembly | AppPlug | No | AppPlug - Computer Monitor | -0.00027515 | -0.00056267 | -0.00085841 | -0.0011728 | -0.0014934 | -0.0018166 | -0.0018608 | -0.0019004 | -0.0019337 | -0.0019628 | -0.0019981 | -0.0020415
PG&E | MM Therms | Commercial | Com - Assembly | AppPlug | No | AppPlug - Occupancy Sensor Plug Strip | -0.0004599 | -0.00097342 | -0.0015083 | -0.0020604 | -0.0026188 | -0.0031751 | -0.0037183 | -0.004257 | -0.0047781 | -0.0048262 | -0.0048015 | -0.0047341
PG&E | MM Therms | Commercial | Com - Assembly | BldgEnv | No | BldgEnv - Wall Spray On Insulation | 0.031849 | 0.056309 | 0.077763 | 0.098144 | 0.11751 | 0.1359 | 0.15337 | 0.16998 | 0.18575 | 0.20073 | 0.21496 | 0.22848
PG&E | MM Therms | Commercial | Com - Assembly | BldgEnv | No | BldgEnv - Window Film | 0 | 0 | 0 | 0 | 0 | 0 | 0 | 0 | -0.00096089 | -0.003087 | -0.0060364 | -0.0094431
PG&E | MM Therms | Commercial | Com - Assembly | HVAC | No | HVAC - Gas Furnace | 0.012306 | 0.027914 | 0.047049 | 0.069925 | 0.096768 | 0.12773 | 0.16291 | 0.20228 | 0.2458 | 0.29334 | 0.34474 | 0.39979
PG&E | MM Therms | Commercial | Com - Assembly | HVAC | No | HVAC - SEER Rated Package Rooftop AC (Recharge) | 0 | 0 | 0 | 0 | 0.00031237 | 0.0006059 | 0.00086666 | 0.0010897 | 0.0012755 | 0.0014277 | 0.0015511 | 0.0016542
PG&E | MM Therms | Commercial | Com - Assembly | Lighting | Yes | Lighting - LED Fixture (Replacing T8) - Emerging | 0 | 0 | -0.0011327 | -0.0034031 | -0.0068859 | -0.011706 | -0.017921 | -0.025818 | -0.035396 | -0.046931 | -0.060595 | -0.07649
PG&E | MM Therms | Commercial | Com - Assembly | Lighting | Yes | Lighting - LED Lamp (Basic High - Indoor) - Emerging | -0.00010322 | -0.00027271 | -0.000534 | -0.00087948 | -0.0012643 | -0.0013401 | -0.0013065 | -0.0012342 | -0.0011303 | -0.00093236 | -0.0011951 | -0.0014903
PG&E | MM Therms | Commercial | Com - Assembly | Lighting | Yes | Lighting - LED Lamp (Basic Low - Indoor) - Emerging | -0.00042484 | -0.0010834 | -0.0019293 | -0.0029194 | -0.0040651 | -0.0042652 | -0.0040539 | -0.0038405 | -0.0036575 | -0.0030775 | -0.0039561 | -0.0049714
PG&E | MM Therms | Commercial | Com - Assembly | Lighting | Yes | Lighting - LED Plug-In Indoor Fixture - Emerging | -0.0011679 | -0.0025263 | -0.0041764 | -0.0062245 | -0.0086889 | -0.0088638 | -0.0090855 | -0.0093619 | -0.0097171 | -0.01017 | -0.010734 | -0.011418
PG&E | MM Therms | Commercial | Com - Assembly | Lighting | No | Lighting - Cold Cathode Lamp | -0.00035625 | -0.00072694 | -0.0011099 | -0.0015081 | -0.0019174 | -0.0019174 | -0.0019174 | -0.0019174 | -0.0019174 | -0.0019174 | -0.0019174 | -0.0015611
PG&E | MM Therms | Commercial | Com - Assembly | Lighting | No | Lighting - Compact Fluorescent Fixture (Indoor) | -0.038972 | -0.080288 | -0.12388 | -0.16995 | -0.21826 | -0.17929 | -0.13797 | -0.094383 | -0.048307 | 0 | 0 | 0
PG&E | MM Therms | Commercial | Com - Assembly | Lighting | No | Lighting - Compact Fluorescent Lamp (Basic High - Indoor) | -0.016298 | -0.032788 | -0.049416 | -0.066249 | -0.083254 | -0.066957 | -0.050466 | -0.033839 | -0.017005 | 0 | 0 | 0
PG&E | MM Therms | Commercial | Com - Assembly | Lighting | No | Lighting - Compact Fluorescent Lamp (Basic Low - Indoor) | -0.025427 | -0.051051 | -0.076857 | -0.10299 | -0.12933 | -0.10391 | -0.078282 | -0.052476 | -0.026344 | 0 | 0 | 0
PG&E | MM Therms | Commercial | Com - Assembly | Lighting | No | Lighting - Halogen Lamp (A-Line) | -0.00077957 | -0.0017402 | -0.0021131 | -0.0025166 | -0.0029541 | -0.0015899 | 0 | 0 | 0 | 0 | 0 | 0
PG&E | MM Therms | Commercial | Com - Assembly | Lighting | No | Lighting - Halogen Lamp (Reflector) | -0.00030477 | -0.00067345 | -0.00080029 | -0.00092809 | -0.0010582 | -0.0011763 | -0.0012802 | -0.0013762 | -0.0014625 | -0.0015412 | -0.0016127 | -0.0016782
PG&E | MM Therms | Commercial | Com - Assembly | Lighting | No | Lighting - High Bay HID to T5 | -0.0020708 | -0.0043232 | -0.0067749 | -0.0093821 | -0.012055 | -0.016541 | -0.021094 | -0.025694 | -0.030264 | -0.034733 | -0.039039 | -0.043125
PG&E | MM Therms | Commercial | Com - Assembly | Lighting | No | Lighting - Induction Fixture (Indoor) | -0.00065135 | -0.0014239 | -0.0023125 | -0.0033275 | -0.0044518 | -0.0056769 | -0.0069874 | -0.0083935 | -0.0098796 | -0.011457 | -0.013116 | -0.014846
PG&E | MM Therms | Commercial | Com - Assembly | Lighting | No | Lighting - Linear Fluorescent Delamping | -0.00016442 | -0.00033163 | -0.00054284 | -0.00079959 | -0.00079959 | 0 | 0 | 0 | 0 | 0 | 0 | 0
PG&E | MM Therms | Commercial | Com - Assembly | Lighting | No | Lighting - Linear Fluorescent Fixture (Low Wattage T8) | -0.0010843 | -0.0024602 | -0.0041176 | -0.0060479 | -0.0082089 | -0.010572 | -0.013098 | -0.015785 | -0.018601 | -0.02155 | -0.024612 | -0.027773
PG&E | MM Therms | Commercial | Com - Assembly | Lighting | No | Lighting - Plug-In Fixture (Compact Fluorescent) | 0 | -0.018527 | -0.036044 | -0.053505 | -0.076887 | -0.076887 | -0.076887 | -0.076887 | -0.076887 | -0.076887 | -0.076887 | -0.076887
PG&E | MM Therms | Commercial | Com - Assembly | Lighting | No | Lighting - Plug-In Fixture (PSMH with Electronic Ballast) | 0 | 0 | 0 | 0 | 0 | 0 | 0 | 0 | 0 | -0.010246 | -0.020683 | -0.031246
PG&E | MM Therms | Commercial | Com - Assembly | Lighting | No | Lighting - Plug-In Fixture (PSMH) | -0.023661 | -0.055055 | -0.086598 | -0.11938 | -0.15283 | -0.18643 | -0.21977 | -0.25314 | -0.28622 | -0.31779 | -0.34948 | -0.3813
PG&E | MM Therms | Commercial | Com - Assembly | SHW | Yes | SHW - EF Rated Storage Water Heater (Gas) - Emerging | 0 | 0 | 0 | 0.001666 | 0.0053658 | 0.011363 | 0.019802 | 0.031022 | 0.04516 | 0.062599 | 0.083497 | 0.10799
PG&E | MM Therms | Commercial | Com - Assembly | SHW | Yes | SHW - ET Rated Storage Water Heater - Emerging | 0.014488 | 0.036629 | 0.067246 | 0.10772 | 0.15864 | 0.22052 | 0.29352 | 0.37885 | 0.47664 | 0.58795 | 0.71287 | 0.85139
PG&E | MM Therms | Commercial | Com - Assembly | SHW | No | SHW - EF Rated Instantaneous Water Heater (Gas) | 0.0047778 | 0.010783 | 0.017133 | 0.024604 | 0.033068 | 0.04244 | 0.052589 | 0.063608 | 0.075395 | 0.088022 | 0.10141 | 0.11546
PG&E | MM Therms | Commercial | Com - Assembly | SHW | No | SHW - EF Rated Storage Water Heater (Gas) | 0.0030486 | 0.0067967 | 0.0098143 | 0.013321 | 0.017255 | 0.021573 | 0.026213 | 0.031216 | 0.036534 | 0.042199 | 0.048172 | 0.054417
PG&E | MM Therms | Commercial | Com - Assembly | SHW | No | SHW - ET Rated Instantaneous Water Heater | 0.0016958 | 0.0036511 | 0.0058373 | 0.0083452 | 0.011062 | 0.013923 | 0.016826 | 0.019876 | 0.023008 | 0.026314 | 0.029751 | 0.033278
PG&E | MM Therms | Commercial | Com - Assembly | SHW | No | SHW - ET Rated Storage Water Heater | 0.0049638 | 0.010707 | 0.017199 | 0.024524 | 0.032572 | 0.041257 | 0.050455 | 0.060237 | 0.07051 | 0.081331 | 0.092632 | 0.10435
PG&E | MM Therms | Commercial | Com - Assembly | SHW | No | SHW - Pipe and Tank Insulation | 0.031325 | 0.062729 | 0.097554 | 0.13558 | 0.17637 | 0.21909 | 0.26295 | 0.30705 | 0.35039 | 0.39211 | 0.43145 | 0.46787
PG&E | MM Therms | Commercial | Com - Assembly | Service | No | Service - Retro-Commissioning (Gas) | 0.026666 | 0.052566 | 0.07894 | 0.10491 | 0.12959 | 0.15224 | 0.17239 | 0.18985 | 0.20465 | 0.217 | 0.22716 | 0.20894
PG&E | MM Therms | Commercial | Com - Assembly | WholeBlg | No | WholeBlg - Com NC Level 2 | 0.00084118 | 0 | 0 | 0 | 0 | 0 | 0 | 0 | 0 | 0 | 0 | 0
PG&E | MM Therms | Commercial | Com - Assembly | WholeBlg | No | WholeBlg - Com NC Level 3 | 0.00039812 | 0.00039812 | 0.00039812 | 0.00039812 | 0.00039812 | 0.00039812 | 0.00039812 | 0 | 0 | 0 | 0 | 0
PG&E | MM Therms | Commercial | Com - Assembly | WholeBlg | No | WholeBlg - Com RET Level 1 | 0.0010528 | 0.0024946 | 0.0043526 | 0.0066556 | 0.009432 | 0.012713 | 0.01653 | 0.02091 | 0.025881 | 0.031478 | 0.037735 | 0.044695
PG&E | MM Therms | Commercial | Com - Assembly | WholeBlg | No | WholeBlg - Com RET Level 2 | 0.0082991 | 0.019614 | 0.03417 | 0.052241 | 0.074093 | 0.099993 | 0.13019 | 0.16498 | 0.20457 | 0.24914 | 0.29878 | 0.3535
PG&E | MM Therms | Commercial | Com - Education (Community College) | AppPlug | No | AppPlug - Computer Monitor | -0.00015364 | -0.0003142 | -0.00047934 | -0.00065488 | -0.0008339 | -0.0010144 | -0.0010391 | -0.0010612 | -0.0010798 | -0.001096 | -0.0011157 | -0.00114
PG&E | MM Therms | Commercial | Com - Education (Community College) | AppPlug | No | AppPlug - Occupancy Sensor Plug Strip | -0.00025681 | -0.00054356 | -0.00084222 | -0.0011505 | -0.0014624 | -0.001773 | -0.0020763 | -0.0023771 | -0.0026681 | -0.002695 | -0.0026812 | -0.0026435
PG&E | MM Therms | Commercial | Com - Education (Community College) | BldgEnv | No | BldgEnv - Wall Spray On Insulation | 0.01309 | 0.025336 | 0.03697 | 0.048022 | 0.058522 | 0.068497 | 0.077973 | 0.086975 | 0.095527 | 0.10365 | 0.11137 | 0.1187
PG&E | MM Therms | Commercial | Com - Education (Community College) | BldgEnv | No | BldgEnv - Window Film | 0 | 0 | 0 | 0 | 0 | 0 | 0 | 0 | -0.00089579 | -0.0028778 | -0.0056274 | -0.0088033
PG&E | MM Therms | Commercial | Com - Education (Community College) | FoodServ | No | FoodServ - Fryer (Gas) | 0.0014743 | 0.0030123 | 0.0046105 | 0.0062955 | 0.0080538 | 0.0098689 | 0.011724 | 0.013637 | 0.015598 | 0.017624 | 0.019712 | 0.021859
PG&E | MM Therms | Commercial | Com - Education (Community College) | FoodServ | No | FoodServ - Oven (Gas) | 0.0024043 | 0.0048644 | 0.0073772 | 0.0099857 | 0.012672 | 0.015412 | 0.018183 | 0.021015 | 0.023893 | 0.026845 | 0.029867 | 0.03296
PG&E | MM Therms | Commercial | Com - Education (Community College) | HVAC | No | HVAC - AFUE Rated Boiler (High) | 0.0061428 | 0.013374 | 0.021609 | 0.031016 | 0.041581 | 0.053305 | 0.066092 | 0.080103 | 0.095322 | 0.11194 | 0.12996 | 0.14938
PG&E | MM Therms | Commercial | Com - Education (Community College) | HVAC | No | HVAC - AFUE Rated Boiler (Standard) | 0.00054955 | 0.0011908 | 0.0019159 | 0.0027331 | 0.0036365 | 0.004628 | 0.0056995 | 0.0068607 | 0.0081092 | 0.0094597 | 0.010911 | 0.01246
PG&E | MM Therms | Commercial | Com - Education (Community College) | HVAC | No | HVAC - ET Rated Boiler (High) | 0.0061029 | 0.013507 | 0.025232 | 0.03947 | 0.056216 | 0.075416 | 0.096846 | 0.12076 | 0.14713 | 0.17637 | 0.20847 | 0.24343
PG&E | MM Therms | Commercial | Com - Education (Community College) | HVAC | No | HVAC - ET Rated Boiler (Standard) | 0 | 0 | 0 | 0 | 0 | 0 | 0.002217 | 0.0047068 | 0.0074696 | 0.010506 | 0.01381 | 0.017373
PG&E | MM Therms | Commercial | Com - Education (Community College) | HVAC | No | HVAC - Gas Furnace | 0.0023467 | 0.0053168 | 0.0089517 | 0.013291 | 0.018378 | 0.02424 | 0.030891 | 0.038331 | 0.046549 | 0.055522 | 0.065219 | 0.075601
PG&E | MM Therms | Commercial | Com - Education (Community College) | HVAC | No | HVAC - Thermostat | 0.011415 | 0.023722 | 0.036847 | 0.050237 | 0.063193 | 0.075177 | 0.085895 | 0.095408 | 0.10381 | 0.11137 | 0.1185 | 0.12542
PG&E | MM Therms | Commercial | Com - Education (Community College) | Lighting | Yes | Lighting - LED Fixture (Replacing T8) - Emerging | 0 | 0 | -0.0006619 | -0.0020702 | -0.0043748 | -0.0077439 | -0.012279 | -0.018241 | -0.025649 | -0.034729 | -0.045585 | -0.058237
PG&E | MM Therms | Commercial | Com - Education (Community College) | Lighting | Yes | Lighting - LED Lamp (Basic High - Indoor) - Emerging | -2.2511e-05 | -5.7085e-05 | -0.0001081 | -0.00018494 | -0.00030441 | -0.00032601 | -0.00032407 | -0.00031461 | -0.00028925 | -0.00021083 | -0.00026093 | -0.00031507
PG&E | MM Therms | Commercial | Com - Education (Community College) | Lighting | Yes | Lighting - LED Lamp (Basic Low - Indoor) - Emerging | -4.7775e-05 | -0.00012704 | -0.00022404 | -0.00035784 | -0.00056819 | -0.000615 | -0.00061166 | -0.00061233 | -0.0006018 | -0.00050059 | -0.00063639 | -0.00079318
PG&E | MM Therms | Commercial | Com - Education (Community College) | Lighting | Yes | Lighting - LED Plug-In Indoor Fixture - Emerging | -0.00051313 | -0.0011611 | -0.001974 | -0.0029944 | -0.0042439 | -0.0043344 | -0.0044506 | -0.0045972 | -0.0047782 | -0.0050004 | -0.0052671 | -0.0055814
PG&E | MM Therms | Commercial | Com - Education (Community College) | Lighting | No | Lighting - Cold Cathode Lamp | -0.0003863 | -0.00078354 | -0.0011909 | -0.0016124 | -0.0020444 | -0.0020444 | -0.0020444 | -0.0020444 | -0.0020444 | -0.0020444 | -0.0020444 | -0.0016581
PG&E | MM Therms | Commercial | Com - Education (Community College) | Lighting | No | Lighting - Compact Fluorescent Fixture (Indoor) | -0.024285 | -0.05008 | -0.077349 | -0.10622 | -0.13654 | -0.11226 | -0.086462 | -0.059193 | -0.03032 | 0 | 0 | 0
PG&E | MM Therms | Commercial | Com - Education (Community College) | Lighting | No | Lighting - Compact Fluorescent Lamp (Basic High - Indoor) | -0.0024144 | -0.0048708 | -0.0073417 | -0.0098303 | -0.01231 | -0.0098957 | -0.0074393 | -0.0049684 | -0.0024798 | 0 | 0 | 0
PG&E | MM Therms | Commercial | Com - Education (Community College) | Lighting | No | Lighting - Compact Fluorescent Lamp (Basic Low - Indoor) | -0.0038221 | -0.0076786 | -0.011573 | -0.015482 | -0.019343 | -0.015521 | -0.011664 | -0.0077702 | -0.003861 | 0 | 0 | 0
PG&E | MM Therms | Commercial | Com - Education (Community College) | Lighting | No | Lighting - Halogen Lamp (A-Line) | -0.0008527 | -0.0019023 | -0.0023079 | -0.0027468 | -0.0032221 | -0.0017337 | 0 | 0 | 0 | 0 | 0 | 0
PG&E | MM Therms | Commercial | Com - Education (Community College) | Lighting | No | Lighting - Halogen Lamp (Reflector) | -0.00033354 | -0.00073655 | -0.00087435 | -0.001013 | -0.001154 | -0.00128 | -0.0013909 | -0.0014941 | -0.0015865 | -0.0016711 | -0.0017478 | -0.0018181
PG&E | MM Therms | Commercial | Com - Education (Community College) | Lighting | No | Lighting - High Bay HID to T5 | -0.0012514 | -0.0026119 | -0.0039143 | -0.005146 | -0.0062834 | -0.0084291 | -0.010576 | -0.012596 | -0.014482 | -0.016254 | -0.017931 | -0.019512
PG&E | MM Therms | Commercial | Com - Education (Community College) | Lighting | No | Lighting - Induction Fixture (Indoor) | -0.00062001 | -0.0013391 | -0.0021521 | -0.0030665 | -0.0040656 | -0.0051427 | -0.0062852 | -0.0075022 | -0.0087812 | -0.010133 | -0.011548 | -0.013018
PG&E | MM Therms | Commercial | Com - Education (Community College) | Lighting | No | Lighting - Light Sensor | 0 | 0 | 0 | -9.6271e-05 | -0.00020162 | -0.00031357 | -0.00042881 | -0.00054949 | -0.00080266 | -0.0010382 | -0.0012657 | -0.0014916
PG&E | MM Therms | Commercial | Com - Education (Community College) | Lighting | No | Lighting - Linear Fluorescent Delamping | -2.1042e-05 | -4.2444e-05 | -6.9464e-05 | -0.0001023 | -0.0001023 | 0 | 0 | 0 | 0 | 0 | 0 | 0
PG&E | MM Therms | Commercial | Com - Education (Community College) | Lighting | No | Lighting - Linear Fluorescent Fixture (Low Wattage T8) | -0.0023448 | -0.005121 | -0.0082704 | -0.01178 | -0.015568 | -0.019579 | -0.023747 | -0.028062 | -0.032472 | -0.03698 | -0.041548 | -0.046144
PG&E | MM Therms | Commercial | Com - Education (Community College) | Lighting | No | Lighting - Plug-In Fixture (Compact Fluorescent) | -0.0092283 | -0.018535 | -0.027896 | -0.037394 | -0.046935 | -0.046935 | -0.046935 | -0.046935 | -0.046935 | -0.046935 | -0.046935 | -0.046935
PG&E | MM Therms | Commercial | Com - Education (Community College) | Lighting | No | Lighting - Plug-In Fixture (Induction) | 0 | 0 | 0 | 0 | 0 | 0 | 0 | 0 | 0 | 0 | -0.00046249 | -0.0020998
PG&E | MM Therms | Commercial | Com - Education (Community College) | Lighting | No | Lighting - Plug-In Fixture (PSMH with Electronic Ballast) | 0 | -0.0013264 | -0.0060613 | -0.01108 | -0.016204 | -0.021372 | -0.026527 | -0.031704 | -0.036869 | -0.042066 | -0.047149 | -0.052024
PG&E | MM Therms | Commercial | Com - Education (Community College) | Lighting | No | Lighting - Plug-In Fixture (PSMH) | -0.0061582 | -0.013057 | -0.019427 | -0.025766 | -0.032071 | -0.038338 | -0.044541 | -0.050738 | -0.056898 | -0.063074 | -0.069109 | -0.074607
PG&E | MM Therms | Commercial | Com - Education (Community College) | SHW | Yes | SHW - EF Rated Storage Water Heater (Gas) - Emerging | 0 | 0 | 0 | 0.0006286 | 0.0020151 | 0.004253 | 0.0073947 | 0.011564 | 0.016813 | 0.023282 | 0.031031 | 0.040106
PG&E | MM Therms | Commercial | Com - Education (Community College) | SHW | Yes | SHW - ET Rated Storage Water Heater - Emerging | 0.0025076 | 0.0063419 | 0.011632 | 0.018598 | 0.027319 | 0.037872 | 0.05027 | 0.064709 | 0.0812 | 0.099919 | 0.12087 | 0.14403
PG&E | MM Therms | Commercial | Com - Education (Community College) | SHW | No | SHW - EF Rated Instantaneous Water Heater (Gas) | 0.00088071 | 0.0019765 | 0.0031258 | 0.0044706 | 0.0059853 | 0.0076539 | 0.0094523 | 0.011396 | 0.013467 | 0.015676 | 0.018009 | 0.02045
PG&E | MM Therms | Commercial | Com - Education (Community College) | SHW | No | SHW - EF Rated Storage Water Heater (Gas) | 0.00057696 | 0.0012855 | 0.0018555 | 0.0025177 | 0.0032593 | 0.0040722 | 0.0049445 | 0.0058835 | 0.0068801 | 0.00794 | 0.0090559 | 0.010221
PG&E | MM Therms | Commercial | Com - Education (Community College) | SHW | No | SHW - ET Rated Instantaneous Water Heater | 0.00093659 | 0.0020225 | 0.0032507 | 0.0046381 | 0.0061637 | 0.0078132 | 0.0095643 | 0.011432 | 0.013401 | 0.015482 | 0.017664 | 0.019935
PG&E | MM Therms | Commercial | Com - Education (Community College) | SHW | No | SHW - ET Rated Storage Water Heater | 0 | 0.0010631 | 0.0022814 | 0.0036712 | 0.0052083 | 0.0068743 | 0.0086437 | 0.01053 | 0.012514 | 0.014609 | 0.016801 | 0.019078
PG&E | MM Therms | Commercial | Com - Education (Community College) | SHW | No | SHW - Pipe and Tank Insulation | 0.017492 | 0.035028 | 0.054474 | 0.075711 | 0.098484 | 0.12234 | 0.14683 | 0.17146 | 0.19566 | 0.21896 | 0.24092 | 0.26126
PG&E | MM Therms | Commercial | Com - Education (Community College) | Service | No | Service - Retro-Commissioning (Gas) | 0.01489 | 0.029353 | 0.04408 | 0.058581 | 0.072364 | 0.085012 | 0.096264 | 0.10601 | 0.11428 | 0.12117 | 0.12685 | 0.11668
PG&E | MM Therms | Commercial | Com - Education (Community College) | WholeBlg | No | WholeBlg - Com NC Level 2 | 0.00046972 | 0 | 0 | 0 | 0 | 0 | 0 | 0 | 0 | 0 | 0 | 0
PG&E | MM Therms | Commercial | Com - Education (Community College) | WholeBlg | No | WholeBlg - Com NC Level 3 | 0.00022231 | 0.00022231 | 0.00022231 | 0.00022231 | 0.00022231 | 0.00022231 | 0.00022231 | 0 | 0 | 0 | 0 | 0
PG&E | MM Therms | Commercial | Com - Education (Community College) | WholeBlg | No | WholeBlg - Com RET Level 1 | 0.00077031 | 0.0018274 | 0.003192 | 0.004886 | 0.0069311 | 0.0093513 | 0.012169 | 0.015407 | 0.019085 | 0.023221 | 0.027829 | 0.032921
PG&E | MM Therms | Commercial | Com - Education (Community College) | WholeBlg | No | WholeBlg - Com RET Level 2 | 0.004287 | 0.010134 | 0.017662 | 0.02702 | 0.038353 | 0.051806 | 0.06752 | 0.085648 | 0.10632 | 0.12967 | 0.15579 | 0.1848
PG&E | MM Therms | Commercial | Com - Education (Primary School) | AppPlug | No | AppPlug - Occupancy Sensor Plug Strip | -0.00039896 | -0.00084443 | -0.0013084 | -0.0017874 | -0.0022718 | -0.0027544 | -0.0032256 | -0.0036929 | -0.004145 | -0.0041867 | -0.0041653 | -0.0041068
PG&E | MM Therms | Commercial | Com - Education (Primary School) | BldgEnv | No | BldgEnv - Wall Spray On Insulation | 0.023456 | 0.042684 | 0.060951 | 0.078304 | 0.09479 | 0.11045 | 0.12533 | 0.13946 | 0.15289 | 0.16565 | 0.17777 | 0.18928
PG&E | MM Therms | Commercial | Com - Education (Primary School) | BldgEnv | No | BldgEnv - Window Film | 0 | 0 | 0 | 0 | 0 | 0 | 0 | 0 | -0.0027096 | -0.0087048 | -0.017022 | -0.026628
PG&E | MM Therms | Commercial | Com - Education (Primary School) | FoodServ | No | FoodServ - Fryer (Gas) | 0.0091617 | 0.018718 | 0.02865 | 0.039121 | 0.050047 | 0.061326 | 0.072853 | 0.084741 | 0.09693 | 0.10952 | 0.12249 | 0.13583
PG&E | MM Therms | Commercial | Com - Education (Primary School) | FoodServ | No | FoodServ - Oven (Gas) | 0.01334 | 0.026989 | 0.040931 | 0.055404 | 0.070308 | 0.085511 | 0.10089 | 0.11659 | 0.13257 | 0.14895 | 0.16571 | 0.18287
PG&E | MM Therms | Commercial | Com - Education (Primary School) | HVAC | No | HVAC - AFUE Rated Boiler (High) | 0.010913 | 0.023753 | 0.038578 | 0.055723 | 0.075151 | 0.096847 | 0.12071 | 0.14705 | 0.17564 | 0.20663 | 0.24002 | 0.27581
PG&E | MM Therms | Commercial | Com - Education (Primary School) | HVAC | No | HVAC - AFUE Rated Boiler (Standard) | 0.0011694 | 0.0025438 | 0.004128 | 0.0059499 | 0.0079996 | 0.010279 | 0.012778 | 0.015522 | 0.018492 | 0.0217 | 0.025141 | 0.028813
PG&E | MM Therms | Commercial | Com - Education (Primary School) | HVAC | No | HVAC - ET Rated Boiler (High) | 0.010625 | 0.023408 | 0.038505 | 0.056081 | 0.076314 | 0.09933 | 0.12523 | 0.1541 | 0.19425 | 0.23886 | 0.2878 | 0.34097
PG&E | MM Therms | Commercial | Com - Education (Primary School) | HVAC | No | HVAC - ET Rated Boiler (Standard) | 0 | 0 | 0 | 0 | 0 | 0 | 0 | 0 | 0 | 0.0065309 | 0.013713 | 0.021522
PG&E | MM Therms | Commercial | Com - Education (Primary School) | HVAC | No | HVAC - Gas Furnace | 0.0013525 | 0.0030635 | 0.0051566 | 0.0076546 | 0.010581 | 0.013953 | 0.017777 | 0.022054 | 0.026778 | 0.031933 | 0.037504 | 0.043467
PG&E | MM Therms | Commercial | Com - Education (Primary School) | HVAC | No | HVAC - Thermostat | 0.093643 | 0.19457 | 0.30386 | 0.41641 | 0.52556 | 0.62598 | 0.71489 | 0.79293 | 0.86122 | 0.92234 | 0.98064 | 1.0372
PG&E | MM Therms | Commercial | Com - Education (Primary School) | Lighting | Yes | Lighting - LED Fixture (Replacing T8) - Emerging | 0 | 0 | 0 | -0.0012736 | -0.0039053 | -0.0081331 | -0.014041 | -0.02195 | -0.031806 | -0.043891 | -0.058304 | -0.075042
PG&E | MM Therms | Commercial | Com - Education (Primary School) | Lighting | Yes | Lighting - LED Lamp (Basic High - Indoor) - Emerging | -2.8002e-05 | -7.1171e-05 | -0.00013545 | -0.00023163 | -0.00038355 | -0.00041131 | -0.00041019 | -0.00039975 | -0.00037026 | -0.00027301 | -0.00033907 | -0.00041062
PG&E | MM Therms | Commercial | Com - Education (Primary School) | Lighting | Yes | Lighting - LED Lamp (Basic Low - Indoor) - Emerging | -6.041e-05 | -0.00016087 | -0.00028786 | -0.00046346 | -0.00073798 | -0.00079914 | -0.00079752 | -0.0007986 | -0.00078483 | -0.00065597 | -0.00083551 | -0.0010426
PG&E | MM Therms | Commercial | Com - Education (Primary School) | Lighting | Yes | Lighting - LED Plug-In Indoor Fixture - Emerging | -0.00075378 | -0.0017081 | -0.0029086 | -0.0044214 | -0.0062768 | -0.0064106 | -0.0065811 | -0.0067953 | -0.0070587 | -0.0073813 | -0.0077677 | -0.008222
PG&E | MM Therms | Commercial | Com - Education (Primary School) | Lighting | No | Lighting - Cold Cathode Lamp | -0.00044049 | -0.00089688 | -0.0013672 | -0.0018553 | -0.0023566 | -0.0023566 | -0.0023566 | -0.0023566 | -0.0023566 | -0.0023566 | -0.0023566 | -0.0019161
PG&E | MM Therms | Commercial | Com - Education (Primary School) | Lighting | No | Lighting - Compact Fluorescent Fixture (Indoor) | -0.031674 | -0.06529 | -0.10077 | -0.13829 | -0.17762 | -0.14594 | -0.11233 | -0.076849 | -0.039325 | 0 | 0 | 0
PG&E | MM Therms | Commercial | Com - Education (Primary School) | Lighting | No | Lighting - Compact Fluorescent Lamp (Basic High - Indoor) | -0.0031473 | -0.0063511 | -0.0095715 | -0.012817 | -0.016048 | -0.012901 | -0.0096971 | -0.0064767 | -0.0032314 | 0 | 0 | 0
PG&E | MM Therms | Commercial | Com - Education (Primary School) | Lighting | No | Lighting - Compact Fluorescent Lamp (Basic Low - Indoor) | -0.0049737 | -0.0099904 | -0.01505 | -0.020129 | -0.025143 | -0.020169 | -0.015153 | -0.010093 | -0.005014 | 0 | 0 | 0
PG&E | MM Therms | Commercial | Com - Education (Primary School) | Lighting | No | Lighting - Halogen Lamp (A-Line) | -0.00089061 | -0.0019877 | -0.002413 | -0.0028731 | -0.0033719 | -0.0018147 | 0 | 0 | 0 | 0 | 0 | 0
PG&E | MM Therms | Commercial | Com - Education (Primary School) | Lighting | No | Lighting - Halogen Lamp (Reflector) | -0.00034823 | -0.00076934 | -0.00091393 | -0.0010596 | -0.0012078 | -0.0013417 | -0.0014595 | -0.0015686 | -0.0016665 | -0.001756 | -0.0018372 | -0.0019116
PG&E | MM Therms | Commercial | Com - Education (Primary School) | Lighting | No | Lighting - High Bay HID to T5 | -0.0014612 | -0.0031037 | -0.0046823 | -0.0061868 | -0.0075882 | -0.010173 | -0.012813 | -0.015313 | -0.01767 | -0.019907 | -0.022043 | -0.024074
PG&E | MM Therms | Commercial | Com - Education (Primary School) | Lighting | No | Lighting - Induction Fixture (Indoor) | -0.00064096 | -0.0013882 | -0.0022365 | -0.003195 | -0.0042468 | -0.0053844 | -0.0065941 | -0.0078854 | -0.009245 | -0.010684 | -0.012193 | -0.013763
PG&E | MM Therms | Commercial | Com - Education (Primary School) | Lighting | No | Lighting - Light Sensor | 0 | 0 | 0 | 0 | 0 | 0 | 0 | 0 | 0 | 0 | -0.00011 | -0.000228
PG&E | MM Therms | Commercial | Com - Education (Primary School) | Lighting | No | Lighting - Linear Fluorescent Delamping | -1.843e-05 | -3.7178e-05 | -6.0821e-05 | -8.954e-05 | -8.954e-05 | 0 | 0 | 0 | 0 | 0 | 0 | 0
PG&E | MM Therms | Commercial | Com - Education (Primary School) | Lighting | No | Lighting - Linear Fluorescent Fixture (Low Wattage T8) | -0.0029986 | -0.0065397 | -0.010575 | -0.015071 | -0.019898 | -0.024977 | -0.030222 | -0.035629 | -0.041132 | -0.046745 | -0.05242 | -0.058118
PG&E | MM Therms | Commercial | Com - Education (Primary School) | Lighting | No | Lighting - Plug-In Fixture (Compact Fluorescent) | -0.013307 | -0.026709 | -0.040169 | -0.053817 | -0.067502 | -0.067502 | -0.067502 | -0.067502 | -0.067502 | -0.067502 | -0.067502 | -0.067502
PG&E | MM Therms | Commercial | Com - Education (Primary School) | Lighting | No | Lighting - Plug-In Fixture (PSMH with Electronic Ballast) | 0 | 0 | -0.004782 | -0.011904 | -0.019394 | -0.027079 | -0.034812 | -0.042621 | -0.05043 | -0.058311 | -0.066235 | -0.074184
PG&E | MM Therms | Commercial | Com - Education (Primary School) | Lighting | No | Lighting - Plug-In Fixture (PSMH) | -0.0095682 | -0.021093 | -0.031988 | -0.042674 | -0.053103 | -0.063329 | -0.073358 | -0.083334 | -0.093217 | -0.10312 | -0.11302 | -0.12291
PG&E | MM Therms | Commercial | Com - Education (Primary School) | SHW | Yes | SHW - EF Rated Storage Water Heater (Gas) - Emerging | 0 | 0 | 0 | 0.00079189 | 0.0025463 | 0.0053858 | 0.0093793 | 0.014687 | 0.021374 | 0.029624 | 0.039512 | 0.051102
PG&E | MM Therms | Commercial | Com - Education (Primary School) | SHW | Yes | SHW - ET Rated Storage Water Heater - Emerging | 0.002852 | 0.0072616 | 0.013393 | 0.021499 | 0.03169 | 0.044071 | 0.058681 | 0.075736 | 0.095263 | 0.11743 | 0.14222 | 0.16965
PG&E | MM Therms | Commercial | Com - Education (Primary School) | SHW | No | SHW - EF Rated Instantaneous Water Heater (Gas) | 0.0010861 | 0.0024357 | 0.0038502 | 0.0055059 | 0.0073718 | 0.0094278 | 0.011644 | 0.01404 | 0.016593 | 0.019317 | 0.022193 | 0.025204
PG&E | MM Therms | Commercial | Com - Education (Primary School) | SHW | No | SHW - EF Rated Storage Water Heater (Gas) | 0.00066112 | 0.0014716 | 0.0021228 | 0.0028794 | 0.0037269 | 0.0046558 | 0.0056527 | 0.0067256 | 0.0078644 | 0.0090754 | 0.01035 | 0.011681
PG&E | MM Therms | Commercial | Com - Education (Primary School) | SHW | No | SHW - ET Rated Instantaneous Water Heater | 0 | 0 | 0.0014445 | 0.0031032 | 0.0049495 | 0.0069613 | 0.0091068 | 0.011401 | 0.01382 | 0.016375 | 0.019047 | 0.021823
PG&E | MM Therms | Commercial | Com - Education (Primary School) | SHW | No | SHW - ET Rated Storage Water Heater | 0 | 0 | 0 | 0 | 0 | 0 | 0 | 0 | 0 | 0.0019692 | 0.0040642 | 0.0062673
PG&E | MM Therms | Commercial | Com - Education (Primary School) | SHW | No | SHW - Pipe and Tank Insulation | 0.027174 | 0.054417 | 0.084627 | 0.11762 | 0.153 | 0.19006 | 0.22811 | 0.26637 | 0.30396 | 0.34016 | 0.37428 | 0.40587
PG&E | MM Therms | Commercial | Com - Education (Primary School) | Service | No | Service - Retro-Commissioning (Gas) | 0.023132 | 0.045601 | 0.06848 | 0.091007 | 0.11242 | 0.13207 | 0.14955 | 0.16469 | 0.17754 | 0.18825 | 0.19706 | 0.18126
PG&E | MM Therms | Commercial | Com - Education (Primary School) | WholeBlg | No | WholeBlg - Com NC Level 2 | 0.00072972 | 0 | 0 | 0 | 0 | 0 | 0 | 0 | 0 | 0 | 0 | 0
PG&E | MM Therms | Commercial | Com - Education (Primary School) | WholeBlg | No | WholeBlg - Com NC Level 3 | 0.00034537 | 0.00034537 | 0.00034537 | 0.00034537 | 0.00034537 | 0.00034537 | 0.00034537 | 0 | 0 | 0 | 0 | 0
PG&E | MM Therms | Commercial | Com - Education (Primary School) | WholeBlg | No | WholeBlg - Com RET Level 1 | 0.00239 | 0.00568 | 0.0099383 | 0.015239 | 0.021656 | 0.029267 | 0.038148 | 0.048375 | 0.060013 | 0.073126 | 0.087763 | 0.10397
PG&E | MM Therms | Commercial | Com - Education (Primary School) | WholeBlg | No | WholeBlg - Com RET Level 2 | 0.0079821 | 0.018872 | 0.032898 | 0.050342 | 0.071474 | 0.096571 | 0.12589 | 0.15973 | 0.19832 | 0.24192 | 0.29072 | 0.34491
PG&E | MM Therms | Commercial | Com - Education (Relocatable Classroom) | AppPlug | No | AppPlug - Occupancy Sensor Plug Strip | -0.00039896 | -0.00084443 | -0.0013084 | -0.0017874 | -0.0022718 | -0.0027544 | -0.0032256 | -0.0036929 | -0.004145 | -0.0041867 | -0.0041653 | -0.0041068
PG&E | MM Therms | Commercial | Com - Education (Relocatable Classroom) | BldgEnv | No | BldgEnv - Wall Spray On Insulation | 0.023456 | 0.042684 | 0.060951 | 0.078304 | 0.09479 | 0.11045 | 0.12533 | 0.13946 | 0.15289 | 0.16565 | 0.17777 | 0.18928
PG&E | MM Therms | Commercial | Com - Education (Relocatable Classroom) | BldgEnv | No | BldgEnv - Window Film | 0 | 0 | 0 | 0 | 0 | 0 | 0 | 0 | -0.0027096 | -0.0087048 | -0.017022 | -0.026628
PG&E | MM Therms | Commercial | Com - Education (Relocatable Classroom) | FoodServ | No | FoodServ - Fryer (Gas) | 0.0091617 | 0.018718 | 0.02865 | 0.039121 | 0.050047 | 0.061326 | 0.072853 | 0.084741 | 0.09693 | 0.10952 | 0.12249 | 0.13583
PG&E | MM Therms | Commercial | Com - Education (Relocatable Classroom) | FoodServ | No | FoodServ - Oven (Gas) | 0.01334 | 0.026989 | 0.040931 | 0.055404 | 0.070308 | 0.085511 | 0.10089 | 0.11659 | 0.13257 | 0.14895 | 0.16571 | 0.18287
PG&E | MM Therms | Commercial | Com - Education (Relocatable Classroom) | HVAC | No | HVAC - Gas Furnace | 0.0018522 | 0.0041989 | 0.0070731 | 0.010507 | 0.014533 | 0.019174 | 0.024443 | 0.030338 | 0.036852 | 0.043964 | 0.051652 | 0.059884
PG&E | MM Therms | Commercial | Com - Education (Relocatable Classroom) | HVAC | No | HVAC - Thermostat | 0.02145 | 0.044578 | 0.069048 | 0.093887 | 0.11789 | 0.14013 | 0.1601 | 0.17793 | 0.19374 | 0.20801 | 0.22141 | 0.23443
PG&E | MM Therms | Commercial | Com - Education (Relocatable Classroom) | Lighting | Yes | Lighting - LED Fixture (Replacing T8) - Emerging | 0 | 0 | -0.0010713 | -0.0033551 | -0.0070849 | -0.012525 | -0.019829 | -0.02942 | -0.041315 | -0.055883 | -0.073284 | -0.093546
PG&E | MM Therms | Commercial | Com - Education (Relocatable Classroom) | Lighting | Yes | Lighting - LED Lamp (Basic High - Indoor) - Emerging | -3.6184e-05 | -9.175e-05 | -0.00017356 | -0.00029637 | -0.00048648 | -0.00052075 | -0.00051699 | -0.00050109 | -0.00045985 | -0.00033422 | -0.00041333 | -0.00049879
PG&E | MM Therms | Commercial | Com - Education (Relocatable Classroom) | Lighting | Yes | Lighting - LED Lamp (Basic Low - Indoor) - Emerging | -7.6555e-05 | -0.0002035 | -0.00035932 | -0.00057448 | -0.00091099 | -0.0009856 | -0.00097947 | -0.00097892 | -0.00095961 | -0.0007956 | -0.0010104 | -0.0012581
PG&E | MM Therms | Commercial | Com - Education (Relocatable Classroom) | Lighting | Yes | Lighting - LED Plug-In Indoor Fixture - Emerging | -0.0007581 | -0.0017162 | -0.0029194 | -0.0044335 | -0.0062897 | -0.0064249 | -0.0065974 | -0.0068142 | -0.0070811 | -0.0074084 | -0.0078011 | -0.0082635
PG&E | MM Therms | Commercial | Com - Education (Relocatable Classroom) | Lighting | No | Lighting - Cold Cathode Lamp | -0.00039915 | -0.0008181 | -0.0012538 | -0.0017087 | -0.0021781 | -0.0021781 | -0.0021781 | -0.0021781 | -0.0021781 | -0.0021781 | -0.0017789 | -0.00136
PG&E | MM Therms | Commercial | Com - Education (Relocatable Classroom) | Lighting | No | Lighting - Compact Fluorescent Fixture (Indoor) | -0.038397 | -0.07924 | -0.12245 | -0.16825 | -0.21636 | -0.17796 | -0.13712 | -0.093903 | -0.048106 | 0 | 0 | 0
PG&E | MM Therms | Commercial | Com - Education (Relocatable Classroom) | Lighting | No | Lighting - Compact Fluorescent Lamp (Basic High - Indoor) | -0.0038159 | -0.007698 | -0.011601 | -0.015533 | -0.019449 | -0.015633 | -0.011751 | -0.0078472 | -0.0039161 | 0 | 0 | 0
PG&E | MM Therms | Commercial | Com - Education (Relocatable Classroom) | Lighting | No | Lighting - Compact Fluorescent Lamp (Basic Low - Indoor) | -0.0060452 | -0.012143 | -0.018297 | -0.024474 | -0.030573 | -0.024527 | -0.01843 | -0.012276 | -0.0060989 | 0 | 0 | 0
PG&E | MM Therms | Commercial | Com - Education (Relocatable Classroom) | Lighting | No | Lighting - Halogen Lamp (A-Line) | -0.00069966 | -0.0015618 | -0.0018964 | -0.0022585 | -0.002651 | -0.0014268 | 0 | 0 | 0 | 0 | 0 | 0
PG&E | MM Therms | Commercial | Com - Education (Relocatable Classroom) | Lighting | No | Lighting - Halogen Lamp (Reflector) | -0.00027353 | -0.00060441 | -0.00071821 | -0.00083289 | -0.00094966 | -0.0010555 | -0.0011487 | -0.0012348 | -0.0013122 | -0.0013828 | -0.001447 | -0.0015057
PG&E | MM Therms | Commercial | Com - Education (Relocatable Classroom) | Lighting | No | Lighting - High Bay HID to T5 | -0.0018979 | -0.004002 | -0.0060247 | -0.0079482 | -0.0097346 | -0.013055 | -0.016416 | -0.019595 | -0.022582 | -0.025406 | -0.028093 | -0.030641
PG&E | MM Therms | Commercial | Com - Education (Relocatable Classroom) | Lighting | No | Lighting - Induction Fixture (Indoor) | -0.00063755 | -0.0013784 | -0.0022172 | -0.0031627 | -0.0041981 | -0.005316 | -0.0065028 | -0.0077679 | -0.0090982 | -0.010504 | -0.011978 | -0.01351
PG&E | MM Therms | Commercial | Com - Education (Relocatable Classroom) | Lighting | No | Lighting - Linear Fluorescent Delamping | -3.1393e-05 | -6.3325e-05 | -0.00010362 | -0.00015259 | -0.00015259 | 0 | 0 | 0 | 0 | 0 | 0 | 0
PG&E | MM Therms | Commercial | Com - Education (Relocatable Classroom) | Lighting | No | Lighting - Linear Fluorescent Fixture (Low Wattage T8) | -0.0037267 | -0.008135 | -0.013126 | -0.018682 | -0.024671 | -0.030999 | -0.037559 | -0.044344 | -0.051267 | -0.058337 | -0.065496 | -0.072691
PG&E | MM Therms | Commercial | Com - Education (Relocatable Classroom) | Lighting | No | Lighting - Plug-In Fixture (Compact Fluorescent) | -0.013603 | -0.027316 | -0.041105 | -0.055095 | -0.069143 | -0.069143 | -0.069143 | -0.069143 | -0.069143 | -0.069143 | -0.069143 | -0.069143
PG&E | MM Therms | Commercial | Com - Education (Relocatable Classroom) | Lighting | No | Lighting - Plug-In Fixture (PSMH with Electronic Ballast) | 0 | 0 | 0 | -0.0023024 | -0.010079 | -0.018449 | -0.026942 | -0.035568 | -0.044228 | -0.052991 | -0.061822 | -0.070699
PG&E | MM Therms | Commercial | Com - Education (Relocatable Classroom) | Lighting | No | Lighting - Plug-In Fixture (PSMH) | -0.010951 | -0.024188 | -0.037566 | -0.050988 | -0.063388 | -0.0753 | -0.086981 | -0.098599 | -0.11012 | -0.12166 | -0.13321 | -0.14476
PG&E | MM Therms | Commercial | Com - Education (Relocatable Classroom) | SHW | Yes | SHW - EF Rated Storage Water Heater (Gas) - Emerging | 0 | 0 | 0 | 0.00082263 | 0.0026722 | 0.005693 | 0.0099644 | 0.015664 | 0.022863 | 0.031765 | 0.042453 | 0.055003
PG&E | MM Therms | Commercial | Com - Education (Relocatable Classroom) | SHW | Yes | SHW - ET Rated Storage Water Heater - Emerging | 0.0072735 | 0.01851 | 0.034142 | 0.054868 | 0.081056 | 0.11301 | 0.15089 | 0.19524 | 0.24612 | 0.30404 | 0.36906 | 0.44125
PG&E | MM Therms | Commercial | Com - Education (Relocatable Classroom) | SHW | No | SHW - EF Rated Instantaneous Water Heater (Gas) | 0.0024587 | 0.0055404 | 0.0087925 | 0.012623 | 0.016968 | 0.021782 | 0.026998 | 0.032663 | 0.038725 | 0.045221 | 0.052109 | 0.059345
PG&E | MM Therms | Commercial | Com - Education (Relocatable Classroom) | SHW | No | SHW - EF Rated Storage Water Heater (Gas) | 0.0015538 | 0.0034591 | 0.0049903 | 0.0067715 | 0.0087712 | 0.010967 | 0.013329 | 0.015876 | 0.018584 | 0.021469 | 0.024512 | 0.027695
PG&E | MM Therms | Commercial | Com - Education (Relocatable Classroom) | SHW | No | SHW - ET Rated Instantaneous Water Heater | 0 | 0.0029744 | 0.0064145 | 0.010365 | 0.014752 | 0.019515 | 0.024575 | 0.029956 | 0.035591 | 0.04151 | 0.047676 | 0.054056
PG&E | MM Therms | Commercial | Com - Education (Relocatable Classroom) | SHW | No | SHW - ET Rated Storage Water Heater | 0 | 0 | 0 | 0 | 0 | 0 | 0 | 0.0027722 | 0.0070033 | 0.011544 | 0.016345 | 0.021356
PG&E | MM Therms | Commercial | Com - Education (Relocatable Classroom) | SHW | No | SHW - Pipe and Tank Insulation | 0.027174 | 0.054417 | 0.084627 | 0.11762 | 0.153 | 0.19006 | 0.22811 | 0.26637 | 0.30396 | 0.34016 | 0.37428 | 0.40587
PG&E | MM Therms | Commercial | Com - Education (Relocatable Classroom) | Service | No | Service - Retro-Commissioning (Gas) | 0.023132 | 0.045601 | 0.06848 | 0.091007 | 0.11242 | 0.13207 | 0.14955 | 0.16469 | 0.17754 | 0.18825 | 0.19706 | 0.18126
PG&E | MM Therms | Commercial | Com - Education (Relocatable Classroom) | WholeBlg | No | WholeBlg - Com NC Level 2 | 0.00072972 | 0 | 0 | 0 | 0 | 0 | 0 | 0 | 0 | 0 | 0 | 0
PG&E | MM Therms | Commercial | Com - Education (Relocatable Classroom) | WholeBlg | No | WholeBlg - Com NC Level 3 | 0.00034537 | 0.00034537 | 0.00034537 | 0.00034537 | 0.00034537 | 0.00034537 | 0.00034537 | 0 | 0 | 0 | 0 | 0
PG&E | MM Therms | Commercial | Com - Education (Relocatable Classroom) | WholeBlg | No | WholeBlg - Com RET Level 1 | 0.0022706 | 0.0053881 | 0.0094167 | 0.014426 | 0.020487 | 0.027673 | 0.036055 | 0.045704 | 0.056684 | 0.069053 | 0.082857 | 0.098134
PG&E | MM Therms | Commercial | Com - Education (Relocatable Classroom) | WholeBlg | No | WholeBlg - Com RET Level 2 | 0.0052091 | 0.01231 | 0.021443 | 0.032779 | 0.04648 | 0.062719 | 0.081654 | 0.10346 | 0.12828 | 0.15626 | 0.18752 | 0.22215
PG&E | MM Therms | Commercial | Com - Education (Secondary School) | AppPlug | No | AppPlug - Occupancy Sensor Plug Strip | -0.00019948 | -0.00042222 | -0.0006542 | -0.00089368 | -0.0011359 | -0.0013772 | -0.0016128 | -0.0018464 | -0.0020725 | -0.0020934 | -0.0020826 | -0.0020534
PG&E | MM Therms | Commercial | Com - Education (Secondary School) | BldgEnv | No | BldgEnv - Wall Spray On Insulation | 0.01143 | 0.021024 | 0.030139 | 0.038798 | 0.047024 | 0.054839 | 0.062263 | 0.069316 | 0.076016 | 0.082382 | 0.088429 | 0.094173
PG&E | MM Therms | Commercial | Com - Education (Secondary School) | BldgEnv | No | BldgEnv - Window Film | 0 | 0 | 0 | 0 | 0 | 0 | 0 | 0 | -0.0013548 | -0.0043524 | -0.0085109 | -0.013314
PG&E | MM Therms | Commercial | Com - Education (Secondary School) | FoodServ | No | FoodServ - Fryer (Gas) | 0.0045809 | 0.0093592 | 0.014325 | 0.01956 | 0.025023 | 0.030663 | 0.036427 | 0.042371 | 0.048465 | 0.05476 | 0.061245 | 0.067915
PG&E | MM Therms | Commercial | Com - Education (Secondary School) | FoodServ | No | FoodServ - Oven (Gas) | 0.0066698 | 0.013494 | 0.020465 | 0.027702 | 0.035154 | 0.042755 | 0.050443 | 0.058297 | 0.066284 | 0.074473 | 0.082856 | 0.091435
PG&E | MM Therms | Commercial | Com - Education (Secondary School) | HVAC | No | HVAC - AFUE Rated Boiler (High) | 0.0054581 | 0.011878 | 0.019291 | 0.027863 | 0.037577 | 0.048425 | 0.060356 | 0.073526 | 0.08782 | 0.10332 | 0.12001 | 0.13791
PG&E | MM Therms | Commercial | Com - Education (Secondary School) | HVAC | No | HVAC - AFUE Rated Boiler (Standard) | 0.00058486 | 0.0012721 | 0.0020642 | 0.0029751 | 0.004 | 0.0051397 | 0.006389 | 0.0077614 | 0.0092461 | 0.01085 | 0.012571 | 0.014407
PG&E | MM Therms | Commercial | Com - Education (Secondary School) | HVAC | No | HVAC - ET Rated Boiler (High) | 0.0053126 | 0.011704 | 0.019252 | 0.02804 | 0.038157 | 0.049665 | 0.062617 | 0.077048 | 0.097127 | 0.11943 | 0.1439 | 0.17049
PG&E | MM Therms | Commercial | Com - Education (Secondary School) | HVAC | No | HVAC - ET Rated Boiler (Standard) | 0 | 0 | 0 | 0 | 0 | 0 | 0 | 0 | 0 | 0.0032655 | 0.0068566 | 0.010761
PG&E | MM Therms | Commercial | Com - Education (Secondary School) | HVAC | No | HVAC - Gas Furnace | 0.00088734 | 0.0020102 | 0.003384 | 0.005024 | 0.0069457 | 0.0091597 | 0.011672 | 0.014481 | 0.017584 | 0.020971 | 0.024632 | 0.02855
PG&E | MM Therms | Commercial | Com - Education (Secondary School) | HVAC | No | HVAC - Thermostat | 0.04445 | 0.092362 | 0.14412 | 0.19737 | 0.24905 | 0.29663 | 0.33883 | 0.37596 | 0.4085 | 0.43766 | 0.46539 | 0.4923
PG&E | MM Therms | Commercial | Com - Education (Secondary School) | Lighting | Yes | Lighting - LED Fixture (Replacing T8) - Emerging | 0 | 0 | 0 | -0.00080189 | -0.0024526 | -0.0051073 | -0.0088259 | -0.013811 | -0.020038 | -0.027688 | -0.036829 | -0.047463
PG&E | MM Therms | Commercial | Com - Education (Secondary School) | Lighting | Yes | Lighting - LED Lamp (Basic High - Indoor) - Emerging | -1.7118e-05 | -4.3481e-05 | -8.2674e-05 | -0.00014135 | -0.00023406 | -0.00025099 | -0.00025029 | -0.00024391 | -0.00022589 | -0.00016644 | -0.00020665 | -0.00025018
PG&E | MM Therms | Commercial | Com - Education (Secondary School) | Lighting | Yes | Lighting - LED Lamp (Basic Low - Indoor) - Emerging | -3.6781e-05 | -9.7937e-05 | -0.00017448 | -0.00028005 | -0.00044574 | -0.00048275 | -0.00048155 | -0.00048262 | -0.00047514 | -0.00039764 | -0.00050664 | -0.00063248
PG&E | MM Therms | Commercial | Com - Education (Secondary School) | Lighting | Yes | Lighting - LED Plug-In Indoor Fixture - Emerging | -0.00083818 | -0.001841 | -0.0030458 | -0.0044952 | -0.0061713 | -0.0062889 | -0.0064333 | -0.0066014 | -0.0068025 | -0.0070412 | -0.0073344 | -0.0076797
PG&E | MM Therms | Commercial | Com - Education (Secondary School) | Lighting | No | Lighting - Cold Cathode Lamp | -0.00018421 | -0.00037567 | -0.00057335 | -0.00077879 | -0.00098994 | -0.00098994 | -0.00098994 | -0.00098994 | -0.00098994 | -0.00098994 | -0.00098994 | -0.00080572
PG&E | MM Therms | Commercial | Com - Education (Secondary School) | Lighting | No | Lighting - Compact Fluorescent Fixture (Indoor) | -0.019315 | -0.039804 | -0.061431 | -0.084302 | -0.10829 | -0.088971 | -0.068482 | -0.046854 | -0.023984 | 0 | 0 | 0
PG&E | MM Therms | Commercial | Com - Education (Secondary School) | Lighting | No | Lighting - Compact Fluorescent Lamp (Basic High - Indoor) | -0.0019204 | -0.0038751 | -0.0058412 | -0.0078223 | -0.0097962 | -0.0078758 | -0.0059211 | -0.003955 | -0.0019739 | 0 | 0 | 0
PG&E | MM Therms | Commercial | Com - Education (Secondary School) | Lighting | No | Lighting - Compact Fluorescent Lamp (Basic Low - Indoor) | -0.003034 | -0.0060958 | -0.0091863 | -0.012289 | -0.015353 | -0.012319 | -0.0092573 | -0.0061668 | -0.0030643 | 0 | 0 | 0
PG&E | MM Therms | Commercial | Com - Education (Secondary School) | Lighting | No | Lighting - Halogen Lamp (A-Line) | -0.00034982 | -0.00078089 | -0.0009482 | -0.0011292 | -0.0013255 | -0.00071339 | 0 | 0 | 0 | 0 | 0 | 0
PG&E | MM Therms | Commercial | Com - Education (Secondary School) | Lighting | No | Lighting - Halogen Lamp (Reflector) | -0.00013676 | -0.0003022 | -0.00035911 | -0.00041644 | -0.00047483 | -0.00052776 | -0.00057435 | -0.00061739 | -0.00065609 | -0.00069139 | -0.00072348 | -0.00075285
PG&E | MM Therms | Commercial | Com - Education (Secondary School) | Lighting | No | Lighting - High Bay HID to T5 | -0.00096692 | -0.002043 | -0.003076 | -0.0040581 | -0.0049705 | -0.0066652 | -0.0083853 | -0.010011 | -0.011541 | -0.012988 | -0.014366 | -0.015674
PG&E | MM Therms | Commercial | Com - Education (Secondary School) | Lighting | No | Lighting - Induction Fixture (Indoor) | -0.00027204 | -0.00059089 | -0.00095431 | -0.0013663 | -0.0018198 | -0.0023114 | -0.002835 | -0.0033948 | -0.0039847 | -0.0046095 | -0.0052653 | -0.0059482
PG&E | MM Therms | Commercial | Com - Education (Secondary School) | Lighting | No | Lighting - Light Sensor | 0 | 0 | 0 | 0 | 0 | 0 | 0 | 0 | 0 | -7.4e-05 | -0.00015267 | -0.00023517
PG&E | MM Therms | Commercial | Com - Education (Secondary School) | Lighting | No | Lighting - Linear Fluorescent Delamping | -1.545e-05 | -3.1166e-05 | -5.0993e-05 | -7.5079e-05 | -7.5079e-05 | 0 | 0 | 0 | 0 | 0 | 0 | 0
PG&E | MM Therms | Commercial | Com - Education (Secondary School) | Lighting | No | Lighting - Linear Fluorescent Fixture (Low Wattage T8) | -0.0019322 | -0.0042172 | -0.0068233 | -0.0097294 | -0.012855 | -0.016148 | -0.019554 | -0.02307 | -0.026652 | -0.030307 | -0.034005 | -0.037721
PG&E | MM Therms | Commercial | Com - Education (Secondary School) | Lighting | No | Lighting - Plug-In Fixture (PSMH) | 0 | 0 | 0 | 0 | -0.011966 | -0.024552 | -0.043521 | -0.062789 | -0.082084 | -0.10156 | -0.12115 | -0.14085
PG&E | MM Therms | Commercial | Com - Education (Secondary School) | SHW | Yes | SHW - EF Rated Storage Water Heater (Gas) - Emerging | 0 | 0 | 0 | 0.00036859 | 0.0011908 | 0.0025273 | 0.0044117 | 0.0069207 | 0.010086 | 0.013994 | 0.018683 | 0.024183
PG&E | MM Therms | Commercial | Com - Education (Secondary School) | SHW | Yes | SHW - ET Rated Storage Water Heater - Emerging | 0.0022399 | 0.0056955 | 0.010496 | 0.016849 | 0.024853 | 0.034597 | 0.046116 | 0.059569 | 0.074973 | 0.092481 | 0.11211 | 0.13386
PG&E | MM Therms | Commercial | Com - Education (Secondary School) | SHW | No | SHW - EF Rated Instantaneous Water Heater (Gas) | 0.00082562 | 0.0018573 | 0.0029434 | 0.0042192 | 0.0056621 | 0.007257 | 0.0089812 | 0.01085 | 0.012846 | 0.014981 | 0.017241 | 0.019612
PG&E | MM Therms | Commercial | Com - Education (Secondary School) | SHW | No | SHW - EF Rated Storage Water Heater (Gas) | 0.00049584 | 0.0011037 | 0.001592 | 0.0021594 | 0.0027957 | 0.0034936 | 0.0042432 | 0.0050506 | 0.0059084 | 0.0068213 | 0.0077834 | 0.0087884
PG&E | MM Therms | Commercial | Com - Education (Secondary School) | SHW | No | SHW - ET Rated Instantaneous Water Heater | 0 | 0.00094964 | 0.0020446 | 0.0032994 | 0.0046917 | 0.0062034 | 0.0078106 | 0.0095198 | 0.011313 | 0.013201 | 0.015173 | 0.017218
PG&E | MM Therms | Commercial | Com - Education (Secondary School) | SHW | No | SHW - ET Rated Storage Water Heater | 0 | 0 | 0 | 0 | 0 | 0 | 0 | 0.0013352 | 0.0027668 | 0.0042979 | 0.005913 | 0.0075977
PG&E | MM Therms | Commercial | Com - Education (Secondary School) | SHW | No | SHW - Pipe and Tank Insulation | 0.013587 | 0.027208 | 0.042314 | 0.058809 | 0.076498 | 0.095029 | 0.11406 | 0.13318 | 0.15198 | 0.17008 | 0.18714 | 0.20294
PG&E | MM Therms | Commercial | Com - Education (Secondary School) | Service | No | Service - Retro-Commissioning (Gas) | 0.011566 | 0.0228 | 0.03424 | 0.045504 | 0.056209 | 0.066034 | 0.074774 | 0.082346 | 0.088768 | 0.094123 | 0.098531 | 0.090629
PG&E | MM Therms | Commercial | Com - Education (Secondary School) | WholeBlg | No | WholeBlg - Com NC Level 2 | 0.00036486 | 0 | 0 | 0 | 0 | 0 | 0 | 0 | 0 | 0 | 0 | 0
PG&E | MM Therms | Commercial | Com - Education (Secondary School) | WholeBlg | No | WholeBlg - Com NC Level 3 | 0.00017268 | 0.00017268 | 0.00017268 | 0.00017268 | 0.00017268 | 0.00017268 | 0.00017268 | 0 | 0 | 0 | 0 | 0
PG&E | MM Therms | Commercial | Com - Education (Secondary School) | WholeBlg | No | WholeBlg - Com RET Level 1 | 0.0012024 | 0.002856 | 0.0049948 | 0.0076556 | 0.010875 | 0.014692 | 0.019145 | 0.02427 | 0.030101 | 0.036669 | 0.043999 | 0.052111
PG&E | MM Therms | Commercial | Com - Education (Secondary School) | WholeBlg | No | WholeBlg - Com RET Level 2 | 0.0041559 | 0.0098257 | 0.017128 | 0.026208 | 0.037208 | 0.05027 | 0.065528 | 0.083133 | 0.10321 | 0.12588 | 0.15126 | 0.17943
PG&E | MM Therms | Commercial | Com - Education (University) | AppPlug | No | AppPlug - Occupancy Sensor Plug Strip | -0.00025681 | -0.00054356 | -0.00084222 | -0.0011505 | -0.0014624 | -0.001773 | -0.0020763 | -0.0023771 | -0.0026681 | -0.002695 | -0.0026812 | -0.0026435
PG&E | MM Therms | Commercial | Com - Education (University) | BldgEnv | No | BldgEnv - Wall Spray On Insulation | 0.01309 | 0.025336 | 0.03697 | 0.048022 | 0.058522 | 0.068497 | 0.077973 | 0.086975 | 0.095527 | 0.10365 | 0.11137 | 0.1187
PG&E | MM Therms | Commercial | Com - Education (University) | BldgEnv | No | BldgEnv - Window Film | 0 | 0 | 0 | 0 | 0 | 0 | 0 | 0 | -0.00089579 | -0.0028778 | -0.0056274 | -0.0088033
PG&E | MM Therms | Commercial | Com - Education (University) | FoodServ | No | FoodServ - Fryer (Gas) | 0.0014743 | 0.0030123 | 0.0046105 | 0.0062955 | 0.0080538 | 0.0098689 | 0.011724 | 0.013637 | 0.015598 | 0.017624 | 0.019712 | 0.021859
PG&E | MM Therms | Commercial | Com - Education (University) | FoodServ | No | FoodServ - Oven (Gas) | 0.0024043 | 0.0048644 | 0.0073772 | 0.0099857 | 0.012672 | 0.015412 | 0.018183 | 0.021015 | 0.023893 | 0.026845 | 0.029867 | 0.03296
PG&E | MM Therms | Commercial | Com - Education (University) | HVAC | No | HVAC - AFUE Rated Boiler (High) | 0.0060886 | 0.013243 | 0.021501 | 0.03105 | 0.04188 | 0.053973 | 0.067283 | 0.082008 | 0.09813 | 0.11581 | 0.13501 | 0.1557
PG&E | MM Therms | Commercial | Com - Education (University) | HVAC | No | HVAC - AFUE Rated Boiler (Standard) | 0.0005327 | 0.0011473 | 0.0018441 | 0.002632 | 0.0035044 | 0.0044605 | 0.0054904 | 0.0066103 | 0.0078216 | 0.0091336 | 0.010542 | 0.012042
PG&E | MM Therms | Commercial | Com - Education (University) | HVAC | No | HVAC - ET Rated Boiler (High) | 0.0093914 | 0.020747 | 0.034154 | 0.049964 | 0.068175 | 0.0888 | 0.1118 | 0.13762 | 0.16627 | 0.19808 | 0.23295 | 0.27085
PG&E | MM Therms | Commercial | Com - Education (University) | HVAC | No | HVAC - ET Rated Boiler (Standard) | 0.001051 | 0.0022885 | 0.0037233 | 0.0053615 | 0.0072098 | 0.009279 | 0.011579 | 0.014115 | 0.016896 | 0.01992 | 0.02404 | 0.028483
PG&E | MM Therms | Commercial | Com - Education (University) | HVAC | No | HVAC - Gas Furnace | 0.0011424 | 0.0025879 | 0.0043566 | 0.0064678 | 0.0089418 | 0.011792 | 0.015026 | 0.018643 | 0.022638 | 0.026998 | 0.031711 | 0.036755
PG&E | MM Therms | Commercial | Com - Education (University) | HVAC | No | HVAC - Thermostat | 0.011395 | 0.02368 | 0.036783 | 0.05015 | 0.063083 | 0.075046 | 0.085745 | 0.095242 | 0.10363 | 0.11118 | 0.11829 | 0.1252
PG&E | MM Therms | Commercial | Com - Education (University) | Lighting | Yes | Lighting - LED Fixture (Replacing T8) - Emerging | 0 | 0 | -0.00036528 | -0.0011419 | -0.0024185 | -0.0042919 | -0.0068236 | -0.010158 | -0.014312 | -0.019407 | -0.025503 | -0.032616
PG&E | MM Therms | Commercial | Com - Education (University) | Lighting | Yes | Lighting - LED Lamp (Basic High - Indoor) - Emerging | -1.3267e-05 | -3.3614e-05 | -6.3615e-05 | -0.0001089 | -0.00017942 | -0.00019217 | -0.00019107 | -0.00018557 | -0.00017063 | -0.00012432 | -0.00015383 | -0.00018571
PG&E | MM Therms | Commercial | Com - Education (University) | Lighting | Yes | Lighting - LED Lamp (Basic Low - Indoor) - Emerging | -2.8064e-05 | -7.4617e-05 | -0.00013095 | -0.00020848 | -0.00033105 | -0.00035842 | -0.00035638 | -0.00035726 | -0.00035196 | -0.00029332 | -0.00037307 | -0.00046524
PG&E | MM Therms | Commercial | Com - Education (University) | Lighting | Yes | Lighting - LED Plug-In Indoor Fixture - Emerging | -0.00079698 | -0.0017913 | -0.0030368 | -0.0046006 | -0.0065632 | -0.0067101 | -0.0068991 | -0.0071378 | -0.0074351 | -0.0078034 | -0.0082497 | -0.00878
PG&E | MM Therms | Commercial | Com - Education (University) | Lighting | No | Lighting - Cold Cathode Lamp | -0.00034659 | -0.00070354 | -0.00107 | -0.0014494 | -0.0018384 | -0.0018384 | -0.0018384 | -0.0018384 | -0.0018384 | -0.0018384 | -0.0018384 | -0.0014918
PG&E | MM Therms | Commercial | Com - Education (University) | Lighting | No | Lighting - Compact Fluorescent Fixture (Indoor) | -0.014329 | -0.029535 | -0.045607 | -0.062619 | -0.080496 | -0.066167 | -0.050961 | -0.034889 | -0.017877 | 0 | 0 | 0
PG&E | MM Therms | Commercial | Com - Education (University) | Lighting | No | Lighting - Compact Fluorescent Lamp (Basic High - Indoor) | -0.0014256 | -0.0028757 | -0.0043355 | -0.0058057 | -0.0072715 | -0.0058459 | -0.0043957 | -0.002936 | -0.0014658 | 0 | 0 | 0
PG&E | MM Therms | Commercial | Com - Education (University) | Lighting | No | Lighting - Compact Fluorescent Lamp (Basic Low - Indoor) | -0.0022558 | -0.0045331 | -0.0068347 | -0.0091455 | -0.011429 | -0.0091732 | -0.0068959 | -0.0045942 | -0.0022835 | 0 | 0 | 0
PG&E | MM Therms | Commercial | Com - Education (University) | Lighting | No | Lighting - Halogen Lamp (A-Line) | -0.00067616 | -0.0015089 | -0.0018313 | -0.0021802 | -0.0025583 | -0.0013767 | 0 | 0 | 0 | 0 | 0 | 0
PG&E | MM Therms | Commercial | Com - Education (University) | Lighting | No | Lighting - Halogen Lamp (Reflector) | -0.00026442 | -0.00058408 | -0.00069368 | -0.00080405 | -0.00091632 | -0.0010173 | -0.0011063 | -0.0011887 | -0.0012627 | -0.0013303 | -0.0013917 | -0.0014479
PG&E | MM Therms | Commercial | Com - Education (University) | Lighting | No | Lighting - High Bay HID to T5 | -0.00074669 | -0.0015388 | -0.0022934 | -0.0030024 | -0.0036529 | -0.0049028 | -0.0061347 | -0.0072861 | -0.008354 | -0.0093492 | -0.010284 | -0.01116
PG&E | MM Therms | Commercial | Com - Education (University) | Lighting | No | Lighting - Induction Fixture (Indoor) | -0.00054427 | -0.0011749 | -0.0018871 | -0.0026877 | -0.0035622 | -0.0045043 | -0.0055028 | -0.0065656 | -0.0076816 | -0.0088597 | -0.010093 | -0.011374
PG&E | MM Therms | Commercial | Com - Education (University) | Lighting | No | Lighting - Light Sensor | -0.00027559 | -0.00095105 | -0.0013333 | -0.0017084 | -0.0020728 | -0.0024262 | -0.0027669 | -0.0030997 | -0.0034229 | -0.0037413 | -0.0040545 | -0.0043624
PG&E | MM Therms | Commercial | Com - Education (University) | Lighting | No | Lighting - Linear Fluorescent Delamping | -1.5376e-05 | -3.1016e-05 | -5.0757e-05 | -7.4747e-05 | -7.4747e-05 | 0 | 0 | 0 | 0 | 0 | 0 | 0
PG&E | MM Therms | Commercial | Com - Education (University) | Lighting | No | Lighting - Linear Fluorescent Fixture (Low Wattage T8) | -0.0013265 | -0.0028989 | -0.0046879 | -0.0066837 | -0.0088433 | -0.011136 | -0.013525 | -0.016003 | -0.01854 | -0.021137 | -0.02377 | -0.026424
PG&E | MM Therms | Commercial | Com - Education (University) | Lighting | No | Lighting - Plug-In Fixture (Compact Fluorescent) | -0.01634 | -0.032882 | -0.049602 | -0.066613 | -0.083612 | -0.083612 | -0.083612 | -0.083612 | -0.083612 | -0.083612 | -0.083612 | -0.083612
PG&E | MM Therms | Commercial | Com - Education (University) | Lighting | No | Lighting - Plug-In Fixture (Induction) | 0 | 0 | 0 | 0 | 0 | 0 | 0 | 0 | -0.0005381 | -0.0012612 | -0.0021051 | -0.0045162
PG&E | MM Therms | Commercial | Com - Education (University) | Lighting | No | Lighting - Plug-In Fixture (PSMH with Electronic Ballast) | -0.0016069 | -0.0035397 | -0.010001 | -0.016787 | -0.023663 | -0.030575 | -0.03747 | -0.044392 | -0.051152 | -0.057827 | -0.064448 | -0.070718
PG&E | MM Therms | Commercial | Com - Education (University) | Lighting | No | Lighting - Plug-In Fixture (PSMH) | -0.0078342 | -0.016333 | -0.024364 | -0.032396 | -0.040449 | -0.04849 | -0.056479 | -0.064469 | -0.072259 | -0.079937 | -0.087538 | -0.094652
PG&E | MM Therms | Commercial | Com - Education (University) | SHW | Yes | SHW - EF Rated Storage Water Heater (Gas) - Emerging | 0 | 0 | 0 | 0.00065275 | 0.0020868 | 0.0043955 | 0.0076314 | 0.011921 | 0.017317 | 0.023962 | 0.031917 | 0.041231
PG&E | MM Therms | Commercial | Com - Education (University) | SHW | Yes | SHW - ET Rated Storage Water Heater - Emerging | 0.0021837 | 0.005529 | 0.010153 | 0.016246 | 0.023876 | 0.033109 | 0.043957 | 0.056586 | 0.071002 | 0.087352 | 0.10563 | 0.12583
PG&E | MM Therms | Commercial | Com - Education (University) | SHW | No | SHW - EF Rated Instantaneous Water Heater (Gas) | 0.00070616 | 0.0015828 | 0.0025006 | 0.0035726 | 0.0047781 | 0.0061042 | 0.0075316 | 0.0090724 | 0.010712 | 0.012459 | 0.014302 | 0.016229
PG&E | MM Therms | Commercial | Com - Education (University) | SHW | No | SHW - EF Rated Storage Water Heater (Gas) | 0.00047701 | 0.001063 | 0.0015346 | 0.0020823 | 0.0026954 | 0.0033672 | 0.0040878 | 0.0048632 | 0.0056858 | 0.0065603 | 0.0074806 | 0.0084407
PG&E | MM Therms | Commercial | Com - Education (University) | SHW | No | SHW - ET Rated Instantaneous Water Heater | 0.00082106 | 0.0017749 | 0.0028564 | 0.0040806 | 0.0054287 | 0.0068881 | 0.008439 | 0.010095 | 0.011841 | 0.013688 | 0.015626 | 0.017644
PG&E | MM Therms | Commercial | Com - Education (University) | SHW | No | SHW - ET Rated Storage Water Heater | 0.00079667 | 0.0017205 | 0.0027665 | 0.0039493 | 0.0052507 | 0.0066584 | 0.0081533 | 0.0097483 | 0.011429 | 0.013207 | 0.015071 | 0.017012
PG&E | MM Therms | Commercial | Com - Education (University) | SHW | No | SHW - Pipe and Tank Insulation | 0.017492 | 0.035028 | 0.054474 | 0.075711 | 0.098484 | 0.12234 | 0.14683 | 0.17146 | 0.19566 | 0.21896 | 0.24092 | 0.26126
PG&E | MM Therms | Commercial | Com - Education (University) | Service | No | Service - Retro-Commissioning (Gas) | 0.01489 | 0.029353 | 0.04408 | 0.058581 | 0.072364 | 0.085012 | 0.096264 | 0.10601 | 0.11428 | 0.12117 | 0.12685 | 0.11668
PG&E | MM Therms | Commercial | Com - Education (University) | WholeBlg | No | WholeBlg - Com NC Level 2 | 0.00046972 | 0 | 0 | 0 | 0 | 0 | 0 | 0 | 0 | 0 | 0 | 0
PG&E | MM Therms | Commercial | Com - Education (University) | WholeBlg | No | WholeBlg - Com NC Level 3 | 0.00022231 | 0.00022231 | 0.00022231 | 0.00022231 | 0.00022231 | 0.00022231 | 0.00022231 | 0 | 0 | 0 | 0 | 0
PG&E | MM Therms | Commercial | Com - Education (University) | WholeBlg | No | WholeBlg - Com RET Level 1 | 0.00083604 | 0.0019818 | 0.0034595 | 0.0052929 | 0.0075054 | 0.010123 | 0.01317 | 0.016671 | 0.020646 | 0.025117 | 0.030098 | 0.035601
PG&E | MM Therms | Commercial | Com - Education (University) | WholeBlg | No | WholeBlg - Com RET Level 2 | 0.0041457 | 0.0097976 | 0.01707 | 0.026099 | 0.03702 | 0.049967 | 0.065069 | 0.082467 | 0.10228 | 0.12462 | 0.14959 | 0.17728
PG&E | MM Therms | Commercial | Com - Grocery | AppPlug | No | AppPlug - Occupancy Sensor Plug Strip | -0.00049511 | -0.0010478 | -0.0016233 | -0.0022171 | -0.0028175 | -0.0034152 | -0.0039986 | -0.0045767 | -0.0051356 | -0.0051848 | -0.0051551 | -0.005079
PG&E | MM Therms | Commercial | Com - Grocery | BldgEnv | No | BldgEnv - Attic Batt Insulation | 0.018162 | 0.035416 | 0.051808 | 0.067379 | 0.082173 | 0.096226 | 0.10958 | 0.1041 | 0.098893 | 0.093949 | 0.089251 | 0.084789
PG&E | MM Therms | Commercial | Com - Grocery | BldgEnv | No | BldgEnv - Wall Spray On Insulation | 0.025986 | 0.049649 | 0.072129 | 0.093484 | 0.11377 | 0.13305 | 0.15136 | 0.16875 | 0.18527 | 0.20097 | 0.21589 | 0.23005
PG&E | MM Therms | Commercial | Com - Grocery | BldgEnv | No | BldgEnv - Window Film | 0 | 0 | 0 | 0 | 0 | 0 | 0 | 0 | -0.00213 | -0.0068428 | -0.013381 | -0.020932
PG&E | MM Therms | Commercial | Com - Grocery | FoodServ | No | FoodServ - Oven (Gas) | 0.023838 | 0.048227 | 0.073134 | 0.098984 | 0.1256 | 0.15274 | 0.18019 | 0.20822 | 0.23672 | 0.26594 | 0.29585 | 0.32644
PG&E | MM Therms | Commercial | Com - Grocery | HVAC | No | HVAC - Gas Furnace | 0.0060654 | 0.013754 | 0.023176 | 0.034434 | 0.04764 | 0.062868 | 0.080161 | 0.099512 | 0.1209 | 0.14425 | 0.1695 | 0.19654
PG&E | MM Therms | Commercial | Com - Grocery | HVAC | No | HVAC - Thermostat | 0.17988 | 0.37379 | 0.58334 | 0.79894 | 1.0081 | 1.2006 | 1.3712 | 1.5212 | 1.6525 | 1.77 | 1.8818 | 1.9902
PG&E | MM Therms | Commercial | Com - Grocery | Lighting | Yes | Lighting - LED Fixture (Replacing T8) - Emerging | -0.0020675 | -0.0049757 | -0.0091063 | -0.014952 | -0.022828 | -0.033203 | -0.046376 | -0.063145 | -0.083732 | -0.10999 | -0.14346 | -0.18495
PG&E | MM Therms | Commercial | Com - Grocery | Lighting | Yes | Lighting - LED Lamp (Basic High - Indoor) - Emerging | -0.00013505 | -0.00032462 | -0.00058086 | -0.00091297 | -0.0012747 | -0.0013253 | -0.0012146 | -0.001065 | -0.00088128 | -0.00056543 | -0.00070138 | -0.00085272
PG&E | MM Therms | Commercial | Com - Grocery | Lighting | Yes | Lighting - LED Lamp (Basic Low - Indoor) - Emerging | -0.00059566 | -0.001552 | -0.0027844 | -0.0042952 | -0.0061014 | -0.0064226 | -0.0059766 | -0.0053399 | -0.0046059 | -0.0032514 | -0.0040922 | -0.005095
PG&E | MM Therms | Commercial | Com - Grocery | Lighting | Yes | Lighting - LED Plug-In Indoor Fixture - Emerging | -0.0046042 | -0.010467 | -0.017725 | -0.026629 | -0.037243 | -0.037969 | -0.038903 | -0.040082 | -0.041521 | -0.043261 | -0.045317 | -0.047701
PG&E | MM Therms | Commercial | Com - Grocery | Lighting | No | Lighting - Cold Cathode Lamp | -0.0017179 | -0.0035077 | -0.0053619 | -0.0072896 | -0.0092769 | -0.0092769 | -0.0092769 | -0.007559 | -0.0057692 | -0.003915 | -0.0019873 | 0
PG&E | MM Therms | Commercial | Com - Grocery | Lighting | No | Lighting - Compact Fluorescent Fixture (Indoor) | -0.051139 | -0.10573 | -0.16372 | -0.22536 | -0.29033 | -0.2392 | -0.1846 | -0.12662 | -0.064972 | 0 | 0 | 0
PG&E | MM Therms | Commercial | Com - Grocery | Lighting | No | Lighting - Compact Fluorescent Lamp (Basic High - Indoor) | -0.008301 | -0.016687 | -0.02513 | -0.033651 | -0.04225 | -0.033949 | -0.025562 | -0.01712 | -0.0085991 | 0 | 0 | 0
PG&E | MM Therms | Commercial | Com - Grocery | Lighting | No | Lighting - Compact Fluorescent Lamp (Basic Low - Indoor) | -0.020742 | -0.043417 | -0.067802 | -0.093718 | -0.12077 | -0.10003 | -0.077352 | -0.052967 | -0.027051 | 0 | 0 | 0
PG&E | MM Therms | Commercial | Com - Grocery | Lighting | No | Lighting - Halogen Lamp (A-Line) | -0.0015442 | -0.0034453 | -0.0041803 | -0.0049757 | -0.0058373 | -0.0031409 | 0 | 0 | 0 | 0 | 0 | 0
PG&E | MM Therms | Commercial | Com - Grocery | Lighting | No | Lighting - Halogen Lamp (Reflector) | -0.00060399 | -0.0013339 | -0.0015836 | -0.0018351 | -0.0020907 | -0.0023196 | -0.002521 | -0.0027083 | -0.0028761 | -0.0030296 | -0.003169 | -0.0032965
PG&E | MM Therms | Commercial | Com - Grocery | Lighting | No | Lighting - High Bay HID to T5 | -0.0017593 | -0.0036605 | -0.0055894 | -0.0074977 | -0.0093211 | -0.012576 | -0.015812 | -0.01894 | -0.021921 | -0.024724 | -0.027335 | -0.02979
PG&E | MM Therms | Commercial | Com - Grocery | Lighting | No | Lighting - Induction Fixture (Indoor) | -0.0025674 | -0.0055966 | -0.0090617 | -0.012993 | -0.017316 | -0.021997 | -0.026977 | -0.03229 | -0.037879 | -0.043782 | -0.049961 | -0.056373
PG&E | MM Therms | Commercial | Com - Grocery | Lighting | No | Lighting - Linear Fluorescent Delamping | -3.1139e-05 | -6.2798e-05 | -0.00010292 | -0.00015177 | -0.00020817 | 0 | 0 | 0 | 0 | 0 | 0 | 0
PG&E | MM Therms | Commercial | Com - Grocery | Lighting | No | Lighting - Linear Fluorescent Fixture (Low Wattage T8) | -0.020342 | -0.041325 | -0.062745 | -0.084736 | -0.10697 | -0.12932 | -0.15162 | -0.17402 | -0.19638 | -0.21837 | -0.23959 | -0.25997
PG&E | MM Therms | Commercial | Com - Grocery | Lighting | No | Lighting - Plug-In Fixture (Compact Fluorescent) | -0.065137 | -0.13039 | -0.19554 | -0.2611 | -0.32645 | -0.32645 | -0.32645 | -0.32645 | -0.32645 | -0.32645 | -0.32645 | -0.32645
PG&E | MM Therms | Commercial | Com - Grocery | Lighting | No | Lighting - Plug-In Fixture (Induction) | 0 | -0.0030548 | -0.0067031 | -0.01605 | -0.026693 | -0.038125 | -0.050057 | -0.062502 | -0.075285 | -0.088511 | -0.10211 | -0.11603
PG&E | MM Therms | Commercial | Com - Grocery | Lighting | No | Lighting - Plug-In Fixture (Linear Fluorescent) | -0.11856 | -0.24793 | -0.38568 | -0.53162 | -0.68314 | -0.68314 | -0.68314 | -0.68314 | -0.68314 | -0.68314 | -0.68314 | -0.68314
PG&E | MM Therms | Commercial | Com - Grocery | Lighting | No | Lighting - Plug-In Fixture (PSMH with Electronic Ballast) | -0.020696 | -0.041632 | -0.061991 | -0.081185 | -0.099222 | -0.11673 | -0.13377 | -0.15064 | -0.16732 | -0.18402 | -0.20075 | -0.21749
PG&E | MM Therms | Commercial | Com - Grocery | Lighting | No | Lighting - Plug-In Fixture (PSMH) | -0.021602 | -0.043448 | -0.064685 | -0.084702 | -0.10394 | -0.12233 | -0.14002 | -0.15729 | -0.17419 | -0.19091 | -0.20749 | -0.22394
PG&E | MM Therms | Commercial | Com - Grocery | SHW | Yes | SHW - EF Rated Storage Water Heater (Gas) - Emerging | 0 | 0 | 0 | 0.001475 | 0.0047142 | 0.009927 | 0.017232 | 0.026913 | 0.039087 | 0.054075 | 0.07201 | 0.092999
PG&E | MM Therms | Commercial | Com - Grocery | SHW | Yes | SHW - ET Rated Storage Water Heater - Emerging | 0.0048673 | 0.012248 | 0.02237 | 0.035674 | 0.052254 | 0.072225 | 0.095557 | 0.12265 | 0.1535 | 0.18845 | 0.2275 | 0.27059
PG&E | MM Therms | Commercial | Com - Grocery | SHW | No | SHW - EF Rated Instantaneous Water Heater (Gas) | 0.0015524 | 0.0034782 | 0.0054924 | 0.007843 | 0.010484 | 0.013385 | 0.016506 | 0.019872 | 0.023451 | 0.027264 | 0.031284 | 0.035484
PG&E | MM Therms | Commercial | Com - Grocery | SHW | No | SHW - EF Rated Storage Water Heater (Gas) | 0.001161 | 0.0025884 | 0.0037371 | 0.0050715 | 0.0065651 | 0.0082014 | 0.0099564 | 0.011845 | 0.013848 | 0.015977 | 0.018217 | 0.020554
PG&E | MM Therms | Commercial | Com - Grocery | SHW | No | SHW - ET Rated Instantaneous Water Heater | 0.0018237 | 0.0039419 | 0.0063426 | 0.0090585 | 0.012048 | 0.015284 | 0.018722 | 0.022391 | 0.02626 | 0.030352 | 0.034643 | 0.03911
PG&E | MM Therms | Commercial | Com - Grocery | SHW | No | SHW - ET Rated Storage Water Heater | 0.0021814 | 0.0047164 | 0.0075908 | 0.010844 | 0.014429 | 0.018311 | 0.02244 | 0.026849 | 0.0315 | 0.036421 | 0.041584 | 0.04696
PG&E | MM Therms | Commercial | Com - Grocery | SHW | No | SHW - Pipe and Tank Insulation | 0.033729 | 0.067543 | 0.10504 | 0.14599 | 0.1899 | 0.23591 | 0.28314 | 0.33062 | 0.37729 | 0.42221 | 0.46457 | 0.50378
PG&E | MM Therms | Commercial | Com - Grocery | Service | No | Service - Retro-Commissioning (Gas) | 0.028712 | 0.056601 | 0.084999 | 0.11296 | 0.13954 | 0.16393 | 0.18562 | 0.20442 | 0.22036 | 0.23366 | 0.2446 | 0.22498
PG&E | MM Therms | Commercial | Com - Grocery | WholeBlg | No | WholeBlg - Com NC Level 2 | 0.00093828 | 0 | 0 | 0 | 0 | 0 | 0 | 0 | 0 | 0 | 0 | 0
PG&E | MM Therms | Commercial | Com - Grocery | WholeBlg | No | WholeBlg - Com NC Level 3 | 0.000389 | 0.000389 | 0.000389 | 0.000389 | 0.000389 | 0.000389 | 0.000389 | 0 | 0 | 0 | 0 | 0
PG&E | MM Therms | Commercial | Com - Grocery | WholeBlg | No | WholeBlg - Com NC ZNE | 0.0002784 | 0.00074507 | 0.0017173 | 0.0033208 | 0.0056687 | 0.0088378 | 0.012811 | 0.01781 | 0.023812 | 0.031092 | 0.039569 | 0.049364
PG&E | MM Therms | Commercial | Com - Grocery | WholeBlg | No | WholeBlg - Com RET Level 1 | 0.0032801 | 0.007808 | 0.013685 | 0.02102 | 0.029925 | 0.040517 | 0.052908 | 0.067214 | 0.083536 | 0.10197 | 0.1226 | 0.1422
PG&E | MM Therms | Commercial | Com - Grocery | WholeBlg | No | WholeBlg - Com RET Level 2 | 0.010157 | 0.023996 | 0.041814 | 0.063959 | 0.090782 | 0.12265 | 0.15992 | 0.20296 | 0.25211 | 0.30769 | 0.36995 | 0.43911
PG&E | MM Therms | Commercial | Com - Hospital | AppPlug | No | AppPlug - Occupancy Sensor Plug Strip | -0.00032705 | -0.0006923 | -0.0010727 | -0.0014654 | -0.0018622 | -0.0022572 | -0.0026426 | -0.0030242 | -0.003393 | -0.0034249 | -0.0034073 | -0.0033594
PG&E | MM Therms | Commercial | Com - Hospital | BldgEnv | No | BldgEnv - Wall Spray On Insulation | 0.097435 | 0.16986 | 0.23866 | 0.30402 | 0.36611 | 0.4251 | 0.48114 | 0.53437 | 0.58495 | 0.63299 | 0.67864 | 0.722
PG&E | MM Therms | Commercial | Com - Hospital | BldgEnv | No | BldgEnv - Window Film | 0 | 0 | 0 | 0 | 0 | 0 | 0 | 0 | -0.0023632 | -0.0075921 | -0.014846 | -0.023225
PG&E | MM Therms | Commercial | Com - Hospital | FoodServ | No | FoodServ - Oven (Gas) | 0.0091868 | 0.018587 | 0.028189 | 0.038157 | 0.04842 | 0.058888 | 0.069473 | 0.080287 | 0.091282 | 0.10256 | 0.1141 | 0.12592
PG&E | MM Therms | Commercial | Com - Hospital | HVAC | No | HVAC - AFUE Rated Boiler (High) | 0.022637 | 0.049376 | 0.080274 | 0.11619 | 0.15683 | 0.20209 | 0.25167 | 0.3065 | 0.36637 | 0.4321 | 0.50364 | 0.58081
PG&E | MM Therms | Commercial | Com - Hospital | HVAC | No | HVAC - AFUE Rated Boiler (Standard) | 0.003113 | 0.0067045 | 0.010767 | 0.015378 | 0.020481 | 0.026042 | 0.032019 | 0.03854 | 0.045584 | 0.053235 | 0.061478 | 0.070287
PG&E | MM Therms | Commercial | Com - Hospital | HVAC | No | HVAC - ET Rated Boiler (High) | 0.035852 | 0.078826 | 0.12905 | 0.18797 | 0.25507 | 0.3303 | 0.41342 | 0.50614 | 0.60814 | 0.72087 | 0.84424 | 0.97789
PG&E | MM Therms | Commercial | Com - Hospital | HVAC | No | HVAC - ET Rated Boiler (Standard) | 0.0082533 | 0.01791 | 0.028967 | 0.04166 | 0.055839 | 0.071466 | 0.088459 | 0.1071 | 0.12731 | 0.14935 | 0.17316 | 0.19867
PG&E | MM Therms | Commercial | Com - Hospital | HVAC | No | HVAC - Gas Furnace | 0.0030178 | 0.0068441 | 0.011533 | 0.017137 | 0.023711 | 0.031292 | 0.039901 | 0.049537 | 0.060186 | 0.071816 | 0.084389 | 0.097852
PG&E | MM Therms | Commercial | Com - Hospital | Lighting | Yes | Lighting - LED Fixture (Replacing T8) - Emerging | -0.0010873 | -0.0027096 | -0.0050818 | -0.0084809 | -0.013099 | -0.019195 | -0.026934 | -0.036683 | -0.04856 | -0.062932 | -0.079996 | -0.0998
PG&E | MM Therms | Commercial | Com - Hospital | Lighting | Yes | Lighting - LED Lamp (Basic High - Indoor) - Emerging | -0.0002256 | -0.00056555 | -0.001013 | -0.0015716 | -0.0022431 | -0.0023443 | -0.0021636 | -0.0019033 | -0.0015585 | -0.00090103 | -0.0010199 | -0.0011327
PG&E | MM Therms | Commercial | Com - Hospital | Lighting | Yes | Lighting - LED Lamp (Basic Low - Indoor) - Emerging | -0.00053413 | -0.0013479 | -0.0022939 | -0.0033846 | -0.0046228 | -0.0048348 | -0.0044815 | -0.0041677 | -0.003875 | -0.0030699 | -0.00387 | -0.0047947
PG&E | MM Therms | Commercial | Com - Hospital | Lighting | Yes | Lighting - LED Plug-In Indoor Fixture - Emerging | -0.0011295 | -0.0025696 | -0.0043479 | -0.0065235 | -0.009108 | -0.0092828 | -0.0095073 | -0.0097905 | -0.010135 | -0.010549 | -0.011037 | -0.011599
PG&E | MM Therms | Commercial | Com - Hospital | Lighting | No | Lighting - Cold Cathode Lamp | -0.0013079 | -0.0026795 | -0.0041074 | -0.0055969 | -0.0071364 | -0.0071364 | -0.0071364 | -0.0058285 | -0.0044569 | -0.003029 | -0.0015395 | 0
PG&E | MM Therms | Commercial | Com - Hospital | Lighting | No | Lighting - Compact Fluorescent Fixture (Indoor) | -0.032754 | -0.067902 | -0.10539 | -0.1454 | -0.1877 | -0.15494 | -0.11979 | -0.082306 | -0.042295 | 0 | 0 | 0
PG&E | MM Therms | Commercial | Com - Hospital | Lighting | No | Lighting - Compact Fluorescent Lamp (Basic High - Indoor) | -0.00011231 | -0.00031178 | -0.00061639 | -0.0010434 | -0.0016072 | -0.0014949 | -0.0012954 | -0.00099078 | -0.00056375 | 0 | 0 | 0
PG&E | MM Therms | Commercial | Com - Hospital | Lighting | No | Lighting - Compact Fluorescent Lamp (Basic Low - Indoor) | -0.02503 | -0.050193 | -0.075556 | -0.10122 | -0.12707 | -0.10204 | -0.076877 | -0.051514 | -0.025853 | 0 | 0 | 0
PG&E | MM Therms | Commercial | Com - Hospital | Lighting | No | Lighting - Halogen Lamp (A-Line) | -0.0010669 | -0.0023803 | -0.0028879 | -0.0034371 | -0.0040321 | -0.0021695 | 0 | 0 | 0 | 0 | 0 | 0
PG&E | MM Therms | Commercial | Com - Hospital | Lighting | No | Lighting - Halogen Lamp (Reflector) | -0.00041733 | -0.00092159 | -0.0010941 | -0.0012676 | -0.0014441 | -0.0016019 | -0.0017407 | -0.0018699 | -0.0019857 | -0.0020916 | -0.0021877 | -0.0022757
PG&E | MM Therms | Commercial | Com - Hospital | Lighting | No | Lighting - High Bay HID to T5 | -0.00087061 | -0.0018112 | -0.0028457 | -0.0039542 | -0.005097 | -0.0070032 | -0.008929 | -0.010877 | -0.012811 | -0.0147 | -0.016515 | -0.018228
PG&E | MM Therms | Commercial | Com - Hospital | Lighting | No | Lighting - Induction Fixture (Indoor) | -0.0018324 | -0.0040312 | -0.0065795 | -0.0095026 | -0.012747 | -0.016287 | -0.020078 | -0.024147 | -0.028445 | -0.033003 | -0.03779 | -0.042773
PG&E | MM Therms | Commercial | Com - Hospital | Lighting | No | Lighting - Linear Fluorescent Delamping | -0.00010722 | -0.00021622 | -0.0003545 | -0.00052304 | -0.00071764 | 0 | 0 | 0 | 0 | 0 | 0 | 0
PG&E | MM Therms | Commercial | Com - Hospital | Lighting | No | Lighting - Linear Fluorescent Fixture (Low Wattage T8) | -0.0024571 | -0.005362 | -0.0086847 | -0.012444 | -0.01657 | -0.02101 | -0.025694 | -0.030616 | -0.035708 | -0.04097 | -0.046348 | -0.051792
PG&E | MM Therms | Commercial | Com - Hospital | Lighting | No | Lighting - Plug-In Fixture (Compact Fluorescent) | -0.01499 | -0.029975 | -0.044898 | -0.059886 | -0.074793 | -0.074793 | -0.074793 | -0.074793 | -0.074793 | -0.074793 | -0.074793 | -0.074793
PG&E | MM Therms | Commercial | Com - Hospital | Lighting | No | Lighting - Plug-In Fixture (Induction) | -0.0033813 | -0.0068214 | -0.010292 | -0.013854 | -0.01746 | -0.021098 | -0.024746 | -0.028452 | -0.032194 | -0.036021 | -0.039925 | -0.043898
PG&E | MM Therms | Commercial | Com - Hospital | Lighting | No | Lighting - Plug-In Fixture (Linear Fluorescent) | -0.04381 | -0.091793 | -0.14299 | -0.19733 | -0.25378 | -0.25378 | -0.25378 | -0.25378 | -0.25378 | -0.25378 | -0.25378 | -0.25378
PG&E | MM Therms | Commercial | Com - Hospital | Lighting | No | Lighting - Plug-In Fixture (MH Directional) | 0 | 0 | 0 | 0 | 0 | 0 | 0 | 0 | 0 | 0 | -0.001839 | -0.0044205
PG&E | MM Therms | Commercial | Com - Hospital | Lighting | No | Lighting - Plug-In Fixture (PSMH with Electronic Ballast) | -0.0039146 | -0.0080032 | -0.012063 | -0.016155 | -0.020231 | -0.024282 | -0.028287 | -0.032289 | -0.036268 | -0.040267 | -0.044281 | -0.048303
PG&E | MM Therms | Commercial | Com - Hospital | Lighting | No | Lighting - Plug-In Fixture (PSMH) | -0.0038014 | -0.0077667 | -0.011689 | -0.01562 | -0.019514 | -0.023358 | -0.027137 | -0.030885 | -0.034589 | -0.038285 | -0.041971 | -0.045644
PG&E | MM Therms | Commercial | Com - Hospital | SHW | Yes | SHW - EF Rated Storage Water Heater (Gas) - Emerging | 0 | 0 | 0 | 0.00040959 | 0.0013247 | 0.002813 | 0.0049105 | 0.0077004 | 0.011215 | 0.015548 | 0.020742 | 0.026826
PG&E | MM Therms | Commercial | Com - Hospital | SHW | Yes | SHW - ET Rated Storage Water Heater - Emerging | 0.011989 | 0.030136 | 0.055108 | 0.088113 | 0.12968 | 0.18022 | 0.23986 | 0.30967 | 0.38977 | 0.48113 | 0.5839 | 0.69805
PG&E | MM Therms | Commercial | Com - Hospital | SHW | No | SHW - EF Rated Instantaneous Water Heater (Gas) | 0.0034415 | 0.007873 | 0.012643 | 0.018326 | 0.024843 | 0.032137 | 0.040114 | 0.048859 | 0.058295 | 0.068491 | 0.079396 | 0.090934
PG&E | MM Therms | Commercial | Com - Hospital | SHW | No | SHW - EF Rated Storage Water Heater (Gas) | 0.0021443 | 0.0047929 | 0.0069326 | 0.0094236 | 0.012226 | 0.015311 | 0.018638 | 0.022235 | 0.026072 | 0.030172 | 0.034514 | 0.039069
PG&E | MM Therms | Commercial | Com - Hospital | SHW | No | SHW - ET Rated Instantaneous Water Heater | 0.0032797 | 0.0070613 | 0.011318 | 0.016097 | 0.021315 | 0.026904 | 0.032775 | 0.038963 | 0.045396 | 0.052104 | 0.05904 | 0.06615
PG&E | MM Therms | Commercial | Com - Hospital | SHW | No | SHW - ET Rated Storage Water Heater | 0.0037162 | 0.008 | 0.012822 | 0.01824 | 0.02416 | 0.030506 | 0.037175 | 0.044207 | 0.051523 | 0.059153 | 0.067049 | 0.075147
PG&E | MM Therms | Commercial | Com - Hospital | SHW | No | SHW - Pipe and Tank Insulation | 0.02228 | 0.044616 | 0.069385 | 0.096435 | 0.12544 | 0.15583 | 0.18703 | 0.21839 | 0.24922 | 0.27889 | 0.30687 | 0.33277
PG&E | MM Therms | Commercial | Com - Hospital | Service | No | Service - Retro-Commissioning (Gas) | 0.018966 | 0.037388 | 0.056146 | 0.074616 | 0.092171 | 0.10828 | 0.12261 | 0.13503 | 0.14556 | 0.15434 | 0.16157 | 0.14861
PG&E | MM Therms | Commercial | Com - Hospital | WholeBlg | No | WholeBlg - Com NC Level 2 | 0.0006104 | 0 | 0 | 0 | 0 | 0 | 0 | 0 | 0 | 0 | 0 | 0
PG&E | MM Therms | Commercial | Com - Hospital | WholeBlg | No | WholeBlg - Com NC Level 3 | 0.0002653 | 0.0002653 | 0.0002653 | 0.0002653 | 0.0002653 | 0.0002653 | 0.0002653 | 0 | 0 | 0 | 0 | 0
PG&E | MM Therms | Commercial | Com - Hospital | WholeBlg | No | WholeBlg - Com NC ZNE | 4.8916e-05 | 4.8916e-05 | 4.8916e-05 | 4.8916e-05 | 0.00035394 | 0.00091782 | 0.0017612 | 0.0029717 | 0.0045494 | 0.0065628 | 0.006526 | 0.006526
PG&E | MM Therms | Commercial | Com - Hospital | WholeBlg | No | WholeBlg - Com RET Level 1 | 0.0022122 | 0.0052406 | 0.0091409 | 0.013971 | 0.019788 | 0.026657 | 0.034639 | 0.043793 | 0.054173 | 0.065826 | 0.078789 | 0.093101
PG&E | MM Therms | Commercial | Com - Hospital | WholeBlg | No | WholeBlg - Com RET Level 2 | 0.012001 | 0.028355 | 0.049393 | 0.075515 | 0.10711 | 0.14458 | 0.18828 | 0.23862 | 0.29595 | 0.36062 | 0.43289 | 0.51299
PG&E | MM Therms | Commercial | Com - Hotel | AppPlug | No | AppPlug - Occupancy Sensor Plug Strip | -0.00029043 | -0.00061473 | -0.00095248 | -0.0013011 | -0.0016538 | -0.0020051 | -0.0023482 | -0.0026883 | -0.0030174 | -0.0030478 | -0.0030322 | -0.0029896
PG&E | MM Therms | Commercial | Com - Hotel | BldgEnv | No | BldgEnv - Wall Spray On Insulation | 0.1107 | 0.1993 | 0.2726 | 0.33461 | 0.39263 | 0.44774 | 0.5001 | 0.54984 | 0.5971 | 0.64199 | 0.68464 | 0.72515
PG&E | MM Therms | Commercial | Com - Hotel | BldgEnv | No | BldgEnv - Window Film | 0 | 0 | 0 | 0 | 0 | 0 | 0 | 0 | -0.0021446 | -0.0068897 | -0.013473 | -0.021076
PG&E | MM Therms | Commercial | Com - Hotel | FoodServ | No | FoodServ - Fryer (Gas) | 0.0029179 | 0.0059616 | 0.0091247 | 0.012459 | 0.015939 | 0.019532 | 0.023203 | 0.026989 | 0.030871 | 0.034881 | 0.039011 | 0.043261
PG&E | MM Therms | Commercial | Com - Hotel | FoodServ | No | FoodServ - Oven (Gas) | 0.0054381 | 0.011002 | 0.016686 | 0.022586 | 0.028662 | 0.03486 | 0.041128 | 0.047532 | 0.054043 | 0.06072 | 0.067555 | 0.07455
PG&E | MM Therms | Commercial | Com - Hotel | HVAC | No | HVAC - AFUE Rated Boiler (High) | 0.0087172 | 0.018996 | 0.030876 | 0.044667 | 0.060304 | 0.07775 | 0.096914 | 0.11812 | 0.14132 | 0.1668 | 0.19452 | 0.22447
PG&E | MM Therms | Commercial | Com - Hotel | HVAC | No | HVAC - AFUE Rated Boiler (Standard) | 0.00097696 | 0.0021024 | 0.0033754 | 0.0048164 | 0.0064101 | 0.008151 | 0.010019 | 0.012055 | 0.014257 | 0.016645 | 0.019214 | 0.021959
PG&E | MM Therms | Commercial | Com - Hotel | HVAC | No | HVAC - ET Rated Boiler (High) | 0.013609 | 0.029973 | 0.049173 | 0.07174 | 0.097551 | 0.1266 | 0.15881 | 0.19486 | 0.23466 | 0.27871 | 0.32698 | 0.37937
PG&E | MM Therms | Commercial | Com - Hotel | HVAC | No | HVAC - ET Rated Boiler (Standard) | 0.0026032 | 0.0056524 | 0.0091514 | 0.013163 | 0.017649 | 0.022604 | 0.028006 | 0.033937 | 0.040378 | 0.047395 | 0.054972 | 0.063088
PG&E | MM Therms | Commercial | Com - Hotel | HVAC | No | HVAC - Gas Furnace | 0.00016787 | 0.00038045 | 0.0006407 | 0.0009515 | 0.0013158 | 0.0017358 | 0.0022124 | 0.0027456 | 0.0033346 | 0.0039777 | 0.0046728 | 0.0054169
PG&E | MM Therms | Commercial | Com - Hotel | HVAC | No | HVAC - SEER Rated Package Rooftop AC (Recharge) | 0 | 0 | 0 | 5.3353e-05 | 0.00010449 | 0.00015136 | 0.00019268 | 0.00022796 | 0.00025738 | 0.00028151 | 0.00030108 | 0.00031784
PG&E | MM Therms | Commercial | Com - Hotel | Lighting | Yes | Lighting - LED Fixture (Replacing T8) - Emerging | 0 | 0 | 0 | 0 | -0.00040308 | -0.0011828 | -0.0023321 | -0.0039098 | -0.0058865 | -0.0083182 | -0.011215 | -0.014571
PG&E | MM Therms | Commercial | Com - Hotel | Lighting | Yes | Lighting - LED Lamp (Basic High - Indoor) - Emerging | -2.032e-05 | -5.9226e-05 | -0.000125 | -0.00022718 | -0.00036009 | -0.00038176 | -0.00037456 | -0.00034931 | -0.00029741 | -0.00020336 | -0.00024485 | -0.00028677
PG&E | MM Therms | Commercial | Com - Hotel | Lighting | Yes | Lighting - LED Lamp (Basic Low - Indoor) - Emerging | -4.2951e-05 | -0.000111 | -0.00020761 | -0.00032576 | -0.00046775 | -0.00049327 | -0.0004649 | -0.00042955 | -0.00039563 | -0.00031864 | -0.00041476 | -0.00052666
PG&E | MM Therms | Commercial | Com - Hotel | Lighting | Yes | Lighting - LED Plug-In Indoor Fixture - Emerging | -0.00022407 | -0.00050924 | -0.00086539 | -0.001309 | -0.0018464 | -0.001884 | -0.0019318 | -0.001992 | -0.0020656 | -0.002155 | -0.0022613 | -0.0023853
PG&E | MM Therms | Commercial | Com - Hotel | Lighting | No | Lighting - Cold Cathode Lamp | -0.00013193 | -0.00026716 | -0.0004055 | -0.00054885 | -0.00069568 | -0.00069568 | -0.00069568 | -0.00069568 | -0.00069568 | -0.00069568 | -0.00069568 | -0.00069568
PG&E | MM Therms | Commercial | Com - Hotel | Lighting | No | Lighting - Compact Fluorescent Fixture (Indoor) | -0.0063502 | -0.013031 | -0.020029 | -0.027382 | -0.035047 | -0.028697 | -0.022016 | -0.015018 | -0.0076654 | 0 | 0 | 0
PG&E | MM Therms | Commercial | Com - Hotel | Lighting | No | Lighting - Compact Fluorescent Lamp (Basic High - Indoor) | -0.00069054 | -0.0016267 | -0.0028085 | -0.0042458 | -0.0059383 | -0.0052477 | -0.0043116 | -0.0031297 | -0.0016925 | 0 | 0 | 0
PG&E | MM Therms | Commercial | Com - Hotel | Lighting | No | Lighting - Compact Fluorescent Lamp (Basic Low - Indoor) | -0.0024178 | -0.0049482 | -0.0075649 | -0.010267 | -0.013025 | -0.010607 | -0.0080764 | -0.0054597 | -0.0027578 | 0 | 0 | 0
PG&E | MM Therms | Commercial | Com - Hotel | Lighting | No | Lighting - Halogen Lamp (A-Line) | -0.00049326 | -0.0011011 | -0.001337 | -0.0015923 | -0.0018691 | -0.001006 | 0 | 0 | 0 | 0 | 0 | 0
PG&E | MM Therms | Commercial | Com - Hotel | Lighting | No | Lighting - Halogen Lamp (Reflector) | -0.00019283 | -0.00042611 | -0.00050636 | -0.00058723 | -0.00066957 | -0.00074426 | -0.00081001 | -0.00087073 | -0.00092532 | -0.00097512 | -0.0010204 | -0.0010618
PG&E | MM Therms | Commercial | Com - Hotel | Lighting | No | Lighting - High Bay HID to T5 | 0 | 0 | -0.00023535 | -0.00064217 | -0.0010398 | -0.0014272 | -0.0018021 | -0.0023776 | -0.0030953 | -0.0038015 | -0.0044949 | -0.005173
PG&E | MM Therms | Commercial | Com - Hotel | Lighting | No | Lighting - Induction Fixture (Indoor) | -0.00032389 | -0.0007031 | -0.0011351 | -0.001625 | -0.0021645 | -0.0027496 | -0.0033732 | -0.0040404 | -0.0047441 | -0.0054901 | -0.0062739 | -0.0070907
PG&E | MM Therms | Commercial | Com - Hotel | Lighting | No | Lighting - Linear Fluorescent Delamping | -1.1385e-05 | -2.297e-05 | -3.7551e-05 | -5.5243e-05 | -5.5243e-05 | 0 | 0 | 0 | 0 | 0 | 0 | 0
PG&E | MM Therms | Commercial | Com - Hotel | Lighting | No | Lighting - Linear Fluorescent Fixture (Low Wattage T8) | -0.00059957 | -0.0013052 | -0.0021067 | -0.003008 | -0.0039779 | -0.0049906 | -0.0060247 | -0.0070833 | -0.0081552 | -0.0092453 | -0.010345 | -0.011448
PG&E | MM Therms | Commercial | Com - Hotel | Lighting | No | Lighting - Occupancy Sensor | 0 | 0 | 0 | 0 | 0 | 0 | 0 | 0 | 0 | 0 | 0 | -0.0012261
PG&E | MM Therms | Commercial | Com - Hotel | Lighting | No | Lighting - Plug-In Fixture (Compact Fluorescent) | -0.0034979 | -0.0070106 | -0.010526 | -0.014077 | -0.017627 | -0.017627 | -0.017627 | -0.017627 | -0.017627 | -0.017627 | -0.017627 | -0.017627
PG&E | MM Therms | Commercial | Com - Hotel | Lighting | No | Lighting - Plug-In Fixture (Induction) | 0 | 0 | 0 | 0 | 0 | 0 | 0 | 0 | 0 | 0 | 0 | -0.00039985
PG&E | MM Therms | Commercial | Com - Hotel | Lighting | No | Lighting - Plug-In Fixture (Linear Fluorescent) | 0 | -0.00882 | -0.018247 | -0.028211 | -0.038485 | -0.038485 | -0.038485 | -0.038485 | -0.038485 | -0.038485 | -0.038485 | -0.038485
PG&E | MM Therms | Commercial | Com - Hotel | Lighting | No | Lighting - Plug-In Fixture (PSMH with Electronic Ballast) | 0 | 0 | -0.0013391 | -0.0033946 | -0.0055642 | -0.0077928 | -0.010034 | -0.012298 | -0.014561 | -0.016845 | -0.019141 | -0.021427
PG&E | MM Therms | Commercial | Com - Hotel | Lighting | No | Lighting - Plug-In Fixture (PSMH) | -0.0027874 | -0.0062217 | -0.0094616 | -0.012621 | -0.015689 | -0.018688 | -0.021622 | -0.024536 | -0.02742 | -0.030308 | -0.033194 | -0.035852
PG&E | MM Therms | Commercial | Com - Hotel | SHW | Yes | SHW - EF Rated Storage Water Heater (Gas) - Emerging | 0 | 0 | 0 | 0.00020584 | 0.00066884 | 0.0014251 | 0.0024941 | 0.0039193 | 0.0057182 | 0.0079398 | 0.010604 | 0.01373
PG&E | MM Therms | Commercial | Com - Hotel | SHW | Yes | SHW - ET Rated Storage Water Heater - Emerging | 0.0039548 | 0.0099445 | 0.018185 | 0.029091 | 0.042817 | 0.059489 | 0.079125 | 0.10211 | 0.12846 | 0.15854 | 0.19238 | 0.22999
PG&E | MM Therms | Commercial | Com - Hotel | SHW | No | SHW - EF Rated Instantaneous Water Heater (Gas) | 0.0013984 | 0.0031851 | 0.0050976 | 0.0073704 | 0.0099703 | 0.012873 | 0.01604 | 0.019504 | 0.023233 | 0.027256 | 0.031546 | 0.036077
PG&E | MM Therms | Commercial | Com - Hotel | SHW | No | SHW - EF Rated Storage Water Heater (Gas) | 0.00088236 | 0.0019695 | 0.0028462 | 0.0038668 | 0.0050148 | 0.0062781 | 0.0076392 | 0.0091104 | 0.010678 | 0.012353 | 0.014123 | 0.015979
PG&E | MM Therms | Commercial | Com - Hotel | SHW | No | SHW - ET Rated Instantaneous Water Heater | 0.0012485 | 0.0026924 | 0.0043226 | 0.0061596 | 0.0081734 | 0.010341 | 0.012629 | 0.015054 | 0.017591 | 0.020252 | 0.023018 | 0.025872
PG&E | MM Therms | Commercial | Com - Hotel | SHW | No | SHW - ET Rated Storage Water Heater | 0.0014981 | 0.0032318 | 0.0051907 | 0.0074007 | 0.0098273 | 0.012442 | 0.015205 | 0.018135 | 0.021203 | 0.024423 | 0.027774 | 0.031234
PG&E | MM Therms | Commercial | Com - Hotel | SHW | No | SHW - Pipe and Tank Insulation | 0.019782 | 0.039614 | 0.061606 | 0.085624 | 0.11138 | 0.13836 | 0.16606 | 0.19391 | 0.22128 | 0.24762 | 0.27247 | 0.29546
PG&E | MM Therms | Commercial | Com - Hotel | Service | No | Service - Retro-Commissioning (Gas) | 0.01684 | 0.033196 | 0.049851 | 0.066251 | 0.081837 | 0.096142 | 0.10887 | 0.11989 | 0.12924 | 0.13704 | 0.14346 | 0.13195
PG&E | MM Therms | Commercial | Com - Hotel | WholeBlg | No | WholeBlg - Com NC Level 2 | 0.00053202 | 0 | 0 | 0 | 0 | 0 | 0 | 0 | 0 | 0 | 0 | 0
PG&E | MM Therms | Commercial | Com - Hotel | WholeBlg | No | WholeBlg - Com NC Level 3 | 0.00024761 | 0.00024761 | 0.00024761 | 0.00024761 | 0.00024761 | 0.00024761 | 0.00024761 | 0 | 0 | 0 | 0 | 0
PG&E | MM Therms | Commercial | Com - Hotel | WholeBlg | No | WholeBlg - Com RET Level 1 | 0.0012912 | 0.0030624 | 0.0053474 | 0.0081815 | 0.0116 | 0.015641 | 0.020342 | 0.025739 | 0.031864 | 0.038746 | 0.046409 | 0.054869
PG&E | MM Therms | Commercial | Com - Hotel | WholeBlg | No | WholeBlg - Com RET Level 2 | 0.0060651 | 0.014326 | 0.02495 | 0.038135 | 0.054078 | 0.072979 | 0.095029 | 0.12043 | 0.14937 | 0.18202 | 0.21851 | 0.25899
PG&E | MM Therms | Commercial | Com - Motel | AppPlug | No | AppPlug - Occupancy Sensor Plug Strip | -0.00029043 | -0.00061473 | -0.00095248 | -0.0013011 | -0.0016538 | -0.0020051 | -0.0023482 | -0.0026883 | -0.0030174 | -0.0030478 | -0.0030322 | -0.0029896
PG&E | MM Therms | Commercial | Com - Motel | BldgEnv | No | BldgEnv - Wall Spray On Insulation | 0.1121 | 0.20215 | 0.27656 | 0.3394 | 0.39763 | 0.45296 | 0.50551 | 0.55544 | 0.60287 | 0.64793 | 0.69074 | 0.73141
PG&E | MM Therms | Commercial | Com - Motel | BldgEnv | No | BldgEnv - Window Film | 0 | 0 | 0 | 0 | 0 | 0 | 0 | 0 | -0.0021446 | -0.0068897 | -0.013473 | -0.021076
PG&E | MM Therms | Commercial | Com - Motel | FoodServ | No | FoodServ - Fryer (Gas) | 0.0029179 | 0.0059616 | 0.0091247 | 0.012459 | 0.015939 | 0.019532 | 0.023203 | 0.026989 | 0.030871 | 0.034881 | 0.039011 | 0.043261
PG&E | MM Therms | Commercial | Com - Motel | FoodServ | No | FoodServ - Oven (Gas) | 0.0054381 | 0.011002 | 0.016686 | 0.022586 | 0.028662 | 0.03486 | 0.041128 | 0.047532 | 0.054043 | 0.06072 | 0.067555 | 0.07455
PG&E | MM Therms | Commercial | Com - Motel | HVAC | No | HVAC - AFUE Rated Boiler (High) | 0.0087168 | 0.018996 | 0.030875 | 0.044667 | 0.060303 | 0.07775 | 0.096913 | 0.11812 | 0.14132 | 0.1668 | 0.19452 | 0.22447
PG&E | MM Therms | Commercial | Com - Motel | HVAC | No | HVAC - AFUE Rated Boiler (Standard) | 0.00097692 | 0.0021024 | 0.0033754 | 0.0048163 | 0.00641 | 0.0081509 | 0.010019 | 0.012055 | 0.014257 | 0.016645 | 0.019214 | 0.021959
PG&E | MM Therms | Commercial | Com - Motel | HVAC | No | HVAC - ET Rated Boiler (High) | 0.013608 | 0.029972 | 0.049173 | 0.071739 | 0.097551 | 0.1266 | 0.15881 | 0.19486 | 0.23466 | 0.27871 | 0.32698 | 0.37937
PG&E | MM Therms | Commercial | Com - Motel | HVAC | No | HVAC - ET Rated Boiler (Standard) | 0.002603 | 0.0056523 | 0.0091512 | 0.013163 | 0.017649 | 0.022603 | 0.028006 | 0.033937 | 0.040378 | 0.047395 | 0.054972 | 0.063088
PG&E | MM Therms | Commercial | Com - Motel | HVAC | No | HVAC - Gas Furnace | 0.00016787 | 0.00038045 | 0.0006407 | 0.0009515 | 0.0013158 | 0.0017358 | 0.0022124 | 0.0027456 | 0.0033346 | 0.0039777 | 0.0046728 | 0.0054169
PG&E | MM Therms | Commercial | Com - Motel | Lighting | Yes | Lighting - LED Fixture (Replacing T8) - Emerging | 0 | 0 | 0 | 0 | 0 | -0.000767 | -0.0021658 | -0.0042064 | -0.0067742 | -0.0098892 | -0.013538 | -0.017697
PG&E | MM Therms | Commercial | Com - Motel | Lighting | Yes | Lighting - LED Lamp (Basic High - Indoor) - Emerging | -2.166e-05 | -6.3817e-05 | -0.00013708 | -0.000254 | -0.00041079 | -0.00043668 | -0.00043225 | -0.00040762 | -0.00035151 | -0.00024546 | -0.00029808 | -0.00035184
PG&E | MM Therms | Commercial | Com - Motel | Lighting | Yes | Lighting - LED Lamp (Basic Low - Indoor) - Emerging | -4.8349e-05 | -0.0001257 | -0.00024088 | -0.00038391 | -0.00055848 | -0.00059029 | -0.00056169 | -0.00052199 | -0.00048347 | -0.00039541 | -0.00051777 | -0.00066031
PG&E | MM Therms | Commercial | Com - Motel | Lighting | Yes | Lighting - LED Plug-In Indoor Fixture - Emerging | -0.00032362 | -0.00073535 | -0.0012514 | -0.0018981 | -0.0026856 | -0.0027411 | -0.0028117 | -0.0029001 | -0.0030082 | -0.0031398 | -0.0032964 | -0.0034796
PG&E | MM Therms | Commercial | Com - Motel | Lighting | No | Lighting - Compact Fluorescent Fixture (Indoor) | -0.0078672 | -0.016105 | -0.024693 | -0.033682 | -0.043017 | -0.03515 | -0.026912 | -0.018324 | -0.0093352 | 0 | 0 | 0
PG&E | MM Therms | Commercial | Com - Motel | Lighting | No | Lighting - Compact Fluorescent Lamp (Basic High - Indoor) | -0.0008287 | -0.001963 | -0.0034019 | -0.0051573 | -0.0072275 | -0.0063988 | -0.0052645 | -0.0038256 | -0.0020702 | 0 | 0 | 0
PG&E | MM Therms | Commercial | Com - Motel | Lighting | No | Lighting - Compact Fluorescent Lamp (Basic Low - Indoor) | -0.0029189 | -0.0059934 | -0.0091842 | -0.012489 | -0.015868 | -0.012949 | -0.0098747 | -0.0066839 | -0.0033789 | 0 | 0 | 0
PG&E | MM Therms | Commercial | Com - Motel | Lighting | No | Lighting - High Bay HID to T5 | 0 | 0 | 0 | 0 | 0 | 0 | 0 | -0.00019149 | -0.0003702 | -0.00078729 | -0.0012002 | -0.0016084
PG&E | MM Therms | Commercial | Com - Motel | Lighting | No | Lighting - Linear Fluorescent Delamping | -8.3138e-06 | -1.6779e-05 | -2.7395e-05 | -4.0251e-05 | -4.0251e-05 | 0 | 0 | 0 | 0 | 0 | 0 | 0
PG&E | MM Therms | Commercial | Com - Motel | Lighting | No | Lighting - Linear Fluorescent Fixture (Low Wattage T8) | -0.00071739 | -0.0015604 | -0.0025179 | -0.003595 | -0.0047682 | -0.006021 | -0.0073124 | -0.0086339 | -0.0099661 | -0.011314 | -0.012667 | -0.014017
PG&E | MM Therms | Commercial | Com - Motel | Lighting | No | Lighting - Occupancy Sensor | 0 | 0 | 0 | 0 | 0 | 0 | 0 | 0 | 0 | -0.0020323 | -0.004076 | -0.0059606
PG&E | MM Therms | Commercial | Com - Motel | Lighting | No | Lighting - Plug-In Fixture (Compact Fluorescent) | -0.005232 | -0.010489 | -0.015753 | -0.021077 | -0.026401 | -0.026401 | -0.026401 | -0.026401 | -0.026401 | -0.026401 | -0.026401 | -0.026401
PG&E | MM Therms | Commercial | Com - Motel | Lighting | No | Lighting - Plug-In Fixture (Linear Fluorescent) | 0 | 0 | 0 | -0.0089809 | -0.022973 | -0.022973 | -0.022973 | -0.022973 | -0.022973 | -0.022973 | -0.022973 | -0.022973
PG&E | MM Therms | Commercial | Com - Motel | Lighting | No | Lighting - Plug-In Fixture (PSMH with Electronic Ballast) | 0 | 0 | 0 | 0 | 0 | -0.0017445 | -0.0036271 | -0.0063084 | -0.0091497 | -0.012122 | -0.015178 | -0.018301
PG&E | MM Therms | Commercial | Com - Motel | Lighting | No | Lighting - Plug-In Fixture (PSMH) | -0.0041766 | -0.009817 | -0.015459 | -0.021281 | -0.027152 | -0.032657 | -0.037997 | -0.043151 | -0.04813 | -0.05305 | -0.057931 | -0.062766
PG&E | MM Therms | Commercial | Com - Motel | SHW | Yes | SHW - EF Rated Storage Water Heater (Gas) - Emerging | 0 | 0 | 0 | 0.00014832 | 0.00048218 | 0.0010279 | 0.0017999 | 0.0028302 | 0.0041321 | 0.0057419 | 0.0076751 | 0.0099452
PG&E | MM Therms | Commercial | Com - Motel | SHW | Yes | SHW - ET Rated Storage Water Heater - Emerging | 0.0012661 | 0.0032179 | 0.0059294 | 0.0095232 | 0.01406 | 0.01959 | 0.026137 | 0.0338 | 0.042586 | 0.052586 | 0.063812 | 0.076275
PG&E | MM Therms | Commercial | Com - Motel | SHW | No | SHW - EF Rated Instantaneous Water Heater (Gas) | 0.00048439 | 0.0010924 | 0.0017347 | 0.002492 | 0.0033514 | 0.004304 | 0.0053364 | 0.0064582 | 0.007659 | 0.0089466 | 0.010312 | 0.011748
PG&E | MM Therms | Commercial | Com - Motel | SHW | No | SHW - EF Rated Storage Water Heater (Gas) | 0.00028603 | 0.00063639 | 0.00091771 | 0.0012447 | 0.0016117 | 0.0020144 | 0.0024472 | 0.0029138 | 0.0034097 | 0.003938 | 0.0044951 | 0.0050777
PG&E | MM Therms | Commercial | Com - Motel | SHW | No | SHW - ET Rated Instantaneous Water Heater | 0 | 0.00055045 | 0.0011877 | 0.00192 | 0.0027339 | 0.003618 | 0.0045577 | 0.0055575 | 0.0066049 | 0.0077055 | 0.0088526 | 0.01004
PG&E | MM Therms | Commercial | Com - Motel | SHW | No | SHW - ET Rated Storage Water Heater | 0 | 0 | 0 | 0 | 0 | 0 | 0 | 0.00052548 | 0.0013258 | 0.0021856 | 0.0030951 | 0.0040452
PG&E | MM Therms | Commercial | Com - Motel | SHW | No | SHW - Pipe and Tank Insulation | 0.019782 | 0.039614 | 0.061606 | 0.085624 | 0.11138 | 0.13836 | 0.16606 | 0.19391 | 0.22128 | 0.24762 | 0.27247 | 0.29546
PG&E | MM Therms | Commercial | Com - Motel | Service | No | Service - Retro-Commissioning (Gas) | 0.01684 | 0.033196 | 0.049851 | 0.066251 | 0.081837 | 0.096142 | 0.10887 | 0.11989 | 0.12924 | 0.13704 | 0.14346 | 0.13195
PG&E | MM Therms | Commercial | Com - Motel | WholeBlg | No | WholeBlg - Com NC Level 2 | 0.00053202 | 0 | 0 | 0 | 0 | 0 | 0 | 0 | 0 | 0 | 0 | 0
PG&E | MM Therms | Commercial | Com - Motel | WholeBlg | No | WholeBlg - Com NC Level 3 | 0.00024761 | 0.00024761 | 0.00024761 | 0.00024761 | 0.00024761 | 0.00024761 | 0.00024761 | 0 | 0 | 0 | 0 | 0
PG&E | MM Therms | Commercial | Com - Motel | WholeBlg | No | WholeBlg - Com RET Level 1 | 0.0012037 | 0.0028546 | 0.004984 | 0.0076249 | 0.01081 | 0.014576 | 0.018956 | 0.023985 | 0.029692 | 0.036105 | 0.043245 | 0.051128
PG&E | MM Therms | Commercial | Com - Motel | WholeBlg | No | WholeBlg - Com RET Level 2 | 0.0056159 | 0.013265 | 0.023102 | 0.03531 | 0.050071 | 0.067568 | 0.087981 | 0.1115 | 0.13828 | 0.1685 | 0.20228 | 0.23974
PG&E | MM Therms | Commercial | Com - Nusing Home | AppPlug | No | AppPlug - Occupancy Sensor Plug Strip | -0.0003271 | -0.00069235 | -0.0010728 | -0.0014654 | -0.0018627 | -0.0022583 | -0.0026447 | -0.0030278 | -0.0033984 | -0.0034327 | -0.0034151 | -0.0033671
PG&E | MM Therms | Commercial | Com - Nusing Home | BldgEnv | No | BldgEnv - Wall Spray On Insulation | 0.016372 | 0.031926 | 0.046702 | 0.06074 | 0.074075 | 0.086744 | 0.098779 | 0.11021 | 0.12107 | 0.13139 | 0.1412 | 0.15051
PG&E | MM Therms | Commercial | Com - Nusing Home | BldgEnv | No | BldgEnv - Window Film | 0 | 0 | 0 | 0 | 0 | 0 | 0 | 0 | -0.0023632 | -0.0075921 | -0.014846 | -0.023225
PG&E | MM Therms | Commercial | Com - Nusing Home | FoodServ | No | FoodServ - Oven (Gas) | 0.0091872 | 0.018588 | 0.028189 | 0.038157 | 0.048422 | 0.058892 | 0.069481 | 0.0803 | 0.091301 | 0.10258 | 0.11413 | 0.12595
PG&E | MM Therms | Commercial | Com - Nusing Home | HVAC | No | HVAC - AFUE Rated Boiler (High) | 0.021772 | 0.047394 | 0.076945 | 0.11124 | 0.15006 | 0.19331 | 0.2407 | 0.29311 | 0.35037 | 0.41325 | 0.48166 | 0.55552
PG&E | MM Therms | Commercial | Com - Nusing Home | HVAC | No | HVAC - AFUE Rated Boiler (Standard) | 0.0024124 | 0.0051884 | 0.0083224 | 0.011866 | 0.015775 | 0.020029 | 0.024571 | 0.029516 | 0.034849 | 0.040631 | 0.046847 | 0.053477
PG&E | MM Therms | Commercial | Com - Nusing Home | HVAC | No | HVAC - ET Rated Boiler (High) | 0.035226 | 0.077559 | 0.12719 | 0.18559 | 0.25237 | 0.32747 | 0.41064 | 0.50376 | 0.60655 | 0.72045 | 0.84532 | 0.98094
PG&E | MM Therms | Commercial | Com - Nusing Home | HVAC | No | HVAC - ET Rated Boiler (Standard) | 0.0065475 | 0.014218 | 0.023012 | 0.033099 | 0.044355 | 0.056765 | 0.070261 | 0.085059 | 0.10111 | 0.11858 | 0.13744 | 0.15763
PG&E | MM Therms | Commercial | Com - Nusing Home | HVAC | No | HVAC - Gas Furnace | 0.0035721 | 0.0080983 | 0.013642 | 0.020266 | 0.028033 | 0.036989 | 0.047156 | 0.058533 | 0.071104 | 0.084832 | 0.099671 | 0.11556
PG&E | MM Therms | Commercial | Com - Nusing Home | HVAC | No | HVAC - Thermostat | 0.079482 | 0.16518 | 0.25664 | 0.35013 | 0.44082 | 0.52465 | 0.59961 | 0.66616 | 0.72491 | 0.77785 | 0.82766 | 0.87603
PG&E | MM Therms | Commercial | Com - Nusing Home | Lighting | Yes | Lighting - LED Fixture (Replacing T8) - Emerging | -0.00077548 | -0.0025566 | -0.0056837 | -0.010595 | -0.017612 | -0.027197 | -0.039656 | -0.055705 | -0.075536 | -0.099856 | -0.12903 | -0.1632
PG&E | MM Therms | Commercial | Com - Nusing Home | Lighting | Yes | Lighting - LED Lamp (Basic High - Indoor) - Emerging | -0.0003995 | -0.00099995 | -0.0017903 | -0.0027777 | -0.0039657 | -0.0041448 | -0.0038264 | -0.0033675 | -0.0027591 | -0.001597 | -0.0018091 | -0.0020107
PG&E | MM Therms | Commercial | Com - Nusing Home | Lighting | Yes | Lighting - LED Lamp (Basic Low - Indoor) - Emerging | -0.00088717 | -0.0022445 | -0.0038724 | -0.0057588 | -0.007913 | -0.0082841 | -0.0077289 | -0.0072183 | -0.0067504 | -0.0054369 | -0.0068981 | -0.008587
PG&E | MM Therms | Commercial | Com - Nusing Home | Lighting | Yes | Lighting - LED Plug-In Indoor Fixture - Emerging | -0.0022325 | -0.0050779 | -0.0086002 | -0.012923 | -0.018077 | -0.018428 | -0.018879 | -0.019447 | -0.020138 | -0.020974 | -0.021959 | -0.0231
PG&E | MM Therms | Commercial | Com - Nusing Home | Lighting | No | Lighting - Cold Cathode Lamp | -0.00056457 | -0.001159 | -0.0017793 | -0.0024276 | -0.0030981 | -0.0030981 | -0.0030981 | -0.0030981 | -0.0025335 | -0.001939 | -0.0013188 | -0.00067051
PG&E | MM Therms | Commercial | Com - Nusing Home | Lighting | No | Lighting - Compact Fluorescent Fixture (Indoor) | -0.058549 | -0.12114 | -0.18766 | -0.25844 | -0.33306 | -0.27451 | -0.21192 | -0.1454 | -0.07462 | 0 | 0 | 0
PG&E | MM Therms | Commercial | Com - Nusing Home | Lighting | No | Lighting - Compact Fluorescent Lamp (Basic High - Indoor) | -0.00020084 | -0.00055981 | -0.0011096 | -0.0018812 | -0.0028996 | -0.0026987 | -0.0023397 | -0.0017899 | -0.0010184 | 0 | 0 | 0
PG&E | MM Therms | Commercial | Com - Nusing Home | Lighting | No | Lighting - Compact Fluorescent Lamp (Basic Low - Indoor) | -0.044603 | -0.089477 | -0.13469 | -0.18044 | -0.22654 | -0.18194 | -0.13707 | -0.091855 | -0.046102 | 0 | 0 | 0
PG&E | MM Therms | Commercial | Com - Nusing Home | Lighting | No | Lighting - Halogen Lamp (A-Line) | -0.00058643 | -0.001309 | -0.0015894 | -0.0018929 | -0.0022218 | -0.0011958 | 0 | 0 | 0 | 0 | 0 | 0
PG&E | MM Therms | Commercial | Com - Nusing Home | Lighting | No | Lighting - Halogen Lamp (Reflector) | -0.00022926 | -0.00050659 | -0.00060196 | -0.00069806 | -0.00079591 | -0.00088459 | -0.00096266 | -0.0010348 | -0.0010996 | -0.0011588 | -0.0012125 | -0.0012618
PG&E | MM Therms | Commercial | Com - Nusing Home | Lighting | No | Lighting - High Bay HID to T5 | -0.0015279 | -0.0031896 | -0.0050114 | -0.0069587 | -0.008962 | -0.012305 | -0.015695 | -0.019124 | -0.022533 | -0.025867 | -0.029077 | -0.032118
PG&E | MM Therms | Commercial | Com - Nusing Home | Lighting | No | Lighting - Induction Fixture (Indoor) | -0.00088214 | -0.0019437 | -0.0031771 | -0.0045961 | -0.0061764 | -0.0079053 | -0.0097604 | -0.011754 | -0.013864 | -0.016105 | -0.018462 | -0.020918
PG&E | MM Therms | Commercial | Com - Nusing Home | Lighting | No | Lighting - Linear Fluorescent Delamping | -0.00016887 | -0.00034057 | -0.00055805 | -0.00082288 | -0.0011286 | 0 | 0 | 0 | 0 | 0 | 0 | 0
PG&E | MM Therms | Commercial | Com - Nusing Home | Lighting | No | Lighting - Linear Fluorescent Fixture (Low Wattage T8) | -0.0044035 | -0.0096676 | -0.015727 | -0.022623 | -0.030234 | -0.038468 | -0.047195 | -0.056405 | -0.065974 | -0.075904 | -0.08609 | -0.096437
PG&E | MM Therms | Commercial | Com - Nusing Home | Lighting | No | Lighting - Plug-In Fixture (Compact Fluorescent) | -0.030944 | -0.061921 | -0.092812 | -0.12388 | -0.15482 | -0.15482 | -0.15482 | -0.15482 | -0.15482 | -0.15482 | -0.15482 | -0.15482
PG&E | MM Therms | Commercial | Com - Nusing Home | Lighting | No | Lighting - Plug-In Fixture (Induction) | 0 | 0 | -0.0029994 | -0.0066561 | -0.012637 | -0.019381 | -0.026591 | -0.034199 | -0.04206 | -0.050224 | -0.058637 | -0.067259
PG&E | MM Therms | Commercial | Com - Nusing Home | Lighting | No | Lighting - Plug-In Fixture (Linear Fluorescent) | -0.10518 | -0.21955 | -0.34098 | -0.46942 | -0.60245 | -0.60245 | -0.60245 | -0.60245 | -0.60245 | -0.60245 | -0.60245 | -0.60245
PG&E | MM Therms | Commercial | Com - Nusing Home | Lighting | No | Lighting - Plug-In Fixture (PSMH with Electronic Ballast) | -0.013103 | -0.026874 | -0.03993 | -0.052532 | -0.064465 | -0.075837 | -0.086773 | -0.097527 | -0.10812 | -0.1187 | -0.12929 | -0.13988
PG&E | MM Therms | Commercial | Com - Nusing Home | Lighting | No | Lighting - Plug-In Fixture (PSMH) | -0.013805 | -0.028326 | -0.042103 | -0.055695 | -0.068416 | -0.080392 | -0.091776 | -0.10284 | -0.11361 | -0.12425 | -0.13479 | -0.14523
PG&E | MM Therms | Commercial | Com - Nusing Home | SHW | Yes | SHW - EF Rated Storage Water Heater (Gas) - Emerging | 0 | 0 | 0 | 0.00043694 | 0.0014136 | 0.0030027 | 0.0052438 | 0.008227 | 0.011988 | 0.01663 | 0.022193 | 0.028715
PG&E | MM Therms | Commercial | Com - Nusing Home | SHW | Yes | SHW - ET Rated Storage Water Heater - Emerging | 0.0076474 | 0.019289 | 0.03536 | 0.056626 | 0.083432 | 0.11605 | 0.15457 | 0.19967 | 0.25143 | 0.31046 | 0.37682 | 0.45055
PG&E | MM Therms | Commercial | Com - Nusing Home | SHW | No | SHW - EF Rated Instantaneous Water Heater (Gas) | 0.0023935 | 0.0054408 | 0.0086941 | 0.012549 | 0.016947 | 0.021847 | 0.027183 | 0.033008 | 0.03927 | 0.046011 | 0.053188 | 0.060756
PG&E | MM Therms | Commercial | Com - Nusing Home | SHW | No | SHW - EF Rated Storage Water Heater (Gas) | 0.0015042 | 0.0033571 | 0.004851 | 0.0065887 | 0.0085412 | 0.010688 | 0.013 | 0.015497 | 0.018156 | 0.020994 | 0.023991 | 0.027132
PG&E | MM Therms | Commercial | Com - Nusing Home | SHW | No | SHW - ET Rated Instantaneous Water Heater | 0.0023757 | 0.0051234 | 0.0082259 | 0.011722 | 0.015555 | 0.019681 | 0.024036 | 0.028652 | 0.033481 | 0.038547 | 0.043814 | 0.049249
PG&E | MM Therms | Commercial | Com - Nusing Home | SHW | No | SHW - ET Rated Storage Water Heater | 0.0025255 | 0.0054402 | 0.0087256 | 0.012424 | 0.016475 | 0.020832 | 0.025429 | 0.030298 | 0.035388 | 0.040725 | 0.046273 | 0.051996
PG&E | MM Therms | Commercial | Com - Nusing Home | SHW | No | SHW - Pipe and Tank Insulation | 0.02228 | 0.044616 | 0.069385 | 0.096435 | 0.12544 | 0.15583 | 0.18703 | 0.21839 | 0.24922 | 0.27889 | 0.30687 | 0.33277
PG&E | MM Therms | Commercial | Com - Nusing Home | Service | No | Service - Retro-Commissioning (Gas) | 0.018966 | 0.037388 | 0.056146 | 0.074616 | 0.092171 | 0.10828 | 0.12261 | 0.13503 | 0.14556 | 0.15434 | 0.16157 | 0.14861
PG&E | MM Therms | Commercial | Com - Nusing Home | WholeBlg | No | WholeBlg - Com NC Level 2 | 0.00059793 | 0 | 0 | 0 | 0 | 0 | 0 | 0 | 0 | 0 | 0 | 0
PG&E | MM Therms | Commercial | Com - Nusing Home | WholeBlg | No | WholeBlg - Com NC Level 3 | 0.00028484 | 0.00028484 | 0.00028484 | 0.00028484 | 0.00028484 | 0.00028484 | 0.00028484 | 0 | 0 | 0 | 0 | 0
PG&E | MM Therms | Commercial | Com - Nusing Home | WholeBlg | No | WholeBlg - Com RET Level 1 | 0.0021091 | 0.0050009 | 0.0087309 | 0.013358 | 0.018939 | 0.02554 | 0.033221 | 0.042042 | 0.052056 | 0.063313 | 0.07585 | 0.089697
PG&E | MM Therms | Commercial | Com - Nusing Home | WholeBlg | No | WholeBlg - Com RET Level 2 | 0.01006 | 0.023776 | 0.041429 | 0.063363 | 0.089916 | 0.12142 | 0.15821 | 0.20062 | 0.24896 | 0.30354 | 0.36458 | 0.43233
PG&E | MM Therms | Commercial | Com - Office (Large) | AppPlug | No | AppPlug - Occupancy Sensor Plug Strip | -0.0019649 | -0.0041588 | -0.0064439 | -0.0088027 | -0.011189 | -0.013565 | -0.015886 | -0.018187 | -0.020414 | -0.02062 | -0.020514 | -0.020226
PG&E | MM Therms | Commercial | Com - Office (Large) | BldgEnv | No | BldgEnv - Wall Spray On Insulation | 0.09797 | 0.19104 | 0.27946 | 0.36346 | 0.44325 | 0.51906 | 0.59108 | 0.65949 | 0.72449 | 0.78624 | 0.84489 | 0.90062
PG&E | MM Therms | Commercial | Com - Office (Large) | BldgEnv | No | BldgEnv - Window Film | 0 | 0 | 0 | 0 | 0 | 0 | 0 | 0 | -0.023717 | -0.076194 | -0.14899 | -0.23308
PG&E | MM Therms | Commercial | Com - Office (Large) | FoodServ | No | FoodServ - Oven (Gas) | 0.042047 | 0.085069 | 0.12901 | 0.17463 | 0.22161 | 0.26953 | 0.31799 | 0.36751 | 0.41785 | 0.46948 | 0.52233 | 0.57641
PG&E | MM Therms | Commercial | Com - Office (Large) | HVAC | No | HVAC - AFUE Rated Boiler (High) | 0.039993 | 0.086448 | 0.13928 | 0.19964 | 0.26747 | 0.34282 | 0.4254 | 0.51636 | 0.61555 | 0.72347 | 0.83849 | 0.96046
PG&E | MM Therms | Commercial | Com - Office (Large) | HVAC | No | HVAC - AFUE Rated Boiler (Standard) | 0.0042056 | 0.0090905 | 0.014639 | 0.020932 | 0.027936 | 0.035678 | 0.044135 | 0.053403 | 0.06347 | 0.074362 | 0.085926 | 0.098127
PG&E | MM Therms | Commercial | Com - Office (Large) | HVAC | No | HVAC - ET Rated Boiler (High) | 0 | 0.040755 | 0.09208 | 0.15478 | 0.22933 | 0.31576 | 0.41419 | 0.52474 | 0.64754 | 0.78155 | 0.95869 | 1.1556
PG&E | MM Therms | Commercial | Com - Office (Large) | HVAC | No | HVAC - ET Rated Boiler (Standard) | 0 | 0 | 0 | 0 | 0 | 0 | 0 | 0 | 0 | 0.022923 | 0.048377 | 0.076232
PG&E | MM Therms | Commercial | Com - Office (Large) | HVAC | No | HVAC - Gas Furnace | 0.0046008 | 0.010422 | 0.017544 | 0.026045 | 0.036006 | 0.047482 | 0.060502 | 0.075062 | 0.091143 | 0.1087 | 0.12766 | 0.14797
PG&E | MM Therms | Commercial | Com - Office (Large) | HVAC | No | HVAC - SEER Rated Package Rooftop AC (Recharge) | 0 | 0 | 0 | 0 | 0 | 0 | 0 | 0 | 2.8466e-05 | 5.2861e-05 | 7.2803e-05 | 8.8765e-05
PG&E | MM Therms | Commercial | Com - Office (Large) | HVAC | No | HVAC - Thermostat | 0.087022 | 0.18085 | 0.28012 | 0.38089 | 0.47825 | 0.56848 | 0.64953 | 0.72183 | 0.78596 | 0.84387 | 0.89824 | 0.95105
PG&E | MM Therms | Commercial | Com - Office (Large) | Lighting | Yes | Lighting - LED Fixture (Replacing T8) - Emerging | 0 | 0 | -0.0016922 | -0.0052519 | -0.011128 | -0.0198 | -0.031612 | -0.047203 | -0.066742 | -0.090749 | -0.11955 | -0.15325
PG&E | MM Therms | Commercial | Com - Office (Large) | Lighting | Yes | Lighting - LED Lamp (Basic High - Indoor) - Emerging | -0.00020233 | -0.00048436 | -0.00086394 | -0.001355 | -0.0018835 | -0.0019565 | -0.0017887 | -0.0015603 | -0.0012847 | -0.00081806 | -0.0010174 | -0.0012405
PG&E | MM Therms | Commercial | Com - Office (Large) | Lighting | Yes | Lighting - LED Lamp (Basic Low - Indoor) - Emerging | -0.00042767 | -0.0010842 | -0.0018633 | -0.0027467 | -0.003739 | -0.0039076 | -0.0036562 | -0.0034387 | -0.0032667 | -0.0027117 | -0.0034638 | -0.0043363
PG&E | MM Therms | Commercial | Com - Office (Large) | Lighting | Yes | Lighting - LED Plug-In Indoor Fixture - Emerging | -0.0061874 | -0.014036 | -0.023716 | -0.035507 | -0.049539 | -0.050499 | -0.05177 | -0.053401 | -0.055418 | -0.057869 | -0.060775 | -0.064157
PG&E | MM Therms | Commercial | Com - Office (Large) | Lighting | No | Lighting - Cold Cathode Lamp | -0.0062402 | -0.012739 | -0.019465 | -0.026457 | -0.033656 | -0.033656 | -0.033656 | -0.033656 | -0.027416 | -0.020917 | -0.014191 | -0.0071987
PG&E | MM Therms | Commercial | Com - Office (Large) | Lighting | No | Lighting - Compact Fluorescent Fixture (Indoor) | -0.14171 | -0.29231 | -0.45194 | -0.62127 | -0.79983 | -0.65813 | -0.50753 | -0.34789 | -0.17857 | 0 | 0 | 0
PG&E | MM Therms | Commercial | Com - Office (Large) | Lighting | No | Lighting - Compact Fluorescent Lamp (Basic High - Indoor) | -0.012362 | -0.024868 | -0.037482 | -0.050214 | -0.06309 | -0.050728 | -0.038221 | -0.025607 | -0.012875 | 0 | 0 | 0
PG&E | MM Therms | Commercial | Com - Office (Large) | Lighting | No | Lighting - Compact Fluorescent Lamp (Basic Low - Indoor) | -0.022936 | -0.046059 | -0.069419 | -0.093087 | -0.11701 | -0.094069 | -0.070946 | -0.047586 | -0.023919 | 0 | 0 | 0
PG&E | MM Therms | Commercial | Com - Office (Large) | Lighting | No | Lighting - Halogen Lamp (A-Line) | -0.0081318 | -0.018135 | -0.02199 | -0.026161 | -0.030675 | -0.016502 | 0 | 0 | 0 | 0 | 0 | 0
PG&E | MM Therms | Commercial | Com - Office (Large) | Lighting | No | Lighting - Halogen Lamp (Reflector) | -0.003182 | -0.0070239 | -0.0083328 | -0.0096492 | -0.010985 | -0.012169 | -0.013211 | -0.014185 | -0.015054 | -0.015852 | -0.016575 | -0.017238
PG&E | MM Therms | Commercial | Com - Office (Large) | Lighting | No | Lighting - High Bay HID to T5 | -0.003018 | -0.00652 | -0.0098653 | -0.013088 | -0.016173 | -0.021783 | -0.027679 | -0.033328 | -0.038757 | -0.043979 | -0.049001 | -0.053821
PG&E | MM Therms | Commercial | Com - Office (Large) | Lighting | No | Lighting - Induction Fixture (Indoor) | -0.0071418 | -0.015457 | -0.024879 | -0.03549 | -0.047084 | -0.059588 | -0.072853 | -0.086982 | -0.10183 | -0.11751 | -0.13391 | -0.15094
PG&E | MM Therms | Commercial | Com - Office (Large) | Lighting | No | Lighting - Linear Fluorescent Delamping | -0.00014873 | -0.00029999 | -0.00049115 | -0.00072361 | -0.00072361 | 0 | 0 | 0 | 0 | 0 | 0 | 0
PG&E | MM Therms | Commercial | Com - Office (Large) | Lighting | No | Lighting - Linear Fluorescent Fixture (Low Wattage T8) | -0.0044987 | -0.010002 | -0.016435 | -0.023763 | -0.031871 | -0.040664 | -0.050024 | -0.059898 | -0.07018 | -0.080831 | -0.09176 | -0.10288
PG&E | MM Therms | Commercial | Com - Office (Large) | Lighting | No | Lighting - Occupancy Sensor | 0 | 0 | 0 | 0 | 0 | 0 | 0 | 0 | 0 | 0 | 0 | -0.013689
PG&E | MM Therms | Commercial | Com - Office (Large) | Lighting | No | Lighting - Plug-In Fixture (Compact Fluorescent) | -0.09074 | -0.1819 | -0.27324 | -0.36527 | -0.45739 | -0.45739 | -0.45739 | -0.45739 | -0.45739 | -0.45739 | -0.45739 | -0.45739
PG&E | MM Therms | Commercial | Com - Office (Large) | Lighting | No | Lighting - Plug-In Fixture (Induction) | 0 | 0 | 0 | 0 | -0.002037 | -0.0045953 | -0.014732 | -0.02685 | -0.040275 | -0.054832 | -0.070266 | -0.086403
PG&E | MM Therms | Commercial | Com - Office (Large) | Lighting | No | Lighting - Plug-In Fixture (Linear Fluorescent) | -0.16069 | -0.33646 | -0.52446 | -0.72379 | -0.93181 | -0.93181 | -0.93181 | -0.93181 | -0.93181 | -0.93181 | -0.93181 | -0.93181
PG&E | MM Therms | Commercial | Com - Office (Large) | Lighting | No | Lighting - Plug-In Fixture (PSMH with Electronic Ballast) | -0.02863 | -0.058823 | -0.089029 | -0.11959 | -0.14975 | -0.17952 | -0.20715 | -0.23267 | -0.25759 | -0.28221 | -0.30668 | -0.33107
PG&E | MM Therms | Commercial | Com - Office (Large) | Lighting | No | Lighting - Plug-In Fixture (PSMH) | -0.030312 | -0.062449 | -0.094691 | -0.12736 | -0.15961 | -0.19147 | -0.221 | -0.24995 | -0.27757 | -0.30435 | -0.33053 | -0.35626
PG&E | MM Therms | Commercial | Com - Office (Large) | SHW | Yes | SHW - EF Rated Storage Water Heater (Gas) - Emerging | 0 | 0 | 0 | 0.0054059 | 0.017204 | 0.036111 | 0.062536 | 0.097494 | 0.14141 | 0.19544 | 0.26008 | 0.33568
PG&E | MM Therms | Commercial | Com - Office (Large) | SHW | Yes | SHW - ET Rated Storage Water Heater - Emerging | 0.0041648 | 0.01053 | 0.019294 | 0.030802 | 0.045132 | 0.06238 | 0.08253 | 0.10588 | 0.13243 | 0.16244 | 0.19588 | 0.23269
PG&E | MM Therms | Commercial | Com - Office (Large) | SHW | No | SHW - EF Rated Instantaneous Water Heater (Gas) | 0.0016127 | 0.0035988 | 0.0056652 | 0.0080688 | 0.010759 | 0.013707 | 0.016868 | 0.020268 | 0.023874 | 0.027705 | 0.031733 | 0.035932
PG&E | MM Therms | Commercial | Com - Office (Large) | SHW | No | SHW - EF Rated Storage Water Heater (Gas) | 0.0010905 | 0.002429 | 0.0035052 | 0.0047547 | 0.0061513 | 0.0076793 | 0.0093162 | 0.011075 | 0.012938 | 0.014916 | 0.016994 | 0.019159
PG&E | MM Therms | Commercial | Com - Office (Large) | SHW | No | SHW - ET Rated Instantaneous Water Heater | 0.00061317 | 0.0013186 | 0.0021063 | 0.0030093 | 0.0039876 | 0.0050199 | 0.0060709 | 0.0071799 | 0.0083241 | 0.0095388 | 0.010809 | 0.012121
PG&E | MM Therms | Commercial | Com - Office (Large) | SHW | No | SHW - ET Rated Storage Water Heater | 0 | 0.00203 | 0.0043439 | 0.0069741 | 0.0098796 | 0.013034 | 0.016394 | 0.019989 | 0.023789 | 0.027819 | 0.032056 | 0.036477
PG&E | MM Therms | Commercial | Com - Office (Large) | SHW | No | SHW - Pipe and Tank Insulation | 0.13383 | 0.268 | 0.41679 | 0.57927 | 0.75351 | 0.93604 | 1.1234 | 1.3119 | 1.497 | 1.6753 | 1.8433 | 1.9989
PG&E | MM Therms | Commercial | Com - Office (Large) | Service | No | Service - Retro-Commissioning (Gas) | 0.11393 | 0.22458 | 0.33726 | 0.44821 | 0.55366 | 0.65043 | 0.73652 | 0.81111 | 0.87436 | 0.92712 | 0.97053 | 0.8927
PG&E | MM Therms | Commercial | Com - Office (Large) | WholeBlg | No | WholeBlg - Com NC Level 2 | 0.0035931 | 0 | 0 | 0 | 0 | 0 | 0 | 0 | 0 | 0 | 0 | 0
PG&E | MM Therms | Commercial | Com - Office (Large) | WholeBlg | No | WholeBlg - Com NC Level 3 | 0.0017043 | 0.0017043 | 0.0017043 | 0.0017043 | 0.0017043 | 0.0017043 | 0.0017043 | 0 | 0 | 0 | 0 | 0
PG&E | MM Therms | Commercial | Com - Office (Large) | WholeBlg | No | WholeBlg - Com RET Level 1 | 0.005906 | 0.014023 | 0.024516 | 0.037564 | 0.053343 | 0.072046 | 0.093853 | 0.11895 | 0.14749 | 0.17962 | 0.21548 | 0.25515
PG&E | MM Therms | Commercial | Com - Office (Large) | WholeBlg | No | WholeBlg - Com RET Level 2 | 0.026494 | 0.062617 | 0.10913 | 0.16695 | 0.23698 | 0.32015 | 0.41736 | 0.52957 | 0.65761 | 0.80234 | 0.96438 | 1.1444
PG&E | MM Therms | Commercial | Com - Office (Small) | AppPlug | No | AppPlug - Occupancy Sensor Plug Strip | -0.00061748 | -0.001307 | -0.0020251 | -0.0027664 | -0.0035162 | -0.0042631 | -0.0049924 | -0.0057156 | -0.0064153 | -0.00648 | -0.0064468 | -0.0063562
PG&E | MM Therms | Commercial | Com - Office (Small) | BldgEnv | No | BldgEnv - Wall Spray On Insulation | 0.035741 | 0.065464 | 0.093701 | 0.12053 | 0.14601 | 0.17022 | 0.19322 | 0.21507 | 0.23583 | 0.25554 | 0.27428 | 0.29207
PG&E | MM Therms | Commercial | Com - Office (Small) | BldgEnv | No | BldgEnv - Window Film | 0 | 0 | 0 | 0 | 0 | 0 | 0 | 0 | -0.0069785 | -0.022419 | -0.043839 | -0.068581
PG&E | MM Therms | Commercial | Com - Office (Small) | HVAC | No | HVAC - AFUE Rated Boiler (High) | 0.01513 | 0.032963 | 0.053603 | 0.07744 | 0.10448 | 0.13474 | 0.16814 | 0.20418 | 0.24273 | 0.2842 | 0.32874 | 0.37645
PG&E | MM Therms | Commercial | Com - Office (Small) | HVAC | No | HVAC - AFUE Rated Boiler (Standard) | 0.0017132 | 0.003754 | 0.0061342 | 0.0088896 | 0.01201 | 0.015506 | 0.01937 | 0.023544 | 0.02801 | 0.032821 | 0.037988 | 0.043514
PG&E | MM Therms | Commercial | Com - Office (Small) | HVAC | No | HVAC - ET Rated Boiler (High) | 0 | 0 | 0 | 0 | 0 | 0 | 0 | 0.032893 | 0.072258 | 0.11779 | 0.1691 | 0.2258
PG&E | MM Therms | Commercial | Com - Office (Small) | HVAC | No | HVAC - Gas Furnace | 0.0012081 | 0.0027344 | 0.0045997 | 0.0068236 | 0.0094265 | 0.012423 | 0.015819 | 0.019614 | 0.023804 | 0.028374 | 0.03331 | 0.038592
PG&E | MM Therms | Commercial | Com - Office (Small) | HVAC | No | HVAC - Thermostat | 0.034929 | 0.072584 | 0.11299 | 0.15436 | 0.19442 | 0.2314 | 0.26436 | 0.29349 | 0.31913 | 0.34215 | 0.36394 | 0.38509
PG&E | MM Therms | Commercial | Com - Office (Small) | Lighting | Yes | Lighting - LED Fixture (Replacing T8) - Emerging | 0 | 0 | -0.00037117 | -0.0011587 | -0.0024516 | -0.004346 | -0.0069046 | -0.010271 | -0.014466 | -0.019613 | -0.025775 | -0.032969
PG&E | MM Therms | Commercial | Com - Office (Small) | Lighting | Yes | Lighting - LED Lamp (Basic High - Indoor) - Emerging | -3.7501e-05 | -8.9969e-05 | -0.00016091 | -0.00025362 | -0.00035435 | -0.0003684 | -0.00033779 | -0.00029574 | -0.00024398 | -0.00015599 | -0.00019393 | -0.00023631
PG&E | MM Therms | Commercial | Com - Office (Small) | Lighting | Yes | Lighting - LED Lamp (Basic Low - Indoor) - Emerging | -7.9875e-05 | -0.00020289 | -0.00035119 | -0.00052181 | -0.00071588 | -0.00074923 | -0.00070366 | -0.00066246 | -0.00062738 | -0.0005184 | -0.00066113 | -0.00082628
PG&E | MM Therms | Commercial | Com - Office (Small) | Lighting | Yes | Lighting - LED Plug-In Indoor Fixture - Emerging | -0.00064615 | -0.0014616 | -0.0024817 | -0.0037574 | -0.0053168 | -0.0054291 | -0.0055743 | -0.0057583 | -0.0059863 | -0.0062664 | -0.0066026 | -0.0069989
PG&E | MM Therms | Commercial | Com - Office (Small) | Lighting | No | Lighting - Cold Cathode Lamp | -0.00029746 | -0.00061147 | -0.00093945 | -0.0012827 | -0.0016377 | -0.0016377 | -0.0016377 | -0.0016377 | -0.0016377 | -0.0013403 | -0.0010263 | -0.00069828
PG&E | MM Therms | Commercial | Com - Office (Small) | Lighting | No | Lighting - Compact Fluorescent Fixture (Indoor) | -0.026637 | -0.055007 | -0.085096 | -0.11704 | -0.15069 | -0.12406 | -0.095685 | -0.065597 | -0.033654 | 0 | 0 | 0
PG&E | MM Therms | Commercial | Com - Office (Small) | Lighting | No | Lighting - Compact Fluorescent Lamp (Basic High - Indoor) | -0.0023255 | -0.004676 | -0.0070439 | -0.0094333 | -0.011846 | -0.0095207 | -0.0071701 | -0.0048022 | -0.0024129 | 0 | 0 | 0
PG&E | MM Therms | Commercial | Com - Office (Small) | Lighting | No | Lighting - Compact Fluorescent Lamp (Basic Low - Indoor) | -0.0043107 | -0.0086527 | -0.013033 | -0.017468 | -0.021943 | -0.017633 | -0.013291 | -0.0089107 | -0.0044754 | 0 | 0 | 0
PG&E | MM Therms | Commercial | Com - Office (Small) | Lighting | No | Lighting - Halogen Lamp (A-Line) | -0.00040169 | -0.00089696 | -0.0010897 | -0.0012982 | -0.0015243 | -0.00082054 | 0 | 0 | 0 | 0 | 0 | 0
PG&E | MM Therms | Commercial | Com - Office (Small) | Lighting | No | Lighting - Halogen Lamp (Reflector) | -0.00015699 | -0.00034703 | -0.00041262 | -0.00047875 | -0.00054616 | -0.00060778 | -0.00066202 | -0.00071192 | -0.00075689 | -0.00079783 | -0.00083508 | -0.00086915
PG&E | MM Therms | Commercial | Com - Office (Small) | Lighting | No | Lighting - High Bay HID to T5 | -0.00056505 | -0.0013016 | -0.0020125 | -0.0027067 | -0.0033781 | -0.0045242 | -0.0057957 | -0.0070269 | -0.0082236 | -0.0093882 | -0.01052 | -0.011617
PG&E | MM Therms | Commercial | Com - Office (Small) | Lighting | No | Lighting - Induction Fixture (Indoor) | -0.00035974 | -0.00078764 | -0.001281 | -0.0018457 | -0.0024728 | -0.003157 | -0.0038898 | -0.0046766 | -0.0055086 | -0.0063924 | -0.0073221 | -0.0082922
PG&E | MM Therms | Commercial | Com - Office (Small) | Lighting | No | Lighting - Linear Fluorescent Delamping | -1.3178e-05 | -2.6581e-05 | -4.3516e-05 | -6.4112e-05 | -6.4112e-05 | 0 | 0 | 0 | 0 | 0 | 0 | 0
PG&E | MM Therms | Commercial | Com - Office (Small) | Lighting | No | Lighting - Linear Fluorescent Fixture (Low Wattage T8) | -0.00094661 | -0.0021013 | -0.0034419 | -0.0049649 | -0.006641 | -0.0084484 | -0.01036 | -0.012369 | -0.014451 | -0.016604 | -0.018808 | -0.021045
PG&E | MM Therms | Commercial | Com - Office (Small) | Lighting | No | Lighting - Occupancy Sensor | 0 | 0 | 0 | 0 | 0 | -0.0058911 | -0.011656 | -0.016694 | -0.015142 | -0.013182 | -0.011523 | -0.010267
PG&E | MM Therms | Commercial | Com - Office (Small) | Lighting | No | Lighting - Plug-In Fixture (Compact Fluorescent) | -0.011511 | -0.023124 | -0.034813 | -0.046672 | -0.0586 | -0.0586 | -0.0586 | -0.0586 | -0.0586 | -0.0586 | -0.0586 | -0.0586
PG&E | MM Therms | Commercial | Com - Office (Small) | Lighting | No | Lighting - Plug-In Fixture (Induction) | 0 | 0 | 0 | 0 | 0 | 0 | -0.0007898 | -0.0037984 | -0.0073313 | -0.011321 | -0.015656 | -0.02025
PG&E | MM Therms | Commercial | Com - Office (Small) | Lighting | No | Lighting - Plug-In Fixture (Linear Fluorescent) | -0.024305 | -0.050612 | -0.078504 | -0.10796 | -0.13854 | -0.13854 | -0.13854 | -0.13854 | -0.13854 | -0.13854 | -0.13854 | -0.13854
PG&E | MM Therms | Commercial | Com - Office (Small) | Lighting | No | Lighting - Plug-In Fixture (PSMH with Electronic Ballast) | -0.0084901 | -0.017617 | -0.026702 | -0.035894 | -0.045091 | -0.054262 | -0.063144 | -0.071265 | -0.078872 | -0.086313 | -0.093642 | -0.1009
PG&E | MM Therms | Commercial | Com - Office (Small) | Lighting | No | Lighting - Plug-In Fixture (PSMH) | -0.0090506 | -0.018864 | -0.028675 | -0.038624 | -0.048587 | -0.058517 | -0.068125 | -0.077056 | -0.085646 | -0.093859 | -0.1018 | -0.10955
PG&E | MM Therms | Commercial | Com - Office (Small) | SHW | Yes | SHW - EF Rated Storage Water Heater (Gas) - Emerging | 0 | 0 | 0 | 0.0033714 | 0.01078 | 0.022707 | 0.039428 | 0.061598 | 0.089496 | 0.12386 | 0.16502 | 0.21322
PG&E | MM Therms | Commercial | Com - Office (Small) | SHW | Yes | SHW - ET Rated Storage Water Heater - Emerging | 0.0019388 | 0.0050849 | 0.0095939 | 0.016639 | 0.02555 | 0.036435 | 0.049349 | 0.064435 | 0.081728 | 0.10134 | 0.12328 | 0.14755
PG&E | MM Therms | Commercial | Com - Office (Small) | SHW | No | SHW - EF Rated Instantaneous Water Heater (Gas) | 0.001196 | 0.0026683 | 0.0041998 | 0.0059834 | 0.0079824 | 0.010174 | 0.012527 | 0.015059 | 0.017745 | 0.020601 | 0.023606 | 0.02674
PG&E | MM Therms | Commercial | Com - Office (Small) | SHW | No | SHW - EF Rated Storage Water Heater (Gas) | 0.00064298 | 0.0014306 | 0.002063 | 0.0027975 | 0.003619 | 0.0045181 | 0.0054816 | 0.006517 | 0.0076142 | 0.0087791 | 0.010004 | 0.011279
PG&E | MM Therms | Commercial | Com - Office (Small) | SHW | No | SHW - Pipe and Tank Insulation | 0.042059 | 0.084223 | 0.13098 | 0.18204 | 0.2368 | 0.29416 | 0.35306 | 0.41226 | 0.47046 | 0.52647 | 0.57929 | 0.62818
PG&E | MM Therms | Commercial | Com - Office (Small) | Service | No | Service - Retro-Commissioning (Gas) | 0.035803 | 0.070578 | 0.10599 | 0.14086 | 0.17399 | 0.20441 | 0.23146 | 0.2549 | 0.27478 | 0.29136 | 0.305 | 0.28054
PG&E | MM Therms | Commercial | Com - Office (Small) | WholeBlg | No | WholeBlg - Com NC Level 2 | 0.0011289 | 0 | 0 | 0 | 0 | 0 | 0 | 0 | 0 | 0 | 0 | 0
PG&E | MM Therms | Commercial | Com - Office (Small) | WholeBlg | No | WholeBlg - Com NC Level 3 | 0.00053702 | 0.00053702 | 0.00053702 | 0.00053702 | 0.00053702 | 0.00053702 | 0.00053702 | 0 | 0 | 0 | 0 | 0
PG&E | MM Therms | Commercial | Com - Office (Small) | WholeBlg | No | WholeBlg - Com RET Level 1 | 0.0013028 | 0.0030949 | 0.0054134 | 0.0082992 | 0.011792 | 0.015936 | 0.020771 | 0.02634 | 0.032679 | 0.039823 | 0.047799 | 0.056631
PG&E | MM Therms | Commercial | Com - Office (Small) | WholeBlg | No | WholeBlg - Com RET Level 2 | 0.0080242 | 0.01897 | 0.033069 | 0.050601 | 0.071837 | 0.097062 | 0.12654 | 0.16057 | 0.1994 | 0.24328 | 0.2924 | 0.34697
PG&E | MM Therms | Commercial | Com - Restaurant (Fast Food) | AppPlug | No | AppPlug - Occupancy Sensor Plug Strip | -0.00011285 | -0.00023883 | -0.00037 | -0.00050537 | -0.00064225 | -0.00077853 | -0.00091155 | -0.0010434 | -0.0011708 | -0.0011822 | -0.0011755 | -0.0011583
PG&E | MM Therms | Commercial | Com - Restaurant (Fast Food) | BldgEnv | No | BldgEnv - Wall Spray On Insulation | 0.0060533 | 0.011455 | 0.016586 | 0.021461 | 0.026092 | 0.030492 | 0.034671 | 0.038642 | 0.042414 | 0.045998 | 0.049402 | 0.052636
PG&E | MM Therms | Commercial | Com - Restaurant (Fast Food) | BldgEnv | No | BldgEnv - Window Film | 0 | 0 | 0 | 0 | 0 | 0 | 0 | 0 | -0.0014232 | -0.0045721 | -0.0089406 | -0.013986
PG&E | MM Therms | Commercial | Com - Restaurant (Fast Food) | FoodServ | No | FoodServ - Fryer (Gas) | 0.081958 | 0.16745 | 0.25628 | 0.34993 | 0.44764 | 0.54851 | 0.65158 | 0.75788 | 0.86685 | 0.97941 | 1.0953 | 1.2146
PG&E | MM Therms | Commercial | Com - Restaurant (Fast Food) | FoodServ | No | FoodServ - Oven (Gas) | 0.050563 | 0.1023 | 0.15514 | 0.20999 | 0.26646 | 0.32407 | 0.38232 | 0.44184 | 0.50235 | 0.56439 | 0.6279 | 0.69289
PG&E | MM Therms | Commercial | Com - Restaurant (Fast Food) | HVAC | No | HVAC - Gas Furnace | 0.0020961 | 0.0047544 | 0.0080128 | 0.011908 | 0.016477 | 0.021747 | 0.027733 | 0.034432 | 0.041837 | 0.049924 | 0.058668 | 0.06803
PG&E | MM Therms | Commercial | Com - Restaurant (Fast Food) | HVAC | No | HVAC - Thermostat | 0.095568 | 0.19859 | 0.30959 | 0.42376 | 0.53475 | 0.63697 | 0.72778 | 0.80785 | 0.87809 | 0.94114 | 1.0008 | 1.0588
PG&E | MM Therms | Commercial | Com - Restaurant (Fast Food) | Lighting | Yes | Lighting - LED Fixture (Replacing T8) - Emerging | -0.0003241 | -0.00080792 | -0.0015222 | -0.0025571 | -0.0039762 | -0.0058664 | -0.0082843 | -0.011359 | -0.015126 | -0.019716 | -0.025194 | -0.031583
PG&E | MM Therms | Commercial | Com - Restaurant (Fast Food) | Lighting | Yes | Lighting - LED Lamp (Basic High - Indoor) - Emerging | -0.00077027 | -0.0021045 | -0.0041128 | -0.006727 | -0.0099117 | -0.010401 | -0.0098084 | -0.0087083 | -0.0071524 | -0.0043978 | -0.0050759 | -0.0057194
PG&E | MM Therms | Commercial | Com - Restaurant (Fast Food) | Lighting | Yes | Lighting - LED Lamp (Basic Low - Indoor) - Emerging | -0.0032469 | -0.0086196 | -0.015524 | -0.024229 | -0.034869 | -0.036796 | -0.034462 | -0.031118 | -0.026504 | -0.017332 | -0.020794 | -0.02514
PG&E | MM Therms | Commercial | Com - Restaurant (Fast Food) | Lighting | Yes | Lighting - LED Plug-In Indoor Fixture - Emerging | -0.00027695 | -0.00063026 | -0.0010683 | -0.0016076 | -0.0022519 | -0.0022958 | -0.0023518 | -0.0024222 | -0.0025076 | -0.0026107 | -0.0027322 | -0.0028729
PG&E | MM Therms | Commercial | Com - Restaurant (Fast Food) | Lighting | No | Lighting - Cold Cathode Lamp | -0.00030945 | -0.0006338 | -0.00097161 | -0.0013241 | -0.0016888 | -0.0016888 | -0.0013794 | -0.001055 | -0.00071724 | -0.00036479 | 0 | 0
PG&E | MM Therms | Commercial | Com - Restaurant (Fast Food) | Lighting | No | Lighting - Compact Fluorescent Fixture (Indoor) | -0.014672 | -0.03045 | -0.0473 | -0.065307 | -0.084348 | -0.069676 | -0.053898 | -0.037048 | -0.019041 | 0 | 0 | 0
PG&E | MM Therms | Commercial | Com - Restaurant (Fast Food) | Lighting | No | Lighting - Compact Fluorescent Lamp (Basic High - Indoor) | -0.021063 | -0.047401 | -0.07894 | -0.11582 | -0.15771 | -0.13665 | -0.11031 | -0.078772 | -0.041896 | 0 | 0 | 0
PG&E | MM Therms | Commercial | Com - Restaurant (Fast Food) | Lighting | No | Lighting - Compact Fluorescent Lamp (Basic Low - Indoor) | -0.07595 | -0.16368 | -0.26257 | -0.37198 | -0.49001 | -0.41406 | -0.32633 | -0.22743 | -0.11803 | 0 | 0 | 0
PG&E | MM Therms | Commercial | Com - Restaurant (Fast Food) | Lighting | No | Lighting - Halogen Lamp (A-Line) | -0.00018544 | -0.00041395 | -0.00050265 | -0.00059865 | -0.00070272 | -0.00037821 | 0 | 0 | 0 | 0 | 0 | 0
PG&E | MM Therms | Commercial | Com - Restaurant (Fast Food) | Lighting | No | Lighting - Halogen Lamp (Reflector) | -7.2493e-05 | -0.00016019 | -0.00019037 | -0.00022077 | -0.00025174 | -0.00027983 | -0.00030456 | -0.0003274 | -0.00034793 | -0.00036666 | -0.00038369 | -0.00039927
PG&E | MM Therms | Commercial | Com - Restaurant (Fast Food) | Lighting | No | Lighting - High Bay HID to T5 | -0.00033171 | -0.00069518 | -0.0010953 | -0.0015249 | -0.0019686 | -0.0027043 | -0.0034531 | -0.0042127 | -0.0049698 | -0.0057128 | -0.0064302 | -0.0071117
PG&E | MM Therms | Commercial | Com - Restaurant (Fast Food) | Lighting | No | Lighting - Induction Fixture (Indoor) | -0.00031683 | -0.00069771 | -0.0011398 | -0.001648 | -0.0022135 | -0.0028314 | -0.003494 | -0.0042055 | -0.0049579 | -0.0057564 | -0.0065954 | -0.0074694
PG&E | MM Therms | Commercial | Com - Restaurant (Fast Food) | Lighting | No | Lighting - Linear Fluorescent Delamping | -0.00017195 | -0.00034678 | -0.00056842 | -0.00083847 | -0.0011502 | 0 | 0 | 0 | 0 | 0 | 0 | 0
PG&E | MM Therms | Commercial | Com - Restaurant (Fast Food) | Lighting | No | Lighting - Linear Fluorescent Fixture (Low Wattage T8) | -0.00097898 | -0.0021275 | -0.0034311 | -0.0048971 | -0.0064942 | -0.0082 | -0.0099854 | -0.01185 | -0.013768 | -0.015741 | -0.017749 | -0.019774
PG&E | MM Therms | Commercial | Com - Restaurant (Fast Food) | Lighting | No | Lighting - Occupancy Sensor | 0 | 0 | 0 | 0 | 0 | 0 | 0 | 0 | 0 | 0 | 0 | -0.00104
PG&E | MM Therms | Commercial | Com - Restaurant (Fast Food) | Lighting | No | Lighting - Plug-In Fixture (Compact Fluorescent) | -0.0038297 | -0.0076614 | -0.01148 | -0.015321 | -0.019143 | -0.019143 | -0.019143 | -0.019143 | -0.019143 | -0.019143 | -0.019143 | -0.019143
PG&E | MM Therms | Commercial | Com - Restaurant (Fast Food) | Lighting | No | Lighting - Plug-In Fixture (Induction) | -0.0009028 | -0.0018223 | -0.0027484 | -0.0036987 | -0.0046595 | -0.0056275 | -0.0065958 | -0.0075792 | -0.0085711 | -0.0095859 | -0.010621 | -0.011674
PG&E | MM Therms | Commercial | Com - Restaurant (Fast Food) | Lighting | No | Lighting - Plug-In Fixture (Linear Fluorescent) | -0.0080775 | -0.016912 | -0.02632 | -0.036302 | -0.046657 | -0.046657 | -0.046657 | -0.046657 | -0.046657 | -0.046657 | -0.046657 | -0.046657
PG&E | MM Therms | Commercial | Com - Restaurant (Fast Food) | Lighting | No | Lighting - Plug-In Fixture (MH Directional) | 0 | 0 | 0 | 0 | 0 | 0 | 0 | 0 | 0 | 0 | 0 | -0.00046928
PG&E | MM Therms | Commercial | Com - Restaurant (Fast Food) | Lighting | No | Lighting - Plug-In Fixture (PSMH with Electronic Ballast) | -0.0010464 | -0.0021417 | -0.0032286 | -0.0043245 | -0.0054155 | -0.0064982 | -0.0075668 | -0.0086339 | -0.0096941 | -0.010759 | -0.011828 | -0.012899
PG&E | MM Therms | Commercial | Com - Restaurant (Fast Food) | Lighting | No | Lighting - Plug-In Fixture (PSMH) | -0.0010291 | -0.0021045 | -0.0031669 | -0.0042315 | -0.0052842 | -0.0063217 | -0.0073388 | -0.0083469 | -0.0093412 | -0.010333 | -0.011321 | -0.012305
PG&E | MM Therms | Commercial | Com - Restaurant (Fast Food) | SHW | Yes | SHW - EF Rated Storage Water Heater (Gas) - Emerging | 0 | 0 | 0 | 0.00076011 | 0.0024641 | 0.005242 | 0.0091656 | 0.014396 | 0.021 | 0.029159 | 0.03895 | 0.050444
PG&E | MM Therms | Commercial | Com - Restaurant (Fast Food) | SHW | Yes | SHW - ET Rated Storage Water Heater - Emerging | 0.0051096 | 0.013029 | 0.024084 | 0.038758 | 0.05729 | 0.079888 | 0.10665 | 0.13799 | 0.17398 | 0.215 | 0.26107 | 0.31219
PG&E | MM Therms | Commercial | Com - Restaurant (Fast Food) | SHW | No | SHW - EF Rated Instantaneous Water Heater (Gas) | 0.001898 | 0.0042704 | 0.0067675 | 0.0097036 | 0.013027 | 0.016703 | 0.020679 | 0.02499 | 0.029597 | 0.034527 | 0.039747 | 0.045225
PG&E | MM Therms | Commercial | Com - Restaurant (Fast Food) | SHW | No | SHW - EF Rated Storage Water Heater (Gas) | 0.0011169 | 0.0024844 | 0.0035816 | 0.0048567 | 0.0062861 | 0.007854 | 0.0095377 | 0.011351 | 0.013277 | 0.015328 | 0.017488 | 0.019745
PG&E | MM Therms | Commercial | Com - Restaurant (Fast Food) | SHW | No | SHW - ET Rated Instantaneous Water Heater | 0 | 0 | 0 | 0.002676 | 0.0056833 | 0.0089817 | 0.01251 | 0.016287 | 0.020268 | 0.024471 | 0.028867 | 0.033419
PG&E | MM Therms | Commercial | Com - Restaurant (Fast Food) | SHW | No | SHW - ET Rated Storage Water Heater | 0 | 0 | 0 | 0 | 0 | 0 | 0 | 0 | 0 | 0 | 0 | 0.003225
PG&E | MM Therms | Commercial | Com - Restaurant (Fast Food) | SHW | No | SHW - Pipe and Tank Insulation | 0.0076873 | 0.015394 | 0.02394 | 0.033273 | 0.043281 | 0.053766 | 0.06453 | 0.075352 | 0.085988 | 0.096227 | 0.10588 | 0.11482
PG&E | MM Therms | Commercial | Com - Restaurant (Fast Food) | Service | No | Service - Retro-Commissioning (Gas) | 0.0065439 | 0.0129 | 0.019372 | 0.025745 | 0.031802 | 0.037361 | 0.042306 | 0.04659 | 0.050223 | 0.053253 | 0.055747 | 0.051276
PG&E | MM Therms | Commercial | Com - Restaurant (Fast Food) | WholeBlg | No | WholeBlg - Com NC Level 2 | 0.00021355 | 0 | 0 | 0 | 0 | 0 | 0 | 0 | 0 | 0 | 0 | 0
PG&E | MM Therms | Commercial | Com - Restaurant (Fast Food) | WholeBlg | No | WholeBlg - Com NC Level 3 | 8.8962e-05 | 8.8962e-05 | 8.8962e-05 | 8.8962e-05 | 8.8962e-05 | 8.8962e-05 | 8.8962e-05 | 0 | 0 | 0 | 0 | 0
PG&E | MM Therms | Commercial | Com - Restaurant (Fast Food) | WholeBlg | No | WholeBlg - Com NC ZNE | 0.00028069 | 0.00074984 | 0.0017276 | 0.003343 | 0.0057326 | 0.0089835 | 0.01308 | 0.018257 | 0.024494 | 0.032074 | 0.040933 | 0.0512
PG&E | MM Therms | Commercial | Com - Restaurant (Fast Food) | WholeBlg | No | WholeBlg - Com RET Level 1 | 0.010702 | 0.025378 | 0.044339 | 0.067936 | 0.096529 | 0.13047 | 0.17011 | 0.21579 | 0.26785 | 0.32657 | 0.3922 | 0.45422
PG&E | MM Therms | Commercial | Com - Restaurant (Fast Food) | WholeBlg | No | WholeBlg - Com RET Level 2 | 0.013988 | 0.033037 | 0.057557 | 0.088018 | 0.12489 | 0.16868 | 0.21987 | 0.27896 | 0.3464 | 0.42262 | 0.50794 | 0.60266
PG&E | MM Therms | Commercial | Com - Restaurant (Sit Down) | AppPlug | No | AppPlug - Occupancy Sensor Plug Strip | -0.00011285 | -0.00023883 | -0.00037 | -0.00050537 | -0.00064225 | -0.00077853 | -0.00091155 | -0.0010434 | -0.0011708 | -0.0011822 | -0.0011755 | -0.0011583
PG&E | MM Therms | Commercial | Com - Restaurant (Sit Down) | BldgEnv | No | BldgEnv - Wall Spray On Insulation | 0.0057581 | 0.01114 | 0.016254 | 0.021111 | 0.025726 | 0.03011 | 0.034275 | 0.038231 | 0.04199 | 0.04556 | 0.048953 | 0.052175
PG&E | MM Therms | Commercial | Com - Restaurant (Sit Down) | BldgEnv | No | BldgEnv - Window Film | 0 | 0 | 0 | 0 | 0 | 0 | 0 | 0 | -0.0014232 | -0.0045721 | -0.0089406 | -0.013986
PG&E | MM Therms | Commercial | Com - Restaurant (Sit Down) | FoodServ | No | FoodServ - Fryer (Gas) | 0.081957 | 0.16744 | 0.25628 | 0.34992 | 0.44763 | 0.54848 | 0.65155 | 0.75783 | 0.86679 | 0.97933 | 1.0952 | 1.2145
PG&E | MM Therms | Commercial | Com - Restaurant (Sit Down) | FoodServ | No | FoodServ - Oven (Gas) | 0.050562 | 0.1023 | 0.15513 | 0.20998 | 0.26645 | 0.32405 | 0.3823 | 0.44181 | 0.50232 | 0.56435 | 0.62785 | 0.69282
PG&E | MM Therms | Commercial | Com - Restaurant (Sit Down) | HVAC | No | HVAC - Gas Furnace | 0.0017704 | 0.0040147 | 0.0067648 | 0.010051 | 0.013907 | 0.018353 | 0.023402 | 0.029052 | 0.035297 | 0.042117 | 0.04949 | 0.057386
PG&E | MM Therms | Commercial | Com - Restaurant (Sit Down) | HVAC | No | HVAC - SEER Rated Package Rooftop AC (Recharge) | 0 | 0 | 0 | 0 | 0 | 0 | 0 | 3.8435e-05 | 7.1434e-05 | 9.87e-05 | 0.0001208 | 0.00013858
PG&E | MM Therms | Commercial | Com - Restaurant (Sit Down) | HVAC | No | HVAC - Thermostat | 0.062714 | 0.13032 | 0.20306 | 0.27784 | 0.35055 | 0.41753 | 0.47711 | 0.52969 | 0.57587 | 0.61734 | 0.65655 | 0.6946
PG&E | MM Therms | Commercial | Com - Restaurant (Sit Down) | Lighting | Yes | Lighting - LED Fixture (Replacing T8) - Emerging | -0.00036128 | -0.00090183 | -0.0017023 | -0.0028646 | -0.0044626 | -0.006597 | -0.0093353 | -0.012825 | -0.01711 | -0.022337 | -0.028583 | -0.035875
PG&E | MM Therms | Commercial | Com - Restaurant (Sit Down) | Lighting | Yes | Lighting - LED Lamp (Basic High - Indoor) - Emerging | -0.00076372 | -0.0020869 | -0.0040781 | -0.0066674 | -0.0098199 | -0.010304 | -0.0097149 | -0.0086222 | -0.0070794 | -0.0043495 | -0.0050179 | -0.0056513
PG&E | MM Therms | Commercial | Com - Restaurant (Sit Down) | Lighting | Yes | Lighting - LED Lamp (Basic Low - Indoor) - Emerging | -0.0032176 | -0.0085385 | -0.01537 | -0.023975 | -0.034486 | -0.036388 | -0.034069 | -0.030752 | -0.026182 | -0.017103 | -0.020516 | -0.024805
PG&E | MM Therms | Commercial | Com - Restaurant (Sit Down) | Lighting | Yes | Lighting - LED Plug-In Indoor Fixture - Emerging | -0.00022963 | -0.00052246 | -0.00088537 | -0.0013318 | -0.0018652 | -0.0019016 | -0.001948 | -0.0020065 | -0.0020776 | -0.0021634 | -0.0022646 | -0.0023817
PG&E | MM Therms | Commercial | Com - Restaurant (Sit Down) | Lighting | No | Lighting - Cold Cathode Lamp | -0.00036918 | -0.000756 | -0.0011587 | -0.0015788 | -0.0020135 | -0.0020135 | -0.0016443 | -0.0012575 | -0.00085479 | -0.00043469 | 0 | 0
PG&E | MM Therms | Commercial | Com - Restaurant (Sit Down) | Lighting | No | Lighting - Compact Fluorescent Fixture (Indoor) | -0.014521 | -0.03013 | -0.046798 | -0.064606 | -0.083441 | -0.06892 | -0.053311 | -0.036643 | -0.018834 | 0 | 0 | 0
PG&E | MM Therms | Commercial | Com - Restaurant (Sit Down) | Lighting | No | Lighting - Compact Fluorescent Lamp (Basic High - Indoor) | -0.020844 | -0.046913 | -0.078135 | -0.11464 | -0.15613 | -0.13528 | -0.10921 | -0.077992 | -0.041485 | 0 | 0 | 0
PG&E | MM Therms | Commercial | Com - Restaurant (Sit Down) | Lighting | No | Lighting - Compact Fluorescent Lamp (Basic Low - Indoor) | -0.075172 | -0.16202 | -0.25993 | -0.36826 | -0.48515 | -0.40998 | -0.32313 | -0.22522 | -0.11689 | 0 | 0 | 0
PG&E | MM Therms | Commercial | Com - Restaurant (Sit Down) | Lighting | No | Lighting - Halogen Lamp (A-Line) | -0.00022291 | -0.00049755 | -0.00060408 | -0.00071935 | -0.0008443 | -0.0004544 | 0 | 0 | 0 | 0 | 0 | 0
PG&E | MM Therms | Commercial | Com - Restaurant (Sit Down) | Lighting | No | Lighting - Halogen Lamp (Reflector) | -8.7153e-05 | -0.00019256 | -0.00022879 | -0.00026529 | -0.00030244 | -0.00033607 | -0.00036566 | -0.00039302 | -0.00041761 | -0.00044005 | -0.00046045 | -0.00047912
PG&E | MM Therms | Commercial | Com - Restaurant (Sit Down) | Lighting | No | Lighting - High Bay HID to T5 | -0.0003918 | -0.000818 | -0.0012863 | -0.001788 | -0.0023051 | -0.003166 | -0.0040388 | -0.0049225 | -0.0058013 | -0.0066615 | -0.0074897 | -0.0082741
PG&E | MM Therms | Commercial | Com - Restaurant (Sit Down) | Lighting | No | Lighting - Induction Fixture (Indoor) | -0.00037802 | -0.00083199 | -0.0013585 | -0.0019632 | -0.0026355 | -0.0033697 | -0.0041566 | -0.0050014 | -0.0058943 | -0.0068418 | -0.007837 | -0.0088735
PG&E | MM Therms | Commercial | Com - Restaurant (Sit Down) | Lighting | No | Lighting - Linear Fluorescent Delamping | -0.00017939 | -0.00036176 | -0.000593 | -0.00087473 | -0.0012 | 0 | 0 | 0 | 0 | 0 | 0 | 0
PG&E | MM Therms | Commercial | Com - Restaurant (Sit Down) | Lighting | No | Lighting - Linear Fluorescent Fixture (Low Wattage T8) | -0.0011273 | -0.0024516 | -0.0039568 | -0.0056505 | -0.0074983 | -0.0094747 | -0.011547 | -0.013714 | -0.015945 | -0.018242 | -0.020582 | -0.022944
PG&E | MM Therms | Commercial | Com - Restaurant (Sit Down) | Lighting | No | Lighting - Occupancy Sensor | 0 | 0 | 0 | 0 | 0 | 0 | 0 | 0 | 0 | -0.0015074 | -0.0030213 | -0.004388
PG&E | MM Therms | Commercial | Com - Restaurant (Sit Down) | Lighting | No | Lighting - Plug-In Fixture (Compact Fluorescent) | -0.0031863 | -0.0063751 | -0.0095541 | -0.012752 | -0.015936 | -0.015936 | -0.015936 | -0.015936 | -0.015936 | -0.015936 | -0.015936 | -0.015936
PG&E | MM Therms | Commercial | Com - Restaurant (Sit Down) | Lighting | No | Lighting - Plug-In Fixture (Induction) | -0.00087935 | -0.0017734 | -0.0026747 | -0.0035996 | -0.0045356 | -0.0054794 | -0.0064248 | -0.0073856 | -0.0083555 | -0.0093482 | -0.010361 | -0.011391
PG&E | MM Therms | Commercial | Com - Restaurant (Sit Down) | Lighting | No | Lighting - Plug-In Fixture (Linear Fluorescent) | -0.0079593 | -0.016662 | -0.025934 | -0.035768 | -0.045976 | -0.045976 | -0.045976 | -0.045976 | -0.045976 | -0.045976 | -0.045976 | -0.045976
PG&E | MM Therms | Commercial | Com - Restaurant (Sit Down) | Lighting | No | Lighting - Plug-In Fixture (MH Directional) | 0 | 0 | 0 | 0 | 0 | 0 | 0 | 0 | 0 | 0 | 0 | -0.00046924
PG&E | MM Therms | Commercial | Com - Restaurant (Sit Down) | Lighting | No | Lighting - Plug-In Fixture (PSMH with Electronic Ballast) | -0.0010287 | -0.0021063 | -0.0031766 | -0.004256 | -0.0053315 | -0.0063997 | -0.0074554 | -0.00851 | -0.0095585 | -0.010612 | -0.01167 | -0.012729
PG&E | MM Therms | Commercial | Com - Restaurant (Sit Down) | Lighting | No | Lighting - Plug-In Fixture (PSMH) | -0.0010177 | -0.0020821 | -0.0031343 | -0.0041886 | -0.0052318 | -0.0062606 | -0.0072703 | -0.0082712 | -0.0092589 | -0.010244 | -0.011226 | -0.012203
PG&E | MM Therms | Commercial | Com - Restaurant (Sit Down) | SHW | Yes | SHW - EF Rated Storage Water Heater (Gas) - Emerging | 0 | 0 | 0 | 0.00090625 | 0.0028968 | 0.0061004 | 0.01059 | 0.016539 | 0.024021 | 0.033234 | 0.044259 | 0.057163
PG&E | MM Therms | Commercial | Com - Restaurant (Sit Down) | SHW | Yes | SHW - ET Rated Storage Water Heater - Emerging | 0.0027314 | 0.0069171 | 0.012697 | 0.020304 | 0.029819 | 0.041327 | 0.054843 | 0.070568 | 0.088512 | 0.10885 | 0.13159 | 0.15669
PG&E | MM Therms | Commercial | Com - Restaurant (Sit Down) | SHW | No | SHW - EF Rated Instantaneous Water Heater (Gas) | 0.00094877 | 0.002126 | 0.0033578 | 0.0047961 | 0.006413 | 0.0081911 | 0.010105 | 0.01217 | 0.014366 | 0.016707 | 0.019175 | 0.021754
PG&E | MM Therms | Commercial | Com - Restaurant (Sit Down) | SHW | No | SHW - EF Rated Storage Water Heater (Gas) | 0.00062306 | 0.0013882 | 0.0020034 | 0.0027178 | 0.0035172 | 0.0043927 | 0.0053317 | 0.0063417 | 0.0074129 | 0.0085513 | 0.0097488 | 0.010998
PG&E | MM Therms | Commercial | Com - Restaurant (Sit Down) | SHW | No | SHW - ET Rated Instantaneous Water Heater | 0.0010137 | 0.0021898 | 0.0035206 | 0.0050244 | 0.0066785 | 0.0084676 | 0.010368 | 0.012396 | 0.014535 | 0.016797 | 0.01917 | 0.021642
PG&E | MM Therms | Commercial | Com - Restaurant (Sit Down) | SHW | No | SHW - ET Rated Storage Water Heater | 0 | 0.0011233 | 0.0024073 | 0.0038695 | 0.0054849 | 0.0072353 | 0.0090948 | 0.011078 | 0.013166 | 0.015372 | 0.017683 | 0.020085
PG&E | MM Therms | Commercial | Com - Restaurant (Sit Down) | SHW | No | SHW - Pipe and Tank Insulation | 0.0076873 | 0.015394 | 0.02394 | 0.033273 | 0.043281 | 0.053766 | 0.06453 | 0.075352 | 0.085988 | 0.096227 | 0.10588 | 0.11482
PG&E | MM Therms | Commercial | Com - Restaurant (Sit Down) | Service | No | Service - Retro-Commissioning (Gas) | 0.0065439 | 0.0129 | 0.019372 | 0.025745 | 0.031802 | 0.037361 | 0.042306 | 0.04659 | 0.050223 | 0.053253 | 0.055747 | 0.051276
PG&E | MM Therms | Commercial | Com - Restaurant (Sit Down) | WholeBlg | No | WholeBlg - Com NC Level 2 | 0.00021355 | 0 | 0 | 0 | 0 | 0 | 0 | 0 | 0 | 0 | 0 | 0
PG&E | MM Therms | Commercial | Com - Restaurant (Sit Down) | WholeBlg | No | WholeBlg - Com NC Level 3 | 8.8962e-05 | 8.8962e-05 | 8.8962e-05 | 8.8962e-05 | 8.8962e-05 | 8.8962e-05 | 8.8962e-05 | 0 | 0 | 0 | 0 | 0
PG&E | MM Therms | Commercial | Com - Restaurant (Sit Down) | WholeBlg | No | WholeBlg - Com NC ZNE | 0.00028069 | 0.00074984 | 0.0017276 | 0.003343 | 0.0057326 | 0.0089835 | 0.01308 | 0.018257 | 0.024494 | 0.032074 | 0.040933 | 0.0512
PG&E | MM Therms | Commercial | Com - Restaurant (Sit Down) | WholeBlg | No | WholeBlg - Com RET Level 1 | 0.011225 | 0.026636 | 0.046571 | 0.071406 | 0.10153 | 0.13732 | 0.17916 | 0.22743 | 0.28247 | 0.34461 | 0.41409 | 0.47992
PG&E | MM Therms | Commercial | Com - Restaurant (Sit Down) | WholeBlg | No | WholeBlg - Com RET Level 2 | 0.013847 | 0.032701 | 0.056962 | 0.08709 | 0.12355 | 0.16682 | 0.21738 | 0.27571 | 0.34226 | 0.41744 | 0.50156 | 0.5949
PG&E | MM Therms | Commercial | Com - Retail (Large Multi Level) | AppPlug | No | AppPlug - Occupancy Sensor Plug Strip | -0.00059449 | -0.0012583 | -0.0019497 | -0.0026634 | -0.0033852 | -0.004104 | -0.0048057 | -0.0055014 | -0.0061742 | -0.0062353 | -0.0062034 | -0.0061162
PG&E | MM Therms | Commercial | Com - Retail (Large Multi Level) | BldgEnv | No | BldgEnv - Wall Spray On Insulation | 0.034553 | 0.063179 | 0.090374 | 0.11621 | 0.14075 | 0.16407 | 0.18622 | 0.20726 | 0.22725 | 0.24625 | 0.26429 | 0.28143
PG&E | MM Therms | Commercial | Com - Retail (Large Multi Level) | BldgEnv | No | BldgEnv - Window Film | 0 | 0 | 0 | 0 | 0 | 0 | 0 | 0 | -0.0037855 | -0.012161 | -0.023781 | -0.037201
PG&E | MM Therms | Commercial | Com - Retail (Large Multi Level) | FoodServ | No | FoodServ - Oven (Gas) | 0.0095412 | 0.019304 | 0.029276 | 0.039628 | 0.050288 | 0.061159 | 0.072153 | 0.083384 | 0.094804 | 0.10651 | 0.1185 | 0.13078
PG&E | MM Therms | Commercial | Com - Retail (Large Multi Level) | HVAC | No | HVAC - AFUE Rated Boiler (High) | 0.0094305 | 0.020366 | 0.032784 | 0.046945 | 0.062844 | 0.080498 | 0.099853 | 0.12117 | 0.14441 | 0.16981 | 0.19739 | 0.22711
PG&E | MM Therms | Commercial | Com - Retail (Large Multi Level) | HVAC | No | HVAC - AFUE Rated Boiler (Standard) | 0.00096449 | 0.0020843 | 0.0033552 | 0.0047965 | 0.0063994 | 0.008169 | 0.010099 | 0.012213 | 0.014507 | 0.017003 | 0.019697 | 0.022581
PG&E | MM Therms | Commercial | Com - Retail (Large Multi Level) | HVAC | No | HVAC - ET Rated Boiler (High) | 0 | 0.0096808 | 0.02193 | 0.03694 | 0.054826 | 0.075577 | 0.099219 | 0.12578 | 0.15528 | 0.18774 | 0.22319 | 0.26165
PG&E | MM Therms | Commercial | Com - Retail (Large Multi Level) | HVAC | No | HVAC - Gas Furnace | 0.0013921 | 0.0031534 | 0.0053084 | 0.0078805 | 0.010894 | 0.014367 | 0.018306 | 0.022711 | 0.027577 | 0.032888 | 0.038627 | 0.044771
PG&E | MM Therms | Commercial | Com - Retail (Large Multi Level) | HVAC | No | HVAC - SEER Rated Package Rooftop AC (Recharge) | 0 | 0 | 0 | 0 | 2.3569e-05 | 4.5528e-05 | 6.4997e-05 | 8.1648e-05 | 9.5533e-05 | 0.00010691 | 0.00011614 | 0.00012392
PG&E | MM Therms | Commercial | Com - Retail (Large Multi Level) | HVAC | No | HVAC - Thermostat | 0.070218 | 0.14591 | 0.22763 | 0.31167 | 0.39322 | 0.46832 | 0.53498 | 0.59364 | 0.64506 | 0.69116 | 0.73498 | 0.7775
PG&E | MM Therms | Commercial | Com - Retail (Large Multi Level) | Lighting | Yes | Lighting - LED Fixture (Replacing T8) - Emerging | 0 | -0.00060771 | -0.0018783 | -0.0040259 | -0.0071771 | -0.011512 | -0.01713 | -0.02437 | -0.033274 | -0.04445 | -0.058506 | -0.075694
PG&E | MM Therms | Commercial | Com - Retail (Large Multi Level) | Lighting | Yes | Lighting - LED Lamp (Basic High - Indoor) - Emerging | -0.00026822 | -0.00070954 | -0.0013625 | -0.0022095 | -0.0032147 | -0.0033656 | -0.0031526 | -0.0027755 | -0.0022472 | -0.0013305 | -0.0015171 | -0.0017496
PG&E | MM Therms | Commercial | Com - Retail (Large Multi Level) | Lighting | Yes | Lighting - LED Lamp (Basic Low - Indoor) - Emerging | -0.0013816 | -0.0035917 | -0.0063978 | -0.0098434 | -0.013961 | -0.014693 | -0.01365 | -0.0122 | -0.010507 | -0.0073536 | -0.0092006 | -0.011398
PG&E | MM Therms | Commercial | Com - Retail (Large Multi Level) | Lighting | Yes | Lighting - LED Plug-In Indoor Fixture - Emerging | -0.0028577 | -0.0065005 | -0.011031 | -0.016632 | -0.023352 | -0.023814 | -0.024403 | -0.025143 | -0.026044 | -0.027134 | -0.028424 | -0.029923
PG&E | MM Therms | Commercial | Com - Retail (Large Multi Level) | Lighting | No | Lighting - Cold Cathode Lamp | -0.0015634 | -0.0031977 | -0.0048946 | -0.006662 | -0.0084859 | -0.0084859 | -0.0084859 | -0.0069224 | -0.0052881 | -0.0035913 | -0.0018239 | 0
PG&E | MM Therms | Commercial | Com - Retail (Large Multi Level) | Lighting | No | Lighting - Compact Fluorescent Fixture (Indoor) | -0.056837 | -0.11777 | -0.18266 | -0.25183 | -0.32482 | -0.26798 | -0.20705 | -0.14216 | -0.07299 | 0 | 0 | 0
PG&E | MM Therms | Commercial | Com - Retail (Large Multi Level) | Lighting | No | Lighting - Compact Fluorescent Lamp (Basic High - Indoor) | -0.012892 | -0.027755 | -0.044409 | -0.062751 | -0.082487 | -0.069595 | -0.054732 | -0.038078 | -0.019736 | 0 | 0 | 0
PG&E | MM Therms | Commercial | Com - Retail (Large Multi Level) | Lighting | No | Lighting - Compact Fluorescent Lamp (Basic Low - Indoor) | -0.046154 | -0.096484 | -0.15052 | -0.20788 | -0.26766 | -0.22151 | -0.17118 | -0.11715 | -0.059782 | 0 | 0 | 0
PG&E | MM Therms | Commercial | Com - Retail (Large Multi Level) | Lighting | No | Lighting - Halogen Lamp (A-Line) | -0.0015246 | -0.0034023 | -0.0041296 | -0.0049164 | -0.0057692 | -0.0031046 | 0 | 0 | 0 | 0 | 0 | 0
PG&E | MM Therms | Commercial | Com - Retail (Large Multi Level) | Lighting | No | Lighting - Halogen Lamp (Reflector) | -0.00059621 | -0.001317 | -0.0015642 | -0.0018132 | -0.0020664 | -0.0022944 | -0.0024951 | -0.0026812 | -0.0028482 | -0.0030007 | -0.0031393 | -0.0032662
PG&E | MM Therms | Commercial | Com - Retail (Large Multi Level) | Lighting | No | Lighting - High Bay HID to T5 | -0.0055199 | -0.011641 | -0.018017 | -0.024504 | -0.03087 | -0.041822 | -0.0529 | -0.06381 | -0.074405 | -0.084562 | -0.094191 | -0.10322
PG&E | MM Therms | Commercial | Com - Retail (Large Multi Level) | Lighting | No | Lighting - Induction Fixture (Indoor) | -0.001746 | -0.0038051 | -0.0061616 | -0.0088387 | -0.011788 | -0.014986 | -0.018395 | -0.022038 | -0.025875 | -0.029936 | -0.034195 | -0.038624
PG&E | MM Therms | Commercial | Com - Retail (Large Multi Level) | Lighting | No | Lighting - Linear Fluorescent Delamping | -1.0755e-05 | -2.1691e-05 | -3.5537e-05 | -5.2394e-05 | -7.1855e-05 | 0 | 0 | 0 | 0 | 0 | 0 | 0
PG&E | MM Therms | Commercial | Com - Retail (Large Multi Level) | Lighting | No | Lighting - Linear Fluorescent Fixture (Low Wattage T8) | -0.0063024 | -0.013107 | -0.020274 | -0.027811 | -0.035548 | -0.043399 | -0.051266 | -0.059195 | -0.067113 | -0.074955 | -0.082532 | -0.089803
PG&E | MM Therms | Commercial | Com - Retail (Large Multi Level) | Lighting | No | Lighting - Plug-In Fixture (Compact Fluorescent) | -0.041576 | -0.083233 | -0.12481 | -0.16669 | -0.20843 | -0.20843 | -0.20843 | -0.20843 | -0.20843 | -0.20843 | -0.20843 | -0.20843
PG&E | MM Therms | Commercial | Com - Retail (Large Multi Level) | Lighting | No | Lighting - Plug-In Fixture (Induction) | 0 | -0.0015339 | -0.0045531 | -0.0080983 | -0.011983 | -0.016085 | -0.020304 | -0.024665 | -0.029117 | -0.033713 | -0.038434 | -0.043265
PG&E | MM Therms | Commercial | Com - Retail (Large Multi Level) | Lighting | No | Lighting - Plug-In Fixture (Linear Fluorescent) | -0.066558 | -0.13946 | -0.21718 | -0.29969 | -0.3853 | -0.3853 | -0.3853 | -0.3853 | -0.3853 | -0.3853 | -0.3853 | -0.3853
PG&E | MM Therms | Commercial | Com - Retail (Large Multi Level) | Lighting | No | Lighting - Plug-In Fixture (PSMH with Electronic Ballast) | -0.0071808 | -0.014401 | -0.020937 | -0.027235 | -0.03331 | -0.039224 | -0.044995 | -0.050722 | -0.056391 | -0.062077 | -0.067774 | -0.073477
PG&E | MM Therms | Commercial | Com - Retail (Large Multi Level) | Lighting | No | Lighting - Plug-In Fixture (PSMH) | -0.0075686 | -0.015182 | -0.022309 | -0.029071 | -0.035508 | -0.041694 | -0.04766 | -0.053508 | -0.05923 | -0.064902 | -0.070526 | -0.0761
PG&E | MM Therms | Commercial | Com - Retail (Large Multi Level) | SHW | Yes | SHW - EF Rated Storage Water Heater (Gas) - Emerging | 0 | 0 | 0 | 0.0019298 | 0.0061385 | 0.01288 | 0.022299 | 0.034756 | 0.050403 | 0.069648 | 0.0927 | 0.11966
PG&E | MM Therms | Commercial | Com - Retail (Large Multi Level) | SHW | Yes | SHW - ET Rated Storage Water Heater - Emerging | 0.00058543 | 0.0014936 | 0.0027569 | 0.004422 | 0.0065061 | 0.0090271 | 0.011989 | 0.015427 | 0.019345 | 0.023772 | 0.028711 | 0.034152
PG&E | MM Therms | Commercial | Com - Retail (Large Multi Level) | SHW | No | SHW - EF Rated Instantaneous Water Heater (Gas) | 0.00025792 | 0.00057487 | 0.00090409 | 0.0012867 | 0.0017145 | 0.0021827 | 0.0026844 | 0.0032234 | 0.0037945 | 0.0044007 | 0.0050384 | 0.0057027
PG&E | MM Therms | Commercial | Com - Retail (Large Multi Level) | SHW | No | SHW - EF Rated Storage Water Heater (Gas) | 0.00015558 | 0.00034642 | 0.00049979 | 0.00067788 | 0.00087684 | 0.0010944 | 0.0013274 | 0.0015776 | 0.0018426 | 0.0021237 | 0.0024194 | 0.0027272
PG&E | MM Therms | Commercial | Com - Retail (Large Multi Level) | SHW | No | SHW - ET Rated Instantaneous Water Heater | 0 | 0 | 0 | 0 | 0 | 0 | 0.00050797 | 0.0010532 | 0.0016308 | 0.0022445 | 0.0028915 | 0.0035675
PG&E | MM Therms | Commercial | Com - Retail (Large Multi Level) | SHW | No | SHW - Pipe and Tank Insulation | 0.040494 | 0.081089 | 0.12611 | 0.17527 | 0.22799 | 0.28322 | 0.33992 | 0.39693 | 0.45295 | 0.50689 | 0.55774 | 0.60481
PG&E | MM Therms | Commercial | Com - Retail (Large Multi Level) | Service | No | Service - Retro-Commissioning (Gas) | 0.034471 | 0.067952 | 0.10205 | 0.13561 | 0.16752 | 0.1968 | 0.22285 | 0.24542 | 0.26456 | 0.28052 | 0.29365 | 0.2701
PG&E | MM Therms | Commercial | Com - Retail (Large Multi Level) | WholeBlg | No | WholeBlg - Com NC Level 2 | 0.0011084 | 0 | 0 | 0 | 0 | 0 | 0 | 0 | 0 | 0 | 0 | 0
PG&E | MM Therms | Commercial | Com - Retail (Large Multi Level) | WholeBlg | No | WholeBlg - Com NC Level 3 | 0.00048297 | 0.00048297 | 0.00048297 | 0.00048297 | 0.00048297 | 0.00048297 | 0.00048297 | 0 | 0 | 0 | 0 | 0
PG&E | MM Therms | Commercial | Com - Retail (Large Multi Level) | WholeBlg | No | WholeBlg - Com NC ZNE | -6.7398e-06 | -6.7398e-06 | -6.7398e-06 | -6.7398e-06 | -4.8742e-05 | -0.00012859 | -0.00024947 | -0.00042478 | -0.00065485 | -0.00094933 | -0.00094426 | -0.00094426
PG&E | MM Therms | Commercial | Com - Retail (Large Multi Level) | WholeBlg | No | WholeBlg - Com RET Level 1 | 0.0015754 | 0.0037473 | 0.0065608 | 0.010064 | 0.014306 | 0.019337 | 0.025208 | 0.031968 | 0.039661 | 0.048327 | 0.058001 | 0.06871
PG&E | MM Therms | Commercial | Com - Retail (Large Multi Level) | WholeBlg | No | WholeBlg - Com RET Level 2 | 0.0080631 | 0.019046 | 0.033178 | 0.050733 | 0.071981 | 0.097207 | 0.12669 | 0.16071 | 0.19954 | 0.24343 | 0.29257 | 0.34714
PG&E | MM Therms | Commercial | Com - Retail (Large Single Level) | AppPlug | No | AppPlug - Occupancy Sensor Plug Strip | -0.00059449 | -0.0012583 | -0.0019497 | -0.0026634 | -0.0033852 | -0.004104 | -0.0048057 | -0.0055014 | -0.0061742 | -0.0062353 | -0.0062034 | -0.0061162
PG&E | MM Therms | Commercial | Com - Retail (Large Single Level) | BldgEnv | No | BldgEnv - Wall Spray On Insulation | 0.034553 | 0.063179 | 0.090374 | 0.11621 | 0.14075 | 0.16407 | 0.18622 | 0.20726 | 0.22725 | 0.24625 | 0.26429 | 0.28143
PG&E | MM Therms | Commercial | Com - Retail (Large Single Level) | BldgEnv | No | BldgEnv - Window Film | 0 | 0 | 0 | 0 | 0 | 0 | 0 | 0 | -0.0037855 | -0.012161 | -0.023781 | -0.037201
PG&E | MM Therms | Commercial | Com - Retail (Large Single Level) | FoodServ | No | FoodServ - Oven (Gas) | 0.0095412 | 0.019304 | 0.029276 | 0.039628 | 0.050288 | 0.061159 | 0.072153 | 0.083384 | 0.094804 | 0.10651 | 0.1185 | 0.13078
PG&E | MM Therms | Commercial | Com - Retail (Large Single Level) | HVAC | No | HVAC - Gas Furnace | 0.0013921 | 0.0031534 | 0.0053084 | 0.0078805 | 0.010894 | 0.014367 | 0.018306 | 0.022711 | 0.027577 | 0.032888 | 0.038627 | 0.044771
PG&E | MM Therms | Commercial | Com - Retail (Large Single Level) | HVAC | No | HVAC - SEER Rated Package Rooftop AC (Recharge) | 0 | 0 | 8.7875e-05 | 0.0001765 | 0.00026147 | 0.00033931 | 0.00040786 | 0.00046634 | 0.00051508 | 0.00055505 | 0.00058748 | 0.00061517
PG&E | MM Therms | Commercial | Com - Retail (Large Single Level) | HVAC | No | HVAC - Thermostat | 0.075763 | 0.15744 | 0.24562 | 0.3363 | 0.4243 | 0.50534 | 0.57725 | 0.64055 | 0.69603 | 0.74576 | 0.79304 | 0.83893
PG&E | MM Therms | Commercial | Com - Retail (Large Single Level) | Lighting | Yes | Lighting - LED Fixture (Replacing T8) - Emerging | -0.0011628 | -0.0028052 | -0.005144 | -0.0084633 | -0.012941 | -0.018837 | -0.026307 | -0.035799 | -0.047422 | -0.062071 | -0.080652 | -0.10357
PG&E | MM Therms | Commercial | Com - Retail (Large Single Level) | Lighting | Yes | Lighting - LED Lamp (Basic High - Indoor) - Emerging | -0.00030716 | -0.0008101 | -0.0015471 | -0.0024843 | -0.0035914 | -0.0037567 | -0.0035054 | -0.0030714 | -0.0024816 | -0.0014548 | -0.0016517 | -0.0018953
PG&E | MM Therms | Commercial | Com - Retail (Large Single Level) | Lighting | Yes | Lighting - LED Lamp (Basic Low - Indoor) - Emerging | -0.0015547 | -0.0040313 | -0.0071188 | -0.010888 | -0.015367 | -0.016159 | -0.014954 | -0.013333 | -0.011449 | -0.0079342 | -0.0098874 | -0.012213
PG&E | MM Therms | Commercial | Com - Retail (Large Single Level) | Lighting | Yes | Lighting - LED Plug-In Indoor Fixture - Emerging | -0.0021033 | -0.004784 | -0.0081135 | -0.012223 | -0.017147 | -0.017485 | -0.017917 | -0.01846 | -0.019122 | -0.019922 | -0.020869 | -0.021967
PG&E | MM Therms | Commercial | Com - Retail (Large Single Level) | Lighting | No | Lighting - Cold Cathode Lamp | -0.00080463 | -0.0016551 | -0.0025451 | -0.0034772 | -0.004443 | -0.004443 | -0.004443 | -0.0036384 | -0.0027879 | -0.0018979 | -0.00096578 | 0
PG&E | MM Therms | Commercial | Com - Retail (Large Single Level) | Lighting | No | Lighting - Compact Fluorescent Fixture (Indoor) | -0.061131 | -0.12678 | -0.19683 | -0.27162 | -0.35067 | -0.28954 | -0.22389 | -0.15384 | -0.079048 | 0 | 0 | 0
PG&E | MM Therms | Commercial | Com - Retail (Large Single Level) | Lighting | No | Lighting - Compact Fluorescent Lamp (Basic High - Indoor) | -0.013955 | -0.030012 | -0.04798 | -0.067756 | -0.089025 | -0.07507 | -0.059013 | -0.041045 | -0.021269 | 0 | 0 | 0
PG&E | MM Therms | Commercial | Com - Retail (Large Single Level) | Lighting | No | Lighting - Compact Fluorescent Lamp (Basic Low - Indoor) | -0.049964 | -0.10436 | -0.16272 | -0.22463 | -0.28914 | -0.23918 | -0.18479 | -0.12642 | -0.064507 | 0 | 0 | 0
PG&E | MM Therms | Commercial | Com - Retail (Large Single Level) | Lighting | No | Lighting - Halogen Lamp (A-Line) | -0.00074268 | -0.0016581 | -0.0020138 | -0.0023987 | -0.002816 | -0.0015157 | 0 | 0 | 0 | 0 | 0 | 0
PG&E | MM Therms | Commercial | Com - Retail (Large Single Level) | Lighting | No | Lighting - Halogen Lamp (Reflector) | -0.0002903 | -0.00064159 | -0.00076261 | -0.00088459 | -0.0010089 | -0.001122 | -0.0012215 | -0.0013133 | -0.0013959 | -0.0014712 | -0.0015397 | -0.0016024
PG&E | MM Therms | Commercial | Com - Retail (Large Single Level) | Lighting | No | Lighting - High Bay HID to T5 | -0.0082792 | -0.017362 | -0.026838 | -0.036476 | -0.04592 | -0.062221 | -0.078601 | -0.094705 | -0.1103 | -0.12521 | -0.13928 | -0.15243
PG&E | MM Therms | Commercial | Com - Retail (Large Single Level) | Lighting | No | Lighting - Induction Fixture (Indoor) | -0.00093158 | -0.0020709 | -0.0034115 | -0.0049705 | -0.0067232 | -0.0086557 | -0.010743 | -0.013 | -0.015399 | -0.017957 | -0.020658 | -0.023481
PG&E | MM Therms | Commercial | Com - Retail (Large Single Level) | Lighting | No | Lighting - Linear Fluorescent Delamping | -4.6812e-05 | -9.4406e-05 | -0.00015474 | -0.00022823 | -0.00031309 | 0 | 0 | 0 | 0 | 0 | 0 | 0
PG&E | MM Therms | Commercial | Com - Retail (Large Single Level) | Lighting | No | Lighting - Linear Fluorescent Fixture (Low Wattage T8) | -0.010672 | -0.021716 | -0.033007 | -0.044622 | -0.056366 | -0.068157 | -0.079894 | -0.091669 | -0.1034 | -0.11498 | -0.12614 | -0.13685
PG&E | MM Therms | Commercial | Com - Retail (Large Single Level) | Lighting | No | Lighting - Plug-In Fixture (Compact Fluorescent) | -0.03028 | -0.060616 | -0.090895 | -0.12139 | -0.15178 | -0.15178 | -0.15178 | -0.15178 | -0.15178 | -0.15178 | -0.15178 | -0.15178
PG&E | MM Therms | Commercial | Com - Retail (Large Single Level) | Lighting | No | Lighting - Plug-In Fixture (Induction) | 0 | 0 | -0.0022925 | -0.0067174 | -0.011845 | -0.017451 | -0.023334 | -0.029486 | -0.03581 | -0.042363 | -0.049114 | -0.056032
PG&E | MM Therms | Commercial | Com - Retail (Large Single Level) | Lighting | No | Lighting - Plug-In Fixture (Linear Fluorescent) | -0.059609 | -0.1249 | -0.19453 | -0.26844 | -0.34519 | -0.34519 | -0.34519 | -0.34519 | -0.34519 | -0.34519 | -0.34519 | -0.34519
PG&E | MM Therms | Commercial | Com - Retail (Large Single Level) | Lighting | No | Lighting - Plug-In Fixture (PSMH with Electronic Ballast) | -0.010555 | -0.021671 | -0.032202 | -0.041931 | -0.051187 | -0.060101 | -0.068739 | -0.077274 | -0.085703 | -0.094142 | -0.10259 | -0.11104
PG&E | MM Therms | Commercial | Com - Retail (Large Single Level) | Lighting | No | Lighting - Plug-In Fixture (PSMH) | -0.011129 | -0.022859 | -0.033974 | -0.044579 | -0.054523 | -0.063968 | -0.073011 | -0.08183 | -0.090436 | -0.098949 | -0.10738 | -0.11573
PG&E | MM Therms | Commercial | Com - Retail (Large Single Level) | SHW | Yes | SHW - EF Rated Storage Water Heater (Gas) - Emerging | 0 | 0 | 0 | 0.0019348 | 0.0061539 | 0.012911 | 0.022352 | 0.034835 | 0.050515 | 0.069801 | 0.092904 | 0.11993
PG&E | MM Therms | Commercial | Com - Retail (Large Single Level) | SHW | Yes | SHW - ET Rated Storage Water Heater - Emerging | 0.00041447 | 0.0010626 | 0.0019688 | 0.0031656 | 0.0046677 | 0.0064896 | 0.0086371 | 0.011134 | 0.013984 | 0.017206 | 0.020801 | 0.024764
PG&E | MM Therms | Commercial | Com - Retail (Large Single Level) | SHW | No | SHW - EF Rated Instantaneous Water Heater (Gas) | 0.00019884 | 0.0004431 | 0.00069673 | 0.00099145 | 0.0013209 | 0.0016814 | 0.0020676 | 0.0024824 | 0.0029219 | 0.0033883 | 0.003879 | 0.00439
PG&E | MM Therms | Commercial | Com - Retail (Large Single Level) | SHW | No | SHW - EF Rated Storage Water Heater (Gas) | 0.00011174 | 0.0002488 | 0.00035894 | 0.00048682 | 0.00062968 | 0.0007859 | 0.00095317 | 0.0011328 | 0.0013229 | 0.0015247 | 0.0017369 | 0.0019578
PG&E | MM Therms | Commercial | Com - Retail (Large Single Level) | SHW | No | SHW - ET Rated Instantaneous Water Heater | 0 | 0 | 0 | 0 | 0 | 0 | 0 | 0 | 0 | 0 | 0 | 0.00049329
PG&E | MM Therms | Commercial | Com - Retail (Large Single Level) | SHW | No | SHW - Pipe and Tank Insulation | 0.040494 | 0.081089 | 0.12611 | 0.17527 | 0.22799 | 0.28322 | 0.33992 | 0.39693 | 0.45295 | 0.50689 | 0.55774 | 0.60481
PG&E | MM Therms | Commercial | Com - Retail (Large Single Level) | Service | No | Service - Retro-Commissioning (Gas) | 0.034471 | 0.067952 | 0.10205 | 0.13561 | 0.16752 | 0.1968 | 0.22285 | 0.24542 | 0.26456 | 0.28052 | 0.29365 | 0.2701
PG&E | MM Therms | Commercial | Com - Retail (Large Single Level) | WholeBlg | No | WholeBlg - Com NC Level 2 | 0.0011084 | 0 | 0 | 0 | 0 | 0 | 0 | 0 | 0 | 0 | 0 | 0
PG&E | MM Therms | Commercial | Com - Retail (Large Single Level) | WholeBlg | No | WholeBlg - Com NC Level 3 | 0.00048297 | 0.00048297 | 0.00048297 | 0.00048297 | 0.00048297 | 0.00048297 | 0.00048297 | 0 | 0 | 0 | 0 | 0
PG&E | MM Therms | Commercial | Com - Retail (Large Single Level) | WholeBlg | No | WholeBlg - Com NC ZNE | -6.7398e-06 | -6.7398e-06 | -6.7398e-06 | -6.7398e-06 | -4.8742e-05 | -0.00012859 | -0.00024947 | -0.00042478 | -0.00065485 | -0.00094933 | -0.00094426 | -0.00094426
PG&E | MM Therms | Commercial | Com - Retail (Large Single Level) | WholeBlg | No | WholeBlg - Com RET Level 1 | 0.0015293 | 0.0036355 | 0.0063633 | 0.0097612 | 0.013878 | 0.018765 | 0.024472 | 0.031049 | 0.03854 | 0.046986 | 0.056422 | 0.066873
PG&E | MM Therms | Commercial | Com - Retail (Large Single Level) | WholeBlg | No | WholeBlg - Com RET Level 2 | 0.003829 | 0.0090425 | 0.015744 | 0.024054 | 0.034089 | 0.045978 | 0.05984 | 0.075803 | 0.093976 | 0.11447 | 0.13736 | 0.16272
PG&E | MM Therms | Commercial | Com - Retail (Small) | AppPlug | No | AppPlug - Occupancy Sensor Plug Strip | -0.00059449 | -0.0012583 | -0.0019497 | -0.0026634 | -0.0033852 | -0.004104 | -0.0048057 | -0.0055014 | -0.0061742 | -0.0062353 | -0.0062034 | -0.0061162
PG&E | MM Therms | Commercial | Com - Retail (Small) | BldgEnv | No | BldgEnv - Wall Spray On Insulation | 0.033894 | 0.062477 | 0.089632 | 0.11543 | 0.13994 | 0.16322 | 0.18533 | 0.20635 | 0.22631 | 0.24527 | 0.26329 | 0.2804
PG&E | MM Therms | Commercial | Com - Retail (Small) | BldgEnv | No | BldgEnv - Window Film | 0 | 0 | 0 | 0 | 0 | 0 | 0 | 0 | -0.0037855 | -0.012161 | -0.023781 | -0.037201
PG&E | MM Therms | Commercial | Com - Retail (Small) | HVAC | No | HVAC - Gas Furnace | 0.0027579 | 0.0062475 | 0.010517 | 0.015614 | 0.021586 | 0.028466 | 0.036274 | 0.045004 | 0.054647 | 0.065174 | 0.076549 | 0.088727
PG&E | MM Therms | Commercial | Com - Retail (Small) | HVAC | No | HVAC - SEER Rated Package Rooftop AC (Recharge) | 0 | 0 | 0 | 0 | 0 | 8.6032e-05 | 0.00016376 | 0.00023068 | 0.00028657 | 0.00033235 | 0.00036942 | 0.00040022
PG&E | MM Therms | Commercial | Com - Retail (Small) | HVAC | No | HVAC - Thermostat | 0.086446 | 0.17964 | 0.28012 | 0.38339 | 0.48361 | 0.57596 | 0.65799 | 0.73026 | 0.79367 | 0.85054 | 0.90454 | 0.95695
PG&E | MM Therms | Commercial | Com - Retail (Small) | Lighting | Yes | Lighting - LED Fixture (Replacing T8) - Emerging | 0 | -0.00059256 | -0.0015686 | -0.0033998 | -0.0063258 | -0.010574 | -0.016285 | -0.023822 | -0.033247 | -0.044923 | -0.059188 | -0.076619
PG&E | MM Therms | Commercial | Com - Retail (Small) | Lighting | Yes | Lighting - LED Lamp (Basic High - Indoor) - Emerging | -0.00026263 | -0.00069385 | -0.0013291 | -0.0021447 | -0.0031094 | -0.0032536 | -0.0030414 | -0.0026702 | -0.0021582 | -0.0012698 | -0.0014437 | -0.0016603
PG&E | MM Therms | Commercial | Com - Retail (Small) | Lighting | Yes | Lighting - LED Lamp (Basic Low - Indoor) - Emerging | -0.0013418 | -0.0034837 | -0.0061758 | -0.0094658 | -0.013381 | -0.014074 | -0.013042 | -0.011634 | -0.010002 | -0.0069648 | -0.0087031 | -0.010774
PG&E | MM Therms | Commercial | Com - Retail (Small) | Lighting | Yes | Lighting - LED Plug-In Indoor Fixture - Emerging | -0.00025005 | -0.00053616 | -0.00088092 | -0.0012969 | -0.0018026 | -0.0018373 | -0.00188 | -0.0019368 | -0.0020106 | -0.0021038 | -0.0022185 | -0.0023564
PG&E | MM Therms | Commercial | Com - Retail (Small) | Lighting | No | Lighting - Cold Cathode Lamp | -0.00063919 | -0.0013123 | -0.0020147 | -0.0027491 | -0.0035089 | -0.0035089 | -0.0035089 | -0.0028697 | -0.0021966 | -0.0014941 | -0.00075981 | 0
PG&E | MM Therms | Commercial | Com - Retail (Small) | Lighting | No | Lighting - Compact Fluorescent Fixture (Indoor) | -0.054095 | -0.11209 | -0.17389 | -0.23979 | -0.30939 | -0.25529 | -0.1973 | -0.1355 | -0.0696 | 0 | 0 | 0
PG&E | MM Therms | Commercial | Com - Retail (Small) | Lighting | No | Lighting - Compact Fluorescent Lamp (Basic High - Indoor) | -0.012304 | -0.026481 | -0.042362 | -0.059849 | -0.078667 | -0.066364 | -0.052187 | -0.036305 | -0.018818 | 0 | 0 | 0
PG&E | MM Therms | Commercial | Com - Retail (Small) | Lighting | No | Lighting - Compact Fluorescent Lamp (Basic Low - Indoor) | -0.044053 | -0.092071 | -0.14363 | -0.19836 | -0.25541 | -0.21135 | -0.16333 | -0.11178 | -0.057049 | 0 | 0 | 0
PG&E | MM Therms | Commercial | Com - Retail (Small) | Lighting | No | Lighting - Halogen Lamp (A-Line) | -0.00061692 | -0.0013774 | -0.0016731 | -0.001993 | -0.0023399 | -0.0012595 | 0 | 0 | 0 | 0 | 0 | 0
PG&E | MM Therms | Commercial | Com - Retail (Small) | Lighting | No | Lighting - Halogen Lamp (Reflector) | -0.00024113 | -0.00053296 | -0.00063356 | -0.00073498 | -0.00083831 | -0.00093252 | -0.0010154 | -0.0010918 | -0.0011606 | -0.0012233 | -0.0012803 | -0.0013324
PG&E | MM Therms | Commercial | Com - Retail (Small) | Lighting | No | Lighting - High Bay HID to T5 | -0.0058559 | -0.012268 | -0.018928 | -0.025682 | -0.032286 | -0.043738 | -0.055241 | -0.066531 | -0.077454 | -0.08788 | -0.097718 | -0.1069
PG&E | MM Therms | Commercial | Com - Retail (Small) | Lighting | No | Lighting - Induction Fixture (Indoor) | -0.00070653 | -0.0015557 | -0.0025419 | -0.0036769 | -0.004942 | -0.006327 | -0.0078141 | -0.0094138 | -0.011108 | -0.012909 | -0.014805 | -0.016783
PG&E | MM Therms | Commercial | Com - Retail (Small) | Lighting | No | Lighting - Linear Fluorescent Delamping | -2.0452e-05 | -4.1248e-05 | -6.7575e-05 | -9.9626e-05 | -0.00013663 | 0 | 0 | 0 | 0 | 0 | 0 | 0
PG&E | MM Therms | Commercial | Com - Retail (Small) | Lighting | No | Lighting - Linear Fluorescent Fixture (Low Wattage T8) | -0.0032148 | -0.0085758 | -0.013477 | -0.019404 | -0.025889 | -0.032786 | -0.039948 | -0.047353 | -0.054892 | -0.062574 | -0.070266 | -0.077729
PG&E | MM Therms | Commercial | Com - Retail (Small) | Lighting | No | Lighting - Plug-In Fixture (Compact Fluorescent) | -0.0061044 | -0.012148 | -0.018225 | -0.024334 | -0.030475 | -0.030475 | -0.030475 | -0.030475 | -0.030475 | -0.030475 | -0.030475 | -0.030475
PG&E | MM Therms | Commercial | Com - Retail (Small) | Lighting | No | Lighting - Plug-In Fixture (Induction) | 0 | -0.00076733 | -0.0017075 | -0.0027676 | -0.0039044 | -0.0050919 | -0.0063075 | -0.0075601 | -0.0088374 | -0.010153 | -0.011504 | -0.012886
PG&E | MM Therms | Commercial | Com - Retail (Small) | Lighting | No | Lighting - Plug-In Fixture (Linear Fluorescent) | -0.037258 | -0.077775 | -0.12079 | -0.16632 | -0.21353 | -0.21353 | -0.21353 | -0.21353 | -0.21353 | -0.21353 | -0.21353 | -0.21353
PG&E | MM Therms | Commercial | Com - Retail (Small) | Lighting | No | Lighting - Plug-In Fixture (PSMH with Electronic Ballast) | -0.004958 | -0.0097805 | -0.014165 | -0.018416 | -0.022528 | -0.026532 | -0.030431 | -0.034299 | -0.038121 | -0.041958 | -0.045804 | -0.049652
PG&E | MM Therms | Commercial | Com - Retail (Small) | Lighting | No | Lighting - Plug-In Fixture (PSMH) | -0.0052625 | -0.010382 | -0.015143 | -0.019688 | -0.024023 | -0.028189 | -0.032197 | -0.036123 | -0.039956 | -0.043758 | -0.047528 | -0.051261
PG&E | MM Therms | Commercial | Com - Retail (Small) | SHW | Yes | SHW - EF Rated Storage Water Heater (Gas) - Emerging | 0 | 0 | 0 | 0.0019487 | 0.006194 | 0.012989 | 0.022478 | 0.035023 | 0.050776 | 0.070148 | 0.093347 | 0.12048
PG&E | MM Therms | Commercial | Com - Retail (Small) | SHW | Yes | SHW - ET Rated Storage Water Heater - Emerging | 0.0004388 | 0.001117 | 0.0020578 | 0.0032961 | 0.0048427 | 0.0067099 | 0.0088991 | 0.011438 | 0.014329 | 0.017593 | 0.021234 | 0.025242
PG&E | MM Therms | Commercial | Com - Retail (Small) | SHW | No | SHW - EF Rated Instantaneous Water Heater (Gas) | 0.00017478 | 0.00038946 | 0.00061237 | 0.00087135 | 0.0011608 | 0.0014774 | 0.0018166 | 0.002181 | 0.0025669 | 0.0029764 | 0.0034071 | 0.0038557
PG&E | MM Therms | Commercial | Com - Retail (Small) | SHW | No | SHW - EF Rated Storage Water Heater (Gas) | 0.00011645 | 0.00025933 | 0.00037418 | 0.00050753 | 0.00065651 | 0.00081943 | 0.00099388 | 0.0011812 | 0.0013796 | 0.00159 | 0.0018113 | 0.0020417
PG&E | MM Therms | Commercial | Com - Retail (Small) | SHW | No | SHW - ET Rated Instantaneous Water Heater | 0 | 0 | 0 | 0.00029511 | 0.0006212 | 0.00097553 | 0.0013535 | 0.0017584 | 0.0021867 | 0.0026415 | 0.0031206 | 0.0036211
PG&E | MM Therms | Commercial | Com - Retail (Small) | SHW | No | SHW - Pipe and Tank Insulation | 0.040494 | 0.081089 | 0.12611 | 0.17527 | 0.22799 | 0.28322 | 0.33992 | 0.39693 | 0.45295 | 0.50689 | 0.55774 | 0.60481
PG&E | MM Therms | Commercial | Com - Retail (Small) | Service | No | Service - Retro-Commissioning (Gas) | 0.034471 | 0.067952 | 0.10205 | 0.13561 | 0.16752 | 0.1968 | 0.22285 | 0.24542 | 0.26456 | 0.28052 | 0.29365 | 0.2701
PG&E | MM Therms | Commercial | Com - Retail (Small) | WholeBlg | No | WholeBlg - Com NC Level 2 | 0.0011084 | 0 | 0 | 0 | 0 | 0 | 0 | 0 | 0 | 0 | 0 | 0
PG&E | MM Therms | Commercial | Com - Retail (Small) | WholeBlg | No | WholeBlg - Com NC Level 3 | 0.00048297 | 0.00048297 | 0.00048297 | 0.00048297 | 0.00048297 | 0.00048297 | 0.00048297 | 0 | 0 | 0 | 0 | 0
PG&E | MM Therms | Commercial | Com - Retail (Small) | WholeBlg | No | WholeBlg - Com NC ZNE | -6.7398e-06 | -6.7398e-06 | -6.7398e-06 | -6.7398e-06 | -4.8742e-05 | -0.00012859 | -0.00024947 | -0.00042478 | -0.00065485 | -0.00094933 | -0.00094426 | -0.00094426
PG&E | MM Therms | Commercial | Com - Retail (Small) | WholeBlg | No | WholeBlg - Com RET Level 1 | 0.00085204 | 0.0020264 | 0.0035482 | 0.0054444 | 0.0077421 | 0.01047 | 0.013656 | 0.017327 | 0.021509 | 0.026225 | 0.031492 | 0.037327
PG&E | MM Therms | Commercial | Com - Retail (Small) | WholeBlg | No | WholeBlg - Com RET Level 2 | 0.0036231 | 0.0085574 | 0.014902 | 0.022773 | 0.032285 | 0.043558 | 0.056711 | 0.071863 | 0.089123 | 0.10859 | 0.13036 | 0.15448
PG&E | MM Therms | Commercial | Com - Storage (Conditioned) | AppPlug | No | AppPlug - Occupancy Sensor Plug Strip | -0.0003066 | -0.00064895 | -0.0010055 | -0.0013736 | -0.0017459 | -0.0021167 | -0.0024789 | -0.002838 | -0.0031854 | -0.0032175 | -0.003201 | -0.003156
PG&E | MM Therms | Commercial | Com - Storage (Conditioned) | BldgEnv | No | BldgEnv - Wall Spray On Insulation | 0.15614 | 0.29024 | 0.39931 | 0.48802 | 0.56071 | 0.62497 | 0.68601 | 0.74401 | 0.7991 | 0.85144 | 0.90116 | 0.9484
PG&E | MM Therms | Commercial | Com - Storage (Conditioned) | BldgEnv | No | BldgEnv - Window Film | 0 | 0 | 0 | 0 | 0 | 0 | 0 | 0 | -0.0004536 | -0.0014572 | -0.0028496 | -0.0044578
PG&E | MM Therms | Commercial | Com - Storage (Conditioned) | HVAC | No | HVAC - Gas Furnace | 0.00096254 | 0.0021803 | 0.0036701 | 0.0054482 | 0.0075314 | 0.0099314 | 0.012654 | 0.015699 | 0.019061 | 0.022732 | 0.026698 | 0.030943
PG&E | MM Therms | Commercial | Com - Storage (Conditioned) | Lighting | Yes | Lighting - LED Fixture (Replacing T8) - Emerging | 0 | -0.00011317 | -0.00036101 | -0.00078857 | -0.001426 | -0.0023153 | -0.0034823 | -0.0049953 | -0.0068639 | -0.0091525 | -0.011891 | -0.01509
PG&E | MM Therms | Commercial | Com - Storage (Conditioned) | Lighting | Yes | Lighting - LED Lamp (Basic High - Indoor) - Emerging | -5.7172e-06 | -1.3829e-05 | -2.5047e-05 | -4.0118e-05 | -5.7097e-05 | -5.9502e-05 | -5.5051e-05 | -4.8124e-05 | -3.9511e-05 | -2.5022e-05 | -3.1341e-05 | -3.8483e-05
PG&E | MM Therms | Commercial | Com - Storage (Conditioned) | Lighting | Yes | Lighting - LED Lamp (Basic Low - Indoor) - Emerging | -3.1902e-05 | -8.4266e-05 | -0.00015532 | -0.00024443 | -0.00035333 | -0.00037309 | -0.00035151 | -0.0003171 | -0.0002717 | -0.00019174 | -0.00024163 | -0.00030169
PG&E | MM Therms | Commercial | Com - Storage (Conditioned) | Lighting | Yes | Lighting - LED Plug-In Indoor Fixture - Emerging | -0.00068254 | -0.0015516 | -0.0026292 | -0.0039558 | -0.0055428 | -0.0056514 | -0.0057905 | -0.0059659 | -0.0061797 | -0.0064383 | -0.0067436 | -0.0070979
PG&E | MM Therms | Commercial | Com - Storage (Conditioned) | Lighting | No | Lighting - Cold Cathode Lamp | -0.0003232 | -0.00066011 | -0.0010091 | -0.0013724 | -0.0017468 | -0.0017468 | -0.0017468 | -0.0017468 | -0.0017468 | -0.0014236 | -0.0010867 | -0.00073773
PG&E | MM Therms | Commercial | Com - Storage (Conditioned) | Lighting | No | Lighting - Compact Fluorescent Fixture (Indoor) | -0.00055304 | -0.0011407 | -0.0017622 | -0.0024205 | -0.0031118 | -0.0025588 | -0.0019711 | -0.0013496 | -0.00069135 | 0 | 0 | 0
PG&E | MM Therms | Commercial | Com - Storage (Conditioned) | Lighting | No | Lighting - Compact Fluorescent Lamp (Basic High - Indoor) | -0.00037211 | -0.000753 | -0.0011403 | -0.0015336 | -0.001932 | -0.0015599 | -0.001179 | -0.00079174 | -0.00039836 | 0 | 0 | 0
PG&E | MM Therms | Commercial | Com - Storage (Conditioned) | Lighting | No | Lighting - Compact Fluorescent Lamp (Basic Low - Indoor) | -0.0011098 | -0.0023503 | -0.0037066 | -0.0051686 | -0.0067112 | -0.0056014 | -0.0043609 | -0.0030045 | -0.0015426 | 0 | 0 | 0
PG&E | MM Therms | Commercial | Com - Storage (Conditioned) | Lighting | No | Lighting - Halogen Lamp (A-Line) | -0.00052474 | -0.0011713 | -0.0014223 | -0.0016938 | -0.0019882 | -0.0010701 | 0 | 0 | 0 | 0 | 0 | 0
PG&E | MM Therms | Commercial | Com - Storage (Conditioned) | Lighting | No | Lighting - Halogen Lamp (Reflector) | -0.00020514 | -0.00045329 | -0.00053864 | -0.00062466 | -0.00071225 | -0.00079169 | -0.00086161 | -0.00092619 | -0.00098426 | -0.0010372 | -0.0010854 | -0.0011295
PG&E | MM Therms | Commercial | Com - Storage (Conditioned) | Lighting | No | Lighting - High Bay HID to T5 | -0.0020869 | -0.0050413 | -0.0079115 | -0.010738 | -0.013489 | -0.017998 | -0.023178 | -0.028227 | -0.033167 | -0.038007 | -0.042741 | -0.047353
PG&E | MM Therms | Commercial | Com - Storage (Conditioned) | Lighting | No | Lighting - Induction Fixture (Indoor) | -0.00061155 | -0.0013308 | -0.0021526 | -0.0030854 | -0.0041128 | -0.0052267 | -0.0064128 | -0.0076799 | -0.0090141 | -0.010425 | -0.011905 | -0.013443
PG&E | MM Therms | Commercial | Com - Storage (Conditioned) | Lighting | No | Lighting - Linear Fluorescent Delamping | -2.9466e-05 | -5.943e-05 | -9.733e-05 | -0.00014344 | -0.00014344 | 0 | 0 | 0 | 0 | 0 | 0 | 0
PG&E | MM Therms | Commercial | Com - Storage (Conditioned) | Lighting | No | Lighting - Linear Fluorescent Fixture (Low Wattage T8) | -0.00077414 | -0.0016651 | -0.0026539 | -0.003738 | -0.0048914 | -0.0060966 | -0.007334 | -0.0086033 | -0.0098893 | -0.011195 | -0.01251 | -0.013828
PG&E | MM Therms | Commercial | Com - Storage (Conditioned) | Lighting | No | Lighting - Plug-In Fixture (Compact Fluorescent) | -0.0096812 | -0.019374 | -0.029047 | -0.038785 | -0.048492 | -0.048492 | -0.048492 | -0.048492 | -0.048492 | -0.048492 | -0.048492 | -0.048492
PG&E | MM Therms | Commercial | Com - Storage (Conditioned) | Lighting | No | Lighting - Plug-In Fixture (Induction) | 0 | 0 | 0 | 0 | -0.0019609 | -0.0044118 | -0.0071459 | -0.010114 | -0.013234 | -0.016512 | -0.019917 | -0.023426
PG&E | MM Therms | Commercial | Com - Storage (Conditioned) | Lighting | No | Lighting - Plug-In Fixture (Linear Fluorescent) | -0.028165 | -0.058793 | -0.091329 | -0.12577 | -0.16149 | -0.16149 | -0.16149 | -0.16149 | -0.16149 | -0.16149 | -0.16149 | -0.16149
PG&E | MM Therms | Commercial | Com - Storage (Conditioned) | Lighting | No | Lighting - Plug-In Fixture (PSMH with Electronic Ballast) | -0.0057624 | -0.011885 | -0.017965 | -0.024106 | -0.029742 | -0.034885 | -0.039794 | -0.044589 | -0.049289 | -0.053972 | -0.058647 | -0.063315
PG&E | MM Therms | Commercial | Com - Storage (Conditioned) | Lighting | No | Lighting - Plug-In Fixture (PSMH) | -0.0060826 | -0.012577 | -0.019041 | -0.025574 | -0.031575 | -0.037267 | -0.042614 | -0.047755 | -0.052726 | -0.057612 | -0.062428 | -0.067184
PG&E | MM Therms | Commercial | Com - Storage (Conditioned) | SHW | Yes | SHW - EF Rated Storage Water Heater (Gas) - Emerging | 0 | 0 | 0 | 0.00021454 | 0.00068216 | 0.0014309 | 0.0024768 | 0.0038597 | 0.0055968 | 0.0077334 | 0.010289 | 0.013277
PG&E | MM Therms | Commercial | Com - Storage (Conditioned) | SHW | Yes | SHW - ET Rated Storage Water Heater - Emerging | 7.1883e-05 | 0.00018222 | 0.00033462 | 0.00053491 | 0.00078458 | 0.0010853 | 0.001437 | 0.0018445 | 0.0023077 | 0.002831 | 0.0034138 | 0.0040553
PG&E | MM Therms | Commercial | Com - Storage (Conditioned) | SHW | No | SHW - EF Rated Instantaneous Water Heater (Gas) | 2.9725e-05 | 6.626e-05 | 0.00010422 | 0.00014833 | 0.00019766 | 0.00025166 | 0.00030953 | 0.00037172 | 0.00043763 | 0.00050759 | 0.00058112 | 0.0006577
PG&E | MM Therms | Commercial | Com - Storage (Conditioned) | SHW | No | SHW - EF Rated Storage Water Heater (Gas) | 1.9514e-05 | 4.3459e-05 | 6.2708e-05 | 8.5057e-05 | 0.00011003 | 0.00013735 | 0.00016662 | 0.00019804 | 0.00023133 | 0.00026666 | 0.00030376 | 0.0003424
PG&E | MM Therms | Commercial | Com - Storage (Conditioned) | SHW | No | SHW - ET Rated Instantaneous Water Heater | 3.317e-05 | 7.1807e-05 | 0.00011573 | 0.00016553 | 0.0002205 | 0.00028015 | 0.00034375 | 0.00041184 | 0.00048388 | 0.00056034 | 0.0006408 | 0.00072485
PG&E | MM Therms | Commercial | Com - Storage (Conditioned) | SHW | No | SHW - ET Rated Storage Water Heater | 0 | 0 | 0 | 0 | 0 | 5.3469e-05 | 0.00011061 | 0.00017189 | 0.00023679 | 0.0003057 | 0.00037823 | 0.000454
PG&E | MM Therms | Commercial | Com - Storage (Conditioned) | SHW | No | SHW - Pipe and Tank Insulation | 0.020883 | 0.041819 | 0.065036 | 0.09039 | 0.11758 | 0.14606 | 0.1753 | 0.2047 | 0.2336 | 0.26141 | 0.28763 | 0.31191
PG&E | MM Therms | Commercial | Com - Storage (Conditioned) | Service | No | Service - Retro-Commissioning (Gas) | 0.017777 | 0.035044 | 0.052626 | 0.069939 | 0.086393 | 0.10149 | 0.11493 | 0.12657 | 0.13644 | 0.14467 | 0.15144 | 0.1393
PG&E | MM Therms | Commercial | Com - Storage (Conditioned) | WholeBlg | No | WholeBlg - Com RET Level 1 | 0.00038061 | 0.00090268 | 0.0015762 | 0.0024119 | 0.0034204 | 0.004613 | 0.0060008 | 0.0075946 | 0.0094041 | 0.011438 | 0.013704 | 0.016206
PG&E | MM Therms | Commercial | Com - Storage (Conditioned) | WholeBlg | No | WholeBlg - Com RET Level 2 | 0.0023582 | 0.0055655 | 0.0096834 | 0.014781 | 0.02093 | 0.028204 | 0.036675 | 0.046414 | 0.057489 | 0.069962 | 0.083881 | 0.099288
PG&E | MM Therms | Commercial | Com - Storage (Unconditioned) | AppPlug | No | AppPlug - Occupancy Sensor Plug Strip | -0.0007665 | -0.0016224 | -0.0025138 | -0.0034339 | -0.0043647 | -0.0052918 | -0.0061972 | -0.0070949 | -0.0079635 | -0.0080437 | -0.0080025 | -0.0078901
PG&E | MM Therms | Commercial | Com - Storage (Unconditioned) | BldgEnv | No | BldgEnv - Window Film | 0 | 0 | 0 | 0 | 0 | 0 | 0 | 0 | -0.0015943 | -0.0051234 | -0.010022 | -0.015682
PG&E | MM Therms | Commercial | Com - Storage (Unconditioned) | SHW | Yes | SHW - EF Rated Storage Water Heater (Gas) - Emerging | 0 | 0 | 0 | 0.00090137 | 0.0028646 | 0.0060063 | 0.010393 | 0.016193 | 0.023476 | 0.032433 | 0.043145 | 0.055672
PG&E | MM Therms | Commercial | Com - Storage (Unconditioned) | SHW | Yes | SHW - ET Rated Storage Water Heater - Emerging | 0.00017886 | 0.00045346 | 0.00083269 | 0.001331 | 0.0019519 | 0.0026996 | 0.0035736 | 0.0045862 | 0.0057369 | 0.0070364 | 0.0084835 | 0.010075
PG&E | MM Therms | Commercial | Com - Storage (Unconditioned) | SHW | No | SHW - EF Rated Instantaneous Water Heater (Gas) | 7.4025e-05 | 0.00016496 | 0.00025938 | 0.00036909 | 0.00049176 | 0.00062601 | 0.00076988 | 0.00092445 | 0.0010882 | 0.001262 | 0.0014446 | 0.0016348
PG&E | MM Therms | Commercial | Com - Storage (Unconditioned) | SHW | No | SHW - EF Rated Storage Water Heater (Gas) | 4.8728e-05 | 0.00010852 | 0.00015659 | 0.00021241 | 0.00027479 | 0.00034302 | 0.00041611 | 0.00049461 | 0.00057776 | 0.00066598 | 0.00075864 | 0.00085512
PG&E | MM Therms | Commercial | Com - Storage (Unconditioned) | SHW | No | SHW - ET Rated Instantaneous Water Heater | 8.2546e-05 | 0.00017871 | 0.00028804 | 0.00041202 | 0.00054886 | 0.00069742 | 0.00085585 | 0.0010255 | 0.0012051 | 0.0013957 | 0.0015964 | 0.001806
PG&E | MM Therms | Commercial | Com - Storage (Unconditioned) | SHW | No | SHW - ET Rated Storage Water Heater | 0 | 0 | 0 | 0 | 0 | 0.00013355 | 0.00027617 | 0.00042907 | 0.00059096 | 0.00076288 | 0.00094385 | 0.0011329
PG&E | MM Therms | Commercial | Com - Storage (Unconditioned) | SHW | No | SHW - Pipe and Tank Insulation | 0.052208 | 0.10455 | 0.16259 | 0.22597 | 0.29394 | 0.36515 | 0.43826 | 0.51175 | 0.58399 | 0.65352 | 0.71908 | 0.77978
PG&E | MM Therms | Commercial | Com - Storage (Unconditioned) | Service | No | Service - Retro-Commissioning (Gas) | 0.044443 | 0.08761 | 0.13157 | 0.17485 | 0.21598 | 0.25373 | 0.28732 | 0.31642 | 0.34109 | 0.36167 | 0.3786 | 0.34824
PG&E | MM Therms | Commercial | Com - Storage (Unconditioned) | WholeBlg | No | WholeBlg - Com NC Level 2 | 0.0014011 | 0 | 0 | 0 | 0 | 0 | 0 | 0 | 0 | 0 | 0 | 0
PG&E | MM Therms | Commercial | Com - Storage (Unconditioned) | WholeBlg | No | WholeBlg - Com NC Level 3 | 0.00066746 | 0.00066746 | 0.00066746 | 0.00066746 | 0.00066746 | 0.00066746 | 0.00066746 | 0 | 0 | 0 | 0 | 0
PG&E | MM Therms | Commercial | Com - Storage (Unconditioned) | WholeBlg | No | WholeBlg - Com RET Level 1 | 0.0010631 | 0.0025125 | 0.0043778 | 0.0066902 | 0.0094835 | 0.012793 | 0.016655 | 0.021102 | 0.026169 | 0.031882 | 0.038264 | 0.045332
PG&E | MM Therms | Commercial | Com - Storage (Unconditioned) | WholeBlg | No | WholeBlg - Com RET Level 2 | 0.0012034 | 0.0028406 | 0.004943 | 0.0075454 | 0.010684 | 0.014394 | 0.018713 | 0.023676 | 0.029316 | 0.035662 | 0.042738 | 0.050563
PG&E | MM Therms | Commercial | Com - Warehouse (Refrigerated) | AppPlug | No | AppPlug - Occupancy Sensor Plug Strip | -0.00014128 | -0.00029904 | -0.00046334 | -0.00063295 | -0.00080451 | -0.0009754 | -0.0011423 | -0.0013077 | -0.0014678 | -0.0014826 | -0.001475 | -0.0014543
PG&E | MM Therms | Commercial | Com - Warehouse (Refrigerated) | BldgEnv | No | BldgEnv - Wall Spray On Insulation | 0.010417 | 0.018614 | 0.025672 | 0.03202 | 0.038051 | 0.043781 | 0.049224 | 0.054395 | 0.059308 | 0.063975 | 0.068408 | 0.07262
PG&E | MM Therms | Commercial | Com - Warehouse (Refrigerated) | BldgEnv | No | BldgEnv - Window Film | 0 | 0 | 0 | 0 | 0 | 0 | 0 | 0 | -0.00020808 | -0.00066869 | -0.001308 | -0.0020467
PG&E | MM Therms | Commercial | Com - Warehouse (Refrigerated) | Lighting | Yes | Lighting - LED Fixture (Replacing T8) - Emerging | -7.6827e-09 | -1.9306e-08 | -3.6256e-08 | -6.0054e-08 | -9.2164e-08 | -1.3427e-07 | -1.8772e-07 | -2.5411e-07 | -3.347e-07 | -4.3079e-07 | -5.4377e-07 | -6.7786e-07
PG&E | MM Therms | Commercial | Com - Warehouse (Refrigerated) | Lighting | No | Lighting - High Bay HID to T5 | -1.3468e-07 | -2.6018e-07 | -3.7713e-07 | -4.8612e-07 | -5.8768e-07 | -8.0103e-07 | -9.9985e-07 | -1.1851e-06 | -1.3578e-06 | -1.5187e-06 | -1.6686e-06 | -1.8083e-06
PG&E | MM Therms | Commercial | Com - Warehouse (Refrigerated) | Lighting | No | Lighting - Linear Fluorescent Fixture (Low Wattage T8) | -3.8934e-08 | -8.2076e-08 | -1.2901e-07 | -1.793e-07 | -2.3251e-07 | -2.8821e-07 | -3.4593e-07 | -4.0524e-07 | -4.658e-07 | -5.2729e-07 | -5.8948e-07 | -6.5094e-07
PG&E | MM Therms | Commercial | Com - Warehouse (Refrigerated) | Lighting | No | Lighting - Occupancy Sensor | 0 | 0 | 0 | 0 | 0 | -2.8536e-07 | -5.5555e-07 | -7.7653e-07 | -6.6792e-07 | -5.396e-07 | -4.3299e-07 | -3.5111e-07
PG&E | MM Therms | Commercial | Com - Warehouse (Refrigerated) | Lighting | No | Lighting - Plug-In Fixture (Induction) | -5.6537e-08 | -1.1376e-07 | -1.725e-07 | -2.3282e-07 | -2.9475e-07 | -3.5825e-07 | -4.2325e-07 | -4.8966e-07 | -5.5748e-07 | -6.2665e-07 | -6.9719e-07 | -7.691e-07
PG&E | MM Therms | Commercial | Com - Warehouse (Refrigerated) | Lighting | No | Lighting - Plug-In Fixture (Linear Fluorescent) | -1.5614e-06 | -3.266e-06 | -5.0944e-06 | -7.0298e-06 | -9.0608e-06 | -9.0608e-06 | -9.0608e-06 | -9.0608e-06 | -9.0608e-06 | -9.0608e-06 | -9.0608e-06 | -9.0608e-06
PG&E | MM Therms | Commercial | Com - Warehouse (Refrigerated) | Lighting | No | Lighting - Plug-In Fixture (MH Directional) | 0 | 0 | 0 | 0 | -8.0703e-07 | -1.6777e-06 | -2.5914e-06 | -3.5407e-06 | -4.5218e-06 | -5.5323e-06 | -6.5711e-06 | -7.6378e-06
PG&E | MM Therms | Commercial | Com - Warehouse (Refrigerated) | Lighting | No | Lighting - Plug-In Fixture (PSMH with Electronic Ballast) | -1.3507e-07 | -2.7449e-07 | -4.1383e-07 | -5.5357e-07 | -6.9382e-07 | -8.346e-07 | -9.7591e-07 | -1.1176e-06 | -1.2599e-06 | -1.4026e-06 | -1.5458e-06 | -1.6897e-06
PG&E | MM Therms | Commercial | Com - Warehouse (Refrigerated) | Lighting | No | Lighting - Plug-In Fixture (PSMH) | -6.1029e-08 | -1.2413e-07 | -1.8723e-07 | -2.5045e-07 | -3.1377e-07 | -3.7719e-07 | -4.4069e-07 | -5.042e-07 | -5.6773e-07 | -6.3127e-07 | -6.9487e-07 | -7.5857e-07
PG&E | MM Therms | Commercial | Com - Warehouse (Refrigerated) | SHW | No | SHW - Pipe and Tank Insulation | 0.0096231 | 0.01927 | 0.029969 | 0.041652 | 0.05418 | 0.067305 | 0.08078 | 0.094327 | 0.10764 | 0.12046 | 0.13254 | 0.14373
PG&E | MM Therms | Commercial | Com - Warehouse (Refrigerated) | Service | No | Service - Retro-Commissioning (Gas) | 0.0081917 | 0.016148 | 0.02425 | 0.032228 | 0.03981 | 0.046768 | 0.052959 | 0.058322 | 0.06287 | 0.066663 | 0.069784 | 0.064188
PG&E | MM Therms | Commercial | Com - Warehouse (Refrigerated) | WholeBlg | No | WholeBlg - Com RET Level 1 | 0.00011897 | 0.00028231 | 0.00049318 | 0.00075509 | 0.0010715 | 0.0014458 | 0.0018816 | 0.002382 | 0.0029504 | 0.0035893 | 0.0043011 | 0.0050877
PG&E | MM Therms | Commercial | Com - Warehouse (Refrigerated) | WholeBlg | No | WholeBlg - Com RET Level 2 | 0.00060637 | 0.0014295 | 0.002486 | 0.0037935 | 0.0053715 | 0.0072405 | 0.0094213 | 0.011934 | 0.014799 | 0.018032 | 0.021648 | 0.025657
SCE | GWh | Commercial | Com - Assembly | AppPlug | No | AppPlug - Computer Monitor | 0.016837 | 0.046644 | 0.07425 | 0.10215 | 0.12401 | 0.14509 | 0.14831 | 0.13848 | 0.12996 | 0.12157 | 0.11875 | 0.11669
SCE | GWh | Commercial | Com - Assembly | AppPlug | No | AppPlug - Desktop Computer (Com - Power Management) | 0.26838 | 0.55672 | 0.84058 | 1.117 | 1.3857 | 1.6425 | 1.8855 | 2.117 | 2.3346 | 2.5428 | 2.7392 | 2.6577
SCE | GWh | Commercial | Com - Assembly | AppPlug | No | AppPlug - Occupancy Sensor Plug Strip | 0.060519 | 0.12997 | 0.20298 | 0.27692 | 0.35084 | 0.4246 | 0.49603 | 0.56798 | 0.63785 | 0.64832 | 0.64683 | 0.63982
SCE | GWh | Commercial | Com - Assembly | AppPlug | No | AppPlug - Vending Machine Controls | 0.32784 | 0.64816 | 0.95159 | 1.2381 | 1.5093 | 1.7629 | 1.6698 | 1.5681 | 1.4654 | 1.366 | 1.2665 | 1.1715
SCE | GWh | Commercial | Com - Assembly | BldgEnv | No | BldgEnv - Attic Batt Insulation | 0.0021807 | 0.0042523 | 0.0062204 | 0.0080901 | 0.0080901 | 0.0080901 | 0.0080901 | 0.0059094 | 0.0038377 | 0.0018697 | 0 | 0
SCE | GWh | Commercial | Com - Assembly | BldgEnv | No | BldgEnv - Wall Spray On Insulation | 0.020882 | 0.040721 | 0.059567 | 0.077471 | 0.09448 | 0.11064 | 0.12599 | 0.11969 | 0.1137 | 0.10802 | 0.10262 | 0.097488
SCE | GWh | Commercial | Com - Assembly | BldgEnv | No | BldgEnv - Window Film | 0.36853 | 0.72532 | 1.1048 | 1.5132 | 1.9508 | 2.4145 | 2.8958 | 3.3885 | 3.8833 | 4.3746 | 4.8518 | 4.9376
SCE | GWh | Commercial | Com - Assembly | HVAC | Yes | HVAC - Advanced Package Rooftop AC (> EER 12) - Emerging | 0 | 0 | 0.0036646 | 0.013064 | 0.02992 | 0.055772 | 0.091976 | 0.13985 | 0.2008 | 0.2762 | 0.36741 | 0.47584
SCE | GWh | Commercial | Com - Assembly | HVAC | No | HVAC - Demand Controlled Ventilation | 0.46292 | 0.96054 | 1.5206 | 2.1385 | 2.809 | 3.5152 | 4.2397 | 4.97 | 5.6847 | 6.3785 | 7.0355 | 7.1903
SCE | GWh | Commercial | Com - Assembly | HVAC | No | HVAC - Direct Evaporative Cooler | 1.2501 | 2.7147 | 4.4116 | 6.3554 | 8.5636 | 11.0421 | 13.7956 | 16.8361 | 20.1588 | 23.7738 | 27.6684 | 31.8375
SCE | GWh | Commercial | Com - Assembly | HVAC | No | HVAC - EER Rated Package Rooftop AC (EER 11) | 0.10971 | 0.23595 | 0.37939 | 0.53986 | 0.72035 | 0.91865 | 1.1338 | 1.3682 | 1.6188 | 1.8896 | 2.1767 | 2.4812
SCE | GWh | Commercial | Com - Assembly | HVAC | No | HVAC - EER Rated Package Rooftop HP (EER 11) | 0.09856 | 0.21055 | 0.33619 | 0.47539 | 0.47539 | 0.47539 | 0.47539 | 0.47539 | 0.47539 | 0.47539 | 0.47539 | 0.47539
SCE | GWh | Commercial | Com - Assembly | HVAC | No | HVAC - Repair Duct System | 0.94046 | 1.8131 | 2.6548 | 3.4462 | 3.4462 | 3.4462 | 2.5057 | 1.633 | 0.79138 | 0 | 0 | 0
SCE | GWh | Commercial | Com - Assembly | HVAC | No | HVAC - SEER Rated Package Rooftop AC (Recharge) | 1.2981 | 2.4958 | 3.628 | 4.6786 | 4.3364 | 3.995 | 3.6178 | 3.2235 | 2.8307 | 2.4516 | 2.095 | 1.7957
SCE | GWh | Commercial | Com - Assembly | HVAC | No | HVAC - SEER Rated Package Rooftop AC (SEER 14) | 0.56299 | 1.2336 | 1.2336 | 1.2336 | 1.2336 | 1.2336 | 1.2336 | 1.2336 | 1.2336 | 1.2336 | 1.2336 | 1.2336
SCE | GWh | Commercial | Com - Assembly | HVAC | No | HVAC - SEER Rated Package Rooftop AC (SEER 15) | 0.70556 | 1.5363 | 1.9816 | 2.4847 | 3.0515 | 3.673 | 4.3457 | 5.0768 | 5.8568 | 6.6977 | 7.5878 | 8.5301
SCE | GWh | Commercial | Com - Assembly | HVAC | No | HVAC - SEER Rated Package Rooftop HP (SEER 14) | 0.083978 | 0.18372 | 0.18372 | 0.18372 | 0.18372 | 0.18372 | 0.18372 | 0.18372 | 0.18372 | 0.18372 | 0.18372 | 0.18372
SCE | GWh | Commercial | Com - Assembly | HVAC | No | HVAC - SEER Rated Package Rooftop HP (SEER 15) | 0.31442 | 0.68881 | 0.89147 | 1.1225 | 1.385 | 1.6751 | 1.9912 | 2.3371 | 2.7082 | 3.1107 | 3.5387 | 3.9939
SCE | GWh | Commercial | Com - Assembly | HVAC | No | HVAC - SEER Rated Split System AC (SEER 14) | 0.39206 | 0.84012 | 1.3449 | 1.3449 | 1.3449 | 1.3449 | 1.3449 | 1.3449 | 1.3449 | 1.3449 | 1.3449 | 1.3449
SCE | GWh | Commercial | Com - Assembly | HVAC | No | HVAC - SEER Rated Split System AC (SEER 15) | 0.052762 | 0.12206 | 0.16254 | 0.21162 | 0.27045 | 0.33848 | 0.41572 | 0.50351 | 0.60107 | 0.71047 | 0.83055 | 0.96219
SCE | GWh | Commercial | Com - Assembly | HVAC | No | HVAC - SEER Rated Split System HP (SEER 14) | 0.38382 | 0.83946 | 0.91091 | 0.99208 | 1.084 | 1.1851 | 1.2949 | 1.4146 | 1.5425 | 1.6808 | 1.8275 | 1.983
SCE | GWh | Commercial | Com - Assembly | HVAC | No | HVAC - SEER Rated Split System HP (SEER 15) | 0.14737 | 0.32208 | 0.41627 | 0.52316 | 0.64421 | 0.77731 | 0.92168 | 1.0791 | 1.2474 | 1.4295 | 1.6227 | 1.8277
SCE | GWh | Commercial | Com - Assembly | Lighting | Yes | Lighting - LED Fixture (Replacing T8) - Emerging | 0 | 0.12699 | 0.41433 | 0.90658 | 1.6568 | 2.7029 | 4.0772 | 5.8629 | 8.0482 | 10.7273 | 13.8839 | 17.5555
SCE | GWh | Commercial | Com - Assembly | Lighting | Yes | Lighting - LED Lamp (Basic High - Indoor) - Emerging | 0.068252 | 0.17961 | 0.34388 | 0.5302 | 0.74546 | 0.79387 | 0.76925 | 0.7248 | 0.68766 | 0.58558 | 0.75318 | 0.94315
SCE | GWh | Commercial | Com - Assembly | Lighting | Yes | Lighting - LED Lamp (Basic Low - Indoor) - Emerging | 0.061674 | 0.16189 | 0.28679 | 0.43072 | 0.62488 | 0.67439 | 0.66083 | 0.65005 | 0.64709 | 0.56626 | 0.72298 | 0.90374
SCE | GWh | Commercial | Com - Assembly | Lighting | Yes | Lighting - LED Plug-In Indoor Fixture - Emerging | 0.021268 | 0.047364 | 0.080233 | 0.12096 | 0.17203 | 0.17557 | 0.17982 | 0.185 | 0.1916 | 0.20004 | 0.21038 | 0.22289
SCE | GWh | Commercial | Com - Assembly | Lighting | No | Lighting - Cold Cathode Lamp | 0.037514 | 0.076002 | 0.11564 | 0.15629 | 0.19829 | 0.19829 | 0.19829 | 0.19829 | 0.19829 | 0.19829 | 0.19829 | 0.16078
SCE | GWh | Commercial | Com - Assembly | Lighting | No | Lighting - Compact Fluorescent Fixture (Indoor) | 4.8216 | 9.8687 | 15.1491 | 20.6514 | 26.3936 | 21.572 | 16.525 | 11.2445 | 5.7423 | 0 | 0 | 0
SCE | GWh | Commercial | Com - Assembly | Lighting | No | Lighting - Compact Fluorescent Lamp (Basic High - Indoor) | 6.7829 | 13.654 | 20.606 | 27.643 | 34.7832 | 28.0003 | 21.1292 | 14.1773 | 7.1402 | 0 | 0 | 0
SCE | GWh | Commercial | Com - Assembly | Lighting | No | Lighting - Compact Fluorescent Lamp (Basic Low - Indoor) | 4.4596 | 8.9689 | 13.5398 | 18.1648 | 22.8138 | 18.3542 | 13.8449 | 9.274 | 4.6491 | 0 | 0 | 0
SCE | GWh | Commercial | Com - Assembly | Lighting | No | Lighting - Exit Fixture (LED) | 0.30696 | 0.59474 | 0.89297 | 1.1767 | 1.4437 | 1.697 | 1.6788 | 1.6615 | 1.6091 | 1.5542 | 1.502 | 1.4505
SCE | GWh | Commercial | Com - Assembly | Lighting | No | Lighting - Halogen Lamp (A-Line) | 0.051147 | 0.11242 | 0.12335 | 0.13066 | 0.13876 | 0.070166 | 0 | 0 | 0 | 0 | 0 | 0
SCE | GWh | Commercial | Com - Assembly | Lighting | No | Lighting - Halogen Lamp (Reflector) | 0.024068 | 0.052406 | 0.053019 | 0.051712 | 0.052458 | 0.052511 | 0.054017 | 0.054687 | 0.055595 | 0.056196 | 0.056927 | 0.057529
SCE | GWh | Commercial | Com - Assembly | Lighting | No | Lighting - High Bay HID to T5 | 0 | 0 | 0 | 0 | 0.033281 | 0.075156 | 0.11927 | 0.16554 | 0.21326 | 0.29447 | 0.3846 | 0.47736
SCE | GWh | Commercial | Com - Assembly | Lighting | No | Lighting - Induction Fixture (Indoor) | 0.11458 | 0.23465 | 0.36025 | 0.49029 | 0.62583 | 0.76428 | 0.9048 | 1.0491 | 1.1954 | 1.3462 | 1.4994 | 1.6561
SCE | GWh | Commercial | Com - Assembly | Lighting | No | Lighting - Induction Fixture (Outdoor) | 0.027893 | 0.065568 | 0.1032 | 0.14126 | 0.18 | 0.21876 | 0.25735 | 0.29628 | 0.3351 | 0.3745 | 0.414 | 0.45387
SCE | GWh | Commercial | Com - Assembly | Lighting | No | Lighting - Linear Fluorescent Delamping | 0.0050324 | 0.010146 | 0.016266 | 0.023424 | 0.023424 | 0 | 0 | 0 | 0 | 0 | 0 | 0
SCE | GWh | Commercial | Com - Assembly | Lighting | No | Lighting - Linear Fluorescent Fixture (Low Wattage T8) | 1.3767 | 3.0224 | 4.9129 | 7.0078 | 9.2995 | 11.7203 | 14.2305 | 16.8307 | 19.4711 | 22.1728 | 24.8877 | 27.6156
SCE | GWh | Commercial | Com - Assembly | Lighting | No | Lighting - Low Bay HID to T5 | 0 | 0 | 0 | 0 | 0 | 0 | 0 | 0 | 0 | 0 | 0.0050319 | 0.011758
SCE | GWh | Commercial | Com - Assembly | Lighting | No | Lighting - Plug-In Fixture (Compact Fluorescent) | 0.56343 | 1.1381 | 1.7247 | 2.319 | 2.9243 | 2.9243 | 2.9243 | 2.9243 | 2.9243 | 2.9243 | 2.9243 | 2.9243
SCE | GWh | Commercial | Com - Assembly | Lighting | No | Lighting - Plug-In Fixture (Exterior) | 0.33576 | 0.76591 | 1.1967 | 1.6326 | 2.0762 | 2.5207 | 2.9644 | 3.4121 | 3.8595 | 4.3134 | 4.7691 | 5.2291
SCE | GWh | Commercial | Com - Assembly | Lighting | No | Lighting - Plug-In Fixture (Linear Fluorescent) | 0 | 1.6788 | 4.0837 | 6.6449 | 9.3414 | 9.3414 | 9.3414 | 9.3414 | 9.3414 | 9.3414 | 9.3414 | 9.3414
SCE | GWh | Commercial | Com - Assembly | Lighting | No | Lighting - Plug-In Fixture (PSMH with Electronic Ballast) | 0 | 0 | 0 | 0 | 0.24601 | 0.62228 | 1.0119 | 1.4125 | 1.8149 | 2.2232 | 2.6308 | 3.0395
SCE | GWh | Commercial | Com - Assembly | Lighting | No | Lighting - Plug-In Fixture (PSMH) | 0.56068 | 1.272 | 1.9904 | 2.7187 | 3.4288 | 4.0952 | 4.7413 | 5.3799 | 6.006 | 6.6319 | 7.2511 | 7.8682
SCE | GWh | Commercial | Com - Assembly | SHW | No | SHW - EF Rated Instantaneous Water Heater (Electric) | 0.007345 | 0.016017 | 0.026041 | 0.037318 | 0.049948 | 0.063613 | 0.078165 | 0.093751 | 0.11007 | 0.12742 | 0.14546 | 0.16426
SCE | GWh | Commercial | Com - Assembly | SHW | No | SHW - EF Rated Storage Water Heater (Electric) | 0.0066891 | 0.014462 | 0.014462 | 0.014462 | 0.014462 | 0.014462 | 0.014462 | 0.014462 | 0.014462 | 0.014462 | 0.014462 | 0.014462
SCE | GWh | Commercial | Com - Assembly | Service | No | HVAC - Comprehensive Rooftop Unit Quality Maintenance | 0.4993 | 0.99855 | 1.5508 | 2.1567 | 2.8148 | 3.5222 | 4.2735 | 5.0611 | 5.8753 | 6.7044 | 7.5353 | 7.8557
SCE | GWh | Commercial | Com - Assembly | Service | No | Service - HVAC Fault Detection & Diagnositics | 0.29514 | 0.69916 | 1.097 | 1.4855 | 1.869 | 2.2402 | 2.5977 | 2.9474 | 3.2848 | 3.6181 | 3.9423 | 4.2606
SCE | GWh | Commercial | Com - Assembly | Service | No | Service - Retro-Commissioning (Electric) | 2.3286 | 4.2854 | 5.9751 | 7.4314 | 8.6722 | 9.726 | 8.282 | 7.0578 | 5.9652 | 4.9858 | 4.112 | 3.3414
SCE | GWh | Commercial | Com - Assembly | WholeBlg | No | HVAC - Energy Management System | 1.0794 | 2.2802 | 3.4156 | 4.4782 | 5.4813 | 6.4136 | 7.2766 | 8.1199 | 8.9368 | 9.7477 | 10.5393 | 11.3195
SCE | GWh | Commercial | Com - Assembly | WholeBlg | No | WholeBlg - Com NC Level 2 | 0.082353 | 0 | 0 | 0 | 0 | 0 | 0 | 0 | 0 | 0 | 0 | 0
SCE | GWh | Commercial | Com - Assembly | WholeBlg | No | WholeBlg - Com NC Level 3 | 0.039502 | 0.039502 | 0.039502 | 0.039502 | 0.039502 | 0.039502 | 0.039502 | 0 | 0 | 0 | 0 | 0
SCE | GWh | Commercial | Com - Assembly | WholeBlg | No | WholeBlg - Com RET Level 1 | 0.44243 | 1.0462 | 1.8227 | 2.784 | 3.9427 | 5.3117 | 6.9033 | 8.7299 | 10.8026 | 13.1412 | 15.7605 | 18.6785
SCE | GWh | Commercial | Com - Assembly | WholeBlg | No | WholeBlg - Com RET Level 2 | 0.78708 | 1.8606 | 3.2436 | 4.9625 | 7.0426 | 9.5129 | 12.3996 | 15.7311 | 19.531 | 23.812 | 28.5822 | 33.8437
SCE | GWh | Commercial | Com - Education (Community College) | AppPlug | No | AppPlug - Computer Monitor | 0.0057653 | 0.015972 | 0.025425 | 0.034979 | 0.042463 | 0.049684 | 0.050785 | 0.04742 | 0.044502 | 0.041629 | 0.040663 | 0.039959
SCE | GWh | Commercial | Com - Education (Community College) | AppPlug | No | AppPlug - Desktop Computer (Com - Power Management) | 0.092519 | 0.19192 | 0.28981 | 0.38517 | 0.47787 | 0.56647 | 0.65033 | 0.73024 | 0.80535 | 0.87719 | 0.94496 | 0.91692
SCE | GWh | Commercial | Com - Education (Community College) | AppPlug | No | AppPlug - Occupancy Sensor Plug Strip | 0.020723 | 0.044506 | 0.069506 | 0.094826 | 0.12014 | 0.14539 | 0.16985 | 0.19449 | 0.21842 | 0.222 | 0.22149 | 0.21909
SCE | GWh | Commercial | Com - Education (Community College) | AppPlug | No | AppPlug - Vending Machine Controls | 0.44314 | 0.8761 | 1.2862 | 1.6736 | 2.0401 | 2.3829 | 2.257 | 2.1196 | 1.9807 | 1.8464 | 1.7119 | 1.5835
SCE | GWh | Commercial | Com - Education (Community College) | BldgEnv | No | BldgEnv - Attic Batt Insulation | 0.0012724 | 0.0024812 | 0.0036296 | 0.0047205 | 0.0047205 | 0.0047205 | 0.0047205 | 0.0034481 | 0.0022393 | 0.0010909 | 0 | 0
SCE | GWh | Commercial | Com - Education (Community College) | BldgEnv | No | BldgEnv - Wall Spray On Insulation | 0.0081351 | 0.015864 | 0.023206 | 0.03018 | 0.036807 | 0.043101 | 0.049081 | 0.046627 | 0.044296 | 0.042081 | 0.039977 | 0.037978
SCE | GWh | Commercial | Com - Education (Community College) | BldgEnv | No | BldgEnv - Window Film | 0.00022712 | 0.00046107 | 0.00080597 | 0.0013092 | 0.0013092 | 0.0013092 | 0.0013092 | 0.0013092 | 0.0013092 | 0.0013092 | 0.0013092 | 0.0010821
SCE | GWh | Commercial | Com - Education (Community College) | FoodServ | No | FoodServ - Electric Griddle | 0.001651 | 0.003341 | 0.0050715 | 0.0068306 | 0.0068306 | 0.008556 | 0.010308 | 0.012106 | 0.013927 | 0.015795 | 0.017685 | 0.019606
SCE | GWh | Commercial | Com - Education (Community College) | FoodServ | No | FoodServ - Electric Steamer | 0.0048026 | 0.0097704 | 0.014909 | 0.02018 | 0.025623 | 0.031149 | 0.036734 | 0.042439 | 0.048202 | 0.054114 | 0.060107 | 0.066212
SCE | GWh | Commercial | Com - Education (Community College) | FoodServ | No | FoodServ - Fryer (Electric) | 0.00012067 | 0.00024385 | 0.00036957 | 0.00049697 | 0.00062698 | 0.00075765 | 0.00088848 | 0.0010209 | 0.0011535 | 0.0012884 | 0.0014242 | 0.0015615
SCE | GWh | Commercial | Com - Education (Community College) | FoodServ | No | FoodServ - Oven (Electric) | 0.039049 | 0.079268 | 0.12068 | 0.16297 | 0.20646 | 0.25044 | 0.29473 | 0.33981 | 0.38521 | 0.43163 | 0.47855 | 0.52623
SCE | GWh | Commercial | Com - Education (Community College) | HVAC | No | HVAC - Chiller (Centrifugal) | 0.023266 | 0.051401 | 0.084766 | 0.12362 | 0.16303 | 0.20797 | 0.25866 | 0.31522 | 0.37775 | 0.44625 | 0.52072 | 0.60106
SCE | GWh | Commercial | Com - Education (Community College) | HVAC | No | HVAC - Chiller (Reciprocating) | 0.025289 | 0.055993 | 0.092434 | 0.13467 | 0.18335 | 0.2379 | 0.29819 | 0.36494 | 0.43741 | 0.51672 | 0.60187 | 0.69314
SCE | GWh | Commercial | Com - Education (Community College) | HVAC | No | HVAC - Demand Controlled Ventilation | 0.08769 | 0.18195 | 0.28803 | 0.40507 | 0.53206 | 0.66583 | 0.80306 | 0.9414 | 1.0768 | 1.2083 | 1.3328 | 1.3622
SCE | GWh | Commercial | Com - Education (Community College) | HVAC | No | HVAC - Direct Evaporative Cooler | 0.1905 | 0.41275 | 0.66897 | 0.96081 | 1.2905 | 1.6583 | 2.0646 | 2.5106 | 2.9954 | 3.52 | 4.0824 | 4.6815
SCE | GWh | Commercial | Com - Education (Community College) | HVAC | No | HVAC - EER Rated Package Rooftop AC (EER 11) | 0.021317 | 0.045806 | 0.073635 | 0.10479 | 0.10479 | 0.14237 | 0.18331 | 0.22813 | 0.27624 | 0.32837 | 0.38377 | 0.44263
SCE | GWh | Commercial | Com - Education (Community College) | HVAC | No | HVAC - EER Rated Package Rooftop HP (EER 11) | 0.013811 | 0.029525 | 0.047181 | 0.066765 | 0.066765 | 0.066765 | 0.066765 | 0.066765 | 0.066765 | 0.066765 | 0.066765 | 0.066765
SCE | GWh | Commercial | Com - Education (Community College) | HVAC | No | HVAC - Repair Duct System | 0.13766 | 0.26493 | 0.38713 | 0.50164 | 0.50164 | 0.50164 | 0.36398 | 0.23672 | 0.11451 | 0 | 0 | 0
SCE | GWh | Commercial | Com - Education (Community College) | HVAC | No | HVAC - SEER Rated Package Rooftop AC (Recharge) | 0.18833 | 0.36151 | 0.52468 | 0.67567 | 0.48734 | 0.31416 | 0.15099 | 0 | 0.087443 | 0.167 | 0.23411 | 0.28888
SCE | GWh | Commercial | Com - Education (Community College) | HVAC | No | HVAC - SEER Rated Package Rooftop AC (SEER 14) | 0.097122 | 0.21264 | 0.21264 | 0.21264 | 0.21264 | 0.21264 | 0.21264 | 0.21264 | 0.21264 | 0.21264 | 0.21264 | 0.21264
SCE | GWh | Commercial | Com - Education (Community College) | HVAC | No | HVAC - SEER Rated Package Rooftop AC (SEER 15) | 0.11858 | 0.25801 | 0.33271 | 0.4171 | 0.51215 | 0.61636 | 0.72916 | 0.85175 | 0.98255 | 1.1236 | 1.2728 | 1.4308
SCE | GWh | Commercial | Com - Education (Community College) | HVAC | No | HVAC - SEER Rated Package Rooftop HP (SEER 14) | 0.011923 | 0.026047 | 0.026047 | 0.026047 | 0.026047 | 0.026047 | 0.026047 | 0.026047 | 0.026047 | 0.026047 | 0.026047 | 0.026047
SCE | GWh | Commercial | Com - Education (Community College) | HVAC | No | HVAC - SEER Rated Package Rooftop HP (SEER 15) | 0.044234 | 0.096757 | 0.12513 | 0.15739 | 0.19398 | 0.23428 | 0.27805 | 0.32584 | 0.37697 | 0.43233 | 0.49109 | 0.55348
SCE | GWh | Commercial | Com - Education (Community College) | HVAC | No | HVAC - SEER Rated Split System AC (SEER 14) | 0.067429 | 0.14454 | 0.23158 | 0.23158 | 0.23158 | 0.23158 | 0.23158 | 0.23158 | 0.23158 | 0.23158 | 0.23158 | 0.23158
SCE | GWh | Commercial | Com - Education (Community College) | HVAC | No | HVAC - SEER Rated Split System AC (SEER 15) | 0.0098132 | 0.022715 | 0.030269 | 0.03945 | 0.050489 | 0.063285 | 0.077846 | 0.09445 | 0.11295 | 0.13377 | 0.15669 | 0.1819
SCE | GWh | Commercial | Com - Education (Community College) | HVAC | No | HVAC - SEER Rated Split System HP (SEER 14) | 0.066693 | 0.14567 | 0.15804 | 0.17207 | 0.18793 | 0.20537 | 0.22428 | 0.24487 | 0.26686 | 0.2906 | 0.31575 | 0.3424
SCE | GWh | Commercial | Com - Education (Community College) | HVAC | No | HVAC - SEER Rated Split System HP (SEER 15) | 0.025578 | 0.055824 | 0.072104 | 0.090559 | 0.11142 | 0.13435 | 0.15919 | 0.18626 | 0.21517 | 0.24639 | 0.27948 | 0.31455
SCE | GWh | Commercial | Com - Education (Community College) | HVAC | No | HVAC - Thermostat | 0.71007 | 1.4726 | 2.2357 | 2.9799 | 3.6954 | 4.362 | 4.974 | 5.5388 | 6.0529 | 6.531 | 6.9763 | 7.4098
SCE | GWh | Commercial | Com - Education (Community College) | Lighting | Yes | Lighting - LED Fixture (Replacing T8) - Emerging | 0 | 0.055115 | 0.17812 | 0.38722 | 0.70485 | 1.1457 | 1.7224 | 2.4709 | 3.3846 | 4.5061 | 5.827 | 7.3762
SCE | GWh | Commercial | Com - Education (Community College) | Lighting | Yes | Lighting - LED Lamp (Basic High - Indoor) - Emerging | 0.0061823 | 0.013298 | 0.025006 | 0.042776 | 0.069446 | 0.074289 | 0.074521 | 0.072479 | 0.06686 | 0.049102 | 0.061567 | 0.075174
SCE | GWh | Commercial | Com - Education (Community College) | Lighting | Yes | Lighting - LED Lamp (Basic Low - Indoor) - Emerging | 0.0064625 | 0.016477 | 0.029281 | 0.044369 | 0.062066 | 0.065149 | 0.060117 | 0.055019 | 0.050213 | 0.038986 | 0.049849 | 0.062452
SCE | GWh | Commercial | Com - Education (Community College) | Lighting | Yes | Lighting - LED Plug-In Indoor Fixture - Emerging | 0.013872 | 0.03136 | 0.053413 | 0.080481 | 0.11389 | 0.11614 | 0.11877 | 0.12199 | 0.12608 | 0.13123 | 0.13743 | 0.14482
SCE | GWh | Commercial | Com - Education (Community College) | Lighting | No | Lighting - Cold Cathode Lamp | 0.011083 | 0.022768 | 0.034628 | 0.046795 | 0.059378 | 0.059378 | 0.059378 | 0.059378 | 0.059378 | 0.059378 | 0.059378 | 0.048296
SCE | GWh | Commercial | Com - Education (Community College) | Lighting | No | Lighting - Compact Fluorescent Fixture (Indoor) | 1.8014 | 3.6913 | 5.6728 | 7.7413 | 9.9036 | 8.1023 | 6.2124 | 4.2308 | 2.1623 | 0 | 0 | 0
SCE | GWh | Commercial | Com - Education (Community College) | Lighting | No | Lighting - Compact Fluorescent Lamp (Basic High - Indoor) | 0.44591 | 0.91181 | 1.3779 | 1.8436 | 2.3074 | 1.8615 | 1.3956 | 0.92951 | 0.46382 | 0 | 0 | 0
SCE | GWh | Commercial | Com - Education (Community College) | Lighting | No | Lighting - Compact Fluorescent Lamp (Basic Low - Indoor) | 0.3069 | 0.62366 | 0.94952 | 1.2825 | 1.6223 | 1.3154 | 0.99866 | 0.6728 | 0.33979 | 0 | 0 | 0
SCE | GWh | Commercial | Com - Education (Community College) | Lighting | No | Lighting - Exit Fixture (LED) | 0.10783 | 0.20891 | 0.31305 | 0.41207 | 0.50518 | 0.59343 | 0.58632 | 0.57951 | 0.56096 | 0.542 | 0.52398 | 0.5063
SCE | GWh | Commercial | Com - Education (Community College) | Lighting | No | Lighting - Halogen Lamp (A-Line) | 0.02642 | 0.057529 | 0.06031 | 0.062114 | 0.064978 | 0.032065 | 0 | 0 | 0 | 0 | 0 | 0
SCE | GWh | Commercial | Com - Education (Community College) | Lighting | No | Lighting - Halogen Lamp (Reflector) | 0.0078923 | 0.017101 | 0.017382 | 0.017342 | 0.017597 | 0.017546 | 0.017819 | 0.017827 | 0.0181 | 0.018157 | 0.018547 | 0.018876
SCE | GWh | Commercial | Com - Education (Community College) | Lighting | No | Lighting - High Bay HID to T5 | 0 | 0 | 0 | 0 | 0 | 0.014999 | 0.029452 | 0.043604 | 0.057264 | 0.070771 | 0.098316 | 0.12511
SCE | GWh | Commercial | Com - Education (Community College) | Lighting | No | Lighting - Induction Fixture (Indoor) | 0.03936 | 0.082305 | 0.12891 | 0.17875 | 0.23225 | 0.28832 | 0.3465 | 0.40746 | 0.47031 | 0.53616 | 0.60399 | 0.67413
SCE | GWh | Commercial | Com - Education (Community College) | Lighting | No | Lighting - Induction Fixture (Outdoor) | 0.0095515 | 0.022452 | 0.035337 | 0.04837 | 0.061638 | 0.074908 | 0.088124 | 0.10145 | 0.11475 | 0.12824 | 0.14177 | 0.15542
SCE | GWh | Commercial | Com - Education (Community College) | Lighting | No | Lighting - Light Sensor | 0 | 0 | 0 | 0 | 0.0019767 | 0.0040971 | 0.0063032 | 0.0086439 | 0.013469 | 0.017944 | 0.022124 | 0.026175
SCE | GWh | Commercial | Com - Education (Community College) | Lighting | No | Lighting - Linear Fluorescent Delamping | 0.0021998 | 0.0044357 | 0.0071088 | 0.010232 | 0.010232 | 0 | 0 | 0 | 0 | 0 | 0 | 0
SCE | GWh | Commercial | Com - Education (Community College) | Lighting | No | Lighting - Linear Fluorescent Fixture (Low Wattage T8) | 0.86162 | 1.8507 | 2.9498 | 4.1331 | 5.3952 | 6.6993 | 8.0266 | 9.381 | 10.7393 | 12.1159 | 13.4894 | 14.8557
SCE | GWh | Commercial | Com - Education (Community College) | Lighting | No | Lighting - Plug-In Fixture (Compact Fluorescent) | 0.29601 | 0.59656 | 0.90153 | 1.2086 | 1.5196 | 1.5196 | 1.5196 | 1.5196 | 1.5196 | 1.5196 | 1.5196 | 1.5196
SCE | GWh | Commercial | Com - Education (Community College) | Lighting | No | Lighting - Plug-In Fixture (Exterior) | 0.11497 | 0.26227 | 0.40977 | 0.55904 | 0.71095 | 0.86316 | 1.0151 | 1.1684 | 1.3216 | 1.477 | 1.6331 | 1.7906
SCE | GWh | Commercial | Com - Education (Community College) | Lighting | No | Lighting - Plug-In Fixture (Induction) | 0 | 0 | 0 | 0 | 0 | 0 | 0 | 0 | 0 | 0 | 0.051272 | 0.11468
SCE | GWh | Commercial | Com - Education (Community College) | Lighting | No | Lighting - Plug-In Fixture (Linear Fluorescent) | 0 | 0 | 0 | 0 | 0.50322 | 0.50322 | 0.50322 | 0.50322 | 0.50322 | 0.50322 | 0.50322 | 0.50322
SCE | GWh | Commercial | Com - Education (Community College) | Lighting | No | Lighting - Plug-In Fixture (PSMH with Electronic Ballast) | 0 | 0 | 0.1147 | 0.24567 | 0.38371 | 0.52316 | 0.66224 | 0.80197 | 0.94033 | 1.0795 | 1.2054 | 1.3261
SCE | GWh | Commercial | Com - Education (Community College) | Lighting | No | Lighting - Plug-In Fixture (PSMH) | 0.18055 | 0.40246 | 0.6113 | 0.81056 | 1.0089 | 1.2042 | 1.3962 | 1.5874 | 1.7757 | 1.9643 | 2.1402 | 2.3028
SCE | GWh | Commercial | Com - Education (Community College) | SHW | No | SHW - EF Rated Instantaneous Water Heater (Electric) | 0.0010341 | 0.0022557 | 0.003668 | 0.0052564 | 0.0070347 | 0.0089578 | 0.011004 | 0.013196 | 0.015489 | 0.017926 | 0.020459 | 0.023098
SCE | GWh | Commercial | Com - Education (Community College) | SHW | No | SHW - EF Rated Storage Water Heater (Electric) | 0.00083024 | 0.0017928 | 0.0017928 | 0.0017928 | 0.0017928 | 0.0017928 | 0.0017928 | 0.0017928 | 0.0017928 | 0.0017928 | 0.0017928 | 0.0017928
SCE | GWh | Commercial | Com - Education (Community College) | Service | No | HVAC - Comprehensive Rooftop Unit Quality Maintenance | 0.17097 | 0.34193 | 0.53104 | 0.73851 | 0.96385 | 1.2061 | 1.4634 | 1.7331 | 2.0118 | 2.2958 | 2.5803 | 2.69
SCE | GWh | Commercial | Com - Education (Community College) | Service | No | Service - HVAC Fault Detection & Diagnositics | 0.10106 | 0.23941 | 0.37564 | 0.50868 | 0.64 | 0.7671 | 0.8895 | 1.0093 | 1.1248 | 1.2389 | 1.3499 | 1.4589
SCE | GWh | Commercial | Com - Education (Community College) | Service | No | Service - Retro-Commissioning (Electric) | 0.79739 | 1.4674 | 2.046 | 2.5447 | 2.9696 | 3.3304 | 2.836 | 2.4168 | 2.0426 | 1.7073 | 1.4081 | 1.1442
SCE | GWh | Commercial | Com - Education (Community College) | WholeBlg | No | HVAC - Energy Management System | 0.36962 | 0.78081 | 1.1696 | 1.5334 | 1.8769 | 2.1962 | 2.4917 | 2.7805 | 3.0602 | 3.3379 | 3.6089 | 3.8761
SCE | GWh | Commercial | Com - Education (Community College) | WholeBlg | No | WholeBlg - Com NC Level 2 | 0.0282 | 0 | 0 | 0 | 0 | 0 | 0 | 0 | 0 | 0 | 0 | 0
SCE | GWh | Commercial | Com - Education (Community College) | WholeBlg | No | WholeBlg - Com NC Level 3 | 0.013527 | 0.013527 | 0.013527 | 0.013527 | 0.013527 | 0.013527 | 0.013527 | 0 | 0 | 0 | 0 | 0
SCE | GWh | Commercial | Com - Education (Community College) | WholeBlg | No | WholeBlg - Com RET Level 1 | 0.10585 | 0.25037 | 0.43632 | 0.66667 | 0.94445 | 1.2728 | 1.6547 | 2.0932 | 2.5909 | 3.1503 | 3.7732 | 4.4617
SCE | GWh | Commercial | Com - Education (Community College) | WholeBlg | No | WholeBlg - Com RET Level 2 | 0.20062 | 0.47431 | 0.827 | 1.2656 | 1.7968 | 2.4281 | 3.1663 | 4.019 | 4.9925 | 6.0933 | 7.3261 | 8.695
SCE | GWh | Commercial | Com - Education (Primary School) | AppPlug | No | AppPlug - Computer Monitor | 0.0023347 | 0.0069027 | 0.01134 | 0.015875 | 0.015875 | 0.015875 | 0.01354 | 0.0089718 | 0.0045346 | 0 | 0 | 0
SCE | GWh | Commercial | Com - Education (Primary School) | AppPlug | No | AppPlug - Desktop Computer (Com - Power Management) | 0.20985 | 0.4355 | 0.66076 | 0.88262 | 1.1 | 1.309 | 1.5077 | 1.6972 | 1.8753 | 2.0453 | 2.2054 | 2.1473
SCE | GWh | Commercial | Com - Education (Primary School) | AppPlug | No | AppPlug - Occupancy Sensor Plug Strip | 0.036785 | 0.079001 | 0.12338 | 0.16832 | 0.21325 | 0.25809 | 0.3015 | 0.34524 | 0.38771 | 0.39407 | 0.39316 | 0.3889
SCE | GWh | Commercial | Com - Education (Primary School) | AppPlug | No | AppPlug - Vending Machine Controls | 0.54014 | 1.0679 | 1.5678 | 2.0399 | 2.4867 | 2.9044 | 2.751 | 2.5835 | 2.4143 | 2.2506 | 2.0867 | 1.9301
SCE | GWh | Commercial | Com - Education (Primary School) | BldgEnv | No | BldgEnv - Attic Batt Insulation | 0.00019773 | 0.00038558 | 0.00056403 | 0.00073356 | 0.00073356 | 0.00073356 | 0.00073356 | 0.00053583 | 0.00034798 | 0.00016953 | 0 | 0
SCE | GWh | Commercial | Com - Education (Primary School) | BldgEnv | No | BldgEnv - Wall Spray On Insulation | 0.013776 | 0.026863 | 0.039295 | 0.051106 | 0.062327 | 0.072986 | 0.083113 | 0.078957 | 0.075009 | 0.071259 | 0.067696 | 0.064311
SCE | GWh | Commercial | Com - Education (Primary School) | BldgEnv | No | BldgEnv - Window Film | 0.065156 | 0.1238 | 0.19211 | 0.27561 | 0.37497 | 0.48976 | 0.61711 | 0.75768 | 0.90939 | 1.0737 | 1.2461 | 1.3581
SCE | GWh | Commercial | Com - Education (Primary School) | FoodServ | No | FoodServ - Electric Griddle | 0.033702 | 0.068201 | 0.10353 | 0.13944 | 0.13944 | 0.17466 | 0.21042 | 0.24713 | 0.2843 | 0.32243 | 0.36102 | 0.40023
SCE | GWh | Commercial | Com - Education (Primary School) | FoodServ | No | FoodServ - Electric Steamer | 0.018471 | 0.037577 | 0.057339 | 0.077611 | 0.098546 | 0.1198 | 0.14128 | 0.16322 | 0.18538 | 0.20812 | 0.23117 | 0.25465
SCE | GWh | Commercial | Com - Education (Primary School) | FoodServ | No | FoodServ - Fryer (Electric) | 0.00059978 | 0.001212 | 0.0018369 | 0.00247 | 0.0031162 | 0.0037657 | 0.0044159 | 0.0050739 | 0.0057332 | 0.0064037 | 0.0070784 | 0.0077609
SCE | GWh | Commercial | Com - Education (Primary School) | FoodServ | No | FoodServ - Oven (Electric) | 0.015809 | 0.032091 | 0.048856 | 0.065977 | 0.083583 | 0.10139 | 0.11932 | 0.13757 | 0.15595 | 0.17474 | 0.19374 | 0.21304
SCE | GWh | Commercial | Com - Education (Primary School) | HVAC | No | HVAC - Demand Controlled Ventilation | 0.13401 | 0.27812 | 0.44025 | 0.61907 | 0.8131 | 1.0175 | 1.2273 | 1.4389 | 1.6461 | 1.8475 | 2.0384 | 2.0841
SCE | GWh | Commercial | Com - Education (Primary School) | HVAC | No | HVAC - Direct Evaporative Cooler | 0.25422 | 0.55146 | 0.8958 | 1.2906 | 1.7397 | 2.245 | 2.8075 | 3.4306 | 4.1139 | 4.8604 | 5.668 | 6.5363
SCE | GWh | Commercial | Com - Education (Primary School) | HVAC | No | HVAC - EER Rated Package Rooftop AC (EER 11) | 0.019297 | 0.041366 | 0.066343 | 0.094218 | 0.094218 | 0.094218 | 0.094218 | 0.094218 | 0.094218 | 0.094218 | 0.094218 | 0.094218
SCE | GWh | Commercial | Com - Education (Primary School) | HVAC | No | HVAC - EER Rated Package Rooftop HP (EER 11) | 0.017142 | 0.036623 | 0.058492 | 0.082737 | 0.082737 | 0.082737 | 0.082737 | 0.082737 | 0.082737 | 0.082737 | 0.082737 | 0.082737
SCE | GWh | Commercial | Com - Education (Primary School) | HVAC | No | HVAC - Repair Duct System | 0.18755 | 0.36061 | 0.52645 | 0.68163 | 0.68163 | 0.68163 | 0.49408 | 0.32102 | 0.15518 | 0 | 0 | 0
SCE | GWh | Commercial | Com - Education (Primary School) | HVAC | No | HVAC - SEER Rated Package Rooftop AC (Recharge) | 0.25304 | 0.48494 | 0.70265 | 0.90366 | 0.65063 | 0.41872 | 0.20102 | 0 | 0 | 0 | 0 | 0
SCE | GWh | Commercial | Com - Education (Primary School) | HVAC | No | HVAC - SEER Rated Package Rooftop AC (SEER 14) | 0.13163 | 0.28792 | 0.28792 | 0.28792 | 0.28792 | 0.28792 | 0.28792 | 0.28792 | 0.28792 | 0.28792 | 0.28792 | 0.28792
SCE | GWh | Commercial | Com - Education (Primary School) | HVAC | No | HVAC - SEER Rated Package Rooftop AC (SEER 15) | 0.15494 | 0.33698 | 0.43441 | 0.54439 | 0.66816 | 0.80385 | 0.95073 | 1.1103 | 1.2805 | 1.4639 | 1.658 | 1.8634
SCE | GWh | Commercial | Com - Education (Primary School) | HVAC | No | HVAC - SEER Rated Package Rooftop HP (SEER 14) | 0.017335 | 0.037891 | 0.037891 | 0.037891 | 0.037891 | 0.037891 | 0.037891 | 0.037891 | 0.037891 | 0.037891 | 0.037891 | 0.037891
SCE | GWh | Commercial | Com - Education (Primary School) | HVAC | No | HVAC - SEER Rated Package Rooftop HP (SEER 15) | 0.06468 | 0.14146 | 0.18291 | 0.23004 | 0.28347 | 0.34232 | 0.40626 | 0.47609 | 0.55083 | 0.63179 | 0.71774 | 0.80904
SCE | GWh | Commercial | Com - Education (Primary School) | HVAC | No | HVAC - SEER Rated Split System AC (SEER 14) | 0.094496 | 0.20234 | 0.32374 | 0.32374 | 0.32374 | 0.32374 | 0.32374 | 0.32374 | 0.32374 | 0.32374 | 0.32374 | 0.32374
SCE | GWh | Commercial | Com - Education (Primary School) | HVAC | No | HVAC - SEER Rated Split System AC (SEER 15) | 0.012687 | 0.029381 | 0.039146 | 0.050995 | 0.0652 | 0.081629 | 0.10028 | 0.12147 | 0.145 | 0.17134 | 0.20022 | 0.23182
SCE | GWh | Commercial | Com - Education (Primary School) | HVAC | No | HVAC - SEER Rated Split System HP (SEER 14) | 0.081032 | 0.17704 | 0.19207 | 0.20911 | 0.22839 | 0.24956 | 0.27251 | 0.29749 | 0.32416 | 0.35296 | 0.38346 | 0.41576
SCE | GWh | Commercial | Com - Education (Primary School) | HVAC | No | HVAC - SEER Rated Split System HP (SEER 15) | 0.031016 | 0.067669 | 0.087373 | 0.10968 | 0.13487 | 0.1625 | 0.1924 | 0.22493 | 0.25963 | 0.2971 | 0.33677 | 0.37878
SCE | GWh | Commercial | Com - Education (Primary School) | HVAC | No | HVAC - Thermostat | 1.6353 | 3.3929 | 5.2522 | 7.1414 | 8.9974 | 10.7148 | 12.2635 | 13.6581 | 14.8948 | 16.0208 | 17.0546 | 18.0586
SCE | GWh | Commercial | Com - Education (Primary School) | Lighting | Yes | Lighting - LED Fixture (Replacing T8) - Emerging | 0 | 0 | 0.13491 | 0.41492 | 0.87848 | 1.5486 | 2.4423 | 3.6149 | 5.051 | 6.8159 | 8.8937 | 11.3507
SCE | GWh | Commercial | Com - Education (Primary School) | Lighting | Yes | Lighting - LED Lamp (Basic High - Indoor) - Emerging | 0.0096837 | 0.020786 | 0.039164 | 0.067228 | 0.10974 | 0.11753 | 0.11828 | 0.11555 | 0.1072 | 0.079551 | 0.10004 | 0.12245
SCE | GWh | Commercial | Com - Education (Primary School) | Lighting | Yes | Lighting - LED Lamp (Basic Low - Indoor) - Emerging | 0.010222 | 0.026105 | 0.046682 | 0.070991 | 0.099588 | 0.10458 | 0.096738 | 0.088648 | 0.08106 | 0.063334 | 0.081212 | 0.10196
SCE | GWh | Commercial | Com - Education (Primary School) | Lighting | Yes | Lighting - LED Plug-In Indoor Fixture - Emerging | 0.024392 | 0.055112 | 0.093822 | 0.14132 | 0.19993 | 0.20389 | 0.2085 | 0.21416 | 0.22135 | 0.23041 | 0.24135 | 0.25436
SCE | GWh | Commercial | Com - Education (Primary School) | Lighting | No | Lighting - Cold Cathode Lamp | 0.022588 | 0.045747 | 0.069589 | 0.094042 | 0.11931 | 0.11931 | 0.11931 | 0.11931 | 0.11931 | 0.11931 | 0.11931 | 0.096721
SCE | GWh | Commercial | Com - Education (Primary School) | Lighting | No | Lighting - Compact Fluorescent Fixture (Indoor) | 2.9437 | 6.0249 | 9.2486 | 12.6078 | 16.1137 | 13.17 | 10.0888 | 6.8651 | 3.5059 | 0 | 0 | 0
SCE | GWh | Commercial | Com - Education (Primary School) | Lighting | No | Lighting - Compact Fluorescent Lamp (Basic High - Indoor) | 0.72838 | 1.4902 | 2.2526 | 3.0145 | 3.7735 | 3.0451 | 2.2833 | 1.5209 | 0.75897 | 0 | 0 | 0
SCE | GWh | Commercial | Com - Education (Primary School) | Lighting | No | Lighting - Compact Fluorescent Lamp (Basic Low - Indoor) | 0.4985 | 1.0139 | 1.5445 | 2.0872 | 2.6414 | 2.1429 | 1.6275 | 1.0969 | 0.55412 | 0 | 0 | 0
SCE | GWh | Commercial | Com - Education (Primary School) | Lighting | No | Lighting - Exit Fixture (LED) | 0.19178 | 0.37158 | 0.55671 | 0.73274 | 0.89825 | 1.0551 | 1.0424 | 1.0302 | 0.99724 | 0.96358 | 0.93163 | 0.90026
SCE | GWh | Commercial | Com - Education (Primary School) | Lighting | No | Lighting - Halogen Lamp (A-Line) | 0.046856 | 0.10178 | 0.1068 | 0.11006 | 0.11519 | 0.057014 | 0 | 0 | 0 | 0 | 0 | 0
SCE | GWh | Commercial | Com - Education (Primary School) | Lighting | No | Lighting - Halogen Lamp (Reflector) | 0.014179 | 0.030648 | 0.031139 | 0.031042 | 0.031499 | 0.031399 | 0.031882 | 0.031886 | 0.032375 | 0.032614 | 0.033307 | 0.033857
SCE | GWh | Commercial | Com - Education (Primary School) | Lighting | No | Lighting - High Bay HID to T5 | 0 | 0 | 0 | 0 | 0 | 0 | 0 | 0 | 0.01024 | 0.019797 | 0.039665 | 0.059176
SCE | GWh | Commercial | Com - Education (Primary School) | Lighting | No | Lighting - Induction Fixture (Indoor) | 0.074185 | 0.1557 | 0.24468 | 0.34035 | 0.4435 | 0.552 | 0.66498 | 0.78369 | 0.90637 | 1.0351 | 1.168 | 1.3056
SCE | GWh | Commercial | Com - Education (Primary School) | Lighting | No | Lighting - Induction Fixture (Outdoor) | 0.016955 | 0.039854 | 0.062727 | 0.085861 | 0.10941 | 0.13297 | 0.15643 | 0.18009 | 0.20368 | 0.22763 | 0.25165 | 0.27588
SCE | GWh | Commercial | Com - Education (Primary School) | Lighting | No | Lighting - Light Sensor | 0 | 0 | 0 | 0 | 0 | 0 | 0 | 0 | 0 | 0 | 0 | 0.0023275
SCE | GWh | Commercial | Com - Education (Primary School) | Lighting | No | Lighting - Linear Fluorescent Delamping | 0.0033399 | 0.0067373 | 0.010788 | 0.015516 | 0.015516 | 0 | 0 | 0 | 0 | 0 | 0 | 0
SCE | GWh | Commercial | Com - Education (Primary School) | Lighting | No | Lighting - Linear Fluorescent Fixture (Low Wattage T8) | 1.3249 | 2.8479 | 4.5407 | 6.3616 | 8.3014 | 10.3041 | 12.3416 | 14.419 | 16.5025 | 18.6131 | 20.7192 | 22.8002
SCE | GWh | Commercial | Com - Education (Primary School) | Lighting | No | Lighting - Plug-In Fixture (Compact Fluorescent) | 0.52187 | 1.0517 | 1.5894 | 2.1308 | 2.6792 | 2.6792 | 2.6792 | 2.6792 | 2.6792 | 2.6792 | 2.6792 | 2.6792
SCE | GWh | Commercial | Com - Education (Primary School) | Lighting | No | Lighting - Plug-In Fixture (Exterior) | 0.20409 | 0.46555 | 0.72737 | 0.99234 | 1.262 | 1.5322 | 1.8019 | 2.074 | 2.3459 | 2.6218 | 2.8988 | 3.1784
SCE | GWh | Commercial | Com - Education (Primary School) | Lighting | No | Lighting - Plug-In Fixture (Induction) | 0 | 0 | 0 | 0 | 0 | 0 | 0 | 0 | 0 | 0 | 0.058166 | 0.12877
SCE | GWh | Commercial | Com - Education (Primary School) | Lighting | No | Lighting - Plug-In Fixture (Linear Fluorescent) | 0 | 0 | 0 | 0 | 0.88314 | 0.88314 | 0.88314 | 0.88314 | 0.88314 | 0.88314 | 0.88314 | 0.88314
SCE | GWh | Commercial | Com - Education (Primary School) | Lighting | No | Lighting - Plug-In Fixture (PSMH with Electronic Ballast) | 0 | 0 | 0.14073 | 0.35647 | 0.5862 | 0.82064 | 1.0559 | 1.2932 | 1.5286 | 1.7658 | 1.9907 | 2.2116
SCE | GWh | Commercial | Com - Education (Primary School) | Lighting | No | Lighting - Plug-In Fixture (PSMH) | 0.31068 | 0.69747 | 1.0698 | 1.4238 | 1.7748 | 2.1188 | 2.4562 | 2.7919 | 3.1223 | 3.4532 | 3.7665 | 4.0635
SCE | GWh | Commercial | Com - Education (Primary School) | SHW | No | SHW - EF Rated Instantaneous Water Heater (Electric) | 0.0020141 | 0.0043982 | 0.00716 | 0.010272 | 0.013762 | 0.017543 | 0.021572 | 0.025891 | 0.030418 | 0.035231 | 0.040239 | 0.04546
SCE | GWh | Commercial | Com - Education (Primary School) | SHW | No | SHW - EF Rated Storage Water Heater (Electric) | 0.0016279 | 0.0035177 | 0.0035177 | 0.0035177 | 0.0035177 | 0.0035177 | 0.0035177 | 0.0035177 | 0.0035177 | 0.0035177 | 0.0035177 | 0.0035177
SCE | GWh | Commercial | Com - Education (Primary School) | Service | No | HVAC - Comprehensive Rooftop Unit Quality Maintenance | 0.30349 | 0.60695 | 0.94264 | 1.3109 | 1.7109 | 2.1409 | 2.5976 | 3.0763 | 3.5712 | 4.0751 | 4.5802 | 4.775
SCE | GWh | Commercial | Com - Education (Primary School) | Service | No | Service - HVAC Fault Detection & Diagnositics | 0.17939 | 0.42497 | 0.66678 | 0.90294 | 1.136 | 1.3617 | 1.5789 | 1.7915 | 1.9966 | 2.1992 | 2.3962 | 2.5897
SCE | GWh | Commercial | Com - Education (Primary School) | Service | No | Service - Retro-Commissioning (Electric) | 1.4154 | 2.6048 | 3.6319 | 4.517 | 5.2712 | 5.9118 | 5.0341 | 4.29 | 3.6258 | 3.0305 | 2.4994 | 2.031
SCE | GWh | Commercial | Com - Education (Primary School) | WholeBlg | No | HVAC - Energy Management System | 0.65611 | 1.386 | 2.0761 | 2.722 | 3.3317 | 3.8984 | 4.423 | 4.9355 | 5.4321 | 5.9249 | 6.4061 | 6.8803
SCE | GWh | Commercial | Com - Education (Primary School) | WholeBlg | No | WholeBlg - Com NC Level 2 | 0.050057 | 0 | 0 | 0 | 0 | 0 | 0 | 0 | 0 | 0 | 0 | 0
SCE | GWh | Commercial | Com - Education (Primary School) | WholeBlg | No | WholeBlg - Com NC Level 3 | 0.024011 | 0.024011 | 0.024011 | 0.024011 | 0.024011 | 0.024011 | 0.024011 | 0 | 0 | 0 | 0 | 0
SCE | GWh | Commercial | Com - Education (Primary School) | WholeBlg | No | WholeBlg - Com RET Level 1 | 0.18001 | 0.42742 | 0.74739 | 1.1455 | 1.6274 | 2.199 | 2.866 | 3.6339 | 4.5078 | 5.4925 | 6.5915 | 7.8078
SCE | GWh | Commercial | Com - Education (Primary School) | WholeBlg | No | WholeBlg - Com RET Level 2 | 0.33119 | 0.78316 | 1.3659 | 2.0911 | 2.97 | 4.0154 | 5.2387 | 6.6527 | 8.2679 | 10.0956 | 12.1438 | 14.4206
SCE | GWh | Commercial | Com - Education (Relocatable Classroom) | AppPlug | No | AppPlug - Computer Monitor | 0.0023347 | 0.0069027 | 0.01134 | 0.015875 | 0.015875 | 0.015875 | 0.01354 | 0.0089718 | 0.0045346 | 0 | 0 | 0
SCE | GWh | Commercial | Com - Education (Relocatable Classroom) | AppPlug | No | AppPlug - Desktop Computer (Com - Power Management) | 0.16423 | 0.34067 | 0.51444 | 0.68371 | 0.84825 | 1.0055 | 1.1544 | 1.2962 | 1.4296 | 1.5571 | 1.6774 | 1.6276
SCE | GWh | Commercial | Com - Education (Relocatable Classroom) | AppPlug | No | AppPlug - Occupancy Sensor Plug Strip | 0.036785 | 0.079001 | 0.12338 | 0.16832 | 0.21325 | 0.25809 | 0.3015 | 0.34524 | 0.38771 | 0.39407 | 0.39316 | 0.3889
SCE | GWh | Commercial | Com - Education (Relocatable Classroom) | AppPlug | No | AppPlug - Vending Machine Controls | 0.54014 | 1.0679 | 1.5678 | 2.0399 | 2.4867 | 2.9044 | 2.751 | 2.5835 | 2.4143 | 2.2506 | 2.0867 | 1.9301
SCE | GWh | Commercial | Com - Education (Relocatable Classroom) | BldgEnv | No | BldgEnv - Attic Batt Insulation | 0.00019773 | 0.00038558 | 0.00056403 | 0.00073356 | 0.00073356 | 0.00073356 | 0.00073356 | 0.00053583 | 0.00034798 | 0.00016953 | 0 | 0
SCE | GWh | Commercial | Com - Education (Relocatable Classroom) | BldgEnv | No | BldgEnv - Wall Spray On Insulation | 0.013776 | 0.026863 | 0.039295 | 0.051106 | 0.062327 | 0.072986 | 0.083113 | 0.078957 | 0.075009 | 0.071259 | 0.067696 | 0.064311
SCE | GWh | Commercial | Com - Education (Relocatable Classroom) | BldgEnv | No | BldgEnv - Window Film | 4.3467e-05 | 9.308e-05 | 0.00017585 | 0.00030777 | 0.00030777 | 0.00030777 | 0.00030777 | 0.00030777 | 0.00030777 | 0.00030777 | 0.00030777 | 0.0002643
SCE | GWh | Commercial | Com - Education (Relocatable Classroom) | FoodServ | No | FoodServ - Electric Griddle | 0.033702 | 0.068201 | 0.10353 | 0.13944 | 0.13944 | 0.17466 | 0.21042 | 0.24713 | 0.2843 | 0.32243 | 0.36102 | 0.40023
SCE | GWh | Commercial | Com - Education (Relocatable Classroom) | FoodServ | No | FoodServ - Electric Steamer | 0.018471 | 0.037577 | 0.057339 | 0.077611 | 0.098546 | 0.1198 | 0.14128 | 0.16322 | 0.18538 | 0.20812 | 0.23117 | 0.25465
SCE | GWh | Commercial | Com - Education (Relocatable Classroom) | FoodServ | No | FoodServ - Fryer (Electric) | 0.00059978 | 0.001212 | 0.0018369 | 0.00247 | 0.0031162 | 0.0037657 | 0.0044159 | 0.0050739 | 0.0057332 | 0.0064037 | 0.0070784 | 0.0077609
SCE | GWh | Commercial | Com - Education (Relocatable Classroom) | FoodServ | No | FoodServ - Oven (Electric) | 0.015809 | 0.032091 | 0.048856 | 0.065977 | 0.083583 | 0.10139 | 0.11932 | 0.13757 | 0.15595 | 0.17474 | 0.19374 | 0.21304
SCE | GWh | Commercial | Com - Education (Relocatable Classroom) | HVAC | No | HVAC - Demand Controlled Ventilation | 0.13668 | 0.28371 | 0.44909 | 0.63146 | 0.82934 | 1.0378 | 1.2518 | 1.4678 | 1.6794 | 1.8852 | 2.0804 | 2.1275
SCE | GWh | Commercial | Com - Education (Relocatable Classroom) | HVAC | No | HVAC - Repair Duct System | 0.28339 | 0.54509 | 0.79611 | 1.0311 | 1.0311 | 1.0311 | 0.74774 | 0.48604 | 0.23502 | 0 | 0 | 0
SCE | GWh | Commercial | Com - Education (Relocatable Classroom) | HVAC | No | HVAC - SEER Rated Package Rooftop AC (Recharge) | 0.39246 | 0.75313 | 1.0926 | 1.4067 | 1.0142 | 0.65355 | 0.31408 | 0 | 0 | 0 | 0 | 0
SCE | GWh | Commercial | Com - Education (Relocatable Classroom) | HVAC | No | HVAC - SEER Rated Package Rooftop AC (SEER 14) | 0.28742 | 0.62982 | 0.62982 | 0.62982 | 0.62982 | 0.62982 | 0.62982 | 0.62982 | 0.62982 | 0.62982 | 0.62982 | 0.62982
SCE | GWh | Commercial | Com - Education (Relocatable Classroom) | HVAC | No | HVAC - SEER Rated Package Rooftop AC (SEER 15) | 0.22697 | 0.49325 | 0.63551 | 0.79603 | 0.97639 | 1.1743 | 1.3887 | 1.6215 | 1.8701 | 2.1376 | 2.4208 | 2.7204
SCE | GWh | Commercial | Com - Education (Relocatable Classroom) | HVAC | No | HVAC - SEER Rated Package Rooftop HP (SEER 14) | 0.027748 | 0.060623 | 0.060623 | 0.060623 | 0.060623 | 0.060623 | 0.060623 | 0.060623 | 0.060623 | 0.060623 | 0.060623 | 0.060623
SCE | GWh | Commercial | Com - Education (Relocatable Classroom) | HVAC | No | HVAC - SEER Rated Package Rooftop HP (SEER 15) | 0.11328 | 0.24809 | 0.32097 | 0.40387 | 0.49794 | 0.60159 | 0.7142 | 0.8372 | 0.96885 | 1.1115 | 1.2629 | 1.4236
SCE | GWh | Commercial | Com - Education (Relocatable Classroom) | HVAC | No | HVAC - SEER Rated Split System AC (SEER 14) | 0.22213 | 0.4834 | 0.78574 | 0.78574 | 0.78574 | 0.78574 | 0.78574 | 0.78574 | 0.78574 | 0.78574 | 0.78574 | 0.78574
SCE | GWh | Commercial | Com - Education (Relocatable Classroom) | HVAC | No | HVAC - SEER Rated Split System AC (SEER 15) | 0.024106 | 0.056861 | 0.076485 | 0.1008 | 0.13048 | 0.16544 | 0.20586 | 0.2525 | 0.30517 | 0.36497 | 0.4315 | 0.50528
SCE | GWh | Commercial | Com - Education (Relocatable Classroom) | HVAC | No | HVAC - SEER Rated Split System HP (SEER 14) | 0.13034 | 0.28475 | 0.30891 | 0.33633 | 0.36731 | 0.4014 | 0.43841 | 0.47873 | 0.52183 | 0.56836 | 0.61767 | 0.66991
SCE | GWh | Commercial | Com - Education (Relocatable Classroom) | HVAC | No | HVAC - SEER Rated Split System HP (SEER 15) | 0.048214 | 0.10524 | 0.1359 | 0.17064 | 0.20988 | 0.253 | 0.29975 | 0.35066 | 0.40505 | 0.46377 | 0.52598 | 0.59191
SCE | GWh | Commercial | Com - Education (Relocatable Classroom) | HVAC | No | HVAC - Thermostat | 1.5176 | 3.1462 | 4.7522 | 6.302 | 7.7843 | 9.1638 | 10.433 | 11.6092 | 12.6849 | 13.6905 | 14.6428 | 15.5705
SCE | GWh | Commercial | Com - Education (Relocatable Classroom) | Lighting | Yes | Lighting - LED Fixture (Replacing T8) - Emerging | 0 | 0.048586 | 0.2437 | 0.59542 | 1.1471 | 1.9242 | 2.9477 | 4.2815 | 5.9112 | 7.9147 | 10.2746 | 13.0492
SCE | GWh | Commercial | Com - Education (Relocatable Classroom) | Lighting | Yes | Lighting - LED Lamp (Basic High - Indoor) - Emerging | 0.011661 | 0.025176 | 0.047325 | 0.080816 | 0.13082 | 0.13985 | 0.14003 | 0.13585 | 0.12493 | 0.091266 | 0.11425 | 0.13931
SCE | GWh | Commercial | Com - Education (Relocatable Classroom) | Lighting | Yes | Lighting - LED Lamp (Basic Low - Indoor) - Emerging | 0.012121 | 0.030898 | 0.054829 | 0.083044 | 0.11616 | 0.12192 | 0.11247 | 0.1029 | 0.093794 | 0.072559 | 0.092598 | 0.11582
SCE | GWh | Commercial | Com - Education (Relocatable Classroom) | Lighting | Yes | Lighting - LED Plug-In Indoor Fixture - Emerging | 0.023959 | 0.05422 | 0.092465 | 0.13948 | 0.1976 | 0.20153 | 0.20611 | 0.21171 | 0.21878 | 0.22767 | 0.23838 | 0.2511
SCE | GWh | Commercial | Com - Education (Relocatable Classroom) | Lighting | No | Lighting - Cold Cathode Lamp | 0.027437 | 0.055594 | 0.084578 | 0.1143 | 0.14498 | 0.14498 | 0.14498 | 0.14498 | 0.14498 | 0.14498 | 0.11754 | 0.089386
SCE | GWh | Commercial | Com - Education (Relocatable Classroom) | Lighting | No | Lighting - Compact Fluorescent Fixture (Indoor) | 3.3273 | 6.8249 | 10.498 | 14.3367 | 18.3541 | 15.0268 | 11.5292 | 7.8561 | 4.0174 | 0 | 0 | 0
SCE | GWh | Commercial | Com - Education (Relocatable Classroom) | Lighting | No | Lighting - Compact Fluorescent Lamp (Basic High - Indoor) | 0.82374 | 1.6841 | 2.5448 | 3.4045 | 4.2608 | 3.4371 | 2.5767 | 1.716 | 0.85628 | 0 | 0 | 0
SCE | GWh | Commercial | Com - Education (Relocatable Classroom) | Lighting | No | Lighting - Compact Fluorescent Lamp (Basic Low - Indoor) | 0.56844 | 1.1548 | 1.7577 | 2.3735 | 3.0016 | 2.4332 | 1.8468 | 1.2439 | 0.62814 | 0 | 0 | 0
SCE | GWh | Commercial | Com - Education (Relocatable Classroom) | Lighting | No | Lighting - Exit Fixture (LED) | 0.16109 | 0.31212 | 0.47419 | 0.62895 | 0.77513 | 0.9144 | 0.91121 | 0.90862 | 0.88232 | 0.85156 | 0.82093 | 0.79053
SCE | GWh | Commercial | Com - Education (Relocatable Classroom) | Lighting | No | Lighting - Halogen Lamp (A-Line) | 0.046839 | 0.10164 | 0.10669 | 0.10997 | 0.11513 | 0.057052 | 0 | 0 | 0 | 0 | 0 | 0
SCE | GWh | Commercial | Com - Education (Relocatable Classroom) | Lighting | No | Lighting - Halogen Lamp (Reflector) | 0.014247 | 0.030767 | 0.031254 | 0.031147 | 0.031605 | 0.031502 | 0.031984 | 0.031983 | 0.032475 | 0.032776 | 0.033467 | 0.033998
SCE | GWh | Commercial | Com - Education (Relocatable Classroom) | Lighting | No | Lighting - High Bay HID to T5 | 0 | 0 | 0 | 0 | 0.012526 | 0.03957 | 0.065664 | 0.091255 | 0.11599 | 0.15251 | 0.20236 | 0.2509
SCE | GWh | Commercial | Com - Education (Relocatable Classroom) | Lighting | No | Lighting - Induction Fixture (Indoor) | 0.073661 | 0.1514 | 0.23324 | 0.31842 | 0.40762 | 0.49911 | 0.59227 | 0.68824 | 0.78572 | 0.88647 | 0.98906 | 1.0941
SCE | GWh | Commercial | Com - Education (Relocatable Classroom) | Lighting | No | Lighting - Induction Fixture (Outdoor) | 0.016955 | 0.039854 | 0.062727 | 0.085861 | 0.10941 | 0.13297 | 0.15643 | 0.18009 | 0.20368 | 0.22763 | 0.25165 | 0.27588
SCE | GWh | Commercial | Com - Education (Relocatable Classroom) | Lighting | No | Lighting - Linear Fluorescent Delamping | 0.0037329 | 0.0075281 | 0.012062 | 0.017357 | 0.017357 | 0 | 0 | 0 | 0 | 0 | 0 | 0
SCE | GWh | Commercial | Com - Education (Relocatable Classroom) | Lighting | No | Lighting - Linear Fluorescent Fixture (Low Wattage T8) | 1.5383 | 3.3012 | 5.2627 | 7.3751 | 9.629 | 11.956 | 14.3219 | 16.7349 | 19.1524 | 21.602 | 24.044 | 26.4685
SCE | GWh | Commercial | Com - Education (Relocatable Classroom) | Lighting | No | Lighting - Low Bay HID to T5 | 0 | 0 | 0 | 0 | 0 | 0 | 0 | 0 | 0 | 0 | 0.0036707 | 0.0074728
SCE | GWh | Commercial | Com - Education (Relocatable Classroom) | Lighting | No | Lighting - Plug-In Fixture (Compact Fluorescent) | 0.51109 | 1.0302 | 1.5569 | 2.0873 | 2.6244 | 2.6244 | 2.6244 | 2.6244 | 2.6244 | 2.6244 | 2.6244 | 2.6244
SCE | GWh | Commercial | Com - Education (Relocatable Classroom) | Lighting | No | Lighting - Plug-In Fixture (Exterior) | 0.20409 | 0.46555 | 0.72737 | 0.99234 | 1.262 | 1.5322 | 1.8019 | 2.074 | 2.3459 | 2.6218 | 2.8988 | 3.1784
SCE | GWh | Commercial | Com - Education (Relocatable Classroom) | Lighting | No | Lighting - Plug-In Fixture (Induction) | 0 | 0 | 0 | 0 | 0 | 0 | 0 | 0 | 0 | 0 | 0 | 0.030905
SCE | GWh | Commercial | Com - Education (Relocatable Classroom) | Lighting | No | Lighting - Plug-In Fixture (Linear Fluorescent) | 0 | 0 | 0 | 0 | 0.23748 | 0.23748 | 0.23748 | 0.23748 | 0.23748 | 0.23748 | 0.23748 | 0.23748
SCE | GWh | Commercial | Com - Education (Relocatable Classroom) | Lighting | No | Lighting - Plug-In Fixture (PSMH with Electronic Ballast) | 0 | 0 | 0 | 0.057901 | 0.25809 | 0.48172 | 0.70888 | 0.93907 | 1.168 | 1.3992 | 1.6291 | 1.8526
SCE | GWh | Commercial | Com - Education (Relocatable Classroom) | Lighting | No | Lighting - Plug-In Fixture (PSMH) | 0.31042 | 0.70316 | 1.0994 | 1.4919 | 1.8654 | 2.2178 | 2.5618 | 2.9037 | 3.2399 | 3.5766 | 3.9097 | 4.2329
SCE | GWh | Commercial | Com - Education (Relocatable Classroom) | SHW | No | SHW - EF Rated Instantaneous Water Heater (Electric) | 0.0042316 | 0.0092404 | 0.015045 | 0.021592 | 0.02894 | 0.036909 | 0.045412 | 0.054535 | 0.064105 | 0.074288 | 0.08489 | 0.09595
SCE | GWh | Commercial | Com - Education (Relocatable Classroom) | SHW | No | SHW - EF Rated Storage Water Heater (Electric) | 0.0037397 | 0.0080908 | 0.0080908 | 0.0080908 | 0.0080908 | 0.0080908 | 0.0080908 | 0.0080908 | 0.0080908 | 0.0080908 | 0.0080908 | 0.0080908
SCE | GWh | Commercial | Com - Education (Relocatable Classroom) | Service | No | HVAC - Comprehensive Rooftop Unit Quality Maintenance | 0.30349 | 0.60695 | 0.94264 | 1.3109 | 1.7109 | 2.1409 | 2.5976 | 3.0763 | 3.5712 | 4.0751 | 4.5802 | 4.775
SCE | GWh | Commercial | Com - Education (Relocatable Classroom) | Service | No | Service - HVAC Fault Detection & Diagnositics | 0.17939 | 0.42497 | 0.66678 | 0.90294 | 1.136 | 1.3617 | 1.5789 | 1.7915 | 1.9966 | 2.1992 | 2.3962 | 2.5897
SCE | GWh | Commercial | Com - Education (Relocatable Classroom) | Service | No | Service - Retro-Commissioning (Electric) | 1.4154 | 2.6048 | 3.6319 | 4.517 | 5.2712 | 5.9118 | 5.0341 | 4.29 | 3.6258 | 3.0305 | 2.4994 | 2.031
SCE | GWh | Commercial | Com - Education (Relocatable Classroom) | WholeBlg | No | HVAC - Energy Management System | 0.65611 | 1.386 | 2.0761 | 2.722 | 3.3317 | 3.8984 | 4.423 | 4.9355 | 5.4321 | 5.9249 | 6.4061 | 6.8803
SCE | GWh | Commercial | Com - Education (Relocatable Classroom) | WholeBlg | No | WholeBlg - Com NC Level 2 | 0.050057 | 0 | 0 | 0 | 0 | 0 | 0 | 0 | 0 | 0 | 0 | 0
SCE | GWh | Commercial | Com - Education (Relocatable Classroom) | WholeBlg | No | WholeBlg - Com NC Level 3 | 0.024011 | 0.024011 | 0.024011 | 0.024011 | 0.024011 | 0.024011 | 0.024011 | 0 | 0 | 0 | 0 | 0
SCE | GWh | Commercial | Com - Education (Relocatable Classroom) | WholeBlg | No | WholeBlg - Com RET Level 1 | 0.17832 | 0.42214 | 0.73619 | 1.1256 | 1.5956 | 2.1517 | 2.7989 | 3.5426 | 4.3873 | 5.3372 | 6.3957 | 7.5654
SCE | GWh | Commercial | Com - Education (Relocatable Classroom) | WholeBlg | No | WholeBlg - Com RET Level 2 | 0.35707 | 0.84397 | 1.4712 | 2.2511 | 3.1953 | 4.3172 | 5.6292 | 7.1444 | 8.8742 | 10.8301 | 13.0206 | 15.4539
SCE | GWh | Commercial | Com - Education (Secondary School) | AppPlug | No | AppPlug - Computer Monitor | 0.0011674 | 0.0034514 | 0.00567 | 0.0079373 | 0.0079373 | 0.0079373 | 0.0067699 | 0.0044859 | 0.0022673 | 0 | 0 | 0
SCE | GWh | Commercial | Com - Education (Secondary School) | AppPlug | No | AppPlug - Desktop Computer (Com - Power Management) | 0.10461 | 0.21709 | 0.32935 | 0.43991 | 0.54822 | 0.65237 | 0.75133 | 0.84573 | 0.93449 | 1.0192 | 1.0989 | 1.07
SCE | GWh | Commercial | Com - Education (Secondary School) | AppPlug | No | AppPlug - Occupancy Sensor Plug Strip | 0.018393 | 0.039501 | 0.061689 | 0.084162 | 0.10663 | 0.12904 | 0.15075 | 0.17262 | 0.19385 | 0.19703 | 0.19658 | 0.19445
SCE | GWh | Commercial | Com - Education (Secondary School) | AppPlug | No | AppPlug - Vending Machine Controls | 0.27007 | 0.53393 | 0.78389 | 1.0199 | 1.2433 | 1.4522 | 1.3755 | 1.2918 | 1.2071 | 1.1253 | 1.0433 | 0.96506
SCE | GWh | Commercial | Com - Education (Secondary School) | BldgEnv | No | BldgEnv - Attic Batt Insulation | 0.0094144 | 0.018358 | 0.026854 | 0.034926 | 0.042594 | 0.049879 | 0.056799 | 0.053959 | 0.051261 | 0.048698 | 0.046263 | 0.04395
SCE | GWh | Commercial | Com - Education (Secondary School) | BldgEnv | No | BldgEnv - Wall Spray On Insulation | 0.0069491 | 0.013551 | 0.019822 | 0.02578 | 0.03144 | 0.036817 | 0.041926 | 0.039829 | 0.037838 | 0.035946 | 0.034149 | 0.032441
SCE | GWh | Commercial | Com - Education (Secondary School) | BldgEnv | No | BldgEnv - Window Film | 0.0058335 | 0.011308 | 0.018419 | 0.027823 | 0.027823 | 0.027823 | 0.027823 | 0.031138 | 0.035455 | 0.062871 | 0.097477 | 0.12983
SCE | GWh | Commercial | Com - Education (Secondary School) | FoodServ | No | FoodServ - Electric Griddle | 0.016851 | 0.034101 | 0.051763 | 0.069718 | 0.069718 | 0.087328 | 0.10521 | 0.12356 | 0.14215 | 0.16121 | 0.18051 | 0.20011
SCE | GWh | Commercial | Com - Education (Secondary School) | FoodServ | No | FoodServ - Electric Steamer | 0.0092354 | 0.018788 | 0.028669 | 0.038806 | 0.049273 | 0.0599 | 0.07064 | 0.081611 | 0.092692 | 0.10406 | 0.11559 | 0.12733
SCE | GWh | Commercial | Com - Education (Secondary School) | FoodServ | No | FoodServ - Fryer (Electric) | 0.00029989 | 0.00060599 | 0.00091843 | 0.001235 | 0.0015581 | 0.0018828 | 0.002208 | 0.002537 | 0.0028666 | 0.0032018 | 0.0035392 | 0.0038804
SCE | GWh | Commercial | Com - Education (Secondary School) | FoodServ | No | FoodServ - Oven (Electric) | 0.0079043 | 0.016046 | 0.024428 | 0.032989 | 0.041791 | 0.050695 | 0.05966 | 0.068785 | 0.077974 | 0.087371 | 0.096869 | 0.10652
SCE | GWh | Commercial | Com - Education (Secondary School) | HVAC | No | HVAC - Chiller (Centrifugal) | 0.017436 | 0.038577 | 0.063721 | 0.093093 | 0.12284 | 0.15689 | 0.19543 | 0.23859 | 0.28649 | 0.33916 | 0.39666 | 0.45891
SCE | GWh | Commercial | Com - Education (Secondary School) | HVAC | No | HVAC - Chiller (Reciprocating) | 0.016354 | 0.03626 | 0.059953 | 0.0875 | 0.11936 | 0.15519 | 0.19494 | 0.23911 | 0.28727 | 0.34019 | 0.39724 | 0.45863
SCE | GWh | Commercial | Com - Education (Secondary School) | HVAC | No | HVAC - Demand Controlled Ventilation | 0.070495 | 0.14629 | 0.23157 | 0.32564 | 0.42771 | 0.53524 | 0.64557 | 0.75685 | 0.86583 | 0.9717 | 1.072 | 1.0959
SCE | GWh | Commercial | Com - Education (Secondary School) | HVAC | No | HVAC - Direct Evaporative Cooler | 0.17681 | 0.38415 | 0.62505 | 0.90205 | 1.2181 | 1.5746 | 1.9726 | 2.4144 | 2.8998 | 3.431 | 4.0066 | 4.6262
SCE | GWh | Commercial | Com - Education (Secondary School) | HVAC | No | HVAC - EER Rated Package Rooftop AC (EER 11) | 0.014092 | 0.030239 | 0.048548 | 0.069012 | 0.069012 | 0.069012 | 0.069012 | 0.069012 | 0.069012 | 0.069012 | 0.069012 | 0.096477
SCE | GWh | Commercial | Com - Education (Secondary School) | HVAC | No | HVAC - EER Rated Package Rooftop HP (EER 11) | 0.0086438 | 0.018456 | 0.029463 | 0.041655 | 0.041655 | 0.041655 | 0.041655 | 0.041655 | 0.041655 | 0.041655 | 0.041655 | 0.041655
SCE | GWh | Commercial | Com - Education (Secondary School) | HVAC | No | HVAC - Repair Duct System | 0.094951 | 0.18242 | 0.26609 | 0.34427 | 0.34427 | 0.34427 | 0.24931 | 0.16184 | 0.078173 | 0 | 0 | 0
SCE | GWh | Commercial | Com - Education (Secondary School) | HVAC | No | HVAC - SEER Rated Package Rooftop AC (Recharge) | 0.13037 | 0.24992 | 0.3622 | 0.4659 | 0.33553 | 0.21599 | 0.1037 | 0 | 0 | 0 | 0 | 0
SCE | GWh | Commercial | Com - Education (Secondary School) | HVAC | No | HVAC - SEER Rated Package Rooftop AC (SEER 14) | 0.069469 | 0.15194 | 0.15194 | 0.15194 | 0.15194 | 0.15194 | 0.15194 | 0.15194 | 0.15194 | 0.15194 | 0.15194 | 0.15194
SCE | GWh | Commercial | Com - Education (Secondary School) | HVAC | No | HVAC - SEER Rated Package Rooftop AC (SEER 15) | 0.078898 | 0.17157 | 0.22117 | 0.27717 | 0.34018 | 0.40927 | 0.48405 | 0.56528 | 0.65195 | 0.74531 | 0.84411 | 0.94866
SCE | GWh | Commercial | Com - Education (Secondary School) | HVAC | No | HVAC - SEER Rated Package Rooftop HP (SEER 14) | 0.0090516 | 0.019782 | 0.019782 | 0.019782 | 0.019782 | 0.019782 | 0.019782 | 0.019782 | 0.019782 | 0.019782 | 0.019782 | 0.019782
SCE | GWh | Commercial | Com - Education (Secondary School) | HVAC | No | HVAC - SEER Rated Package Rooftop HP (SEER 15) | 0.03376 | 0.073819 | 0.095449 | 0.12004 | 0.14791 | 0.17862 | 0.21197 | 0.24839 | 0.28736 | 0.32957 | 0.37437 | 0.42196
SCE | GWh | Commercial | Com - Education (Secondary School) | HVAC | No | HVAC - SEER Rated Split System AC (SEER 14) | 0.049784 | 0.10641 | 0.16995 | 0.16995 | 0.16995 | 0.16995 | 0.16995 | 0.16995 | 0.16995 | 0.16995 | 0.16995 | 0.16995
SCE | GWh | Commercial | Com - Education (Secondary School) | HVAC | No | HVAC - SEER Rated Split System AC (SEER 15) | 0.0062533 | 0.014458 | 0.019246 | 0.025043 | 0.031977 | 0.039979 | 0.049042 | 0.059316 | 0.070702 | 0.083427 | 0.097349 | 0.11256
SCE | GWh | Commercial | Com - Education (Secondary School) | HVAC | No | HVAC - SEER Rated Split System HP (SEER 14) | 0.043879 | 0.095851 | 0.10399 | 0.11322 | 0.12366 | 0.13513 | 0.14756 | 0.16109 | 0.17553 | 0.19113 | 0.20765 | 0.22515
SCE | GWh | Commercial | Com - Education (Secondary School) | HVAC | No | HVAC - SEER Rated Split System HP (SEER 15) | 0.016531 | 0.036061 | 0.046564 | 0.058453 | 0.071885 | 0.086617 | 0.10256 | 0.1199 | 0.1384 | 0.15838 | 0.17953 | 0.20193
SCE | GWh | Commercial | Com - Education (Secondary School) | HVAC | No | HVAC - Thermostat | 0.73461 | 1.5242 | 2.3481 | 3.1789 | 3.9941 | 4.7497 | 5.4352 | 6.0579 | 6.6141 | 7.1238 | 7.5894 | 8.0419
SCE | GWh | Commercial | Com - Education (Secondary School) | Lighting | Yes | Lighting - LED Fixture (Replacing T8) - Emerging | 0 | 0 | 0.071021 | 0.21787 | 0.46084 | 0.81202 | 1.2804 | 1.8948 | 2.6479 | 3.5742 | 4.6658 | 5.9537
SCE | GWh | Commercial | Com - Education (Secondary School) | Lighting | Yes | Lighting - LED Lamp (Basic High - Indoor) - Emerging | 0.0050657 | 0.010887 | 0.0205 | 0.03515 | 0.057271 | 0.061314 | 0.061636 | 0.060122 | 0.055671 | 0.041172 | 0.051725 | 0.063262
SCE | GWh | Commercial | Com - Education (Secondary School) | Lighting | Yes | Lighting - LED Lamp (Basic Low - Indoor) - Emerging | 0.00533 | 0.013606 | 0.024287 | 0.036899 | 0.051726 | 0.054315 | 0.050207 | 0.045993 | 0.042028 | 0.032768 | 0.041976 | 0.052661
SCE | GWh | Commercial | Com - Education (Secondary School) | Lighting | Yes | Lighting - LED Plug-In Indoor Fixture - Emerging | 0.0099248 | 0.022234 | 0.037759 | 0.056893 | 0.080625 | 0.082256 | 0.08419 | 0.086541 | 0.08954 | 0.09336 | 0.098019 | 0.10362
SCE | GWh | Commercial | Com - Education (Secondary School) | Lighting | No | Lighting - Cold Cathode Lamp | 0.012152 | 0.024613 | 0.037437 | 0.050585 | 0.064163 | 0.064163 | 0.064163 | 0.064163 | 0.064163 | 0.064163 | 0.064163 | 0.052011
SCE | GWh | Commercial | Com - Education (Secondary School) | Lighting | No | Lighting - Compact Fluorescent Fixture (Indoor) | 1.5189 | 3.1102 | 4.7763 | 6.5137 | 8.3278 | 6.809 | 5.2177 | 3.5515 | 1.8142 | 0 | 0 | 0
SCE | GWh | Commercial | Com - Education (Secondary School) | Lighting | No | Lighting - Compact Fluorescent Lamp (Basic High - Indoor) | 0.37588 | 0.76889 | 1.1622 | 1.5552 | 1.9466 | 1.5708 | 1.1777 | 0.78446 | 0.39146 | 0 | 0 | 0
SCE | GWh | Commercial | Com - Education (Secondary School) | Lighting | No | Lighting - Compact Fluorescent Lamp (Basic Low - Indoor) | 0.25772 | 0.52403 | 0.79815 | 1.0784 | 1.3645 | 1.1068 | 0.8405 | 0.56638 | 0.2861 | 0 | 0 | 0
SCE | GWh | Commercial | Com - Education (Secondary School) | Lighting | No | Lighting - Exit Fixture (LED) | 0.09961 | 0.19299 | 0.28831 | 0.37884 | 0.46388 | 0.54439 | 0.53684 | 0.52955 | 0.51244 | 0.49544 | 0.47935 | 0.46363
SCE | GWh | Commercial | Com - Education (Secondary School) | Lighting | No | Lighting - Halogen Lamp (A-Line) | 0.023419 | 0.050821 | 0.053347 | 0.054987 | 0.057566 | 0.028526 | 0 | 0 | 0 | 0 | 0 | 0
SCE | GWh | Commercial | Com - Education (Secondary School) | Lighting | No | Lighting - Halogen Lamp (Reflector) | 0.0071236 | 0.015383 | 0.015627 | 0.015573 | 0.015803 | 0.015751 | 0.015992 | 0.015992 | 0.016237 | 0.016388 | 0.016733 | 0.016999
SCE | GWh | Commercial | Com - Education (Secondary School) | Lighting | No | Lighting - High Bay HID to T5 | 0 | 0 | 0 | 0 | 0 | 0 | 0 | 0.0058276 | 0.016922 | 0.02789 | 0.038566 | 0.049054
SCE | GWh | Commercial | Com - Education (Secondary School) | Lighting | No | Lighting - Induction Fixture (Indoor) | 0.037216 | 0.078224 | 0.12311 | 0.17147 | 0.22372 | 0.27878 | 0.3362 | 0.39662 | 0.45913 | 0.52482 | 0.59267 | 0.66299
SCE | GWh | Commercial | Com - Education (Secondary School) | Lighting | No | Lighting - Induction Fixture (Outdoor) | 0.0084773 | 0.019927 | 0.031363 | 0.04293 | 0.054706 | 0.066483 | 0.078213 | 0.090044 | 0.10184 | 0.11382 | 0.12582 | 0.13794
SCE | GWh | Commercial | Com - Education (Secondary School) | Lighting | No | Lighting - Light Sensor | 0 | 0 | 0 | 0 | 0 | 0 | 0 | 0 | 0 | 0 | 0.0012224 | 0.002525
SCE | GWh | Commercial | Com - Education (Secondary School) | Lighting | No | Lighting - Linear Fluorescent Delamping | 0.0017731 | 0.0035763 | 0.0057283 | 0.0082404 | 0.0082404 | 0 | 0 | 0 | 0 | 0 | 0 | 0
SCE | GWh | Commercial | Com - Education (Secondary School) | Lighting | No | Lighting - Linear Fluorescent Fixture (Low Wattage T8) | 0.70549 | 1.517 | 2.4195 | 3.3905 | 4.4253 | 5.4937 | 6.5805 | 7.6889 | 8.8002 | 9.9262 | 11.0495 | 12.1621
SCE | GWh | Commercial | Com - Education (Secondary School) | Lighting | No | Lighting - Plug-In Fixture (Compact Fluorescent) | 0.2451 | 0.4947 | 0.74892 | 1.0058 | 1.2665 | 1.2665 | 1.2665 | 1.2665 | 1.2665 | 1.2665 | 1.2665 | 1.2665
SCE | GWh | Commercial | Com - Education (Secondary School) | Lighting | No | Lighting - Plug-In Fixture (Exterior) | 0.10204 | 0.23277 | 0.36369 | 0.49617 | 0.63099 | 0.76609 | 0.90093 | 1.037 | 1.173 | 1.3109 | 1.4494 | 1.5892
SCE | GWh | Commercial | Com - Education (Secondary School) | Lighting | No | Lighting - Plug-In Fixture (PSMH with Electronic Ballast) | 0 | 0 | 0 | 0 | 0 | 0 | 0.071683 | 0.17814 | 0.28837 | 0.40244 | 0.51771 | 0.63419
SCE | GWh | Commercial | Com - Education (Secondary School) | Lighting | No | Lighting - Plug-In Fixture (PSMH) | 0.16786 | 0.38702 | 0.60796 | 0.83226 | 1.061 | 1.288 | 1.5025 | 1.7074 | 1.9063 | 2.104 | 2.299 | 2.493
SCE | GWh | Commercial | Com - Education (Secondary School) | SHW | No | SHW - EF Rated Instantaneous Water Heater (Electric) | 0.0013965 | 0.0030511 | 0.0049701 | 0.007135 | 0.0095657 | 0.012201 | 0.015013 | 0.018029 | 0.021192 | 0.024558 | 0.028061 | 0.031717
SCE | GWh | Commercial | Com - Education (Secondary School) | SHW | No | SHW - EF Rated Storage Water Heater (Electric) | 0.0011212 | 0.0024237 | 0.0024237 | 0.0024237 | 0.0024237 | 0.0024237 | 0.0024237 | 0.0024237 | 0.0024237 | 0.0024237 | 0.0024237 | 0.0024237
SCE | GWh | Commercial | Com - Education (Secondary School) | Service | No | HVAC - Comprehensive Rooftop Unit Quality Maintenance | 0.15175 | 0.30348 | 0.47132 | 0.65546 | 0.85545 | 1.0704 | 1.2988 | 1.5382 | 1.7856 | 2.0376 | 2.2901 | 2.3875
SCE | GWh | Commercial | Com - Education (Secondary School) | Service | No | Service - HVAC Fault Detection & Diagnositics | 0.089697 | 0.21249 | 0.33339 | 0.45147 | 0.56802 | 0.68083 | 0.78947 | 0.89576 | 0.99829 | 1.0996 | 1.1981 | 1.2949
SCE | GWh | Commercial | Com - Education (Secondary School) | Service | No | Service - Retro-Commissioning (Electric) | 0.70771 | 1.3024 | 1.8159 | 2.2585 | 2.6356 | 2.9559 | 2.517 | 2.145 | 1.8129 | 1.5153 | 1.2497 | 1.0155
SCE | GWh | Commercial | Com - Education (Secondary School) | WholeBlg | No | HVAC - Energy Management System | 0.32805 | 0.693 | 1.0381 | 1.361 | 1.6659 | 1.9492 | 2.2115 | 2.4678 | 2.716 | 2.9625 | 3.2031 | 3.4402
SCE | GWh | Commercial | Com - Education (Secondary School) | WholeBlg | No | WholeBlg - Com NC Level 2 | 0.025029 | 0 | 0 | 0 | 0 | 0 | 0 | 0 | 0 | 0 | 0 | 0
SCE | GWh | Commercial | Com - Education (Secondary School) | WholeBlg | No | WholeBlg - Com NC Level 3 | 0.012005 | 0.012005 | 0.012005 | 0.012005 | 0.012005 | 0.012005 | 0.012005 | 0 | 0 | 0 | 0 | 0
SCE | GWh | Commercial | Com - Education (Secondary School) | WholeBlg | No | WholeBlg - Com RET Level 1 | 0.097762 | 0.23161 | 0.40423 | 0.61853 | 0.87746 | 1.1841 | 1.5414 | 1.9523 | 2.4194 | 2.9452 | 3.5314 | 4.1798
SCE | GWh | Commercial | Com - Education (Secondary School) | WholeBlg | No | WholeBlg - Com RET Level 2 | 0.17114 | 0.40469 | 0.70576 | 1.0804 | 1.5342 | 2.0739 | 2.7052 | 3.4346 | 4.2675 | 5.2097 | 6.2652 | 7.4382
SCE | GWh | Commercial | Com - Education (University) | AppPlug | No | AppPlug - Computer Monitor | 0.0013153 | 0.0038887 | 0.0063884 | 0.008943 | 0.008943 | 0.008943 | 0.0076277 | 0.0050543 | 0.0025546 | 0 | 0 | 0
SCE | GWh | Commercial | Com - Education (University) | AppPlug | No | AppPlug - Desktop Computer (Com - Power Management) | 0.092519 | 0.19192 | 0.28981 | 0.38517 | 0.47787 | 0.56647 | 0.65033 | 0.73024 | 0.80535 | 0.87719 | 0.94496 | 0.91692
SCE | GWh | Commercial | Com - Education (University) | AppPlug | No | AppPlug - Occupancy Sensor Plug Strip | 0.020723 | 0.044506 | 0.069506 | 0.094826 | 0.12014 | 0.14539 | 0.16985 | 0.19449 | 0.21842 | 0.222 | 0.22149 | 0.21909
SCE | GWh | Commercial | Com - Education (University) | AppPlug | No | AppPlug - Vending Machine Controls | 0.44314 | 0.8761 | 1.2862 | 1.6736 | 2.0401 | 2.3829 | 2.257 | 2.1196 | 1.9807 | 1.8464 | 1.7119 | 1.5835
SCE | GWh | Commercial | Com - Education (University) | BldgEnv | No | BldgEnv - Attic Batt Insulation | 7.5692e-05 | 0.0001476 | 0.00021591 | 0.00028081 | 0.00028081 | 0.00028081 | 0.00028081 | 0.00020512 | 0.00013321 | 6.4897e-05 | 0 | 0
SCE | GWh | Commercial | Com - Education (University) | BldgEnv | No | BldgEnv - Wall Spray On Insulation | 0.0081351 | 0.015864 | 0.023206 | 0.03018 | 0.036807 | 0.043101 | 0.049081 | 0.046627 | 0.044296 | 0.042081 | 0.039977 | 0.037978
SCE | GWh | Commercial | Com - Education (University) | BldgEnv | No | BldgEnv - Window Film | 0.0020434 | 0.0039944 | 0.0065915 | 0.010097 | 0.010097 | 0.010097 | 0.010097 | 0.010097 | 0.011167 | 0.013076 | 0.026182 | 0.040226
SCE | GWh | Commercial | Com - Education (University) | FoodServ | No | FoodServ - Electric Griddle | 0.001651 | 0.003341 | 0.0050715 | 0.0068306 | 0.0068306 | 0.008556 | 0.010308 | 0.012106 | 0.013927 | 0.015795 | 0.017685 | 0.019606
SCE | GWh | Commercial | Com - Education (University) | FoodServ | No | FoodServ - Electric Steamer | 0.0048026 | 0.0097704 | 0.014909 | 0.02018 | 0.025623 | 0.031149 | 0.036734 | 0.042439 | 0.048202 | 0.054114 | 0.060107 | 0.066212
SCE | GWh | Commercial | Com - Education (University) | FoodServ | No | FoodServ - Fryer (Electric) | 0.00012067 | 0.00024385 | 0.00036957 | 0.00049697 | 0.00062698 | 0.00075765 | 0.00088848 | 0.0010209 | 0.0011535 | 0.0012884 | 0.0014242 | 0.0015615
SCE | GWh | Commercial | Com - Education (University) | FoodServ | No | FoodServ - Oven (Electric) | 0.039049 | 0.079268 | 0.12068 | 0.16297 | 0.20646 | 0.25044 | 0.29473 | 0.33981 | 0.38521 | 0.43163 | 0.47855 | 0.52623
SCE | GWh | Commercial | Com - Education (University) | HVAC | No | HVAC - Chiller (Centrifugal) | 0.033525 | 0.074193 | 0.12254 | 0.17895 | 0.23609 | 0.30137 | 0.37509 | 0.45743 | 0.54855 | 0.64843 | 0.75706 | 0.87427
SCE | GWh | Commercial | Com - Education (University) | HVAC | No | HVAC - Chiller (Reciprocating) | 0.032835 | 0.072702 | 0.12 | 0.17477 | 0.23783 | 0.30841 | 0.38627 | 0.47233 | 0.5656 | 0.6675 | 0.7767 | 0.89353
SCE | GWh | Commercial | Com - Education (University) | HVAC | No | HVAC - EER Rated Package Rooftop AC (EER 11) | 0.023085 | 0.049618 | 0.079785 | 0.11357 | 0.15156 | 0.19328 | 0.23854 | 0.28788 | 0.34066 | 0.39775 | 0.45835 | 0.52269
SCE | GWh | Commercial | Com - Education (University) | HVAC | No | HVAC - EER Rated Package Rooftop HP (EER 11) | 0.015555 | 0.033246 | 0.053117 | 0.075148 | 0.075148 | 0.075148 | 0.075148 | 0.075148 | 0.075148 | 0.075148 | 0.075148 | 0.075148
SCE | GWh | Commercial | Com - Education (University) | HVAC | No | HVAC - Repair Duct System | 0.1536 | 0.29558 | 0.43189 | 0.5596 | 0.5596 | 0.5596 | 0.406 | 0.26402 | 0.12771 | 0 | 0 | 0
SCE | GWh | Commercial | Com - Education (University) | HVAC | No | HVAC - SEER Rated Package Rooftop AC (Recharge) | 0.16891 | 0.32409 | 0.47016 | 0.60525 | 0.43634 | 0.28116 | 0.13509 | 0 | 0 | 0 | 0 | 0.053332
SCE | GWh | Commercial | Com - Education (University) | HVAC | No | HVAC - SEER Rated Package Rooftop AC (SEER 14) | 0.11133 | 0.24381 | 0.24381 | 0.24381 | 0.24381 | 0.24381 | 0.24381 | 0.24381 | 0.24381 | 0.24381 | 0.24381 | 0.24381
SCE | GWh | Commercial | Com - Education (University) | HVAC | No | HVAC - SEER Rated Package Rooftop AC (SEER 15) | 0.13292 | 0.28927 | 0.37305 | 0.46772 | 0.57437 | 0.69132 | 0.8179 | 0.9555 | 1.1023 | 1.2606 | 1.4282 | 1.6057
SCE | GWh | Commercial | Com - Education (University) | HVAC | No | HVAC - SEER Rated Package Rooftop HP (SEER 14) | 0.013389 | 0.029253 | 0.029253 | 0.029253 | 0.029253 | 0.029253 | 0.029253 | 0.029253 | 0.029253 | 0.029253 | 0.029253 | 0.029253
SCE | GWh | Commercial | Com - Education (University) | HVAC | No | HVAC - SEER Rated Package Rooftop HP (SEER 15) | 0.049635 | 0.10862 | 0.14052 | 0.1768 | 0.21799 | 0.26337 | 0.31268 | 0.36654 | 0.4242 | 0.48666 | 0.55298 | 0.62342
SCE | GWh | Commercial | Com - Education (University) | HVAC | No | HVAC - SEER Rated Split System AC (SEER 14) | 0.085692 | 0.18639 | 0.30285 | 0.30285 | 0.30285 | 0.30285 | 0.30285 | 0.30285 | 0.30285 | 0.30285 | 0.30285 | 0.30285
SCE | GWh | Commercial | Com - Education (University) | HVAC | No | HVAC - SEER Rated Split System AC (SEER 15) | 0.014689 | 0.034495 | 0.046317 | 0.060913 | 0.078708 | 0.099599 | 0.12366 | 0.15142 | 0.18269 | 0.21825 | 0.25778 | 0.30165
SCE | GWh | Commercial | Com - Education (University) | HVAC | No | HVAC - SEER Rated Split System HP (SEER 14) | 0.075566 | 0.16509 | 0.17911 | 0.19502 | 0.21301 | 0.23279 | 0.25423 | 0.27758 | 0.30252 | 0.32945 | 0.35798 | 0.3882
SCE | GWh | Commercial | Com - Education (University) | HVAC | No | HVAC - SEER Rated Split System HP (SEER 15) | 0.029275 | 0.063915 | 0.082571 | 0.10373 | 0.12766 | 0.15396 | 0.18247 | 0.21354 | 0.24673 | 0.2826 | 0.3206 | 0.3609
SCE | GWh | Commercial | Com - Education (University) | HVAC | No | HVAC - Thermostat | 0.71088 | 1.4743 | 2.2383 | 2.9833 | 3.6996 | 4.3669 | 4.9796 | 5.5451 | 6.0597 | 6.5384 | 6.9842 | 7.4182
SCE | GWh | Commercial | Com - Education (University) | Lighting | Yes | Lighting - LED Fixture (Replacing T8) - Emerging | 0 | 0.053975 | 0.17463 | 0.37982 | 0.69161 | 1.1243 | 1.6901 | 2.4246 | 3.3207 | 4.4208 | 5.7161 | 7.2378
SCE | GWh | Commercial | Com - Education (University) | Lighting | Yes | Lighting - LED Lamp (Basic High - Indoor) - Emerging | 0.0060773 | 0.013086 | 0.024613 | 0.042111 | 0.06838 | 0.073151 | 0.073383 | 0.071379 | 0.065855 | 0.048384 | 0.060672 | 0.074086
SCE | GWh | Commercial | Com - Education (University) | Lighting | Yes | Lighting - LED Lamp (Basic Low - Indoor) - Emerging | 0.0063537 | 0.016204 | 0.028825 | 0.043708 | 0.06118 | 0.064225 | 0.059289 | 0.054272 | 0.049528 | 0.038459 | 0.049172 | 0.061598
SCE | GWh | Commercial | Com - Education (University) | Lighting | Yes | Lighting - LED Plug-In Indoor Fixture - Emerging | 0.013181 | 0.029761 | 0.050711 | 0.076484 | 0.10838 | 0.11055 | 0.11308 | 0.11617 | 0.12009 | 0.12502 | 0.13098 | 0.13809
SCE | GWh | Commercial | Com - Education (University) | Lighting | No | Lighting - Cold Cathode Lamp | 0.011766 | 0.024029 | 0.036551 | 0.049397 | 0.062674 | 0.062674 | 0.062674 | 0.062674 | 0.062674 | 0.062674 | 0.062674 | 0.050908
SCE | GWh | Commercial | Com - Education (University) | Lighting | No | Lighting - Compact Fluorescent Fixture (Indoor) | 1.7745 | 3.6367 | 5.5894 | 7.628 | 9.7593 | 7.9847 | 6.1226 | 4.1698 | 2.1313 | 0 | 0 | 0
SCE | GWh | Commercial | Com - Education (University) | Lighting | No | Lighting - Compact Fluorescent Lamp (Basic High - Indoor) | 0.43926 | 0.89825 | 1.3575 | 1.8163 | 2.2732 | 1.834 | 1.375 | 0.91578 | 0.45697 | 0 | 0 | 0
SCE | GWh | Commercial | Com - Education (University) | Lighting | No | Lighting - Compact Fluorescent Lamp (Basic Low - Indoor) | 0.30222 | 0.6142 | 0.93516 | 1.2631 | 1.5978 | 1.2956 | 0.98362 | 0.66266 | 0.33468 | 0 | 0 | 0
SCE | GWh | Commercial | Com - Education (University) | Lighting | No | Lighting - Exit Fixture (LED) | 0.11028 | 0.21367 | 0.31962 | 0.4203 | 0.51492 | 0.60454 | 0.59666 | 0.58908 | 0.57002 | 0.55094 | 0.53287 | 0.51517
SCE | GWh | Commercial | Com - Education (University) | Lighting | No | Lighting - Halogen Lamp (A-Line) | 0.026405 | 0.057405 | 0.060217 | 0.062041 | 0.064925 | 0.0321 | 0 | 0 | 0 | 0 | 0 | 0
SCE | GWh | Commercial | Com - Education (University) | Lighting | No | Lighting - Halogen Lamp (Reflector) | 0.0079537 | 0.017207 | 0.017485 | 0.017436 | 0.017693 | 0.017638 | 0.017911 | 0.017915 | 0.018189 | 0.018293 | 0.018684 | 0.019003
SCE | GWh | Commercial | Com - Education (University) | Lighting | No | Lighting - High Bay HID to T5 | 0 | 0 | 0 | 0 | 0 | 0.014676 | 0.028823 | 0.042682 | 0.056064 | 0.069304 | 0.096284 | 0.12254
SCE | GWh | Commercial | Com - Education (University) | Lighting | No | Lighting - Induction Fixture (Indoor) | 0.039169 | 0.081715 | 0.1277 | 0.1767 | 0.22912 | 0.28391 | 0.34062 | 0.39992 | 0.46092 | 0.52473 | 0.59037 | 0.65814
SCE | GWh | Commercial | Com - Education (University) | Lighting | No | Lighting - Induction Fixture (Outdoor) | 0.0095515 | 0.022452 | 0.035337 | 0.04837 | 0.061638 | 0.074908 | 0.088124 | 0.10145 | 0.11475 | 0.12824 | 0.14177 | 0.15542
SCE | GWh | Commercial | Com - Education (University) | Lighting | No | Lighting - Light Sensor | 0.0062438 | 0.022602 | 0.0328 | 0.042884 | 0.052982 | 0.06286 | 0.072465 | 0.081978 | 0.091244 | 0.10052 | 0.10964 | 0.1187
SCE | GWh | Commercial | Com - Education (University) | Lighting | No | Lighting - Linear Fluorescent Delamping | 0.0021289 | 0.0042932 | 0.0068793 | 0.009901 | 0.009901 | 0 | 0 | 0 | 0 | 0 | 0 | 0
SCE | GWh | Commercial | Com - Education (University) | Lighting | No | Lighting - Linear Fluorescent Fixture (Low Wattage T8) | 0.84152 | 1.8075 | 2.8808 | 4.0361 | 5.2684 | 6.5412 | 7.8364 | 9.1576 | 10.4824 | 11.8248 | 13.1639 | 14.4941
SCE | GWh | Commercial | Com - Education (University) | Lighting | No | Lighting - Low Bay HID to T5 | 0 | 0 | 0 | 0 | 0 | 0 | 0 | 0 | 0 | 0 | 0 | 0.0019774
SCE | GWh | Commercial | Com - Education (University) | Lighting | No | Lighting - Plug-In Fixture (Compact Fluorescent) | 0.29281 | 0.59041 | 0.89274 | 1.1974 | 1.5062 | 1.5062 | 1.5062 | 1.5062 | 1.5062 | 1.5062 | 1.5062 | 1.5062
SCE | GWh | Commercial | Com - Education (University) | Lighting | No | Lighting - Plug-In Fixture (Exterior) | 0.11497 | 0.26227 | 0.40977 | 0.55904 | 0.71095 | 0.86316 | 1.0151 | 1.1684 | 1.3216 | 1.477 | 1.6331 | 1.7906
SCE | GWh | Commercial | Com - Education (University) | Lighting | No | Lighting - Plug-In Fixture (Induction) | 0 | 0 | 0 | 0 | 0 | 0 | 0 | 0 | 0 | 0.021293 | 0.086741 | 0.16384
SCE | GWh | Commercial | Com - Education (University) | Lighting | No | Lighting - Plug-In Fixture (PSMH with Electronic Ballast) | 0 | 0.038322 | 0.17217 | 0.32136 | 0.47787 | 0.63491 | 0.79092 | 0.94728 | 1.1018 | 1.2529 | 1.3881 | 1.5187
SCE | GWh | Commercial | Com - Education (University) | Lighting | No | Lighting - Plug-In Fixture (PSMH) | 0.2 | 0.43445 | 0.65664 | 0.87039 | 1.0835 | 1.2939 | 1.501 | 1.7073 | 1.9104 | 2.1084 | 2.2959 | 2.4707
SCE | GWh | Commercial | Com - Education (University) | SHW | No | SHW - EF Rated Instantaneous Water Heater (Electric) | 0.00079381 | 0.0017313 | 0.0028148 | 0.0040326 | 0.0053952 | 0.0068681 | 0.0084347 | 0.010111 | 0.011865 | 0.013728 | 0.015664 | 0.01768
SCE | GWh | Commercial | Com - Education (University) | SHW | No | SHW - EF Rated Storage Water Heater (Electric) | 0.00060307 | 0.0013015 | 0.0013015 | 0.0013015 | 0.0013015 | 0.0013015 | 0.0013015 | 0.0013015 | 0.0013015 | 0.0013015 | 0.0013015 | 0.0013015
SCE | GWh | Commercial | Com - Education (University) | Service | No | HVAC - Comprehensive Rooftop Unit Quality Maintenance | 0.17097 | 0.34193 | 0.53104 | 0.73851 | 0.96385 | 1.2061 | 1.4634 | 1.7331 | 2.0118 | 2.2958 | 2.5803 | 2.69
SCE | GWh | Commercial | Com - Education (University) | Service | No | Service - HVAC Fault Detection & Diagnositics | 0.10106 | 0.23941 | 0.37564 | 0.50868 | 0.64 | 0.7671 | 0.8895 | 1.0093 | 1.1248 | 1.2389 | 1.3499 | 1.4589
SCE | GWh | Commercial | Com - Education (University) | Service | No | Service - Retro-Commissioning (Electric) | 0.79739 | 1.4674 | 2.046 | 2.5447 | 2.9696 | 3.3304 | 2.836 | 2.4168 | 2.0426 | 1.7073 | 1.4081 | 1.1442
SCE | GWh | Commercial | Com - Education (University) | WholeBlg | No | HVAC - Energy Management System | 0.36962 | 0.78081 | 1.1696 | 1.5334 | 1.8769 | 2.1962 | 2.4917 | 2.7805 | 3.0602 | 3.3379 | 3.6089 | 3.8761
SCE | GWh | Commercial | Com - Education (University) | WholeBlg | No | WholeBlg - Com NC Level 2 | 0.0282 | 0 | 0 | 0 | 0 | 0 | 0 | 0 | 0 | 0 | 0 | 0
SCE | GWh | Commercial | Com - Education (University) | WholeBlg | No | WholeBlg - Com NC Level 3 | 0.013527 | 0.013527 | 0.013527 | 0.013527 | 0.013527 | 0.013527 | 0.013527 | 0 | 0 | 0 | 0 | 0
SCE | GWh | Commercial | Com - Education (University) | WholeBlg | No | WholeBlg - Com RET Level 1 | 0.11322 | 0.26769 | 0.46631 | 0.71223 | 1.0086 | 1.3588 | 1.7659 | 2.2332 | 2.7633 | 3.359 | 4.022 | 4.7549
SCE | GWh | Commercial | Com - Education (University) | WholeBlg | No | WholeBlg - Com RET Level 2 | 0.20721 | 0.48978 | 0.85375 | 1.3061 | 1.8537 | 2.5041 | 3.2643 | 4.1419 | 5.1433 | 6.2752 | 7.5423 | 8.9481
SCE | GWh | Commercial | Com - Grocery | AppPlug | No | AppPlug - Computer Monitor | 0.0033741 | 0.0099773 | 0.01639 | 0.022941 | 0.022941 | 0.022941 | 0.019567 | 0.012964 | 0.0065515 | 0 | 0 | 0
SCE | GWh | Commercial | Com - Grocery | AppPlug | No | AppPlug - Desktop Computer (Com - Power Management) | 0.23744 | 0.49247 | 0.74349 | 0.98785 | 1.2249 | 1.4513 | 1.6651 | 1.8685 | 2.0592 | 2.2411 | 2.4121 | 2.3368
SCE | GWh | Commercial | Com - Grocery | AppPlug | No | AppPlug - Occupancy Sensor Plug Strip | 0.053184 | 0.1142 | 0.17829 | 0.24317 | 0.30789 | 0.37239 | 0.43477 | 0.49749 | 0.55829 | 0.56673 | 0.56456 | 0.55741
SCE | GWh | Commercial | Com - Grocery | AppPlug | No | AppPlug - Vending Machine Controls | 0.25778 | 0.5096 | 0.74804 | 0.97307 | 1.1857 | 1.3842 | 1.3099 | 1.2286 | 1.1463 | 1.0664 | 0.98648 | 0.90988
SCE | GWh | Commercial | Com - Grocery | BldgEnv | No | BldgEnv - Attic Batt Insulation | 0.0022522 | 0.0043918 | 0.0064245 | 0.0083555 | 0.0083555 | 0.0083555 | 0.0083555 | 0.0061033 | 0.0039636 | 0.001931 | 0 | 0
SCE | GWh | Commercial | Com - Grocery | BldgEnv | No | BldgEnv - Wall Spray On Insulation | 0.020831 | 0.04062 | 0.059419 | 0.077279 | 0.094246 | 0.11036 | 0.12568 | 0.11939 | 0.11342 | 0.10775 | 0.10236 | 0.097246
SCE | GWh | Commercial | Com - Grocery | BldgEnv | No | BldgEnv - Window Film | 0.01317 | 0.025449 | 0.041237 | 0.061893 | 0.061893 | 0.061893 | 0.070142 | 0.087619 | 0.13466 | 0.19655 | 0.26685 | 0.32806
SCE | GWh | Commercial | Com - Grocery | ComRefrig | No | ComRefrig - Door Gasket (Reach-In Refrigerator) | 13.7519 | 25.2953 | 34.9957 | 43.0249 | 43.0249 | 29.2729 | 17.7296 | 8.0292 | 0 | 0 | 0 | 0
SCE | GWh | Commercial | Com - Grocery | ComRefrig | No | ComRefrig - Door Gasket (Walk-In Refrigerator) | 5.0488 | 9.335 | 12.9792 | 16.0288 | 16.0288 | 10.98 | 6.6938 | 3.0496 | 0 | 0 | 0 | 0
SCE | GWh | Commercial | Com - Grocery | ComRefrig | No | ComRefrig - Refrigerated Case Night Cover (Low Temp) | 1.6485 | 3.3323 | 5.2447 | 7.402 | 9.7936 | 12.3854 | 13.4615 | 14.5432 | 15.3322 | 15.7108 | 15.6047 | 14.9981
SCE | GWh | Commercial | Com - Grocery | ComRefrig | No | ComRefrig - Refrigerated Case Night Cover (Med Temp) | 3.0626 | 6.1595 | 9.615 | 13.4448 | 17.6233 | 22.0849 | 23.6554 | 25.2178 | 26.2868 | 26.6944 | 26.3408 | 25.2131
SCE | GWh | Commercial | Com - Grocery | ComRefrig | No | ComRefrig - Strip Curtain for Walk In Refrigerator | 6.2258 | 11.3417 | 15.5167 | 18.863 | 21.4857 | 17.2618 | 13.6234 | 10.5027 | 7.9472 | 5.9176 | 4.3606 | 3.2168
SCE | GWh | Commercial | Com - Grocery | FoodServ | No | FoodServ - Electric Steamer | 0.14994 | 0.30501 | 0.46532 | 0.6297 | 0.79932 | 0.97141 | 1.1452 | 1.3226 | 1.5016 | 1.6851 | 1.8709 | 2.06
SCE | GWh | Commercial | Com - Grocery | FoodServ | No | FoodServ - Oven (Electric) | 0.028127 | 0.057093 | 0.086902 | 0.11733 | 0.1486 | 0.1802 | 0.212 | 0.24434 | 0.27688 | 0.31012 | 0.34369 | 0.37776
SCE | GWh | Commercial | Com - Grocery | HVAC | No | HVAC - Direct Evaporative Cooler | 0.3888 | 0.3888 | 0.3888 | 0.3888 | 0.3888 | 0.3888 | 0.3888 | 0.3888 | 0.3888 | 0.3888 | 0.3888 | 0.3888
SCE | GWh | Commercial | Com - Grocery | HVAC | No | HVAC - EER Rated Package Rooftop AC (EER 11) | 0.03859 | 0.082978 | 0.13334 | 0.18953 | 0.18953 | 0.18953 | 0.18953 | 0.18953 | 0.18953 | 0.18953 | 0.18953 | 0.18953
SCE | GWh | Commercial | Com - Grocery | HVAC | No | HVAC - EER Rated Package Rooftop HP (EER 11) | 0.05295 | 0.11337 | 0.18133 | 0.25669 | 0.25669 | 0.25669 | 0.25669 | 0.25669 | 0.25669 | 0.25669 | 0.25669 | 0.25669
SCE | GWh | Commercial | Com - Grocery | HVAC | No | HVAC - Repair Duct System | 0.70562 | 1.3608 | 1.9932 | 2.5883 | 2.5883 | 2.5883 | 1.8827 | 1.2275 | 0.59508 | 0 | 0 | 0
SCE | GWh | Commercial | Com - Grocery | HVAC | No | HVAC - SEER Rated Package Rooftop AC (Recharge) | 1.1925 | 2.2903 | 3.3262 | 4.2855 | 3.9649 | 3.6467 | 3.2974 | 2.9342 | 2.5731 | 2.2255 | 1.9007 | 1.6303
SCE | GWh | Commercial | Com - Grocery | HVAC | No | HVAC - SEER Rated Package Rooftop AC (SEER 14) | 0.74676 | 1.6399 | 1.6399 | 1.6399 | 1.6399 | 1.6399 | 1.6399 | 1.6399 | 1.6399 | 1.6399 | 1.6399 | 1.6399
SCE | GWh | Commercial | Com - Grocery | HVAC | No | HVAC - SEER Rated Package Rooftop AC (SEER 15) | 0.70136 | 1.5264 | 1.9679 | 2.4658 | 3.0256 | 3.6382 | 4.3 | 5.0182 | 5.7831 | 6.6067 | 7.4771 | 8.3974
SCE | GWh | Commercial | Com - Grocery | HVAC | No | HVAC - SEER Rated Package Rooftop HP (SEER 14) | 0.090684 | 0.19812 | 0.19812 | 0.19812 | 0.19812 | 0.19812 | 0.19812 | 0.19812 | 0.19812 | 0.19812 | 0.19812 | 0.19812
SCE | GWh | Commercial | Com - Grocery | HVAC | No | HVAC - SEER Rated Package Rooftop HP (SEER 15) | 0.34842 | 0.76322 | 0.98759 | 1.2433 | 1.5333 | 1.8538 | 2.203 | 2.5849 | 2.9946 | 3.4382 | 3.9099 | 4.411
SCE | GWh | Commercial | Com - Grocery | HVAC | No | HVAC - SEER Rated Split System AC (SEER 14) | 0.69212 | 1.5391 | 2.5063 | 2.5063 | 2.5063 | 2.5063 | 2.5063 | 2.5063 | 2.5063 | 2.5063 | 2.5063 | 2.5063
SCE | GWh | Commercial | Com - Grocery | HVAC | No | HVAC - SEER Rated Split System AC (SEER 15) | 0.050684 | 0.15356 | 0.21411 | 0.2881 | 0.37758 | 0.48195 | 0.60149 | 0.73875 | 0.89271 | 1.0672 | 1.2604 | 1.4742
SCE | GWh | Commercial | Com - Grocery | HVAC | No | HVAC - Thermostat | 3.4376 | 7.1324 | 10.9973 | 14.899 | 18.7263 | 22.271 | 25.4817 | 28.3908 | 30.9833 | 33.3529 | 35.5147 | 37.613
SCE | GWh | Commercial | Com - Grocery | Lighting | Yes | Lighting - LED Fixture (Replacing T8) - Emerging | 0.43978 | 1.1015 | 2.0893 | 3.4929 | 5.435 | 7.9894 | 11.2239 | 15.3071 | 20.2294 | 26.2038 | 33.1972 | 41.299
SCE | GWh | Commercial | Com - Grocery | Lighting | Yes | Lighting - LED Lamp (Basic High - Indoor) - Emerging | 0.029863 | 0.077708 | 0.14344 | 0.22252 | 0.31671 | 0.33074 | 0.30491 | 0.26536 | 0.21809 | 0.13797 | 0.17281 | 0.21404
SCE | GWh | Commercial | Com - Grocery | Lighting | Yes | Lighting - LED Lamp (Basic Low - Indoor) - Emerging | 0.6776 | 2.2325 | 4.4871 | 7.5591 | 11.6116 | 12.3959 | 12.0438 | 11.2956 | 10.0499 | 7.505 | 9.0275 | 10.6312
SCE | GWh | Commercial | Com - Grocery | Lighting | Yes | Lighting - LED Plug-In Indoor Fixture - Emerging | 0.1433 | 0.32653 | 0.55593 | 0.83284 | 1.1672 | 1.1892 | 1.2142 | 1.2459 | 1.2854 | 1.3343 | 1.392 | 1.4595
SCE | GWh | Commercial | Com - Grocery | Lighting | No | Lighting - Cold Cathode Lamp | 0.071306 | 0.1443 | 0.21922 | 0.29593 | 0.37487 | 0.37487 | 0.37487 | 0.30356 | 0.23057 | 0.15565 | 0.078938 | 0
SCE | GWh | Commercial | Com - Grocery | Lighting | No | Lighting - Compact Fluorescent Fixture (Indoor) | 6.2541 | 12.8702 | 19.8591 | 27.2004 | 34.9179 | 28.6638 | 22.0478 | 15.0589 | 7.7176 | 0 | 0 | 0
SCE | GWh | Commercial | Com - Grocery | Lighting | No | Lighting - Compact Fluorescent Lamp (Basic High - Indoor) | 1.2778 | 2.6724 | 4.1702 | 5.7531 | 7.4088 | 6.131 | 4.7363 | 3.2386 | 1.6557 | 0 | 0 | 0
SCE | GWh | Commercial | Com - Grocery | Lighting | No | Lighting - Compact Fluorescent Lamp (Basic Low - Indoor) | 3.06 | 7.9154 | 14.5795 | 23.1458 | 33.7904 | 30.7304 | 25.875 | 19.2109 | 10.6446 | 0 | 0 | 0
SCE | GWh | Commercial | Com - Grocery | Lighting | No | Lighting - Exit Fixture (LED) | 0.24908 | 0.48259 | 0.72921 | 0.96431 | 1.186 | 1.3968 | 1.3872 | 1.3786 | 1.337 | 1.29 | 1.2449 | 1.2001
SCE | GWh | Commercial | Com - Grocery | Lighting | No | Lighting - Halogen Lamp (A-Line) | 0.067801 | 0.14757 | 0.15473 | 0.15937 | 0.16674 | 0.082328 | 0 | 0 | 0 | 0 | 0 | 0
SCE | GWh | Commercial | Com - Grocery | Lighting | No | Lighting - Halogen Lamp (Reflector) | 0.020305 | 0.043976 | 0.044696 | 0.044584 | 0.04524 | 0.045105 | 0.045806 | 0.045822 | 0.046522 | 0.04669 | 0.047694 | 0.04854
SCE | GWh | Commercial | Com - Grocery | Lighting | No | Lighting - High Bay HID to T5 | 0.013529 | 0.031899 | 0.04996 | 0.06758 | 0.084953 | 0.11473 | 0.14853 | 0.18166 | 0.2138 | 0.24551 | 0.27625 | 0.3061
SCE | GWh | Commercial | Com - Grocery | Lighting | No | Lighting - Induction Fixture (Indoor) | 0.091402 | 0.18627 | 0.2847 | 0.38588 | 0.4907 | 0.5972 | 0.70481 | 0.81491 | 0.92612 | 1.0405 | 1.1564 | 1.2746
SCE | GWh | Commercial | Com - Grocery | Lighting | No | Lighting - Induction Fixture (Outdoor) | 0.024515 | 0.057627 | 0.090697 | 0.12414 | 0.15819 | 0.19223 | 0.22613 | 0.26032 | 0.29441 | 0.329 | 0.36368 | 0.39867
SCE | GWh | Commercial | Com - Grocery | Lighting | No | Lighting - Linear Fluorescent Delamping | 0.012665 | 0.025511 | 0.041024 | 0.059264 | 0.059264 | 0 | 0 | 0 | 0 | 0 | 0 | 0
SCE | GWh | Commercial | Com - Grocery | Lighting | No | Lighting - Linear Fluorescent Fixture (Low Wattage T8) | 3.5508 | 7.6543 | 12.2685 | 17.3041 | 22.7506 | 28.4455 | 34.3017 | 40.3313 | 46.4169 | 52.6163 | 58.8178 | 65.0252
SCE | GWh | Commercial | Com - Grocery | Lighting | No | Lighting - Low Bay HID to T5 | 0.0050705 | 0.011955 | 0.018723 | 0.025326 | 0.031835 | 0.040021 | 0.048646 | 0.057092 | 0.065261 | 0.073323 | 0.081145 | 0.088775
SCE | GWh | Commercial | Com - Grocery | Lighting | No | Lighting - Plug-In Fixture (Compact Fluorescent) | 2.3932 | 4.8113 | 7.2507 | 9.6917 | 12.1487 | 12.1487 | 12.1487 | 12.1487 | 12.1487 | 12.1487 | 12.1487 | 12.1487
SCE | GWh | Commercial | Com - Grocery | Lighting | No | Lighting - Plug-In Fixture (Exterior) | 0.2951 | 0.67315 | 1.0517 | 1.4348 | 1.8247 | 2.2151 | 2.6049 | 2.9981 | 3.391 | 3.7896 | 4.1897 | 4.5935
SCE | GWh | Commercial | Com - Grocery | Lighting | No | Lighting - Plug-In Fixture (Induction) | 0 | 0 | 0.1346 | 0.51585 | 0.93934 | 1.3953 | 1.8706 | 2.3667 | 2.8716 | 3.395 | 3.9264 | 4.4691
SCE | GWh | Commercial | Com - Grocery | Lighting | No | Lighting - Plug-In Fixture (Linear Fluorescent) | 4.1195 | 8.5503 | 13.249 | 18.1432 | 23.2448 | 23.2448 | 23.2448 | 23.2448 | 23.2448 | 23.2448 | 23.2448 | 23.2448
SCE | GWh | Commercial | Com - Grocery | Lighting | No | Lighting - Plug-In Fixture (PSMH with Electronic Ballast) | 0.58173 | 1.2728 | 1.947 | 2.5337 | 3.0886 | 3.6238 | 4.1429 | 4.6563 | 5.1607 | 5.6667 | 6.1689 | 6.6712
SCE | GWh | Commercial | Com - Grocery | Lighting | No | Lighting - Plug-In Fixture (PSMH) | 0.76439 | 1.548 | 2.3131 | 3.0486 | 3.7786 | 4.4667 | 5.1228 | 5.7618 | 6.3818 | 6.9957 | 7.5989 | 8.1966
SCE | GWh | Commercial | Com - Grocery | SHW | No | SHW - EF Rated Instantaneous Water Heater (Electric) | 0.0033996 | 0.007442 | 0.012141 | 0.017452 | 0.023421 | 0.029901 | 0.036821 | 0.044251 | 0.052049 | 0.060348 | 0.068992 | 0.07801
SCE | GWh | Commercial | Com - Grocery | SHW | No | SHW - EF Rated Storage Water Heater (Electric) | 0.0024177 | 0.0052218 | 0.0052218 | 0.0052218 | 0.0052218 | 0.0052218 | 0.0052218 | 0.0052218 | 0.0052218 | 0.0052218 | 0.0052218 | 0.0052218
SCE | GWh | Commercial | Com - Grocery | Service | No | HVAC - Comprehensive Rooftop Unit Quality Maintenance | 0.43885 | 0.87765 | 1.363 | 1.8956 | 2.4739 | 3.0957 | 3.756 | 4.4483 | 5.1639 | 5.8926 | 6.6229 | 6.9045
SCE | GWh | Commercial | Com - Grocery | Service | No | Service - HVAC Fault Detection & Diagnositics | 0.25889 | 0.6131 | 0.9608 | 1.2991 | 1.6313 | 1.9509 | 2.2568 | 2.5536 | 2.8377 | 3.1154 | 3.3827 | 3.6418
SCE | GWh | Commercial | Com - Grocery | Service | No | Service - Retro-Commissioning (Electric) | 2.0467 | 3.7665 | 5.2516 | 6.5316 | 7.6221 | 8.5484 | 7.2792 | 6.2033 | 5.2429 | 4.3821 | 3.6141 | 2.9368
SCE | GWh | Commercial | Com - Grocery | WholeBlg | No | HVAC - Energy Management System | 0.94872 | 2.0041 | 3.002 | 3.9359 | 4.8176 | 5.637 | 6.3956 | 7.1367 | 7.8547 | 8.5674 | 9.2632 | 9.9489
SCE | GWh | Commercial | Com - Grocery | WholeBlg | No | WholeBlg - Com NC Level 2 | 0.074823 | 0 | 0 | 0 | 0 | 0 | 0 | 0 | 0 | 0 | 0 | 0
SCE | GWh | Commercial | Com - Grocery | WholeBlg | No | WholeBlg - Com NC Level 3 | 0.031559 | 0.031559 | 0.031559 | 0.031559 | 0.031559 | 0.031559 | 0.031559 | 0 | 0 | 0 | 0 | 0
SCE | GWh | Commercial | Com - Grocery | WholeBlg | No | WholeBlg - Com NC ZNE | 0.034926 | 0.096089 | 0.23031 | 0.44851 | 0.78439 | 1.2375 | 1.8061 | 2.5269 | 3.3786 | 4.4216 | 5.6076 | 6.9788
SCE | GWh | Commercial | Com - Grocery | WholeBlg | No | WholeBlg - Com RET Level 1 | 0.51841 | 1.3846 | 2.6266 | 4.2775 | 6.3729 | 8.9505 | 12.0486 | 15.7061 | 19.9599 | 24.3275 | 29.0106 | 34.0087
SCE | GWh | Commercial | Com - Grocery | WholeBlg | No | WholeBlg - Com RET Level 2 | 2.6356 | 6.0486 | 10.3257 | 15.56 | 21.84 | 29.2625 | 37.9179 | 47.8987 | 59.2855 | 72.155 | 86.5607 | 102.5474
SCE | GWh | Commercial | Com - Hospital | AppPlug | No | AppPlug - Computer Monitor | 0.0016543 | 0.0048914 | 0.0080359 | 0.011249 | 0.011249 | 0.011249 | 0.0095951 | 0.006358 | 0.0032135 | 0 | 0 | 0
SCE | GWh | Commercial | Com - Hospital | AppPlug | No | AppPlug - Desktop Computer (Com - Power Management) | 0.11638 | 0.24141 | 0.36455 | 0.48451 | 0.60087 | 0.71186 | 0.81666 | 0.91717 | 1.0117 | 1.102 | 1.1873 | 1.152
SCE | GWh | Commercial | Com - Hospital | AppPlug | No | AppPlug - Occupancy Sensor Plug Strip | 0.026067 | 0.055984 | 0.087432 | 0.11928 | 0.15105 | 0.18269 | 0.21325 | 0.24424 | 0.27434 | 0.27885 | 0.2782 | 0.27518
SCE | GWh | Commercial | Com - Hospital | BldgEnv | No | BldgEnv - Attic Batt Insulation | 0.0016255 | 0.0031697 | 0.0046367 | 0.0060304 | 0.0060304 | 0.0060304 | 0.0060304 | 0.0044049 | 0.0028607 | 0.0013937 | 0 | 0
SCE | GWh | Commercial | Com - Hospital | BldgEnv | No | BldgEnv - Wall Spray On Insulation | 0.020188 | 0.039366 | 0.057586 | 0.074894 | 0.091338 | 0.10696 | 0.1218 | 0.11571 | 0.10992 | 0.10443 | 0.099206 | 0.094245
SCE | GWh | Commercial | Com - Hospital | BldgEnv | No | BldgEnv - Window Film | 1.0594e-07 | 2.5548e-07 | 5.6628e-07 | 1.1414e-06 | 1.1414e-06 | 1.1414e-06 | 1.1414e-06 | 1.1414e-06 | 1.1414e-06 | 1.1414e-06 | 1.1414e-06 | 1.0355e-06
SCE | GWh | Commercial | Com - Hospital | FoodServ | No | FoodServ - Electric Steamer | 0.017116 | 0.034822 | 0.053135 | 0.071922 | 0.091316 | 0.111 | 0.13089 | 0.15122 | 0.17176 | 0.19283 | 0.21419 | 0.23595
SCE | GWh | Commercial | Com - Hospital | FoodServ | No | FoodServ - Oven (Electric) | 0.0068938 | 0.013994 | 0.021306 | 0.028772 | 0.036448 | 0.044209 | 0.052021 | 0.05998 | 0.067995 | 0.07619 | 0.084475 | 0.092892
SCE | GWh | Commercial | Com - Hospital | HVAC | Yes | HVAC - Advanced Package Rooftop AC (> EER 12) - Emerging | 0 | 0 | 0.0015433 | 0.0054847 | 0.012533 | 0.023321 | 0.038402 | 0.058315 | 0.083633 | 0.11492 | 0.15274 | 0.19767
SCE | GWh | Commercial | Com - Hospital | HVAC | No | HVAC - Chiller (Centrifugal) | 0.068034 | 0.15112 | 0.25048 | 0.36702 | 0.4838 | 0.63762 | 0.81083 | 1.0049 | 1.2193 | 1.4557 | 1.713 | 1.9915
SCE | GWh | Commercial | Com - Hospital | HVAC | No | HVAC - Chiller (Reciprocating) | 0.078479 | 0.17475 | 0.29001 | 0.42456 | 0.58081 | 0.75691 | 0.95245 | 1.1704 | 1.4081 | 1.6699 | 1.9522 | 2.2564
SCE | GWh | Commercial | Com - Hospital | HVAC | No | HVAC - Demand Controlled Ventilation | 0.52085 | 1.0803 | 1.7105 | 2.4061 | 3.1608 | 3.9556 | 4.7702 | 5.5905 | 6.3922 | 7.169 | 7.9033 | 8.0716
SCE | GWh | Commercial | Com - Hospital | HVAC | No | HVAC - Direct Evaporative Cooler | 0.59333 | 1.2899 | 2.0991 | 3.0282 | 4.0862 | 5.2766 | 6.602 | 8.0689 | 9.675 | 11.4256 | 13.3146 | 15.3395
SCE | GWh | Commercial | Com - Hospital | HVAC | No | HVAC - EER Rated Package Rooftop AC (EER 11) | 0.055178 | 0.11865 | 0.1908 | 0.27164 | 0.36237 | 0.46192 | 0.56988 | 0.68747 | 0.81328 | 0.9492 | 1.0934 | 1.2465
SCE | GWh | Commercial | Com - Hospital | HVAC | No | HVAC - EER Rated Package Rooftop HP (EER 11) | 0.027841 | 0.059517 | 0.095073 | 0.13445 | 0.13445 | 0.13445 | 0.13445 | 0.13445 | 0.13445 | 0.13445 | 0.13445 | 0.13445
SCE | GWh | Commercial | Com - Hospital | HVAC | No | HVAC - Repair Duct System | 0.26619 | 0.51128 | 0.74557 | 0.96433 | 0.96433 | 0.96433 | 0.69814 | 0.45305 | 0.21876 | 0 | 0 | 0
SCE | GWh | Commercial | Com - Hospital | HVAC | No | HVAC - SEER Rated Package Rooftop AC (Recharge) | 0.39197 | 0.7523 | 1.0918 | 1.4058 | 1.2989 | 1.1934 | 1.0781 | 0.95857 | 0.84006 | 0.72618 | 0.62049 | 0.53262
SCE | GWh | Commercial | Com - Hospital | HVAC | No | HVAC - SEER Rated Package Rooftop AC (SEER 14) | 0.36051 | 0.79119 | 0.79119 | 0.79119 | 0.79119 | 0.79119 | 0.79119 | 0.79119 | 0.79119 | 0.79119 | 0.79119 | 0.79119
SCE | GWh | Commercial | Com - Hospital | HVAC | No | HVAC - SEER Rated Package Rooftop AC (SEER 15) | 0.36023 | 0.78404 | 1.0112 | 1.2679 | 1.557 | 1.8742 | 2.2176 | 2.5911 | 2.9898 | 3.4196 | 3.8748 | 4.3567
SCE | GWh | Commercial | Com - Hospital | HVAC | No | HVAC - SEER Rated Package Rooftop HP (SEER 14) | 0.031861 | 0.069567 | 0.069567 | 0.069567 | 0.069567 | 0.069567 | 0.069567 | 0.069567 | 0.069567 | 0.069567 | 0.069567 | 0.069567
SCE | GWh | Commercial | Com - Hospital | HVAC | No | HVAC - SEER Rated Package Rooftop HP (SEER 15) | 0.1184 | 0.25894 | 0.33483 | 0.42111 | 0.51887 | 0.62655 | 0.74355 | 0.87127 | 1.0079 | 1.1558 | 1.3127 | 1.4791
SCE | GWh | Commercial | Com - Hospital | HVAC | No | HVAC - SEER Rated Split System AC (SEER 14) | 0.24833 | 0.53224 | 0.85227 | 0.85227 | 0.85227 | 0.85227 | 0.85227 | 0.85227 | 0.85227 | 0.85227 | 0.85227 | 0.85227
SCE | GWh | Commercial | Com - Hospital | HVAC | No | HVAC - SEER Rated Split System AC (SEER 15) | 0.02834 | 0.065485 | 0.087154 | 0.11339 | 0.1448 | 0.18106 | 0.22218 | 0.26889 | 0.32074 | 0.37884 | 0.44257 | 0.51238
SCE | GWh | Commercial | Com - Hospital | HVAC | No | HVAC - SEER Rated Split System HP (SEER 14) | 0.21368 | 0.46688 | 0.50653 | 0.5515 | 0.60235 | 0.65818 | 0.71866 | 0.78454 | 0.85484 | 0.93075 | 1.0111 | 1.0962
SCE | GWh | Commercial | Com - Hospital | HVAC | No | HVAC - SEER Rated Split System HP (SEER 15) | 0.077103 | 0.1684 | 0.21759 | 0.27337 | 0.33645 | 0.40574 | 0.48083 | 0.56265 | 0.65001 | 0.74439 | 0.84436 | 0.95029
SCE | GWh | Commercial | Com - Hospital | Lighting | Yes | Lighting - LED Fixture (Replacing T8) - Emerging | 0.16858 | 0.42038 | 0.79057 | 1.3108 | 2.0223 | 2.9527 | 4.1274 | 5.6019 | 7.3802 | 9.529 | 12.0445 | 14.9532
SCE | GWh | Commercial | Com - Hospital | Lighting | Yes | Lighting - LED Lamp (Basic High - Indoor) - Emerging | 0.0063582 | 0.016223 | 0.029853 | 0.046309 | 0.065935 | 0.068865 | 0.063585 | 0.055398 | 0.045053 | 0.025898 | 0.03027 | 0.035537
SCE | GWh | Commercial | Com - Hospital | Lighting | Yes | Lighting - LED Lamp (Basic Low - Indoor) - Emerging | 0.069742 | 0.17941 | 0.30505 | 0.44837 | 0.67125 | 0.7235 | 0.70232 | 0.68861 | 0.68121 | 0.56002 | 0.7039 | 0.86935
SCE | GWh | Commercial | Com - Hospital | Lighting | Yes | Lighting - LED Plug-In Indoor Fixture - Emerging | 0.079293 | 0.18055 | 0.30692 | 0.45906 | 0.64218 | 0.65421 | 0.66784 | 0.68531 | 0.70716 | 0.73413 | 0.76602 | 0.80319
SCE | GWh | Commercial | Com - Hospital | Lighting | No | Lighting - Cold Cathode Lamp | 0.0446 | 0.090683 | 0.1383 | 0.18728 | 0.23785 | 0.23785 | 0.23785 | 0.19325 | 0.14717 | 0.099552 | 0.05057 | 0
SCE | GWh | Commercial | Com - Hospital | Lighting | No | Lighting - Compact Fluorescent Fixture (Indoor) | 3.9543 | 8.1479 | 12.5889 | 17.266 | 22.1939 | 18.2395 | 14.046 | 9.605 | 4.9279 | 0 | 0 | 0
SCE | GWh | Commercial | Com - Hospital | Lighting | No | Lighting - Compact Fluorescent Lamp (Basic High - Indoor) | 0.12247 | 0.26493 | 0.42581 | 0.60328 | 0.79557 | 0.6731 | 0.53064 | 0.36975 | 0.19228 | 0 | 0 | 0
SCE | GWh | Commercial | Com - Hospital | Lighting | No | Lighting - Compact Fluorescent Lamp (Basic Low - Indoor) | 4.3089 | 8.6611 | 13.0765 | 17.5423 | 21.9862 | 17.6773 | 13.3251 | 8.9097 | 4.4438 | 0 | 0 | 0
SCE | GWh | Commercial | Com - Hospital | Lighting | No | Lighting - Exit Fixture (LED) | 0.13838 | 0.26811 | 0.40114 | 0.52756 | 0.64638 | 0.75893 | 0.74911 | 0.73969 | 0.71578 | 0.6918 | 0.66907 | 0.64681
SCE | GWh | Commercial | Com - Hospital | Lighting | No | Lighting - Halogen Lamp (A-Line) | 0.033233 | 0.072353 | 0.075855 | 0.078126 | 0.081731 | 0.040339 | 0 | 0 | 0 | 0 | 0 | 0
SCE | GWh | Commercial | Com - Hospital | Lighting | No | Lighting - Halogen Lamp (Reflector) | 0.0099348 | 0.021524 | 0.021877 | 0.021825 | 0.022146 | 0.022081 | 0.022425 | 0.022435 | 0.022778 | 0.022853 | 0.023344 | 0.023759
SCE | GWh | Commercial | Com - Hospital | Lighting | No | Lighting - High Bay HID to T5 | 0.011099 | 0.022973 | 0.036149 | 0.050585 | 0.066267 | 0.093678 | 0.12274 | 0.15391 | 0.18686 | 0.22161 | 0.25764 | 0.2947
SCE | GWh | Commercial | Com - Hospital | Lighting | No | Lighting - Induction Fixture (Indoor) | 0.046053 | 0.093219 | 0.14158 | 0.19078 | 0.24127 | 0.29218 | 0.34327 | 0.39522 | 0.44742 | 0.50083 | 0.55477 | 0.60956
SCE | GWh | Commercial | Com - Hospital | Lighting | No | Lighting - Induction Fixture (Outdoor) | 0.012016 | 0.028244 | 0.044453 | 0.060847 | 0.077536 | 0.094226 | 0.11085 | 0.12762 | 0.14434 | 0.16131 | 0.17833 | 0.1955
SCE | GWh | Commercial | Com - Hospital | Lighting | No | Lighting - Linear Fluorescent Delamping | 0.032503 | 0.065452 | 0.10538 | 0.15245 | 0.20597 | 0 | 0 | 0 | 0 | 0 | 0 | 0
SCE | GWh | Commercial | Com - Hospital | Lighting | No | Lighting - Linear Fluorescent Fixture (Low Wattage T8) | 0.43478 | 0.97074 | 1.6088 | 2.3439 | 3.1805 | 4.0991 | 5.0882 | 6.1499 | 7.2638 | 8.4376 | 9.6473 | 10.8887
SCE | GWh | Commercial | Com - Hospital | Lighting | No | Lighting - Low Bay HID to T5 | 0.00030214 | 0.0006254 | 0.00098116 | 0.001368 | 0.0017857 | 0.0023425 | 0.0029292 | 0.0035495 | 0.0041961 | 0.00487 | 0.0055612 | 0.0062666
SCE | GWh | Commercial | Com - Hospital | Lighting | No | Lighting - Plug-In Fixture (Compact Fluorescent) | 1.2918 | 2.5959 | 3.9106 | 5.226 | 6.5494 | 6.5494 | 6.5494 | 6.5494 | 6.5494 | 6.5494 | 6.5494 | 6.5494
SCE | GWh | Commercial | Com - Hospital | Lighting | No | Lighting - Plug-In Fixture (Exterior) | 0.14464 | 0.32992 | 0.51547 | 0.70324 | 0.89432 | 1.0858 | 1.2769 | 1.4697 | 1.6624 | 1.8579 | 2.0542 | 2.2523
SCE | GWh | Commercial | Com - Hospital | Lighting | No | Lighting - Plug-In Fixture (Induction) | 0.24299 | 0.496 | 0.75683 | 1.0238 | 1.2996 | 1.5784 | 1.8585 | 2.1442 | 2.4315 | 2.7264 | 3.0246 | 3.3279
SCE | GWh | Commercial | Com - Hospital | Lighting | No | Lighting - Plug-In Fixture (Linear Fluorescent) | 2.1866 | 4.5441 | 7.0483 | 9.6609 | 12.3864 | 12.3864 | 12.3864 | 12.3864 | 12.3864 | 12.3864 | 12.3864 | 12.3864
SCE | GWh | Commercial | Com - Hospital | Lighting | No | Lighting - Plug-In Fixture (PSMH with Electronic Ballast) | 0.23223 | 0.49003 | 0.74883 | 1.0083 | 1.2704 | 1.5306 | 1.7879 | 2.0455 | 2.3006 | 2.5576 | 2.8134 | 3.0698
SCE | GWh | Commercial | Com - Hospital | Lighting | No | Lighting - Plug-In Fixture (PSMH) | 0.29315 | 0.61902 | 0.94261 | 1.2635 | 1.584 | 1.8989 | 2.2073 | 2.5129 | 2.8129 | 3.1122 | 3.4078 | 3.7019
SCE | GWh | Commercial | Com - Hospital | SHW | No | SHW - EF Rated Instantaneous Water Heater (Electric) | 0.001891 | 0.0041281 | 0.0067197 | 0.0096406 | 0.012918 | 0.016468 | 0.020252 | 0.024309 | 0.02856 | 0.033084 | 0.03779 | 0.042698
SCE | GWh | Commercial | Com - Hospital | SHW | No | SHW - EF Rated Storage Water Heater (Electric) | 0.001516 | 0.0032765 | 0.0032765 | 0.0032765 | 0.0032765 | 0.0032765 | 0.0032765 | 0.0032765 | 0.0032765 | 0.0032765 | 0.0032765 | 0.0032765
SCE | GWh | Commercial | Com - Hospital | Service | No | HVAC - Comprehensive Rooftop Unit Quality Maintenance | 0.21507 | 0.43012 | 0.66801 | 0.92899 | 1.2125 | 1.5172 | 1.8408 | 2.1801 | 2.5307 | 2.8879 | 3.2458 | 3.3838
SCE | GWh | Commercial | Com - Hospital | Service | No | Service - HVAC Fault Detection & Diagnositics | 0.12708 | 0.30111 | 0.47247 | 0.63983 | 0.80467 | 0.96389 | 1.1169 | 1.2675 | 1.4128 | 1.5564 | 1.6961 | 1.8332
SCE | GWh | Commercial | Com - Hospital | Service | No | Service - Retro-Commissioning (Electric) | 1.0031 | 1.8459 | 2.5737 | 3.201 | 3.7355 | 4.1894 | 3.5674 | 3.0401 | 2.5695 | 2.1476 | 1.7712 | 1.4393
SCE | GWh | Commercial | Com - Hospital | WholeBlg | No | HVAC - Energy Management System | 0.46496 | 0.9822 | 1.4712 | 1.9289 | 2.361 | 2.7626 | 3.1344 | 3.4976 | 3.8495 | 4.1988 | 4.5398 | 4.8758
SCE | GWh | Commercial | Com - Hospital | WholeBlg | No | WholeBlg - Com NC Level 2 | 0.0361 | 0 | 0 | 0 | 0 | 0 | 0 | 0 | 0 | 0 | 0 | 0
SCE | GWh | Commercial | Com - Hospital | WholeBlg | No | WholeBlg - Com NC Level 3 | 0.016004 | 0.016004 | 0.016004 | 0.016004 | 0.016004 | 0.016004 | 0.016004 | 0 | 0 | 0 | 0 | 0
SCE | GWh | Commercial | Com - Hospital | WholeBlg | No | WholeBlg - Com NC ZNE | 0.0017321 | 0.0017321 | 0.0017321 | 0.0017321 | 0.014143 | 0.037438 | 0.072516 | 0.072516 | 0.072516 | 0.072516 | 0.071215 | 0.071215
SCE | GWh | Commercial | Com - Hospital | WholeBlg | No | WholeBlg - Com RET Level 1 | 0.2557 | 0.60403 | 1.0513 | 1.6044 | 2.2702 | 3.056 | 3.9686 | 5.0149 | 6.2011 | 7.5325 | 9.0134 | 10.6529
SCE | GWh | Commercial | Com - Hospital | WholeBlg | No | WholeBlg - Com RET Level 2 | 0.4093 | 0.96715 | 1.6851 | 2.5765 | 3.6542 | 4.9325 | 6.425 | 8.1457 | 10.1068 | 12.3206 | 14.7961 | 17.5349
SCE | GWh | Commercial | Com - Hotel | AppPlug | No | AppPlug - Computer Monitor | 0.0015729 | 0.0046505 | 0.0076399 | 0.010695 | 0.010695 | 0.010695 | 0.009122 | 0.0060444 | 0.003055 | 0 | 0 | 0
SCE | GWh | Commercial | Com - Hotel | AppPlug | No | AppPlug - Desktop Computer (Com - Power Management) | 0.11064 | 0.22951 | 0.34658 | 0.46063 | 0.57148 | 0.67744 | 0.77773 | 0.87329 | 0.96312 | 1.049 | 1.1301 | 1.0965
SCE | GWh | Commercial | Com - Hotel | AppPlug | No | AppPlug - Occupancy Sensor Plug Strip | 0.024783 | 0.053224 | 0.083122 | 0.1134 | 0.14367 | 0.17388 | 0.20313 | 0.23259 | 0.26121 | 0.26549 | 0.26488 | 0.26201
SCE | GWh | Commercial | Com - Hotel | AppPlug | No | AppPlug - Vending Machine Controls | 0.28971 | 0.57276 | 0.84089 | 1.0941 | 1.3337 | 1.5578 | 1.4755 | 1.3857 | 1.2949 | 1.2071 | 1.1192 | 1.0352
SCE | GWh | Commercial | Com - Hotel | BldgEnv | No | BldgEnv - Attic Batt Insulation | 0.0028316 | 0.0055216 | 0.0080771 | 0.010505 | 0.010505 | 0.010505 | 0.010505 | 0.0076733 | 0.0049832 | 0.0024277 | 0 | 0
SCE | GWh | Commercial | Com - Hotel | BldgEnv | No | BldgEnv - Wall Spray On Insulation | 0.019744 | 0.038501 | 0.05632 | 0.073249 | 0.08933 | 0.10461 | 0.11912 | 0.11317 | 0.10751 | 0.10213 | 0.097026 | 0.092174
SCE | GWh | Commercial | Com - Hotel | BldgEnv | No | BldgEnv - Window Film | 0.5421 | 1.0673 | 1.6261 | 2.2275 | 2.872 | 3.5546 | 4.263 | 4.9878 | 5.7152 | 6.4368 | 7.137 | 7.2611
SCE | GWh | Commercial | Com - Hotel | FoodServ | No | FoodServ - Electric Griddle | 0.00022436 | 0.00045403 | 0.0006892 | 0.00092826 | 0.00092826 | 0.0011627 | 0.0014008 | 0.0016452 | 0.0018927 | 0.0021465 | 0.0024034 | 0.0026644
SCE | GWh | Commercial | Com - Hotel | FoodServ | No | FoodServ - Electric Steamer | 0.0076579 | 0.015579 | 0.023772 | 0.032177 | 0.040857 | 0.049669 | 0.058574 | 0.067671 | 0.076859 | 0.086287 | 0.095842 | 0.10558
SCE | GWh | Commercial | Com - Hotel | FoodServ | No | FoodServ - Fryer (Electric) | 0.0002309 | 0.00046658 | 0.00070715 | 0.00095092 | 0.0011997 | 0.0014497 | 0.0017 | 0.0019534 | 0.0022072 | 0.0024653 | 0.002725 | 0.0029878
SCE | GWh | Commercial | Com - Hotel | FoodServ | No | FoodServ - Oven (Electric) | 0.0032771 | 0.0066524 | 0.010128 | 0.013677 | 0.017327 | 0.021018 | 0.024735 | 0.028518 | 0.032328 | 0.036223 | 0.040161 | 0.044162
SCE | GWh | Commercial | Com - Hotel | HVAC | Yes | HVAC - Advanced Package Rooftop AC (> EER 12) - Emerging | 0 | 0 | 0.00096466 | 0.0034102 | 0.007769 | 0.014432 | 0.023741 | 0.036034 | 0.051668 | 0.070992 | 0.094356 | 0.12212
SCE | GWh | Commercial | Com - Hotel | HVAC | No | HVAC - Chiller (Centrifugal) | 0.04538 | 0.1004 | 0.16573 | 0.24182 | 0.31814 | 0.40515 | 0.50319 | 0.61243 | 0.73303 | 0.88006 | 1.0392 | 1.2105
SCE | GWh | Commercial | Com - Hotel | HVAC | No | HVAC - Chiller (Reciprocating) | 0.059488 | 0.13057 | 0.21352 | 0.30795 | 0.41485 | 0.53237 | 0.65968 | 0.79797 | 0.94522 | 1.1035 | 1.2703 | 1.4461
SCE | GWh | Commercial | Com - Hotel | HVAC | No | HVAC - Demand Controlled Ventilation | 0.13977 | 0.28995 | 0.45904 | 0.64563 | 0.84812 | 1.0614 | 1.2801 | 1.5003 | 1.7158 | 1.9247 | 2.1223 | 2.1682
SCE | GWh | Commercial | Com - Hotel | HVAC | No | HVAC - EER Rated Package Rooftop AC (EER 11) | 0.031897 | 0.068623 | 0.11041 | 0.15723 | 0.20985 | 0.26761 | 0.33026 | 0.39849 | 0.47147 | 0.55032 | 0.63396 | 0.72259
SCE | GWh | Commercial | Com - Hotel | HVAC | No | HVAC - EER Rated Package Rooftop HP (EER 11) | 0.019483 | 0.041635 | 0.066488 | 0.094002 | 0.094002 | 0.094002 | 0.094002 | 0.094002 | 0.094002 | 0.094002 | 0.094002 | 0.0986
SCE | GWh | Commercial | Com - Hotel | HVAC | No | HVAC - Repair Duct System | 0.1866 | 0.35894 | 0.52427 | 0.67905 | 0.67905 | 0.67905 | 0.49245 | 0.3201 | 0.15478 | 0 | 0.061458 | 0.11763
SCE | GWh | Commercial | Com - Hotel | HVAC | No | HVAC - SEER Rated Package Rooftop AC (Recharge) | 0.26735 | 0.51297 | 0.74429 | 0.95812 | 0.8849 | 0.81261 | 0.73371 | 0.65203 | 0.57102 | 0.49324 | 0.4214 | 0.36177
SCE | GWh | Commercial | Com - Hotel | HVAC | No | HVAC - SEER Rated Package Rooftop AC (SEER 14) | 0.18615 | 0.40838 | 0.40838 | 0.40838 | 0.40838 | 0.40838 | 0.40838 | 0.40838 | 0.40838 | 0.40838 | 0.40838 | 0.40838
SCE | GWh | Commercial | Com - Hotel | HVAC | No | HVAC - SEER Rated Package Rooftop AC (SEER 15) | 0.20193 | 0.43954 | 0.56694 | 0.71095 | 0.87326 | 1.0513 | 1.2442 | 1.4539 | 1.6777 | 1.9191 | 2.1747 | 2.4454
SCE | GWh | Commercial | Com - Hotel | HVAC | No | HVAC - SEER Rated Package Rooftop HP (SEER 14) | 0.020294 | 0.044337 | 0.044337 | 0.044337 | 0.044337 | 0.044337 | 0.044337 | 0.044337 | 0.044337 | 0.044337 | 0.044337 | 0.044337
SCE | GWh | Commercial | Com - Hotel | HVAC | No | HVAC - SEER Rated Package Rooftop HP (SEER 15) | 0.076446 | 0.16756 | 0.21696 | 0.27332 | 0.33743 | 0.40825 | 0.48541 | 0.56987 | 0.66047 | 0.75877 | 0.86331 | 0.9745
SCE | GWh | Commercial | Com - Hotel | HVAC | No | HVAC - SEER Rated Split System AC (SEER 14) | 0.1434 | 0.31253 | 0.5088 | 0.5088 | 0.5088 | 0.5088 | 0.5088 | 0.5088 | 0.5088 | 0.5088 | 0.5088 | 0.5088
SCE | GWh | Commercial | Com - Hotel | HVAC | No | HVAC - SEER Rated Split System AC (SEER 15) | 0.022732 | 0.053358 | 0.071629 | 0.094184 | 0.12168 | 0.15396 | 0.19116 | 0.23406 | 0.28241 | 0.33738 | 0.39849 | 0.46629
SCE | GWh | Commercial | Com - Hotel | HVAC | No | HVAC - SEER Rated Split System HP (SEER 14) | 0.11405 | 0.24932 | 0.27053 | 0.2946 | 0.32185 | 0.3518 | 0.38426 | 0.41962 | 0.45738 | 0.49818 | 0.54139 | 0.58718
SCE | GWh | Commercial | Com - Hotel | HVAC | No | HVAC - SEER Rated Split System HP (SEER 15) | 0.043493 | 0.095069 | 0.1229 | 0.1545 | 0.19029 | 0.22965 | 0.27234 | 0.31889 | 0.36863 | 0.42244 | 0.47948 | 0.53998
SCE | GWh | Commercial | Com - Hotel | Lighting | Yes | Lighting - LED Fixture (Replacing T8) - Emerging | 0 | 0 | 0 | 0.067401 | 0.20899 | 0.43551 | 0.75149 | 1.1748 | 1.6971 | 2.3392 | 3.0941 | 3.9692
SCE | GWh | Commercial | Com - Hotel | Lighting | Yes | Lighting - LED Lamp (Basic High - Indoor) - Emerging | 0.0052124 | 0.01375 | 0.027399 | 0.044974 | 0.066356 | 0.069631 | 0.065991 | 0.058444 | 0.049547 | 0.034983 | 0.045821 | 0.058575
SCE | GWh | Commercial | Com - Hotel | Lighting | Yes | Lighting - LED Lamp (Basic Low - Indoor) - Emerging | 0.016486 | 0.04294 | 0.080251 | 0.1258 | 0.18106 | 0.19097 | 0.1799 | 0.16361 | 0.14794 | 0.11529 | 0.14938 | 0.18927