## Welcome & Instructions
CPUC Potential Goals and Targets
DATA VISUALIZATION TOOL
Public DRAFT 3-16-15
DISCLAIMER: This document was prepared by Navigant Consulting, Inc. exclusively for the benefit and internal use of the California Public Utilities Commission and/or its affiliates or subsidiaries. The work presented in this report represents our best efforts and judgments based on the information available at the time this report was prepared. Navigant Consulting, Inc. is not responsible for the reader’s use of, or reliance upon, the report, nor any decisions based on the report. NAVIGANT CONSULTING, INC. MAKES NO REPRESENTATIONS OR WARRANTIES, EXPRESSED OR IMPLIED. Users of this document are advised that they assume all liabilities incurred by them, or third parties, as a result of their reliance on the report, or the data, information, findings and opinions contained in the document.
The CPUC Potential Goals and Targets Data Visualization Tool provides the user several visualization dashboards that can be used to draw inferences of the savings potential data generated by the Model. Additionally, it allows the user to manipulate and analyze the data at different levels of granularity - Statewide potentials, Potential by User-Category Type, Behavior and Codes & Standards potential, and Financing impact. Below is a brief description of the several tabs contained in the Data Visualization Tool, followed by general instructions for the basic use of the Tool. WARNING: Deleting or Renaming any tabs, rows, columns or cells could alter the data leading to inaccurate visualization dashboards.
TABS IN THE DATA VISUALIZATION TOOL
| Data Key | This tab provides a brief descriptiin of key data fields used in this tool
| Tech, Econ and Market Potential | This tab provides the statewide technical, economic and market potential for 2013 and beyond in GWh, MW and MM Therms
| IOU Potential | This tab shows the market potential for each of the four IOU's - PG&E, SCE, SCG and SDGE in GWh, MW and MMTherms
| Use Category Dashboard | This tab provides the user the ability to visualize the Incremental Market Potential data by End Use Categories. It also allows the user to manipulate the data based on their needs through filters such as Service Territory, Building Type, Sector etc.
| Percent Savings Dashboard | This tab shows the incremental market potential as a percent of CEC sales data
| C&S and Behavior Dashboard | This tab shows the Codes and Standards, and Behavior potential for all four IOU's. It also allows the user to manipulate the data based on their needs through filters such as Service Territory, Savings Type and Sector.
| Financing Dashboard | This tab shows the effects of financing on incremental market potential for Residential and Commercial sectors
| CEC Sales Data | This tab contains the raw data from the CEC of energy sales from 2006 through 2025
| Incremental Market Potential | This tab contains the raw data of the Incremental Market Potential for all service territories from 2013 through 2024
| Technical Potential | This tab contains the raw data of the Technical Potential for all service territories from 2013 through 2024
| Economic Potential | This tab contains the raw data of the Economic Potential for all service territories from 2013 through 2024
| Cumulative Market Potential | This tab contains the raw data of the Cumulative Market Potential for all service territories from 2013 through 2024
| Incremental Codes and Standards | This tab contains the raw data of the Codes and Standards potential for all service territories from 2013 through 2024
| Cumulative Codes and Standards | This tab contains the raw data of the Codes and Standards potential for all service territories from 2013 through 2024
| Behavior | This tab contains the raw data of the Behavior Program potential for all service territories from 2013 through 2024
| Inc Market Potential Financing | This tab contains the summary data of the Incremental Market Potential with Financing for all service territories from 2013 through 2024
| Cum Market Potential Financing | This tab contains the summary data of the Cumulative Market Potential with Financing for all service territories from 2013 through 2024
GENERAL INSTRUCTIONS FOR USING THE DATA VISUALIZATION TOOL
> This tool has been designed to provide a graphical view of the Model data and allows the user to manipulate the data to suit their needs.
> The list of tabs stated above are color coded based on their content.
Statewide and IOU level information
Visualization Dashboards and user customizable tables
Raw Data
> In the Dark Blue tabs (tabs designed to allow for user customized data manipulation), there are filters setup with dropdown options for user selections. The data in the tables shown below the filters would change automatically based on the user input filters. Cells are highlighted to indicate their purpose:
Filters
Auto-updated data tables based on the filters

## Data Key
Potential Type | Definition
Technical Potential | Technical potential is defined as the amount of energy savings that would be possible if the highest level of efficiency for all technically applicable opportunities to improve energy efficiency were taken, including retrofit measures, replace-on burnout measures, and new construction measures. The technical potential represents the total energy savings available each year that is above the baseline of the Title 20/24 codes and federal appliance standards.
Economic Potential | Using the results of the technical potential analysis, the economic potential is calculated as the total energy efficiency potential available when limited to only cost effective measures. All components of economic potential are a subset of technical potential.
Market Potential | The final output of the potential study is a market potential analysis, which calculates the energy efficiency savings that could be expected in response to specific levels of incentives and assumptions about market influences and barriers. All components of market potential are a subset of economic potential. Some studies also refer to this as “maximum achievable potential.” Market potential is used to establish the utilities’ energy efficiency goals, as determined by the California Public Utilities Commission (CPUC).
Incremental Market Potential | Incremental savings represent the annual energy and demand savings achieved by the set of programs and measures in the first year that the measure is implemented. It does not consider the additional savings that the measure will produce over the life of the equipment. A view of incremental savings is necessary in order to understand what additional savings an individual year of EE programs will produce. This has been the basis for IOU program goals.
Cumulative Market Potential | Cumulative savings represent the total savings from energy efficiency program efforts from measures installed since 2013 and including the current program year, and are still active in the current year. It includes the decay of savings as measures reach the end of their useful lives. Cumulative savings also account for the timing effects of codes and standards that become effective after measure installation. This view is necessary for demand forecast, but creates challenges in accounting for IOU program goals
Use Category | Full Description
AppPlug | Appliances and Plug Loads
BldgEnv | Building Envelope
HVAC | Heating, Ventilation, and Air Conditioning
Lighting | Indoor and Outdoor lighting
SHW | Service (Domestic) Hot Water
WholeBlg | Whole Building Packages
MachDr | Machine Drive (motors)
ProcHeat | Process heating
ProcRefrig | Process refrigeration (industrial)
OilGasExtract | Oil and Gas Extraction
Stl | Street Lighting (area lighting, sign lighting, traffic lights)
Service | Servicing existing equipment to improve efficiency
FoodServ | Food Service
ComRefrig | Commercial refrigeration
Units | Full Description
GWh | Gigawatt hours
MW | Megawatts
MM Therms | Million therms
Sector | Description
Residential | Single family and multifamily residences
Commercial | Non-residential premises where commercial activity takes place excluding industrial, agriculture, and mining activities.
Industrial | Buildings that are used for processing or procurement of goods, merchandise raw materials or food.
Agriculture | Premises used for the production, processing, sale, storage, or housing of agricultural products, including livestock.
Mining | Premises engaged the extraction of raw materials from the earth.
Street Lighting | Street Lighting (area lighting, sign lighting, traffic lights)
CEC Demand Forecast | Description
Low | IEPR Energy Demand forecast in the Low Base Case
Medium | IEPR Energy Demand forecast in the Mid Base Case
High | IEPR Energy Demand forecast in the High Base Case

## Tech, Econ and Market Potential
Technical, Economic and Market Potential and Statewide Technical, Economic and Market Potential as a % of CEC Sales
Note: Graphs exclude behavior programs, impacts of financing, and IOU C&S advocacy programs.
The following visualizations are the technical, economic and market potentials. | [13 empty] | The following visualizations are the technical, economic and market potentials.as a percent of CEC sales.
Technical, Economic and Market Potential (GWh) | [13 empty] | Technical, Economic and Market Potential as a percent of sales (GWh)
User Input Filters
| Select Service Territory | All
GWh graph
|  | 2013 | 2014 | 2015 | 2016 | 2017 | 2018 | 2019 | 2020 | 2021 | 2022 | 2023 | 2024
| Technical Potential | 59917.061 | 60910.5115 | 59078.0555 | 60194.6173 | 60442.632 | 52693.3084 | 52730.5523 | 52765.7417 | 52792.3312 | 52822.3429 | 52850.7285 | 52858.3957
| Economic Potential | 51866.2947 | 54619.3512 | 53919.7919 | 55919.7123 | 56723.9293 | 49147.523 | 49232.3077 | 49315.1044 | 50014.475 | 50154.3912 | 50345.3071 | 50977.113
| Cumulative Market Potential | 2219.2359 | 4562.8449 | 6935.9176 | 9407.0994 | 11925.3765 | 12632.475 | 12914.508 | 13415.3024 | 13890.2909 | 14339.857 | 15530.188 | 16307.9552
CEC Sales Data
|  | 2013 | 2014 | 2015 | 2016 | 2017 | 2018 | 2019 | 2020 | 2021 | 2022 | 2023 | 2024
| CEC Sales Data | 180011.1453 | 181075.3329 | 182318.1344 | 183967.1449 | 186203.2937 | 188269.0982 | 190832.806 | 193318.6701 | 195723.8745 | 198098.2276 | 200315.9989 | 202464.3871
% Sales
|  | 2013 | 2014 | 2015 | 2016 | 2017 | 2018 | 2019 | 2020 | 2021 | 2022 | 2023 | 2024
| Technical Potential | 33.29% | 33.64% | 32.4% | 32.72% | 32.46% | 27.99% | 27.63% | 27.29% | 26.97% | 26.66% | 26.38% | 26.11%
| Economic Potential | 28.81% | 30.16% | 29.57% | 30.4% | 30.46% | 26.1% | 25.8% | 25.51% | 25.55% | 25.32% | 25.13% | 25.18%
| Cumulative Market Potential | 1.233% | 2.52% | 3.804% | 5.113% | 6.404% | 6.71% | 6.767% | 6.939% | 7.097% | 7.239% | 7.753% | 8.055%
Technical, Economic and Market Potential (Million Therms) | [13 empty] | Technical, Economic and Market Potential as a percent of sales (Million Therms)
MM Therms graph
|  | 2013 | 2014 | 2015 | 2016 | 2017 | 2018 | 2019 | 2020 | 2021 | 2022 | 2023 | 2024
| Technical Potential | 2369.1972 | 2376.7228 | 2390.7131 | 2398.3103 | 2405.8674 | 2368.2602 | 2373.7783 | 2378.8798 | 2383.5299 | 2387.9922 | 2391.4439 | 2395.0851
| Economic Potential | 2192.9499 | 2205.7087 | 2196.2628 | 2231.3149 | 2230.3236 | 2196.004 | 2278.8474 | 2294.4855 | 2300.0612 | 2306.6573 | 2316.8186 | 2321.0674
| Cumulative Market Potential | 38.3237 | 77.6489 | 112.8872 | 149.4719 | 186.2973 | 227.0736 | 273.1238 | 315.1741 | 358.4441 | 399.5622 | 439.8163 | 480.7952
CEC Sales Data
|  | 2013 | 2014 | 2015 | 2016 | 2017 | 2018 | 2019 | 2020 | 2021 | 2022 | 2023 | 2024
| CEC Sales Data | 12292.0848 | 12369.448 | 12470.7145 | 12467.6929 | 12436.0016 | 12515.345 | 12534.0284 | 12551.1737 | 12581.3752 | 12583.6305 | 12582.7142 | 12564.1258
% Sales
|  | 2013 | 2014 | 2015 | 2016 | 2017 | 2018 | 2019 | 2020 | 2021 | 2022 | 2023 | 2024
| Technical Potential | 19.27% | 19.21% | 19.17% | 19.24% | 19.35% | 18.92% | 18.94% | 18.95% | 18.94% | 18.98% | 19.01% | 19.06%
| Economic Potential | 17.84% | 17.83% | 17.61% | 17.9% | 17.93% | 17.55% | 18.18% | 18.28% | 18.28% | 18.33% | 18.41% | 18.47%
| Cumulative Market Potential | 0.3118% | 0.6277% | 0.9052% | 1.199% | 1.498% | 1.814% | 2.179% | 2.511% | 2.849% | 3.175% | 3.495% | 3.827%
Technical, Economic and Market Potential (MW)
MW graph
|  | 2013 | 2014 | 2015 | 2016 | 2017 | 2018 | 2019 | 2020 | 2021 | 2022 | 2023 | 2024
| Technical Potential | 16918.1532 | 17267.8537 | 17199.5693 | 17354.5862 | 17384.7669 | 16134.8711 | 16127.7903 | 16121.0264 | 16112.6839 | 16105.8668 | 16098.0231 | 16086.1086
| Economic Potential | 11511.997 | 12780.9601 | 12649.6486 | 13490.1133 | 14622.9765 | 13416.9617 | 13420.0091 | 13435.5478 | 13821.9625 | 13914.9276 | 14218.6611 | 14714.325
| Cumulative Market Potential | 369.2088 | 765.017 | 1160.8318 | 1591.7671 | 2020.522 | 2147.4161 | 2226.4241 | 2323.5943 | 2424.3326 | 2508.7862 | 2736.766 | 2908.2583

## IOU Potential
PG&E | [9 empty] | SCG
| GWh |  |  | MW |  |  | MM Therms |  |  |  | GWh |  |  | MW |  |  | MM Therms
Year | Rebate Programs* | Net C&S | Total | Rebate Programs* | Net C&S | Total | Rebate Programs* | Net C&S | Total | Year | Rebate Programs* | Net C&S | Total | Rebate Programs* | Net C&S | Total | Rebate Programs* | Net C&S | Total
2013 | 687.7495 | 473.3475 | 1161.097 | 102.0985 | 73.8553 | 175.9538 | 13.4802 | 0.85418 | 14.3344 | 2013 | 0 | 0 | 0 | 0 | 0 | 0 | 20.3803 | 1.3679 | 21.7482
2014 | 712.3578 | 420.053 | 1132.4108 | 105.0568 | 69.1089 | 174.1657 | 13.8892 | 2.1792 | 16.0684 | 2014 | 0 | 0 | 0 | 0 | 0 | 0 | 21.1936 | 3.4898 | 24.6834
2015 | 685.167 | 451.201 | 1136.3679 | 97.8061 | 83.3643 | 181.1704 | 12.0444 | 2.9454 | 14.9897 | 2015 | 0 | 0 | 0 | 0 | 0 | 0 | 20.1381 | 4.7167 | 24.8548
2016 | 695.8356 | 611.3288 | 1307.1644 | 103.9324 | 140.5884 | 244.5208 | 13.2443 | 5.4976 | 18.7419 | 2016 | 0 | 0 | 0 | 0 | 0 | 0 | 19.8911 | 8.8038 | 28.6948
2017 | 709.1408 | 506.4902 | 1215.631 | 110.3625 | 105.1863 | 215.5488 | 13.2945 | 5.6857 | 18.9802 | 2017 | 0 | 0 | 0 | 0 | 0 | 0 | 20.1079 | 9.105 | 29.2129
2018 | 470.5595 | 408.2673 | 878.8269 | 72.2187 | 103.1708 | 175.3895 | 15.5094 | 6.1444 | 21.6538 | 2018 | 0 | 0 | 0 | 0 | 0 | 0 | 18.6012 | 9.8395 | 28.4407
2019 | 473.042 | 400.9506 | 873.9926 | 74.2258 | 103.3204 | 177.5462 | 15.7428 | 6.1988 | 21.9416 | 2019 | 0 | 0 | 0 | 0 | 0 | 0 | 19.0753 | 9.9267 | 29.002
2020 | 475.1007 | 380.9406 | 856.0413 | 76.2883 | 101.3098 | 177.5981 | 16.3527 | 6.2084 | 22.5611 | 2020 | 0 | 0 | 0 | 0 | 0 | 0 | 19.1406 | 9.942 | 29.0826
2021 | 477.9507 | 326.2498 | 804.2005 | 80.4938 | 94.3355 | 174.8293 | 16.7761 | 5.9279 | 22.704 | 2021 | 0 | 0 | 0 | 0 | 0 | 0 | 19.4319 | 9.4929 | 28.9248
2022 | 485.7596 | 294.7012 | 780.4608 | 85.3424 | 89.6694 | 175.0118 | 17.3199 | 5.7099 | 23.0297 | 2022 | 0 | 0 | 0 | 0 | 0 | 0 | 19.823 | 9.1437 | 28.9668
2023 | 493.6163 | 254.1412 | 747.7575 | 90.0235 | 84.434 | 174.4575 | 17.8875 | 5.6322 | 23.5197 | 2023 | 0 | 0 | 0 | 0 | 0 | 0 | 20.0333 | 9.0194 | 29.0527
2024 | 505.8337 | 239.7974 | 745.6311 | 95.1018 | 81.5348 | 176.6366 | 18.472 | 5.3425 | 23.8145 | 2024 | 0 | 0 | 0 | 0 | 0 | 0 | 20.3702 | 8.5555 | 28.9257
*Includes behavior programs | [9 empty] | *Includes behavior programs
Note: Results exclude effects of financing | [9 empty] | Note: Results exclude effects of financing
SCE | [9 empty] | SDG&E
| GWh |  |  | MW |  |  | MM Therms |  |  |  | GWh |  |  | MW |  |  | MM Therms
Year | Rebate Programs* | Net C&S | Total | Rebate Programs* | Net C&S | Total | Rebate Programs* | Net C&S | Total | Year | Rebate Programs* | Net C&S | Total | Rebate Programs* | Net C&S | Total | Rebate Programs* | Net C&S | Total
2013 | 790.1237 | 488.2254 | 1278.3492 | 120.1727 | 76.1766 | 196.3494 | 0 | 0 | 0 | 2013 | 201.5789 | 110.7927 | 312.3716 | 35.5142 | 17.2867 | 52.801 | 1.8837 | 0.097082 | 1.9807
2014 | 817.6513 | 433.2558 | 1250.9072 | 130.8972 | 71.2811 | 202.1783 | 0 | 0 | 0 | 2014 | 200.1978 | 98.3184 | 298.5162 | 34.9888 | 16.1758 | 51.1646 | 2.2293 | 0.24768 | 2.477
2015 | 819.9203 | 465.3828 | 1285.3031 | 129.0962 | 85.9846 | 215.0808 | 0 | 0 | 0 | 2015 | 202.478 | 105.609 | 308.087 | 31.3872 | 19.5124 | 50.8996 | 2.1413 | 0.33476 | 2.476
2016 | 836.9075 | 630.5436 | 1467.4511 | 139.3219 | 145.0073 | 284.3292 | 0 | 0 | 0 | 2016 | 202.9362 | 143.0888 | 346.025 | 32.3426 | 32.9064 | 65.249 | 2.2087 | 0.62483 | 2.8335
2017 | 846.3063 | 522.4098 | 1368.7161 | 138.1138 | 108.4924 | 246.6062 | 0 | 0 | 0 | 2017 | 204.6004 | 118.5501 | 323.1505 | 33.2386 | 24.6201 | 57.8587 | 2.3596 | 0.6462 | 3.0058
2018 | 572.7753 | 421.0997 | 993.875 | 93.0543 | 106.4136 | 199.4678 | 0 | 0 | 0 | 2018 | 130.9505 | 95.5599 | 226.5103 | 21.0513 | 24.1484 | 45.1996 | 2.8177 | 0.69834 | 3.516
2019 | 591.0486 | 413.553 | 1004.6016 | 97.2375 | 106.5678 | 203.8053 | 0 | 0 | 0 | 2019 | 133.8122 | 93.8473 | 227.6595 | 21.4735 | 24.1834 | 45.6569 | 2.8395 | 0.70452 | 3.544
2020 | 613.6183 | 392.914 | 1006.5323 | 102.1298 | 104.4941 | 206.6239 | 0 | 0 | 0 | 2020 | 137.1876 | 89.1637 | 226.3513 | 22.4489 | 23.7128 | 46.1617 | 2.9504 | 0.70561 | 3.656
2021 | 628.0049 | 336.5042 | 964.5091 | 105.2116 | 97.3006 | 202.5122 | 0 | 0 | 0 | 2021 | 142.1158 | 76.3627 | 218.4785 | 23.2655 | 22.0804 | 45.3459 | 2.9789 | 0.67373 | 3.6527
2022 | 645.5616 | 303.964 | 949.5256 | 109.9635 | 92.4878 | 202.4513 | 0 | 0 | 0 | 2022 | 145.6439 | 68.9783 | 214.6223 | 24.6785 | 20.9882 | 45.6667 | 3.0072 | 0.64896 | 3.6562
2023 | 655.6572 | 262.1292 | 917.7864 | 113.241 | 87.0878 | 200.3289 | 0 | 0 | 0 | 2023 | 147.1773 | 59.4848 | 206.6621 | 25.5347 | 19.7628 | 45.2975 | 3.0331 | 0.64013 | 3.6732
2024 | 665.7186 | 247.3345 | 913.0531 | 117.2226 | 84.0976 | 201.3202 | 0 | 0 | 0 | 2024 | 150.1906 | 56.1274 | 206.318 | 26.6075 | 19.0842 | 45.6917 | 3.0755 | 0.6072 | 3.6827
*Includes behavior programs | [9 empty] | *Includes behavior programs
Note: Results exclude effects of financing | [9 empty] | Note: Results exclude effects of financing

## Use Category Dashboard
Data Visualization by Use-Type Category
Incremental Market Potential for All territories, in (All) Building Type(s), for (All) sector(s) - (GWh)
Incremental Market Potential for All territories, in (All) Building Type(s), for (All) sector(s) - (GWh)
Note: Graphs exclude behavior programs, impacts of financing, and IOU C&S advocacy programs.
User Input Filters
Service Territory | (All) | Please select the Service Territory you wish to visualize. If you wish to see the statewide potential, select All.
Savings | GWh | Please select the Savings Type you wish to visualize. Please be aware that selecting All will provide inaccurate data.
Building Type | (All) | Please select the Building Types you wish to visualize. If you wish to see all building types, select All.
Emerging Tech | (All) | Please select if you would like to visualize Emerging Technologies only. If you wish to see all technologies, select All.
Sector | (All) | Please select the Sector you wish to visualize. If you wish to see all sectors, select All.
Use Category
Values | Lighting | AppPlug | BldgEnv | HVAC | SHW | WholeBlg | ProcRefrig | MachDr | ProcHeat | Service | FoodServ | ComRefrig | OilGasExtract | Stl | Grand Total
2013 | 891.8974 | 117.2233 | 3.9298 | 160.5175 | 3.7318 | 132.3458 | 20.7261 | 146.4217 | 2.1174 | 21.8404 | 3.5899 | 24.793 | 11.1219 | 31.0281 | 1571.2842
2014 | 879.1072 | 125.237 | 11.5455 | 173.1982 | 3.9596 | 149.671 | 20.8674 | 146.4832 | 2.1115 | 23.2996 | 3.9331 | 24.0483 | 14.0233 | 42.5255 | 1620.0105
2015 | 892.6383 | 121.1856 | 14.7992 | 136.2212 | 1.2289 | 134.9606 | 21.0125 | 146.85 | 2.1147 | 23.2897 | 4.2734 | 26.4047 | 12.2611 | 48.8986 | 1586.1386
2016 | 898.3047 | 131.2388 | 15.0462 | 132.3474 | 1.2983 | 146.3038 | 21.1448 | 146.9799 | 2.1089 | 23.1212 | 4.6248 | 27.3904 | 10.1716 | 52.5396 | 1612.6203
2017 | 900.795 | 142.9899 | 14.4303 | 130.4813 | 1.358 | 157.1507 | 21.2671 | 147.0084 | 2.0993 | 22.5561 | 4.8521 | 25.2055 | 8.2479 | 56.2362 | 1634.6777
2018 | 303.9976 | 149.6897 | 13.5603 | 128.9134 | 1.403 | 161.6454 | 21.3843 | 146.9789 | 2.0884 | 21.7519 | 5.1736 | 24.5911 | 6.5614 | 58.5554 | 1046.2947
2019 | 310.2608 | 155.1917 | 12.6355 | 125.64 | 1.4419 | 177.0676 | 21.4964 | 147.0268 | 2.0802 | 20.6316 | 5.3301 | 22.5003 | 5.3125 | 59.6332 | 1066.2486
2020 | 317.6977 | 156.6525 | 13.1928 | 123.4036 | 1.5208 | 192.0164 | 21.5957 | 147.0028 | 2.0708 | 19.5194 | 5.5328 | 19.8932 | 4.6373 | 65.7052 | 1090.4409
2021 | 324.845 | 153.9426 | 17.269 | 121.4715 | 1.5719 | 205.1519 | 21.6845 | 146.9625 | 2.062 | 20.933 | 5.6618 | 15.6812 | 4.0096 | 67.7275 | 1108.9742
2022 | 340.7873 | 150.6849 | 22.8269 | 121.1823 | 1.6177 | 220.5528 | 21.7619 | 146.8843 | 2.0534 | 19.3547 | 5.8333 | 11.2685 | 3.4303 | 66.0987 | 1134.3368
2023 | 357.0278 | 143.8501 | 25.3796 | 122.4644 | 1.6578 | 233.5359 | 21.8019 | 146.663 | 2.0448 | 16.8546 | 5.9586 | 7.4678 | 2.9854 | 62.7041 | 1150.3955
2024 | 379.5926 | 136.6546 | 28.4206 | 124.8968 | 1.7062 | 247.0566 | 21.843 | 146.4856 | 2.0369 | 14.6311 | 6.0327 | 4.3463 | 2.621 | 55.9895 | 1172.3134

## Percent Savings Dashboard
Incremental Market Potential as a Percent of Sales
User Input Filters
Select Service Territory | All
Select Savings Type | GWh
Select CEC Demand Scenario | Medium
Note: Graph includes rebate programs and behavior programs, excludes financing and C&S programs
GWh
CEC Energy Sales Data | 2013 | 2014 | 2015 | 2016 | 2017 | 2018 | 2019 | 2020 | 2021 | 2022 | 2023 | 2024
Residential | 65714.3415 | 66785.7624 | 67251.5778 | 67713.7154 | 68534.2474 | 69521.3424 | 71106.3924 | 72745.7102 | 74268.5454 | 75737.6931 | 77156.9357 | 78514.9136
Commercial | 73870.9266 | 73790.9024 | 74168.4437 | 74983.332 | 76084.6323 | 76961.0471 | 77751.7246 | 78441.7352 | 79175.571 | 79939.4196 | 80610.7731 | 81269.2213
Industrial | 24370.6658 | 24492.7353 | 24684.3733 | 24801.8663 | 24876.2868 | 24908.9713 | 24959.4511 | 24979.3798 | 24987.8044 | 24985.3851 | 24962.0183 | 24942.1659
Agricultural | 10757.5626 | 10881.8629 | 11008.5783 | 11150.3222 | 11298.4129 | 11457.421 | 11615.5717 | 11773.2056 | 11933.1441 | 12093.9695 | 12254.5728 | 12414.5589
Mining | 4172.0331 | 4004.1657 | 4087.9601 | 4201.7904 | 4293.617 | 4304.4308 | 4285.257 | 4266.1174 | 4248.1437 | 4232.5275 | 4223.6675 | 4216.5479
Street Lighting | 1125.6158 | 1119.9043 | 1117.2013 | 1116.1186 | 1116.0972 | 1115.8855 | 1114.4092 | 1112.5219 | 1110.6659 | 1109.2328 | 1108.0315 | 1106.9796
All Sectors | 180011.1453 | 181075.3329 | 182318.1344 | 183967.1449 | 186203.2937 | 188269.0982 | 190832.806 | 193318.6701 | 195723.8745 | 198098.2276 | 200315.9989 | 202464.3871
GWh
Incremental Market Potential | 2013 | 2014 | 2015 | 2016 | 2017 | 2018 | 2019 | 2020 | 2021 | 2022 | 2023 | 2024
Residential | 676.5695 | 659.5994 | 635.0386 | 637.7947 | 632.0541 | 450.5627 | 455.3254 | 452.6095 | 442.5638 | 436.2142 | 427.0461 | 421.0382
Commercial | 760.3641 | 814.6198 | 812.3989 | 836.9801 | 866.1917 | 462.191 | 481.9678 | 508.0936 | 539.6866 | 577.9214 | 611.3428 | 650.5519
Industrial | 122.5602 | 121.1081 | 120.1282 | 118.8239 | 117.4231 | 116.0014 | 114.7552 | 113.4936 | 112.3027 | 111.1553 | 110.0214 | 108.9831
Agricultural | 77.8084 | 78.3309 | 78.8399 | 79.3694 | 79.8945 | 80.4134 | 80.9087 | 81.3674 | 81.7813 | 82.1452 | 82.3511 | 82.5592
Mining | 11.1219 | 14.0233 | 12.2611 | 10.1716 | 8.2479 | 6.5614 | 5.3125 | 4.6373 | 4.0096 | 3.4303 | 2.9854 | 2.621
Street Lighting | 31.0281 | 42.5255 | 48.8986 | 52.5396 | 56.2362 | 58.5554 | 59.6332 | 65.7052 | 67.7275 | 66.0987 | 62.7041 | 55.9895
All Sectors | 1679.4521 | 1730.2069 | 1707.5653 | 1735.6793 | 1760.0475 | 1174.2853 | 1197.9029 | 1225.9067 | 1248.0714 | 1276.9651 | 1296.4508 | 1321.7429
Savings as a Percent of Sales | 2013 | 2014 | 2015 | 2016 | 2017 | 2018 | 2019 | 2020 | 2021 | 2022 | 2023 | 2024
Residential | 1.03% | 0.9876% | 0.9443% | 0.9419% | 0.9222% | 0.6481% | 0.6403% | 0.6222% | 0.5959% | 0.576% | 0.5535% | 0.5363%
Commercial | 1.029% | 1.104% | 1.095% | 1.116% | 1.138% | 0.6006% | 0.6199% | 0.6477% | 0.6816% | 0.7229% | 0.7584% | 0.8005%
Industrial | 0.5029% | 0.4945% | 0.4867% | 0.4791% | 0.472% | 0.4657% | 0.4598% | 0.4543% | 0.4494% | 0.4449% | 0.4408% | 0.4369%
Agriculture | 0.7233% | 0.7198% | 0.7162% | 0.7118% | 0.7071% | 0.7018% | 0.6966% | 0.6911% | 0.6853% | 0.6792% | 0.672% | 0.665%
Mining | 0.2666% | 0.3502% | 0.2999% | 0.2421% | 0.1921% | 0.1524% | 0.124% | 0.1087% | 0.09438% | 0.08105% | 0.07068% | 0.06216%
Street Lighting | 2.757% | 3.797% | 4.377% | 4.707% | 5.039% | 5.247% | 5.351% | 5.906% | 6.098% | 5.959% | 5.659% | 5.058%
All Sectors | 0.933% | 0.9555% | 0.9366% | 0.9435% | 0.9452% | 0.6237% | 0.6277% | 0.6341% | 0.6377% | 0.6446% | 0.6472% | 0.6528%

## C&S and Behavior Dashboard
Incremental Net IOU Attributable Codes and Standards Savings
Select Service Territory | (All) | Please select the Service Territory you wish to visualize. If you wish to see the statewide potential, select All.
Select Savings | GWh | Please select the Savings Type you wish to visualize. Please be aware that selecting All will provide inaccurate data.
Select Sector | (All) | Please select the Sector you wish to visualize. If you wish to see all sectors, select All.
Column Labels
Values | Lighting | AppPlug | BldgEnv | ComRefrig | FoodServ | HVAC | ProcDist | SHW | WholeBlg | Grand Total
2013 | 305.4283 | 526.7793 | 51.7688 | 25.7718 | 0.61803 | 54.2569 | 47.6564 | 0 | 60.0861 | 1072.3657
2014 | 168.8679 | 511.4043 | 50.3148 | 25.4605 | 0.54643 | 54.2058 | 48.3828 | 0 | 92.4448 | 951.6273
2015 | 172.4082 | 491.5893 | 49.0934 | 25.1688 | 0.49729 | 58.3806 | 49.1072 | 2.2596 | 173.6884 | 1022.1928
2016 | 375.772 | 575.6586 | 48.1071 | 0.82741 | 0.46426 | 112.1704 | 55.6446 | 17.4482 | 198.8687 | 1384.9612
2017 | 229.7745 | 503.041 | 47.5964 | 4.3947 | 0.45816 | 57.2137 | 51.6801 | 17.2374 | 236.0541 | 1147.4502
2018 | 186.0069 | 325.6221 | 47.2839 | 6.8015 | 0.45944 | 56.6238 | 6.0936 | 16.7491 | 279.2865 | 924.9268
2019 | 153.7294 | 335.9114 | 46.6116 | 6.8154 | 0.46557 | 55.7439 | 5.6315 | 15.8886 | 287.5535 | 908.3509
2020 | 152.6951 | 295.3321 | 46.0839 | 6.8395 | 0.4723 | 54.9473 | 5.0867 | 14.5631 | 286.9983 | 863.0183
2021 | 144.5188 | 186.4673 | 45.6733 | 6.872 | 0.0097228 | 54.2561 | 4.4675 | 12.8393 | 284.0127 | 739.1167
2022 | 121.2056 | 144.7224 | 45.3562 | 6.8509 | 0.0099745 | 53.6596 | 3.8133 | 10.8823 | 281.1431 | 667.6435
2023 | 120.7099 | 59.95 | 45.1127 | 6.8311 | 0.0099445 | 53.158 | 3.1866 | 8.9453 | 277.8517 | 575.7552
2024 | 104.5821 | 49.3112 | 44.9264 | 6.8156 | 0.009926 | 52.7523 | 2.642 | 7.2581 | 274.9617 | 543.2593
Incremental Behavior Program Savings (Usage Based Savings Only)
Select Service Territory | All | Please select the Service Territory you wish to visualize. If you wish to see the statewide potential, select All.
Select Savings Type | GWh | Please select the Savings Type you wish to visualize. Please be aware that selecting All will provide inaccurate data.
GWh
| 2013 | 2014 | 2015 | 2016 | 2017 | 2018 | 2019 | 2020 | 2021 | 2022 | 2023 | 2024
Residential | 106.6415 | 107.9337 | 118.4364 | 119.2871 | 120.7921 | 122.5828 | 125.4315 | 128.3818 | 131.1322 | 133.7682 | 136.311 | 138.7467
Commercial | 1.5265 | 2.2627 | 2.9903 | 3.7719 | 4.5777 | 5.4078 | 6.2228 | 7.084 | 7.965 | 8.8601 | 9.7443 | 10.6828

## Financing Dashboard
Residential
Select Savings Type | GWh | Please select the Savings Type you wish to visualize.
Incremental Savings | 2013 | 2014 | 2015 | 2016 | 2017 | 2018 | 2019 | 2020 | 2021 | 2022 | 2023 | 2024
Without financing | 569.928 | 551.6657 | 516.6022 | 518.5076 | 511.262 | 327.9799 | 329.8939 | 324.2277 | 311.4315 | 302.446 | 290.7351 | 282.2915
With Financing | 753.9192 | 596.7417 | 555.75 | 552.2696 | 542.2785 | 370.0187 | 367.8875 | 362.1093 | 347.5754 | 335.0359 | 318.7775 | 316.388
% difference | 24.4% | 7.554% | 7.044% | 6.113% | 5.72% | 11.36% | 10.33% | 10.46% | 10.4% | 9.727% | 8.797% | 10.78%
Cumulative Savings | 2013 | 2014 | 2015 | 2016 | 2017 | 2018 | 2019 | 2020 | 2021 | 2022 | 2023 | 2024
Without financing | 731.5514 | 1489.1681 | 2245.0862 | 3042.9795 | 3849.6987 | 4160.4503 | 4218.5959 | 4486.6722 | 4721.3815 | 4922.0536 | 5186.9612 | 5038.022
With Financing | 932.1731 | 1766.3852 | 2596.3494 | 3466.3068 | 4335.7012 | 4659.1864 | 4764.6126 | 5076.9167 | 5353.4505 | 5592.4234 | 5890.5588 | 5662.7647
% difference | 21.52% | 15.69% | 13.53% | 12.21% | 11.21% | 10.7% | 11.46% | 11.63% | 11.81% | 11.99% | 11.94% | 11.03%
Commercial
Select Savings Type | GWh | Please select the Savings Type you wish to visualize.
Incremental Savings | 2013 | 2014 | 2015 | 2016 | 2017 | 2018 | 2019 | 2020 | 2021 | 2022 | 2023 | 2024
Without financing | 758.8376 | 812.357 | 809.4086 | 833.2082 | 861.614 | 456.7832 | 475.7451 | 501.0096 | 531.7216 | 569.0613 | 601.5984 | 639.8691
With Financing | 781.0293 | 835.0222 | 828.4453 | 852.0019 | 880.5868 | 474.9895 | 494.4741 | 520.153 | 555.0638 | 595.3731 | 628.0461 | 665.0673
% difference | 2.841% | 2.714% | 2.298% | 2.206% | 2.155% | 3.833% | 3.788% | 3.68% | 4.205% | 4.419% | 4.211% | 3.789%
Cumulative Savings | 2013 | 2014 | 2015 | 2016 | 2017 | 2018 | 2019 | 2020 | 2021 | 2022 | 2023 | 2024
Without financing | 1245.1659 | 2575.1704 | 3932.1972 | 5344.5813 | 6794.3375 | 6929.1527 | 6892.4304 | 6859.9451 | 6834.4031 | 6820.4676 | 7487.829 | 8164.3826
With Financing | 1272.6639 | 2631.3958 | 4014.6928 | 5454.3127 | 6932.4583 | 7091.3876 | 7075.4765 | 7064.0961 | 7064.9717 | 7080.2782 | 7782.1809 | 8490.3203
% difference | 2.161% | 2.137% | 2.055% | 2.012% | 1.992% | 2.288% | 2.587% | 2.89% | 3.264% | 3.669% | 3.782% | 3.839%

## CEC Sales Data
IOU | Sector | Savings Type | Scenario | 2006 | 2007 | 2008 | 2009 | 2010 | 2011 | 2012 | 2013 | 2014 | 2015 | 2016 | 2017 | 2018 | 2019 | 2020 | 2021 | 2022 | 2023 | 2024 | 2025
PG&E | Residential | GWh | Low | 31161.4922 | 30812.1636 | 31167.0306 | 31552.6398 | 30783.5879 | 30953.7772 | 30929.413 | 31409.5343 | 31862.9042 | 31957.9163 | 32000.5704 | 32187.692 | 32510.506 | 32546.0525 | 33279.058 | 33806.171 | 34344.9904 | 34873.8294 | 35391.8322 | 35952.5485
PG&E | Residential | GWh | Medium | 31161.4922 | 30812.1636 | 31167.0306 | 31552.6398 | 30783.5879 | 30953.7772 | 30929.413 | 31409.5343 | 31878.1771 | 32077.77 | 32263.5656 | 32605.2154 | 33032.9788 | 33737.9897 | 34460.0148 | 35123.8381 | 35777.1288 | 36410.1289 | 37013.111 | 37644.2094
PG&E | Residential | GWh | High | 31161.4922 | 30812.1636 | 31167.0306 | 31552.6398 | 30783.5879 | 30953.7772 | 30929.413 | 31409.5343 | 32128.5452 | 32388.7254 | 32839.6071 | 33449.623 | 34054.4005 | 34912.264 | 35788.2606 | 36616.325 | 37416.3984 | 38169.2189 | 38880.5123 | 39616.0104
PG&E | Commercial | GWh | Low | 30077.7185 | 31684.0882 | 31720.886 | 30598.4315 | 30471.2925 | 30501.7084 | 30726.3864 | 30913.7677 | 31006.7026 | 31223.127 | 31195.6884 | 31284.1761 | 31401.6736 | 31832.5045 | 32143.2856 | 32504.0766 | 32815.4371 | 33069.0286 | 33318.0699 | 33570.6845
PG&E | Commercial | GWh | Medium | 30077.7185 | 31684.0882 | 31720.886 | 30598.4315 | 30471.2925 | 30501.7084 | 30726.3864 | 30913.7677 | 31014.1993 | 31264.7214 | 31668.0423 | 32186.6189 | 32600.242 | 32978.4517 | 33311.3701 | 33642.8152 | 33990.0355 | 34263.9631 | 34542.9207 | 34826.0366
PG&E | Commercial | GWh | High | 30077.7185 | 31684.0882 | 31720.886 | 30598.4315 | 30471.2925 | 30501.7084 | 30726.3864 | 30913.7677 | 31220.0094 | 31915.3822 | 32838.45 | 33749.7649 | 34523.3714 | 35216.6998 | 35906.245 | 36366.2974 | 36740.767 | 37022.4072 | 37349.376 | 37682.0171
PG&E | Industrial | GWh | Low | 11814.8343 | 11639.2379 | 11437.5005 | 10563.642 | 10436.9898 | 10530.4066 | 10496.6007 | 10337.1927 | 10316.8023 | 10087.9771 | 10041.5245 | 10066.8468 | 10076.4296 | 10009.7 | 9917.4728 | 9833.6112 | 9744.7373 | 9645.0772 | 9547.7671 | 9451.4451
PG&E | Industrial | GWh | Medium | 11814.8343 | 11639.2379 | 11437.5005 | 10563.642 | 10436.9898 | 10530.4066 | 10496.6007 | 10337.1927 | 10450.3043 | 10513.1222 | 10565.1808 | 10599.2778 | 10609.1815 | 10617.7594 | 10613.7351 | 10595.3148 | 10570.5409 | 10535.0314 | 10501.5732 | 10468.4934
PG&E | Industrial | GWh | High | 11814.8343 | 11639.2379 | 11437.5005 | 10563.642 | 10436.9898 | 10530.4066 | 10496.6007 | 10337.1927 | 10433.7859 | 10536.7449 | 10560.1584 | 10595.602 | 10646.7016 | 10664.7611 | 10709.2238 | 10739.1479 | 10763.3113 | 10793.4461 | 10870.2088 | 10947.8034
PG&E | Agricultural | GWh | Low | 5149.9766 | 6070.8665 | 6453.9549 | 6628.5929 | 5909.1911 | 5077.6421 | 6663.2681 | 7031.9286 | 7109.893 | 7229.5074 | 7307.5068 | 7419.4621 | 7518.5433 | 7638.5959 | 7743.7425 | 7850.2931 | 7959.385 | 8087.6059 | 8222.1905 | 8359.2842
PG&E | Agricultural | GWh | Medium | 5149.9766 | 6070.8665 | 6453.9549 | 6628.5929 | 5909.1911 | 5077.6421 | 6663.2681 | 7031.9286 | 7117.5828 | 7239.4701 | 7376.196 | 7517.5694 | 7669.5374 | 7821.0767 | 7972.6739 | 8126.4795 | 8281.4089 | 8436.5233 | 8591.3213 | 8749.2341
PG&E | Agricultural | GWh | High | 5149.9766 | 6070.8665 | 6453.9549 | 6628.5929 | 5909.1911 | 5077.6421 | 6663.2681 | 7031.9286 | 7113.8284 | 7256.1747 | 7413.1411 | 7583.3016 | 7755.806 | 7931.7723 | 8110.2155 | 8294.3768 | 8467.1947 | 8629.9835 | 8785.9758 | 8945.0546
PG&E | Mining | GWh | Low | 1717.2709 | 2006.2592 | 2072.6108 | 2122.825 | 2245.0087 | 2322.7904 | 2311.3251 | 2025.9429 | 1932.6501 | 1895.0794 | 1940.7937 | 2011.9278 | 2037.6739 | 2053.5124 | 2045.3302 | 2041.3453 | 2036.55 | 2034.1564 | 2032.8094 | 2031.4567
PG&E | Mining | GWh | Medium | 1717.2709 | 2006.2592 | 2072.6108 | 2122.825 | 2245.0087 | 2322.7904 | 2311.3251 | 2025.9429 | 1935.4385 | 1956.4587 | 2020.0004 | 2074.3444 | 2085.0099 | 2080.1062 | 2075.2203 | 2069.9946 | 2064.8892 | 2062.4346 | 2061.1955 | 2059.9506
PG&E | Mining | GWh | High | 1717.2709 | 2006.2592 | 2072.6108 | 2122.825 | 2245.0087 | 2322.7904 | 2311.3251 | 2025.9429 | 1942.2047 | 1910.3189 | 1959.9266 | 2018.6476 | 2051.932 | 2064.3241 | 2071.3096 | 2075.7301 | 2081.1415 | 2079.565 | 2080.0125 | 2080.4544
PG&E | Street Lighting | GWh | Low | 495.6942 | 444.8829 | 460.8583 | 472.9667 | 469.3255 | 459.5608 | 476.2848 | 425.311 | 421.202 | 413.1159 | 410.7007 | 413.2038 | 417.9758 | 417.7083 | 417.2244 | 416.5647 | 416.1812 | 415.8761 | 415.6546 | 415.4332
PG&E | Street Lighting | GWh | Medium | 495.6942 | 444.8829 | 460.8583 | 472.9667 | 469.3255 | 459.5608 | 476.2848 | 425.311 | 423.4566 | 422.5702 | 422.2485 | 422.305 | 422.3245 | 421.842 | 421.2179 | 420.6315 | 420.2058 | 419.8478 | 419.5288 | 419.21
PG&E | Street Lighting | GWh | High | 495.6942 | 444.8829 | 460.8583 | 472.9667 | 469.3255 | 459.5608 | 476.2848 | 425.311 | 423.2042 | 421.6418 | 420.947 | 421.4487 | 421.8311 | 421.934 | 421.5391 | 420.9579 | 420.6096 | 420.6349 | 420.6506 | 420.6664
PG&E | Residential | MM Therms | Low | 2020.6989 | 2038.5471 | 2066.822 | 2053.1552 | 2065.9024 | 2137.439 | 2012.8057 | 1972.5184 | 1953.3742 | 2001.4784 | 2042.5702 | 2065.969 | 2081.9998 | 2049.8355 | 2064.1328 | 2079.1956 | 2090.4135 | 2101.6348 | 2112.9069 | 2124.2395
PG&E | Residential | MM Therms | Medium | 2020.6989 | 2038.5471 | 2066.822 | 2053.1552 | 2065.9024 | 2137.439 | 2012.8057 | 1992.0089 | 2023.121 | 2040.7363 | 2042.872 | 2039.2526 | 2048.49 | 2058.2625 | 2069.1494 | 2079.0211 | 2087.0109 | 2094.6471 | 2101.9272 | 2109.2326
PG&E | Residential | MM Therms | High | 2020.6989 | 2038.5471 | 2066.822 | 2053.1552 | 2065.9024 | 2137.439 | 2012.8057 | 1989.5713 | 2030.0718 | 2042.6826 | 2045.7615 | 2053.4582 | 2063.1206 | 2070.0063 | 2075.8724 | 2083.3377 | 2093.5764 | 2101.345 | 2106.9928 | 2112.6558
PG&E | Commercial | MM Therms | Low | 950.2968 | 872.6034 | 884.6319 | 870.1667 | 879.2467 | 896.7998 | 892.1451 | 853.486 | 859.0149 | 877.4203 | 883.5913 | 902.1985 | 913.7618 | 924.6237 | 934.1106 | 945.4811 | 949.6923 | 953.4764 | 956.6942 | 959.9229
PG&E | Commercial | MM Therms | Medium | 950.2968 | 872.6034 | 884.6319 | 870.1667 | 879.2467 | 896.7998 | 892.1451 | 879.5405 | 887.8917 | 904.2626 | 917.1575 | 931.2531 | 948.4955 | 958.7422 | 966.2578 | 973.4919 | 978.0958 | 980.7432 | 982.0647 | 983.3881
PG&E | Commercial | MM Therms | High | 950.2968 | 872.6034 | 884.6319 | 870.1667 | 879.2467 | 896.7998 | 892.1451 | 886.7954 | 895.5533 | 910.7293 | 927.254 | 943.1378 | 956.7477 | 966.9228 | 975.0606 | 981.2005 | 986.007 | 986.3638 | 987.5951 | 988.828
PG&E | Industrial | MM Therms | Low | 1746.9026 | 1516.4579 | 1617.4582 | 1555.3687 | 1564.7053 | 1645.8041 | 1749.277 | 1533.0967 | 1482.1122 | 1506.2953 | 1451.5838 | 1491.4063 | 1479.1455 | 1459.1099 | 1443.9061 | 1465.0208 | 1449.6289 | 1445.4754 | 1436.9796 | 1428.5337
PG&E | Industrial | MM Therms | Medium | 1746.9026 | 1516.4579 | 1617.4582 | 1555.3687 | 1564.7053 | 1645.8041 | 1749.277 | 1645.6083 | 1632.8709 | 1635.2916 | 1607.7979 | 1580.4495 | 1596.9302 | 1589.0758 | 1580.3288 | 1580.9618 | 1572.0967 | 1563.9477 | 1548.066 | 1532.3456
PG&E | Industrial | MM Therms | High | 1746.9026 | 1516.4579 | 1617.4582 | 1555.3687 | 1564.7053 | 1645.8041 | 1749.277 | 1664.5243 | 1653.6037 | 1645.5571 | 1639.2572 | 1629.6852 | 1628.4417 | 1624.8706 | 1618.3593 | 1609.1788 | 1602.7229 | 1587.6454 | 1579.6466 | 1571.6881
PG&E | Agricultural | MM Therms | Low | 40.9942 | 46.1884 | 43.8102 | 36.9111 | 34.7827 | 37.2282 | 37.1018 | 32.7489 | 28.184 | 28.5479 | 29.8465 | 32.0255 | 34.2729 | 34.5885 | 35.1503 | 36.0423 | 36.8891 | 37.9829 | 39.3621 | 40.7914
PG&E | Agricultural | MM Therms | Medium | 40.9942 | 46.1884 | 43.8102 | 36.9111 | 34.7827 | 37.2282 | 37.1018 | 34.0156 | 32.3416 | 34.103 | 35.3905 | 36.0411 | 36.7191 | 37.2008 | 37.9591 | 38.7841 | 39.6396 | 40.695 | 42.0209 | 43.3899
PG&E | Agricultural | MM Therms | High | 40.9942 | 46.1884 | 43.8102 | 36.9111 | 34.7827 | 37.2282 | 37.1018 | 33.5378 | 32.6237 | 34.7163 | 36.4063 | 37.7506 | 38.9687 | 39.896 | 40.7606 | 41.5117 | 42.5958 | 43.9492 | 45.7005 | 47.5215
PG&E | Mining | MM Therms | Low | 29.1816 | 38.8044 | 46.9532 | 40.8239 | 53.6124 | 50.0351 | 25.2747 | 25.0912 | 24.2596 | 24.1912 | 24.4282 | 24.8628 | 25.2153 | 25.2068 | 25.0161 | 24.9077 | 24.7435 | 24.5759 | 24.4151 | 24.2553
PG&E | Mining | MM Therms | Medium | 29.1816 | 38.8044 | 46.9532 | 40.8239 | 53.6124 | 50.0351 | 25.2747 | 25.4375 | 25.5151 | 25.7996 | 26.0644 | 26.0581 | 25.9257 | 25.7399 | 25.5795 | 25.4459 | 25.2984 | 25.1316 | 24.966 | 24.8016
PG&E | Mining | MM Therms | High | 29.1816 | 38.8044 | 46.9532 | 40.8239 | 53.6124 | 50.0351 | 25.2747 | 25.5633 | 26.137 | 26.6774 | 26.8346 | 26.8991 | 26.9275 | 26.8555 | 26.8113 | 26.7557 | 26.6519 | 26.5057 | 26.4033 | 26.3014
SCE | Residential | GWh | Low | 30006.9627 | 29806.4744 | 30592.0566 | 30092.8736 | 28759.0159 | 29200.7476 | 30371.7546 | 26876.4097 | 27239.0884 | 27345.4874 | 27391.213 | 27547.1362 | 27815.5921 | 27845.5705 | 28537.1574 | 29078.5938 | 29579.7866 | 30075.3517 | 30571.8064 | 31111.9346
SCE | Residential | GWh | Medium | 30006.9627 | 29806.4744 | 30592.0566 | 30092.8736 | 28759.0159 | 29200.7476 | 30371.7546 | 26876.4097 | 27292.7149 | 27545.4697 | 27797.4909 | 28172.0232 | 28619.7786 | 29320.0809 | 30082.4898 | 30804.9035 | 31488.5435 | 32152.302 | 32793.5946 | 33464.9643
SCE | Residential | GWh | High | 30006.9627 | 29806.4744 | 30592.0566 | 30092.8736 | 28759.0159 | 29200.7476 | 30371.7546 | 26876.4097 | 27552.62 | 27893.1817 | 28459.8377 | 29143.3611 | 29842.6026 | 30764.0157 | 31740.5374 | 32686.8194 | 33608.161 | 34453.9341 | 35260.8696 | 36096.3342
SCE | Commercial | GWh | Low | 34419.726 | 33932.3219 | 34662.2472 | 33638.2921 | 32375.0181 | 32541.2348 | 33371.5292 | 34209.873 | 34072.6293 | 34058.2956 | 33927.7695 | 33873.0688 | 33841.2532 | 34178.4456 | 34456.998 | 34829.8471 | 35135.7921 | 35430.5415 | 35700.8876 | 35976.3387
SCE | Commercial | GWh | Medium | 34419.726 | 33932.3219 | 34662.2472 | 33638.2921 | 32375.0181 | 32541.2348 | 33371.5292 | 34209.873 | 34004.6412 | 34069.1544 | 34392.4445 | 34826.308 | 35171.8912 | 35481.6112 | 35764.5261 | 36091.4985 | 36423.1564 | 36745.8444 | 37042.9434 | 37345.899
SCE | Commercial | GWh | High | 34419.726 | 33932.3219 | 34662.2472 | 33638.2921 | 32375.0181 | 32541.2348 | 33371.5292 | 34209.873 | 34291.3577 | 34827.4479 | 35750.3842 | 36587.9928 | 37280.4111 | 37888.9859 | 38522.0997 | 38973.9012 | 39315.9894 | 39640.4616 | 39979.4163 | 40325.9871
SCE | Industrial | GWh | Low | 13995.6872 | 14414.2277 | 13813.1757 | 11821.29 | 12276.7995 | 12363.1772 | 12576.5074 | 12756.419 | 12597.059 | 12393.1316 | 12341.4632 | 12361.9849 | 12356.5345 | 12300.6149 | 12218.7909 | 12166.8043 | 12111.7614 | 12046.8031 | 11982.8631 | 11919.6282
SCE | Industrial | GWh | Medium | 13995.6872 | 14414.2277 | 13813.1757 | 11821.29 | 12276.7995 | 12363.1772 | 12576.5074 | 12756.419 | 12747.8612 | 12873.858 | 12935.6034 | 12971.818 | 12993.321 | 13032.9893 | 13055.1966 | 13080.8593 | 13102.6067 | 13114.8617 | 13128.3046 | 13142.173
SCE | Industrial | GWh | High | 13995.6872 | 14414.2277 | 13813.1757 | 11821.29 | 12276.7995 | 12363.1772 | 12576.5074 | 12756.419 | 12726.6484 | 12910.4428 | 12959.0179 | 13001.1041 | 13073.4965 | 13117.1214 | 13183.4768 | 13254.3673 | 13328.9824 | 13427.5034 | 13567.3527 | 13708.8261
SCE | Agricultural | GWh | Low | 2680.9834 | 2989.4418 | 3239.8322 | 3476.2747 | 3243.9038 | 2635.4627 | 2981.7835 | 3382.8189 | 3414.4026 | 3416.2478 | 3403.7028 | 3413.0037 | 3408.108 | 3415.7863 | 3417.5291 | 3420.6573 | 3417.817 | 3420.4078 | 3422.9545 | 3425.5756
SCE | Agricultural | GWh | Medium | 2680.9834 | 2989.4418 | 3239.8322 | 3476.2747 | 3243.9038 | 2635.4627 | 2981.7835 | 3382.8189 | 3414.3517 | 3416.8246 | 3419.5158 | 3423.6098 | 3428.1663 | 3432.606 | 3436.903 | 3441.0335 | 3445.056 | 3448.9388 | 3452.6969 | 3456.5281
SCE | Agricultural | GWh | High | 2680.9834 | 2989.4418 | 3239.8322 | 3476.2747 | 3243.9038 | 2635.4627 | 2981.7835 | 3382.8189 | 3412.1488 | 3409.3009 | 3407.2143 | 3406.8785 | 3405.7815 | 3403.9106 | 3400.8006 | 3398.4732 | 3395.8884 | 3392.0942 | 3388.0481 | 3384.0654
SCE | Mining | GWh | Low | 1927.8671 | 1969.9947 | 2020.274 | 1954.0738 | 1770.488 | 1815.7874 | 1869.6417 | 1979.2461 | 1906.3735 | 1899.2068 | 1922.9533 | 1978.6397 | 1995.3639 | 1995.9841 | 1978.6041 | 1967.4103 | 1957.0668 | 1950.2119 | 1943.739 | 1937.2722
SCE | Mining | GWh | Medium | 1927.8671 | 1969.9947 | 2020.274 | 1954.0738 | 1770.488 | 1815.7874 | 1869.6417 | 1979.2461 | 1905.7313 | 1963.22 | 2009.0413 | 2043.1244 | 2042.3497 | 2028.2272 | 2013.9286 | 2001.0789 | 1990.0946 | 1982.9518 | 1976.4101 | 1969.8747
SCE | Mining | GWh | High | 1927.8671 | 1969.9947 | 2020.274 | 1954.0738 | 1770.488 | 1815.7874 | 1869.6417 | 1979.2461 | 1907.2119 | 1913.6098 | 1957.0288 | 2005.3136 | 2032.4512 | 2039.5785 | 2042.0925 | 2041.8749 | 2042.4022 | 2037.8381 | 2034.0029 | 2030.1675
SCE | Street Lighting | GWh | Low | 704.466 | 701.0681 | 717.3993 | 553.4426 | 531.672 | 507.2402 | 506.8842 | 573.5828 | 567.3413 | 556.1341 | 552.7125 | 555.9643 | 562.1768 | 561.6433 | 560.7933 | 559.6461 | 558.8662 | 558.2263 | 557.7506 | 557.2753
SCE | Street Lighting | GWh | Medium | 704.466 | 701.0681 | 717.3993 | 553.4426 | 531.672 | 507.2402 | 506.8842 | 573.5828 | 570.3784 | 568.8617 | 568.2537 | 568.2104 | 568.0263 | 567.202 | 566.1613 | 565.1102 | 564.271 | 563.5581 | 562.9498 | 562.3423
SCE | Street Lighting | GWh | High | 704.466 | 701.0681 | 717.3993 | 553.4426 | 531.672 | 507.2402 | 506.8842 | 573.5828 | 570.0387 | 567.6123 | 566.5028 | 567.059 | 567.3637 | 567.327 | 566.5947 | 565.5506 | 564.8154 | 564.6169 | 564.4578 | 564.2988
SCG | Residential | MM Therms | Low | 2543.9977 | 2568.2678 | 2532.6992 | 2492.0958 | 2585.7744 | 2620.1109 | 2436.4539 | 2452.4118 | 2422.9784 | 2481.5919 | 2533.0391 | 2559.6777 | 2576.2921 | 2533.2804 | 2551.1199 | 2566.803 | 2575.234 | 2584.4914 | 2594.5074 | 2604.5622
SCG | Residential | MM Therms | Medium | 2543.9977 | 2568.2678 | 2532.6992 | 2492.0958 | 2585.7744 | 2620.1109 | 2436.4539 | 2474.8083 | 2507.9139 | 2528.2588 | 2529.9007 | 2521.8818 | 2529.9675 | 2539.1971 | 2552.4311 | 2558.1918 | 2562.0505 | 2566.8337 | 2571.0375 | 2575.2482
SCG | Residential | MM Therms | High | 2543.9977 | 2568.2678 | 2532.6992 | 2492.0958 | 2585.7744 | 2620.1109 | 2436.4539 | 2469.4551 | 2513.8843 | 2524.8539 | 2525.7996 | 2529.5461 | 2536.5149 | 2539.997 | 2544.151 | 2541.6033 | 2545.0072 | 2546.6594 | 2544.8128 | 2542.9675
SCG | Commercial | MM Therms | Low | 946.6179 | 947.8442 | 886.2307 | 892.6263 | 927.1632 | 944.8605 | 957.849 | 911.0465 | 924.767 | 950.7476 | 964.08 | 989.258 | 1007.8775 | 1027.3115 | 1046.9881 | 1070.0307 | 1083.9678 | 1098.3131 | 1111.0236 | 1123.8813
SCG | Commercial | MM Therms | Medium | 946.6179 | 947.8442 | 886.2307 | 892.6263 | 927.1632 | 944.8605 | 957.849 | 934.8605 | 950.9179 | 975.103 | 995.8938 | 1017.8183 | 1043.7312 | 1062.5278 | 1078.8348 | 1095.6797 | 1109.7624 | 1122.2266 | 1132.4597 | 1142.7862
SCG | Commercial | MM Therms | High | 946.6179 | 947.8442 | 886.2307 | 892.6263 | 927.1632 | 944.8605 | 957.849 | 940.6514 | 958.1866 | 980.251 | 1005.3155 | 1028.4584 | 1049.359 | 1066.9608 | 1083.3579 | 1098.6942 | 1112.0696 | 1120.8505 | 1129.1674 | 1137.5461
SCG | Industrial | MM Therms | Low | 1463.038 | 1526.746 | 1565.4896 | 1451.8105 | 1589.8213 | 1585.9098 | 1598.0177 | 1421.0109 | 1377.8911 | 1392.6423 | 1343.5956 | 1371.7872 | 1358.0065 | 1337.9732 | 1321.219 | 1335.4163 | 1320.1927 | 1314.029 | 1303.6804 | 1293.4133
SCG | Industrial | MM Therms | Medium | 1463.038 | 1526.746 | 1565.4896 | 1451.8105 | 1589.8213 | 1585.9098 | 1598.0177 | 1510.3578 | 1501.7204 | 1501.2012 | 1471.7283 | 1439.1958 | 1443.4021 | 1430.2721 | 1417.494 | 1413.9417 | 1403.5193 | 1393.9767 | 1378.6297 | 1363.4517
SCG | Industrial | MM Therms | High | 1463.038 | 1526.746 | 1565.4896 | 1451.8105 | 1589.8213 | 1585.9098 | 1598.0177 | 1521.0939 | 1516.6158 | 1505.1054 | 1489.8743 | 1468.3961 | 1455.5721 | 1442.734 | 1428.3356 | 1413.3408 | 1401.2955 | 1381.35 | 1367.2375 | 1353.2692
SCG | Agricultural | MM Therms | Low | 85.9757 | 86.3136 | 82.5969 | 78.7951 | 66.0348 | 62.8898 | 70.6984 | 68.2136 | 65.2702 | 65.9321 | 68.5774 | 72.9267 | 77.5655 | 78.608 | 79.5541 | 81.5131 | 83.2047 | 84.909 | 86.4691 | 88.058
SCG | Agricultural | MM Therms | Medium | 85.9757 | 86.3136 | 82.5969 | 78.7951 | 66.0348 | 62.8898 | 70.6984 | 69.997 | 72.0637 | 75.4605 | 78.0989 | 79.5497 | 81.1425 | 82.5036 | 83.8306 | 85.6984 | 87.4435 | 89.1131 | 90.6183 | 92.1489
SCG | Agricultural | MM Therms | High | 85.9757 | 86.3136 | 82.5969 | 78.7951 | 66.0348 | 62.8898 | 70.6984 | 68.5146 | 71.5592 | 75.5805 | 78.963 | 81.7281 | 84.392 | 86.6283 | 88.1548 | 89.915 | 92.1367 | 94.4202 | 96.7643 | 99.1666
SCG | Mining | MM Therms | Low | 2370.6198 | 2369.374 | 2653.1676 | 2308.8497 | 2134.5782 | 2177.0607 | 2255.7369 | 2220.5676 | 2164.9549 | 2152.5724 | 2151.7739 | 2179.4771 | 2203.7108 | 2208.4538 | 2192.646 | 2182.5989 | 2166.8818 | 2151.1405 | 2136.5239 | 2122.0066
SCG | Mining | MM Therms | Medium | 2370.6198 | 2369.374 | 2653.1676 | 2308.8497 | 2134.5782 | 2177.0607 | 2255.7369 | 2244.8475 | 2248.1826 | 2256.6471 | 2265.586 | 2264.4245 | 2254.9788 | 2241.2376 | 2227.242 | 2215.0138 | 2200.9992 | 2185.7527 | 2171.2975 | 2156.9379
SCG | Mining | MM Therms | High | 2370.6198 | 2369.374 | 2653.1676 | 2308.8497 | 2134.5782 | 2177.0607 | 2255.7369 | 2252.8836 | 2282.9384 | 2277.2668 | 2240.0664 | 2227.4804 | 2223.3249 | 2209.4555 | 2197.7972 | 2192.9788 | 2184.6077 | 2170.7267 | 2156.1056 | 2141.583
SDG&E | Residential | GWh | Low | 7522.3565 | 7539.0243 | 7715.5391 | 7549.8656 | 7315.8699 | 7385.4554 | 7597.7006 | 7428.3974 | 7541.9961 | 7515.4092 | 7487.2957 | 7536.4779 | 7596.3393 | 7578.9515 | 7701.2221 | 7770.0171 | 7850.172 | 7926.0472 | 8003.7009 | 8090.8858
SDG&E | Residential | GWh | Medium | 7522.3565 | 7539.0243 | 7715.5391 | 7549.8656 | 7315.8699 | 7385.4554 | 7597.7006 | 7428.3974 | 7614.8704 | 7628.3381 | 7652.6589 | 7757.0088 | 7868.5851 | 8048.3219 | 8203.2056 | 8339.8038 | 8472.0208 | 8594.5048 | 8708.208 | 8828.3027
SDG&E | Residential | GWh | High | 7522.3565 | 7539.0243 | 7715.5391 | 7549.8656 | 7315.8699 | 7385.4554 | 7597.7006 | 7428.3974 | 7693.414 | 7769.9002 | 7896.7957 | 8090.5549 | 8278.7407 | 8523.5307 | 8761.7335 | 8976.5214 | 9174.4262 | 9349.2507 | 9505.0262 | 9667.0283
SDG&E | Commercial | GWh | Low | 8865.6394 | 8816.7611 | 9048.9399 | 8708.8648 | 8343.4149 | 8394.4222 | 8631.3122 | 8747.286 | 8747.6515 | 8806.1755 | 8754.8072 | 8762.8843 | 8792.4124 | 8934.1215 | 9024.6244 | 9110.0809 | 9178.6453 | 9242.2213 | 9313.8339 | 9388.2002
SDG&E | Commercial | GWh | Medium | 8865.6394 | 8816.7611 | 9048.9399 | 8708.8648 | 8343.4149 | 8394.4222 | 8631.3122 | 8747.286 | 8772.0619 | 8834.5679 | 8922.8452 | 9071.7054 | 9188.9139 | 9291.6617 | 9365.8391 | 9441.2574 | 9526.2277 | 9600.9656 | 9683.3573 | 9768.3177
SDG&E | Commercial | GWh | High | 8865.6394 | 8816.7611 | 9048.9399 | 8708.8648 | 8343.4149 | 8394.4222 | 8631.3122 | 8747.286 | 8846.8993 | 9039.7916 | 9267.014 | 9506.0865 | 9713.0144 | 9893.4921 | 10054.604 | 10154.827 | 10235.564 | 10298.249 | 10385.602 | 10475.415
SDG&E | Industrial | GWh | Low | 1484.9249 | 1478.6104 | 1491.9304 | 1379.5408 | 1330.6816 | 1328.526 | 1333.0401 | 1277.0541 | 1284.6631 | 1258.2236 | 1251.6349 | 1253.9682 | 1251.8267 | 1245.6097 | 1238.2746 | 1232.288 | 1225.8066 | 1218.5784 | 1211.6315 | 1204.7402
SDG&E | Industrial | GWh | Medium | 1484.9249 | 1478.6104 | 1491.9304 | 1379.5408 | 1330.6816 | 1328.526 | 1333.0401 | 1277.0541 | 1294.5697 | 1297.3931 | 1301.0821 | 1305.191 | 1306.4688 | 1308.7024 | 1310.4481 | 1311.6303 | 1312.2375 | 1312.1251 | 1312.2881 | 1312.469
SDG&E | Industrial | GWh | High | 1484.9249 | 1478.6104 | 1491.9304 | 1379.5408 | 1330.6816 | 1328.526 | 1333.0401 | 1277.0541 | 1293.8495 | 1303.3654 | 1307.2947 | 1314.3365 | 1323.7 | 1330.0314 | 1340.1191 | 1350.9673 | 1362.0711 | 1379.629 | 1397.424 | 1415.4367
SDG&E | Agricultural | GWh | Low | 312.5572 | 334.9168 | 321.4065 | 316.0549 | 305.7457 | 360.5338 | 374.5895 | 342.815 | 347.5133 | 349.7071 | 348.7192 | 350.8694 | 350.964 | 352.716 | 353.2372 | 354.2152 | 354.8563 | 355.6453 | 356.3716 | 357.106
SDG&E | Agricultural | GWh | Medium | 312.5572 | 334.9168 | 321.4065 | 316.0549 | 305.7457 | 360.5338 | 374.5895 | 342.815 | 349.9285 | 352.2835 | 354.6104 | 357.2337 | 359.7173 | 361.889 | 363.6287 | 365.6312 | 367.5046 | 369.1106 | 370.5407 | 371.9841
SDG&E | Agricultural | GWh | High | 312.5572 | 334.9168 | 321.4065 | 316.0549 | 305.7457 | 360.5338 | 374.5895 | 342.815 | 350.6227 | 353.7731 | 357.0482 | 360.5014 | 363.6606 | 366.3144 | 368.8845 | 371.4582 | 373.7707 | 375.7269 | 377.4383 | 379.1658
SDG&E | Mining | GWh | Low | 189.261 | 202.7295 | 196.3243 | 173.8793 | 166.7609 | 160.6435 | 173.0581 | 166.8441 | 162.3053 | 162.5873 | 166.4027 | 172.3859 | 175.1503 | 174.7234 | 174.6351 | 174.8431 | 175.411 | 176.2149 | 176.9131 | 177.614
SDG&E | Mining | GWh | Medium | 189.261 | 202.7295 | 196.3243 | 173.8793 | 166.7609 | 160.6435 | 173.0581 | 166.8441 | 162.9959 | 168.2814 | 172.7488 | 176.1483 | 177.0712 | 176.9236 | 176.9685 | 177.0702 | 177.5438 | 178.2812 | 178.9422 | 179.6057
SDG&E | Mining | GWh | High | 189.261 | 202.7295 | 196.3243 | 173.8793 | 166.7609 | 160.6435 | 173.0581 | 166.8441 | 163.4377 | 169.7583 | 179.5001 | 186.5879 | 190.3973 | 192.8235 | 195.014 | 195.9834 | 196.9888 | 198.0558 | 199.4932 | 200.9412
SDG&E | Street Lighting | GWh | Low | 107.5564 | 176.4702 | 173.8169 | 178.5225 | 178.3988 | 170.6337 | 165.4372 | 126.722 | 125.3981 | 122.9556 | 122.1811 | 122.8753 | 124.2422 | 124.1368 | 123.9564 | 123.7165 | 123.5613 | 123.4467 | 123.3513 | 123.256
SDG&E | Street Lighting | GWh | Medium | 107.5564 | 176.4702 | 173.8169 | 178.5225 | 178.3988 | 170.6337 | 165.4372 | 126.722 | 126.0693 | 125.7695 | 125.6165 | 125.5817 | 125.5347 | 125.3651 | 125.1427 | 124.9242 | 124.7561 | 124.6255 | 124.5009 | 124.3764
SDG&E | Street Lighting | GWh | High | 107.5564 | 176.4702 | 173.8169 | 178.5225 | 178.3988 | 170.6337 | 165.4372 | 126.722 | 125.9941 | 125.493 | 125.2291 | 125.3269 | 125.3878 | 125.3921 | 125.2377 | 125.0207 | 124.8754 | 124.8585 | 124.8331 | 124.8077
SDG&E | Residential | MM Therms | Low | 345.3765 | 331.9017 | 324.6928 | 308.734 | 337.8818 | 326.9105 | 311.1435 | 297.7351 | 295.9611 | 303.9226 | 310.504 | 314.6356 | 317.283 | 312.3501 | 314.2524 | 316.224 | 317.8672 | 319.0785 | 320.5132 | 321.9543
SDG&E | Residential | MM Therms | Medium | 345.3765 | 331.9017 | 324.6928 | 308.734 | 337.8818 | 326.9105 | 311.1435 | 300.0398 | 305.8473 | 308.7955 | 309.0689 | 308.6802 | 310.0426 | 311.2626 | 312.1805 | 313.1473 | 313.9361 | 314.404 | 314.6173 | 314.8307
SDG&E | Residential | MM Therms | High | 345.3765 | 331.9017 | 324.6928 | 308.734 | 337.8818 | 326.9105 | 311.1435 | 299.5322 | 306.8703 | 308.7546 | 309.1361 | 310.3517 | 311.7761 | 312.3882 | 312.2531 | 312.9406 | 313.7625 | 313.8589 | 313.5374 | 313.2162
SDG&E | Commercial | MM Therms | Low | 163.8637 | 155.3531 | 155.2217 | 150.7097 | 164.4604 | 157.8023 | 157.7509 | 148.4939 | 149.4997 | 152.847 | 154.5025 | 158.2914 | 161.6382 | 165.4581 | 168.6561 | 172.1588 | 174.1201 | 176.1636 | 178.1677 | 180.1946
SDG&E | Commercial | MM Therms | Medium | 163.8637 | 155.3531 | 155.2217 | 150.7097 | 164.4604 | 157.8023 | 157.7509 | 152.1023 | 153.4928 | 157.0914 | 160.1962 | 163.5857 | 167.3592 | 169.8051 | 171.5694 | 173.4006 | 174.99 | 176.2424 | 177.3217 | 178.4076
SDG&E | Commercial | MM Therms | High | 163.8637 | 155.3531 | 155.2217 | 150.7097 | 164.4604 | 157.8023 | 157.7509 | 152.6358 | 154.137 | 157.3472 | 160.4057 | 163.3292 | 165.7872 | 167.567 | 168.7698 | 169.6966 | 170.4648 | 170.3959 | 170.4412 | 170.4865
SDG&E | Industrial | MM Therms | Low | 30.3068 | 27.2408 | 29.0109 | 27.5331 | 24.6733 | 21.1696 | 22.156 | 18.6549 | 17.0594 | 17.3884 | 16.9159 | 17.5688 | 17.5963 | 17.4666 | 17.4416 | 17.8995 | 17.9688 | 18.1952 | 18.3487 | 18.5034
SDG&E | Industrial | MM Therms | Medium | 30.3068 | 27.2408 | 29.0109 | 27.5331 | 24.6733 | 21.1696 | 22.156 | 19.9791 | 19.0128 | 19.1359 | 18.8867 | 18.6263 | 18.8586 | 18.8299 | 18.8409 | 19.0138 | 19.1205 | 19.261 | 19.3029 | 19.3448
SDG&E | Industrial | MM Therms | High | 30.3068 | 27.2408 | 29.0109 | 27.5331 | 24.6733 | 21.1696 | 22.156 | 20.325 | 19.7196 | 19.8367 | 19.8811 | 19.8737 | 19.9798 | 20.0892 | 20.2258 | 20.383 | 20.5985 | 20.8899 | 21.071 | 21.2537
SDG&E | Agricultural | MM Therms | Low | 4.8968 | 4.4481 | 3.8563 | 4.1398 | 4.0138 | 4.4438 | 4.8318 | 4.5537 | 4.2636 | 4.3329 | 4.5457 | 4.8877 | 5.2526 | 5.3568 | 5.4828 | 5.6306 | 5.7444 | 5.8515 | 5.9494 | 6.049
SDG&E | Agricultural | MM Therms | Medium | 4.8968 | 4.4481 | 3.8563 | 4.1398 | 4.0138 | 4.4438 | 4.8318 | 4.6847 | 4.7439 | 4.9975 | 5.2091 | 5.3539 | 5.5097 | 5.6331 | 5.7849 | 5.9251 | 6.0419 | 6.1465 | 6.2413 | 6.3375
SDG&E | Agricultural | MM Therms | High | 4.8968 | 4.4481 | 3.8563 | 4.1398 | 4.0138 | 4.4438 | 4.8318 | 4.5931 | 4.7283 | 5.0234 | 5.2845 | 5.517 | 5.7438 | 5.9242 | 6.0892 | 6.2205 | 6.3692 | 6.5122 | 6.6624 | 6.8161
SDG&E | Mining | MM Therms | Low | 4.8124 | 4.397 | 4.3339 | 3.4097 | 3.701 | 3.4027 | 3.7823 | 3.7439 | 3.5985 | 3.5517 | 3.5715 | 3.6362 | 3.6816 | 3.6512 | 3.5989 | 3.569 | 3.5342 | 3.5011 | 3.4635 | 3.4264
SDG&E | Mining | MM Therms | Medium | 4.8124 | 4.397 | 4.3339 | 3.4097 | 3.701 | 3.4027 | 3.7823 | 3.7971 | 3.8123 | 3.8304 | 3.842 | 3.831 | 3.7923 | 3.7383 | 3.6909 | 3.6582 | 3.6256 | 3.5928 | 3.5551 | 3.5177
SDG&E | Mining | MM Therms | High | 4.8124 | 4.397 | 4.3339 | 3.4097 | 3.701 | 3.4027 | 3.7823 | 3.8173 | 3.928 | 4.0264 | 4.0649 | 4.0842 | 4.0802 | 4.054 | 4.0319 | 4.0092 | 3.9801 | 3.9502 | 3.9269 | 3.9037

## Incremental Market Potential
Service Territory | Savings | Sector | Building Type | Use Category | Emerging Tech | Measure | 2013 | 2014 | 2015 | 2016 | 2017 | 2018 | 2019 | 2020 | 2021 | 2022 | 2023 | 2024
PG&E | GWh | Residential | Res - Multi Family | AppPlug | Yes | AppPlug - Clothes Washer (Electric) - Emerging | 0.039576 | 0.05049 | 0.040444 | 0.049187 | 0.060162 | 0.05919 | 0.068632 | 0.08226 | 0.095154 | 0.10823 | 0.12139 | 0.13567
PG&E | GWh | Residential | Res - Multi Family | AppPlug | Yes | AppPlug - Clothes Washer (Gas) - Emerging | -0.012875 | -0.015088 | -0.011598 | -0.013727 | -0.016124 | -0.015326 | -0.017198 | -0.020322 | -0.023192 | -0.026195 | -0.029237 | -0.032673
PG&E | GWh | Residential | Res - Multi Family | AppPlug | Yes | AppPlug - Dishwasher (Electric) - Emerging | 0.0028674 | 0.004352 | 0.0059344 | 0.007648 | 0.0093846 | 0.011118 | 0.01265 | 0.01457 | 0.01624 | 0.017775 | 0.019178 | 0.020755
PG&E | GWh | Residential | Res - Multi Family | AppPlug | Yes | AppPlug - HP Clothes Dryer - Emerging | 0 | 0 | 0 | 0 | 0.058084 | 0.13143 | 0.21208 | 0.30803 | 0.40737 | 0.51076 | 0.61727 | 0.73044
PG&E | GWh | Residential | Res - Multi Family | AppPlug | Yes | AppPlug - Smart Strip Home Office - Emerging | 0.23249 | 0.24442 | 0.2683 | 0.29171 | 0.30904 | 0.32066 | 0.32014 | 0.32097 | 0.31227 | 0.30006 | 0.27932 | 0.26318
PG&E | GWh | Residential | Res - Multi Family | AppPlug | Yes | AppPlug - Smart Strip Home Theater - Emerging | 0.23894 | 0.25117 | 0.27587 | 0.3001 | 0.31806 | 0.33011 | 0.32962 | 0.33045 | 0.32141 | 0.3087 | 0.28721 | 0.27042
PG&E | GWh | Residential | Res - Multi Family | AppPlug | No | AppPlug - Clothes Washer (Electric) | 0.26489 | 0.27568 | 0.1451 | 0.14835 | 0.14686 | 0.098291 | 0.096035 | 0.09628 | 0.095412 | 0.09439 | 0.093293 | 0.092527
PG&E | GWh | Residential | Res - Multi Family | AppPlug | No | AppPlug - Clothes Washer (Gas) | -0.37902 | -0.39169 | -0.20199 | -0.20348 | -0.20421 | -0.13805 | -0.13547 | -0.13791 | -0.13809 | -0.13811 | -0.13784 | -0.13835
PG&E | GWh | Residential | Res - Multi Family | AppPlug | No | AppPlug - Computer Monitor | 0.13796 | 0.13803 | 0.13559 | 0.13424 | 0.13237 | 0.12983 | 0.12399 | 0.12676 | 0.12592 | 0.12445 | 0.12287 | 0.12273
PG&E | GWh | Residential | Res - Multi Family | AppPlug | No | AppPlug - Desktop Computer (Res - ES Plus) | 0 | 0 | 0.12988 | 0.18131 | 0.23531 | 0.29098 | 0.34591 | 0.40471 | 0.46123 | 0.51548 | 0.56668 | 0.61534
PG&E | GWh | Residential | Res - Multi Family | AppPlug | No | AppPlug - Desktop Computer (Res - ES) | 0 | 0 | 0 | 0 | 0.25538 | 0.29914 | 0.34099 | 0.38498 | 0.42586 | 0.4639 | 0.49875 | 0.53109
PG&E | GWh | Residential | Res - Multi Family | AppPlug | No | AppPlug - Dishwasher (Electric) | 0.0024261 | 0.0026611 | 0.0028446 | 0.0030067 | 0.0031394 | 0.0032454 | 0.0033058 | 0.0034187 | 0.0034913 | 0.0035489 | 0.003597 | 0.0035994
PG&E | GWh | Residential | Res - Multi Family | AppPlug | No | AppPlug - Recycle Refrigerator | 0.75099 | 0.74844 | 0.86712 | 0.98414 | 1.0869 | 1.1675 | 1.2131 | 1.2151 | 1.1685 | 1.0806 | 0.96105 | 0.82243
PG&E | GWh | Residential | Res - Multi Family | AppPlug | No | AppPlug - Self-Contained Refrigerator | 0.20981 | 0.28561 | 0 | 0 | 0 | 0 | 0 | 0 | 0 | 0 | 0 | 0
PG&E | GWh | Residential | Res - Multi Family | BldgEnv | No | BldgEnv - Attic Batt Insulation | 0.16693 | 0.1636 | 0.15489 | 0.14405 | 0.12981 | 0.11014 | 0.091744 | 0.075066 | 0.05939 | 0.046626 | 0.036031 | 0.028015
PG&E | GWh | Residential | Res - Multi Family | BldgEnv | No | BldgEnv - Wall Spray On Insulation | 0 | 0 | 0 | 0 | 0 | 0 | 0 | 0 | 0 | 0.015495 | 0.01326 | 0.0089593
PG&E | GWh | Residential | Res - Multi Family | BldgEnv | No | BldgEnv - Window Film | 0 | 0 | 0 | 0 | 0 | 0 | 0 | 0 | 0 | 0 | 0 | 0.15541
PG&E | GWh | Residential | Res - Multi Family | HVAC | No | HVAC - SEER Rated Split System AC (SEER 15) | 0.0047956 | 0.0054318 | 0.002916 | 0.0033863 | 0.0037564 | 0.0042652 | 0.0047552 | 0.0052218 | 0.0056723 | 0.0061021 | 0.0065082 | 0.0068899
PG&E | GWh | Residential | Res - Multi Family | Lighting | Yes | Lighting - LED Lamp (Basic High - Indoor) - Emerging | 0.00091996 | 0.0016536 | 0.0062458 | 0.013566 | 0.021734 | 0.00732 | 0.01552 | 0.034771 | 0.060325 | 0.096792 | 0.13786 | 0.1831
PG&E | GWh | Residential | Res - Multi Family | Lighting | Yes | Lighting - LED Lamp (Basic High - Outdoor) - Emerging | 0.00038872 | 0.00051499 | 0.0014018 | 0.0021252 | 0.004285 | 0.0018492 | 0.004189 | 0.0082448 | 0.013041 | 0.018558 | 0.024019 | 0.029207
PG&E | GWh | Residential | Res - Multi Family | Lighting | Yes | Lighting - LED Lamp (Basic Low - Indoor) - Emerging | 0.012994 | 0.020207 | 0.052739 | 0.091935 | 0.14734 | 0.038598 | 0.065831 | 0.11112 | 0.15916 | 0.21134 | 0.25897 | 0.30035
PG&E | GWh | Residential | Res - Multi Family | Lighting | Yes | Lighting - LED Lamp (Basic Low - Outdoor) - Emerging | 0.0028877 | 0.0047298 | 0.0099434 | 0.015444 | 0.021826 | 0.0056017 | 0.0099862 | 0.016313 | 0.022851 | 0.029301 | 0.034897 | 0.039424
PG&E | GWh | Residential | Res - Multi Family | Lighting | Yes | Lighting - LED Lamp (Reflector - Indoor) - Emerging | 0.0031845 | 0.016539 | 0.034953 | 0.062571 | 0.098239 | 0.13707 | 0.17281 | 0.20257 | 0.22706 | 0.25136 | 0.27229 | 0.29796
PG&E | GWh | Residential | Res - Multi Family | Lighting | Yes | Lighting - LED Lamp (Reflector - Outdoor) - Emerging | 0 | 4.0063e-05 | 0.0001299 | 0.00041321 | 0.0010796 | 0.0022668 | 0.0039908 | 0.0062725 | 0.008636 | 0.011004 | 0.013204 | 0.015209
PG&E | GWh | Residential | Res - Multi Family | Lighting | Yes | Lighting - LED Lamp (Specialty - Indoor) - Emerging | 0.0165 | 0.02464 | 0.066094 | 0.13194 | 0.21469 | 0.2813 | 0.31915 | 0.35875 | 0.44581 | 0.57563 | 0.65511 | 0.71588
PG&E | GWh | Residential | Res - Multi Family | Lighting | Yes | Lighting - LED Lamp (Specialty - Outdoor) - Emerging | 0.00026956 | 0.00047646 | 0.0010795 | 0.0022178 | 0.0041437 | 0.0066305 | 0.011376 | 0.019228 | 0.02703 | 0.035195 | 0.041827 | 0.046453
PG&E | GWh | Residential | Res - Multi Family | Lighting | Yes | Lighting - LED Plug-In Indoor Fixture - Emerging | 0.076564 | 0.15478 | 0.15112 | 0.15351 | 0.15482 | 0.011315 | 0.010984 | 0.01144 | 0.012558 | 0.013748 | 0.014729 | 0.015724
PG&E | GWh | Residential | Res - Multi Family | Lighting | Yes | Lighting - LED Plug-In Outdoor Fixture - Emerging | 0.0050518 | 0.0024624 | 0.0082029 | 0.012426 | 0.020168 | 0.0016635 | 0.0023941 | 0.0031611 | 0.0040157 | 0.0048643 | 0.0056655 | 0.0063941
PG&E | GWh | Residential | Res - Multi Family | Lighting | No | Lighting - Compact Fluorescent Fixture (Indoor) | 0.051687 | 0.1097 | 0.10939 | 0.11013 | 0.10847 | 0 | 0 | 0 | 0 | 0 | 0 | 0
PG&E | GWh | Residential | Res - Multi Family | Lighting | No | Lighting - Compact Fluorescent Fixture (Outdoor) | 0.039923 | 0.075595 | 0.066501 | 0.069073 | 0.068669 | 0 | 0 | 0 | 0 | 0 | 0 | 0
PG&E | GWh | Residential | Res - Multi Family | Lighting | No | Lighting - Compact Fluorescent Lamp (Basic High - Indoor) | 2.4116 | 2.0581 | 1.7629 | 1.5274 | 1.3498 | 0 | 0 | 0 | 0 | 0 | 0 | 0
PG&E | GWh | Residential | Res - Multi Family | Lighting | No | Lighting - Compact Fluorescent Lamp (Basic High - Outdoor) | 0.32065 | 0.20946 | 0.19231 | 0.18273 | 0.17301 | 0 | 0 | 0 | 0 | 0 | 0 | 0
PG&E | GWh | Residential | Res - Multi Family | Lighting | No | Lighting - Compact Fluorescent Lamp (Basic Low - Indoor) | 4.7918 | 4.258 | 3.9863 | 3.5971 | 3.1672 | 0 | 0 | 0 | 0 | 0 | 0 | 0
PG&E | GWh | Residential | Res - Multi Family | Lighting | No | Lighting - Compact Fluorescent Lamp (Basic Low - Outdoor) | 0.66283 | 0.52189 | 0.50988 | 0.4685 | 0.42355 | 0 | 0 | 0 | 0 | 0 | 0 | 0
PG&E | GWh | Residential | Res - Multi Family | Lighting | No | Lighting - Compact Fluorescent Lamp (Reflector - Indoor) | 0.41261 | 0.57648 | 0.67675 | 0.76758 | 0.83108 | 0.8587 | 0.84386 | 0.80508 | 0.71683 | 0.62489 | 0.53191 | 0.4508
PG&E | GWh | Residential | Res - Multi Family | Lighting | No | Lighting - Compact Fluorescent Lamp (Reflector - Outdoor) | 0.012809 | 0.016038 | 0.016945 | 0.015546 | 0.015326 | 0.015284 | 0.015136 | 0.015608 | 0.015788 | 0.016006 | 0.016204 | 0.016582
PG&E | GWh | Residential | Res - Multi Family | Lighting | No | Lighting - Compact Fluorescent Lamp (Specialty - Indoor) | 0.99458 | 1.2138 | 1.4572 | 1.641 | 1.7292 | 1.6642 | 1.4773 | 1.2252 | 1.122 | 1.0467 | 0.882 | 0.74656
PG&E | GWh | Residential | Res - Multi Family | Lighting | No | Lighting - Compact Fluorescent Lamp (Specialty - Outdoor) | 0.04769 | 0.062756 | 0.065358 | 0.066997 | 0.066318 | 0.064172 | 0.056404 | 0.0519 | 0.046493 | 0.041949 | 0.037979 | 0.035097
PG&E | GWh | Residential | Res - Multi Family | Lighting | No | Lighting - Halogen Lamp (A-Line) | 0.012628 | 0.015407 | 0.018976 | 0.018356 | 0.018056 | 0 | 0 | 0 | 0 | 0 | 0 | 0
PG&E | GWh | Residential | Res - Multi Family | Lighting | No | Lighting - Halogen Lamp (Reflector) | 0.0023049 | 0.0028293 | 0.0030719 | 0.0032799 | 0.0033725 | 0.0033043 | 0.0029868 | 0.021014 | 0.02106 | 0.020856 | 0.02057 | 0.020396
PG&E | GWh | Residential | Res - Multi Family | Lighting | No | Lighting - Induction Fixture (Outdoor) | 0.00065674 | 0.00073174 | 0.00078813 | 0.00083863 | 0.0008782 | 0.00090236 | 0.00090733 | 0.0009459 | 0.0009631 | 0.00097361 | 0.00098006 | 0.00099112
PG&E | GWh | Residential | Res - Multi Family | Lighting | No | Lighting - Night Light Fixture (LED) | 0.24642 | 0.30257 | 0.3498 | 0.39142 | 0.42397 | 0.44478 | 0.45091 | 0.47315 | 0.47959 | 0.47911 | 0.47414 | 0.47063
PG&E | GWh | Residential | Res - Multi Family | Lighting | No | Lighting - Plug-In Fixture (Exterior) | 0.2068 | 0.27493 | 0.33854 | 0.40033 | 0.4565 | 0 | 0 | 0 | 0 | 0 | 0 | 0
PG&E | GWh | Residential | Res - Multi Family | Lighting | No | Lighting - Seasonal Lighting | 0.10498 | 0.16177 | 0.22096 | 0.28243 | 0.34309 | 0.39926 | 0.44599 | 0.50633 | 0.55261 | 0.59032 | 0.62065 | 0.64961
PG&E | GWh | Residential | Res - Multi Family | SHW | No | SHW - EF Rated Instantaneous Water Heater (Electric) | 0.056191 | 0.061629 | 0.06596 | 0.069744 | 0.072809 | 0.074336 | 0.07487 | 0.076917 | 0.078165 | 0.079162 | 0.080026 | 0.081106
PG&E | GWh | Residential | Res - Multi Family | SHW | No | SHW - EF Rated Storage Water Heater (Electric) | 0.080794 | 0.088482 | 0 | 0 | 0 | 0 | 0 | 0 | 0 | 0 | 0 | 0
PG&E | GWh | Residential | Res - Multi Family | WholeBlg | No | WholeBlg - Low Income | 29.8897 | 29.9022 | 14.1892 | 13.2915 | 12.3934 | 8.9399 | 8.2402 | 7.5396 | 5.771 | 4.3266 | 2.511 | 0.57258
PG&E | GWh | Residential | Res - Multi Family | WholeBlg | No | WholeBlg - Res NC ZNE | 0.36598 | 1.2108 | 1.6712 | 2.1845 | 1.8369 | 2.3095 | 2.5103 | 2.0902 | 2.4637 | 2.7388 | 2.9365 | 3.1939
PG&E | GWh | Residential | Res - Single Family | AppPlug | Yes | AppPlug - Clothes Washer (Electric) - Emerging | 0.15217 | 0.18594 | 0.14899 | 0.18315 | 0.22105 | 0.21519 | 0.24661 | 0.29449 | 0.33881 | 0.38327 | 0.42785 | 0.47787
PG&E | GWh | Residential | Res - Single Family | AppPlug | Yes | AppPlug - Clothes Washer (Gas) - Emerging | -0.077392 | -0.09335 | -0.07109 | -0.081756 | -0.092321 | -0.083846 | -0.089649 | -0.10046 | -0.10896 | -0.11964 | -0.1319 | -0.1458
PG&E | GWh | Residential | Res - Single Family | AppPlug | Yes | AppPlug - Dishwasher (Electric) - Emerging | 0.038117 | 0.054997 | 0.072742 | 0.092022 | 0.11164 | 0.13126 | 0.14822 | 0.17093 | 0.19191 | 0.21477 | 0.23724 | 0.26134
PG&E | GWh | Residential | Res - Single Family | AppPlug | Yes | AppPlug - HP Clothes Dryer - Emerging | 0 | 0 | 0 | 0 | 0.50615 | 1.1386 | 1.8313 | 2.6617 | 3.5227 | 4.4198 | 5.3448 | 6.3307
PG&E | GWh | Residential | Res - Single Family | AppPlug | Yes | AppPlug - Smart Strip Home Office - Emerging | 1.3208 | 1.3939 | 1.5327 | 1.6694 | 1.7723 | 1.8432 | 1.8443 | 1.8556 | 1.8117 | 1.7471 | 1.6331 | 1.5455
PG&E | GWh | Residential | Res - Single Family | AppPlug | Yes | AppPlug - Smart Strip Home Theater - Emerging | 1.3574 | 1.4323 | 1.5759 | 1.7174 | 1.824 | 1.8975 | 1.8989 | 1.9104 | 1.8647 | 1.7974 | 1.6792 | 1.588
PG&E | GWh | Residential | Res - Single Family | AppPlug | No | AppPlug - Clothes Washer (Electric) | 1.0818 | 1.1254 | 0.59751 | 0.61566 | 0.62888 | 0.432 | 0.43102 | 0.44088 | 0.44425 | 0.44584 | 0.44629 | 0.44796
PG&E | GWh | Residential | Res - Single Family | AppPlug | No | AppPlug - Clothes Washer (Gas) | -2.3959 | -2.4432 | -1.261 | -1.2704 | -1.2759 | -0.86591 | -0.85502 | -0.87416 | -0.88056 | -0.87243 | -0.85538 | -0.84597
PG&E | GWh | Residential | Res - Single Family | AppPlug | No | AppPlug - Computer Monitor | 1.1296 | 1.1732 | 1.1779 | 1.1845 | 1.1817 | 1.1693 | 1.1221 | 1.1571 | 1.1556 | 1.1464 | 1.1348 | 1.1367
PG&E | GWh | Residential | Res - Single Family | AppPlug | No | AppPlug - Desktop Computer (Res - ES Plus) | 0 | 0 | 1.2032 | 1.7067 | 2.2386 | 2.7877 | 3.3276 | 3.9094 | 4.4659 | 4.9975 | 5.4969 | 5.9711
PG&E | GWh | Residential | Res - Single Family | AppPlug | No | AppPlug - Desktop Computer (Res - ES) | 0 | 0 | 0 | 0 | 3.2443 | 3.7183 | 4.1582 | 4.6186 | 5.0335 | 5.4094 | 5.7452 | 6.0524
PG&E | GWh | Residential | Res - Single Family | AppPlug | No | AppPlug - Dishwasher (Electric) | 0.038258 | 0.04076 | 0.042545 | 0.044143 | 0.045432 | 0.046444 | 0.046875 | 0.048224 | 0.048461 | 0.047453 | 0.046441 | 0.045609
PG&E | GWh | Residential | Res - Single Family | AppPlug | No | AppPlug - Recycle Refrigerator | 18.569 | 18.5058 | 21.4404 | 24.3338 | 26.8741 | 28.8682 | 29.9955 | 30.0448 | 28.8911 | 26.7195 | 23.7628 | 20.3352
PG&E | GWh | Residential | Res - Single Family | AppPlug | No | AppPlug - Self-Contained Refrigerator | 4.7821 | 5.4806 | 0 | 0 | 0 | 0 | 0 | 0 | 0 | 0 | 0 | 0
PG&E | GWh | Residential | Res - Single Family | AppPlug | No | AppPlug - Variable Speed Pool Pump | 9.1621 | 10.2301 | 10.7873 | 11.2876 | 11.2167 | 11.0004 | 10.5213 | 10.1927 | 9.4054 | 8.7389 | 8.1045 | 7.5469
PG&E | GWh | Residential | Res - Single Family | BldgEnv | No | BldgEnv - Attic Batt Insulation | 0 | 0 | 0.045999 | 0.16315 | 0.22563 | 0.12246 | 0.090348 | 0.088695 | 0.062377 | 0.067801 | 0.074134 | 0.099851
PG&E | GWh | Residential | Res - Single Family | BldgEnv | No | BldgEnv - Wall Spray On Insulation | 0 | 0 | 1.8057 | 1.6523 | 1.176 | 0.70018 | 0.41267 | 0.25946 | 0.14725 | 0.10099 | 0.065994 | 0.051754
PG&E | GWh | Residential | Res - Single Family | BldgEnv | No | BldgEnv - Window Film | 0 | 0 | 0 | 0 | 0 | 0 | 0 | 0 | 0 | 0 | 0 | 2.0984
PG&E | GWh | Residential | Res - Single Family | HVAC | No | HVAC - Direct Evaporative Cooler | 0 | 0 | 0 | 0 | 2.1777 | 2.4729 | 2.6901 | 2.837 | 2.934 | 2.9972 | 3.0362 | 3.0586
PG&E | GWh | Residential | Res - Single Family | HVAC | No | HVAC - Repair Duct System | 0 | 0 | 0 | 1.714 | 1.4201 | 1.1394 | 0.89274 | 0.68428 | 0.51131 | 0.37271 | 0.26248 | 0.177
PG&E | GWh | Residential | Res - Single Family | HVAC | No | HVAC - SEER Rated Split System AC (Recharge) | 0 | 0 | 0 | 0 | 0 | 0 | 0 | 0 | 0 | 0 | 0.66643 | 0.62991
PG&E | GWh | Residential | Res - Single Family | HVAC | No | HVAC - SEER Rated Split System AC (SEER 15) | 0.20404 | 0.21671 | 0.10388 | 0.11605 | 0.13393 | 0.14925 | 0.1601 | 0.17502 | 0.18646 | 0.19654 | 0.20572 | 0.21532
PG&E | GWh | Residential | Res - Single Family | Lighting | Yes | Lighting - LED Lamp (Basic High - Indoor) - Emerging | 0.0051697 | 0.0093475 | 0.041222 | 0.1143 | 0.18104 | 0.054905 | 0.11107 | 0.25766 | 0.46614 | 0.78844 | 1.1757 | 1.6256
PG&E | GWh | Residential | Res - Single Family | Lighting | Yes | Lighting - LED Lamp (Basic High - Outdoor) - Emerging | 0.0085921 | 0.015737 | 0.041425 | 0.069072 | 0.10783 | 0.03288 | 0.076543 | 0.15884 | 0.2631 | 0.38867 | 0.51913 | 0.64828
PG&E | GWh | Residential | Res - Single Family | Lighting | Yes | Lighting - LED Lamp (Basic Low - Indoor) - Emerging | 0.12089 | 0.19505 | 0.53075 | 0.94539 | 1.5607 | 0.42112 | 0.72964 | 1.2381 | 1.7552 | 2.3047 | 2.7813 | 3.171
PG&E | GWh | Residential | Res - Single Family | Lighting | Yes | Lighting - LED Lamp (Basic Low - Outdoor) - Emerging | 0.036057 | 0.083788 | 0.18237 | 0.31082 | 0.46953 | 0.10965 | 0.18676 | 0.30854 | 0.43906 | 0.57277 | 0.69213 | 0.7915
PG&E | GWh | Residential | Res - Single Family | Lighting | Yes | Lighting - LED Lamp (Reflector - Indoor) - Emerging | 0.056532 | 0.19423 | 0.42079 | 0.74245 | 1.1293 | 1.5085 | 1.8764 | 2.4385 | 3.0378 | 3.6729 | 4.2963 | 5.0324
PG&E | GWh | Residential | Res - Single Family | Lighting | Yes | Lighting - LED Lamp (Reflector - Outdoor) - Emerging | 0.017938 | 0.11777 | 0.22323 | 0.38137 | 0.56494 | 0.74194 | 0.88104 | 1.1859 | 1.5745 | 1.9937 | 2.4014 | 2.7738
PG&E | GWh | Residential | Res - Single Family | Lighting | Yes | Lighting - LED Lamp (Specialty - Indoor) - Emerging | 0.12986 | 0.19689 | 0.66906 | 1.561 | 3.0274 | 4.6524 | 5.8988 | 6.7932 | 7.0042 | 7.6279 | 8.2386 | 8.8266
PG&E | GWh | Residential | Res - Single Family | Lighting | Yes | Lighting - LED Lamp (Specialty - Outdoor) - Emerging | 0.0069371 | 0.016766 | 0.04422 | 0.09117 | 0.16703 | 0.26376 | 0.4027 | 0.63419 | 0.888 | 1.1664 | 1.4173 | 1.6225
PG&E | GWh | Residential | Res - Single Family | Lighting | Yes | Lighting - LED Plug-In Indoor Fixture - Emerging | 0.6891 | 1.6107 | 1.5826 | 1.6116 | 1.6318 | 0.1205 | 0.1173 | 0.12228 | 0.12334 | 0.13495 | 0.14514 | 0.15585
PG&E | GWh | Residential | Res - Single Family | Lighting | Yes | Lighting - LED Plug-In Outdoor Fixture - Emerging | 0.023521 | 0.013905 | 0.028791 | 0.044651 | 0.074775 | 0.0065981 | 0.010136 | 0.014241 | 0.018989 | 0.023868 | 0.028585 | 0.032978
PG&E | GWh | Residential | Res - Single Family | Lighting | No | Lighting - Compact Fluorescent Fixture (Indoor) | 0.462 | 1.0634 | 1.0436 | 1.0526 | 1.0391 | 0 | 0 | 0 | 0 | 0 | 0 | 0
PG&E | GWh | Residential | Res - Single Family | Lighting | No | Lighting - Compact Fluorescent Fixture (Outdoor) | 0.47313 | 0.67613 | 0.6261 | 0.64184 | 0.63874 | 0 | 0 | 0 | 0 | 0 | 0 | 0
PG&E | GWh | Residential | Res - Single Family | Lighting | No | Lighting - Compact Fluorescent Lamp (Basic High - Indoor) | 29.2022 | 22.7791 | 19.5857 | 16.8573 | 14.6576 | 0 | 0 | 0 | 0 | 0 | 0 | 0
PG&E | GWh | Residential | Res - Single Family | Lighting | No | Lighting - Compact Fluorescent Lamp (Basic High - Outdoor) | 11.1554 | 9.9773 | 8.7473 | 7.6066 | 6.6867 | 0 | 0 | 0 | 0 | 0 | 0 | 0
PG&E | GWh | Residential | Res - Single Family | Lighting | No | Lighting - Compact Fluorescent Lamp (Basic Low - Indoor) | 40.0291 | 38.9159 | 36.7384 | 33.5222 | 29.851 | 0 | 0 | 0 | 0 | 0 | 0 | 0
PG&E | GWh | Residential | Res - Single Family | Lighting | No | Lighting - Compact Fluorescent Lamp (Basic Low - Outdoor) | 11.0457 | 10.6862 | 10.7126 | 10.2043 | 9.4163 | 0 | 0 | 0 | 0 | 0 | 0 | 0
PG&E | GWh | Residential | Res - Single Family | Lighting | No | Lighting - Compact Fluorescent Lamp (Reflector - Indoor) | 20.6449 | 16.0902 | 17.0894 | 16.9855 | 16.0874 | 14.6354 | 12.571 | 10.6453 | 8.9609 | 7.57 | 6.4467 | 5.6879
PG&E | GWh | Residential | Res - Single Family | Lighting | No | Lighting - Compact Fluorescent Lamp (Reflector - Outdoor) | 4.4763 | 7.4403 | 7.8973 | 8.3383 | 8.3283 | 7.969 | 7.3197 | 6.2767 | 5.5201 | 4.8028 | 4.228 | 3.8298
PG&E | GWh | Residential | Res - Single Family | Lighting | No | Lighting - Compact Fluorescent Lamp (Specialty - Indoor) | 14.5831 | 15.4565 | 17.9381 | 19.9697 | 21.3203 | 21.084 | 18.71 | 14.9682 | 11.4088 | 9.1728 | 7.5391 | 6.4623
PG&E | GWh | Residential | Res - Single Family | Lighting | No | Lighting - Compact Fluorescent Lamp (Specialty - Outdoor) | 1.6946 | 2.3928 | 2.5315 | 2.6323 | 2.6278 | 2.5476 | 2.3085 | 2.0769 | 1.8619 | 1.6666 | 1.4947 | 1.3646
PG&E | GWh | Residential | Res - Single Family | Lighting | No | Lighting - Halogen Lamp (A-Line) | 0.071762 | 0.087616 | 0.10794 | 0.10446 | 0.10282 | 0 | 0 | 0 | 0 | 0 | 0 | 0
PG&E | GWh | Residential | Res - Single Family | Lighting | No | Lighting - Halogen Lamp (Reflector) | 0.013129 | 0.016192 | 0.017628 | 0.018871 | 0.019481 | 0.019573 | 0.017793 | 0.12044 | 0.12082 | 0.11973 | 0.11814 | 0.11721
PG&E | GWh | Residential | Res - Single Family | Lighting | No | Lighting - Night Light Fixture (LED) | 1.4006 | 1.7219 | 1.9921 | 2.2307 | 2.4187 | 2.5531 | 2.5896 | 2.7247 | 2.7665 | 2.767 | 2.7409 | 2.724
PG&E | GWh | Residential | Res - Single Family | Lighting | No | Lighting - Plug-In Fixture (Exterior) | 3.0098 | 3.5922 | 4.0524 | 4.4525 | 4.7613 | 0 | 0 | 0 | 0 | 0 | 0 | 0
PG&E | GWh | Residential | Res - Single Family | Lighting | No | Lighting - Seasonal Lighting | 0.87338 | 1.3469 | 1.8407 | 2.354 | 2.8618 | 3.347 | 3.7396 | 4.2544 | 4.6487 | 4.9699 | 5.228 | 5.4766
PG&E | GWh | Residential | Res - Single Family | SHW | No | SHW - EF Rated Instantaneous Water Heater (Electric) | 0.17068 | 0.18508 | 0.19766 | 0.21111 | 0.22406 | 0.23714 | 0.24467 | 0.26513 | 0.28023 | 0.29383 | 0.30665 | 0.32198
PG&E | GWh | Residential | Res - Single Family | SHW | No | SHW - EF Rated Storage Water Heater (Electric) | 1.2759 | 1.3311 | 0 | 0 | 0 | 0 | 0 | 0 | 0 | 0 | 0 | 0
PG&E | GWh | Residential | Res - Single Family | WholeBlg | No | WholeBlg - Low Income | 20.6538 | 20.6504 | 9.7931 | 9.1685 | 8.5437 | 6.1596 | 5.674 | 5.1889 | 3.9693 | 2.9741 | 1.7251 | 0.39301
PG&E | MW | Residential | Res - Multi Family | AppPlug | Yes | AppPlug - Clothes Washer (Electric) - Emerging | 0.006077 | 0.0077529 | 0.0062103 | 0.0075527 | 0.009238 | 0.0090887 | 0.010539 | 0.012631 | 0.014611 | 0.016619 | 0.018639 | 0.020833
PG&E | MW | Residential | Res - Multi Family | AppPlug | Yes | AppPlug - Clothes Washer (Gas) - Emerging | 0.0016238 | 0.001903 | 0.0014628 | 0.0017313 | 0.0020336 | 0.001933 | 0.0021691 | 0.0025631 | 0.0029251 | 0.0033038 | 0.0036875 | 0.0041208
PG&E | MW | Residential | Res - Multi Family | AppPlug | Yes | AppPlug - Dishwasher (Electric) - Emerging | 0.00025887 | 0.00039289 | 0.00053576 | 0.00069046 | 0.00084724 | 0.0010037 | 0.0011421 | 0.0013153 | 0.0014661 | 0.0016047 | 0.0017314 | 0.0018738
PG&E | MW | Residential | Res - Multi Family | AppPlug | Yes | AppPlug - HP Clothes Dryer - Emerging | 0 | 0 | 0 | 0 | 0.0089185 | 0.02018 | 0.032564 | 0.047297 | 0.06255 | 0.078424 | 0.09478 | 0.11216
PG&E | MW | Residential | Res - Multi Family | AppPlug | Yes | AppPlug - Smart Strip Home Office - Emerging | 0.034004 | 0.035749 | 0.039241 | 0.042664 | 0.0452 | 0.046899 | 0.046823 | 0.046945 | 0.045673 | 0.043886 | 0.040854 | 0.038492
PG&E | MW | Residential | Res - Multi Family | AppPlug | Yes | AppPlug - Smart Strip Home Theater - Emerging | 0.031184 | 0.032779 | 0.036003 | 0.039165 | 0.04151 | 0.043083 | 0.043019 | 0.043126 | 0.041947 | 0.040289 | 0.037484 | 0.035292
PG&E | MW | Residential | Res - Multi Family | AppPlug | No | AppPlug - Clothes Washer (Electric) | 0.040675 | 0.042331 | 0.022281 | 0.022779 | 0.02255 | 0.015093 | 0.014746 | 0.014784 | 0.014651 | 0.014494 | 0.014325 | 0.014208
PG&E | MW | Residential | Res - Multi Family | AppPlug | No | AppPlug - Clothes Washer (Gas) | 0.082885 | 0.085657 | 0.044171 | 0.044499 | 0.044656 | 0.030188 | 0.029626 | 0.03016 | 0.030197 | 0.030203 | 0.030144 | 0.030255
PG&E | MW | Residential | Res - Multi Family | AppPlug | No | AppPlug - Computer Monitor | 0.071457 | 0.071496 | 0.070231 | 0.069532 | 0.06856 | 0.067247 | 0.064221 | 0.065659 | 0.06522 | 0.064462 | 0.063644 | 0.06357
PG&E | MW | Residential | Res - Multi Family | AppPlug | No | AppPlug - Desktop Computer (Res - ES Plus) | 0 | 0 | 0.001201 | 0.0016765 | 0.0021759 | 0.0026906 | 0.0031984 | 0.0037422 | 0.0042648 | 0.0047664 | 0.0052398 | 0.0056898
PG&E | MW | Residential | Res - Multi Family | AppPlug | No | AppPlug - Desktop Computer (Res - ES) | 0 | 0 | 0 | 0 | 0.0023614 | 0.002766 | 0.003153 | 0.0035597 | 0.0039377 | 0.0042895 | 0.0046117 | 0.0049108
PG&E | MW | Residential | Res - Multi Family | AppPlug | No | AppPlug - Dishwasher (Electric) | 0.00021903 | 0.00024024 | 0.00025681 | 0.00027144 | 0.00028342 | 0.00029299 | 0.00029844 | 0.00030864 | 0.00031519 | 0.0003204 | 0.00032473 | 0.00032495
PG&E | MW | Residential | Res - Multi Family | AppPlug | No | AppPlug - Recycle Refrigerator | 0.17146 | 0.17088 | 0.19797 | 0.22469 | 0.24815 | 0.26656 | 0.27697 | 0.27742 | 0.26677 | 0.24672 | 0.21942 | 0.18777
PG&E | MW | Residential | Res - Multi Family | AppPlug | No | AppPlug - Self-Contained Refrigerator | 0.047903 | 0.065208 | 0 | 0 | 0 | 0 | 0 | 0 | 0 | 0 | 0 | 0
PG&E | MW | Residential | Res - Multi Family | BldgEnv | No | BldgEnv - Attic Batt Insulation | 0.18537 | 0.18168 | 0.17201 | 0.15997 | 0.14416 | 0.12231 | 0.10188 | 0.083361 | 0.065953 | 0.051778 | 0.040012 | 0.031111
PG&E | MW | Residential | Res - Multi Family | BldgEnv | No | BldgEnv - Wall Spray On Insulation | 0 | 0 | 0 | 0 | 0 | 0 | 0 | 0 | 0 | 0.040519 | 0.034674 | 0.023428
PG&E | MW | Residential | Res - Multi Family | BldgEnv | No | BldgEnv - Window Film | 0 | 0 | 0 | 0 | 0 | 0 | 0 | 0 | 0 | 0 | 0 | 0.16352
PG&E | MW | Residential | Res - Multi Family | HVAC | No | HVAC - SEER Rated Split System AC (SEER 15) | -0.0029426 | -0.0040164 | -0.0023116 | -0.0029098 | -0.0035562 | -0.0040378 | -0.0045017 | -0.0049434 | -0.0053699 | -0.0057768 | -0.0061613 | -0.0065226
PG&E | MW | Residential | Res - Multi Family | Lighting | Yes | Lighting - LED Lamp (Basic High - Indoor) - Emerging | 0.00011103 | 0.0001992 | 0.00075204 | 0.0016275 | 0.0025896 | 0.00086787 | 0.0018517 | 0.0041661 | 0.0072517 | 0.011665 | 0.016642 | 0.022119
PG&E | MW | Residential | Res - Multi Family | Lighting | Yes | Lighting - LED Lamp (Basic Low - Indoor) - Emerging | 0.001613 | 0.0025046 | 0.006533 | 0.011362 | 0.018168 | 0.0047489 | 0.0081146 | 0.013705 | 0.019649 | 0.026112 | 0.032014 | 0.037133
PG&E | MW | Residential | Res - Multi Family | Lighting | Yes | Lighting - LED Lamp (Reflector - Indoor) - Emerging | 0.00044406 | 0.0023052 | 0.0048689 | 0.008712 | 0.013673 | 0.019072 | 0.024044 | 0.028155 | 0.031539 | 0.0349 | 0.037794 | 0.041339
PG&E | MW | Residential | Res - Multi Family | Lighting | Yes | Lighting - LED Lamp (Specialty - Indoor) - Emerging | 0.0018996 | 0.0028354 | 0.0076034 | 0.015174 | 0.024685 | 0.032332 | 0.036657 | 0.041123 | 0.051082 | 0.065976 | 0.075072 | 0.082001
PG&E | MW | Residential | Res - Multi Family | Lighting | Yes | Lighting - LED Plug-In Indoor Fixture - Emerging | 0.0068129 | 0.013775 | 0.013446 | 0.013661 | 0.013784 | 0.0010087 | 0.00098126 | 0.0010207 | 0.0011214 | 0.0012291 | 0.0013182 | 0.0014076
PG&E | MW | Residential | Res - Multi Family | Lighting | No | Lighting - Compact Fluorescent Fixture (Indoor) | 0.0044112 | 0.0094249 | 0.0094161 | 0.0094813 | 0.0093422 | 0 | 0 | 0 | 0 | 0 | 0 | 0
PG&E | MW | Residential | Res - Multi Family | Lighting | No | Lighting - Compact Fluorescent Lamp (Basic High - Indoor) | 0.29146 | 0.248 | 0.21193 | 0.18317 | 0.16156 | 0 | 0 | 0 | 0 | 0 | 0 | 0
PG&E | MW | Residential | Res - Multi Family | Lighting | No | Lighting - Compact Fluorescent Lamp (Basic Low - Indoor) | 0.59469 | 0.52757 | 0.49342 | 0.44468 | 0.39104 | 0 | 0 | 0 | 0 | 0 | 0 | 0
PG&E | MW | Residential | Res - Multi Family | Lighting | No | Lighting - Compact Fluorescent Lamp (Reflector - Indoor) | 0.057537 | 0.080359 | 0.094302 | 0.10692 | 0.11573 | 0.11955 | 0.11749 | 0.11199 | 0.099642 | 0.086796 | 0.073818 | 0.062489
PG&E | MW | Residential | Res - Multi Family | Lighting | No | Lighting - Compact Fluorescent Lamp (Specialty - Indoor) | 0.11447 | 0.13962 | 0.16758 | 0.18866 | 0.19873 | 0.19119 | 0.16967 | 0.1405 | 0.12859 | 0.11993 | 0.10098 | 0.085383
PG&E | MW | Residential | Res - Multi Family | Lighting | No | Lighting - Halogen Lamp (A-Line) | 0.0016883 | 0.0020598 | 0.0025371 | 0.0024541 | 0.002414 | 0 | 0 | 0 | 0 | 0 | 0 | 0
PG&E | MW | Residential | Res - Multi Family | Lighting | No | Lighting - Halogen Lamp (Reflector) | 0.00030816 | 0.00037827 | 0.0004107 | 0.0004385 | 0.00045089 | 0.00044177 | 0.00039933 | 0.0028095 | 0.0028156 | 0.0027884 | 0.0027502 | 0.0027268
PG&E | MW | Residential | Res - Multi Family | SHW | No | SHW - EF Rated Instantaneous Water Heater (Electric) | 0.011235 | 0.012323 | 0.013189 | 0.013945 | 0.014558 | 0.014864 | 0.01497 | 0.01538 | 0.015629 | 0.015829 | 0.016001 | 0.016217
PG&E | MW | Residential | Res - Multi Family | SHW | No | SHW - EF Rated Storage Water Heater (Electric) | 0.016147 | 0.017684 | 0 | 0 | 0 | 0 | 0 | 0 | 0 | 0 | 0 | 0
PG&E | MW | Residential | Res - Multi Family | WholeBlg | No | WholeBlg - Low Income | 6.88 | 6.8829 | 3.2661 | 3.0594 | 2.8527 | 2.0578 | 1.8967 | 1.7355 | 1.3284 | 0.9959 | 0.57798 | 0.1318
PG&E | MW | Residential | Res - Multi Family | WholeBlg | No | WholeBlg - Res NC ZNE | 0.031451 | 0.10406 | 0.14362 | 0.18773 | 0.15786 | 0.19847 | 0.21573 | 0.17963 | 0.21172 | 0.23537 | 0.25236 | 0.27448
PG&E | MW | Residential | Res - Single Family | AppPlug | Yes | AppPlug - Clothes Washer (Electric) - Emerging | 0.0241 | 0.029448 | 0.023597 | 0.029007 | 0.035008 | 0.034081 | 0.039057 | 0.04664 | 0.053658 | 0.0607 | 0.067761 | 0.075682
PG&E | MW | Residential | Res - Single Family | AppPlug | Yes | AppPlug - Clothes Washer (Gas) - Emerging | 0.0041553 | 0.0050121 | 0.0038169 | 0.0043896 | 0.0049568 | 0.0045018 | 0.0048133 | 0.0053938 | 0.0058499 | 0.0064236 | 0.007082 | 0.0078279
PG&E | MW | Residential | Res - Single Family | AppPlug | Yes | AppPlug - Dishwasher (Electric) - Emerging | 0.0031811 | 0.0045898 | 0.0060706 | 0.0076797 | 0.009317 | 0.010954 | 0.01237 | 0.014265 | 0.016016 | 0.017924 | 0.019799 | 0.02181
PG&E | MW | Residential | Res - Single Family | AppPlug | Yes | AppPlug - HP Clothes Dryer - Emerging | 0 | 0 | 0 | 0 | 0.080163 | 0.18033 | 0.29003 | 0.42155 | 0.55791 | 0.7 | 0.84648 | 1.0026
PG&E | MW | Residential | Res - Single Family | AppPlug | Yes | AppPlug - Smart Strip Home Office - Emerging | 0.19318 | 0.20387 | 0.22417 | 0.24416 | 0.25922 | 0.26959 | 0.26975 | 0.2714 | 0.26498 | 0.25553 | 0.23885 | 0.22604
PG&E | MW | Residential | Res - Single Family | AppPlug | Yes | AppPlug - Smart Strip Home Theater - Emerging | 0.17715 | 0.18693 | 0.20567 | 0.22413 | 0.23805 | 0.24764 | 0.24783 | 0.24932 | 0.24336 | 0.23458 | 0.21915 | 0.20725
PG&E | MW | Residential | Res - Single Family | AppPlug | No | AppPlug - Clothes Washer (Electric) | 0.17133 | 0.17823 | 0.094627 | 0.097501 | 0.099595 | 0.068414 | 0.06826 | 0.069821 | 0.070355 | 0.070607 | 0.070678 | 0.070942
PG&E | MW | Residential | Res - Single Family | AppPlug | No | AppPlug - Clothes Washer (Gas) | 0.19889 | 0.20281 | 0.10468 | 0.10546 | 0.10591 | 0.07188 | 0.070977 | 0.072565 | 0.073097 | 0.072421 | 0.071006 | 0.070225
PG&E | MW | Residential | Res - Single Family | AppPlug | No | AppPlug - Computer Monitor | 0.58507 | 0.60768 | 0.61013 | 0.61353 | 0.61209 | 0.60567 | 0.58122 | 0.59934 | 0.59857 | 0.59379 | 0.5878 | 0.58877
PG&E | MW | Residential | Res - Single Family | AppPlug | No | AppPlug - Desktop Computer (Res - ES Plus) | 0 | 0 | 0.011126 | 0.015781 | 0.020699 | 0.025777 | 0.030769 | 0.036148 | 0.041294 | 0.04621 | 0.050827 | 0.055212
PG&E | MW | Residential | Res - Single Family | AppPlug | No | AppPlug - Desktop Computer (Res - ES) | 0 | 0 | 0 | 0 | 0.029998 | 0.034382 | 0.038449 | 0.042706 | 0.046543 | 0.050018 | 0.053123 | 0.055964
PG&E | MW | Residential | Res - Single Family | AppPlug | No | AppPlug - Dishwasher (Electric) | 0.0030975 | 0.0033001 | 0.0034446 | 0.0035739 | 0.0036783 | 0.0037603 | 0.0037951 | 0.0039043 | 0.0039236 | 0.003842 | 0.00376 | 0.0036927
PG&E | MW | Residential | Res - Single Family | AppPlug | No | AppPlug - Recycle Refrigerator | 4.2395 | 4.2251 | 4.8951 | 5.5557 | 6.1356 | 6.5909 | 6.8483 | 6.8595 | 6.5961 | 6.1004 | 5.4253 | 4.6427
PG&E | MW | Residential | Res - Single Family | AppPlug | No | AppPlug - Self-Contained Refrigerator | 1.0918 | 1.2513 | 0 | 0 | 0 | 0 | 0 | 0 | 0 | 0 | 0 | 0
PG&E | MW | Residential | Res - Single Family | AppPlug | No | AppPlug - Variable Speed Pool Pump | 2.8801 | 3.2159 | 3.391 | 3.5483 | 3.526 | 3.458 | 3.3074 | 3.2041 | 2.9566 | 2.7471 | 2.5477 | 2.3724
PG&E | MW | Residential | Res - Single Family | BldgEnv | No | BldgEnv - Attic Batt Insulation | 0 | 0 | 0.072057 | 0.25557 | 0.35344 | 0.19183 | 0.14153 | 0.13894 | 0.097712 | 0.10621 | 0.11613 | 0.15641
PG&E | MW | Residential | Res - Single Family | BldgEnv | No | BldgEnv - Wall Spray On Insulation | 0 | 0 | 2.1427 | 1.9607 | 1.3955 | 0.83086 | 0.48969 | 0.30788 | 0.17474 | 0.11984 | 0.078311 | 0.061413
PG&E | MW | Residential | Res - Single Family | BldgEnv | No | BldgEnv - Window Film | 0 | 0 | 0 | 0 | 0 | 0 | 0 | 0 | 0 | 0 | 0 | 2.2079
PG&E | MW | Residential | Res - Single Family | HVAC | No | HVAC - Direct Evaporative Cooler | 0 | 0 | 0 | 0 | 3.7461 | 4.2538 | 4.6274 | 4.88 | 5.0469 | 5.1557 | 5.2228 | 5.2613
PG&E | MW | Residential | Res - Single Family | HVAC | No | HVAC - Repair Duct System | 0 | 0 | 0 | 3.1892 | 2.6423 | 2.12 | 1.6611 | 1.2732 | 0.95136 | 0.69347 | 0.48838 | 0.32933
PG&E | MW | Residential | Res - Single Family | HVAC | No | HVAC - SEER Rated Split System AC (Recharge) | 0 | 0 | 0 | 0 | 0 | 0 | 0 | 0 | 0 | 0 | 1.4361 | 1.3574
PG&E | MW | Residential | Res - Single Family | HVAC | No | HVAC - SEER Rated Split System AC (SEER 15) | -0.17792 | -0.17022 | -0.077387 | -0.089409 | -0.11174 | -0.13282 | -0.15508 | -0.16711 | -0.182 | -0.19698 | -0.21151 | -0.22384
PG&E | MW | Residential | Res - Single Family | Lighting | Yes | Lighting - LED Lamp (Basic High - Indoor) - Emerging | 0.00073523 | 0.00133 | 0.0058661 | 0.01627 | 0.025799 | 0.0078366 | 0.015844 | 0.036726 | 0.0664 | 0.11225 | 0.16733 | 0.23131
PG&E | MW | Residential | Res - Single Family | Lighting | Yes | Lighting - LED Lamp (Basic Low - Indoor) - Emerging | 0.017791 | 0.028711 | 0.078136 | 0.13924 | 0.22995 | 0.062074 | 0.10752 | 0.18243 | 0.25857 | 0.33948 | 0.40966 | 0.46705
PG&E | MW | Residential | Res - Single Family | Lighting | Yes | Lighting - LED Lamp (Reflector - Indoor) - Emerging | 0.0084454 | 0.029027 | 0.062893 | 0.11099 | 0.16885 | 0.22558 | 0.28062 | 0.36474 | 0.4544 | 0.54937 | 0.6426 | 0.7527
PG&E | MW | Residential | Res - Single Family | Lighting | Yes | Lighting - LED Lamp (Specialty - Indoor) - Emerging | 0.017962 | 0.027238 | 0.09257 | 0.216 | 0.41893 | 0.64383 | 0.81635 | 0.94036 | 0.96976 | 1.0562 | 1.1408 | 1.2223
PG&E | MW | Residential | Res - Single Family | Lighting | Yes | Lighting - LED Plug-In Indoor Fixture - Emerging | 0.067603 | 0.15803 | 0.15527 | 0.15812 | 0.16009 | 0.01182 | 0.011501 | 0.011992 | 0.012096 | 0.013232 | 0.014229 | 0.015278
PG&E | MW | Residential | Res - Single Family | Lighting | No | Lighting - Compact Fluorescent Fixture (Indoor) | 0.045679 | 0.10502 | 0.10305 | 0.10394 | 0.1026 | 0 | 0 | 0 | 0 | 0 | 0 | 0
PG&E | MW | Residential | Res - Single Family | Lighting | No | Lighting - Compact Fluorescent Lamp (Basic High - Indoor) | 4.153 | 3.2415 | 2.7882 | 2.4008 | 2.0884 | 0 | 0 | 0 | 0 | 0 | 0 | 0
PG&E | MW | Residential | Res - Single Family | Lighting | No | Lighting - Compact Fluorescent Lamp (Basic Low - Indoor) | 5.8914 | 5.7289 | 5.4093 | 4.9368 | 4.3971 | 0 | 0 | 0 | 0 | 0 | 0 | 0
PG&E | MW | Residential | Res - Single Family | Lighting | No | Lighting - Compact Fluorescent Lamp (Reflector - Indoor) | 3.0842 | 2.4045 | 2.554 | 2.5388 | 2.4049 | 2.1881 | 1.8796 | 1.5923 | 1.3407 | 1.1329 | 0.96498 | 0.85157
PG&E | MW | Residential | Res - Single Family | Lighting | No | Lighting - Compact Fluorescent Lamp (Specialty - Indoor) | 2.017 | 2.1382 | 2.4816 | 2.7628 | 2.9498 | 2.9173 | 2.5889 | 2.0718 | 1.5797 | 1.2704 | 1.0444 | 0.8954
PG&E | MW | Residential | Res - Single Family | Lighting | No | Lighting - Halogen Lamp (A-Line) | 0.0095944 | 0.011714 | 0.014431 | 0.013966 | 0.013747 | 0 | 0 | 0 | 0 | 0 | 0 | 0
PG&E | MW | Residential | Res - Single Family | Lighting | No | Lighting - Halogen Lamp (Reflector) | 0.0017553 | 0.0021647 | 0.0023567 | 0.0025229 | 0.0026045 | 0.0026168 | 0.0023789 | 0.016102 | 0.016153 | 0.016008 | 0.015795 | 0.015671
PG&E | MW | Residential | Res - Single Family | SHW | No | SHW - EF Rated Instantaneous Water Heater (Electric) | 0.033026 | 0.035811 | 0.038246 | 0.040849 | 0.043355 | 0.045886 | 0.047342 | 0.0513 | 0.054223 | 0.056854 | 0.059334 | 0.062301
PG&E | MW | Residential | Res - Single Family | SHW | No | SHW - EF Rated Storage Water Heater (Electric) | 0.24689 | 0.25757 | 0 | 0 | 0 | 0 | 0 | 0 | 0 | 0 | 0 | 0
PG&E | MW | Residential | Res - Single Family | WholeBlg | No | WholeBlg - Low Income | 4.7541 | 4.7533 | 2.2542 | 2.1104 | 1.9666 | 1.4178 | 1.306 | 1.1944 | 0.91365 | 0.68458 | 0.39709 | 0.090462
PG&E | MM Therms | Residential | Res - Multi Family | AppPlug | Yes | AppPlug - Clothes Washer (Gas) - Emerging | 0.043659 | 0.051165 | 0.03933 | 0.046551 | 0.054678 | 0.051972 | 0.05832 | 0.068915 | 0.078646 | 0.08883 | 0.099147 | 0.1108
PG&E | MM Therms | Residential | Res - Multi Family | AppPlug | Yes | AppPlug - Dishwasher (Gas) - Emerging | 0.0081161 | 0.011399 | 0.01484 | 0.018525 | 0.022205 | 0.025831 | 0.028879 | 0.033018 | 0.036499 | 0.03974 | 0.043654 | 0.048039
PG&E | MM Therms | Residential | Res - Multi Family | AppPlug | No | AppPlug - Clothes Washer (Gas) | 0.55721 | 0.57584 | 0.29695 | 0.29915 | 0.30021 | 0.20295 | 0.19916 | 0.20275 | 0.20301 | 0.20304 | 0.20264 | 0.2034
PG&E | MM Therms | Residential | Res - Multi Family | AppPlug | No | AppPlug - Computer Monitor | -0.0033532 | -0.003355 | -0.0032957 | -0.0032628 | -0.0032172 | -0.0031556 | -0.0030136 | -0.0030811 | -0.0030605 | -0.0030249 | -0.0029865 | -0.0029831
PG&E | MM Therms | Residential | Res - Multi Family | AppPlug | No | AppPlug - Desktop Computer (Res - ES Plus) | 0 | 0 | -0.003539 | -0.0049401 | -0.0064117 | -0.0079285 | -0.0094251 | -0.011027 | -0.012567 | -0.014045 | -0.015441 | -0.016767
PG&E | MM Therms | Residential | Res - Multi Family | AppPlug | No | AppPlug - Desktop Computer (Res - ES) | 0 | 0 | 0 | 0 | -0.0069027 | -0.0080854 | -0.0092166 | -0.010406 | -0.01151 | -0.012539 | -0.013481 | -0.014355
PG&E | MM Therms | Residential | Res - Multi Family | AppPlug | No | AppPlug - Dishwasher (Gas) | 0.0061245 | 0.0065202 | 0.0068047 | 0.0070483 | 0.0072336 | 0.0073709 | 0.0074088 | 0.0076048 | 0.0077095 | 0.0077968 | 0.0076291 | 0.007474
PG&E | MM Therms | Residential | Res - Multi Family | AppPlug | No | AppPlug - Recycle Refrigerator | -0.0075687 | -0.007543 | -0.0087391 | -0.0099185 | -0.010954 | -0.011767 | -0.012226 | -0.012246 | -0.011776 | -0.010891 | -0.0096857 | -0.0082886
PG&E | MM Therms | Residential | Res - Multi Family | BldgEnv | No | BldgEnv - Attic Batt Insulation | 0.047 | 0.046063 | 0.043612 | 0.04056 | 0.036551 | 0.031012 | 0.025832 | 0.021136 | 0.016722 | 0.013128 | 0.010145 | 0.0078879
PG&E | MM Therms | Residential | Res - Multi Family | BldgEnv | No | BldgEnv - Wall Spray On Insulation | 0 | 0 | 0 | 0 | 0 | 0 | 0 | 0 | 0 | 0.02484 | 0.021257 | 0.014363
PG&E | MM Therms | Residential | Res - Multi Family | BldgEnv | No | BldgEnv - Window Film | 0 | 0 | 0 | 0 | 0 | 0 | 0 | 0 | 0 | 0 | 0 | -0.0010551
PG&E | MM Therms | Residential | Res - Multi Family | HVAC | Yes | HVAC - Gas Furnace - Emerging | 0 | 0 | 0 | 0.0052634 | 0.012231 | 0.020937 | 0.030867 | 0.041726 | 0.053305 | 0.065497 | 0.078036 | 0.090878
PG&E | MM Therms | Residential | Res - Multi Family | HVAC | No | HVAC - Gas Furnace | 0.015816 | 0.018415 | 0.021328 | 0.025752 | 0.029313 | 0.032738 | 0.035751 | 0.038402 | 0.040807 | 0.042972 | 0.04491 | 0.046643
PG&E | MM Therms | Residential | Res - Multi Family | Lighting | Yes | Lighting - LED Lamp (Basic High - Indoor) - Emerging | -1.8059e-05 | -3.219e-05 | -0.00012133 | -0.00025934 | -0.00040276 | -0.00013259 | -0.00028936 | -0.00066083 | -0.0011634 | -0.001888 | -0.0027079 | -0.0036088
PG&E | MM Therms | Residential | Res - Multi Family | Lighting | Yes | Lighting - LED Lamp (Basic Low - Indoor) - Emerging | -0.00026156 | -0.00040414 | -0.0010521 | -0.0018156 | -0.0028811 | -0.00074743 | -0.0012853 | -0.0021753 | -0.0031286 | -0.0041694 | -0.005121 | -0.005941
PG&E | MM Therms | Residential | Res - Multi Family | Lighting | Yes | Lighting - LED Lamp (Reflector - Indoor) - Emerging | -6.4573e-05 | -0.00033467 | -0.00070556 | -0.0012605 | -0.0019757 | -0.0027536 | -0.003471 | -0.0040501 | -0.0045274 | -0.0050034 | -0.0054125 | -0.0059114
PG&E | MM Therms | Residential | Res - Multi Family | Lighting | Yes | Lighting - LED Lamp (Specialty - Indoor) - Emerging | -0.0003348 | -0.000499 | -0.0013368 | -0.0026655 | -0.0043327 | -0.0056684 | -0.0064119 | -0.007146 | -0.0088639 | -0.011459 | -0.013031 | -0.014214
PG&E | MM Therms | Residential | Res - Multi Family | Lighting | Yes | Lighting - LED Plug-In Indoor Fixture - Emerging | -0.0014089 | -0.0028503 | -0.0027802 | -0.002826 | -0.0028565 | -0.0002099 | -0.00020578 | -0.00021317 | -0.00023488 | -0.00025851 | -0.00027821 | -0.00029735
PG&E | MM Therms | Residential | Res - Multi Family | Lighting | No | Lighting - Compact Fluorescent Fixture (Indoor) | -0.00077234 | -0.0016988 | -0.0017112 | -0.0017239 | -0.0017013 | 0 | 0 | 0 | 0 | 0 | 0 | 0
PG&E | MM Therms | Residential | Res - Multi Family | Lighting | No | Lighting - Compact Fluorescent Lamp (Basic High - Indoor) | -0.047624 | -0.040121 | -0.034012 | -0.029145 | -0.025534 | 0 | 0 | 0 | 0 | 0 | 0 | 0
PG&E | MM Therms | Residential | Res - Multi Family | Lighting | No | Lighting - Compact Fluorescent Lamp (Basic Low - Indoor) | -0.096359 | -0.085023 | -0.079255 | -0.071127 | -0.062285 | 0 | 0 | 0 | 0 | 0 | 0 | 0
PG&E | MM Therms | Residential | Res - Multi Family | Lighting | No | Lighting - Compact Fluorescent Lamp (Reflector - Indoor) | -0.0083666 | -0.011672 | -0.01368 | -0.015493 | -0.016752 | -0.017295 | -0.016996 | -0.016157 | -0.014339 | -0.012459 | -0.010565 | -0.0089095
PG&E | MM Therms | Residential | Res - Multi Family | Lighting | No | Lighting - Compact Fluorescent Lamp (Specialty - Indoor) | -0.020158 | -0.02454 | -0.029431 | -0.033097 | -0.034826 | -0.033465 | -0.029674 | -0.024445 | -0.02233 | -0.020812 | -0.017478 | -0.014723
PG&E | MM Therms | Residential | Res - Multi Family | Lighting | No | Lighting - Halogen Lamp (A-Line) | -0.00033114 | -0.00040402 | -0.00049763 | -0.00048135 | -0.0004735 | 0 | 0 | 0 | 0 | 0 | 0 | 0
PG&E | MM Therms | Residential | Res - Multi Family | Lighting | No | Lighting - Halogen Lamp (Reflector) | -6.0443e-05 | -7.4194e-05 | -8.0556e-05 | -8.6009e-05 | -8.8439e-05 | -8.665e-05 | -7.8325e-05 | -0.00055106 | -0.00055226 | -0.00054693 | -0.00053942 | -0.00053484
PG&E | MM Therms | Residential | Res - Multi Family | Lighting | No | Lighting - Night Light Fixture (LED) | -0.0067154 | -0.0082457 | -0.0095328 | -0.010667 | -0.011554 | -0.012121 | -0.012288 | -0.012894 | -0.01307 | -0.013057 | -0.012921 | -0.012826
PG&E | MM Therms | Residential | Res - Multi Family | SHW | Yes | SHW - EF Rated Storage Water Heater (Gas) - Emerging | 0 | 0 | 0 | 0.024804 | 0.057774 | 0.09526 | 0.13434 | 0.17599 | 0.21703 | 0.25891 | 0.29971 | 0.34027
PG&E | MM Therms | Residential | Res - Multi Family | SHW | No | ProcHeat - Boiler Controls | 0.02551 | 0.030666 | 0.02556 | 0.02571 | 0.024769 | 0.020552 | 0.017408 | 0.015638 | 0.013274 | 0.012009 | 0.010636 | 0.0098219
PG&E | MM Therms | Residential | Res - Multi Family | SHW | No | SHW - EF Rated Storage Water Heater (Gas) | 0.0020348 | 0.0040575 | 0.0020005 | 0.003327 | 0.0043135 | 0.0051524 | 0.0058684 | 0.006549 | 0.0071397 | 0.007694 | 0.0081914 | 0.0086533
PG&E | MM Therms | Residential | Res - Multi Family | WholeBlg | No | WholeBlg - Low Income | 1.8249 | 1.8257 | 0.86632 | 0.81151 | 0.75668 | 0.54583 | 0.50311 | 0.46033 | 0.35235 | 0.26416 | 0.15331 | 0.034959
PG&E | MM Therms | Residential | Res - Multi Family | WholeBlg | No | WholeBlg - Res NC ZNE | 0.004745 | 0.015699 | 0.021667 | 0.028323 | 0.023817 | 0.029944 | 0.032547 | 0.0271 | 0.031942 | 0.03551 | 0.038073 | 0.041411
PG&E | MM Therms | Residential | Res - Single Family | AppPlug | Yes | AppPlug - Clothes Washer (Gas) - Emerging | 0.15528 | 0.18729 | 0.14263 | 0.16403 | 0.18523 | 0.16823 | 0.17987 | 0.20156 | 0.2186 | 0.24004 | 0.26465 | 0.29252
PG&E | MM Therms | Residential | Res - Single Family | AppPlug | Yes | AppPlug - Dishwasher (Gas) - Emerging | 0.048407 | 0.064699 | 0.085088 | 0.10974 | 0.13717 | 0.16719 | 0.19512 | 0.23656 | 0.27504 | 0.31402 | 0.3523 | 0.39413
PG&E | MM Therms | Residential | Res - Single Family | AppPlug | No | AppPlug - Clothes Washer (Gas) | 2.0863 | 2.1274 | 1.098 | 1.1062 | 1.111 | 0.75399 | 0.74452 | 0.76118 | 0.76676 | 0.75967 | 0.74482 | 0.73663
PG&E | MM Therms | Residential | Res - Single Family | AppPlug | No | AppPlug - Computer Monitor | -0.027455 | -0.028516 | -0.028631 | -0.02879 | -0.028723 | -0.028421 | -0.027274 | -0.028124 | -0.028088 | -0.027864 | -0.027583 | -0.027629
PG&E | MM Therms | Residential | Res - Single Family | AppPlug | No | AppPlug - Desktop Computer (Res - ES Plus) | 0 | 0 | -0.032784 | -0.046502 | -0.060995 | -0.075958 | -0.090668 | -0.10652 | -0.12168 | -0.13617 | -0.14978 | -0.1627
PG&E | MM Therms | Residential | Res - Single Family | AppPlug | No | AppPlug - Desktop Computer (Res - ES) | 0 | 0 | 0 | 0 | -0.087689 | -0.1005 | -0.11239 | -0.12484 | -0.13605 | -0.14621 | -0.15529 | -0.16359
PG&E | MM Therms | Residential | Res - Single Family | AppPlug | No | AppPlug - Dishwasher (Gas) | 0.058116 | 0.06083 | 0.060955 | 0.061108 | 0.061061 | 0.06072 | 0.05955 | 0.0601 | 0.059818 | 0.059435 | 0.058914 | 0.058635
PG&E | MM Therms | Residential | Res - Single Family | AppPlug | No | AppPlug - Recycle Refrigerator | -0.18714 | -0.18651 | -0.21608 | -0.24524 | -0.27084 | -0.29094 | -0.3023 | -0.3028 | -0.29117 | -0.26929 | -0.23949 | -0.20494
PG&E | MM Therms | Residential | Res - Single Family | BldgEnv | No | BldgEnv - Attic Batt Insulation | 0 | 0 | 0.0152 | 0.053912 | 0.074557 | 0.040466 | 0.029855 | 0.029309 | 0.020612 | 0.022405 | 0.024497 | 0.032995
PG&E | MM Therms | Residential | Res - Single Family | BldgEnv | No | BldgEnv - Wall Spray On Insulation | 0 | 0 | 0.99394 | 0.90949 | 0.64735 | 0.38541 | 0.22715 | 0.14282 | 0.081055 | 0.05559 | 0.036326 | 0.028488
PG&E | MM Therms | Residential | Res - Single Family | BldgEnv | No | BldgEnv - Window Film | 0 | 0 | 0 | 0 | 0 | 0 | 0 | 0 | 0 | 0 | 0 | -0.014247
PG&E | MM Therms | Residential | Res - Single Family | HVAC | Yes | HVAC - Gas Furnace - Emerging | 0 | 0 | 0 | 0.049122 | 0.11512 | 0.20633 | 0.31226 | 0.4548 | 0.61162 | 0.78508 | 0.96969 | 1.1732
PG&E | MM Therms | Residential | Res - Single Family | HVAC | No | HVAC - Gas Furnace | 0.79371 | 0.81779 | 0.83265 | 0.90557 | 0.97392 | 1.0314 | 1.0711 | 1.121 | 1.1285 | 1.1284 | 1.1215 | 1.1136
PG&E | MM Therms | Residential | Res - Single Family | HVAC | No | HVAC - Repair Duct System | 0 | 0 | 0 | 0.77141 | 0.63913 | 0.51278 | 0.40178 | 0.30796 | 0.23012 | 0.16774 | 0.11813 | 0.079658
PG&E | MM Therms | Residential | Res - Single Family | HVAC | No | HVAC - SEER Rated Split System AC (Recharge) | 0 | 0 | 0 | 0 | 0 | 0 | 0 | 0 | 0 | 0 | 0.02739 | 0.025889
PG&E | MM Therms | Residential | Res - Single Family | Lighting | Yes | Lighting - LED Lamp (Basic High - Indoor) - Emerging | -0.00012807 | -0.00023054 | -0.001015 | -0.0028078 | -0.0043929 | -0.00131 | -0.0026673 | -0.0062353 | -0.011359 | -0.019322 | -0.028915 | -0.040051
PG&E | MM Therms | Residential | Res - Single Family | Lighting | Yes | Lighting - LED Lamp (Basic Low - Indoor) - Emerging | -0.0030089 | -0.0048449 | -0.013168 | -0.023354 | -0.038399 | -0.010315 | -0.017931 | -0.030455 | -0.043239 | -0.056856 | -0.068671 | -0.078286
PG&E | MM Therms | Residential | Res - Single Family | Lighting | Yes | Lighting - LED Lamp (Reflector - Indoor) - Emerging | -0.0014119 | -0.0048347 | -0.010457 | -0.01842 | -0.027969 | -0.03729 | -0.046364 | -0.060129 | -0.074896 | -0.090582 | -0.106 | -0.12416
PG&E | MM Therms | Residential | Res - Single Family | Lighting | Yes | Lighting - LED Lamp (Specialty - Indoor) - Emerging | -0.0032405 | -0.0049047 | -0.016648 | -0.038809 | -0.075227 | -0.11552 | -0.14642 | -0.16818 | -0.17304 | -0.18829 | -0.20326 | -0.21759
PG&E | MM Therms | Residential | Res - Single Family | Lighting | Yes | Lighting - LED Plug-In Indoor Fixture - Emerging | -0.016527 | -0.038595 | -0.037915 | -0.038617 | -0.039133 | -0.0028941 | -0.0028288 | -0.0029426 | -0.0029694 | -0.0032546 | -0.0035061 | -0.0037661
PG&E | MM Therms | Residential | Res - Single Family | Lighting | No | Lighting - Compact Fluorescent Fixture (Indoor) | -0.010157 | -0.023701 | -0.023294 | -0.023499 | -0.02321 | 0 | 0 | 0 | 0 | 0 | 0 | 0
PG&E | MM Therms | Residential | Res - Single Family | Lighting | No | Lighting - Compact Fluorescent Lamp (Basic High - Indoor) | -0.72355 | -0.56095 | -0.48037 | -0.41157 | -0.3564 | 0 | 0 | 0 | 0 | 0 | 0 | 0
PG&E | MM Therms | Residential | Res - Single Family | Lighting | No | Lighting - Compact Fluorescent Lamp (Basic Low - Indoor) | -0.99586 | -0.96587 | -0.91018 | -0.82866 | -0.73631 | 0 | 0 | 0 | 0 | 0 | 0 | 0
PG&E | MM Therms | Residential | Res - Single Family | Lighting | No | Lighting - Compact Fluorescent Lamp (Reflector - Indoor) | -0.51554 | -0.40059 | -0.4251 | -0.42199 | -0.39915 | -0.36264 | -0.31126 | -0.26257 | -0.2204 | -0.18572 | -0.1578 | -0.13891
PG&E | MM Therms | Residential | Res - Single Family | Lighting | No | Lighting - Compact Fluorescent Lamp (Specialty - Indoor) | -0.36405 | -0.38524 | -0.44687 | -0.4972 | -0.53059 | -0.52442 | -0.46519 | -0.37093 | -0.28174 | -0.22591 | -0.18526 | -0.15843
PG&E | MM Therms | Residential | Res - Single Family | Lighting | No | Lighting - Halogen Lamp (A-Line) | -0.0018819 | -0.0022976 | -0.0028305 | -0.0027392 | -0.0026963 | 0 | 0 | 0 | 0 | 0 | 0 | 0
PG&E | MM Therms | Residential | Res - Single Family | Lighting | No | Lighting - Halogen Lamp (Reflector) | -0.00034428 | -0.0004246 | -0.00046225 | -0.00049486 | -0.00051085 | -0.00051327 | -0.0004666 | -0.0031583 | -0.0031683 | -0.0031398 | -0.0030981 | -0.0030737
PG&E | MM Therms | Residential | Res - Single Family | Lighting | No | Lighting - Night Light Fixture (LED) | -0.03817 | -0.046924 | -0.054288 | -0.06079 | -0.065914 | -0.069577 | -0.070572 | -0.074255 | -0.075392 | -0.075408 | -0.074695 | -0.074233
PG&E | MM Therms | Residential | Res - Single Family | SHW | Yes | SHW - EF Rated Storage Water Heater (Gas) - Emerging | 0 | 0 | 0 | 0.15551 | 0.37254 | 0.62769 | 0.88079 | 1.2057 | 1.5227 | 1.8419 | 2.15 | 2.471
PG&E | MM Therms | Residential | Res - Single Family | SHW | No | SHW - EF Rated Storage Water Heater (Gas) | 0.031967 | 0.043753 | 0.021776 | 0.030914 | 0.038676 | 0.045258 | 0.050009 | 0.056364 | 0.061442 | 0.065884 | 0.069646 | 0.073355
PG&E | MM Therms | Residential | Res - Single Family | WholeBlg | No | WholeBlg - Low Income | 1.261 | 1.2608 | 0.59792 | 0.55978 | 0.52164 | 0.37608 | 0.34643 | 0.3168 | 0.24235 | 0.18159 | 0.10533 | 0.023995
SCE | GWh | Residential | Res - Multi Family | AppPlug | Yes | AppPlug - Clothes Washer (Electric) - Emerging | 0.042443 | 0.056559 | 0.047601 | 0.059962 | 0.074053 | 0.073537 | 0.090438 | 0.10485 | 0.12116 | 0.1386 | 0.15592 | 0.17436
SCE | GWh | Residential | Res - Multi Family | AppPlug | Yes | AppPlug - Dishwasher (Electric) - Emerging | 0.011139 | 0.016936 | 0.023118 | 0.029576 | 0.036169 | 0.042794 | 0.050527 | 0.056612 | 0.062888 | 0.069038 | 0.075809 | 0.082936
SCE | GWh | Residential | Res - Multi Family | AppPlug | Yes | AppPlug - HP Clothes Dryer - Emerging | 0 | 0 | 0 | 0 | 0.057576 | 0.12978 | 0.21698 | 0.30584 | 0.40244 | 0.50537 | 0.61116 | 0.72287
SCE | GWh | Residential | Res - Multi Family | AppPlug | Yes | AppPlug - Smart Strip Home Office - Emerging | 0.23871 | 0.25108 | 0.27645 | 0.30114 | 0.32022 | 0.33351 | 0.3387 | 0.33493 | 0.32571 | 0.31178 | 0.28808 | 0.2688
SCE | GWh | Residential | Res - Multi Family | AppPlug | Yes | AppPlug - Smart Strip Home Theater - Emerging | 0.24536 | 0.25804 | 0.28429 | 0.30983 | 0.3296 | 0.34335 | 0.34872 | 0.34479 | 0.33518 | 0.32067 | 0.2961 | 0.27606
SCE | GWh | Residential | Res - Multi Family | AppPlug | No | AppPlug - Clothes Washer (Electric) | 0.29504 | 0.30365 | 0.15788 | 0.15889 | 0.15942 | 0.1079 | 0.10926 | 0.10798 | 0.10721 | 0.10658 | 0.10564 | 0.10486
SCE | GWh | Residential | Res - Multi Family | AppPlug | No | AppPlug - Computer Monitor | 0.15469 | 0.1559 | 0.15287 | 0.14824 | 0.14397 | 0.13938 | 0.14311 | 0.13621 | 0.13306 | 0.13137 | 0.12923 | 0.12874
SCE | GWh | Residential | Res - Multi Family | AppPlug | No | AppPlug - Desktop Computer (Res - ES Plus) | 0.024177 | 0.048387 | 0.07488 | 0.10291 | 0.13221 | 0.16214 | 0.20356 | 0.24915 | 0.30211 | 0.36114 | 0.42421 | 0.49194
SCE | GWh | Residential | Res - Multi Family | AppPlug | No | AppPlug - Desktop Computer (Res - ES) | 1.028 | 1.0683 | 1.0994 | 1.1254 | 1.1493 | 1.1713 | 1.1686 | 1.1401 | 1.1231 | 1.112 | 1.1028 | 1.097
SCE | GWh | Residential | Res - Multi Family | AppPlug | No | AppPlug - Dishwasher (Electric) | 0.009244 | 0.010073 | 0.010705 | 0.011207 | 0.011627 | 0.011969 | 0.012419 | 0.012612 | 0.012834 | 0.013051 | 0.012814 | 0.012591
SCE | GWh | Residential | Res - Multi Family | AppPlug | No | AppPlug - Recycle Refrigerator | 1.9352 | 1.9299 | 2.2264 | 2.5189 | 2.7761 | 2.9841 | 3.1018 | 3.1168 | 3.0152 | 2.8038 | 2.509 | 2.1614
SCE | GWh | Residential | Res - Multi Family | AppPlug | No | AppPlug - Self-Contained Refrigerator | 1.2207 | 1.3026 | 0 | 0 | 0 | 0 | 0 | 0 | 0 | 0 | 0 | 0
SCE | GWh | Residential | Res - Multi Family | BldgEnv | No | BldgEnv - Attic Batt Insulation | 0 | 0 | 0 | 0 | 0 | 0 | 0 | 0 | 0 | 0 | 0 | 0.27689
SCE | GWh | Residential | Res - Multi Family | HVAC | No | HVAC - Direct Evaporative Cooler | 0 | 0 | 0 | 0 | 0 | 0 | 0 | 0 | 0 | 0 | 0 | 0.030691
SCE | GWh | Residential | Res - Multi Family | HVAC | No | HVAC - SEER Rated Split System AC (Recharge) | 0 | 0 | 0 | 0 | 0 | 0 | 0 | 0.00044894 | 0.00040001 | 9.1735e-05 | 0 | 0
SCE | GWh | Residential | Res - Multi Family | HVAC | No | HVAC - SEER Rated Split System AC (SEER 15) | 0.0082052 | 0.0090935 | 0.0041764 | 0.0040753 | 0.0049475 | 0.0055692 | 0.0059288 | 0.0061464 | 0.0062702 | 0.0063336 | 0.0063553 | 0.0063507
SCE | GWh | Residential | Res - Multi Family | Lighting | Yes | Lighting - LED Lamp (Basic High - Indoor) - Emerging | 0.0015405 | 0.0034852 | 0.01138 | 0.021724 | 0.035077 | 0.012901 | 0.030902 | 0.062218 | 0.10069 | 0.14705 | 0.19383 | 0.24037
SCE | GWh | Residential | Res - Multi Family | Lighting | Yes | Lighting - LED Lamp (Basic High - Outdoor) - Emerging | 0.0003308 | 0.00047821 | 0.0013562 | 0.0022694 | 0.0040909 | 0.0021042 | 0.0050247 | 0.0094804 | 0.014723 | 0.020518 | 0.026161 | 0.031467
SCE | GWh | Residential | Res - Multi Family | Lighting | Yes | Lighting - LED Lamp (Basic Low - Indoor) - Emerging | 0.01071 | 0.018443 | 0.050815 | 0.089538 | 0.13865 | 0.036551 | 0.067703 | 0.11108 | 0.15885 | 0.20946 | 0.25657 | 0.29918
SCE | GWh | Residential | Res - Multi Family | Lighting | Yes | Lighting - LED Lamp (Basic Low - Outdoor) - Emerging | 0.0022662 | 0.0099526 | 0.020778 | 0.035783 | 0.053235 | 0.011925 | 0.017522 | 0.026691 | 0.036923 | 0.046904 | 0.055209 | 0.061538
SCE | GWh | Residential | Res - Multi Family | Lighting | Yes | Lighting - LED Lamp (Reflector - Indoor) - Emerging | 0.0043439 | 0.014161 | 0.028528 | 0.045987 | 0.063652 | 0.087922 | 0.13644 | 0.19381 | 0.25443 | 0.31545 | 0.37263 | 0.43413
SCE | GWh | Residential | Res - Multi Family | Lighting | Yes | Lighting - LED Lamp (Reflector - Outdoor) - Emerging | 0.00032746 | 0.00053316 | 0.00083365 | 0.0012596 | 0.0018014 | 0.0041136 | 0.006154 | 0.0075996 | 0.0085331 | 0.0091262 | 0.0094024 | 0.0094837
SCE | GWh | Residential | Res - Multi Family | Lighting | Yes | Lighting - LED Lamp (Specialty - Indoor) - Emerging | 0.0018806 | 0.0041419 | 0.014272 | 0.032061 | 0.062642 | 0.10325 | 0.1495 | 0.2142 | 0.29617 | 0.39369 | 0.48947 | 0.5777
SCE | GWh | Residential | Res - Multi Family | Lighting | Yes | Lighting - LED Lamp (Specialty - Outdoor) - Emerging | 0.00018498 | 0.0004545 | 0.001389 | 0.0030146 | 0.0057427 | 0.0092203 | 0.014424 | 0.023753 | 0.03496 | 0.047088 | 0.057702 | 0.065897
SCE | GWh | Residential | Res - Multi Family | Lighting | Yes | Lighting - LED Plug-In Indoor Fixture - Emerging | 0.1975 | 0.30303 | 0.30208 | 0.30274 | 0.30618 | 0.025311 | 0.02917 | 0.030528 | 0.032447 | 0.034237 | 0.035401 | 0.036533
SCE | GWh | Residential | Res - Multi Family | Lighting | Yes | Lighting - LED Plug-In Outdoor Fixture - Emerging | 0.0062343 | 0.0027307 | 0.011855 | 0.018631 | 0.028817 | 0.0022837 | 0.0032468 | 0.0041219 | 0.0051224 | 0.0061209 | 0.0070509 | 0.0078924
SCE | GWh | Residential | Res - Multi Family | Lighting | No | Lighting - Compact Fluorescent Fixture (Indoor) | 0.1105 | 0.19653 | 0.19911 | 0.19374 | 0.18723 | 0 | 0 | 0 | 0 | 0 | 0 | 0
SCE | GWh | Residential | Res - Multi Family | Lighting | No | Lighting - Compact Fluorescent Fixture (Outdoor) | 0.050901 | 0.078386 | 0.071143 | 0.071245 | 0.070292 | 0 | 0 | 0 | 0 | 0 | 0 | 0
SCE | GWh | Residential | Res - Multi Family | Lighting | No | Lighting - Compact Fluorescent Lamp (Basic High - Indoor) | 2.8202 | 3.097 | 2.5748 | 2.103 | 1.7204 | 0 | 0 | 0 | 0 | 0 | 0 | 0
SCE | GWh | Residential | Res - Multi Family | Lighting | No | Lighting - Compact Fluorescent Lamp (Basic High - Outdoor) | 0.47587 | 0.23825 | 0.20482 | 0.17717 | 0.15847 | 0 | 0 | 0 | 0 | 0 | 0 | 0
SCE | GWh | Residential | Res - Multi Family | Lighting | No | Lighting - Compact Fluorescent Lamp (Basic Low - Indoor) | 7.5237 | 4.9302 | 4.5397 | 3.922 | 3.2827 | 0 | 0 | 0 | 0 | 0 | 0 | 0
SCE | GWh | Residential | Res - Multi Family | Lighting | No | Lighting - Compact Fluorescent Lamp (Basic Low - Outdoor) | 0.66828 | 0.82934 | 0.86609 | 0.86726 | 0.8236 | 0 | 0 | 0 | 0 | 0 | 0 | 0
SCE | GWh | Residential | Res - Multi Family | Lighting | No | Lighting - Compact Fluorescent Lamp (Reflector - Indoor) | 3.2926 | 1.5729 | 1.4611 | 1.2726 | 1.0681 | 0.85587 | 0.69194 | 0.55405 | 0.45561 | 0.3894 | 0.34266 | 0.31666
SCE | GWh | Residential | Res - Multi Family | Lighting | No | Lighting - Compact Fluorescent Lamp (Reflector - Outdoor) | 0.0051792 | 0.0042337 | 0.0046783 | 0.0054408 | 0.0064228 | 0.0060457 | 0.0061832 | 0.0063533 | 0.00674 | 0.0071931 | 0.0076459 | 0.0081027
SCE | GWh | Residential | Res - Multi Family | Lighting | No | Lighting - Compact Fluorescent Lamp (Specialty - Indoor) | 1.569 | 1.7364 | 1.853 | 1.87 | 1.786 | 1.6177 | 1.4286 | 1.1546 | 0.93724 | 0.76422 | 0.62635 | 0.52894
SCE | GWh | Residential | Res - Multi Family | Lighting | No | Lighting - Compact Fluorescent Lamp (Specialty - Outdoor) | 0.070626 | 0.092941 | 0.099998 | 0.10396 | 0.10293 | 0.098113 | 0.089038 | 0.076283 | 0.066921 | 0.058426 | 0.051645 | 0.046993
SCE | GWh | Residential | Res - Multi Family | Lighting | No | Lighting - Halogen Lamp (A-Line) | 0.012044 | 0.016814 | 0.018552 | 0.017931 | 0.017493 | 0 | 0 | 0 | 0 | 0 | 0 | 0
SCE | GWh | Residential | Res - Multi Family | Lighting | No | Lighting - Halogen Lamp (Reflector) | 0.0023501 | 0.0029834 | 0.0033048 | 0.0034175 | 0.022728 | 0.02244 | 0.022625 | 0.021968 | 0.021458 | 0.020997 | 0.020544 | 0.020256
SCE | GWh | Residential | Res - Multi Family | Lighting | No | Lighting - Induction Fixture (Outdoor) | 0.00047455 | 0.00054653 | 0.00060357 | 0.0006478 | 0.00068409 | 0.00070795 | 0.00074914 | 0.0007548 | 0.00076465 | 0.00077428 | 0.00077814 | 0.00078404
SCE | GWh | Residential | Res - Multi Family | Lighting | No | Lighting - Night Light Fixture (LED) | 0.25808 | 0.32421 | 0.37896 | 0.42161 | 0.4548 | 0.47524 | 0.50566 | 0.50536 | 0.5058 | 0.50381 | 0.49597 | 0.48895
SCE | GWh | Residential | Res - Multi Family | Lighting | No | Lighting - Plug-In Fixture (Exterior) | 0.21169 | 0.28677 | 0.35695 | 0.42056 | 0.47849 | 0 | 0 | 0 | 0 | 0 | 0 | 0
SCE | GWh | Residential | Res - Multi Family | Lighting | No | Lighting - Seasonal Lighting | 0.11248 | 0.18197 | 0.25273 | 0.32171 | 0.38861 | 0.44921 | 0.51951 | 0.56469 | 0.60745 | 0.64435 | 0.67105 | 0.69394
SCE | GWh | Residential | Res - Multi Family | SHW | No | SHW - EF Rated Instantaneous Water Heater (Electric) | 0.227 | 0.24484 | 0.25813 | 0.26824 | 0.27659 | 0.28301 | 0.29248 | 0.2954 | 0.29933 | 0.30306 | 0.30569 | 0.30866
SCE | GWh | Residential | Res - Multi Family | SHW | No | SHW - EF Rated Storage Water Heater (Electric) | 0.29244 | 0.32185 | 0 | 0 | 0 | 0 | 0 | 0 | 0 | 0 | 0 | 0
SCE | GWh | Residential | Res - Multi Family | WholeBlg | No | WholeBlg - Low Income | 12.5899 | 12.1045 | 11.6712 | 11.4304 | 11.1897 | 8.5155 | 8.3278 | 8.1401 | 6.2074 | 4.6218 | 2.6347 | 0.50065
SCE | GWh | Residential | Res - Multi Family | WholeBlg | No | WholeBlg - Res NC ZNE | 0.40229 | 1.3547 | 1.9007 | 2.3985 | 1.9486 | 2.395 | 3.2108 | 2.1957 | 2.4909 | 2.7899 | 2.9952 | 3.2475
SCE | GWh | Residential | Res - Single Family | AppPlug | Yes | AppPlug - Clothes Washer (Electric) - Emerging | 0.058601 | 0.070266 | 0.053345 | 0.062841 | 0.077292 | 0.076562 | 0.09451 | 0.10917 | 0.12593 | 0.1439 | 0.16166 | 0.18113
SCE | GWh | Residential | Res - Single Family | AppPlug | Yes | AppPlug - Dishwasher (Electric) - Emerging | 0.01691 | 0.024378 | 0.032255 | 0.04044 | 0.048895 | 0.057445 | 0.067911 | 0.077169 | 0.087738 | 0.098784 | 0.10952 | 0.12082
SCE | GWh | Residential | Res - Single Family | AppPlug | Yes | AppPlug - HP Clothes Dryer - Emerging | 0 | 0 | 0 | 0 | 0.50105 | 1.1231 | 1.8767 | 2.6431 | 3.4803 | 4.3754 | 5.2949 | 6.2693
SCE | GWh | Residential | Res - Single Family | AppPlug | Yes | AppPlug - Smart Strip Home Office - Emerging | 1.3453 | 1.4208 | 1.5678 | 1.7113 | 1.8243 | 1.9051 | 1.9425 | 1.9271 | 1.8817 | 1.8096 | 1.6809 | 1.5775
SCE | GWh | Residential | Res - Single Family | AppPlug | Yes | AppPlug - Smart Strip Home Theater - Emerging | 1.3828 | 1.4602 | 1.6123 | 1.7607 | 1.8777 | 1.9613 | 1.9998 | 1.9838 | 1.9363 | 1.8612 | 1.7277 | 1.6201
SCE | GWh | Residential | Res - Single Family | AppPlug | No | AppPlug - Clothes Washer (Electric) | 0.34413 | 0.38605 | 0.18826 | 0.18546 | 0.19359 | 0.13522 | 0.1408 | 0.14211 | 0.14375 | 0.14527 | 0.14605 | 0.14692
SCE | GWh | Residential | Res - Single Family | AppPlug | No | AppPlug - Computer Monitor | 1.2484 | 1.2244 | 1.1829 | 1.1364 | 1.0997 | 1.0637 | 1.094 | 1.0435 | 1.0221 | 1.0118 | 0.99687 | 0.99481
SCE | GWh | Residential | Res - Single Family | AppPlug | No | AppPlug - Desktop Computer (Res - ES Plus) | 0.18253 | 0.38951 | 0.62728 | 0.88457 | 1.1562 | 1.4337 | 1.7448 | 2.0285 | 2.4106 | 2.8372 | 3.2915 | 3.7805
SCE | GWh | Residential | Res - Single Family | AppPlug | No | AppPlug - Desktop Computer (Res - ES) | 6.6296 | 7.1177 | 7.5014 | 7.8095 | 8.0722 | 8.2937 | 8.5617 | 8.6712 | 8.4774 | 8.3447 | 8.2366 | 8.1622
SCE | GWh | Residential | Res - Single Family | AppPlug | No | AppPlug - Dishwasher (Electric) | 0.016694 | 0.017671 | 0.01836 | 0.018881 | 0.019336 | 0.019713 | 0.020335 | 0.019957 | 0.01954 | 0.019175 | 0.01879 | 0.018461
SCE | GWh | Residential | Res - Single Family | AppPlug | No | AppPlug - Recycle Refrigerator | 18.2383 | 18.189 | 20.9834 | 23.74 | 26.164 | 28.1245 | 29.234 | 29.3751 | 28.4172 | 26.425 | 23.6465 | 20.3705
SCE | GWh | Residential | Res - Single Family | AppPlug | No | AppPlug - Self-Contained Refrigerator | 7.1187 | 7.4064 | 0 | 0 | 0 | 0 | 0 | 0 | 0 | 0 | 0 | 0
SCE | GWh | Residential | Res - Single Family | AppPlug | No | AppPlug - Variable Speed Pool Pump | 10.4964 | 11.924 | 12.3688 | 12.7875 | 12.6459 | 12.3544 | 11.92 | 11.2194 | 10.3548 | 9.4645 | 8.5736 | 7.8073
SCE | GWh | Residential | Res - Single Family | BldgEnv | No | BldgEnv - Window Film | 0 | 8.2683 | 9.3606 | 8.5106 | 7.5562 | 6.7694 | 5.9492 | 6.3902 | 6.1564 | 6.6699 | 6.522 | 6.2839
SCE | GWh | Residential | Res - Single Family | HVAC | No | HVAC - Direct Evaporative Cooler | 0.39986 | 2.3448 | 2.0994 | 1.4842 | 1.1271 | 0.88436 | 0.71225 | 0.58765 | 0.4931 | 0.49529 | 0.55528 | 0.59835
SCE | GWh | Residential | Res - Single Family | HVAC | No | HVAC - Repair Duct System | 0 | 0 | 0 | 4.6387 | 4.3269 | 3.9009 | 3.4092 | 2.8942 | 2.3898 | 1.925 | 1.514 | 1.1644
SCE | GWh | Residential | Res - Single Family | HVAC | No | HVAC - SEER Rated Split System AC (Recharge) | 0 | 0 | 0 | 0 | 0.20159 | 0.20497 | 0.20376 | 0.19974 | 0.19362 | 0.18581 | 0.17647 | 0.16615
SCE | GWh | Residential | Res - Single Family | HVAC | No | HVAC - SEER Rated Split System AC (SEER 15) | 0.11871 | 0.28334 | 0.12127 | 0.10727 | 0.099059 | 0.092923 | 0.090538 | 0.073262 | 0.06032 | 0.059452 | 0.064372 | 0.067916
SCE | GWh | Residential | Res - Single Family | Lighting | Yes | Lighting - LED Lamp (Basic High - Indoor) - Emerging | 0.036818 | 0.065996 | 0.18036 | 0.29937 | 0.45248 | 0.14806 | 0.31008 | 0.57537 | 0.88945 | 1.2841 | 1.6891 | 2.1003
SCE | GWh | Residential | Res - Single Family | Lighting | Yes | Lighting - LED Lamp (Basic High - Outdoor) - Emerging | 0.0060693 | 0.0091623 | 0.027637 | 0.043141 | 0.068327 | 0.039084 | 0.096986 | 0.18685 | 0.29437 | 0.41452 | 0.53312 | 0.64619
SCE | GWh | Residential | Res - Single Family | Lighting | Yes | Lighting - LED Lamp (Basic Low - Indoor) - Emerging | 0.068622 | 0.15255 | 0.43617 | 0.83846 | 1.3788 | 0.35402 | 0.62058 | 1.0142 | 1.4502 | 1.9153 | 2.3429 | 2.7231
SCE | GWh | Residential | Res - Single Family | Lighting | Yes | Lighting - LED Lamp (Basic Low - Outdoor) - Emerging | 0.016869 | 0.10561 | 0.21169 | 0.35511 | 0.51416 | 0.12548 | 0.23384 | 0.37763 | 0.52579 | 0.66558 | 0.78129 | 0.87165
SCE | GWh | Residential | Res - Single Family | Lighting | Yes | Lighting - LED Lamp (Reflector - Indoor) - Emerging | 0.062248 | 0.19148 | 0.40406 | 0.66721 | 0.94307 | 1.2631 | 1.9304 | 2.741 | 3.6061 | 4.4811 | 5.3018 | 6.1899
SCE | GWh | Residential | Res - Single Family | Lighting | Yes | Lighting - LED Lamp (Reflector - Outdoor) - Emerging | 0.014718 | 0.075502 | 0.1459 | 0.23303 | 0.32112 | 0.40122 | 0.66876 | 1.0309 | 1.4184 | 1.7871 | 2.1004 | 2.3597
SCE | GWh | Residential | Res - Single Family | Lighting | Yes | Lighting - LED Lamp (Specialty - Indoor) - Emerging | 0.15385 | 0.25326 | 0.68128 | 1.2538 | 1.7938 | 2.2492 | 3.739 | 5.0666 | 6.3535 | 7.7803 | 8.9872 | 9.9212
SCE | GWh | Residential | Res - Single Family | Lighting | Yes | Lighting - LED Lamp (Specialty - Outdoor) - Emerging | 0.0063261 | 0.021407 | 0.062501 | 0.14265 | 0.2776 | 0.45404 | 0.65114 | 0.90919 | 1.2445 | 1.6292 | 1.995 | 2.3097
SCE | GWh | Residential | Res - Single Family | Lighting | Yes | Lighting - LED Plug-In Indoor Fixture - Emerging | 0.47539 | 0.895 | 0.89183 | 0.89675 | 0.90269 | 0.066612 | 0.077856 | 0.082881 | 0.08964 | 0.096204 | 0.10098 | 0.10573
SCE | GWh | Residential | Res - Single Family | Lighting | Yes | Lighting - LED Plug-In Outdoor Fixture - Emerging | 0.047206 | 0.02105 | 0.085562 | 0.13766 | 0.21872 | 0.017773 | 0.02572 | 0.033051 | 0.041432 | 0.04983 | 0.05765 | 0.064759
SCE | GWh | Residential | Res - Single Family | Lighting | No | Lighting - Compact Fluorescent Fixture (Indoor) | 0.3525 | 0.6352 | 0.63435 | 0.62188 | 0.6066 | 0 | 0 | 0 | 0 | 0 | 0 | 0
SCE | GWh | Residential | Res - Single Family | Lighting | No | Lighting - Compact Fluorescent Fixture (Outdoor) | 0.43348 | 0.65942 | 0.59954 | 0.60228 | 0.59523 | 0 | 0 | 0 | 0 | 0 | 0 | 0
SCE | GWh | Residential | Res - Single Family | Lighting | No | Lighting - Compact Fluorescent Lamp (Basic High - Indoor) | 26.4008 | 27.8837 | 23.9679 | 20.0123 | 16.5207 | 0 | 0 | 0 | 0 | 0 | 0 | 0
SCE | GWh | Residential | Res - Single Family | Lighting | No | Lighting - Compact Fluorescent Lamp (Basic High - Outdoor) | 14.4381 | 6.1232 | 5.2711 | 4.4209 | 3.8816 | 0 | 0 | 0 | 0 | 0 | 0 | 0
SCE | GWh | Residential | Res - Single Family | Lighting | No | Lighting - Compact Fluorescent Lamp (Basic Low - Indoor) | 41.3526 | 43.0694 | 41.0135 | 37.0141 | 32.0023 | 0 | 0 | 0 | 0 | 0 | 0 | 0
SCE | GWh | Residential | Res - Single Family | Lighting | No | Lighting - Compact Fluorescent Lamp (Basic Low - Outdoor) | 8.0414 | 12.2972 | 11.4725 | 10.6198 | 9.427 | 0 | 0 | 0 | 0 | 0 | 0 | 0
SCE | GWh | Residential | Res - Single Family | Lighting | No | Lighting - Compact Fluorescent Lamp (Reflector - Indoor) | 45.8718 | 21.0855 | 20.4386 | 18.1157 | 15.4027 | 12.5758 | 10.1205 | 8.0963 | 6.6148 | 5.5993 | 4.8772 | 4.4644
SCE | GWh | Residential | Res - Single Family | Lighting | No | Lighting - Compact Fluorescent Lamp (Reflector - Outdoor) | 6.2835 | 6.7135 | 6.6079 | 6.1704 | 5.5097 | 4.7676 | 3.8475 | 3.2291 | 2.7273 | 2.3896 | 2.1786 | 2.0879
SCE | GWh | Residential | Res - Single Family | Lighting | No | Lighting - Compact Fluorescent Lamp (Specialty - Indoor) | 12.193 | 16.1776 | 19.2007 | 21.2141 | 21.5274 | 20.1332 | 20.577 | 18.4857 | 15.6046 | 13.0173 | 10.6424 | 8.7267
SCE | GWh | Residential | Res - Single Family | Lighting | No | Lighting - Compact Fluorescent Lamp (Specialty - Outdoor) | 1.9596 | 2.8997 | 3.3289 | 3.7175 | 3.9335 | 3.9671 | 3.8685 | 3.4234 | 3.0302 | 2.6355 | 2.2769 | 1.995
SCE | GWh | Residential | Res - Single Family | Lighting | No | Lighting - Halogen Lamp (A-Line) | 0.067896 | 0.094839 | 0.10467 | 0.10121 | 0.098794 | 0 | 0 | 0 | 0 | 0 | 0 | 0
SCE | GWh | Residential | Res - Single Family | Lighting | No | Lighting - Halogen Lamp (Reflector) | 0.013277 | 0.016936 | 0.01881 | 0.019503 | 0.1284 | 0.12719 | 0.12845 | 0.12481 | 0.12203 | 0.11953 | 0.11702 | 0.11547
SCE | GWh | Residential | Res - Single Family | Lighting | No | Lighting - Night Light Fixture (LED) | 1.4551 | 1.8302 | 2.1408 | 2.3833 | 2.5732 | 2.7026 | 2.8821 | 2.8837 | 2.8904 | 2.8833 | 2.8416 | 2.8053
SCE | GWh | Residential | Res - Single Family | Lighting | No | Lighting - Plug-In Fixture (Exterior) | 2.9877 | 3.6645 | 4.2066 | 4.6179 | 4.9353 | 0 | 0 | 0 | 0 | 0 | 0 | 0
SCE | GWh | Residential | Res - Single Family | Lighting | No | Lighting - Seasonal Lighting | 0.91567 | 1.4879 | 2.0716 | 2.6415 | 3.1962 | 3.7128 | 4.3046 | 4.6855 | 5.0484 | 5.3635 | 5.5927 | 5.7917
SCE | GWh | Residential | Res - Single Family | SHW | No | SHW - EF Rated Instantaneous Water Heater (Electric) | 0.060093 | 0.06523 | 0.069743 | 0.073761 | 0.077754 | 0.081625 | 0.088748 | 0.091931 | 0.096272 | 0.10108 | 0.10547 | 0.11056
SCE | GWh | Residential | Res - Single Family | SHW | No | SHW - EF Rated Storage Water Heater (Electric) | 0.42611 | 0.44723 | 0 | 0 | 0 | 0 | 0 | 0 | 0 | 0 | 0 | 0
SCE | GWh | Residential | Res - Single Family | WholeBlg | No | WholeBlg - Low Income | 8.815 | 8.4701 | 8.1623 | 7.9891 | 7.8163 | 5.945 | 5.8104 | 5.6761 | 4.326 | 3.2189 | 1.8339 | 0.34835
SCE | MW | Residential | Res - Multi Family | AppPlug | Yes | AppPlug - Clothes Washer (Electric) - Emerging | 0.0064976 | 0.0086586 | 0.0072872 | 0.0091796 | 0.011337 | 0.011258 | 0.013845 | 0.016052 | 0.018548 | 0.021217 | 0.02387 | 0.026692
SCE | MW | Residential | Res - Multi Family | AppPlug | Yes | AppPlug - Dishwasher (Electric) - Emerging | 0.0010073 | 0.0015316 | 0.0020906 | 0.0026746 | 0.0032708 | 0.0038699 | 0.0045692 | 0.0051194 | 0.005687 | 0.0062432 | 0.0068555 | 0.0074999
SCE | MW | Residential | Res - Multi Family | AppPlug | Yes | AppPlug - HP Clothes Dryer - Emerging | 0 | 0 | 0 | 0 | 0.0088156 | 0.019871 | 0.033223 | 0.046828 | 0.061619 | 0.077377 | 0.093575 | 0.11068
SCE | MW | Residential | Res - Multi Family | AppPlug | Yes | AppPlug - Smart Strip Home Office - Emerging | 0.034913 | 0.036723 | 0.040434 | 0.044045 | 0.046836 | 0.048779 | 0.049538 | 0.048987 | 0.047638 | 0.045601 | 0.042135 | 0.039315
SCE | MW | Residential | Res - Multi Family | AppPlug | Yes | AppPlug - Smart Strip Home Theater - Emerging | 0.032022 | 0.033677 | 0.037102 | 0.040436 | 0.043015 | 0.04481 | 0.04551 | 0.044997 | 0.043743 | 0.04185 | 0.038644 | 0.036028
SCE | MW | Residential | Res - Multi Family | AppPlug | No | AppPlug - Clothes Washer (Electric) | 0.045168 | 0.046486 | 0.02417 | 0.024325 | 0.024405 | 0.016518 | 0.016726 | 0.016531 | 0.016413 | 0.016317 | 0.016173 | 0.016054
SCE | MW | Residential | Res - Multi Family | AppPlug | No | AppPlug - Computer Monitor | 0.080121 | 0.08075 | 0.079179 | 0.076783 | 0.074569 | 0.072194 | 0.074127 | 0.070553 | 0.068918 | 0.068044 | 0.066939 | 0.066681
SCE | MW | Residential | Res - Multi Family | AppPlug | No | AppPlug - Desktop Computer (Res - ES Plus) | 0.00032756 | 0.00065558 | 0.0010145 | 0.0013943 | 0.0017912 | 0.0021967 | 0.002758 | 0.0033757 | 0.0040932 | 0.004893 | 0.0057475 | 0.0066651
SCE | MW | Residential | Res - Multi Family | AppPlug | No | AppPlug - Desktop Computer (Res - ES) | 0.013929 | 0.014474 | 0.014896 | 0.015247 | 0.015572 | 0.01587 | 0.015833 | 0.015448 | 0.015217 | 0.015066 | 0.014942 | 0.014863
SCE | MW | Residential | Res - Multi Family | AppPlug | No | AppPlug - Dishwasher (Electric) | 0.00083595 | 0.00091088 | 0.00096806 | 0.0010134 | 0.0010514 | 0.0010824 | 0.0011231 | 0.0011405 | 0.0011606 | 0.0011802 | 0.0011588 | 0.0011386
SCE | MW | Residential | Res - Multi Family | AppPlug | No | AppPlug - Recycle Refrigerator | 0.44182 | 0.44062 | 0.50831 | 0.57509 | 0.63381 | 0.6813 | 0.70818 | 0.7116 | 0.68839 | 0.64013 | 0.57283 | 0.49347
SCE | MW | Residential | Res - Multi Family | AppPlug | No | AppPlug - Self-Contained Refrigerator | 0.27871 | 0.29741 | 0 | 0 | 0 | 0 | 0 | 0 | 0 | 0 | 0 | 0
SCE | MW | Residential | Res - Multi Family | BldgEnv | No | BldgEnv - Attic Batt Insulation | 0 | 0 | 0 | 0 | 0 | 0 | 0 | 0 | 0 | 0 | 0 | 0.2264
SCE | MW | Residential | Res - Multi Family | HVAC | No | HVAC - Direct Evaporative Cooler | 0 | 0 | 0 | 0 | 0 | 0 | 0 | 0 | 0 | 0 | 0 | -0.0068202
SCE | MW | Residential | Res - Multi Family | HVAC | No | HVAC - SEER Rated Split System AC (Recharge) | 0 | 0 | 0 | 0 | 0 | 0 | 0 | 0.000482 | 0.00042947 | 9.8491e-05 | 0 | 0
SCE | MW | Residential | Res - Multi Family | HVAC | No | HVAC - SEER Rated Split System AC (SEER 15) | -0.0083647 | -0.0092703 | -0.0042577 | -0.0041546 | -0.0050437 | -0.0056774 | -0.006044 | -0.0062659 | -0.0063921 | -0.0064568 | -0.0064789 | -0.0064741
SCE | MW | Residential | Res - Multi Family | Lighting | Yes | Lighting - LED Lamp (Basic High - Indoor) - Emerging | 0.00018608 | 0.00042102 | 0.001375 | 0.0026265 | 0.0042449 | 0.0015618 | 0.0037389 | 0.0075221 | 0.01217 | 0.017769 | 0.023419 | 0.029041
SCE | MW | Residential | Res - Multi Family | Lighting | Yes | Lighting - LED Lamp (Basic Low - Indoor) - Emerging | 0.0013221 | 0.0022777 | 0.0062764 | 0.011064 | 0.017141 | 0.0045203 | 0.0083719 | 0.013729 | 0.01963 | 0.025881 | 0.031699 | 0.036963
SCE | MW | Residential | Res - Multi Family | Lighting | Yes | Lighting - LED Lamp (Reflector - Indoor) - Emerging | 0.00060121 | 0.0019613 | 0.0039522 | 0.0063728 | 0.008824 | 0.01219 | 0.018917 | 0.026862 | 0.035259 | 0.04371 | 0.05163 | 0.060152
SCE | MW | Residential | Res - Multi Family | Lighting | Yes | Lighting - LED Lamp (Specialty - Indoor) - Emerging | 0.00021488 | 0.00047334 | 0.0016312 | 0.0036649 | 0.0071619 | 0.011806 | 0.017102 | 0.024501 | 0.033875 | 0.045026 | 0.055977 | 0.066068
SCE | MW | Residential | Res - Multi Family | Lighting | Yes | Lighting - LED Plug-In Indoor Fixture - Emerging | 0.017901 | 0.027468 | 0.027383 | 0.027439 | 0.027749 | 0.0022931 | 0.0026429 | 0.002765 | 0.0029383 | 0.0031001 | 0.0032052 | 0.0033078
SCE | MW | Residential | Res - Multi Family | Lighting | No | Lighting - Compact Fluorescent Fixture (Indoor) | 0.0101 | 0.017944 | 0.018176 | 0.017684 | 0.017089 | 0 | 0 | 0 | 0 | 0 | 0 | 0
SCE | MW | Residential | Res - Multi Family | Lighting | No | Lighting - Compact Fluorescent Lamp (Basic High - Indoor) | 0.34074 | 0.37425 | 0.31129 | 0.25436 | 0.20819 | 0 | 0 | 0 | 0 | 0 | 0 | 0
SCE | MW | Residential | Res - Multi Family | Lighting | No | Lighting - Compact Fluorescent Lamp (Basic Low - Indoor) | 0.92874 | 0.60892 | 0.56081 | 0.48463 | 0.40576 | 0 | 0 | 0 | 0 | 0 | 0 | 0
SCE | MW | Residential | Res - Multi Family | Lighting | No | Lighting - Compact Fluorescent Lamp (Reflector - Indoor) | 0.45572 | 0.21784 | 0.2024 | 0.17633 | 0.14803 | 0.11866 | 0.095995 | 0.076886 | 0.06325 | 0.054077 | 0.047596 | 0.04399
SCE | MW | Residential | Res - Multi Family | Lighting | No | Lighting - Compact Fluorescent Lamp (Specialty - Indoor) | 0.17928 | 0.19844 | 0.21179 | 0.21374 | 0.20416 | 0.18494 | 0.16338 | 0.13206 | 0.10723 | 0.087459 | 0.071702 | 0.060569
SCE | MW | Residential | Res - Multi Family | Lighting | No | Lighting - Halogen Lamp (A-Line) | 0.0016103 | 0.002248 | 0.0024803 | 0.0023973 | 0.0023387 | 0 | 0 | 0 | 0 | 0 | 0 | 0
SCE | MW | Residential | Res - Multi Family | Lighting | No | Lighting - Halogen Lamp (Reflector) | 0.0003142 | 0.00039886 | 0.00044183 | 0.00045691 | 0.0030387 | 0.0030001 | 0.0030249 | 0.002937 | 0.0028688 | 0.0028072 | 0.0027466 | 0.0027081
SCE | MW | Residential | Res - Multi Family | Lighting | No | Lighting - Induction Fixture (Outdoor) | 0.00010834 | 0.00012478 | 0.0001378 | 0.0001479 | 0.00015618 | 0.00016163 | 0.00017104 | 0.00017233 | 0.00017458 | 0.00017678 | 0.00017766 | 0.000179
SCE | MW | Residential | Res - Multi Family | SHW | No | SHW - EF Rated Instantaneous Water Heater (Electric) | 0.046747 | 0.050422 | 0.053158 | 0.055241 | 0.056959 | 0.058282 | 0.060231 | 0.060833 | 0.061642 | 0.06241 | 0.062953 | 0.063564
SCE | MW | Residential | Res - Multi Family | SHW | No | SHW - EF Rated Storage Water Heater (Electric) | 0.060202 | 0.066256 | 0 | 0 | 0 | 0 | 0 | 0 | 0 | 0 | 0 | 0
SCE | MW | Residential | Res - Multi Family | WholeBlg | No | WholeBlg - Low Income | 3.5216 | 3.3859 | 3.2647 | 3.1973 | 3.13 | 2.382 | 2.3294 | 2.2769 | 1.7363 | 1.2928 | 0.73698 | 0.14004
SCE | MW | Residential | Res - Multi Family | WholeBlg | No | WholeBlg - Res NC ZNE | 0.052527 | 0.17688 | 0.24817 | 0.31317 | 0.25443 | 0.31272 | 0.41924 | 0.28669 | 0.32523 | 0.36427 | 0.39109 | 0.42403
SCE | MW | Residential | Res - Single Family | AppPlug | Yes | AppPlug - Clothes Washer (Electric) - Emerging | 0.0091827 | 0.011011 | 0.0083591 | 0.009847 | 0.012112 | 0.011997 | 0.01481 | 0.017106 | 0.019734 | 0.022549 | 0.025331 | 0.028383
SCE | MW | Residential | Res - Single Family | AppPlug | Yes | AppPlug - Dishwasher (Electric) - Emerging | 0.0015424 | 0.0022235 | 0.0029419 | 0.0036885 | 0.0044596 | 0.0052395 | 0.006194 | 0.0070384 | 0.0080024 | 0.0090098 | 0.0099887 | 0.01102
SCE | MW | Residential | Res - Single Family | AppPlug | Yes | AppPlug - HP Clothes Dryer - Emerging | 0 | 0 | 0 | 0 | 0.078495 | 0.17594 | 0.294 | 0.41407 | 0.54523 | 0.68546 | 0.82951 | 0.98216
SCE | MW | Residential | Res - Single Family | AppPlug | Yes | AppPlug - Smart Strip Home Office - Emerging | 0.19676 | 0.20781 | 0.22931 | 0.2503 | 0.26682 | 0.27864 | 0.2841 | 0.28186 | 0.27521 | 0.26467 | 0.24585 | 0.23072
SCE | MW | Residential | Res - Single Family | AppPlug | Yes | AppPlug - Smart Strip Home Theater - Emerging | 0.18046 | 0.19057 | 0.21041 | 0.22978 | 0.24505 | 0.25597 | 0.26099 | 0.2589 | 0.25271 | 0.2429 | 0.22548 | 0.21143
SCE | MW | Residential | Res - Single Family | AppPlug | No | AppPlug - Clothes Washer (Electric) | 0.053919 | 0.060486 | 0.029496 | 0.029058 | 0.030331 | 0.021187 | 0.022061 | 0.022265 | 0.022523 | 0.022761 | 0.022883 | 0.02302
SCE | MW | Residential | Res - Single Family | AppPlug | No | AppPlug - Computer Monitor | 0.64663 | 0.63418 | 0.61269 | 0.5886 | 0.56959 | 0.55098 | 0.56665 | 0.54051 | 0.52941 | 0.52406 | 0.51634 | 0.51528
SCE | MW | Residential | Res - Single Family | AppPlug | No | AppPlug - Desktop Computer (Res - ES Plus) | 0.002473 | 0.0052773 | 0.0084989 | 0.011985 | 0.015666 | 0.019425 | 0.02364 | 0.027484 | 0.032661 | 0.03844 | 0.044596 | 0.051221
SCE | MW | Residential | Res - Single Family | AppPlug | No | AppPlug - Desktop Computer (Res - ES) | 0.089823 | 0.096435 | 0.10163 | 0.10581 | 0.10937 | 0.11237 | 0.116 | 0.11748 | 0.11486 | 0.11306 | 0.1116 | 0.11059
SCE | MW | Residential | Res - Single Family | AppPlug | No | AppPlug - Dishwasher (Electric) | 0.0015113 | 0.0015997 | 0.0016621 | 0.0017092 | 0.0017504 | 0.0017845 | 0.0018409 | 0.0018067 | 0.0017688 | 0.0017359 | 0.001701 | 0.0016712
SCE | MW | Residential | Res - Single Family | AppPlug | No | AppPlug - Recycle Refrigerator | 4.164 | 4.1527 | 4.7907 | 5.4201 | 5.9735 | 6.4211 | 6.6744 | 6.7066 | 6.4879 | 6.0331 | 5.3987 | 4.6508
SCE | MW | Residential | Res - Single Family | AppPlug | No | AppPlug - Self-Contained Refrigerator | 1.6253 | 1.691 | 0 | 0 | 0 | 0 | 0 | 0 | 0 | 0 | 0 | 0
SCE | MW | Residential | Res - Single Family | AppPlug | No | AppPlug - Variable Speed Pool Pump | 3.2996 | 3.7484 | 3.8882 | 4.0198 | 3.9753 | 3.8837 | 3.7471 | 3.5269 | 3.2551 | 2.9752 | 2.6952 | 2.4543
SCE | MW | Residential | Res - Single Family | BldgEnv | No | BldgEnv - Window Film | 0 | 6.3076 | 7.1409 | 6.4924 | 5.7643 | 5.1641 | 4.5384 | 4.8749 | 4.6965 | 5.0882 | 4.9754 | 4.7938
SCE | MW | Residential | Res - Single Family | HVAC | No | HVAC - Direct Evaporative Cooler | 0.18176 | 1.0658 | 0.9543 | 0.67465 | 0.51234 | 0.40199 | 0.32375 | 0.26712 | 0.22414 | 0.22513 | 0.2524 | 0.27198
SCE | MW | Residential | Res - Single Family | HVAC | No | HVAC - Repair Duct System | 0 | 0 | 0 | 7.1451 | 6.6649 | 6.0087 | 5.2514 | 4.458 | 3.681 | 2.9652 | 2.332 | 1.7935
SCE | MW | Residential | Res - Single Family | HVAC | No | HVAC - SEER Rated Split System AC (Recharge) | 0 | 0 | 0 | 0 | 0.29228 | 0.29719 | 0.29543 | 0.2896 | 0.28072 | 0.2694 | 0.25586 | 0.2409
SCE | MW | Residential | Res - Single Family | HVAC | No | HVAC - SEER Rated Split System AC (SEER 15) | -0.1439 | -0.11616 | -0.045654 | -0.07787 | -0.095794 | -0.1066 | -0.11058 | -0.093562 | -0.078353 | -0.077624 | -0.087398 | -0.093902
SCE | MW | Residential | Res - Single Family | Lighting | Yes | Lighting - LED Lamp (Basic High - Indoor) - Emerging | 0.0052149 | 0.0093491 | 0.025561 | 0.042462 | 0.064235 | 0.021028 | 0.044017 | 0.081607 | 0.1261 | 0.18201 | 0.23937 | 0.29763
SCE | MW | Residential | Res - Single Family | Lighting | Yes | Lighting - LED Lamp (Basic Low - Indoor) - Emerging | 0.010056 | 0.022361 | 0.063943 | 0.12297 | 0.20231 | 0.051974 | 0.091124 | 0.14884 | 0.21279 | 0.281 | 0.34371 | 0.39948
SCE | MW | Residential | Res - Single Family | Lighting | Yes | Lighting - LED Lamp (Reflector - Indoor) - Emerging | 0.009259 | 0.028503 | 0.060168 | 0.099388 | 0.14054 | 0.18828 | 0.28778 | 0.40845 | 0.53727 | 0.66759 | 0.78981 | 0.9221
SCE | MW | Residential | Res - Single Family | Lighting | Yes | Lighting - LED Lamp (Specialty - Indoor) - Emerging | 0.021188 | 0.034881 | 0.093844 | 0.17271 | 0.24713 | 0.30996 | 0.51538 | 0.69841 | 0.87587 | 1.0726 | 1.2391 | 1.368
SCE | MW | Residential | Res - Single Family | Lighting | Yes | Lighting - LED Plug-In Indoor Fixture - Emerging | 0.046476 | 0.087518 | 0.087214 | 0.087682 | 0.088248 | 0.0065109 | 0.0076112 | 0.008099 | 0.0087577 | 0.0093983 | 0.0098639 | 0.010328
SCE | MW | Residential | Res - Single Family | Lighting | No | Lighting - Compact Fluorescent Fixture (Indoor) | 0.034738 | 0.062561 | 0.062472 | 0.061237 | 0.059723 | 0 | 0 | 0 | 0 | 0 | 0 | 0
SCE | MW | Residential | Res - Single Family | Lighting | No | Lighting - Compact Fluorescent Lamp (Basic High - Indoor) | 3.7398 | 3.951 | 3.3978 | 2.8384 | 2.3445 | 0 | 0 | 0 | 0 | 0 | 0 | 0
SCE | MW | Residential | Res - Single Family | Lighting | No | Lighting - Compact Fluorescent Lamp (Basic Low - Indoor) | 6.0604 | 6.3136 | 6.0136 | 5.4285 | 4.6948 | 0 | 0 | 0 | 0 | 0 | 0 | 0
SCE | MW | Residential | Res - Single Family | Lighting | No | Lighting - Compact Fluorescent Lamp (Reflector - Indoor) | 6.8233 | 3.1388 | 3.0432 | 2.698 | 2.2947 | 1.8742 | 1.5096 | 1.2081 | 0.98753 | 0.83634 | 0.72871 | 0.66716
SCE | MW | Residential | Res - Single Family | Lighting | No | Lighting - Compact Fluorescent Lamp (Specialty - Indoor) | 1.6793 | 2.2283 | 2.6449 | 2.9224 | 2.9659 | 2.7742 | 2.8358 | 2.5477 | 2.1511 | 1.7948 | 1.4678 | 1.204
SCE | MW | Residential | Res - Single Family | Lighting | No | Lighting - Halogen Lamp (A-Line) | 0.0090774 | 0.01268 | 0.013995 | 0.013532 | 0.013208 | 0 | 0 | 0 | 0 | 0 | 0 | 0
SCE | MW | Residential | Res - Single Family | Lighting | No | Lighting - Halogen Lamp (Reflector) | 0.0017751 | 0.0022642 | 0.0025148 | 0.0026075 | 0.017167 | 0.017004 | 0.017173 | 0.016686 | 0.016315 | 0.01598 | 0.015645 | 0.015438
SCE | MW | Residential | Res - Single Family | SHW | No | SHW - EF Rated Instantaneous Water Heater (Electric) | 0.011975 | 0.012999 | 0.013898 | 0.014699 | 0.015494 | 0.016266 | 0.017685 | 0.018319 | 0.019185 | 0.020142 | 0.021018 | 0.022032
SCE | MW | Residential | Res - Single Family | SHW | No | SHW - EF Rated Storage Water Heater (Electric) | 0.084954 | 0.089164 | 0 | 0 | 0 | 0 | 0 | 0 | 0 | 0 | 0 | 0
SCE | MW | Residential | Res - Single Family | WholeBlg | No | WholeBlg - Low Income | 2.4657 | 2.3693 | 2.2832 | 2.2347 | 2.1864 | 1.6629 | 1.6253 | 1.5877 | 1.2101 | 0.9004 | 0.51298 | 0.09744
SCG | MM Therms | Residential | Res - Multi Family | AppPlug | Yes | AppPlug - Clothes Washer (Gas) - Emerging | 0.058871 | 0.070401 | 0.053422 | 0.060792 | 0.068742 | 0.062469 | 0.073548 | 0.081559 | 0.092246 | 0.10414 | 0.11617 | 0.12969
SCG | MM Therms | Residential | Res - Multi Family | AppPlug | Yes | AppPlug - Dishwasher (Gas) - Emerging | 0.0097874 | 0.013804 | 0.017997 | 0.022267 | 0.026645 | 0.030933 | 0.03642 | 0.039889 | 0.043847 | 0.047745 | 0.052501 | 0.057752
SCG | MM Therms | Residential | Res - Multi Family | AppPlug | No | AppPlug - Clothes Washer (Gas) | 0.75152 | 0.77573 | 0.404 | 0.40692 | 0.41084 | 0.2799 | 0.28631 | 0.27636 | 0.27182 | 0.26902 | 0.26619 | 0.26515
SCG | MM Therms | Residential | Res - Multi Family | AppPlug | No | AppPlug - Dishwasher (Gas) | 0.007434 | 0.0079372 | 0.0082918 | 0.0085424 | 0.0087592 | 0.0089155 | 0.0092327 | 0.0092429 | 0.0093413 | 0.0094482 | 0.0092321 | 0.0090414
SCG | MM Therms | Residential | Res - Multi Family | HVAC | No | HVAC - Gas Furnace | 0.010317 | 0.012753 | 0.015189 | 0.018481 | 0.021363 | 0.023925 | 0.026484 | 0.028543 | 0.030517 | 0.032342 | 0.033973 | 0.035489
SCG | MM Therms | Residential | Res - Multi Family | SHW | Yes | SHW - EF Rated Storage Water Heater (Gas) - Emerging | 0 | 0 | 0 | 0.020183 | 0.042522 | 0.066514 | 0.095118 | 0.1187 | 0.14416 | 0.16993 | 0.1942 | 0.21885
SCG | MM Therms | Residential | Res - Multi Family | SHW | No | ProcHeat - Boiler Controls | 0 | 0 | 0 | 0 | 1.2599 | 1.2884 | 1.2436 | 1.121 | 0.97487 | 0.82692 | 0.68162 | 0.55829
SCG | MM Therms | Residential | Res - Multi Family | SHW | No | SHW - EF Rated Storage Water Heater (Gas) | 0.052353 | 0.094245 | 0.053304 | 0.066775 | 0.079781 | 0.091669 | 0.10615 | 0.11441 | 0.1236 | 0.13215 | 0.13928 | 0.14608
SCG | MM Therms | Residential | Res - Multi Family | WholeBlg | No | WholeBlg - Low Income | 0.69774 | 0.69801 | 0.64839 | 0.59874 | 0.54906 | 0.38837 | 0.28268 | 0.22343 | 0.17716 | 0.11716 | 0.056839 | 0.027577
SCG | MM Therms | Residential | Res - Single Family | AppPlug | Yes | AppPlug - Clothes Washer (Gas) - Emerging | 0.090641 | 0.12305 | 0.10247 | 0.12486 | 0.14798 | 0.13939 | 0.16245 | 0.17669 | 0.19293 | 0.20897 | 0.22337 | 0.23816
SCG | MM Therms | Residential | Res - Single Family | AppPlug | Yes | AppPlug - Dishwasher (Gas) - Emerging | 0.030174 | 0.040655 | 0.053571 | 0.068125 | 0.084893 | 0.10313 | 0.12886 | 0.14737 | 0.17003 | 0.19412 | 0.21785 | 0.24359
SCG | MM Therms | Residential | Res - Single Family | AppPlug | No | AppPlug - Clothes Washer (Gas) | 1.1966 | 1.301 | 0.70493 | 0.73051 | 0.75092 | 0.51737 | 0.53634 | 0.53291 | 0.53538 | 0.53832 | 0.53944 | 0.5423
SCG | MM Therms | Residential | Res - Single Family | AppPlug | No | AppPlug - Dishwasher (Gas) | 0.036876 | 0.03851 | 0.03864 | 0.038506 | 0.038425 | 0.03815 | 0.038758 | 0.037938 | 0.037601 | 0.037354 | 0.037025 | 0.036826
SCG | MM Therms | Residential | Res - Single Family | HVAC | No | HVAC - Gas Furnace | 0.11774 | 0.14388 | 0.16897 | 0.20211 | 0.23104 | 0.256 | 0.2836 | 0.30123 | 0.3196 | 0.33674 | 0.3516 | 0.36584
SCG | MM Therms | Residential | Res - Single Family | SHW | Yes | SHW - EF Rated Storage Water Heater (Gas) - Emerging | 0 | 0 | 0 | 0.086729 | 0.18371 | 0.28832 | 0.41515 | 0.51727 | 0.62854 | 0.74131 | 0.84703 | 0.95488
SCG | MM Therms | Residential | Res - Single Family | SHW | No | SHW - EF Rated Storage Water Heater (Gas) | 0.23149 | 0.41815 | 0.23784 | 0.29939 | 0.35887 | 0.41289 | 0.4802 | 0.51631 | 0.55744 | 0.59576 | 0.62735 | 0.65779
SCG | MM Therms | Residential | Res - Single Family | WholeBlg | No | WholeBlg - Low Income | 0.39571 | 0.39563 | 0.3673 | 0.33898 | 0.31066 | 0.21962 | 0.15975 | 0.1262 | 0.10001 | 0.066094 | 0.032048 | 0.01554
SDG&E | GWh | Residential | Res - Multi Family | AppPlug | Yes | AppPlug - Clothes Washer (Electric) - Emerging | 0.048395 | 0.061079 | 0.05326 | 0.068579 | 0.085817 | 0.085066 | 0.09959 | 0.1218 | 0.14164 | 0.16104 | 0.1806 | 0.20197
SDG&E | GWh | Residential | Res - Multi Family | AppPlug | Yes | AppPlug - Clothes Washer (Gas) - Emerging | -0.0052404 | -0.0061547 | -0.0047224 | -0.0054736 | -0.0063143 | -0.0058429 | -0.0064582 | -0.0076558 | -0.0086634 | -0.0096516 | -0.010696 | -0.011916
SDG&E | GWh | Residential | Res - Multi Family | AppPlug | Yes | AppPlug - Dishwasher (Electric) - Emerging | 0.0030446 | 0.0045544 | 0.0062179 | 0.0079331 | 0.0096709 | 0.011333 | 0.012831 | 0.014919 | 0.016862 | 0.018716 | 0.020547 | 0.022518
SDG&E | GWh | Residential | Res - Multi Family | AppPlug | Yes | AppPlug - HP Clothes Dryer - Emerging | 0 | 0 | 0 | 0 | 0.03237 | 0.072235 | 0.11566 | 0.16876 | 0.22234 | 0.27703 | 0.33347 | 0.39394
SDG&E | GWh | Residential | Res - Multi Family | AppPlug | Yes | AppPlug - Smart Strip Home Office - Emerging | 0.13131 | 0.13865 | 0.15271 | 0.16571 | 0.17517 | 0.18078 | 0.17893 | 0.17946 | 0.17513 | 0.16759 | 0.15394 | 0.14418
SDG&E | GWh | Residential | Res - Multi Family | AppPlug | Yes | AppPlug - Smart Strip Home Theater - Emerging | 0.13496 | 0.14249 | 0.15702 | 0.17049 | 0.18029 | 0.18611 | 0.18423 | 0.18476 | 0.18025 | 0.17241 | 0.15827 | 0.14813
SDG&E | GWh | Residential | Res - Multi Family | AppPlug | No | AppPlug - Clothes Washer (Electric) | 0.27271 | 0.27945 | 0.15106 | 0.15591 | 0.15909 | 0.10843 | 0.10764 | 0.10987 | 0.10985 | 0.10913 | 0.1082 | 0.10755
SDG&E | GWh | Residential | Res - Multi Family | AppPlug | No | AppPlug - Clothes Washer (Gas) | -0.15431 | -0.157 | -0.0814 | -0.081388 | -0.081245 | -0.054326 | -0.053098 | -0.054373 | -0.054323 | -0.053998 | -0.05376 | -0.053941
SDG&E | GWh | Residential | Res - Multi Family | AppPlug | No | AppPlug - Computer Monitor | 0.069597 | 0.070319 | 0.070216 | 0.06819 | 0.065876 | 0.062123 | 0.057116 | 0.060096 | 0.058982 | 0.057013 | 0.055442 | 0.055273
SDG&E | GWh | Residential | Res - Multi Family | AppPlug | No | AppPlug - Desktop Computer (Res - ES Plus) | 0 | 0 | 0.073494 | 0.10683 | 0.14224 | 0.17823 | 0.21365 | 0.25291 | 0.28939 | 0.3236 | 0.35577 | 0.38666
SDG&E | GWh | Residential | Res - Multi Family | AppPlug | No | AppPlug - Desktop Computer (Res - ES) | 0 | 0 | 0 | 0 | 0 | 0 | 0.45174 | 0.48509 | 0.51232 | 0.53537 | 0.55545 | 0.57401
SDG&E | GWh | Residential | Res - Multi Family | AppPlug | No | AppPlug - Dishwasher (Electric) | 0.0024434 | 0.002618 | 0.0027631 | 0.0028714 | 0.0029595 | 0.0030194 | 0.0030534 | 0.0031533 | 0.0031102 | 0.0030457 | 0.0029811 | 0.0029268
SDG&E | GWh | Residential | Res - Multi Family | AppPlug | No | AppPlug - Recycle Refrigerator | 0.41761 | 0.41685 | 0.47303 | 0.52759 | 0.57453 | 0.61208 | 0.63357 | 0.6381 | 0.62423 | 0.59187 | 0.54175 | 0.48215
SDG&E | GWh | Residential | Res - Multi Family | AppPlug | No | AppPlug - Self-Contained Refrigerator | 0.26201 | 0.30985 | 0 | 0 | 0 | 0 | 0 | 0 | 0 | 0 | 0 | 0
SDG&E | GWh | Residential | Res - Multi Family | BldgEnv | No | BldgEnv - Attic Batt Insulation | 0.08626 | 0.085376 | 0.084818 | 0.082583 | 0.077762 | 0.069037 | 0.059728 | 0.050548 | 0.041368 | 0.033367 | 0.026318 | 0.0208
SDG&E | GWh | Residential | Res - Multi Family | BldgEnv | No | BldgEnv - Wall Spray On Insulation | 0 | 0 | 0 | 0 | 0 | 0.025006 | 0.01913 | 0.012805 | 0.0079335 | 0.0047937 | 0.0026808 | 0.0013783
SDG&E | GWh | Residential | Res - Multi Family | BldgEnv | No | BldgEnv - Window Film | 0 | 0 | 0 | 0.074242 | 0.087744 | 0.083759 | 0.072667 | 0.078159 | 0.08029 | 0.096345 | 0.095339 | 0.098732
SDG&E | GWh | Residential | Res - Multi Family | HVAC | No | HVAC - SEER Rated Split System AC (SEER 15) | 0.0032015 | 0.0031665 | 0.0014549 | 0.0014676 | 0.0016988 | 0.001944 | 0.0020848 | 0.0021655 | 0.0022131 | 0.0022379 | 0.0022463 | 0.0022437
SDG&E | GWh | Residential | Res - Multi Family | Lighting | Yes | Lighting - LED Lamp (Basic High - Indoor) - Emerging | 0.002214 | 0.0041281 | 0.01189 | 0.019313 | 0.030533 | 0.01088 | 0.022119 | 0.044525 | 0.071349 | 0.10405 | 0.13764 | 0.17225
SDG&E | GWh | Residential | Res - Multi Family | Lighting | Yes | Lighting - LED Lamp (Basic High - Outdoor) - Emerging | 0.0005037 | 0.00078239 | 0.0019241 | 0.0031818 | 0.0047967 | 0.0011142 | 0.002214 | 0.0042417 | 0.006706 | 0.0095153 | 0.012332 | 0.015049
SDG&E | GWh | Residential | Res - Multi Family | Lighting | Yes | Lighting - LED Lamp (Basic Low - Indoor) - Emerging | 0.0085244 | 0.012646 | 0.029219 | 0.047501 | 0.070681 | 0.01831 | 0.029986 | 0.049087 | 0.069469 | 0.091295 | 0.11211 | 0.13159
SDG&E | GWh | Residential | Res - Multi Family | Lighting | Yes | Lighting - LED Lamp (Basic Low - Outdoor) - Emerging | 0.0017146 | 0.0055007 | 0.0098932 | 0.015217 | 0.020674 | 0.0056633 | 0.0097501 | 0.015337 | 0.020968 | 0.026373 | 0.031054 | 0.034905
SDG&E | GWh | Residential | Res - Multi Family | Lighting | Yes | Lighting - LED Lamp (Reflector - Indoor) - Emerging | 0.0041565 | 0.017441 | 0.03625 | 0.059752 | 0.085053 | 0.10652 | 0.12801 | 0.16189 | 0.19598 | 0.23029 | 0.26349 | 0.3015
SDG&E | GWh | Residential | Res - Multi Family | Lighting | Yes | Lighting - LED Lamp (Reflector - Outdoor) - Emerging | 1.693e-05 | 5.5419e-05 | 0.00012422 | 0.00022544 | 0.00047466 | 0.00087398 | 0.0013957 | 0.0020497 | 0.0026742 | 0.0032566 | 0.0037719 | 0.0042239
SDG&E | GWh | Residential | Res - Multi Family | Lighting | Yes | Lighting - LED Lamp (Specialty - Indoor) - Emerging | 0.0028843 | 0.0063726 | 0.018127 | 0.039213 | 0.074898 | 0.12254 | 0.17503 | 0.22772 | 0.27813 | 0.33484 | 0.38737 | 0.43559
SDG&E | GWh | Residential | Res - Multi Family | Lighting | Yes | Lighting - LED Lamp (Specialty - Outdoor) - Emerging | 0.0002262 | 0.00053978 | 0.0013869 | 0.0028115 | 0.0050414 | 0.0077473 | 0.011413 | 0.018007 | 0.025649 | 0.034045 | 0.04179 | 0.048265
SDG&E | GWh | Residential | Res - Multi Family | Lighting | Yes | Lighting - LED Plug-In Indoor Fixture - Emerging | 0.086679 | 0.11855 | 0.11904 | 0.11882 | 0.12227 | 0.0098302 | 0.01038 | 0.011517 | 0.012258 | 0.012804 | 0.013226 | 0.013739
SDG&E | GWh | Residential | Res - Multi Family | Lighting | Yes | Lighting - LED Plug-In Outdoor Fixture - Emerging | 0.0053711 | 0.0023947 | 0.010142 | 0.015194 | 0.023054 | 0.0017691 | 0.0023987 | 0.0030692 | 0.0037612 | 0.0044184 | 0.0050218 | 0.0055679
SDG&E | GWh | Residential | Res - Multi Family | Lighting | No | Lighting - Compact Fluorescent Fixture (Indoor) | 0.07633 | 0.11665 | 0.11712 | 0.11467 | 0.11127 | 0 | 0 | 0 | 0 | 0 | 0 | 0
SDG&E | GWh | Residential | Res - Multi Family | Lighting | No | Lighting - Compact Fluorescent Fixture (Outdoor) | 0.037431 | 0.066055 | 0.057345 | 0.057676 | 0.056158 | 0 | 0 | 0 | 0 | 0 | 0 | 0
SDG&E | GWh | Residential | Res - Multi Family | Lighting | No | Lighting - Compact Fluorescent Lamp (Basic High - Indoor) | 2.2582 | 2.1396 | 1.8289 | 1.5504 | 1.3342 | 0 | 0 | 0 | 0 | 0 | 0 | 0
SDG&E | GWh | Residential | Res - Multi Family | Lighting | No | Lighting - Compact Fluorescent Lamp (Basic High - Outdoor) | 0.33103 | 0.2555 | 0.24234 | 0.21595 | 0.18969 | 0 | 0 | 0 | 0 | 0 | 0 | 0
SDG&E | GWh | Residential | Res - Multi Family | Lighting | No | Lighting - Compact Fluorescent Lamp (Basic Low - Indoor) | 3.3941 | 2.1321 | 1.9492 | 1.7044 | 1.4646 | 0 | 0 | 0 | 0 | 0 | 0 | 0
SDG&E | GWh | Residential | Res - Multi Family | Lighting | No | Lighting - Compact Fluorescent Lamp (Basic Low - Outdoor) | 0.51887 | 0.49859 | 0.47091 | 0.42805 | 0.38267 | 0 | 0 | 0 | 0 | 0 | 0 | 0
SDG&E | GWh | Residential | Res - Multi Family | Lighting | No | Lighting - Compact Fluorescent Lamp (Reflector - Indoor) | 1.3045 | 1.0576 | 1.1136 | 1.0979 | 1.0299 | 0.92132 | 0.77378 | 0.65232 | 0.54078 | 0.44817 | 0.37625 | 0.32867
SDG&E | GWh | Residential | Res - Multi Family | Lighting | No | Lighting - Compact Fluorescent Lamp (Reflector - Outdoor) | 0.0030298 | 0.0039536 | 0.0031808 | 0.0036227 | 0.0040719 | 0.0039693 | 0.0038971 | 0.004031 | 0.0040703 | 0.0041113 | 0.0041643 | 0.0042703
SDG&E | GWh | Residential | Res - Multi Family | Lighting | No | Lighting - Compact Fluorescent Lamp (Specialty - Indoor) | 0.70257 | 0.93801 | 1.0816 | 1.1978 | 1.2637 | 1.2648 | 1.2029 | 1.1096 | 0.95325 | 0.81196 | 0.67928 | 0.57109
SDG&E | GWh | Residential | Res - Multi Family | Lighting | No | Lighting - Compact Fluorescent Lamp (Specialty - Outdoor) | 0.055906 | 0.074033 | 0.079554 | 0.083082 | 0.083201 | 0.080536 | 0.073484 | 0.065847 | 0.059356 | 0.053168 | 0.047874 | 0.043953
SDG&E | GWh | Residential | Res - Multi Family | Lighting | No | Lighting - Halogen Lamp (A-Line) | 0.0071151 | 0.0087908 | 0.010685 | 0.010282 | 0.010055 | 0 | 0 | 0 | 0 | 0 | 0 | 0
SDG&E | GWh | Residential | Res - Multi Family | Lighting | No | Lighting - Halogen Lamp (Reflector) | 0.0014 | 0.0016529 | 0.0018239 | 0.0018527 | 0.0018306 | 0.0016649 | 0.001413 | 0.011508 | 0.011446 | 0.011242 | 0.011041 | 0.010931
SDG&E | GWh | Residential | Res - Multi Family | Lighting | No | Lighting - Induction Fixture (Outdoor) | 0.00027041 | 0.00030369 | 0.00033211 | 0.0003524 | 0.00036788 | 0.00037377 | 0.00037282 | 0.00039201 | 0.00039743 | 0.00039828 | 0.00039839 | 0.00040162
SDG&E | GWh | Residential | Res - Multi Family | Lighting | No | Lighting - Night Light Fixture (LED) | 0.14243 | 0.17466 | 0.20316 | 0.22462 | 0.24075 | 0.24792 | 0.248 | 0.26188 | 0.26346 | 0.26006 | 0.25528 | 0.25244
SDG&E | GWh | Residential | Res - Multi Family | Lighting | No | Lighting - Plug-In Fixture (Exterior) | 0.11816 | 0.15651 | 0.19374 | 0.22678 | 0.25634 | 0 | 0 | 0 | 0 | 0 | 0 | 0
SDG&E | GWh | Residential | Res - Multi Family | Lighting | No | Lighting - Seasonal Lighting | 0.049806 | 0.074708 | 0.10061 | 0.12534 | 0.14888 | 0.16851 | 0.18403 | 0.20775 | 0.2232 | 0.23405 | 0.24236 | 0.25074
SDG&E | GWh | Residential | Res - Multi Family | SHW | No | SHW - EF Rated Instantaneous Water Heater (Electric) | 0.16694 | 0.17199 | 0.17563 | 0.17649 | 0.17672 | 0.17475 | 0.17057 | 0.17659 | 0.17737 | 0.17685 | 0.17665 | 0.1782
SDG&E | GWh | Residential | Res - Multi Family | SHW | No | SHW - EF Rated Storage Water Heater (Electric) | 0.1153 | 0.11624 | 0 | 0 | 0 | 0 | 0 | 0 | 0 | 0 | 0 | 0
SDG&E | GWh | Residential | Res - Multi Family | WholeBlg | No | WholeBlg - Low Income | 4.4229 | 4.4245 | 4.426 | 3.985 | 3.9864 | 3.1017 | 3.0166 | 3.0003 | 2.3844 | 1.9077 | 1.2852 | 0.66748
SDG&E | GWh | Residential | Res - Multi Family | WholeBlg | No | WholeBlg - Res NC ZNE | 0.22928 | 0.72871 | 1.0231 | 1.2727 | 1.0238 | 1.191 | 1.214 | 1.0651 | 1.2279 | 1.307 | 1.3639 | 1.4826
SDG&E | GWh | Residential | Res - Single Family | AppPlug | Yes | AppPlug - Clothes Washer (Electric) - Emerging | 0.041475 | 0.050178 | 0.037803 | 0.043965 | 0.049502 | 0.044913 | 0.05295 | 0.066065 | 0.077501 | 0.088527 | 0.09964 | 0.1122
SDG&E | GWh | Residential | Res - Single Family | AppPlug | Yes | AppPlug - Clothes Washer (Gas) - Emerging | -0.013729 | -0.017506 | -0.014017 | -0.016533 | -0.019028 | -0.017365 | -0.018747 | -0.02124 | -0.023049 | -0.024564 | -0.025989 | -0.027615
SDG&E | GWh | Residential | Res - Single Family | AppPlug | Yes | AppPlug - Dishwasher (Electric) - Emerging | 0.0074611 | 0.01052 | 0.01386 | 0.017287 | 0.0208 | 0.024422 | 0.028098 | 0.033655 | 0.038525 | 0.043155 | 0.04775 | 0.052733
SDG&E | GWh | Residential | Res - Single Family | AppPlug | Yes | AppPlug - HP Clothes Dryer - Emerging | 0 | 0 | 0 | 0 | 0.13169 | 0.292 | 0.4654 | 0.6799 | 0.89617 | 1.1167 | 1.3444 | 1.5895
SDG&E | GWh | Residential | Res - Single Family | AppPlug | Yes | AppPlug - Smart Strip Home Office - Emerging | 0.34751 | 0.36784 | 0.40564 | 0.44071 | 0.46658 | 0.48226 | 0.47781 | 0.48074 | 0.47032 | 0.45116 | 0.41562 | 0.3906
SDG&E | GWh | Residential | Res - Single Family | AppPlug | Yes | AppPlug - Smart Strip Home Theater - Emerging | 0.35717 | 0.378 | 0.41709 | 0.45339 | 0.48021 | 0.49649 | 0.49197 | 0.49493 | 0.48406 | 0.46413 | 0.42732 | 0.4013
SDG&E | GWh | Residential | Res - Single Family | AppPlug | No | AppPlug - Clothes Washer (Electric) | 0.19115 | 0.24336 | 0.1153 | 0.11099 | 0.10558 | 0.068364 | 0.070699 | 0.074948 | 0.077073 | 0.078327 | 0.079174 | 0.080115
SDG&E | GWh | Residential | Res - Single Family | AppPlug | No | AppPlug - Clothes Washer (Gas) | -0.42825 | -0.44768 | -0.23658 | -0.23989 | -0.24184 | -0.16327 | -0.16087 | -0.16502 | -0.16553 | -0.1651 | -0.16483 | -0.16571
SDG&E | GWh | Residential | Res - Single Family | AppPlug | No | AppPlug - Computer Monitor | 0.29203 | 0.30203 | 0.30582 | 0.29971 | 0.2921 | 0.27719 | 0.25516 | 0.27127 | 0.26769 | 0.25952 | 0.25289 | 0.25289
SDG&E | GWh | Residential | Res - Single Family | AppPlug | No | AppPlug - Desktop Computer (Res - ES Plus) | 0 | 0 | 0.23243 | 0.33886 | 0.45231 | 0.56739 | 0.68 | 0.80676 | 0.92367 | 1.0327 | 1.1351 | 1.2339
SDG&E | GWh | Residential | Res - Single Family | AppPlug | No | AppPlug - Desktop Computer (Res - ES) | 0 | 0 | 0 | 0 | 0 | 0 | 1.6209 | 1.7295 | 1.8155 | 1.8868 | 1.9485 | 2.0064
SDG&E | GWh | Residential | Res - Single Family | AppPlug | No | AppPlug - Dishwasher (Electric) | 0.007157 | 0.0074322 | 0.0076637 | 0.0078276 | 0.0079707 | 0.0079043 | 0.0076247 | 0.0075732 | 0.007417 | 0.0072416 | 0.0070748 | 0.0069443
SDG&E | GWh | Residential | Res - Single Family | AppPlug | No | AppPlug - Recycle Refrigerator | 2.5383 | 2.5336 | 2.8751 | 3.2067 | 3.492 | 3.7202 | 3.8509 | 3.8784 | 3.7941 | 3.5974 | 3.2928 | 2.9305
SDG&E | GWh | Residential | Res - Single Family | AppPlug | No | AppPlug - Self-Contained Refrigerator | 1.283 | 1.4233 | 0 | 0 | 0 | 0 | 0 | 0 | 0 | 0 | 0 | 0
SDG&E | GWh | Residential | Res - Single Family | AppPlug | No | AppPlug - Variable Speed Pool Pump | 2.6551 | 3.0488 | 3.1595 | 3.2149 | 3.1105 | 2.9605 | 2.7007 | 2.5884 | 2.4171 | 2.2261 | 1.9764 | 1.8174
SDG&E | GWh | Residential | Res - Single Family | BldgEnv | No | BldgEnv - Attic Batt Insulation | 0 | 0.013791 | 0.034266 | 0.084744 | 0.11167 | 0.069361 | 0.053147 | 0.053479 | 0.044855 | 0.046989 | 0.045442 | 0.054487
SDG&E | GWh | Residential | Res - Single Family | BldgEnv | No | BldgEnv - Wall Spray On Insulation | 0.80232 | 0.75393 | 0.52978 | 0.36766 | 0.25142 | 0.15171 | 0.086215 | 0.047234 | 0.016939 | 0.00079115 | 0 | 0
SDG&E | GWh | Residential | Res - Single Family | BldgEnv | No | BldgEnv - Window Film | 0 | 0 | 0 | 0.44607 | 0.52754 | 0.50396 | 0.43761 | 0.47097 | 0.48414 | 0.58116 | 0.57552 | 0.59639
SDG&E | GWh | Residential | Res - Single Family | HVAC | No | HVAC - Direct Evaporative Cooler | 0 | 0 | 0 | 0 | 0 | 0 | 0 | 0 | 0.082069 | 0.093513 | 0.112 | 0.12549
SDG&E | GWh | Residential | Res - Single Family | HVAC | No | HVAC - SEER Rated Split System AC (Recharge) | 0 | 0 | 0 | 0 | 0 | 0 | 0 | 0 | 0 | 0.032297 | 0.031076 | 0.029169
SDG&E | GWh | Residential | Res - Single Family | HVAC | No | HVAC - SEER Rated Split System AC (SEER 15) | 0.019884 | 0.049563 | 0.021009 | 0.018943 | 0.017697 | 0.016699 | 0.015013 | 0.012155 | 0.0098235 | 0.0098551 | 0.010693 | 0.011276
SDG&E | GWh | Residential | Res - Single Family | Lighting | Yes | Lighting - LED Lamp (Basic High - Indoor) - Emerging | 0.0177 | 0.025398 | 0.060923 | 0.102 | 0.15599 | 0.04806 | 0.085654 | 0.15924 | 0.2418 | 0.34511 | 0.4505 | 0.56011
SDG&E | GWh | Residential | Res - Single Family | Lighting | Yes | Lighting - LED Lamp (Basic High - Outdoor) - Emerging | 0.0036511 | 0.0057267 | 0.01417 | 0.023355 | 0.035399 | 0.00981 | 0.021107 | 0.04137 | 0.066219 | 0.094765 | 0.12387 | 0.15245
SDG&E | GWh | Residential | Res - Single Family | Lighting | Yes | Lighting - LED Lamp (Basic Low - Indoor) - Emerging | 0.030336 | 0.042106 | 0.10181 | 0.16546 | 0.25122 | 0.068164 | 0.11739 | 0.20039 | 0.28995 | 0.38695 | 0.47875 | 0.56337
SDG&E | GWh | Residential | Res - Single Family | Lighting | Yes | Lighting - LED Lamp (Basic Low - Outdoor) - Emerging | 0.0090676 | 0.026309 | 0.046972 | 0.071201 | 0.099241 | 0.032236 | 0.057577 | 0.091653 | 0.12602 | 0.15929 | 0.18844 | 0.21281
SDG&E | GWh | Residential | Res - Single Family | Lighting | Yes | Lighting - LED Lamp (Reflector - Indoor) - Emerging | 0.030493 | 0.1014 | 0.21249 | 0.34857 | 0.49332 | 0.61473 | 0.7812 | 1.0342 | 1.2878 | 1.545 | 1.7946 | 2.0792
SDG&E | GWh | Residential | Res - Single Family | Lighting | Yes | Lighting - LED Lamp (Reflector - Outdoor) - Emerging | 0.0054843 | 0.069965 | 0.13286 | 0.22141 | 0.31677 | 0.40243 | 0.46684 | 0.60271 | 0.77001 | 0.94448 | 1.1122 | 1.2634
SDG&E | GWh | Residential | Res - Single Family | Lighting | Yes | Lighting - LED Lamp (Specialty - Indoor) - Emerging | 0.021261 | 0.028925 | 0.070933 | 0.15677 | 0.30774 | 0.51731 | 0.75553 | 1.0445 | 1.3187 | 1.6156 | 1.8791 | 2.1038
SDG&E | GWh | Residential | Res - Single Family | Lighting | Yes | Lighting - LED Lamp (Specialty - Outdoor) - Emerging | 0.0027102 | 0.0089568 | 0.022589 | 0.047371 | 0.085562 | 0.13169 | 0.18213 | 0.26692 | 0.36996 | 0.48521 | 0.59764 | 0.69963
SDG&E | GWh | Residential | Res - Single Family | Lighting | Yes | Lighting - LED Plug-In Indoor Fixture - Emerging | 0.17924 | 0.33168 | 0.33057 | 0.3308 | 0.33057 | 0.023863 | 0.022912 | 0.025384 | 0.027556 | 0.029297 | 0.030747 | 0.032466
SDG&E | GWh | Residential | Res - Single Family | Lighting | Yes | Lighting - LED Plug-In Outdoor Fixture - Emerging | 0.027126 | 0.012264 | 0.05203 | 0.078516 | 0.11987 | 0.0092787 | 0.01264 | 0.016255 | 0.019989 | 0.023546 | 0.026811 | 0.029785
SDG&E | GWh | Residential | Res - Single Family | Lighting | No | Lighting - Compact Fluorescent Fixture (Indoor) | 0.12171 | 0.23835 | 0.23725 | 0.23 | 0.22042 | 0 | 0 | 0 | 0 | 0 | 0 | 0
SDG&E | GWh | Residential | Res - Single Family | Lighting | No | Lighting - Compact Fluorescent Fixture (Outdoor) | 0.18633 | 0.33735 | 0.29271 | 0.29437 | 0.28684 | 0 | 0 | 0 | 0 | 0 | 0 | 0
SDG&E | GWh | Residential | Res - Single Family | Lighting | No | Lighting - Compact Fluorescent Lamp (Basic High - Indoor) | 8.9036 | 7.7395 | 6.8806 | 5.9401 | 5.0845 | 0 | 0 | 0 | 0 | 0 | 0 | 0
SDG&E | GWh | Residential | Res - Single Family | Lighting | No | Lighting - Compact Fluorescent Lamp (Basic High - Outdoor) | 4.1675 | 2.5586 | 2.3707 | 2.0532 | 1.7835 | 0 | 0 | 0 | 0 | 0 | 0 | 0
SDG&E | GWh | Residential | Res - Single Family | Lighting | No | Lighting - Compact Fluorescent Lamp (Basic Low - Indoor) | 12.2178 | 8.0603 | 7.1834 | 6.2479 | 5.3875 | 0 | 0 | 0 | 0 | 0 | 0 | 0
SDG&E | GWh | Residential | Res - Single Family | Lighting | No | Lighting - Compact Fluorescent Lamp (Basic Low - Outdoor) | 3.1006 | 2.7234 | 2.4884 | 2.2104 | 1.9574 | 0 | 0 | 0 | 0 | 0 | 0 | 0
SDG&E | GWh | Residential | Res - Single Family | Lighting | No | Lighting - Compact Fluorescent Lamp (Reflector - Indoor) | 11.3185 | 7.1591 | 7.3956 | 7.0543 | 6.4242 | 5.6254 | 4.5644 | 3.8736 | 3.2231 | 2.7031 | 2.308 | 2.0592
SDG&E | GWh | Residential | Res - Single Family | Lighting | No | Lighting - Compact Fluorescent Lamp (Reflector - Outdoor) | 1.6369 | 3.2971 | 3.4982 | 3.749 | 3.7895 | 3.656 | 3.372 | 2.921 | 2.5607 | 2.209 | 1.9244 | 1.7246
SDG&E | GWh | Residential | Res - Single Family | Lighting | No | Lighting - Compact Fluorescent Lamp (Specialty - Indoor) | 3.6004 | 4.1463 | 4.6109 | 4.9274 | 5.0143 | 4.8667 | 4.514 | 4.0046 | 3.42 | 2.8933 | 2.4228 | 2.0509
SDG&E | GWh | Residential | Res - Single Family | Lighting | No | Lighting - Compact Fluorescent Lamp (Specialty - Outdoor) | 0.79652 | 1.1202 | 1.2245 | 1.306 | 1.3296 | 1.301 | 1.217 | 1.0805 | 0.97229 | 0.86266 | 0.76717 | 0.69389
SDG&E | GWh | Residential | Res - Single Family | Lighting | No | Lighting - Halogen Lamp (A-Line) | 0.018837 | 0.023288 | 0.028313 | 0.027255 | 0.026664 | 0 | 0 | 0 | 0 | 0 | 0 | 0
SDG&E | GWh | Residential | Res - Single Family | Lighting | No | Lighting - Halogen Lamp (Reflector) | 0.0037149 | 0.0044056 | 0.0048722 | 0.0049602 | 0.0049181 | 0.0045763 | 0.0039036 | 0.030678 | 0.030534 | 0.03 | 0.029468 | 0.029189
SDG&E | GWh | Residential | Res - Single Family | Lighting | No | Lighting - Night Light Fixture (LED) | 0.37714 | 0.46303 | 0.53893 | 0.59617 | 0.63949 | 0.66181 | 0.662 | 0.70097 | 0.70615 | 0.6975 | 0.68502 | 0.67814
SDG&E | GWh | Residential | Res - Single Family | Lighting | No | Lighting - Plug-In Fixture (Exterior) | 0.80629 | 0.95852 | 1.0881 | 1.181 | 1.2493 | 0 | 0 | 0 | 0 | 0 | 0 | 0
SDG&E | GWh | Residential | Res - Single Family | Lighting | No | Lighting - Seasonal Lighting | 0.22914 | 0.34887 | 0.47389 | 0.59401 | 0.70922 | 0.80918 | 0.88668 | 1.0061 | 1.0849 | 1.141 | 1.1846 | 1.2289
SDG&E | GWh | Residential | Res - Single Family | SHW | No | SHW - EF Rated Instantaneous Water Heater (Electric) | 0.25134 | 0.2799 | 0.30411 | 0.32045 | 0.33334 | 0.34111 | 0.34887 | 0.38079 | 0.39774 | 0.40961 | 0.42091 | 0.43588
SDG&E | GWh | Residential | Res - Single Family | SHW | No | SHW - EF Rated Storage Water Heater (Electric) | 0.39764 | 0.39968 | 0 | 0 | 0 | 0 | 0 | 0 | 0 | 0 | 0 | 0
SDG&E | GWh | Residential | Res - Single Family | WholeBlg | No | WholeBlg - Low Income | 1.1767 | 1.1765 | 1.1762 | 1.0582 | 1.058 | 0.82269 | 0.79968 | 0.79498 | 0.63145 | 0.50479 | 0.33989 | 0.17636
SDG&E | MW | Residential | Res - Multi Family | AppPlug | Yes | AppPlug - Clothes Washer (Electric) - Emerging | 0.0074001 | 0.0093398 | 0.0081441 | 0.010487 | 0.013122 | 0.013008 | 0.015229 | 0.018625 | 0.021658 | 0.024625 | 0.027615 | 0.030884
SDG&E | MW | Residential | Res - Multi Family | AppPlug | Yes | AppPlug - Clothes Washer (Gas) - Emerging | 0.00065607 | 0.00077053 | 0.00059122 | 0.00068526 | 0.00079052 | 0.0007315 | 0.00080853 | 0.00095846 | 0.0010846 | 0.0012083 | 0.0013391 | 0.0014918
SDG&E | MW | Residential | Res - Multi Family | AppPlug | Yes | AppPlug - Dishwasher (Electric) - Emerging | 0.00030363 | 0.0004542 | 0.00062009 | 0.00079114 | 0.00096446 | 0.0011302 | 0.0012797 | 0.0014879 | 0.0016816 | 0.0018665 | 0.0020491 | 0.0022457
SDG&E | MW | Residential | Res - Multi Family | AppPlug | Yes | AppPlug - HP Clothes Dryer - Emerging | 0 | 0 | 0 | 0 | 0.0049497 | 0.011045 | 0.017685 | 0.025804 | 0.033998 | 0.042361 | 0.050991 | 0.060238
SDG&E | MW | Residential | Res - Multi Family | AppPlug | Yes | AppPlug - Smart Strip Home Office - Emerging | 0.019205 | 0.02028 | 0.022335 | 0.024237 | 0.02562 | 0.026441 | 0.026169 | 0.026248 | 0.025614 | 0.024512 | 0.022515 | 0.021088
SDG&E | MW | Residential | Res - Multi Family | AppPlug | Yes | AppPlug - Smart Strip Home Theater - Emerging | 0.017613 | 0.018596 | 0.020493 | 0.02225 | 0.023529 | 0.024289 | 0.024044 | 0.024113 | 0.023524 | 0.022501 | 0.020656 | 0.019332
SDG&E | MW | Residential | Res - Multi Family | AppPlug | No | AppPlug - Clothes Washer (Electric) | 0.0417 | 0.042731 | 0.023099 | 0.02384 | 0.024327 | 0.01658 | 0.01646 | 0.0168 | 0.016797 | 0.016687 | 0.016544 | 0.016446
SDG&E | MW | Residential | Res - Multi Family | AppPlug | No | AppPlug - Clothes Washer (Gas) | 0.033179 | 0.033757 | 0.017502 | 0.017499 | 0.017469 | 0.011681 | 0.011417 | 0.011691 | 0.01168 | 0.01161 | 0.011559 | 0.011598
SDG&E | MW | Residential | Res - Multi Family | AppPlug | No | AppPlug - Computer Monitor | 0.036049 | 0.036422 | 0.036369 | 0.03532 | 0.034121 | 0.032178 | 0.029584 | 0.031127 | 0.030551 | 0.029531 | 0.028717 | 0.028629
SDG&E | MW | Residential | Res - Multi Family | AppPlug | No | AppPlug - Desktop Computer (Res - ES Plus) | 0 | 0 | 0.00086796 | 0.0012616 | 0.0016799 | 0.0021049 | 0.0025232 | 0.0029868 | 0.0034177 | 0.0038217 | 0.0042016 | 0.0045664
SDG&E | MW | Residential | Res - Multi Family | AppPlug | No | AppPlug - Desktop Computer (Res - ES) | 0 | 0 | 0 | 0 | 0 | 0 | 0.0053299 | 0.0057234 | 0.0060447 | 0.0063167 | 0.0065536 | 0.0067725
SDG&E | MW | Residential | Res - Multi Family | AppPlug | No | AppPlug - Dishwasher (Electric) | 0.00024099 | 0.00025821 | 0.00027251 | 0.0002832 | 0.00029189 | 0.0002978 | 0.00030115 | 0.000311 | 0.00030675 | 0.00030039 | 0.00029402 | 0.00028866
SDG&E | MW | Residential | Res - Multi Family | AppPlug | No | AppPlug - Recycle Refrigerator | 0.095346 | 0.095172 | 0.108 | 0.12045 | 0.13117 | 0.13974 | 0.14465 | 0.14568 | 0.14252 | 0.13513 | 0.12369 | 0.11008
SDG&E | MW | Residential | Res - Multi Family | AppPlug | No | AppPlug - Self-Contained Refrigerator | 0.059821 | 0.070743 | 0 | 0 | 0 | 0 | 0 | 0 | 0 | 0 | 0 | 0
SDG&E | MW | Residential | Res - Multi Family | BldgEnv | No | BldgEnv - Attic Batt Insulation | 0.22706 | 0.22473 | 0.22327 | 0.21738 | 0.20469 | 0.18173 | 0.15722 | 0.13306 | 0.10889 | 0.087833 | 0.069277 | 0.054753
SDG&E | MW | Residential | Res - Multi Family | BldgEnv | No | BldgEnv - Wall Spray On Insulation | 0 | 0 | 0 | 0 | 0 | 0.041246 | 0.031553 | 0.02112 | 0.013086 | 0.0079069 | 0.0044217 | 0.0022734
SDG&E | MW | Residential | Res - Multi Family | BldgEnv | No | BldgEnv - Window Film | 0 | 0 | 0 | 0.078116 | 0.092322 | 0.088129 | 0.076458 | 0.082237 | 0.084479 | 0.10137 | 0.10031 | 0.10388
SDG&E | MW | Residential | Res - Multi Family | HVAC | No | HVAC - SEER Rated Split System AC (SEER 15) | -0.0024594 | -0.0029209 | -0.0013421 | -0.0013538 | -0.0015671 | -0.0017933 | -0.0019231 | -0.0019976 | -0.0020415 | -0.0020644 | -0.0020721 | -0.0020697
SDG&E | MW | Residential | Res - Multi Family | Lighting | Yes | Lighting - LED Lamp (Basic High - Indoor) - Emerging | 0.00025432 | 0.0004742 | 0.0013658 | 0.0022186 | 0.0035074 | 0.0012498 | 0.0025409 | 0.0051146 | 0.0081958 | 0.011952 | 0.01581 | 0.019786
SDG&E | MW | Residential | Res - Multi Family | Lighting | Yes | Lighting - LED Lamp (Basic Low - Indoor) - Emerging | 0.0010013 | 0.0014854 | 0.003432 | 0.0055795 | 0.0083022 | 0.0021507 | 0.0035222 | 0.0057658 | 0.0081598 | 0.010723 | 0.013168 | 0.015456
SDG&E | MW | Residential | Res - Multi Family | Lighting | Yes | Lighting - LED Lamp (Reflector - Indoor) - Emerging | 0.0005475 | 0.0022974 | 0.004775 | 0.0078707 | 0.011203 | 0.014031 | 0.016861 | 0.021325 | 0.025815 | 0.030334 | 0.034707 | 0.039714
SDG&E | MW | Residential | Res - Multi Family | Lighting | Yes | Lighting - LED Lamp (Specialty - Indoor) - Emerging | 0.00031362 | 0.0006929 | 0.0019709 | 0.0042637 | 0.0081438 | 0.013324 | 0.019032 | 0.024761 | 0.030242 | 0.036408 | 0.042119 | 0.047363
SDG&E | MW | Residential | Res - Multi Family | Lighting | Yes | Lighting - LED Plug-In Indoor Fixture - Emerging | 0.0074476 | 0.010186 | 0.010228 | 0.010209 | 0.010505 | 0.00084462 | 0.00089188 | 0.00098954 | 0.0010532 | 0.0011001 | 0.0011364 | 0.0011805
SDG&E | MW | Residential | Res - Multi Family | Lighting | No | Lighting - Compact Fluorescent Fixture (Indoor) | 0.0065586 | 0.010023 | 0.010064 | 0.0098527 | 0.0095611 | 0 | 0 | 0 | 0 | 0 | 0 | 0
SDG&E | MW | Residential | Res - Multi Family | Lighting | No | Lighting - Compact Fluorescent Lamp (Basic High - Indoor) | 0.2594 | 0.24578 | 0.21009 | 0.1781 | 0.15326 | 0 | 0 | 0 | 0 | 0 | 0 | 0
SDG&E | MW | Residential | Res - Multi Family | Lighting | No | Lighting - Compact Fluorescent Lamp (Basic Low - Indoor) | 0.39867 | 0.25044 | 0.22896 | 0.2002 | 0.17204 | 0 | 0 | 0 | 0 | 0 | 0 | 0
SDG&E | MW | Residential | Res - Multi Family | Lighting | No | Lighting - Compact Fluorescent Lamp (Reflector - Indoor) | 0.17183 | 0.13931 | 0.14668 | 0.14462 | 0.13566 | 0.12136 | 0.10192 | 0.085925 | 0.071234 | 0.059034 | 0.049561 | 0.043294
SDG&E | MW | Residential | Res - Multi Family | Lighting | No | Lighting - Compact Fluorescent Lamp (Specialty - Indoor) | 0.076391 | 0.10199 | 0.1176 | 0.13024 | 0.1374 | 0.13752 | 0.13079 | 0.12065 | 0.10365 | 0.088287 | 0.07386 | 0.062097
SDG&E | MW | Residential | Res - Multi Family | Lighting | No | Lighting - Halogen Lamp (A-Line) | 0.00095127 | 0.0011753 | 0.0014286 | 0.0013747 | 0.0013443 | 0 | 0 | 0 | 0 | 0 | 0 | 0
SDG&E | MW | Residential | Res - Multi Family | Lighting | No | Lighting - Halogen Lamp (Reflector) | 0.00018718 | 0.00022099 | 0.00024384 | 0.00024769 | 0.00024475 | 0.0002226 | 0.00018892 | 0.0015386 | 0.0015303 | 0.0015031 | 0.0014762 | 0.0014614
SDG&E | MW | Residential | Res - Multi Family | Lighting | No | Lighting - Induction Fixture (Outdoor) | 6.1738e-05 | 6.9336e-05 | 7.5825e-05 | 8.0457e-05 | 8.3992e-05 | 8.5336e-05 | 8.5119e-05 | 8.9499e-05 | 9.0737e-05 | 9.0932e-05 | 9.0956e-05 | 9.1695e-05
SDG&E | MW | Residential | Res - Multi Family | SHW | No | SHW - EF Rated Instantaneous Water Heater (Electric) | 0.034737 | 0.035787 | 0.036544 | 0.036724 | 0.036771 | 0.036361 | 0.035491 | 0.036744 | 0.036907 | 0.036798 | 0.036756 | 0.03708
SDG&E | MW | Residential | Res - Multi Family | SHW | No | SHW - EF Rated Storage Water Heater (Electric) | 0.023954 | 0.02415 | 0 | 0 | 0 | 0 | 0 | 0 | 0 | 0 | 0 | 0
SDG&E | MW | Residential | Res - Multi Family | WholeBlg | No | WholeBlg - Low Income | 1.0027 | 1.003 | 1.0034 | 0.9034 | 0.90372 | 0.70315 | 0.68385 | 0.68018 | 0.54053 | 0.43247 | 0.29135 | 0.15132
SDG&E | MW | Residential | Res - Multi Family | WholeBlg | No | WholeBlg - Res NC ZNE | 0.0090086 | 0.028631 | 0.040198 | 0.050005 | 0.040227 | 0.046795 | 0.047698 | 0.041849 | 0.048246 | 0.051353 | 0.053588 | 0.058254
SDG&E | MW | Residential | Res - Single Family | AppPlug | Yes | AppPlug - Clothes Washer (Electric) - Emerging | 0.0066012 | 0.0079863 | 0.0060168 | 0.0069975 | 0.0078787 | 0.0071484 | 0.0084275 | 0.010515 | 0.012335 | 0.01409 | 0.015859 | 0.017858
SDG&E | MW | Residential | Res - Single Family | AppPlug | Yes | AppPlug - Clothes Washer (Gas) - Emerging | 0.0010182 | 0.0012984 | 0.0010396 | 0.0012262 | 0.0014112 | 0.0012878 | 0.0013904 | 0.0015752 | 0.0017095 | 0.0018218 | 0.0019275 | 0.002048
SDG&E | MW | Residential | Res - Single Family | AppPlug | Yes | AppPlug - Dishwasher (Electric) - Emerging | 0.0005592 | 0.00078843 | 0.0010388 | 0.0012956 | 0.0015589 | 0.0018304 | 0.0021059 | 0.0025224 | 0.0028874 | 0.0032344 | 0.0035788 | 0.0039523
SDG&E | MW | Residential | Res - Single Family | AppPlug | Yes | AppPlug - HP Clothes Dryer - Emerging | 0 | 0 | 0 | 0 | 0.020949 | 0.04645 | 0.074032 | 0.10815 | 0.14255 | 0.17764 | 0.21386 | 0.25284
SDG&E | MW | Residential | Res - Single Family | AppPlug | Yes | AppPlug - Smart Strip Home Office - Emerging | 0.050827 | 0.0538 | 0.059328 | 0.064457 | 0.068242 | 0.070535 | 0.069883 | 0.070313 | 0.068789 | 0.065986 | 0.060788 | 0.057129
SDG&E | MW | Residential | Res - Single Family | AppPlug | Yes | AppPlug - Smart Strip Home Theater - Emerging | 0.046613 | 0.049332 | 0.054434 | 0.059171 | 0.062672 | 0.064796 | 0.064206 | 0.064593 | 0.063174 | 0.060572 | 0.055769 | 0.052373
SDG&E | MW | Residential | Res - Single Family | AppPlug | No | AppPlug - Clothes Washer (Electric) | 0.03036 | 0.038652 | 0.018313 | 0.017628 | 0.016769 | 0.010858 | 0.011229 | 0.011904 | 0.012241 | 0.01244 | 0.012575 | 0.012724
SDG&E | MW | Residential | Res - Single Family | AppPlug | No | AppPlug - Clothes Washer (Gas) | 0.027825 | 0.029088 | 0.015372 | 0.015587 | 0.015713 | 0.010609 | 0.010453 | 0.010722 | 0.010755 | 0.010727 | 0.01071 | 0.010767
SDG&E | MW | Residential | Res - Single Family | AppPlug | No | AppPlug - Computer Monitor | 0.15126 | 0.15644 | 0.1584 | 0.15524 | 0.1513 | 0.14357 | 0.13217 | 0.14051 | 0.13866 | 0.13442 | 0.13099 | 0.13099
SDG&E | MW | Residential | Res - Single Family | AppPlug | No | AppPlug - Desktop Computer (Res - ES Plus) | 0 | 0 | 0.002745 | 0.004002 | 0.0053417 | 0.0067008 | 0.0080308 | 0.0095278 | 0.010908 | 0.012196 | 0.013405 | 0.014572
SDG&E | MW | Residential | Res - Single Family | AppPlug | No | AppPlug - Desktop Computer (Res - ES) | 0 | 0 | 0 | 0 | 0 | 0 | 0.019125 | 0.020406 | 0.02142 | 0.022262 | 0.02299 | 0.023672
SDG&E | MW | Residential | Res - Single Family | AppPlug | No | AppPlug - Dishwasher (Electric) | 0.00018056 | 0.00018751 | 0.00019335 | 0.00019748 | 0.00020109 | 0.00019941 | 0.00019236 | 0.00019106 | 0.00018712 | 0.0001827 | 0.00017849 | 0.0001752
SDG&E | MW | Residential | Res - Single Family | AppPlug | No | AppPlug - Recycle Refrigerator | 0.57951 | 0.57846 | 0.65641 | 0.73212 | 0.79726 | 0.84937 | 0.87919 | 0.88547 | 0.86622 | 0.82133 | 0.75178 | 0.66907
SDG&E | MW | Residential | Res - Single Family | AppPlug | No | AppPlug - Self-Contained Refrigerator | 0.29293 | 0.32496 | 0 | 0 | 0 | 0 | 0 | 0 | 0 | 0 | 0 | 0
SDG&E | MW | Residential | Res - Single Family | AppPlug | No | AppPlug - Variable Speed Pool Pump | 0.83464 | 0.9584 | 0.99319 | 1.0106 | 0.97778 | 0.93064 | 0.84899 | 0.81368 | 0.75984 | 0.69979 | 0.62128 | 0.5713
SDG&E | MW | Residential | Res - Single Family | BldgEnv | No | BldgEnv - Attic Batt Insulation | 0 | 0.044167 | 0.10974 | 0.2714 | 0.35763 | 0.22214 | 0.17021 | 0.17127 | 0.14365 | 0.15049 | 0.14553 | 0.1745
SDG&E | MW | Residential | Res - Single Family | BldgEnv | No | BldgEnv - Wall Spray On Insulation | 0.78803 | 0.7405 | 0.52034 | 0.36111 | 0.24694 | 0.14901 | 0.084679 | 0.046393 | 0.016637 | 0.00077705 | 0 | 0
SDG&E | MW | Residential | Res - Single Family | BldgEnv | No | BldgEnv - Window Film | 0 | 0 | 0 | 0.46934 | 0.55506 | 0.53025 | 0.46044 | 0.49555 | 0.50939 | 0.61148 | 0.60555 | 0.6275
SDG&E | MW | Residential | Res - Single Family | HVAC | No | HVAC - Direct Evaporative Cooler | 0 | 0 | 0 | 0 | 0 | 0 | 0 | 0 | 0.10524 | 0.11991 | 0.14362 | 0.16092
SDG&E | MW | Residential | Res - Single Family | HVAC | No | HVAC - SEER Rated Split System AC (Recharge) | 0 | 0 | 0 | 0 | 0 | 0 | 0 | 0 | 0 | 0.046637 | 0.044874 | 0.042121
SDG&E | MW | Residential | Res - Single Family | HVAC | No | HVAC - SEER Rated Split System AC (SEER 15) | -0.026078 | -0.037458 | -0.015174 | -0.019124 | -0.021405 | -0.022903 | -0.022353 | -0.017575 | -0.014242 | -0.014574 | -0.0163 | -0.017377
SDG&E | MW | Residential | Res - Single Family | Lighting | Yes | Lighting - LED Lamp (Basic High - Indoor) - Emerging | 0.0024379 | 0.0034949 | 0.0083726 | 0.013989 | 0.021355 | 0.0065734 | 0.011744 | 0.021845 | 0.033209 | 0.047447 | 0.061979 | 0.077076
SDG&E | MW | Residential | Res - Single Family | Lighting | Yes | Lighting - LED Lamp (Basic Low - Indoor) - Emerging | 0.0043322 | 0.0060034 | 0.014505 | 0.023531 | 0.035668 | 0.0096717 | 0.016689 | 0.028493 | 0.04126 | 0.055105 | 0.06821 | 0.080272
SDG&E | MW | Residential | Res - Single Family | Lighting | Yes | Lighting - LED Lamp (Reflector - Indoor) - Emerging | 0.004426 | 0.014695 | 0.030774 | 0.050458 | 0.071372 | 0.088897 | 0.11302 | 0.14951 | 0.18621 | 0.22348 | 0.25964 | 0.30082
SDG&E | MW | Residential | Res - Single Family | Lighting | Yes | Lighting - LED Lamp (Specialty - Indoor) - Emerging | 0.0028571 | 0.0038858 | 0.0095219 | 0.021035 | 0.04128 | 0.069384 | 0.10134 | 0.13999 | 0.17671 | 0.21652 | 0.25184 | 0.28191
SDG&E | MW | Residential | Res - Single Family | Lighting | Yes | Lighting - LED Plug-In Indoor Fixture - Emerging | 0.016785 | 0.03106 | 0.03095 | 0.03099 | 0.030989 | 0.0022396 | 0.0021542 | 0.0023839 | 0.0025892 | 0.0027549 | 0.002893 | 0.0030547
SDG&E | MW | Residential | Res - Single Family | Lighting | No | Lighting - Compact Fluorescent Fixture (Indoor) | 0.011139 | 0.021877 | 0.021782 | 0.021126 | 0.020256 | 0 | 0 | 0 | 0 | 0 | 0 | 0
SDG&E | MW | Residential | Res - Single Family | Lighting | No | Lighting - Compact Fluorescent Lamp (Basic High - Indoor) | 1.2264 | 1.0648 | 0.94555 | 0.81555 | 0.69745 | 0 | 0 | 0 | 0 | 0 | 0 | 0
SDG&E | MW | Residential | Res - Single Family | Lighting | No | Lighting - Compact Fluorescent Lamp (Basic Low - Indoor) | 1.7444 | 1.1486 | 1.0226 | 0.88871 | 0.76575 | 0 | 0 | 0 | 0 | 0 | 0 | 0
SDG&E | MW | Residential | Res - Single Family | Lighting | No | Lighting - Compact Fluorescent Lamp (Reflector - Indoor) | 1.6428 | 1.0377 | 1.0715 | 1.0217 | 0.93006 | 0.8142 | 0.66054 | 0.5597 | 0.4653 | 0.39001 | 0.33285 | 0.29678
SDG&E | MW | Residential | Res - Single Family | Lighting | No | Lighting - Compact Fluorescent Lamp (Specialty - Indoor) | 0.48363 | 0.55674 | 0.61895 | 0.66132 | 0.67288 | 0.65305 | 0.60582 | 0.53698 | 0.45837 | 0.38765 | 0.32448 | 0.27449
SDG&E | MW | Residential | Res - Single Family | Lighting | No | Lighting - Halogen Lamp (A-Line) | 0.0025184 | 0.0031135 | 0.0037853 | 0.0036438 | 0.0035649 | 0 | 0 | 0 | 0 | 0 | 0 | 0
SDG&E | MW | Residential | Res - Single Family | Lighting | No | Lighting - Halogen Lamp (Reflector) | 0.00049667 | 0.00058901 | 0.0006514 | 0.00066316 | 0.00065754 | 0.00061184 | 0.0005219 | 0.0041015 | 0.0040823 | 0.0040109 | 0.0039398 | 0.0039025
SDG&E | MW | Residential | Res - Single Family | SHW | No | SHW - EF Rated Instantaneous Water Heater (Electric) | 0.051385 | 0.057225 | 0.062173 | 0.065515 | 0.06815 | 0.069738 | 0.071324 | 0.077851 | 0.081315 | 0.083742 | 0.086053 | 0.089114
SDG&E | MW | Residential | Res - Single Family | SHW | No | SHW - EF Rated Storage Water Heater (Electric) | 0.081313 | 0.081729 | 0 | 0 | 0 | 0 | 0 | 0 | 0 | 0 | 0 | 0
SDG&E | MW | Residential | Res - Single Family | WholeBlg | No | WholeBlg - Low Income | 0.26677 | 0.26671 | 0.26665 | 0.2399 | 0.23984 | 0.1865 | 0.18129 | 0.18022 | 0.14315 | 0.11444 | 0.077053 | 0.039981
SDG&E | MM Therms | Residential | Res - Multi Family | AppPlug | Yes | AppPlug - Clothes Washer (Gas) - Emerging | 0.018447 | 0.021665 | 0.016623 | 0.019267 | 0.022227 | 0.020567 | 0.022733 | 0.026949 | 0.030496 | 0.033974 | 0.037652 | 0.041945
SDG&E | MM Therms | Residential | Res - Multi Family | AppPlug | Yes | AppPlug - Dishwasher (Gas) - Emerging | 0.0030997 | 0.0044783 | 0.0059626 | 0.0074594 | 0.0089484 | 0.010327 | 0.01152 | 0.013289 | 0.014677 | 0.015882 | 0.017371 | 0.019145
SDG&E | MM Therms | Residential | Res - Multi Family | AppPlug | No | AppPlug - Clothes Washer (Gas) | 0.23458 | 0.23866 | 0.12374 | 0.12372 | 0.1235 | 0.082582 | 0.080716 | 0.082654 | 0.082578 | 0.082083 | 0.081722 | 0.081996
SDG&E | MM Therms | Residential | Res - Multi Family | AppPlug | No | AppPlug - Computer Monitor | -0.0016327 | -0.0016496 | -0.0016472 | -0.0015997 | -0.0015454 | -0.0014573 | -0.0013399 | -0.0014098 | -0.0013836 | -0.0013375 | -0.0013006 | -0.0012966
SDG&E | MM Therms | Residential | Res - Multi Family | AppPlug | No | AppPlug - Desktop Computer (Res - ES Plus) | 0 | 0 | -0.0017671 | -0.0025685 | -0.00342 | -0.0042853 | -0.0051369 | -0.0060808 | -0.006958 | -0.0077806 | -0.0085539 | -0.0092966
SDG&E | MM Therms | Residential | Res - Multi Family | AppPlug | No | AppPlug - Desktop Computer (Res - ES) | 0 | 0 | 0 | 0 | 0 | 0 | -0.010833 | -0.011633 | -0.012286 | -0.012839 | -0.013321 | -0.013766
SDG&E | MM Therms | Residential | Res - Multi Family | AppPlug | No | AppPlug - Dishwasher (Gas) | 0.0026503 | 0.0028101 | 0.002937 | 0.0030222 | 0.0030869 | 0.0031193 | 0.0031239 | 0.0032143 | 0.0032508 | 0.0032721 | 0.0032054 | 0.0031339
SDG&E | MM Therms | Residential | Res - Multi Family | AppPlug | No | AppPlug - Recycle Refrigerator | -0.0041245 | -0.004117 | -0.0046718 | -0.0052106 | -0.0056743 | -0.0060451 | -0.0062574 | -0.0063021 | -0.0061651 | -0.0058455 | -0.0053505 | -0.0047619
SDG&E | MM Therms | Residential | Res - Multi Family | BldgEnv | No | BldgEnv - Attic Batt Insulation | 0.022975 | 0.02274 | 0.022591 | 0.021996 | 0.020712 | 0.018388 | 0.015909 | 0.013464 | 0.011019 | 0.0088875 | 0.0070098 | 0.0055402
SDG&E | MM Therms | Residential | Res - Multi Family | BldgEnv | No | BldgEnv - Wall Spray On Insulation | 0 | 0 | 0 | 0 | 0 | 0.036208 | 0.027699 | 0.018541 | 0.011487 | 0.0069411 | 0.0038817 | 0.0019957
SDG&E | MM Therms | Residential | Res - Multi Family | BldgEnv | No | BldgEnv - Window Film | 0 | 0 | 0 | -0.00050405 | -0.00059572 | -0.00056866 | -0.00049335 | -0.00053064 | -0.00054511 | -0.00065411 | -0.00064728 | -0.00067032
SDG&E | MM Therms | Residential | Res - Multi Family | HVAC | No | HVAC - Gas Furnace | 0.0020774 | 0.0030037 | 0.0040596 | 0.0050573 | 0.0060714 | 0.0070818 | 0.0080759 | 0.0090339 | 0.0099701 | 0.010861 | 0.011696 | 0.012467
SDG&E | MM Therms | Residential | Res - Multi Family | Lighting | Yes | Lighting - LED Lamp (Basic High - Indoor) - Emerging | -2.4106e-05 | -4.4539e-05 | -0.00012712 | -0.00019715 | -0.00029797 | -0.00010611 | -0.00022749 | -0.00046434 | -0.00075784 | -0.0011222 | -0.0014978 | -0.0018799
SDG&E | MM Therms | Residential | Res - Multi Family | Lighting | Yes | Lighting - LED Lamp (Basic Low - Indoor) - Emerging | -9.5806e-05 | -0.00013837 | -0.00031629 | -0.0005027 | -0.00073203 | -0.00018834 | -0.00031676 | -0.00051909 | -0.00074269 | -0.00098641 | -0.0012195 | -0.0014332
SDG&E | MM Therms | Residential | Res - Multi Family | Lighting | Yes | Lighting - LED Lamp (Reflector - Indoor) - Emerging | -4.7091e-05 | -0.00019427 | -0.00040075 | -0.00065705 | -0.00092987 | -0.0011609 | -0.0013989 | -0.0017494 | -0.0021191 | -0.0024997 | -0.0028688 | -0.0032815
SDG&E | MM Therms | Residential | Res - Multi Family | Lighting | Yes | Lighting - LED Lamp (Specialty - Indoor) - Emerging | -3.2658e-05 | -7.1856e-05 | -0.00020351 | -0.0004382 | -0.00083442 | -0.0013651 | -0.0019531 | -0.0025111 | -0.003057 | -0.0036826 | -0.0042622 | -0.0047808
SDG&E | MM Therms | Residential | Res - Multi Family | Lighting | Yes | Lighting - LED Plug-In Indoor Fixture - Emerging | -0.00080118 | -0.0011028 | -0.0011046 | -0.001113 | -0.0011506 | -9.5313e-05 | -0.00010385 | -0.00011362 | -0.00012184 | -0.00012867 | -0.00013398 | -0.00013914
SDG&E | MM Therms | Residential | Res - Multi Family | Lighting | No | Lighting - Compact Fluorescent Fixture (Indoor) | -0.00056925 | -0.00088527 | -0.00089468 | -0.00088698 | -0.00087385 | 0 | 0 | 0 | 0 | 0 | 0 | 0
SDG&E | MM Therms | Residential | Res - Multi Family | Lighting | No | Lighting - Compact Fluorescent Lamp (Basic High - Indoor) | -0.024282 | -0.02267 | -0.018943 | -0.015763 | -0.013363 | 0 | 0 | 0 | 0 | 0 | 0 | 0
SDG&E | MM Therms | Residential | Res - Multi Family | Lighting | No | Lighting - Compact Fluorescent Lamp (Basic Low - Indoor) | -0.038077 | -0.02326 | -0.021004 | -0.018165 | -0.015443 | 0 | 0 | 0 | 0 | 0 | 0 | 0
SDG&E | MM Therms | Residential | Res - Multi Family | Lighting | No | Lighting - Compact Fluorescent Lamp (Reflector - Indoor) | -0.014775 | -0.011823 | -0.012387 | -0.012164 | -0.011359 | -0.010144 | -0.0085145 | -0.0070388 | -0.0057687 | -0.0047411 | -0.0039481 | -0.0034122
SDG&E | MM Therms | Residential | Res - Multi Family | Lighting | No | Lighting - Compact Fluorescent Lamp (Specialty - Indoor) | -0.0079557 | -0.010594 | -0.012168 | -0.013448 | -0.014162 | -0.014179 | -0.013509 | -0.012341 | -0.010533 | -0.0089299 | -0.0074275 | -0.0061844
SDG&E | MM Therms | Residential | Res - Multi Family | Lighting | No | Lighting - Halogen Lamp (A-Line) | -0.00012919 | -0.00015962 | -0.00019402 | -0.0001867 | -0.00018257 | 0 | 0 | 0 | 0 | 0 | 0 | 0
SDG&E | MM Therms | Residential | Res - Multi Family | Lighting | No | Lighting - Halogen Lamp (Reflector) | -2.5421e-05 | -3.0013e-05 | -3.3116e-05 | -3.3639e-05 | -3.3239e-05 | -3.0231e-05 | -2.5657e-05 | -0.00020896 | -0.00020783 | -0.00020413 | -0.00020048 | -0.00019848
SDG&E | MM Therms | Residential | Res - Multi Family | Lighting | No | Lighting - Night Light Fixture (LED) | -0.0026688 | -0.0032727 | -0.0038067 | -0.0042088 | -0.0045111 | -0.0046453 | -0.0046469 | -0.004907 | -0.0049366 | -0.004873 | -0.0047833 | -0.0047302
SDG&E | MM Therms | Residential | Res - Multi Family | SHW | Yes | SHW - EF Rated Storage Water Heater (Gas) - Emerging | 0 | 0 | 0 | 0.011787 | 0.024228 | 0.036842 | 0.048953 | 0.063504 | 0.076571 | 0.089013 | 0.10107 | 0.11334
SDG&E | MM Therms | Residential | Res - Multi Family | SHW | No | ProcHeat - Boiler Controls | 0 | 0.014686 | 0.015179 | 0.018031 | 0.01956 | 0.014684 | 0.011311 | 0.011956 | 0.010152 | 0.0094418 | 0.008455 | 0.0083104
SDG&E | MM Therms | Residential | Res - Multi Family | SHW | No | SHW - EF Rated Storage Water Heater (Gas) | 0.034586 | 0.038896 | 0.01641 | 0.017379 | 0.018113 | 0.018553 | 0.018759 | 0.019508 | 0.01983 | 0.020037 | 0.020229 | 0.020471
SDG&E | MM Therms | Residential | Res - Multi Family | WholeBlg | No | WholeBlg - Low Income | 0.34914 | 0.34926 | 0.34939 | 0.31457 | 0.31468 | 0.24484 | 0.23812 | 0.23684 | 0.18822 | 0.15059 | 0.10145 | 0.05269
SDG&E | MM Therms | Residential | Res - Multi Family | WholeBlg | No | WholeBlg - Res NC ZNE | 0.0026416 | 0.0083956 | 0.011787 | 0.014663 | 0.011796 | 0.013722 | 0.013987 | 0.012271 | 0.014147 | 0.015058 | 0.015714 | 0.017082
SDG&E | MM Therms | Residential | Res - Single Family | AppPlug | Yes | AppPlug - Clothes Washer (Gas) - Emerging | 0.027713 | 0.035336 | 0.028294 | 0.033373 | 0.038408 | 0.03505 | 0.037841 | 0.042872 | 0.046525 | 0.049582 | 0.052459 | 0.05574
SDG&E | MM Therms | Residential | Res - Single Family | AppPlug | Yes | AppPlug - Dishwasher (Gas) - Emerging | 0.0087432 | 0.011639 | 0.015352 | 0.019445 | 0.023998 | 0.028637 | 0.03307 | 0.040392 | 0.046743 | 0.052835 | 0.059018 | 0.065971
SDG&E | MM Therms | Residential | Res - Single Family | AppPlug | No | AppPlug - Clothes Washer (Gas) | 0.37515 | 0.39217 | 0.20725 | 0.21015 | 0.21185 | 0.14303 | 0.14092 | 0.14456 | 0.145 | 0.14463 | 0.14439 | 0.14516
SDG&E | MM Therms | Residential | Res - Single Family | AppPlug | No | AppPlug - Computer Monitor | -0.0068507 | -0.0070852 | -0.0071741 | -0.0070308 | -0.0068522 | -0.0065024 | -0.0059858 | -0.0063636 | -0.0062798 | -0.0060881 | -0.0059324 | -0.0059325
SDG&E | MM Therms | Residential | Res - Single Family | AppPlug | No | AppPlug - Desktop Computer (Res - ES Plus) | 0 | 0 | -0.0055885 | -0.0081475 | -0.010875 | -0.013642 | -0.01635 | -0.019397 | -0.022208 | -0.02483 | -0.027291 | -0.029667
SDG&E | MM Therms | Residential | Res - Single Family | AppPlug | No | AppPlug - Desktop Computer (Res - ES) | 0 | 0 | 0 | 0 | 0 | 0 | -0.038873 | -0.041476 | -0.043537 | -0.045248 | -0.046728 | -0.048116
SDG&E | MM Therms | Residential | Res - Single Family | AppPlug | No | AppPlug - Dishwasher (Gas) | 0.010415 | 0.0108 | 0.010843 | 0.01079 | 0.010724 | 0.010559 | 0.010305 | 0.010437 | 0.010359 | 0.010231 | 0.01011 | 0.010049
SDG&E | MM Therms | Residential | Res - Single Family | AppPlug | No | AppPlug - Recycle Refrigerator | -0.025069 | -0.025023 | -0.028395 | -0.03167 | -0.034488 | -0.036742 | -0.038032 | -0.038304 | -0.037471 | -0.035529 | -0.032521 | -0.028943
SDG&E | MM Therms | Residential | Res - Single Family | BldgEnv | No | BldgEnv - Attic Batt Insulation | 0 | 0.0036194 | 0.008993 | 0.022241 | 0.029307 | 0.018204 | 0.013948 | 0.014036 | 0.011772 | 0.012332 | 0.011926 | 0.0143
SDG&E | MM Therms | Residential | Res - Single Family | BldgEnv | No | BldgEnv - Wall Spray On Insulation | 0.45192 | 0.42467 | 0.29841 | 0.20709 | 0.14162 | 0.085453 | 0.048562 | 0.026606 | 0.0095413 | 0.00044563 | 0 | 0
SDG&E | MM Therms | Residential | Res - Single Family | BldgEnv | No | BldgEnv - Window Film | 0 | 0 | 0 | -0.0030285 | -0.0035816 | -0.0034215 | -0.002971 | -0.0031976 | -0.0032869 | -0.0039457 | -0.0039074 | -0.004049
SDG&E | MM Therms | Residential | Res - Single Family | HVAC | Yes | HVAC - Gas Furnace - Emerging | 0 | 0 | 0 | 0 | 0.020146 | 0.034904 | 0.052043 | 0.070755 | 0.090512 | 0.11106 | 0.13189 | 0.15301
SDG&E | MM Therms | Residential | Res - Single Family | HVAC | No | HVAC - Gas Furnace | 0.037065 | 0.049714 | 0.062705 | 0.075261 | 0.087192 | 0.097686 | 0.10655 | 0.11799 | 0.12702 | 0.13478 | 0.14183 | 0.14886
SDG&E | MM Therms | Residential | Res - Single Family | HVAC | No | HVAC - SEER Rated Split System AC (Recharge) | 0 | 0 | 0 | 0 | 0 | 0 | 0 | 0 | 0 | 0.00051336 | 0.00049395 | 0.00046365
SDG&E | MM Therms | Residential | Res - Single Family | Lighting | Yes | Lighting - LED Lamp (Basic High - Indoor) - Emerging | -0.00034036 | -0.00048681 | -0.0011625 | -0.0019324 | -0.0029357 | -0.00090151 | -0.0016211 | -0.0030193 | -0.0046028 | -0.0065946 | -0.0086289 | -0.010737
SDG&E | MM Therms | Residential | Res - Single Family | Lighting | Yes | Lighting - LED Lamp (Basic Low - Indoor) - Emerging | -0.00058644 | -0.00080937 | -0.0019521 | -0.0031523 | -0.0047576 | -0.0012879 | -0.0022334 | -0.0038146 | -0.0055351 | -0.0074069 | -0.0091794 | -0.010805
SDG&E | MM Therms | Residential | Res - Single Family | Lighting | Yes | Lighting - LED Lamp (Reflector - Indoor) - Emerging | -0.00059145 | -0.0019558 | -0.0040896 | -0.006697 | -0.0094594 | -0.011769 | -0.014978 | -0.01978 | -0.024644 | -0.029602 | -0.034415 | -0.039873
SDG&E | MM Therms | Residential | Res - Single Family | Lighting | Yes | Lighting - LED Lamp (Specialty - Indoor) - Emerging | -0.0004124 | -0.00056049 | -0.0013708 | -0.0030251 | -0.005932 | -0.0099676 | -0.014562 | -0.020072 | -0.025328 | -0.031041 | -0.036111 | -0.040403
SDG&E | MM Therms | Residential | Res - Single Family | Lighting | Yes | Lighting - LED Plug-In Indoor Fixture - Emerging | -0.0033091 | -0.0061241 | -0.0060996 | -0.0061164 | -0.0061268 | -0.00044415 | -0.00042918 | -0.00047354 | -0.00051504 | -0.00054912 | -0.00057752 | -0.00060984
SDG&E | MM Therms | Residential | Res - Single Family | Lighting | No | Lighting - Compact Fluorescent Fixture (Indoor) | -0.0020622 | -0.0040835 | -0.0040686 | -0.003951 | -0.0037941 | 0 | 0 | 0 | 0 | 0 | 0 | 0
SDG&E | MM Therms | Residential | Res - Single Family | Lighting | No | Lighting - Compact Fluorescent Lamp (Basic High - Indoor) | -0.17127 | -0.14823 | -0.13127 | -0.11295 | -0.096372 | 0 | 0 | 0 | 0 | 0 | 0 | 0
SDG&E | MM Therms | Residential | Res - Single Family | Lighting | No | Lighting - Compact Fluorescent Lamp (Basic Low - Indoor) | -0.23602 | -0.15465 | -0.13734 | -0.1191 | -0.10243 | 0 | 0 | 0 | 0 | 0 | 0 | 0
SDG&E | MM Therms | Residential | Res - Single Family | Lighting | No | Lighting - Compact Fluorescent Lamp (Reflector - Indoor) | -0.2195 | -0.13817 | -0.14254 | -0.13579 | -0.12348 | -0.10803 | -0.087605 | -0.073939 | -0.061331 | -0.051334 | -0.043755 | -0.038951
SDG&E | MM Therms | Residential | Res - Single Family | Lighting | No | Lighting - Compact Fluorescent Lamp (Specialty - Indoor) | -0.069739 | -0.080207 | -0.089102 | -0.095161 | -0.096784 | -0.093925 | -0.087167 | -0.077094 | -0.065725 | -0.055537 | -0.046441 | -0.03922
SDG&E | MM Therms | Residential | Res - Single Family | Lighting | No | Lighting - Halogen Lamp (A-Line) | -0.00034203 | -0.00042285 | -0.00051408 | -0.00049487 | -0.00048416 | 0 | 0 | 0 | 0 | 0 | 0 | 0
SDG&E | MM Therms | Residential | Res - Single Family | Lighting | No | Lighting - Halogen Lamp (Reflector) | -6.7453e-05 | -7.9994e-05 | -8.8467e-05 | -9.0064e-05 | -8.93e-05 | -8.3094e-05 | -7.088e-05 | -0.00055703 | -0.00055442 | -0.00054472 | -0.00053506 | -0.00053
SDG&E | MM Therms | Residential | Res - Single Family | Lighting | No | Lighting - Night Light Fixture (LED) | -0.0070666 | -0.008676 | -0.010098 | -0.011171 | -0.011982 | -0.012401 | -0.012404 | -0.013134 | -0.013231 | -0.013069 | -0.012836 | -0.012707
SDG&E | MM Therms | Residential | Res - Single Family | SHW | Yes | SHW - EF Rated Storage Water Heater (Gas) - Emerging | 0 | 0 | 0 | 0.035184 | 0.074049 | 0.11445 | 0.1529 | 0.20538 | 0.25178 | 0.29522 | 0.34162 | 0.39188
SDG&E | MM Therms | Residential | Res - Single Family | SHW | No | SHW - EF Rated Storage Water Heater (Gas) | 0.11243 | 0.12636 | 0.05379 | 0.057613 | 0.060788 | 0.062643 | 0.063209 | 0.067089 | 0.068645 | 0.069422 | 0.070751 | 0.072452
SDG&E | MM Therms | Residential | Res - Single Family | WholeBlg | No | WholeBlg - Low Income | 0.092891 | 0.09287 | 0.092849 | 0.083534 | 0.083516 | 0.064942 | 0.063126 | 0.062755 | 0.049846 | 0.039847 | 0.026831 | 0.013922
PG&E | GWh | Commercial | Com - Assembly | AppPlug | No | AppPlug - Computer Monitor | 0.017732 | 0.018529 | 0.019059 | 0.020258 | 0.02066 | 0.020832 | 0.020578 | 0.021084 | 0.021201 | 0.022137 | 0.022934 | 0.02363
PG&E | GWh | Commercial | Com - Assembly | AppPlug | No | AppPlug - Desktop Computer (Com - Power Management) | 0.20648 | 0.22243 | 0.23592 | 0.24466 | 0.2432 | 0.23323 | 0.21525 | 0.19515 | 0.17182 | 0.15137 | 0.13259 | 0.11625
PG&E | GWh | Commercial | Com - Assembly | AppPlug | No | AppPlug - Occupancy Sensor Plug Strip | 0.04749 | 0.060427 | 0.064413 | 0.067093 | 0.067154 | 0.065456 | 0.061708 | 0.060414 | 0.056444 | 0.053946 | 0.050348 | 0.046625
PG&E | GWh | Commercial | Com - Assembly | AppPlug | No | AppPlug - Vending Machine Controls | 0.1518 | 0.16142 | 0.17296 | 0.18067 | 0.18097 | 0.17422 | 0.16086 | 0.14572 | 0.12738 | 0.11121 | 0.095867 | 0.082412
PG&E | GWh | Commercial | Com - Assembly | BldgEnv | No | BldgEnv - Wall Spray On Insulation | 0.044011 | 0.010091 | 0 | 0 | 0 | 0 | 0 | 0 | 0 | 0 | 0 | 0
PG&E | GWh | Commercial | Com - Assembly | BldgEnv | No | BldgEnv - Window Film | 0 | 0 | 0 | 0 | 0 | 0 | 0 | 0 | 0.061963 | 0.13111 | 0.17187 | 0.18613
PG&E | GWh | Commercial | Com - Assembly | HVAC | Yes | HVAC - Advanced Package Rooftop AC (> EER 12) - Emerging | 0 | 0 | 0.0014848 | 0.0040734 | 0.0075303 | 0.011787 | 0.016682 | 0.021734 | 0.027165 | 0.033078 | 0.039494 | 0.046489
PG&E | GWh | Commercial | Com - Assembly | HVAC | No | HVAC - Demand Controlled Ventilation | 0.36828 | 0.37798 | 0.45122 | 0.52072 | 0.57075 | 0.59106 | 0.57314 | 0.52478 | 0.44986 | 0.37118 | 0.29644 | 0.23403
PG&E | GWh | Commercial | Com - Assembly | HVAC | No | HVAC - Direct Evaporative Cooler | 1.5083 | 1.7396 | 1.983 | 2.2415 | 2.5034 | 2.7636 | 3.0144 | 3.2603 | 3.4851 | 3.6945 | 3.8755 | 4.0236
PG&E | GWh | Commercial | Com - Assembly | HVAC | No | HVAC - EER Rated Package Rooftop AC (EER 11) | 0 | 0 | 0 | 0 | 0 | 0 | 0.043591 | 0.15257 | 0.16553 | 0.17867 | 0.18968 | 0.1987
PG&E | GWh | Commercial | Com - Assembly | HVAC | No | HVAC - SEER Rated Package Rooftop AC (Recharge) | 0 | 0 | 0 | 0 | 0.57023 | 0.49456 | 0.38507 | 0.27189 | 0.17155 | 0.090567 | 0.030266 | 0
PG&E | GWh | Commercial | Com - Assembly | HVAC | No | HVAC - SEER Rated Package Rooftop AC (SEER 14) | 0.39084 | 0.47087 | 0 | 0 | 0 | 0 | 0 | 0 | 0 | 0 | 0 | 0
PG&E | GWh | Commercial | Com - Assembly | HVAC | No | HVAC - SEER Rated Package Rooftop AC (SEER 15) | 0.43081 | 0.50816 | 0.27104 | 0.30994 | 0.34561 | 0.37969 | 0.41034 | 0.44402 | 0.47387 | 0.50836 | 0.54 | 0.56851
PG&E | GWh | Commercial | Com - Assembly | HVAC | No | HVAC - SEER Rated Package Rooftop HP (SEER 14) | 0.066821 | 0.079607 | 0 | 0 | 0 | 0 | 0 | 0 | 0 | 0 | 0 | 0
PG&E | GWh | Commercial | Com - Assembly | HVAC | No | HVAC - SEER Rated Package Rooftop HP (SEER 15) | 0.26079 | 0.31298 | 0.16938 | 0.19628 | 0.22144 | 0.24585 | 0.26815 | 0.29258 | 0.31455 | 0.33873 | 0.36075 | 0.38039
PG&E | GWh | Commercial | Com - Assembly | HVAC | No | HVAC - SEER Rated Split System AC (SEER 14) | 0.2196 | 0.25268 | 0.28248 | 0 | 0 | 0 | 0 | 0 | 0 | 0 | 0 | 0
PG&E | GWh | Commercial | Com - Assembly | HVAC | No | HVAC - SEER Rated Split System AC (SEER 15) | 0.023154 | 0.029583 | 0.016719 | 0.020017 | 0.023156 | 0.026271 | 0.029233 | 0.032452 | 0.035478 | 0.038816 | 0.042037 | 0.045127
PG&E | GWh | Commercial | Com - Assembly | HVAC | No | HVAC - SEER Rated Split System HP (SEER 14) | 0.2041 | 0.24429 | 0.038313 | 0.044252 | 0.049765 | 0.055074 | 0.059895 | 0.065152 | 0.069806 | 0.074919 | 0.079571 | 0.083721
PG&E | GWh | Commercial | Com - Assembly | HVAC | No | HVAC - SEER Rated Split System HP (SEER 15) | 0.074975 | 0.089251 | 0.047941 | 0.055286 | 0.062024 | 0.068506 | 0.074332 | 0.080876 | 0.086652 | 0.093218 | 0.099232 | 0.10465
PG&E | GWh | Commercial | Com - Assembly | Lighting | Yes | Lighting - LED Fixture (Replacing T8) - Emerging | 0 | 0 | 0.10741 | 0.21498 | 0.32914 | 0.45403 | 0.58268 | 0.73547 | 0.88469 | 1.0547 | 1.2351 | 1.4179
PG&E | GWh | Commercial | Com - Assembly | Lighting | Yes | Lighting - LED Lamp (Basic High - Indoor) - Emerging | 0.0103 | 0.016945 | 0.026156 | 0.034452 | 0.037979 | 0.0075239 | 0.011367 | 0.015454 | 0.019515 | 0.023669 | 0.027771 | 0.031768
PG&E | GWh | Commercial | Com - Assembly | Lighting | Yes | Lighting - LED Lamp (Basic Low - Indoor) - Emerging | 0.0428 | 0.066242 | 0.084475 | 0.097697 | 0.11157 | 0.019197 | 0.033861 | 0.049182 | 0.063635 | 0.078169 | 0.092408 | 0.10602
PG&E | GWh | Commercial | Com - Assembly | Lighting | Yes | Lighting - LED Plug-In Indoor Fixture - Emerging | 0.011379 | 0.013008 | 0.01575 | 0.019481 | 0.023376 | 0.0016537 | 0.0020915 | 0.0025978 | 0.0033246 | 0.0042175 | 0.0052133 | 0.0062564
PG&E | GWh | Commercial | Com - Assembly | Lighting | No | Lighting - Cold Cathode Lamp | 0.014503 | 0.014795 | 0.014938 | 0.015299 | 0.015352 | 0 | 0 | 0 | 0 | 0 | 0 | 0
PG&E | GWh | Commercial | Com - Assembly | Lighting | No | Lighting - Compact Fluorescent Fixture (Indoor) | 2.5782 | 2.5793 | 2.5851 | 2.6181 | 2.6316 | 0 | 0 | 0 | 0 | 0 | 0 | 0
PG&E | GWh | Commercial | Com - Assembly | Lighting | No | Lighting - Compact Fluorescent Lamp (Basic High - Indoor) | 0.38494 | 0.36089 | 0.34213 | 0.34056 | 0.34328 | 0 | 0 | 0 | 0 | 0 | 0 | 0
PG&E | GWh | Commercial | Com - Assembly | Lighting | No | Lighting - Compact Fluorescent Lamp (Basic Low - Indoor) | 1.1954 | 1.0352 | 0.92725 | 0.87683 | 0.84804 | 0 | 0 | 0 | 0 | 0 | 0 | 0
PG&E | GWh | Commercial | Com - Assembly | Lighting | No | Lighting - Exit Fixture (LED) | 0.57139 | 0.51107 | 0.39306 | 0.26626 | 0.15951 | 0.080451 | 0.02511 | 0 | 0 | 0 | 0 | 0
PG&E | GWh | Commercial | Com - Assembly | Lighting | No | Lighting - Halogen Lamp (A-Line) | 0.043932 | 0.054019 | 0.063537 | 0.073692 | 0.083992 | 0 | 0 | 0 | 0 | 0 | 0 | 0
PG&E | GWh | Commercial | Com - Assembly | Lighting | No | Lighting - Halogen Lamp (Reflector) | 0.017169 | 0.02094 | 0.024234 | 0.027583 | 0.030871 | 0.033335 | 0.035738 | 0.037745 | 0.03958 | 0.041188 | 0.042654 | 0.043968
PG&E | GWh | Commercial | Com - Assembly | Lighting | No | Lighting - High Bay HID to T5 | 0.16006 | 0.16843 | 0.17962 | 0.18618 | 0.18412 | 0.17512 | 0.15938 | 0.14158 | 0.12161 | 0.10384 | 0.088148 | 0.074908
PG&E | GWh | Commercial | Com - Assembly | Lighting | No | Lighting - Induction Fixture (Indoor) | 0.042362 | 0.050068 | 0.057281 | 0.065073 | 0.071499 | 0.077159 | 0.081592 | 0.086612 | 0.09042 | 0.094959 | 0.098693 | 0.10165
PG&E | GWh | Commercial | Com - Assembly | Lighting | No | Lighting - Induction Fixture (Outdoor) | 0.039939 | 0.044803 | 0.049351 | 0.054432 | 0.058618 | 0.062291 | 0.065176 | 0.068591 | 0.071264 | 0.074571 | 0.077442 | 0.079908
PG&E | GWh | Commercial | Com - Assembly | Lighting | No | Lighting - Linear Fluorescent Delamping | 0.03203 | 0.030745 | 0.028954 | 0.023196 | 0 | 0 | 0 | 0 | 0 | 0 | 0 | 0
PG&E | GWh | Commercial | Com - Assembly | Lighting | No | Lighting - Linear Fluorescent Fixture (Low Wattage T8) | 0.10007 | 0.12657 | 0.15209 | 0.17633 | 0.19623 | 0.2131 | 0.22624 | 0.2388 | 0.24841 | 0.25841 | 0.26656 | 0.27351
PG&E | GWh | Commercial | Com - Assembly | Lighting | No | Lighting - Plug-In Fixture (Compact Fluorescent) | 0 | 0.091605 | 0.084325 | 0.085201 | 0.14317 | 0 | 0 | 0 | 0 | 0 | 0 | 0
PG&E | GWh | Commercial | Com - Assembly | Lighting | No | Lighting - Plug-In Fixture (Exterior) | 0.13435 | 0.16713 | 0.1647 | 0.1675 | 0.1673 | 0.16653 | 0.16453 | 0.16518 | 0.16468 | 0.16675 | 0.16839 | 0.16969
PG&E | GWh | Commercial | Com - Assembly | Lighting | No | Lighting - Plug-In Fixture (PSMH with Electronic Ballast) | 0 | 0 | 0 | 0 | 0 | 0 | 0 | 0 | 0 | 0.11785 | 0.11348 | 0.11048
PG&E | GWh | Commercial | Com - Assembly | Lighting | No | Lighting - Plug-In Fixture (PSMH) | 0.27859 | 0.33527 | 0.32837 | 0.33438 | 0.33301 | 0.32607 | 0.31519 | 0.30965 | 0.30127 | 0.28889 | 0.30037 | 0.30809
PG&E | GWh | Commercial | Com - Assembly | SHW | No | SHW - EF Rated Instantaneous Water Heater (Electric) | 0.008717 | 0.010172 | 0.011548 | 0.013023 | 0.014183 | 0.015133 | 0.015803 | 0.016558 | 0.017064 | 0.017708 | 0.018207 | 0.01858
PG&E | GWh | Commercial | Com - Assembly | SHW | No | SHW - EF Rated Storage Water Heater (Electric) | 0.0078115 | 0.0089594 | 0 | 0 | 0 | 0 | 0 | 0 | 0 | 0 | 0 | 0
PG&E | GWh | Commercial | Com - Assembly | Service | No | HVAC - Comprehensive Rooftop Unit Quality Maintenance | 0.12457 | 0.11113 | 0.11348 | 0.11409 | 0.11219 | 0.10822 | 0.10221 | 0.094394 | 0.085119 | 0.074564 | 0.063713 | 0.052853
PG&E | GWh | Commercial | Com - Assembly | Service | No | Service - HVAC Fault Detection & Diagnositics | 0 | 0.085081 | 0.08318 | 0.084432 | 0.08261 | 0.080168 | 0.076427 | 0.075752 | 0.073802 | 0.074771 | 0.075202 | 0.075212
PG&E | GWh | Commercial | Com - Assembly | WholeBlg | No | HVAC - Energy Management System | 0.36125 | 0.44554 | 0.39068 | 0.34443 | 0.29615 | 0.25219 | 0.2119 | 0.18809 | 0.18541 | 0.18958 | 0.19205 | 0.19318
PG&E | GWh | Commercial | Com - Assembly | WholeBlg | No | WholeBlg - Com NC Level 2 | 0.014433 | 0 | 0 | 0 | 0 | 0 | 0 | 0 | 0 | 0 | 0 | 0
PG&E | GWh | Commercial | Com - Assembly | WholeBlg | No | WholeBlg - Com NC Level 3 | 0.014157 | 0 | 0 | 0 | 0 | 0 | 0 | 0 | 0 | 0 | 0 | 0
PG&E | GWh | Commercial | Com - Assembly | WholeBlg | No | WholeBlg - Com RET Level 1 | 0.2101 | 0.28729 | 0.36951 | 0.45689 | 0.54919 | 0.64685 | 0.74926 | 0.85603 | 0.96631 | 1.0815 | 1.2009 | 1.3259
PG&E | GWh | Commercial | Com - Assembly | WholeBlg | No | WholeBlg - Com RET Level 2 | 0.33122 | 0.45097 | 0.57915 | 0.71739 | 0.86513 | 1.022 | 1.1872 | 1.3611 | 1.5413 | 1.7251 | 1.9088 | 2.0888
PG&E | GWh | Commercial | Com - Education (Community College) | AppPlug | No | AppPlug - Computer Monitor | 0.0099014 | 0.010347 | 0.010643 | 0.011312 | 0.011537 | 0.011633 | 0.011491 | 0.011774 | 0.011839 | 0.012361 | 0.012807 | 0.013195
PG&E | GWh | Commercial | Com - Education (Community College) | AppPlug | No | AppPlug - Desktop Computer (Com - Power Management) | 0.11601 | 0.12494 | 0.13257 | 0.13752 | 0.13673 | 0.13114 | 0.12103 | 0.10971 | 0.096567 | 0.085045 | 0.074464 | 0.065266
PG&E | GWh | Commercial | Com - Education (Community College) | AppPlug | No | AppPlug - Occupancy Sensor Plug Strip | 0.026519 | 0.033743 | 0.035969 | 0.037465 | 0.037499 | 0.036551 | 0.034458 | 0.033735 | 0.031519 | 0.030124 | 0.028114 | 0.026036
PG&E | GWh | Commercial | Com - Education (Community College) | AppPlug | No | AppPlug - Vending Machine Controls | 0.33461 | 0.35581 | 0.38125 | 0.39825 | 0.3989 | 0.38403 | 0.35456 | 0.3212 | 0.28077 | 0.24512 | 0.21131 | 0.18165
PG&E | GWh | Commercial | Com - Education (Community College) | BldgEnv | No | BldgEnv - Wall Spray On Insulation | 0.001066 | 0 | 0 | 0 | 0 | 0 | 0 | 0 | 0 | 0 | 0 | 0
PG&E | GWh | Commercial | Com - Education (Community College) | BldgEnv | No | BldgEnv - Window Film | 0 | 0 | 0 | 0 | 0 | 0 | 0 | 0 | 0.057765 | 0.12223 | 0.16022 | 0.17352
PG&E | GWh | Commercial | Com - Education (Community College) | FoodServ | No | FoodServ - Electric Griddle | 0.0041459 | 0.0051327 | 0.0061483 | 0.0072912 | 0.0083673 | 0.0094006 | 0.010316 | 0.011288 | 0.012088 | 0.012933 | 0.013619 | 0.014133
PG&E | GWh | Commercial | Com - Education (Community College) | FoodServ | No | FoodServ - Electric Steamer | 0.0032969 | 0.0040072 | 0.0046809 | 0.0053903 | 0.005977 | 0.006466 | 0.0068123 | 0.0071592 | 0.007357 | 0.0075769 | 0.0076932 | 0.0077186
PG&E | GWh | Commercial | Com - Education (Community College) | FoodServ | No | FoodServ - Fryer (Electric) | 0.00020347 | 0.0002505 | 0.0002982 | 0.00035129 | 0.00040026 | 0.00044633 | 0.000486 | 0.00052776 | 0.00056092 | 0.00059602 | 0.0006236 | 0.00064346
PG&E | GWh | Commercial | Com - Education (Community College) | FoodServ | No | FoodServ - Oven (Electric) | 0.048917 | 0.060095 | 0.071158 | 0.083205 | 0.093891 | 0.10351 | 0.11126 | 0.11921 | 0.1249 | 0.13089 | 0.13505 | 0.13748
PG&E | GWh | Commercial | Com - Education (Community College) | HVAC | No | HVAC - Chiller (Centrifugal) | 0.021394 | 0.026659 | 0.032246 | 0.038109 | 0.044208 | 0.05042 | 0.056618 | 0.062644 | 0.068401 | 0.073723 | 0.07855 | 0.082784
PG&E | GWh | Commercial | Com - Education (Community College) | HVAC | No | HVAC - Chiller (Reciprocating) | 0.026547 | 0.032925 | 0.0394 | 0.046581 | 0.053442 | 0.060147 | 0.066331 | 0.072912 | 0.078711 | 0.084831 | 0.090203 | 0.094734
PG&E | GWh | Commercial | Com - Education (Community College) | HVAC | No | HVAC - Demand Controlled Ventilation | 0.11426 | 0.11737 | 0.14012 | 0.16174 | 0.17731 | 0.18367 | 0.17817 | 0.16324 | 0.14006 | 0.11571 | 0.092568 | 0.073229
PG&E | GWh | Commercial | Com - Education (Community College) | HVAC | No | HVAC - Direct Evaporative Cooler | 0.346 | 0.3982 | 0.45295 | 0.51087 | 0.56942 | 0.62765 | 0.68398 | 0.73961 | 0.79104 | 0.83973 | 0.88296 | 0.91977
PG&E | GWh | Commercial | Com - Education (Community College) | HVAC | No | HVAC - EER Rated Package Rooftop AC (EER 11) | 0 | 0 | 0 | 0 | 0 | 0 | 0 | 0.037883 | 0.04174 | 0.04571 | 0.049195 | 0.052209
PG&E | GWh | Commercial | Com - Education (Community College) | HVAC | No | HVAC - SEER Rated Package Rooftop AC (SEER 14) | 0.1162 | 0.13985 | 0 | 0 | 0 | 0 | 0 | 0 | 0 | 0 | 0 | 0
PG&E | GWh | Commercial | Com - Education (Community College) | HVAC | No | HVAC - SEER Rated Package Rooftop AC (SEER 15) | 0.11979 | 0.14114 | 0.075268 | 0.086037 | 0.095929 | 0.10539 | 0.11392 | 0.12326 | 0.13154 | 0.14111 | 0.14989 | 0.15782
PG&E | GWh | Commercial | Com - Education (Community College) | HVAC | No | HVAC - SEER Rated Package Rooftop HP (SEER 14) | 0.01338 | 0.015928 | 0 | 0 | 0 | 0 | 0 | 0 | 0 | 0 | 0 | 0
PG&E | GWh | Commercial | Com - Education (Community College) | HVAC | No | HVAC - SEER Rated Package Rooftop HP (SEER 15) | 0.051062 | 0.061048 | 0.032936 | 0.038117 | 0.042899 | 0.047514 | 0.051681 | 0.056329 | 0.060455 | 0.06511 | 0.069351 | 0.073141
PG&E | GWh | Commercial | Com - Education (Community College) | HVAC | No | HVAC - SEER Rated Split System AC (SEER 14) | 0.07111 | 0.081959 | 0.092121 | 0 | 0 | 0 | 0 | 0 | 0 | 0 | 0 | 0
PG&E | GWh | Commercial | Com - Education (Community College) | HVAC | No | HVAC - SEER Rated Split System AC (SEER 15) | 0.0085444 | 0.010943 | 0.0062232 | 0.0075105 | 0.008767 | 0.010039 | 0.011275 | 0.012642 | 0.013955 | 0.015421 | 0.016861 | 0.018267
PG&E | GWh | Commercial | Com - Education (Community College) | HVAC | No | HVAC - SEER Rated Split System HP (SEER 14) | 0.076105 | 0.09091 | 0.014238 | 0.016443 | 0.018471 | 0.020417 | 0.02217 | 0.024108 | 0.02581 | 0.027717 | 0.029454 | 0.030998
PG&E | GWh | Commercial | Com - Education (Community College) | HVAC | No | HVAC - SEER Rated Split System HP (SEER 15) | 0.025352 | 0.030159 | 0.016201 | 0.018679 | 0.020951 | 0.023134 | 0.025095 | 0.027289 | 0.02922 | 0.031413 | 0.033421 | 0.03522
PG&E | GWh | Commercial | Com - Education (Community College) | HVAC | No | HVAC - Thermostat | 0.78377 | 0.82054 | 0.85142 | 0.83212 | 0.75357 | 0.63577 | 0.50368 | 0.39073 | 0.29669 | 0.23577 | 0.21649 | 0.21817
PG&E | GWh | Commercial | Com - Education (Community College) | Lighting | Yes | Lighting - LED Fixture (Replacing T8) - Emerging | 0 | 0 | 0.066109 | 0.14058 | 0.2291 | 0.33304 | 0.44495 | 0.58057 | 0.71423 | 0.86666 | 1.0238 | 1.1768
PG&E | GWh | Commercial | Com - Education (Community College) | Lighting | Yes | Lighting - LED Lamp (Basic High - Indoor) - Emerging | 0.0020518 | 0.003158 | 0.004672 | 0.0070589 | 0.011021 | 0.0019906 | 0.0025875 | 0.0031921 | 0.0037611 | 0.0043139 | 0.0048303 | 0.0053058
PG&E | GWh | Commercial | Com - Education (Community College) | Lighting | Yes | Lighting - LED Lamp (Basic Low - Indoor) - Emerging | 0.0044095 | 0.0073256 | 0.008893 | 0.012231 | 0.019282 | 0.0042863 | 0.0058141 | 0.0074875 | 0.0091895 | 0.011001 | 0.012829 | 0.014606
PG&E | GWh | Commercial | Com - Education (Community College) | Lighting | Yes | Lighting - LED Plug-In Indoor Fixture - Emerging | 0.013904 | 0.01748 | 0.021813 | 0.027224 | 0.033089 | 0.0023838 | 0.0030435 | 0.0038116 | 0.0046634 | 0.0056652 | 0.0067119 | 0.0077868
PG&E | GWh | Commercial | Com - Education (Community College) | Lighting | No | Lighting - Cold Cathode Lamp | 0.0074658 | 0.0075588 | 0.007605 | 0.0077765 | 0.0078059 | 0 | 0 | 0 | 0 | 0 | 0 | 0
PG&E | GWh | Commercial | Com - Education (Community College) | Lighting | No | Lighting - Compact Fluorescent Fixture (Indoor) | 1.4834 | 1.4833 | 1.4861 | 1.5047 | 1.5116 | 0 | 0 | 0 | 0 | 0 | 0 | 0
PG&E | GWh | Commercial | Com - Education (Community College) | Lighting | No | Lighting - Compact Fluorescent Lamp (Basic High - Indoor) | 0.040147 | 0.034414 | 0.034157 | 0.034909 | 0.034143 | 0 | 0 | 0 | 0 | 0 | 0 | 0
PG&E | GWh | Commercial | Com - Education (Community College) | Lighting | No | Lighting - Compact Fluorescent Lamp (Basic Low - Indoor) | 0.087439 | 0.085427 | 0.086211 | 0.086861 | 0.083855 | 0 | 0 | 0 | 0 | 0 | 0 | 0
PG&E | GWh | Commercial | Com - Education (Community College) | Lighting | No | Lighting - Exit Fixture (LED) | 0.32484 | 0.2905 | 0.22336 | 0.15126 | 0.090534 | 0.045561 | 0.014105 | 0 | 0 | 0 | 0 | 0
PG&E | GWh | Commercial | Com - Education (Community College) | Lighting | No | Lighting - Halogen Lamp (A-Line) | 0.024545 | 0.030145 | 0.035434 | 0.041072 | 0.046786 | 0 | 0 | 0 | 0 | 0 | 0 | 0
PG&E | GWh | Commercial | Com - Education (Community College) | Lighting | No | Lighting - Halogen Lamp (Reflector) | 0.0095979 | 0.011691 | 0.013519 | 0.015375 | 0.017194 | 0.018505 | 0.01985 | 0.020935 | 0.021954 | 0.022832 | 0.023643 | 0.024364
PG&E | GWh | Commercial | Com - Education (Community College) | Lighting | No | Lighting - High Bay HID to T5 | 0.076667 | 0.086745 | 0.078723 | 0.070243 | 0.060099 | 0.050622 | 0.041731 | 0.035245 | 0.029677 | 0.028154 | 0.028593 | 0.028806
PG&E | GWh | Commercial | Com - Education (Community College) | Lighting | No | Lighting - Induction Fixture (Indoor) | 0.019076 | 0.022057 | 0.024816 | 0.027791 | 0.030153 | 0.032248 | 0.033873 | 0.035773 | 0.03722 | 0.038989 | 0.040458 | 0.041628
PG&E | GWh | Commercial | Com - Education (Community College) | Lighting | No | Lighting - Induction Fixture (Outdoor) | 0.022305 | 0.025018 | 0.027558 | 0.030395 | 0.032733 | 0.034784 | 0.036395 | 0.038302 | 0.039794 | 0.041641 | 0.043244 | 0.044621
PG&E | GWh | Commercial | Com - Education (Community College) | Lighting | No | Lighting - Light Sensor | 0 | 0 | 0 | 0.00932 | 0.0098463 | 0.010092 | 0.0099827 | 0.010152 | 0.01247 | 0.011029 | 0.010525 | 0.010624
PG&E | GWh | Commercial | Com - Education (Community College) | Lighting | No | Lighting - Linear Fluorescent Delamping | 0.0037825 | 0.0036311 | 0.0034179 | 0.0027375 | 0 | 0 | 0 | 0 | 0 | 0 | 0 | 0
PG&E | GWh | Commercial | Com - Education (Community College) | Lighting | No | Lighting - Linear Fluorescent Fixture (Low Wattage T8) | 0.20427 | 0.24047 | 0.27106 | 0.30027 | 0.32095 | 0.33605 | 0.3449 | 0.35395 | 0.35827 | 0.36409 | 0.36713 | 0.36804
PG&E | GWh | Commercial | Com - Education (Community College) | Lighting | No | Lighting - Plug-In Fixture (Compact Fluorescent) | 0.15864 | 0.15806 | 0.15753 | 0.1599 | 0.16043 | 0 | 0 | 0 | 0 | 0 | 0 | 0
PG&E | GWh | Commercial | Com - Education (Community College) | Lighting | No | Lighting - Plug-In Fixture (Exterior) | 0.075032 | 0.093329 | 0.09197 | 0.093532 | 0.093421 | 0.092991 | 0.091877 | 0.092238 | 0.09196 | 0.093116 | 0.09403 | 0.094753
PG&E | GWh | Commercial | Com - Education (Community College) | Lighting | No | Lighting - Plug-In Fixture (Induction) | 0 | 0 | 0 | 0 | 0 | 0 | 0 | 0 | 0 | 0 | 0.014566 | 0.042847
PG&E | GWh | Commercial | Com - Education (Community College) | Lighting | No | Lighting - Plug-In Fixture (PSMH with Electronic Ballast) | 0 | 0.041774 | 0.11483 | 0.11918 | 0.11926 | 0.11827 | 0.11616 | 0.11561 | 0.11421 | 0.11445 | 0.1102 | 0.10721
PG&E | GWh | Commercial | Com - Education (Community College) | Lighting | No | Lighting - Plug-In Fixture (PSMH) | 0.14518 | 0.14868 | 0.13436 | 0.13442 | 0.13352 | 0.13205 | 0.12957 | 0.12898 | 0.12745 | 0.12776 | 0.12317 | 0.11254
PG&E | GWh | Commercial | Com - Education (Community College) | SHW | No | SHW - EF Rated Instantaneous Water Heater (Electric) | 0.0019759 | 0.0023087 | 0.0026205 | 0.0029541 | 0.0032152 | 0.0034287 | 0.0035788 | 0.003749 | 0.0038627 | 0.0040087 | 0.0041218 | 0.0042063
PG&E | GWh | Commercial | Com - Education (Community College) | SHW | No | SHW - EF Rated Storage Water Heater (Electric) | 0.0015508 | 0.0017765 | 0 | 0 | 0 | 0 | 0 | 0 | 0 | 0 | 0 | 0
PG&E | GWh | Commercial | Com - Education (Community College) | Service | No | HVAC - Comprehensive Rooftop Unit Quality Maintenance | 0.069561 | 0.062055 | 0.063368 | 0.063707 | 0.062646 | 0.060428 | 0.057076 | 0.05271 | 0.047531 | 0.041637 | 0.035578 | 0.029513
PG&E | GWh | Commercial | Com - Education (Community College) | Service | No | Service - HVAC Fault Detection & Diagnositics | 0 | 0.047509 | 0.046448 | 0.047148 | 0.04613 | 0.044766 | 0.042677 | 0.042301 | 0.041211 | 0.041752 | 0.041993 | 0.041999
PG&E | GWh | Commercial | Com - Education (Community College) | WholeBlg | No | HVAC - Energy Management System | 0.20173 | 0.24879 | 0.21816 | 0.19233 | 0.16537 | 0.14082 | 0.11832 | 0.10503 | 0.10353 | 0.10586 | 0.10724 | 0.10787
PG&E | GWh | Commercial | Com - Education (Community College) | WholeBlg | No | WholeBlg - Com NC Level 2 | 0.0080595 | 0 | 0 | 0 | 0 | 0 | 0 | 0 | 0 | 0 | 0 | 0
PG&E | GWh | Commercial | Com - Education (Community College) | WholeBlg | No | WholeBlg - Com NC Level 3 | 0.0079056 | 0 | 0 | 0 | 0 | 0 | 0 | 0 | 0 | 0 | 0 | 0
PG&E | GWh | Commercial | Com - Education (Community College) | WholeBlg | No | WholeBlg - Com RET Level 1 | 0.074354 | 0.10189 | 0.13127 | 0.16257 | 0.1957 | 0.23082 | 0.26768 | 0.30619 | 0.346 | 0.38688 | 0.42829 | 0.4699
PG&E | GWh | Commercial | Com - Education (Community College) | WholeBlg | No | WholeBlg - Com RET Level 2 | 0.15058 | 0.20509 | 0.26358 | 0.32688 | 0.3947 | 0.46695 | 0.5432 | 0.62369 | 0.7073 | 0.79391 | 0.88212 | 0.97169
PG&E | GWh | Commercial | Com - Education (Primary School) | AppPlug | No | AppPlug - Desktop Computer (Com - Power Management) | 0.22558 | 0.24069 | 0.25917 | 0.27184 | 0.27246 | 0.26225 | 0.24175 | 0.21766 | 0.18954 | 0.16461 | 0.14199 | 0.12271
PG&E | GWh | Commercial | Com - Education (Primary School) | AppPlug | No | AppPlug - Occupancy Sensor Plug Strip | 0.041197 | 0.05242 | 0.055878 | 0.058202 | 0.058255 | 0.056782 | 0.053531 | 0.052408 | 0.048965 | 0.046798 | 0.043676 | 0.040447
PG&E | GWh | Commercial | Com - Education (Primary School) | AppPlug | No | AppPlug - Vending Machine Controls | 0.35695 | 0.37956 | 0.4067 | 0.42483 | 0.42552 | 0.40966 | 0.37823 | 0.34264 | 0.29951 | 0.26148 | 0.22542 | 0.19378
PG&E | GWh | Commercial | Com - Education (Primary School) | BldgEnv | No | BldgEnv - Wall Spray On Insulation | 0.017253 | 0 | 0 | 0 | 0 | 0 | 0 | 0 | 0 | 0 | 0 | 0
PG&E | GWh | Commercial | Com - Education (Primary School) | BldgEnv | No | BldgEnv - Window Film | 0 | 0 | 0 | 0 | 0 | 0 | 0 | 0 | 0.17473 | 0.36972 | 0.48465 | 0.52485
PG&E | GWh | Commercial | Com - Education (Primary School) | FoodServ | No | FoodServ - Electric Griddle | 0.074068 | 0.091699 | 0.10984 | 0.13026 | 0.14949 | 0.16795 | 0.1843 | 0.20166 | 0.21595 | 0.23106 | 0.24331 | 0.25249
PG&E | GWh | Commercial | Com - Education (Primary School) | FoodServ | No | FoodServ - Electric Steamer | 0.011097 | 0.013488 | 0.015756 | 0.018144 | 0.020118 | 0.021764 | 0.02293 | 0.024098 | 0.024763 | 0.025504 | 0.025895 | 0.02598
PG&E | GWh | Commercial | Com - Education (Primary School) | FoodServ | No | FoodServ - Fryer (Electric) | 0.00088508 | 0.0010896 | 0.0012971 | 0.001528 | 0.0017411 | 0.0019415 | 0.002114 | 0.0022957 | 0.0024399 | 0.0025926 | 0.0027126 | 0.002799
PG&E | GWh | Commercial | Com - Education (Primary School) | FoodServ | No | FoodServ - Oven (Electric) | 0.017332 | 0.021292 | 0.025212 | 0.02948 | 0.033267 | 0.036675 | 0.03942 | 0.042238 | 0.044253 | 0.046374 | 0.047851 | 0.048711
PG&E | GWh | Commercial | Com - Education (Primary School) | HVAC | No | HVAC - Demand Controlled Ventilation | 0.14214 | 0.14606 | 0.17432 | 0.20117 | 0.22056 | 0.22856 | 0.22188 | 0.20353 | 0.17487 | 0.14472 | 0.11595 | 0.091851
PG&E | GWh | Commercial | Com - Education (Primary School) | HVAC | No | HVAC - Direct Evaporative Cooler | 0.37267 | 0.43068 | 0.49331 | 0.56128 | 0.63166 | 0.70295 | 0.7731 | 0.84404 | 0.91093 | 0.97546 | 1.0337 | 1.084
PG&E | GWh | Commercial | Com - Education (Primary School) | HVAC | No | HVAC - SEER Rated Package Rooftop AC (SEER 14) | 0.1277 | 0.15358 | 0 | 0 | 0 | 0 | 0 | 0 | 0 | 0 | 0 | 0
PG&E | GWh | Commercial | Com - Education (Primary School) | HVAC | No | HVAC - SEER Rated Package Rooftop AC (SEER 15) | 0.1292 | 0.15238 | 0.081329 | 0.093005 | 0.10377 | 0.1141 | 0.12344 | 0.13363 | 0.14266 | 0.15293 | 0.16243 | 0.17101
PG&E | GWh | Commercial | Com - Education (Primary School) | HVAC | No | HVAC - SEER Rated Package Rooftop HP (SEER 14) | 0.018371 | 0.021891 | 0 | 0 | 0 | 0 | 0 | 0 | 0 | 0 | 0 | 0
PG&E | GWh | Commercial | Com - Education (Primary School) | HVAC | No | HVAC - SEER Rated Package Rooftop HP (SEER 15) | 0.070673 | 0.084558 | 0.045659 | 0.052857 | 0.059552 | 0.066041 | 0.071943 | 0.078481 | 0.08433 | 0.090861 | 0.096827 | 0.10218
PG&E | GWh | Commercial | Com - Education (Primary School) | HVAC | No | HVAC - SEER Rated Split System AC (SEER 14) | 0.080789 | 0.092676 | 0.10354 | 0 | 0 | 0 | 0 | 0 | 0 | 0 | 0 | 0
PG&E | GWh | Commercial | Com - Education (Primary School) | HVAC | No | HVAC - SEER Rated Split System AC (SEER 15) | 0.009468 | 0.012086 | 0.0068261 | 0.00816 | 0.0094203 | 0.01066 | 0.011827 | 0.013071 | 0.014217 | 0.015455 | 0.016621 | 0.017708
PG&E | GWh | Commercial | Com - Education (Primary School) | HVAC | No | HVAC - SEER Rated Split System HP (SEER 14) | 0.067918 | 0.08116 | 0.012706 | 0.014678 | 0.016482 | 0.018209 | 0.019755 | 0.021477 | 0.022981 | 0.024683 | 0.026236 | 0.027613
PG&E | GWh | Commercial | Com - Education (Primary School) | HVAC | No | HVAC - SEER Rated Split System HP (SEER 15) | 0.023538 | 0.027955 | 0.014985 | 0.017265 | 0.019332 | 0.021308 | 0.023066 | 0.025065 | 0.026809 | 0.02883 | 0.030685 | 0.032346
PG&E | GWh | Commercial | Com - Education (Primary School) | HVAC | No | HVAC - Thermostat | 1.0721 | 1.1161 | 1.1785 | 1.1637 | 1.0556 | 0.88157 | 0.68532 | 0.51863 | 0.38405 | 0.29985 | 0.28659 | 0.28849
PG&E | GWh | Commercial | Com - Education (Primary School) | Lighting | Yes | Lighting - LED Fixture (Replacing T8) - Emerging | 0 | 0 | 0 | 0.12788 | 0.26406 | 0.42381 | 0.59081 | 0.78658 | 0.97308 | 1.1815 | 1.393 | 1.5963
PG&E | GWh | Commercial | Com - Education (Primary School) | Lighting | Yes | Lighting - LED Lamp (Basic High - Indoor) - Emerging | 0.0026849 | 0.0041446 | 0.0061941 | 0.0093074 | 0.014857 | 0.0027219 | 0.0035718 | 0.004434 | 0.005244 | 0.0060302 | 0.0067642 | 0.0074397
PG&E | GWh | Commercial | Com - Education (Primary School) | Lighting | Yes | Lighting - LED Lamp (Basic Low - Indoor) - Emerging | 0.0058611 | 0.0097648 | 0.012153 | 0.016691 | 0.026342 | 0.0058927 | 0.0080414 | 0.010403 | 0.012806 | 0.015368 | 0.017963 | 0.020491
PG&E | GWh | Commercial | Com - Education (Primary School) | Lighting | Yes | Lighting - LED Plug-In Indoor Fixture - Emerging | 0.020525 | 0.025778 | 0.032192 | 0.040221 | 0.048974 | 0.0035294 | 0.0045175 | 0.0056661 | 0.0069442 | 0.008447 | 0.010019 | 0.011635
PG&E | GWh | Commercial | Com - Education (Primary School) | Lighting | No | Lighting - Cold Cathode Lamp | 0.012512 | 0.012717 | 0.012816 | 0.013107 | 0.013149 | 0 | 0 | 0 | 0 | 0 | 0 | 0
PG&E | GWh | Commercial | Com - Education (Primary School) | Lighting | No | Lighting - Compact Fluorescent Fixture (Indoor) | 2.0647 | 2.0652 | 2.0696 | 2.0958 | 2.1065 | 0 | 0 | 0 | 0 | 0 | 0 | 0
PG&E | GWh | Commercial | Com - Education (Primary School) | Lighting | No | Lighting - Compact Fluorescent Lamp (Basic High - Indoor) | 0.055942 | 0.047746 | 0.047337 | 0.048504 | 0.047354 | 0 | 0 | 0 | 0 | 0 | 0 | 0
PG&E | GWh | Commercial | Com - Education (Primary School) | Lighting | No | Lighting - Compact Fluorescent Lamp (Basic Low - Indoor) | 0.12119 | 0.11867 | 0.11972 | 0.12081 | 0.11688 | 0 | 0 | 0 | 0 | 0 | 0 | 0
PG&E | GWh | Commercial | Com - Education (Primary School) | Lighting | No | Lighting - Exit Fixture (LED) | 0.48386 | 0.43288 | 0.33306 | 0.2257 | 0.13537 | 0.068484 | 0.021611 | 0 | 0 | 0 | 0 | 0
PG&E | GWh | Commercial | Com - Education (Primary School) | Lighting | No | Lighting - Halogen Lamp (A-Line) | 0.038117 | 0.046852 | 0.055096 | 0.063891 | 0.072809 | 0 | 0 | 0 | 0 | 0 | 0 | 0
PG&E | GWh | Commercial | Com - Education (Primary School) | Lighting | No | Lighting - Halogen Lamp (Reflector) | 0.014899 | 0.018164 | 0.021017 | 0.023915 | 0.026759 | 0.028866 | 0.030952 | 0.032676 | 0.034266 | 0.035651 | 0.036919 | 0.038053
PG&E | GWh | Commercial | Com - Education (Primary School) | Lighting | No | Lighting - High Bay HID to T5 | 0.097093 | 0.11045 | 0.099847 | 0.088967 | 0.076089 | 0.064162 | 0.053008 | 0.044923 | 0.037958 | 0.036425 | 0.036987 | 0.03726
PG&E | GWh | Commercial | Com - Education (Primary School) | Lighting | No | Lighting - Induction Fixture (Indoor) | 0.029325 | 0.034078 | 0.0385 | 0.043295 | 0.047171 | 0.05059 | 0.053247 | 0.05633 | 0.058677 | 0.061533 | 0.063908 | 0.065817
PG&E | GWh | Commercial | Com - Education (Primary School) | Lighting | No | Lighting - Induction Fixture (Outdoor) | 0.03465 | 0.038866 | 0.042811 | 0.047219 | 0.050851 | 0.054037 | 0.05654 | 0.059503 | 0.061821 | 0.06469 | 0.06718 | 0.069319
PG&E | GWh | Commercial | Com - Education (Primary School) | Lighting | No | Lighting - Light Sensor | 0 | 0 | 0 | 0 | 0 | 0 | 0 | 0 | 0 | 0 | 0.0081337 | 0.0087017
PG&E | GWh | Commercial | Com - Education (Primary School) | Lighting | No | Lighting - Linear Fluorescent Delamping | 0.0052017 | 0.0049945 | 0.0046959 | 0.0037589 | 0 | 0 | 0 | 0 | 0 | 0 | 0 | 0
PG&E | GWh | Commercial | Com - Education (Primary School) | Lighting | No | Lighting - Linear Fluorescent Fixture (Low Wattage T8) | 0.26977 | 0.31718 | 0.35904 | 0.39867 | 0.42575 | 0.44495 | 0.45592 | 0.46716 | 0.47246 | 0.47979 | 0.48361 | 0.48475
PG&E | GWh | Commercial | Com - Education (Primary School) | Lighting | No | Lighting - Plug-In Fixture (Compact Fluorescent) | 0.23699 | 0.23634 | 0.23576 | 0.23948 | 0.24046 | 0 | 0 | 0 | 0 | 0 | 0 | 0
PG&E | GWh | Commercial | Com - Education (Primary School) | Lighting | No | Lighting - Plug-In Fixture (Exterior) | 0.11656 | 0.14499 | 0.14288 | 0.1453 | 0.14513 | 0.14446 | 0.14273 | 0.14329 | 0.14286 | 0.14466 | 0.14608 | 0.1472
PG&E | GWh | Commercial | Com - Education (Primary School) | Lighting | No | Lighting - Plug-In Fixture (PSMH with Electronic Ballast) | 0 | 0 | 0.10312 | 0.15866 | 0.16449 | 0.16686 | 0.1661 | 0.16658 | 0.16534 | 0.16619 | 0.16643 | 0.16629
PG&E | GWh | Commercial | Com - Education (Primary School) | Lighting | No | Lighting - Plug-In Fixture (PSMH) | 0.21514 | 0.23682 | 0.22074 | 0.21656 | 0.21034 | 0.20495 | 0.19935 | 0.19758 | 0.1948 | 0.19514 | 0.19509 | 0.19478
PG&E | GWh | Commercial | Com - Education (Primary School) | SHW | No | SHW - EF Rated Instantaneous Water Heater (Electric) | 0.0034481 | 0.0040319 | 0.0045815 | 0.0051696 | 0.0056315 | 0.0060092 | 0.0062765 | 0.0065776 | 0.0067794 | 0.0070359 | 0.0072342 | 0.0073821
PG&E | GWh | Commercial | Com - Education (Primary School) | SHW | No | SHW - EF Rated Storage Water Heater (Electric) | 0.0027216 | 0.0031168 | 0 | 0 | 0 | 0 | 0 | 0 | 0 | 0 | 0 | 0
PG&E | GWh | Commercial | Com - Education (Primary School) | Service | No | HVAC - Comprehensive Rooftop Unit Quality Maintenance | 0.10806 | 0.096403 | 0.098443 | 0.09897 | 0.097322 | 0.093877 | 0.088668 | 0.081886 | 0.07384 | 0.064684 | 0.055271 | 0.045849
PG&E | GWh | Commercial | Com - Education (Primary School) | Service | No | Service - HVAC Fault Detection & Diagnositics | 0 | 0.073807 | 0.072158 | 0.073245 | 0.071664 | 0.069545 | 0.0663 | 0.065715 | 0.064023 | 0.064863 | 0.065237 | 0.065246
PG&E | GWh | Commercial | Com - Education (Primary School) | WholeBlg | No | HVAC - Energy Management System | 0.31338 | 0.38651 | 0.33892 | 0.29879 | 0.25691 | 0.21877 | 0.18382 | 0.16317 | 0.16084 | 0.16446 | 0.1666 | 0.16758
PG&E | GWh | Commercial | Com - Education (Primary School) | WholeBlg | No | WholeBlg - Com NC Level 2 | 0.012521 | 0 | 0 | 0 | 0 | 0 | 0 | 0 | 0 | 0 | 0 | 0
PG&E | GWh | Commercial | Com - Education (Primary School) | WholeBlg | No | WholeBlg - Com NC Level 3 | 0.012281 | 0 | 0 | 0 | 0 | 0 | 0 | 0 | 0 | 0 | 0 | 0
PG&E | GWh | Commercial | Com - Education (Primary School) | WholeBlg | No | WholeBlg - Com RET Level 1 | 0.10619 | 0.14595 | 0.18852 | 0.23408 | 0.28247 | 0.33388 | 0.38793 | 0.44454 | 0.50313 | 0.56341 | 0.62457 | 0.68614
PG&E | GWh | Commercial | Com - Education (Primary School) | WholeBlg | No | WholeBlg - Com RET Level 2 | 0.2065 | 0.28133 | 0.36169 | 0.44878 | 0.54215 | 0.64169 | 0.74673 | 0.8577 | 0.97296 | 1.0925 | 1.2142 | 1.338
PG&E | GWh | Commercial | Com - Education (Relocatable Classroom) | AppPlug | No | AppPlug - Desktop Computer (Com - Power Management) | 0.18022 | 0.19409 | 0.20595 | 0.21364 | 0.21241 | 0.20373 | 0.18802 | 0.17044 | 0.15002 | 0.13212 | 0.11568 | 0.10139
PG&E | GWh | Commercial | Com - Education (Relocatable Classroom) | AppPlug | No | AppPlug - Occupancy Sensor Plug Strip | 0.041197 | 0.05242 | 0.055878 | 0.058202 | 0.058255 | 0.056782 | 0.053531 | 0.052408 | 0.048965 | 0.046798 | 0.043676 | 0.040447
PG&E | GWh | Commercial | Com - Education (Relocatable Classroom) | AppPlug | No | AppPlug - Vending Machine Controls | 0.35695 | 0.37956 | 0.4067 | 0.42483 | 0.42552 | 0.40966 | 0.37823 | 0.34264 | 0.29951 | 0.26148 | 0.22542 | 0.19378
PG&E | GWh | Commercial | Com - Education (Relocatable Classroom) | BldgEnv | No | BldgEnv - Wall Spray On Insulation | 0.017253 | 0 | 0 | 0 | 0 | 0 | 0 | 0 | 0 | 0 | 0 | 0
PG&E | GWh | Commercial | Com - Education (Relocatable Classroom) | BldgEnv | No | BldgEnv - Window Film | 0 | 0 | 0 | 0 | 0 | 0 | 0 | 0 | 0.17473 | 0.36972 | 0.48465 | 0.52485
PG&E | GWh | Commercial | Com - Education (Relocatable Classroom) | FoodServ | No | FoodServ - Electric Griddle | 0.074068 | 0.091699 | 0.10984 | 0.13026 | 0.14949 | 0.16795 | 0.1843 | 0.20166 | 0.21595 | 0.23106 | 0.24331 | 0.25249
PG&E | GWh | Commercial | Com - Education (Relocatable Classroom) | FoodServ | No | FoodServ - Electric Steamer | 0.011097 | 0.013488 | 0.015756 | 0.018144 | 0.020118 | 0.021764 | 0.02293 | 0.024098 | 0.024763 | 0.025504 | 0.025895 | 0.02598
PG&E | GWh | Commercial | Com - Education (Relocatable Classroom) | FoodServ | No | FoodServ - Fryer (Electric) | 0.00088508 | 0.0010896 | 0.0012971 | 0.001528 | 0.0017411 | 0.0019415 | 0.002114 | 0.0022957 | 0.0024399 | 0.0025926 | 0.0027126 | 0.002799
PG&E | GWh | Commercial | Com - Education (Relocatable Classroom) | FoodServ | No | FoodServ - Oven (Electric) | 0.017332 | 0.021292 | 0.025212 | 0.02948 | 0.033267 | 0.036675 | 0.03942 | 0.042238 | 0.044253 | 0.046374 | 0.047851 | 0.048711
PG&E | GWh | Commercial | Com - Education (Relocatable Classroom) | HVAC | No | HVAC - Demand Controlled Ventilation | 0.15064 | 0.15483 | 0.18474 | 0.21319 | 0.23375 | 0.24228 | 0.23528 | 0.21595 | 0.18569 | 0.1538 | 0.12333 | 0.097766
PG&E | GWh | Commercial | Com - Education (Relocatable Classroom) | HVAC | No | HVAC - SEER Rated Package Rooftop AC (SEER 14) | 0.29691 | 0.35915 | 0 | 0 | 0 | 0 | 0 | 0 | 0 | 0 | 0 | 0
PG&E | GWh | Commercial | Com - Education (Relocatable Classroom) | HVAC | No | HVAC - SEER Rated Package Rooftop AC (SEER 15) | 0.2002 | 0.23486 | 0.12484 | 0.14204 | 0.15793 | 0.17311 | 0.18685 | 0.2016 | 0.21481 | 0.22991 | 0.24388 | 0.25651
PG&E | GWh | Commercial | Com - Education (Relocatable Classroom) | HVAC | No | HVAC - SEER Rated Package Rooftop HP (SEER 14) | 0.030282 | 0.036097 | 0 | 0 | 0 | 0 | 0 | 0 | 0 | 0 | 0 | 0
PG&E | GWh | Commercial | Com - Education (Relocatable Classroom) | HVAC | No | HVAC - SEER Rated Package Rooftop HP (SEER 15) | 0.10273 | 0.12285 | 0.066285 | 0.076701 | 0.086334 | 0.095637 | 0.10405 | 0.11343 | 0.12175 | 0.1311 | 0.13963 | 0.14725
PG&E | GWh | Commercial | Com - Education (Relocatable Classroom) | HVAC | No | HVAC - SEER Rated Split System AC (SEER 14) | 0.27064 | 0.3193 | 0.36722 | 0 | 0 | 0 | 0 | 0 | 0 | 0 | 0 | 0
PG&E | GWh | Commercial | Com - Education (Relocatable Classroom) | HVAC | No | HVAC - SEER Rated Split System AC (SEER 15) | 0.051083 | 0.062044 | 0.034102 | 0.040077 | 0.045989 | 0.051981 | 0.057809 | 0.064176 | 0.070225 | 0.07681 | 0.083144 | 0.089123
PG&E | GWh | Commercial | Com - Education (Relocatable Classroom) | HVAC | No | HVAC - SEER Rated Split System HP (SEER 14) | 0.12467 | 0.14901 | 0.023345 | 0.026958 | 0.030291 | 0.033494 | 0.036386 | 0.039569 | 0.042371 | 0.045492 | 0.048341 | 0.050874
PG&E | GWh | Commercial | Com - Education (Relocatable Classroom) | HVAC | No | HVAC - SEER Rated Split System HP (SEER 15) | 0.041208 | 0.049023 | 0.026328 | 0.030345 | 0.034029 | 0.037567 | 0.040746 | 0.044302 | 0.04743 | 0.05098 | 0.054235 | 0.057151
PG&E | GWh | Commercial | Com - Education (Relocatable Classroom) | HVAC | No | HVAC - Thermostat | 1.4523 | 1.5253 | 1.5681 | 1.5241 | 1.3787 | 1.1676 | 0.93264 | 0.73167 | 0.56205 | 0.45073 | 0.40829 | 0.41167
PG&E | GWh | Commercial | Com - Education (Relocatable Classroom) | Lighting | Yes | Lighting - LED Fixture (Replacing T8) - Emerging | 0 | 0 | 0.10184 | 0.21691 | 0.35317 | 0.51283 | 0.68424 | 0.89232 | 1.0966 | 1.3302 | 1.5708 | 1.8048
PG&E | GWh | Commercial | Com - Education (Relocatable Classroom) | Lighting | Yes | Lighting - LED Lamp (Basic High - Indoor) - Emerging | 0.0032827 | 0.0050513 | 0.0074557 | 0.011228 | 0.017452 | 0.0031441 | 0.0040797 | 0.005029 | 0.0059222 | 0.0067923 | 0.0076054 | 0.0083544
PG&E | GWh | Commercial | Com - Education (Relocatable Classroom) | Lighting | Yes | Lighting - LED Lamp (Basic Low - Indoor) - Emerging | 0.0070308 | 0.011673 | 0.014215 | 0.019568 | 0.030694 | 0.0067981 | 0.009197 | 0.011827 | 0.014501 | 0.017352 | 0.020228 | 0.023024
PG&E | GWh | Commercial | Com - Education (Relocatable Classroom) | Lighting | Yes | Lighting - LED Plug-In Indoor Fixture - Emerging | 0.02041 | 0.025683 | 0.032095 | 0.040163 | 0.048899 | 0.0035448 | 0.0044995 | 0.0056144 | 0.0068527 | 0.0083193 | 0.0098545 | 0.011434
PG&E | GWh | Commercial | Com - Education (Relocatable Classroom) | Lighting | No | Lighting - Cold Cathode Lamp | 0.014243 | 0.01457 | 0.014746 | 0.015102 | 0.015167 | 0 | 0 | 0 | 0 | 0 | 0 | 0
PG&E | GWh | Commercial | Com - Education (Relocatable Classroom) | Lighting | No | Lighting - Compact Fluorescent Fixture (Indoor) | 2.3456 | 2.3523 | 2.3617 | 2.3962 | 2.4097 | 0 | 0 | 0 | 0 | 0 | 0 | 0
PG&E | GWh | Commercial | Com - Education (Relocatable Classroom) | Lighting | No | Lighting - Compact Fluorescent Lamp (Basic High - Indoor) | 0.065673 | 0.056764 | 0.056258 | 0.057445 | 0.056151 | 0 | 0 | 0 | 0 | 0 | 0 | 0
PG&E | GWh | Commercial | Com - Education (Relocatable Classroom) | Lighting | No | Lighting - Compact Fluorescent Lamp (Basic Low - Indoor) | 0.14157 | 0.13826 | 0.13927 | 0.14021 | 0.13532 | 0 | 0 | 0 | 0 | 0 | 0 | 0
PG&E | GWh | Commercial | Com - Education (Relocatable Classroom) | Lighting | No | Lighting - Exit Fixture (LED) | 0.42936 | 0.38461 | 0.29656 | 0.20139 | 0.12154 | 0.062444 | 0.020789 | 0 | 0 | 0 | 0 | 0
PG&E | GWh | Commercial | Com - Education (Relocatable Classroom) | Lighting | No | Lighting - Halogen Lamp (A-Line) | 0.038112 | 0.04686 | 0.055116 | 0.063924 | 0.072857 | 0 | 0 | 0 | 0 | 0 | 0 | 0
PG&E | GWh | Commercial | Com - Education (Relocatable Classroom) | Lighting | No | Lighting - Halogen Lamp (Reflector) | 0.014895 | 0.018165 | 0.021022 | 0.023927 | 0.026778 | 0.028912 | 0.030997 | 0.032736 | 0.034328 | 0.035722 | 0.036993 | 0.038133
PG&E | GWh | Commercial | Com - Education (Relocatable Classroom) | Lighting | No | Lighting - High Bay HID to T5 | 0.11262 | 0.12999 | 0.11844 | 0.10632 | 0.091573 | 0.077759 | 0.064696 | 0.055273 | 0.047111 | 0.045198 | 0.045903 | 0.046245
PG&E | GWh | Commercial | Com - Education (Relocatable Classroom) | Lighting | No | Lighting - Induction Fixture (Indoor) | 0.029169 | 0.033789 | 0.038072 | 0.042719 | 0.046458 | 0.049745 | 0.052288 | 0.055252 | 0.057501 | 0.060253 | 0.062543 | 0.064385
PG&E | GWh | Commercial | Com - Education (Relocatable Classroom) | Lighting | No | Lighting - Induction Fixture (Outdoor) | 0.03465 | 0.038866 | 0.042811 | 0.047219 | 0.050851 | 0.054037 | 0.05654 | 0.059503 | 0.061821 | 0.06469 | 0.06718 | 0.069319
PG&E | GWh | Commercial | Com - Education (Relocatable Classroom) | Lighting | No | Lighting - Linear Fluorescent Delamping | 0.0056756 | 0.0054487 | 0.005127 | 0.0041056 | 0 | 0 | 0 | 0 | 0 | 0 | 0 | 0
PG&E | GWh | Commercial | Com - Education (Relocatable Classroom) | Lighting | No | Lighting - Linear Fluorescent Fixture (Low Wattage T8) | 0.3122 | 0.36734 | 0.41365 | 0.45811 | 0.48925 | 0.51179 | 0.52463 | 0.5381 | 0.5442 | 0.55289 | 0.55724 | 0.55823
PG&E | GWh | Commercial | Com - Education (Relocatable Classroom) | Lighting | No | Lighting - Plug-In Fixture (Compact Fluorescent) | 0.23563 | 0.23484 | 0.23401 | 0.2376 | 0.23822 | 0 | 0 | 0 | 0 | 0 | 0 | 0
PG&E | GWh | Commercial | Com - Education (Relocatable Classroom) | Lighting | No | Lighting - Plug-In Fixture (Exterior) | 0.11656 | 0.14499 | 0.14288 | 0.1453 | 0.14513 | 0.14446 | 0.14273 | 0.14329 | 0.14286 | 0.14466 | 0.14608 | 0.1472
PG&E | GWh | Commercial | Com - Education (Relocatable Classroom) | Lighting | No | Lighting - Plug-In Fixture (PSMH with Electronic Ballast) | 0 | 0 | 0 | 0.058046 | 0.15854 | 0.16682 | 0.1652 | 0.16522 | 0.16365 | 0.1644 | 0.16463 | 0.16451
PG&E | GWh | Commercial | Com - Education (Relocatable Classroom) | Lighting | No | Lighting - Plug-In Fixture (PSMH) | 0.2175 | 0.24082 | 0.23789 | 0.23157 | 0.20912 | 0.20056 | 0.19684 | 0.19635 | 0.19428 | 0.19509 | 0.19528 | 0.19508
PG&E | GWh | Commercial | Com - Education (Relocatable Classroom) | SHW | No | SHW - EF Rated Instantaneous Water Heater (Electric) | 0.0072318 | 0.0084486 | 0.0096084 | 0.010853 | 0.011838 | 0.012645 | 0.013217 | 0.013856 | 0.014285 | 0.014827 | 0.015246 | 0.015558
PG&E | GWh | Commercial | Com - Education (Relocatable Classroom) | SHW | No | SHW - EF Rated Storage Water Heater (Electric) | 0.0062619 | 0.0071799 | 0 | 0 | 0 | 0 | 0 | 0 | 0 | 0 | 0 | 0
PG&E | GWh | Commercial | Com - Education (Relocatable Classroom) | Service | No | HVAC - Comprehensive Rooftop Unit Quality Maintenance | 0.10806 | 0.096403 | 0.098443 | 0.09897 | 0.097322 | 0.093877 | 0.088668 | 0.081886 | 0.07384 | 0.064684 | 0.055271 | 0.045849
PG&E | GWh | Commercial | Com - Education (Relocatable Classroom) | Service | No | Service - HVAC Fault Detection & Diagnositics | 0 | 0.073807 | 0.072158 | 0.073245 | 0.071664 | 0.069545 | 0.0663 | 0.065715 | 0.064023 | 0.064863 | 0.065237 | 0.065246
PG&E | GWh | Commercial | Com - Education (Relocatable Classroom) | WholeBlg | No | HVAC - Energy Management System | 0.31338 | 0.38651 | 0.33892 | 0.29879 | 0.25691 | 0.21877 | 0.18382 | 0.16317 | 0.16084 | 0.16446 | 0.1666 | 0.16758
PG&E | GWh | Commercial | Com - Education (Relocatable Classroom) | WholeBlg | No | WholeBlg - Com NC Level 2 | 0.012521 | 0 | 0 | 0 | 0 | 0 | 0 | 0 | 0 | 0 | 0 | 0
PG&E | GWh | Commercial | Com - Education (Relocatable Classroom) | WholeBlg | No | WholeBlg - Com NC Level 3 | 0.012281 | 0 | 0 | 0 | 0 | 0 | 0 | 0 | 0 | 0 | 0 | 0
PG&E | GWh | Commercial | Com - Education (Relocatable Classroom) | WholeBlg | No | WholeBlg - Com RET Level 1 | 0.13241 | 0.18148 | 0.23398 | 0.29013 | 0.34982 | 0.41309 | 0.47959 | 0.5491 | 0.62099 | 0.69471 | 0.76934 | 0.84414
PG&E | GWh | Commercial | Com - Education (Relocatable Classroom) | WholeBlg | No | WholeBlg - Com RET Level 2 | 0.2177 | 0.29631 | 0.38045 | 0.47104 | 0.56769 | 0.67048 | 0.77867 | 0.89248 | 1.0104 | 1.1321 | 1.2557 | 1.3806
PG&E | GWh | Commercial | Com - Education (Secondary School) | AppPlug | No | AppPlug - Desktop Computer (Com - Power Management) | 0.11248 | 0.12003 | 0.12922 | 0.13551 | 0.13581 | 0.13072 | 0.1205 | 0.1085 | 0.094499 | 0.082087 | 0.070821 | 0.061214
PG&E | GWh | Commercial | Com - Education (Secondary School) | AppPlug | No | AppPlug - Occupancy Sensor Plug Strip | 0.020599 | 0.02621 | 0.027939 | 0.029101 | 0.029128 | 0.028391 | 0.026765 | 0.026204 | 0.024482 | 0.023399 | 0.021838 | 0.020224
PG&E | GWh | Commercial | Com - Education (Secondary School) | AppPlug | No | AppPlug - Vending Machine Controls | 0.17847 | 0.18978 | 0.20335 | 0.21241 | 0.21276 | 0.20483 | 0.18911 | 0.17132 | 0.14976 | 0.13074 | 0.11271 | 0.09689
PG&E | GWh | Commercial | Com - Education (Secondary School) | BldgEnv | No | BldgEnv - Attic Batt Insulation | 0.015043 | 0 | 0 | 0 | 0 | 0 | 0 | 0 | 0 | 0 | 0 | 0
PG&E | GWh | Commercial | Com - Education (Secondary School) | BldgEnv | No | BldgEnv - Wall Spray On Insulation | 0.0071352 | 0 | 0 | 0 | 0 | 0 | 0 | 0 | 0 | 0 | 0 | 0
PG&E | GWh | Commercial | Com - Education (Secondary School) | BldgEnv | No | BldgEnv - Window Film | 0 | 0 | 0 | 0 | 0 | 0 | 0 | 0 | 0.087364 | 0.18486 | 0.24233 | 0.26243
PG&E | GWh | Commercial | Com - Education (Secondary School) | FoodServ | No | FoodServ - Electric Griddle | 0.037034 | 0.045849 | 0.054922 | 0.06513 | 0.074743 | 0.083973 | 0.092149 | 0.10083 | 0.10797 | 0.11553 | 0.12165 | 0.12625
PG&E | GWh | Commercial | Com - Education (Secondary School) | FoodServ | No | FoodServ - Electric Steamer | 0.0055487 | 0.0067441 | 0.0078779 | 0.0090718 | 0.010059 | 0.010882 | 0.011465 | 0.012049 | 0.012382 | 0.012752 | 0.012948 | 0.01299
PG&E | GWh | Commercial | Com - Education (Secondary School) | FoodServ | No | FoodServ - Fryer (Electric) | 0.00044254 | 0.00054481 | 0.00064857 | 0.00076402 | 0.00087054 | 0.00097074 | 0.001057 | 0.0011478 | 0.00122 | 0.0012963 | 0.0013563 | 0.0013995
PG&E | GWh | Commercial | Com - Education (Secondary School) | FoodServ | No | FoodServ - Oven (Electric) | 0.008666 | 0.010646 | 0.012606 | 0.01474 | 0.016633 | 0.018338 | 0.01971 | 0.021119 | 0.022126 | 0.023187 | 0.023926 | 0.024355
PG&E | GWh | Commercial | Com - Education (Secondary School) | HVAC | No | HVAC - Chiller (Centrifugal) | 0 | 0 | 0 | 0 | 0.024154 | 0.028025 | 0.031615 | 0.034839 | 0.037702 | 0.040175 | 0.042284 | 0.044023
PG&E | GWh | Commercial | Com - Education (Secondary School) | HVAC | No | HVAC - Chiller (Reciprocating) | 0.014295 | 0.0176 | 0.02086 | 0.024393 | 0.02764 | 0.030694 | 0.033376 | 0.036172 | 0.038495 | 0.040924 | 0.042947 | 0.044551
PG&E | GWh | Commercial | Com - Education (Secondary School) | HVAC | No | HVAC - Demand Controlled Ventilation | 0.073916 | 0.075949 | 0.090648 | 0.10462 | 0.1147 | 0.11885 | 0.11535 | 0.10577 | 0.09084 | 0.075137 | 0.060176 | 0.047649
PG&E | GWh | Commercial | Com - Education (Secondary School) | HVAC | No | HVAC - Direct Evaporative Cooler | 0.26028 | 0.30077 | 0.34418 | 0.39096 | 0.43902 | 0.48733 | 0.5344 | 0.58128 | 0.62474 | 0.6658 | 0.70185 | 0.73192
PG&E | GWh | Commercial | Com - Education (Secondary School) | HVAC | No | HVAC - SEER Rated Package Rooftop AC (SEER 14) | 0.066329 | 0.079742 | 0 | 0 | 0 | 0 | 0 | 0 | 0 | 0 | 0 | 0
PG&E | GWh | Commercial | Com - Education (Secondary School) | HVAC | No | HVAC - SEER Rated Package Rooftop AC (SEER 15) | 0.065238 | 0.076923 | 0.041055 | 0.046954 | 0.052391 | 0.057603 | 0.062315 | 0.067459 | 0.072018 | 0.077214 | 0.082019 | 0.086354
PG&E | GWh | Commercial | Com - Education (Secondary School) | HVAC | No | HVAC - SEER Rated Package Rooftop HP (SEER 14) | 0.010128 | 0.012059 | 0 | 0 | 0 | 0 | 0 | 0 | 0 | 0 | 0 | 0
PG&E | GWh | Commercial | Com - Education (Secondary School) | HVAC | No | HVAC - SEER Rated Package Rooftop HP (SEER 15) | 0.039384 | 0.047104 | 0.025425 | 0.029445 | 0.03316 | 0.036752 | 0.039999 | 0.043634 | 0.046864 | 0.050513 | 0.053841 | 0.056822
PG&E | GWh | Commercial | Com - Education (Secondary School) | HVAC | No | HVAC - SEER Rated Split System AC (SEER 14) | 0.039237 | 0.044928 | 0.050032 | 0 | 0 | 0 | 0 | 0 | 0 | 0 | 0 | 0
PG&E | GWh | Commercial | Com - Education (Secondary School) | HVAC | No | HVAC - SEER Rated Split System AC (SEER 15) | 0.0040137 | 0.0051116 | 0.0028771 | 0.0034249 | 0.0039357 | 0.0044335 | 0.0048971 | 0.0053886 | 0.005838 | 0.0063226 | 0.006777 | 0.0072
PG&E | GWh | Commercial | Com - Education (Secondary School) | HVAC | No | HVAC - SEER Rated Split System HP (SEER 14) | 0.033358 | 0.039843 | 0.006237 | 0.0072047 | 0.0080891 | 0.0089353 | 0.0096923 | 0.010537 | 0.011274 | 0.012109 | 0.012868 | 0.013543
PG&E | GWh | Commercial | Com - Education (Secondary School) | HVAC | No | HVAC - SEER Rated Split System HP (SEER 15) | 0.011812 | 0.014022 | 0.0075138 | 0.008659 | 0.0096926 | 0.010679 | 0.011552 | 0.012552 | 0.013423 | 0.01444 | 0.015371 | 0.016205
PG&E | GWh | Commercial | Com - Education (Secondary School) | HVAC | No | HVAC - Thermostat | 0.50694 | 0.52822 | 0.55626 | 0.54889 | 0.49848 | 0.41697 | 0.32528 | 0.24737 | 0.18398 | 0.14425 | 0.13642 | 0.13738
PG&E | GWh | Commercial | Com - Education (Secondary School) | Lighting | Yes | Lighting - LED Fixture (Replacing T8) - Emerging | 0 | 0 | 0 | 0.066979 | 0.13769 | 0.22091 | 0.30815 | 0.4105 | 0.50862 | 0.61861 | 0.73059 | 0.83858
PG&E | GWh | Commercial | Com - Education (Secondary School) | Lighting | Yes | Lighting - LED Lamp (Basic High - Indoor) - Emerging | 0.0014063 | 0.0021702 | 0.0032355 | 0.004859 | 0.007718 | 0.0014098 | 0.0018465 | 0.0022896 | 0.002706 | 0.0031105 | 0.0034883 | 0.0038361
PG&E | GWh | Commercial | Com - Education (Secondary School) | Lighting | Yes | Lighting - LED Lamp (Basic Low - Indoor) - Emerging | 0.0030591 | 0.0050937 | 0.0063213 | 0.0086859 | 0.013682 | 0.0030541 | 0.0041605 | 0.0053763 | 0.0066134 | 0.0079324 | 0.0092678 | 0.010569
PG&E | GWh | Commercial | Com - Education (Secondary School) | Lighting | Yes | Lighting - LED Plug-In Indoor Fixture - Emerging | 0.0064348 | 0.0075484 | 0.0090444 | 0.010845 | 0.012511 | 0.00087553 | 0.00107 | 0.0012424 | 0.0014787 | 0.0017478 | 0.0021379 | 0.0025014
PG&E | GWh | Commercial | Com - Education (Secondary School) | Lighting | No | Lighting - Cold Cathode Lamp | 0.006561 | 0.0066767 | 0.0067303 | 0.0068803 | 0.0068987 | 0 | 0 | 0 | 0 | 0 | 0 | 0
PG&E | GWh | Commercial | Com - Education (Secondary School) | Lighting | No | Lighting - Compact Fluorescent Fixture (Indoor) | 1.0669 | 1.0682 | 1.0712 | 1.0855 | 1.0914 | 0 | 0 | 0 | 0 | 0 | 0 | 0
PG&E | GWh | Commercial | Com - Education (Secondary School) | Lighting | No | Lighting - Compact Fluorescent Lamp (Basic High - Indoor) | 0.029177 | 0.024983 | 0.024763 | 0.025358 | 0.02476 | 0 | 0 | 0 | 0 | 0 | 0 | 0
PG&E | GWh | Commercial | Com - Education (Secondary School) | Lighting | No | Lighting - Compact Fluorescent Lamp (Basic Low - Indoor) | 0.063085 | 0.061754 | 0.062269 | 0.062801 | 0.06073 | 0 | 0 | 0 | 0 | 0 | 0 | 0
PG&E | GWh | Commercial | Com - Education (Secondary School) | Lighting | No | Lighting - Exit Fixture (LED) | 0.25309 | 0.22633 | 0.17401 | 0.11784 | 0.070519 | 0.035475 | 0.010967 | 0 | 0 | 0 | 0 | 0
PG&E | GWh | Commercial | Com - Education (Secondary School) | Lighting | No | Lighting - Halogen Lamp (A-Line) | 0.019056 | 0.02343 | 0.027558 | 0.031962 | 0.036429 | 0 | 0 | 0 | 0 | 0 | 0 | 0
PG&E | GWh | Commercial | Com - Education (Secondary School) | Lighting | No | Lighting - Halogen Lamp (Reflector) | 0.0074474 | 0.0090826 | 0.010511 | 0.011963 | 0.013389 | 0.014456 | 0.015499 | 0.016368 | 0.017164 | 0.017861 | 0.018497 | 0.019066
PG&E | GWh | Commercial | Com - Education (Secondary School) | Lighting | No | Lighting - High Bay HID to T5 | 0.051865 | 0.059153 | 0.053579 | 0.047804 | 0.040927 | 0.034574 | 0.028606 | 0.024279 | 0.020551 | 0.019699 | 0.020004 | 0.020152
PG&E | GWh | Commercial | Com - Education (Secondary School) | Lighting | No | Lighting - Induction Fixture (Indoor) | 0.01579 | 0.018446 | 0.020918 | 0.023598 | 0.025783 | 0.027703 | 0.029197 | 0.030917 | 0.032222 | 0.033802 | 0.035112 | 0.036162
PG&E | GWh | Commercial | Com - Education (Secondary School) | Lighting | No | Lighting - Induction Fixture (Outdoor) | 0.017322 | 0.019433 | 0.021406 | 0.023609 | 0.025425 | 0.027019 | 0.02827 | 0.029751 | 0.03091 | 0.032345 | 0.03359 | 0.03466
PG&E | GWh | Commercial | Com - Education (Secondary School) | Lighting | No | Lighting - Light Sensor | 0 | 0 | 0 | 0 | 0 | 0 | 0 | 0 | 0 | 0.0046016 | 0.0048501 | 0.0050189
PG&E | GWh | Commercial | Com - Education (Secondary School) | Lighting | No | Lighting - Linear Fluorescent Delamping | 0.002729 | 0.0026201 | 0.0024644 | 0.001973 | 0 | 0 | 0 | 0 | 0 | 0 | 0 | 0
PG&E | GWh | Commercial | Com - Education (Secondary School) | Lighting | No | Lighting - Linear Fluorescent Fixture (Low Wattage T8) | 0.14327 | 0.16862 | 0.19089 | 0.21199 | 0.22642 | 0.23666 | 0.2425 | 0.24853 | 0.25134 | 0.25526 | 0.25729 | 0.25786
PG&E | GWh | Commercial | Com - Education (Secondary School) | Lighting | No | Lighting - Plug-In Fixture (Exterior) | 0.058269 | 0.072494 | 0.071438 | 0.072651 | 0.072566 | 0.072232 | 0.071366 | 0.071647 | 0.071431 | 0.072329 | 0.073039 | 0.0736
PG&E | GWh | Commercial | Com - Education (Secondary School) | Lighting | No | Lighting - Plug-In Fixture (PSMH) | 0 | 0 | 0 | 0 | 0.073517 | 0.074365 | 0.14193 | 0.1409 | 0.13748 | 0.13642 | 0.13489 | 0.13342
PG&E | GWh | Commercial | Com - Education (Secondary School) | SHW | No | SHW - EF Rated Instantaneous Water Heater (Electric) | 0.0024239 | 0.002835 | 0.0032247 | 0.0036431 | 0.0039722 | 0.0042414 | 0.0044317 | 0.004646 | 0.0047895 | 0.0049718 | 0.0051127 | 0.0052176
PG&E | GWh | Commercial | Com - Education (Secondary School) | SHW | No | SHW - EF Rated Storage Water Heater (Electric) | 0.0019009 | 0.0021767 | 0 | 0 | 0 | 0 | 0 | 0 | 0 | 0 | 0 | 0
PG&E | GWh | Commercial | Com - Education (Secondary School) | Service | No | HVAC - Comprehensive Rooftop Unit Quality Maintenance | 0.054032 | 0.048202 | 0.049221 | 0.049485 | 0.048661 | 0.046938 | 0.044334 | 0.040943 | 0.03692 | 0.032342 | 0.027635 | 0.022925
PG&E | GWh | Commercial | Com - Education (Secondary School) | Service | No | Service - HVAC Fault Detection & Diagnositics | 0 | 0.036903 | 0.036079 | 0.036622 | 0.035832 | 0.034773 | 0.03315 | 0.032857 | 0.032011 | 0.032432 | 0.032618 | 0.032623
PG&E | GWh | Commercial | Com - Education (Secondary School) | WholeBlg | No | HVAC - Energy Management System | 0.15669 | 0.19325 | 0.16946 | 0.14939 | 0.12845 | 0.10939 | 0.09191 | 0.081585 | 0.08042 | 0.082229 | 0.083301 | 0.08379
PG&E | GWh | Commercial | Com - Education (Secondary School) | WholeBlg | No | WholeBlg - Com NC Level 2 | 0.0062603 | 0 | 0 | 0 | 0 | 0 | 0 | 0 | 0 | 0 | 0 | 0
PG&E | GWh | Commercial | Com - Education (Secondary School) | WholeBlg | No | WholeBlg - Com NC Level 3 | 0.0061407 | 0 | 0 | 0 | 0 | 0 | 0 | 0 | 0 | 0 | 0 | 0
PG&E | GWh | Commercial | Com - Education (Secondary School) | WholeBlg | No | WholeBlg - Com RET Level 1 | 0.056899 | 0.078129 | 0.10085 | 0.12516 | 0.15098 | 0.1784 | 0.20724 | 0.23744 | 0.2687 | 0.30087 | 0.33351 | 0.36639
PG&E | GWh | Commercial | Com - Education (Secondary School) | WholeBlg | No | WholeBlg - Com RET Level 2 | 0.10679 | 0.1455 | 0.18705 | 0.23208 | 0.28035 | 0.33179 | 0.38607 | 0.44341 | 0.50295 | 0.5647 | 0.62761 | 0.69161
PG&E | GWh | Commercial | Com - Education (University) | AppPlug | No | AppPlug - Desktop Computer (Com - Power Management) | 0.11601 | 0.12494 | 0.13257 | 0.13752 | 0.13673 | 0.13114 | 0.12103 | 0.10971 | 0.096567 | 0.085045 | 0.074464 | 0.065266
PG&E | GWh | Commercial | Com - Education (University) | AppPlug | No | AppPlug - Occupancy Sensor Plug Strip | 0.026519 | 0.033743 | 0.035969 | 0.037465 | 0.037499 | 0.036551 | 0.034458 | 0.033735 | 0.031519 | 0.030124 | 0.028114 | 0.026036
PG&E | GWh | Commercial | Com - Education (University) | AppPlug | No | AppPlug - Vending Machine Controls | 0.33461 | 0.35581 | 0.38125 | 0.39825 | 0.3989 | 0.38403 | 0.35456 | 0.3212 | 0.28077 | 0.24512 | 0.21131 | 0.18165
PG&E | GWh | Commercial | Com - Education (University) | BldgEnv | No | BldgEnv - Wall Spray On Insulation | 0.001066 | 0 | 0 | 0 | 0 | 0 | 0 | 0 | 0 | 0 | 0 | 0
PG&E | GWh | Commercial | Com - Education (University) | BldgEnv | No | BldgEnv - Window Film | 0 | 0 | 0 | 0 | 0 | 0 | 0 | 0 | 0.057765 | 0.12223 | 0.16022 | 0.17352
PG&E | GWh | Commercial | Com - Education (University) | FoodServ | No | FoodServ - Electric Griddle | 0.0041459 | 0.0051327 | 0.0061483 | 0.0072912 | 0.0083673 | 0.0094006 | 0.010316 | 0.011288 | 0.012088 | 0.012933 | 0.013619 | 0.014133
PG&E | GWh | Commercial | Com - Education (University) | FoodServ | No | FoodServ - Electric Steamer | 0.0032969 | 0.0040072 | 0.0046809 | 0.0053903 | 0.005977 | 0.006466 | 0.0068123 | 0.0071592 | 0.007357 | 0.0075769 | 0.0076932 | 0.0077186
PG&E | GWh | Commercial | Com - Education (University) | FoodServ | No | FoodServ - Fryer (Electric) | 0.00020347 | 0.0002505 | 0.0002982 | 0.00035129 | 0.00040026 | 0.00044633 | 0.000486 | 0.00052776 | 0.00056092 | 0.00059602 | 0.0006236 | 0.00064346
PG&E | GWh | Commercial | Com - Education (University) | FoodServ | No | FoodServ - Oven (Electric) | 0.048917 | 0.060095 | 0.071158 | 0.083205 | 0.093891 | 0.10351 | 0.11126 | 0.11921 | 0.1249 | 0.13089 | 0.13505 | 0.13748
PG&E | GWh | Commercial | Com - Education (University) | HVAC | No | HVAC - Chiller (Centrifugal) | 0.035484 | 0.044422 | 0.054036 | 0.064274 | 0.075084 | 0.086272 | 0.097622 | 0.10885 | 0.11977 | 0.13005 | 0.13954 | 0.14801
PG&E | GWh | Commercial | Com - Education (University) | HVAC | No | HVAC - Chiller (Reciprocating) | 0.036425 | 0.045311 | 0.054469 | 0.064726 | 0.074711 | 0.084644 | 0.094014 | 0.10406 | 0.11314 | 0.12274 | 0.13136 | 0.1388
PG&E | GWh | Commercial | Com - Education (University) | HVAC | No | HVAC - EER Rated Package Rooftop AC (EER 11) | 0 | 0 | 0 | 0 | 0 | 0.036959 | 0.041257 | 0.04571 | 0.049551 | 0.053596 | 0.057212 | 0.060411
PG&E | GWh | Commercial | Com - Education (University) | HVAC | No | HVAC - SEER Rated Package Rooftop AC (Recharge) | 0 | 0 | 0 | 0 | 0 | 0 | 0 | 0.08719 | 0.062805 | 0.037318 | 0.016604 | 0.0014392
PG&E | GWh | Commercial | Com - Education (University) | HVAC | No | HVAC - SEER Rated Package Rooftop AC (SEER 14) | 0.13001 | 0.15648 | 0 | 0 | 0 | 0 | 0 | 0 | 0 | 0 | 0 | 0
PG&E | GWh | Commercial | Com - Education (University) | HVAC | No | HVAC - SEER Rated Package Rooftop AC (SEER 15) | 0.13492 | 0.15894 | 0.08476 | 0.096901 | 0.10805 | 0.11872 | 0.12833 | 0.13887 | 0.14823 | 0.15906 | 0.16899 | 0.17796
PG&E | GWh | Commercial | Com - Education (University) | HVAC | No | HVAC - SEER Rated Package Rooftop HP (SEER 14) | 0.014049 | 0.016721 | 0 | 0 | 0 | 0 | 0 | 0 | 0 | 0 | 0 | 0
PG&E | GWh | Commercial | Com - Education (University) | HVAC | No | HVAC - SEER Rated Package Rooftop HP (SEER 15) | 0.053081 | 0.063476 | 0.034265 | 0.039659 | 0.044656 | 0.049487 | 0.053864 | 0.058719 | 0.063043 | 0.06789 | 0.072307 | 0.076256
PG&E | GWh | Commercial | Com - Education (University) | HVAC | No | HVAC - SEER Rated Split System AC (SEER 14) | 0.10864 | 0.12797 | 0.14747 | 0 | 0 | 0 | 0 | 0 | 0 | 0 | 0 | 0
PG&E | GWh | Commercial | Com - Education (University) | HVAC | No | HVAC - SEER Rated Split System AC (SEER 15) | 0.018944 | 0.024625 | 0.014251 | 0.017531 | 0.020872 | 0.024371 | 0.027898 | 0.031891 | 0.035848 | 0.040306 | 0.044771 | 0.049176
PG&E | GWh | Commercial | Com - Education (University) | HVAC | No | HVAC - SEER Rated Split System HP (SEER 14) | 0.086757 | 0.10364 | 0.016237 | 0.018752 | 0.021072 | 0.023302 | 0.025314 | 0.027531 | 0.029482 | 0.03166 | 0.033644 | 0.035408
PG&E | GWh | Commercial | Com - Education (University) | HVAC | No | HVAC - SEER Rated Split System HP (SEER 15) | 0.028881 | 0.034368 | 0.018477 | 0.021304 | 0.023912 | 0.026423 | 0.028692 | 0.03121 | 0.033436 | 0.035941 | 0.038235 | 0.040291
PG&E | GWh | Commercial | Com - Education (University) | HVAC | No | HVAC - Thermostat | 0.78241 | 0.81911 | 0.84993 | 0.83066 | 0.75225 | 0.63465 | 0.5028 | 0.39005 | 0.29617 | 0.23536 | 0.21611 | 0.21779
PG&E | GWh | Commercial | Com - Education (University) | Lighting | Yes | Lighting - LED Fixture (Replacing T8) - Emerging | 0 | 0 | 0.06495 | 0.13815 | 0.22537 | 0.32757 | 0.43756 | 0.57084 | 0.70228 | 0.85234 | 1.0072 | 1.1581
PG&E | GWh | Commercial | Com - Education (University) | Lighting | Yes | Lighting - LED Lamp (Basic High - Indoor) - Emerging | 0.0020575 | 0.0031646 | 0.0046731 | 0.0070638 | 0.010987 | 0.0019792 | 0.0025678 | 0.0031641 | 0.0037252 | 0.0042706 | 0.00478 | 0.005249
PG&E | GWh | Commercial | Com - Education (University) | Lighting | Yes | Lighting - LED Lamp (Basic Low - Indoor) - Emerging | 0.0044079 | 0.0073188 | 0.008857 | 0.012186 | 0.019192 | 0.0042596 | 0.0057699 | 0.0074231 | 0.0091042 | 0.010893 | 0.012696 | 0.014449
PG&E | GWh | Commercial | Com - Education (University) | Lighting | Yes | Lighting - LED Plug-In Indoor Fixture - Emerging | 0.01202 | 0.015003 | 0.018757 | 0.023499 | 0.029285 | 0.002167 | 0.002752 | 0.0034318 | 0.0042139 | 0.0051498 | 0.0061451 | 0.0071775
PG&E | GWh | Commercial | Com - Education (University) | Lighting | No | Lighting - Cold Cathode Lamp | 0.0076713 | 0.0077677 | 0.0078136 | 0.0079824 | 0.0080088 | 0 | 0 | 0 | 0 | 0 | 0 | 0
PG&E | GWh | Commercial | Com - Education (University) | Lighting | No | Lighting - Compact Fluorescent Fixture (Indoor) | 1.4704 | 1.4709 | 1.4742 | 1.4931 | 1.5001 | 0 | 0 | 0 | 0 | 0 | 0 | 0
PG&E | GWh | Commercial | Com - Education (University) | Lighting | No | Lighting - Compact Fluorescent Lamp (Basic High - Indoor) | 0.039985 | 0.034336 | 0.034078 | 0.03481 | 0.034053 | 0 | 0 | 0 | 0 | 0 | 0 | 0
PG&E | GWh | Commercial | Com - Education (University) | Lighting | No | Lighting - Compact Fluorescent Lamp (Basic Low - Indoor) | 0.087028 | 0.084989 | 0.085749 | 0.086367 | 0.083354 | 0 | 0 | 0 | 0 | 0 | 0 | 0
PG&E | GWh | Commercial | Com - Education (University) | Lighting | No | Lighting - Exit Fixture (LED) | 0.33228 | 0.29709 | 0.22835 | 0.15459 | 0.092422 | 0.046382 | 0.014211 | 0 | 0 | 0 | 0 | 0
PG&E | GWh | Commercial | Com - Education (University) | Lighting | No | Lighting - Halogen Lamp (A-Line) | 0.024539 | 0.030154 | 0.035455 | 0.041108 | 0.046839 | 0 | 0 | 0 | 0 | 0 | 0 | 0
PG&E | GWh | Commercial | Com - Education (University) | Lighting | No | Lighting - Halogen Lamp (Reflector) | 0.0095933 | 0.011692 | 0.013525 | 0.015388 | 0.017214 | 0.018554 | 0.019898 | 0.020999 | 0.022021 | 0.022908 | 0.023722 | 0.024449
PG&E | GWh | Commercial | Com - Education (University) | Lighting | No | Lighting - High Bay HID to T5 | 0.075431 | 0.085462 | 0.077631 | 0.069372 | 0.05946 | 0.050085 | 0.04131 | 0.034923 | 0.029426 | 0.027904 | 0.028341 | 0.028554
PG&E | GWh | Commercial | Com - Education (University) | Lighting | No | Lighting - Induction Fixture (Indoor) | 0.019512 | 0.022537 | 0.025332 | 0.028353 | 0.030755 | 0.03287 | 0.034501 | 0.03641 | 0.037854 | 0.039628 | 0.041101 | 0.042278
PG&E | GWh | Commercial | Com - Education (University) | Lighting | No | Lighting - Induction Fixture (Outdoor) | 0.022305 | 0.025018 | 0.027558 | 0.030395 | 0.032733 | 0.034784 | 0.036395 | 0.038302 | 0.039794 | 0.041641 | 0.043244 | 0.044621
PG&E | GWh | Commercial | Com - Education (University) | Lighting | No | Lighting - Light Sensor | 0 | 0.063163 | 0.02385 | 0.024354 | 0.023987 | 0.023438 | 0.022494 | 0.022453 | 0.022025 | 0.022467 | 0.022744 | 0.022887
PG&E | GWh | Commercial | Com - Education (University) | Lighting | No | Lighting - Linear Fluorescent Delamping | 0.003682 | 0.0035347 | 0.0033266 | 0.0026642 | 0 | 0 | 0 | 0 | 0 | 0 | 0 | 0
PG&E | GWh | Commercial | Com - Education (University) | Lighting | No | Lighting - Linear Fluorescent Fixture (Low Wattage T8) | 0.20107 | 0.23669 | 0.26678 | 0.29554 | 0.31589 | 0.33074 | 0.33942 | 0.34831 | 0.35254 | 0.35825 | 0.36122 | 0.36207
PG&E | GWh | Commercial | Com - Education (University) | Lighting | No | Lighting - Plug-In Fixture (Compact Fluorescent) | 0.15169 | 0.15214 | 0.1526 | 0.1556 | 0.15455 | 0 | 0 | 0 | 0 | 0 | 0 | 0
PG&E | GWh | Commercial | Com - Education (University) | Lighting | No | Lighting - Plug-In Fixture (Exterior) | 0.075035 | 0.093329 | 0.09197 | 0.093532 | 0.093421 | 0.092991 | 0.091877 | 0.092238 | 0.09196 | 0.093116 | 0.09403 | 0.094753
PG&E | GWh | Commercial | Com - Education (University) | Lighting | No | Lighting - Plug-In Fixture (Induction) | 0 | 0 | 0 | 0 | 0 | 0 | 0 | 0 | 0.016639 | 0.022358 | 0.026095 | 0.05565
PG&E | GWh | Commercial | Com - Education (University) | Lighting | No | Lighting - Plug-In Fixture (PSMH with Electronic Ballast) | 0.0497 | 0.059764 | 0.13497 | 0.13794 | 0.13618 | 0.13409 | 0.13126 | 0.13041 | 0.1241 | 0.12063 | 0.11835 | 0.11369
PG&E | GWh | Commercial | Com - Education (University) | Lighting | No | Lighting - Plug-In Fixture (PSMH) | 0.1541 | 0.15282 | 0.14314 | 0.14464 | 0.14508 | 0.14412 | 0.14167 | 0.14105 | 0.13427 | 0.13061 | 0.12826 | 0.12206
PG&E | GWh | Commercial | Com - Education (University) | SHW | No | SHW - EF Rated Instantaneous Water Heater (Electric) | 0.0015199 | 0.0017764 | 0.0020151 | 0.0022698 | 0.0024686 | 0.0026308 | 0.0027448 | 0.0028748 | 0.0029617 | 0.0030734 | 0.0031599 | 0.0032245
PG&E | GWh | Commercial | Com - Education (University) | SHW | No | SHW - EF Rated Storage Water Heater (Electric) | 0.001124 | 0.0012867 | 0 | 0 | 0 | 0 | 0 | 0 | 0 | 0 | 0 | 0
PG&E | GWh | Commercial | Com - Education (University) | Service | No | HVAC - Comprehensive Rooftop Unit Quality Maintenance | 0.069561 | 0.062055 | 0.063368 | 0.063707 | 0.062646 | 0.060428 | 0.057076 | 0.05271 | 0.047531 | 0.041637 | 0.035578 | 0.029513
PG&E | GWh | Commercial | Com - Education (University) | Service | No | Service - HVAC Fault Detection & Diagnositics | 0 | 0.047509 | 0.046448 | 0.047148 | 0.04613 | 0.044766 | 0.042677 | 0.042301 | 0.041211 | 0.041752 | 0.041993 | 0.041999
PG&E | GWh | Commercial | Com - Education (University) | WholeBlg | No | HVAC - Energy Management System | 0.20173 | 0.24879 | 0.21816 | 0.19233 | 0.16537 | 0.14082 | 0.11832 | 0.10503 | 0.10353 | 0.10586 | 0.10724 | 0.10787
PG&E | GWh | Commercial | Com - Education (University) | WholeBlg | No | WholeBlg - Com NC Level 2 | 0.0080595 | 0 | 0 | 0 | 0 | 0 | 0 | 0 | 0 | 0 | 0 | 0
PG&E | GWh | Commercial | Com - Education (University) | WholeBlg | No | WholeBlg - Com NC Level 3 | 0.0079056 | 0 | 0 | 0 | 0 | 0 | 0 | 0 | 0 | 0 | 0 | 0
PG&E | GWh | Commercial | Com - Education (University) | WholeBlg | No | WholeBlg - Com RET Level 1 | 0.087746 | 0.12007 | 0.15456 | 0.1913 | 0.23018 | 0.27137 | 0.3146 | 0.35975 | 0.40641 | 0.45428 | 0.50276 | 0.55142
PG&E | GWh | Commercial | Com - Education (University) | WholeBlg | No | WholeBlg - Com RET Level 2 | 0.15472 | 0.21065 | 0.27055 | 0.33516 | 0.40423 | 0.47764 | 0.55497 | 0.6364 | 0.72085 | 0.80819 | 0.89702 | 0.98711
PG&E | GWh | Commercial | Com - Grocery | AppPlug | No | AppPlug - Desktop Computer (Com - Power Management) | 0.22362 | 0.24079 | 0.25536 | 0.26475 | 0.26304 | 0.25206 | 0.23237 | 0.2103 | 0.18473 | 0.16221 | 0.14148 | 0.12341
PG&E | GWh | Commercial | Com - Grocery | AppPlug | No | AppPlug - Occupancy Sensor Plug Strip | 0.051118 | 0.065014 | 0.069258 | 0.072088 | 0.072093 | 0.0702 | 0.066105 | 0.064633 | 0.060282 | 0.05749 | 0.053502 | 0.049375
PG&E | GWh | Commercial | Com - Grocery | AppPlug | No | AppPlug - Vending Machine Controls | 0.1462 | 0.15544 | 0.16648 | 0.1738 | 0.17396 | 0.16733 | 0.15433 | 0.13959 | 0.12177 | 0.106 | 0.091011 | 0.077836
PG&E | GWh | Commercial | Com - Grocery | BldgEnv | No | BldgEnv - Wall Spray On Insulation | 0.0057836 | 0 | 0 | 0 | 0 | 0 | 0 | 0 | 0 | 0 | 0 | 0
PG&E | GWh | Commercial | Com - Grocery | BldgEnv | No | BldgEnv - Window Film | 0 | 0 | 0 | 0 | 0 | 0 | 0 | 0 | 0.13735 | 0.29064 | 0.38098 | 0.41258
PG&E | GWh | Commercial | Com - Grocery | ComRefrig | No | ComRefrig - Refrigerated Case Night Cover (Low Temp) | 1.8018 | 1.721 | 2.1963 | 2.6897 | 3.1137 | 3.3491 | 3.2839 | 2.8819 | 2.2281 | 1.4943 | 0.84456 | 0.35874
PG&E | GWh | Commercial | Com - Grocery | ComRefrig | No | ComRefrig - Refrigerated Case Night Cover (Med Temp) | 2.5172 | 2.4046 | 3.074 | 3.7783 | 4.4023 | 4.782 | 4.7543 | 4.2486 | 3.3591 | 2.316 | 1.3589 | 0.62217
PG&E | GWh | Commercial | Com - Grocery | ComRefrig | No | ComRefrig - Strip Curtain for Walk In Refrigerator | 3.8358 | 3.585 | 3.7519 | 3.5676 | 3.0298 | 2.2653 | 1.4675 | 0.79174 | 0.3001 | 0 | 0 | 0
PG&E | GWh | Commercial | Com - Grocery | FoodServ | No | FoodServ - Electric Steamer | 0.077328 | 0.093978 | 0.10974 | 0.12634 | 0.14005 | 0.15146 | 0.15952 | 0.16758 | 0.17216 | 0.17723 | 0.17986 | 0.18036
PG&E | GWh | Commercial | Com - Grocery | FoodServ | No | FoodServ - Oven (Electric) | 0.026471 | 0.032516 | 0.038491 | 0.044994 | 0.050758 | 0.055942 | 0.060114 | 0.064389 | 0.06744 | 0.070646 | 0.072863 | 0.074136
PG&E | GWh | Commercial | Com - Grocery | HVAC | No | HVAC - Direct Evaporative Cooler | 0.57171 | 0 | 0 | 0 | 0 | 0 | 0 | 0 | 0 | 0 | 0 | 0
PG&E | GWh | Commercial | Com - Grocery | HVAC | No | HVAC - SEER Rated Package Rooftop AC (Recharge) | 0.99759 | 0.91746 | 0.93287 | 0.89252 | 0.79688 | 0.66018 | 0.50425 | 0.35135 | 0.21755 | 0.10996 | 0.029509 | 0
PG&E | GWh | Commercial | Com - Grocery | HVAC | No | HVAC - SEER Rated Package Rooftop AC (SEER 14) | 0.65316 | 0.78996 | 0 | 0 | 0 | 0 | 0 | 0 | 0 | 0 | 0 | 0
PG&E | GWh | Commercial | Com - Grocery | HVAC | No | HVAC - SEER Rated Package Rooftop AC (SEER 15) | 0.53136 | 0.62346 | 0.33081 | 0.37635 | 0.41765 | 0.45672 | 0.49146 | 0.52959 | 0.56419 | 0.60418 | 0.64075 | 0.67358
PG&E | GWh | Commercial | Com - Grocery | HVAC | No | HVAC - SEER Rated Package Rooftop HP (SEER 14) | 0.085278 | 0.10129 | 0 | 0 | 0 | 0 | 0 | 0 | 0 | 0 | 0 | 0
PG&E | GWh | Commercial | Com - Grocery | HVAC | No | HVAC - SEER Rated Package Rooftop HP (SEER 15) | 0.34496 | 0.41509 | 0.22514 | 0.26102 | 0.29489 | 0.32785 | 0.35817 | 0.3909 | 0.42049 | 0.45265 | 0.48186 | 0.50782
PG&E | GWh | Commercial | Com - Grocery | HVAC | No | HVAC - SEER Rated Split System AC (SEER 14) | 0.67143 | 0.87419 | 0.97718 | 0 | 0 | 0 | 0 | 0 | 0 | 0 | 0 | 0
PG&E | GWh | Commercial | Com - Grocery | HVAC | No | HVAC - SEER Rated Split System AC (SEER 15) | 0.023351 | 0.085856 | 0.048912 | 0.059467 | 0.070126 | 0.08122 | 0.092294 | 0.10485 | 0.11715 | 0.13103 | 0.14484 | 0.15835
PG&E | GWh | Commercial | Com - Grocery | HVAC | No | HVAC - Thermostat | 2.0532 | 2.1391 | 2.2536 | 2.2236 | 2.0184 | 1.6871 | 1.3143 | 0.99751 | 0.74012 | 0.5786 | 0.54767 | 0.55102
PG&E | GWh | Commercial | Com - Grocery | Lighting | Yes | Lighting - LED Fixture (Replacing T8) - Emerging | 0.15364 | 0.21598 | 0.30637 | 0.43308 | 0.58154 | 0.7625 | 0.96173 | 1.2162 | 1.4799 | 1.8711 | 2.3595 | 2.8902
PG&E | GWh | Commercial | Com - Grocery | Lighting | Yes | Lighting - LED Lamp (Basic High - Indoor) - Emerging | 0.0089461 | 0.012559 | 0.016964 | 0.021956 | 0.023763 | 0.0032952 | 0.0035125 | 0.004761 | 0.0068407 | 0.0086697 | 0.01027 | 0.011685
PG&E | GWh | Commercial | Com - Grocery | Lighting | Yes | Lighting - LED Lamp (Basic Low - Indoor) - Emerging | 0.039816 | 0.0639 | 0.082048 | 0.1001 | 0.1188 | 0.020924 | 0.02344 | 0.025839 | 0.034553 | 0.048816 | 0.061865 | 0.073557
PG&E | GWh | Commercial | Com - Grocery | Lighting | Yes | Lighting - LED Plug-In Indoor Fixture - Emerging | 0.10543 | 0.13363 | 0.16436 | 0.20024 | 0.23637 | 0.015988 | 0.020365 | 0.025434 | 0.030631 | 0.036524 | 0.042415 | 0.048257
PG&E | GWh | Commercial | Com - Grocery | Lighting | No | Lighting - Cold Cathode Lamp | 0.029413 | 0.029567 | 0.029571 | 0.029939 | 0.029891 | 0 | 0 | 0 | 0 | 0 | 0 | 0
PG&E | GWh | Commercial | Com - Grocery | Lighting | No | Lighting - Compact Fluorescent Fixture (Indoor) | 2.2432 | 2.2446 | 2.2498 | 2.279 | 2.2876 | 0 | 0 | 0 | 0 | 0 | 0 | 0
PG&E | GWh | Commercial | Com - Grocery | Lighting | No | Lighting - Compact Fluorescent Lamp (Basic High - Indoor) | 0.27328 | 0.23036 | 0.19808 | 0.17755 | 0.16463 | 0 | 0 | 0 | 0 | 0 | 0 | 0
PG&E | GWh | Commercial | Com - Grocery | Lighting | No | Lighting - Compact Fluorescent Lamp (Basic Low - Indoor) | 0.92936 | 0.92364 | 0.90342 | 0.88074 | 0.84651 | 0 | 0 | 0 | 0 | 0 | 0 | 0
PG&E | GWh | Commercial | Com - Grocery | Lighting | No | Lighting - Exit Fixture (LED) | 0.53797 | 0.48184 | 0.37147 | 0.25221 | 0.15214 | 0.078066 | 0.025882 | 0 | 0 | 0 | 0 | 0
PG&E | GWh | Commercial | Com - Grocery | Lighting | No | Lighting - Halogen Lamp (A-Line) | 0.047326 | 0.058133 | 0.068338 | 0.079218 | 0.090247 | 0 | 0 | 0 | 0 | 0 | 0 | 0
PG&E | GWh | Commercial | Com - Grocery | Lighting | No | Lighting - Halogen Lamp (Reflector) | 0.018505 | 0.022544 | 0.026072 | 0.029655 | 0.033167 | 0.03571 | 0.038303 | 0.040405 | 0.042371 | 0.044068 | 0.045633 | 0.047025
PG&E | GWh | Commercial | Com - Grocery | Lighting | No | Lighting - High Bay HID to T5 | 0.089615 | 0.097371 | 0.095558 | 0.090837 | 0.082056 | 0.07162 | 0.060272 | 0.050656 | 0.041936 | 0.03571 | 0.030952 | 0.030462
PG&E | GWh | Commercial | Com - Grocery | Lighting | No | Lighting - Induction Fixture (Indoor) | 0.076541 | 0.089994 | 0.1024 | 0.11559 | 0.1261 | 0.13528 | 0.14237 | 0.15041 | 0.15638 | 0.16357 | 0.16937 | 0.17382
PG&E | GWh | Commercial | Com - Grocery | Lighting | No | Lighting - Induction Fixture (Outdoor) | 0.043013 | 0.04824 | 0.053134 | 0.058602 | 0.063106 | 0.067039 | 0.070137 | 0.073804 | 0.076671 | 0.080219 | 0.083297 | 0.085938
PG&E | GWh | Commercial | Com - Grocery | Lighting | No | Lighting - Linear Fluorescent Delamping | 0.0019998 | 0.0019186 | 0.0018133 | 0.0014553 | 0.00082337 | 0 | 0 | 0 | 0 | 0 | 0 | 0
PG&E | GWh | Commercial | Com - Grocery | Lighting | No | Lighting - Linear Fluorescent Fixture (Low Wattage T8) | 1.1332 | 1.1522 | 1.1588 | 1.1799 | 1.1792 | 1.1728 | 1.1585 | 1.1619 | 1.1583 | 1.1359 | 1.0896 | 1.0416
PG&E | GWh | Commercial | Com - Grocery | Lighting | No | Lighting - Plug-In Fixture (Compact Fluorescent) | 0.94307 | 0.92409 | 0.90583 | 0.90619 | 0.89709 | 0 | 0 | 0 | 0 | 0 | 0 | 0
PG&E | GWh | Commercial | Com - Grocery | Lighting | No | Lighting - Plug-In Fixture (Exterior) | 0.1447 | 0.17995 | 0.17733 | 0.18033 | 0.1801 | 0.1792 | 0.17704 | 0.17771 | 0.17715 | 0.17935 | 0.18109 | 0.18245
PG&E | GWh | Commercial | Com - Grocery | Lighting | No | Lighting - Plug-In Fixture (Induction) | 0 | 0.080376 | 0.095994 | 0.19621 | 0.21805 | 0.22949 | 0.23532 | 0.24284 | 0.24648 | 0.25337 | 0.25865 | 0.26266
PG&E | GWh | Commercial | Com - Grocery | Lighting | No | Lighting - Plug-In Fixture (Linear Fluorescent) | 1.7265 | 1.8286 | 1.8825 | 1.9457 | 1.9498 | 0 | 0 | 0 | 0 | 0 | 0 | 0
PG&E | GWh | Commercial | Com - Grocery | Lighting | No | Lighting - Plug-In Fixture (PSMH with Electronic Ballast) | 0.40799 | 0.39843 | 0.38092 | 0.36143 | 0.34102 | 0.33315 | 0.32494 | 0.32263 | 0.31937 | 0.32093 | 0.32211 | 0.32293
PG&E | GWh | Commercial | Com - Grocery | Lighting | No | Lighting - Plug-In Fixture (PSMH) | 0.41853 | 0.40755 | 0.3897 | 0.37051 | 0.36046 | 0.34627 | 0.3333 | 0.32673 | 0.31983 | 0.31798 | 0.3162 | 0.31456
PG&E | GWh | Commercial | Com - Grocery | SHW | No | SHW - EF Rated Instantaneous Water Heater (Electric) | 0.0047874 | 0.0056094 | 0.0063745 | 0.0071883 | 0.0078255 | 0.0083463 | 0.0087131 | 0.009126 | 0.0094057 | 0.0097609 | 0.010035 | 0.010238
PG&E | GWh | Commercial | Com - Grocery | SHW | No | SHW - EF Rated Storage Water Heater (Electric) | 0.0032954 | 0.003764 | 0 | 0 | 0 | 0 | 0 | 0 | 0 | 0 | 0 | 0
PG&E | GWh | Commercial | Com - Grocery | Service | No | HVAC - Comprehensive Rooftop Unit Quality Maintenance | 0.13413 | 0.11966 | 0.12219 | 0.12284 | 0.1208 | 0.11652 | 0.11006 | 0.10164 | 0.091652 | 0.080287 | 0.068603 | 0.056909
PG&E | GWh | Commercial | Com - Grocery | Service | No | Service - HVAC Fault Detection & Diagnositics | 0 | 0.090901 | 0.088092 | 0.088506 | 0.085464 | 0.081668 | 0.076535 | 0.074392 | 0.07095 | 0.070262 | 0.068846 | 0.066946
PG&E | GWh | Commercial | Com - Grocery | WholeBlg | No | HVAC - Energy Management System | 0.38898 | 0.47974 | 0.42067 | 0.37086 | 0.31888 | 0.27155 | 0.22816 | 0.20253 | 0.19964 | 0.20413 | 0.20679 | 0.20801
PG&E | GWh | Commercial | Com - Grocery | WholeBlg | No | WholeBlg - Com NC Level 2 | 0.015783 | 0 | 0 | 0 | 0 | 0 | 0 | 0 | 0 | 0 | 0 | 0
PG&E | GWh | Commercial | Com - Grocery | WholeBlg | No | WholeBlg - Com NC Level 3 | 0.013644 | 0 | 0 | 0 | 0 | 0 | 0 | 0 | 0 | 0 | 0 | 0
PG&E | GWh | Commercial | Com - Grocery | WholeBlg | No | WholeBlg - Com NC ZNE | 0.029148 | 0.029832 | 0.061891 | 0.10114 | 0.11722 | 0.15643 | 0.19357 | 0.18087 | 0.2147 | 0.25836 | 0.20383 | 0.23596
PG&E | GWh | Commercial | Com - Grocery | WholeBlg | No | WholeBlg - Com RET Level 1 | 0.44942 | 0.61914 | 0.80153 | 0.99737 | 1.2062 | 1.4284 | 1.6626 | 1.9082 | 2.1629 | 2.4248 | 2.6904 | 2.9573
PG&E | GWh | Commercial | Com - Grocery | WholeBlg | No | WholeBlg - Com RET Level 2 | 0.82507 | 1.1219 | 1.441 | 1.7855 | 2.1544 | 2.5481 | 2.9643 | 3.4028 | 3.8583 | 4.3279 | 4.8042 | 5.2831
PG&E | GWh | Commercial | Com - Hospital | AppPlug | No | AppPlug - Desktop Computer (Com - Power Management) | 0.14772 | 0.15914 | 0.16885 | 0.17516 | 0.17391 | 0.16658 | 0.15348 | 0.13877 | 0.12175 | 0.10675 | 0.094846 | 0.08313
PG&E | GWh | Commercial | Com - Hospital | AppPlug | No | AppPlug - Occupancy Sensor Plug Strip | 0.033767 | 0.042979 | 0.045814 | 0.04772 | 0.047678 | 0.0464 | 0.043662 | 0.042647 | 0.03973 | 0.037843 | 0.03581 | 0.033162
PG&E | GWh | Commercial | Com - Hospital | BldgEnv | No | BldgEnv - Wall Spray On Insulation | 0.044823 | 0 | 0 | 0 | 0 | 0 | 0 | 0 | 0 | 0 | 0 | 0
PG&E | GWh | Commercial | Com - Hospital | BldgEnv | No | BldgEnv - Window Film | 0 | 0 | 0 | 0 | 0 | 0 | 0 | 0 | 0.15239 | 0.32246 | 0.4227 | 0.45776
PG&E | GWh | Commercial | Com - Hospital | FoodServ | No | FoodServ - Electric Steamer | 0.011898 | 0.014462 | 0.016893 | 0.019453 | 0.021566 | 0.023327 | 0.024572 | 0.025819 | 0.026528 | 0.027316 | 0.027764 | 0.027855
PG&E | GWh | Commercial | Com - Hospital | FoodServ | No | FoodServ - Oven (Electric) | 0.0087444 | 0.010743 | 0.012721 | 0.014874 | 0.016781 | 0.018498 | 0.01988 | 0.021298 | 0.02231 | 0.023376 | 0.024143 | 0.024577
PG&E | GWh | Commercial | Com - Hospital | HVAC | Yes | HVAC - Advanced Package Rooftop AC (> EER 12) - Emerging | 0 | 0 | 0.00093066 | 0.0024628 | 0.0044269 | 0.0067439 | 0.0093733 | 0.012325 | 0.015626 | 0.019272 | 0.02325 | 0.02767
PG&E | GWh | Commercial | Com - Hospital | HVAC | Yes | HVAC - Energy Recovery Ventilation - Emerging | 0.17783 | 0.18693 | 0.226 | 0.27138 | 0.31626 | 0.35864 | 0.39078 | 0.41444 | 0.4216 | 0.41382 | 0.38824 | 0.35351
PG&E | GWh | Commercial | Com - Hospital | HVAC | No | HVAC - Chiller (Centrifugal) | 0.059803 | 0.074866 | 0.090999 | 0.10809 | 0.12604 | 0.14451 | 0.16312 | 0.18138 | 0.19896 | 0.21534 | 0.23026 | 0.2815
PG&E | GWh | Commercial | Com - Hospital | HVAC | No | HVAC - Chiller (Reciprocating) | 0.077137 | 0.096001 | 0.11533 | 0.13713 | 0.15811 | 0.17887 | 0.19825 | 0.21926 | 0.23803 | 0.25823 | 0.27636 | 0.29185
PG&E | GWh | Commercial | Com - Hospital | HVAC | No | HVAC - Demand Controlled Ventilation | 0.69679 | 0.71533 | 0.85464 | 0.98679 | 1.0816 | 1.1194 | 1.0842 | 0.99089 | 0.84751 | 0.69766 | 0.55653 | 0.43903
PG&E | GWh | Commercial | Com - Hospital | HVAC | No | HVAC - Direct Evaporative Cooler | 1.4215 | 1.6305 | 1.8578 | 2.0979 | 2.3395 | 2.5778 | 2.8049 | 3.0239 | 3.22 | 3.3977 | 3.5621 | 3.7388
PG&E | GWh | Commercial | Com - Hospital | HVAC | No | HVAC - EER Rated Package Rooftop AC (EER 11) | 0 | 0 | 0 | 0.04463 | 0.071035 | 0.079836 | 0.087759 | 0.096053 | 0.10335 | 0.11121 | 0.1184 | 0.12518
PG&E | GWh | Commercial | Com - Hospital | HVAC | No | HVAC - SEER Rated Package Rooftop AC (SEER 14) | 0.45315 | 0.5467 | 0 | 0 | 0 | 0 | 0 | 0 | 0 | 0 | 0 | 0
PG&E | GWh | Commercial | Com - Hospital | HVAC | No | HVAC - SEER Rated Package Rooftop AC (SEER 15) | 0.3733 | 0.43846 | 0.23321 | 0.26591 | 0.2958 | 0.32429 | 0.34987 | 0.37786 | 0.4034 | 0.43257 | 0.45951 | 0.48371
PG&E | GWh | Commercial | Com - Hospital | HVAC | No | HVAC - SEER Rated Package Rooftop HP (SEER 14) | 0.036133 | 0.043001 | 0 | 0 | 0 | 0 | 0 | 0 | 0 | 0 | 0 | 0
PG&E | GWh | Commercial | Com - Hospital | HVAC | No | HVAC - SEER Rated Package Rooftop HP (SEER 15) | 0.13732 | 0.16425 | 0.088691 | 0.10258 | 0.11547 | 0.12794 | 0.13926 | 0.1517 | 0.16276 | 0.17507 | 0.18635 | 0.19635
PG&E | GWh | Commercial | Com - Hospital | HVAC | No | HVAC - SEER Rated Split System AC (SEER 14) | 0.20574 | 0.2455 | 0.27371 | 0 | 0 | 0 | 0 | 0 | 0 | 0 | 0 | 0
PG&E | GWh | Commercial | Com - Hospital | HVAC | No | HVAC - SEER Rated Split System AC (SEER 15) | 0.015148 | 0.019237 | 0.010829 | 0.012891 | 0.014821 | 0.016715 | 0.018492 | 0.020395 | 0.022166 | 0.0241 | 0.026024 | 0.028045
PG&E | GWh | Commercial | Com - Hospital | HVAC | No | HVAC - SEER Rated Split System HP (SEER 14) | 0.25956 | 0.3098 | 0.048491 | 0.055986 | 0.062865 | 0.069467 | 0.075405 | 0.081989 | 0.087766 | 0.094258 | 0.10021 | 0.10546
PG&E | GWh | Commercial | Com - Hospital | HVAC | No | HVAC - SEER Rated Split System HP (SEER 15) | 0.084108 | 0.10019 | 0.053892 | 0.062176 | 0.069789 | 0.077109 | 0.083703 | 0.091039 | 0.097497 | 0.10478 | 0.11147 | 0.11742
PG&E | GWh | Commercial | Com - Hospital | Lighting | Yes | Lighting - LED Fixture (Replacing T8) - Emerging | 0.18705 | 0.27909 | 0.40782 | 0.58311 | 0.79006 | 1.0386 | 1.3115 | 1.6406 | 1.9811 | 2.3727 | 2.7828 | 3.1842
PG&E | GWh | Commercial | Com - Hospital | Lighting | Yes | Lighting - LED Lamp (Basic High - Indoor) - Emerging | 0.036777 | 0.055635 | 0.072953 | 0.090407 | 0.10763 | 0.016025 | 0.018033 | 0.019898 | 0.021458 | 0.022784 | 0.023796 | 0.024508
PG&E | GWh | Commercial | Com - Hospital | Lighting | Yes | Lighting - LED Lamp (Basic Low - Indoor) - Emerging | 0.088684 | 0.13478 | 0.15494 | 0.17639 | 0.1975 | 0.033297 | 0.053669 | 0.078114 | 0.10057 | 0.12258 | 0.14347 | 0.16304
PG&E | GWh | Commercial | Com - Hospital | Lighting | Yes | Lighting - LED Plug-In Indoor Fixture - Emerging | 0.087813 | 0.11121 | 0.13627 | 0.16514 | 0.19409 | 0.012989 | 0.016677 | 0.020913 | 0.025184 | 0.029953 | 0.034678 | 0.039314
PG&E | GWh | Commercial | Com - Hospital | Lighting | No | Lighting - Cold Cathode Lamp | 0.0245 | 0.024534 | 0.024457 | 0.024689 | 0.024579 | 0 | 0 | 0 | 0 | 0 | 0 | 0
PG&E | GWh | Commercial | Com - Hospital | Lighting | No | Lighting - Compact Fluorescent Fixture (Indoor) | 3.5624 | 3.5492 | 3.5456 | 3.5797 | 3.5822 | 0 | 0 | 0 | 0 | 0 | 0 | 0
PG&E | GWh | Commercial | Com - Hospital | Lighting | No | Lighting - Compact Fluorescent Lamp (Basic High - Indoor) | 0.018673 | 0.032997 | 0.050059 | 0.06942 | 0.0903 | 0 | 0 | 0 | 0 | 0 | 0 | 0
PG&E | GWh | Commercial | Com - Hospital | Lighting | No | Lighting - Compact Fluorescent Lamp (Basic Low - Indoor) | 2.0262 | 1.7289 | 1.5393 | 1.4381 | 1.3755 | 0 | 0 | 0 | 0 | 0 | 0 | 0
PG&E | GWh | Commercial | Com - Hospital | Lighting | No | Lighting - Exit Fixture (LED) | 0.43625 | 0.38995 | 0.29959 | 0.20272 | 0.12103 | 0.060513 | 0.018285 | 0 | 0 | 0 | 0 | 0
PG&E | GWh | Commercial | Com - Hospital | Lighting | No | Lighting - Halogen Lamp (A-Line) | 0.031262 | 0.038397 | 0.045135 | 0.052318 | 0.059599 | 0 | 0 | 0 | 0 | 0 | 0 | 0
PG&E | GWh | Commercial | Com - Hospital | Lighting | No | Lighting - Halogen Lamp (Reflector) | 0.012225 | 0.014891 | 0.017221 | 0.019585 | 0.021903 | 0.023575 | 0.025288 | 0.026673 | 0.027971 | 0.02909 | 0.030123 | 0.031042
PG&E | GWh | Commercial | Com - Hospital | Lighting | No | Lighting - High Bay HID to T5 | 0.12039 | 0.12546 | 0.13537 | 0.14142 | 0.14057 | 0.13353 | 0.12079 | 0.10602 | 0.089588 | 0.075131 | 0.062576 | 0.052231
PG&E | GWh | Commercial | Com - Hospital | Lighting | No | Lighting - Induction Fixture (Indoor) | 0.06041 | 0.072217 | 0.083212 | 0.094881 | 0.10437 | 0.11272 | 0.11922 | 0.12645 | 0.13183 | 0.13816 | 0.14329 | 0.14715
PG&E | GWh | Commercial | Com - Hospital | Lighting | No | Lighting - Induction Fixture (Outdoor) | 0.028411 | 0.031866 | 0.035101 | 0.038715 | 0.041691 | 0.0443 | 0.046349 | 0.048775 | 0.050673 | 0.053022 | 0.055081 | 0.056835
PG&E | GWh | Commercial | Com - Hospital | Lighting | No | Lighting - Linear Fluorescent Delamping | 0.021898 | 0.021007 | 0.019878 | 0.015967 | 0.0090361 | 0 | 0 | 0 | 0 | 0 | 0 | 0
PG&E | GWh | Commercial | Com - Hospital | Lighting | No | Lighting - Linear Fluorescent Fixture (Low Wattage T8) | 0.39878 | 0.46875 | 0.53234 | 0.59762 | 0.64981 | 0.69221 | 0.72227 | 0.7517 | 0.77009 | 0.78965 | 0.80164 | 0.80687
PG&E | GWh | Commercial | Com - Hospital | Lighting | No | Lighting - Plug-In Fixture (Compact Fluorescent) | 0.7469 | 0.72969 | 0.71367 | 0.71249 | 0.70495 | 0 | 0 | 0 | 0 | 0 | 0 | 0
PG&E | GWh | Commercial | Com - Hospital | Lighting | No | Lighting - Plug-In Fixture (Exterior) | 0.095575 | 0.11887 | 0.11714 | 0.11913 | 0.11899 | 0.11843 | 0.117 | 0.11746 | 0.11709 | 0.11856 | 0.11977 | 0.12069
PG&E | GWh | Commercial | Com - Hospital | Lighting | No | Lighting - Plug-In Fixture (Induction) | 0.19939 | 0.19832 | 0.19814 | 0.20206 | 0.20254 | 0.20226 | 0.20028 | 0.20189 | 0.20186 | 0.20532 | 0.20818 | 0.21036
PG&E | GWh | Commercial | Com - Hospital | Lighting | No | Lighting - Plug-In Fixture (Linear Fluorescent) | 1.3123 | 1.3908 | 1.4321 | 1.4786 | 1.4806 | 0 | 0 | 0 | 0 | 0 | 0 | 0
PG&E | GWh | Commercial | Com - Hospital | Lighting | No | Lighting - Plug-In Fixture (MH Directional) | 0 | 0 | 0 | 0 | 0 | 0 | 0 | 0 | 0 | 0 | 0.058401 | 0.099099
PG&E | GWh | Commercial | Com - Hospital | Lighting | No | Lighting - Plug-In Fixture (PSMH with Electronic Ballast) | 0.23141 | 0.2414 | 0.23958 | 0.24196 | 0.24104 | 0.2394 | 0.23634 | 0.23632 | 0.23498 | 0.23659 | 0.23781 | 0.2386
PG&E | GWh | Commercial | Com - Hospital | Lighting | No | Lighting - Plug-In Fixture (PSMH) | 0.22286 | 0.23262 | 0.23035 | 0.23171 | 0.2298 | 0.22712 | 0.22318 | 0.22194 | 0.21957 | 0.21986 | 0.21989 | 0.21964
PG&E | GWh | Commercial | Com - Hospital | SHW | No | SHW - EF Rated Instantaneous Water Heater (Electric) | 0.0036683 | 0.0042867 | 0.0048756 | 0.0055108 | 0.00601 | 0.0064183 | 0.0067052 | 0.0070297 | 0.007246 | 0.0075235 | 0.007738 | 0.0078979
PG&E | GWh | Commercial | Com - Hospital | SHW | No | SHW - EF Rated Storage Water Heater (Electric) | 0.0028747 | 0.0032938 | 0 | 0 | 0 | 0 | 0 | 0 | 0 | 0 | 0 | 0
PG&E | GWh | Commercial | Com - Hospital | Service | No | HVAC - Comprehensive Rooftop Unit Quality Maintenance | 0.088601 | 0.079041 | 0.080713 | 0.081145 | 0.079794 | 0.076969 | 0.072698 | 0.067138 | 0.060541 | 0.053034 | 0.045316 | 0.037592
PG&E | GWh | Commercial | Com - Hospital | Service | No | Service - HVAC Fault Detection & Diagnositics | 0 | 0.060514 | 0.059162 | 0.060053 | 0.058391 | 0.056345 | 0.053359 | 0.052455 | 0.050656 | 0.050861 | 0.053487 | 0.053495
PG&E | GWh | Commercial | Com - Hospital | WholeBlg | No | HVAC - Energy Management System | 0.25694 | 0.31689 | 0.27788 | 0.24497 | 0.21064 | 0.17937 | 0.15071 | 0.13378 | 0.13187 | 0.13484 | 0.1366 | 0.1374
PG&E | GWh | Commercial | Com - Hospital | WholeBlg | No | WholeBlg - Com NC Level 2 | 0.010353 | 0 | 0 | 0 | 0 | 0 | 0 | 0 | 0 | 0 | 0 | 0
PG&E | GWh | Commercial | Com - Hospital | WholeBlg | No | WholeBlg - Com NC Level 3 | 0.0093587 | 0 | 0 | 0 | 0 | 0 | 0 | 0 | 0 | 0 | 0 | 0
PG&E | GWh | Commercial | Com - Hospital | WholeBlg | No | WholeBlg - Com NC ZNE | 0.002093 | 0 | 0 | 0 | 0.0062833 | 0.011611 | 0.01721 | 0.018377 | 0.023684 | 0.029925 | 0 | 0
PG&E | GWh | Commercial | Com - Hospital | WholeBlg | No | WholeBlg - Com RET Level 1 | 0.19879 | 0.27175 | 0.34937 | 0.43168 | 0.51848 | 0.61028 | 0.7065 | 0.80677 | 0.91035 | 1.0164 | 1.1238 | 1.2324
PG&E | GWh | Commercial | Com - Hospital | WholeBlg | No | WholeBlg - Com RET Level 2 | 0.37238 | 0.50676 | 0.65068 | 0.80595 | 0.97216 | 1.1485 | 1.3342 | 1.5296 | 1.7323 | 1.9416 | 2.1545 | 2.3688
PG&E | GWh | Commercial | Com - Hotel | AppPlug | No | AppPlug - Desktop Computer (Com - Power Management) | 0.1312 | 0.1413 | 0.14992 | 0.15552 | 0.15463 | 0.14831 | 0.13687 | 0.12407 | 0.10921 | 0.096179 | 0.084212 | 0.07381
PG&E | GWh | Commercial | Com - Hotel | AppPlug | No | AppPlug - Occupancy Sensor Plug Strip | 0.02999 | 0.03816 | 0.040678 | 0.04237 | 0.042408 | 0.041336 | 0.038969 | 0.038152 | 0.035645 | 0.034068 | 0.031795 | 0.029444
PG&E | GWh | Commercial | Com - Hotel | AppPlug | No | AppPlug - Vending Machine Controls | 0.20687 | 0.21997 | 0.23571 | 0.24621 | 0.24661 | 0.23742 | 0.2192 | 0.19858 | 0.17358 | 0.15154 | 0.13064 | 0.11231
PG&E | GWh | Commercial | Com - Hotel | BldgEnv | No | BldgEnv - Wall Spray On Insulation | 0.087413 | 0.045503 | 0.019166 | 0.0019914 | 0 | 0 | 0 | 0 | 0 | 0 | 0 | 0
PG&E | GWh | Commercial | Com - Hotel | BldgEnv | No | BldgEnv - Window Film | 0 | 0 | 0 | 0 | 0 | 0 | 0 | 0 | 0.13829 | 0.29263 | 0.38359 | 0.41541
PG&E | GWh | Commercial | Com - Hotel | FoodServ | No | FoodServ - Electric Griddle | 0.0005328 | 0.00065963 | 0.00079015 | 0.00093702 | 0.0010753 | 0.0012081 | 0.0013257 | 0.0014506 | 0.0015534 | 0.0016621 | 0.0017502 | 0.0018163
PG&E | GWh | Commercial | Com - Hotel | FoodServ | No | FoodServ - Electric Steamer | 0.0049714 | 0.0060425 | 0.0070583 | 0.008128 | 0.0090127 | 0.0097501 | 0.010272 | 0.010795 | 0.011094 | 0.011425 | 0.011601 | 0.011639
PG&E | GWh | Commercial | Com - Hotel | FoodServ | No | FoodServ - Fryer (Electric) | 0.00036818 | 0.00045326 | 0.00053959 | 0.00063565 | 0.00072427 | 0.00080762 | 0.00087941 | 0.00095497 | 0.001015 | 0.0010785 | 0.0011284 | 0.0011643
PG&E | GWh | Commercial | Com - Hotel | FoodServ | No | FoodServ - Oven (Electric) | 0.0038822 | 0.0047693 | 0.0056473 | 0.0066034 | 0.0074515 | 0.008215 | 0.0088298 | 0.0094609 | 0.0099122 | 0.010387 | 0.010718 | 0.010911
PG&E | GWh | Commercial | Com - Hotel | HVAC | Yes | HVAC - Advanced Package Rooftop AC (> EER 12) - Emerging | 0 | 0 | 0.00054654 | 0.001441 | 0.0026036 | 0.0039891 | 0.005569 | 0.0073441 | 0.0093273 | 0.011514 | 0.013901 | 0.016575
PG&E | GWh | Commercial | Com - Hotel | HVAC | No | HVAC - Chiller (Centrifugal) | 0.04127 | 0.051522 | 0.062165 | 0.073066 | 0.084106 | 0.095015 | 0.10552 | 0.11533 | 0.12426 | 0.13207 | 0.13868 | 0.16597
PG&E | GWh | Commercial | Com - Hotel | HVAC | No | HVAC - Chiller (Reciprocating) | 0.059994 | 0.073278 | 0.085783 | 0.098874 | 0.11008 | 0.1199 | 0.12768 | 0.13559 | 0.14132 | 0.14739 | 0.15184 | 0.15477
PG&E | GWh | Commercial | Com - Hotel | HVAC | No | HVAC - Demand Controlled Ventilation | 0.16761 | 0.17211 | 0.20557 | 0.23732 | 0.26014 | 0.26935 | 0.26106 | 0.23885 | 0.20458 | 0.16868 | 0.13469 | 0.10638
PG&E | GWh | Commercial | Com - Hotel | HVAC | No | HVAC - EER Rated Package Rooftop AC (EER 11) | 0 | 0.028447 | 0.03316 | 0.0384 | 0.043252 | 0.047882 | 0.052042 | 0.056571 | 0.060567 | 0.064997 | 0.069058 | 0.073036
PG&E | GWh | Commercial | Com - Hotel | HVAC | No | HVAC - SEER Rated Package Rooftop AC (Recharge) | 0 | 0 | 0 | 0.17792 | 0.15937 | 0.13217 | 0.10097 | 0.070355 | 0.043549 | 0.022028 | 0.0058841 | 0
PG&E | GWh | Commercial | Com - Hotel | HVAC | No | HVAC - SEER Rated Package Rooftop AC (SEER 14) | 0.19919 | 0.24023 | 0 | 0 | 0 | 0 | 0 | 0 | 0 | 0 | 0 | 0
PG&E | GWh | Commercial | Com - Hotel | HVAC | No | HVAC - SEER Rated Package Rooftop AC (SEER 15) | 0.18327 | 0.21541 | 0.11468 | 0.13087 | 0.14571 | 0.15988 | 0.17262 | 0.18655 | 0.19921 | 0.21365 | 0.2269 | 0.23887
PG&E | GWh | Commercial | Com - Hotel | HVAC | No | HVAC - SEER Rated Package Rooftop HP (SEER 14) | 0.020572 | 0.024414 | 0 | 0 | 0 | 0 | 0 | 0 | 0 | 0 | 0 | 0
PG&E | GWh | Commercial | Com - Hotel | HVAC | No | HVAC - SEER Rated Package Rooftop HP (SEER 15) | 0.081153 | 0.097291 | 0.05263 | 0.061033 | 0.068822 | 0.076353 | 0.083173 | 0.090737 | 0.09753 | 0.10513 | 0.11204 | 0.11819
PG&E | GWh | Commercial | Com - Hotel | HVAC | No | HVAC - SEER Rated Split System AC (SEER 14) | 0.16736 | 0.19739 | 0.22781 | 0 | 0 | 0 | 0 | 0 | 0 | 0 | 0 | 0
PG&E | GWh | Commercial | Com - Hotel | HVAC | No | HVAC - SEER Rated Split System AC (SEER 15) | 0.025434 | 0.033054 | 0.019129 | 0.023521 | 0.027997 | 0.032685 | 0.037411 | 0.042747 | 0.048035 | 0.053974 | 0.059921 | 0.065784
PG&E | GWh | Commercial | Com - Hotel | HVAC | No | HVAC - SEER Rated Split System HP (SEER 14) | 0.11861 | 0.14158 | 0.022164 | 0.025598 | 0.028746 | 0.031765 | 0.034474 | 0.037487 | 0.040127 | 0.043098 | 0.045798 | 0.048198
PG&E | GWh | Commercial | Com - Hotel | HVAC | No | HVAC - SEER Rated Split System HP (SEER 15) | 0.040041 | 0.047676 | 0.025637 | 0.029594 | 0.033218 | 0.036699 | 0.039823 | 0.043331 | 0.046414 | 0.04992 | 0.053119 | 0.055983
PG&E | GWh | Commercial | Com - Hotel | Lighting | Yes | Lighting - LED Fixture (Replacing T8) - Emerging | 0 | 0 | 0 | 0 | 0.087322 | 0.16909 | 0.24949 | 0.34154 | 0.42583 | 0.5189 | 0.6113 | 0.69876
PG&E | GWh | Commercial | Com - Hotel | Lighting | Yes | Lighting - LED Lamp (Basic High - Indoor) - Emerging | 0.0055993 | 0.010801 | 0.018309 | 0.028445 | 0.036815 | 0.0059645 | 0.0073015 | 0.0086893 | 0.0099672 | 0.011156 | 0.012165 | 0.012979
PG&E | GWh | Commercial | Com - Hotel | Lighting | Yes | Lighting - LED Lamp (Basic Low - Indoor) - Emerging | 0.011884 | 0.018802 | 0.026542 | 0.032003 | 0.037899 | 0.0066998 | 0.0075578 | 0.012226 | 0.017482 | 0.022627 | 0.027581 | 0.032229
PG&E | GWh | Commercial | Com - Hotel | Lighting | Yes | Lighting - LED Plug-In Indoor Fixture - Emerging | 0.022312 | 0.028201 | 0.034978 | 0.043205 | 0.051892 | 0.0036043 | 0.0046071 | 0.005774 | 0.0070191 | 0.0084566 | 0.0099281 | 0.011417
PG&E | GWh | Commercial | Com - Hotel | Lighting | No | Lighting - Cold Cathode Lamp | 0.0056512 | 0.0057232 | 0.0057652 | 0.0059246 | 0.0059655 | 0 | 0 | 0 | 0 | 0 | 0 | 0
PG&E | GWh | Commercial | Com - Hotel | Lighting | No | Lighting - Compact Fluorescent Fixture (Indoor) | 1.1532 | 1.1558 | 1.16 | 1.176 | 1.1841 | 0 | 0 | 0 | 0 | 0 | 0 | 0
PG&E | GWh | Commercial | Com - Hotel | Lighting | No | Lighting - Compact Fluorescent Lamp (Basic High - Indoor) | 0.16753 | 0.22438 | 0.27486 | 0.3201 | 0.35713 | 0 | 0 | 0 | 0 | 0 | 0 | 0
PG&E | GWh | Commercial | Com - Hotel | Lighting | No | Lighting - Compact Fluorescent Lamp (Basic Low - Indoor) | 0.38752 | 0.3578 | 0.33022 | 0.31288 | 0.29829 | 0 | 0 | 0 | 0 | 0 | 0 | 0
PG&E | GWh | Commercial | Com - Hotel | Lighting | No | Lighting - Exit Fixture (LED) | 0.36428 | 0.32579 | 0.25053 | 0.16968 | 0.1016 | 0.051185 | 0.015907 | 0 | 0 | 0 | 0 | 0
PG&E | GWh | Commercial | Com - Hotel | Lighting | No | Lighting - Halogen Lamp (A-Line) | 0.027744 | 0.034114 | 0.040124 | 0.046537 | 0.053042 | 0 | 0 | 0 | 0 | 0 | 0 | 0
PG&E | GWh | Commercial | Com - Hotel | Lighting | No | Lighting - Halogen Lamp (Reflector) | 0.010843 | 0.013224 | 0.015304 | 0.017419 | 0.019495 | 0.021051 | 0.022569 | 0.023836 | 0.024995 | 0.02601 | 0.026936 | 0.027766
PG&E | GWh | Commercial | Com - Hotel | Lighting | No | Lighting - High Bay HID to T5 | 0 | 0 | 0 | 0.030577 | 0.029967 | 0.029124 | 0.027808 | 0.027606 | 0.026938 | 0.027336 | 0.027532 | 0.027573
PG&E | GWh | Commercial | Com - Hotel | Lighting | No | Lighting - Induction Fixture (Indoor) | 0.020502 | 0.023925 | 0.027123 | 0.030604 | 0.033455 | 0.035968 | 0.037932 | 0.040199 | 0.041931 | 0.044027 | 0.045774 | 0.047186
PG&E | GWh | Commercial | Com - Hotel | Lighting | No | Lighting - Induction Fixture (Outdoor) | 0.025222 | 0.028294 | 0.031166 | 0.034374 | 0.037018 | 0.039338 | 0.041159 | 0.043316 | 0.045004 | 0.047092 | 0.048906 | 0.050463
PG&E | GWh | Commercial | Com - Hotel | Lighting | No | Lighting - Linear Fluorescent Delamping | 0.0033959 | 0.0032619 | 0.0030604 | 0.002447 | 0 | 0 | 0 | 0 | 0 | 0 | 0 | 0
PG&E | GWh | Commercial | Com - Hotel | Lighting | No | Lighting - Linear Fluorescent Fixture (Low Wattage T8) | 0.11795 | 0.1383 | 0.15625 | 0.17431 | 0.18729 | 0.19504 | 0.19835 | 0.2024 | 0.20413 | 0.20705 | 0.20857 | 0.20902
PG&E | GWh | Commercial | Com - Hotel | Lighting | No | Lighting - Occupancy Sensor | 0 | 0 | 0 | 0 | 0 | 0 | 0 | 0 | 0 | 0 | 0 | 0.24439
PG&E | GWh | Commercial | Com - Hotel | Lighting | No | Lighting - Plug-In Fixture (Compact Fluorescent) | 0.22633 | 0.22378 | 0.22133 | 0.2232 | 0.22272 | 0 | 0 | 0 | 0 | 0 | 0 | 0
PG&E | GWh | Commercial | Com - Hotel | Lighting | No | Lighting - Plug-In Fixture (Exterior) | 0.084843 | 0.10555 | 0.10401 | 0.10578 | 0.10565 | 0.10517 | 0.10391 | 0.10431 | 0.104 | 0.10531 | 0.10634 | 0.10716
PG&E | GWh | Commercial | Com - Hotel | Lighting | No | Lighting - Plug-In Fixture (Induction) | 0 | 0 | 0 | 0 | 0 | 0 | 0 | 0 | 0 | 0 | 0 | 0.020736
PG&E | GWh | Commercial | Com - Hotel | Lighting | No | Lighting - Plug-In Fixture (Linear Fluorescent) | 0 | 0.44102 | 0.45592 | 0.46996 | 0.46963 | 0 | 0 | 0 | 0 | 0 | 0 | 0
PG&E | GWh | Commercial | Com - Hotel | Lighting | No | Lighting - Plug-In Fixture (PSMH with Electronic Ballast) | 0 | 0 | 0.063173 | 0.096456 | 0.10007 | 0.10153 | 0.10108 | 0.10137 | 0.10063 | 0.10113 | 0.10125 | 0.10347
PG&E | GWh | Commercial | Com - Hotel | Lighting | No | Lighting - Plug-In Fixture (PSMH) | 0.13177 | 0.1466 | 0.13604 | 0.13294 | 0.12886 | 0.12551 | 0.1221 | 0.12102 | 0.11933 | 0.11953 | 0.11948 | 0.11004
PG&E | GWh | Commercial | Com - Hotel | SHW | No | SHW - EF Rated Instantaneous Water Heater (Electric) | 0.0015791 | 0.0018395 | 0.0020875 | 0.0023549 | 0.0025651 | 0.002737 | 0.0028579 | 0.0029945 | 0.0030859 | 0.0032029 | 0.0032937 | 0.0033617
PG&E | GWh | Commercial | Com - Hotel | SHW | No | SHW - EF Rated Storage Water Heater (Electric) | 0.0013928 | 0.0015981 | 0 | 0 | 0 | 0 | 0 | 0 | 0 | 0 | 0 | 0
PG&E | GWh | Commercial | Com - Hotel | Service | No | HVAC - Comprehensive Rooftop Unit Quality Maintenance | 0.078668 | 0.070179 | 0.071664 | 0.072048 | 0.070848 | 0.06834 | 0.064548 | 0.059611 | 0.053753 | 0.047088 | 0.040236 | 0.033377
PG&E | GWh | Commercial | Com - Hotel | Service | No | Service - HVAC Fault Detection & Diagnositics | 0 | 0.053729 | 0.052529 | 0.05332 | 0.052169 | 0.050627 | 0.048265 | 0.047839 | 0.046607 | 0.047219 | 0.047491 | 0.047498
PG&E | GWh | Commercial | Com - Hotel | WholeBlg | No | HVAC - Energy Management System | 0.22814 | 0.28137 | 0.24672 | 0.21751 | 0.18702 | 0.15926 | 0.13382 | 0.11878 | 0.11709 | 0.11972 | 0.12128 | 0.12199
PG&E | GWh | Commercial | Com - Hotel | WholeBlg | No | WholeBlg - Com NC Level 2 | 0.0091117 | 0 | 0 | 0 | 0 | 0 | 0 | 0 | 0 | 0 | 0 | 0
PG&E | GWh | Commercial | Com - Hotel | WholeBlg | No | WholeBlg - Com NC Level 3 | 0.0087935 | 0 | 0 | 0 | 0 | 0 | 0 | 0 | 0 | 0 | 0 | 0
PG&E | GWh | Commercial | Com - Hotel | WholeBlg | No | WholeBlg - Com RET Level 1 | 0.11443 | 0.15673 | 0.2018 | 0.24968 | 0.30025 | 0.35374 | 0.40984 | 0.46831 | 0.52873 | 0.59058 | 0.65322 | 0.71597
PG&E | GWh | Commercial | Com - Hotel | WholeBlg | No | WholeBlg - Com RET Level 2 | 0.19731 | 0.26834 | 0.34439 | 0.42631 | 0.51393 | 0.60697 | 0.70502 | 0.80815 | 0.91511 | 1.0255 | 1.1377 | 1.251
PG&E | GWh | Commercial | Com - Motel | AppPlug | No | AppPlug - Desktop Computer (Com - Power Management) | 0.1312 | 0.1413 | 0.14992 | 0.15552 | 0.15463 | 0.14831 | 0.13687 | 0.12407 | 0.10921 | 0.096179 | 0.084212 | 0.07381
PG&E | GWh | Commercial | Com - Motel | AppPlug | No | AppPlug - Occupancy Sensor Plug Strip | 0.02999 | 0.03816 | 0.040678 | 0.04237 | 0.042408 | 0.041336 | 0.038969 | 0.038152 | 0.035645 | 0.034068 | 0.031795 | 0.029444
PG&E | GWh | Commercial | Com - Motel | AppPlug | No | AppPlug - Vending Machine Controls | 0.20687 | 0.21997 | 0.23571 | 0.24621 | 0.24661 | 0.23742 | 0.2192 | 0.19858 | 0.17358 | 0.15154 | 0.13064 | 0.11231
PG&E | GWh | Commercial | Com - Motel | BldgEnv | No | BldgEnv - Wall Spray On Insulation | 0.090169 | 0.048219 | 0.021082 | 0.0032665 | 0 | 0 | 0 | 0 | 0 | 0 | 0 | 0
PG&E | GWh | Commercial | Com - Motel | BldgEnv | No | BldgEnv - Window Film | 0 | 0 | 0 | 0 | 0 | 0 | 0 | 0 | 0.13829 | 0.29263 | 0.38359 | 0.41541
PG&E | GWh | Commercial | Com - Motel | FoodServ | No | FoodServ - Electric Griddle | 0.0005328 | 0.00065963 | 0.00079015 | 0.00093702 | 0.0010753 | 0.0012081 | 0.0013257 | 0.0014506 | 0.0015534 | 0.0016621 | 0.0017502 | 0.0018163
PG&E | GWh | Commercial | Com - Motel | FoodServ | No | FoodServ - Electric Steamer | 0.0049714 | 0.0060425 | 0.0070583 | 0.008128 | 0.0090127 | 0.0097501 | 0.010272 | 0.010795 | 0.011094 | 0.011425 | 0.011601 | 0.011639
PG&E | GWh | Commercial | Com - Motel | FoodServ | No | FoodServ - Fryer (Electric) | 0.00036818 | 0.00045326 | 0.00053959 | 0.00063565 | 0.00072427 | 0.00080762 | 0.00087941 | 0.00095497 | 0.001015 | 0.0010785 | 0.0011284 | 0.0011643
PG&E | GWh | Commercial | Com - Motel | FoodServ | No | FoodServ - Oven (Electric) | 0.0038822 | 0.0047693 | 0.0056473 | 0.0066034 | 0.0074515 | 0.008215 | 0.0088298 | 0.0094609 | 0.0099122 | 0.010387 | 0.010718 | 0.010911
PG&E | GWh | Commercial | Com - Motel | HVAC | Yes | HVAC - Advanced Package Rooftop AC (> EER 12) - Emerging | 0 | 0 | 0.00054541 | 0.001438 | 0.0025983 | 0.0039811 | 0.0055578 | 0.0073294 | 0.0093085 | 0.011491 | 0.013873 | 0.016542
PG&E | GWh | Commercial | Com - Motel | HVAC | No | HVAC - Chiller (Centrifugal) | 0.021674 | 0.027022 | 0.032695 | 0.038644 | 0.04483 | 0.051125 | 0.057396 | 0.063475 | 0.06926 | 0.074582 | 0.10247 | 0.10855
PG&E | GWh | Commercial | Com - Motel | HVAC | No | HVAC - Chiller (Reciprocating) | 0.043737 | 0.053611 | 0.063028 | 0.073409 | 0.082364 | 0.09043 | 0.096961 | 0.1042 | 0.10971 | 0.11608 | 0.12118 | 0.12502
PG&E | GWh | Commercial | Com - Motel | HVAC | No | HVAC - Demand Controlled Ventilation | 0.16761 | 0.17211 | 0.20557 | 0.23732 | 0.26014 | 0.26935 | 0.26106 | 0.23885 | 0.20458 | 0.16868 | 0.13469 | 0.10638
PG&E | GWh | Commercial | Com - Motel | HVAC | No | HVAC - EER Rated Package Rooftop AC (EER 11) | 0 | 0.028446 | 0.033159 | 0.038399 | 0.043252 | 0.047883 | 0.052043 | 0.056572 | 0.060568 | 0.064998 | 0.06906 | 0.073038
PG&E | GWh | Commercial | Com - Motel | HVAC | No | HVAC - Repair Duct System | 0 | 0 | 0 | 0 | 0 | 0 | 0 | 0 | 0.053131 | 0.02584 | 0.005726 | 0
PG&E | GWh | Commercial | Com - Motel | HVAC | No | HVAC - SEER Rated Package Rooftop AC (Recharge) | 0.25951 | 0.23835 | 0.24193 | 0.23105 | 0.20606 | 0.17056 | 0.13019 | 0.090645 | 0.056041 | 0.028255 | 0.0074072 | 0
PG&E | GWh | Commercial | Com - Motel | HVAC | No | HVAC - SEER Rated Package Rooftop AC (SEER 14) | 0.19918 | 0.24023 | 0 | 0 | 0 | 0 | 0 | 0 | 0 | 0 | 0 | 0
PG&E | GWh | Commercial | Com - Motel | HVAC | No | HVAC - SEER Rated Package Rooftop AC (SEER 15) | 0.18326 | 0.21541 | 0.11468 | 0.13087 | 0.14571 | 0.15988 | 0.17262 | 0.18655 | 0.19921 | 0.21365 | 0.2269 | 0.23887
PG&E | GWh | Commercial | Com - Motel | HVAC | No | HVAC - SEER Rated Package Rooftop HP (SEER 14) | 0.020571 | 0.024414 | 0 | 0 | 0 | 0 | 0 | 0 | 0 | 0 | 0 | 0
PG&E | GWh | Commercial | Com - Motel | HVAC | No | HVAC - SEER Rated Package Rooftop HP (SEER 15) | 0.081149 | 0.097291 | 0.05263 | 0.061033 | 0.068822 | 0.076353 | 0.083173 | 0.090737 | 0.09753 | 0.10513 | 0.11204 | 0.11819
PG&E | GWh | Commercial | Com - Motel | HVAC | No | HVAC - SEER Rated Split System AC (SEER 14) | 0.16736 | 0.19739 | 0.22781 | 0 | 0 | 0 | 0 | 0 | 0 | 0 | 0 | 0
PG&E | GWh | Commercial | Com - Motel | HVAC | No | HVAC - SEER Rated Split System AC (SEER 15) | 0.025433 | 0.033054 | 0.019129 | 0.023521 | 0.027997 | 0.032685 | 0.037411 | 0.042747 | 0.048035 | 0.053974 | 0.059921 | 0.065784
PG&E | GWh | Commercial | Com - Motel | HVAC | No | HVAC - SEER Rated Split System HP (SEER 14) | 0.11861 | 0.14158 | 0.022164 | 0.025598 | 0.028746 | 0.031765 | 0.034474 | 0.037487 | 0.040127 | 0.043098 | 0.045798 | 0.048198
PG&E | GWh | Commercial | Com - Motel | HVAC | No | HVAC - SEER Rated Split System HP (SEER 15) | 0.040039 | 0.047676 | 0.025637 | 0.029594 | 0.033218 | 0.036699 | 0.039823 | 0.043331 | 0.046414 | 0.04992 | 0.053119 | 0.055983
PG&E | GWh | Commercial | Com - Motel | Lighting | Yes | Lighting - LED Fixture (Replacing T8) - Emerging | 0 | 0 | 0 | 0 | 0 | 0.11582 | 0.21169 | 0.30769 | 0.38474 | 0.46163 | 0.53394 | 0.60008
PG&E | GWh | Commercial | Com - Motel | Lighting | Yes | Lighting - LED Lamp (Basic High - Indoor) - Emerging | 0.004123 | 0.0081111 | 0.014153 | 0.022594 | 0.030135 | 0.0049398 | 0.0061178 | 0.0073535 | 0.0084977 | 0.009567 | 0.010481 | 0.011221
PG&E | GWh | Commercial | Com - Motel | Lighting | Yes | Lighting - LED Lamp (Basic Low - Indoor) - Emerging | 0.0092589 | 0.014792 | 0.021903 | 0.026696 | 0.031999 | 0.0057203 | 0.0065127 | 0.010445 | 0.015051 | 0.019599 | 0.024017 | 0.028179
PG&E | GWh | Commercial | Com - Motel | Lighting | Yes | Lighting - LED Plug-In Indoor Fixture - Emerging | 0.018379 | 0.023186 | 0.028843 | 0.035805 | 0.043261 | 0.0030445 | 0.003893 | 0.0048807 | 0.0059517 | 0.0071974 | 0.0084837 | 0.0097937
PG&E | GWh | Commercial | Com - Motel | Lighting | No | Lighting - Cold Cathode Lamp | 0.0040176 | 0.0040518 | 0.0040818 | 0.00421 | 0.0042601 | 0 | 0 | 0 | 0 | 0 | 0 | 0
PG&E | GWh | Commercial | Com - Motel | Lighting | No | Lighting - Compact Fluorescent Fixture (Indoor) | 0.99097 | 0.99435 | 0.99871 | 1.0128 | 1.0207 | 0 | 0 | 0 | 0 | 0 | 0 | 0
PG&E | GWh | Commercial | Com - Motel | Lighting | No | Lighting - Compact Fluorescent Lamp (Basic High - Indoor) | 0.13915 | 0.18877 | 0.23286 | 0.27243 | 0.30481 | 0 | 0 | 0 | 0 | 0 | 0 | 0
PG&E | GWh | Commercial | Com - Motel | Lighting | No | Lighting - Compact Fluorescent Lamp (Basic Low - Indoor) | 0.32422 | 0.30417 | 0.28345 | 0.27045 | 0.25896 | 0 | 0 | 0 | 0 | 0 | 0 | 0
PG&E | GWh | Commercial | Com - Motel | Lighting | No | Lighting - Exit Fixture (LED) | 0.38482 | 0.34399 | 0.26431 | 0.17887 | 0.10682 | 0.053451 | 0.0162 | 0 | 0 | 0 | 0 | 0
PG&E | GWh | Commercial | Com - Motel | Lighting | No | Lighting - Halogen Lamp (A-Line) | 0.02773 | 0.034131 | 0.040166 | 0.046608 | 0.053146 | 0 | 0 | 0 | 0 | 0 | 0 | 0
PG&E | GWh | Commercial | Com - Motel | Lighting | No | Lighting - Halogen Lamp (Reflector) | 0.010833 | 0.013226 | 0.015316 | 0.017445 | 0.019536 | 0.021155 | 0.022669 | 0.02397 | 0.025134 | 0.026167 | 0.027101 | 0.027942
PG&E | GWh | Commercial | Com - Motel | Lighting | No | Lighting - High Bay HID to T5 | 0 | 0 | 0 | 0 | 0 | 0 | 0 | 0 | 0 | 0.022128 | 0.022288 | 0.022322
PG&E | GWh | Commercial | Com - Motel | Lighting | No | Lighting - Induction Fixture (Indoor) | 0.013915 | 0.015909 | 0.017762 | 0.019822 | 0.021504 | 0.022964 | 0.024088 | 0.025428 | 0.02645 | 0.02773 | 0.028817 | 0.029725
PG&E | GWh | Commercial | Com - Motel | Lighting | No | Lighting - Induction Fixture (Outdoor) | 0.025221 | 0.028294 | 0.031166 | 0.034374 | 0.037018 | 0.039338 | 0.041159 | 0.043316 | 0.045004 | 0.047092 | 0.048906 | 0.050463
PG&E | GWh | Commercial | Com - Motel | Lighting | No | Lighting - Linear Fluorescent Delamping | 0.0026481 | 0.0025458 | 0.0023793 | 0.0018987 | 0 | 0 | 0 | 0 | 0 | 0 | 0 | 0
PG&E | GWh | Commercial | Com - Motel | Lighting | No | Lighting - Linear Fluorescent Fixture (Low Wattage T8) | 0.097979 | 0.11476 | 0.12969 | 0.14478 | 0.1563 | 0.16726 | 0.17226 | 0.17583 | 0.17654 | 0.17797 | 0.17827 | 0.17782
PG&E | GWh | Commercial | Com - Motel | Lighting | No | Lighting - Occupancy Sensor | 0 | 0 | 0 | 0 | 0 | 0 | 0 | 0 | 0 | 0.23441 | 0.22132 | 0.17837
PG&E | GWh | Commercial | Com - Motel | Lighting | No | Lighting - Plug-In Fixture (Compact Fluorescent) | 0.19606 | 0.19452 | 0.19303 | 0.19523 | 0.19532 | 0 | 0 | 0 | 0 | 0 | 0 | 0
PG&E | GWh | Commercial | Com - Motel | Lighting | No | Lighting - Plug-In Fixture (Exterior) | 0.084841 | 0.10555 | 0.10401 | 0.10578 | 0.10565 | 0.10517 | 0.10391 | 0.10431 | 0.104 | 0.10531 | 0.10634 | 0.10716
PG&E | GWh | Commercial | Com - Motel | Lighting | No | Lighting - Plug-In Fixture (Linear Fluorescent) | 0 | 0 | 0 | 0.2037 | 0.39259 | 0 | 0 | 0 | 0 | 0 | 0 | 0
PG&E | GWh | Commercial | Com - Motel | Lighting | No | Lighting - Plug-In Fixture (PSMH with Electronic Ballast) | 0 | 0 | 0 | 0 | 0 | 0.051136 | 0.053168 | 0.074829 | 0.078178 | 0.081037 | 0.082723 | 0.084174
PG&E | GWh | Commercial | Com - Motel | Lighting | No | Lighting - Plug-In Fixture (PSMH) | 0.12029 | 0.14477 | 0.14141 | 0.14299 | 0.14096 | 0.12988 | 0.12711 | 0.12343 | 0.11931 | 0.11823 | 0.11751 | 0.11626
PG&E | GWh | Commercial | Com - Motel | SHW | No | SHW - EF Rated Instantaneous Water Heater (Electric) | 0.0014169 | 0.001657 | 0.0018859 | 0.0021326 | 0.0023268 | 0.0024854 | 0.0025974 | 0.0027237 | 0.0028081 | 0.0029157 | 0.0029988 | 0.0030606
PG&E | GWh | Commercial | Com - Motel | SHW | No | SHW - EF Rated Storage Water Heater (Electric) | 0.0011177 | 0.0012802 | 0 | 0 | 0 | 0 | 0 | 0 | 0 | 0 | 0 | 0
PG&E | GWh | Commercial | Com - Motel | Service | No | HVAC - Comprehensive Rooftop Unit Quality Maintenance | 0.078668 | 0.070179 | 0.071664 | 0.072048 | 0.070848 | 0.06834 | 0.064548 | 0.059611 | 0.053753 | 0.047088 | 0.040236 | 0.033377
PG&E | GWh | Commercial | Com - Motel | Service | No | Service - HVAC Fault Detection & Diagnositics | 0 | 0.053729 | 0.052529 | 0.05332 | 0.052169 | 0.050627 | 0.048265 | 0.047839 | 0.046607 | 0.047219 | 0.047491 | 0.047498
PG&E | GWh | Commercial | Com - Motel | WholeBlg | No | HVAC - Energy Management System | 0.22814 | 0.28137 | 0.24672 | 0.21751 | 0.18702 | 0.15926 | 0.13382 | 0.11878 | 0.11709 | 0.11972 | 0.12128 | 0.12199
PG&E | GWh | Commercial | Com - Motel | WholeBlg | No | WholeBlg - Com NC Level 2 | 0.0091117 | 0 | 0 | 0 | 0 | 0 | 0 | 0 | 0 | 0 | 0 | 0
PG&E | GWh | Commercial | Com - Motel | WholeBlg | No | WholeBlg - Com NC Level 3 | 0.0087935 | 0 | 0 | 0 | 0 | 0 | 0 | 0 | 0 | 0 | 0 | 0
PG&E | GWh | Commercial | Com - Motel | WholeBlg | No | WholeBlg - Com RET Level 1 | 0.12141 | 0.16625 | 0.21402 | 0.26478 | 0.31841 | 0.3751 | 0.43457 | 0.49654 | 0.56058 | 0.62611 | 0.69245 | 0.7589
PG&E | GWh | Commercial | Com - Motel | WholeBlg | No | WholeBlg - Com RET Level 2 | 0.19751 | 0.26862 | 0.34475 | 0.42674 | 0.51441 | 0.60752 | 0.70564 | 0.80884 | 0.91586 | 1.0264 | 1.1386 | 1.252
PG&E | GWh | Commercial | Com - Nusing Home | AppPlug | No | AppPlug - Desktop Computer (Com - Power Management) | 0.14777 | 0.15914 | 0.16885 | 0.17516 | 0.17415 | 0.16703 | 0.15416 | 0.13974 | 0.123 | 0.10832 | 0.094846 | 0.08313
PG&E | GWh | Commercial | Com - Nusing Home | AppPlug | No | AppPlug - Occupancy Sensor Plug Strip | 0.033777 | 0.042979 | 0.045814 | 0.04772 | 0.047763 | 0.046555 | 0.04389 | 0.042969 | 0.040146 | 0.038369 | 0.03581 | 0.033162
PG&E | GWh | Commercial | Com - Nusing Home | AppPlug | No | AppPlug - Vending Machine Controls | 0.20458 | 0.21753 | 0.23309 | 0.24348 | 0.24388 | 0.23479 | 0.21677 | 0.19637 | 0.17166 | 0.14986 | 0.12919 | 0.11106
PG&E | GWh | Commercial | Com - Nusing Home | BldgEnv | No | BldgEnv - Window Film | 0 | 0 | 0 | 0 | 0 | 0 | 0 | 0 | 0.15239 | 0.32246 | 0.4227 | 0.45776
PG&E | GWh | Commercial | Com - Nusing Home | FoodServ | No | FoodServ - Electric Steamer | 0.011898 | 0.014462 | 0.016893 | 0.019453 | 0.02157 | 0.023335 | 0.024585 | 0.025837 | 0.02655 | 0.027344 | 0.027764 | 0.027855
PG&E | GWh | Commercial | Com - Nusing Home | FoodServ | No | FoodServ - Oven (Electric) | 0.0087449 | 0.010743 | 0.012721 | 0.014874 | 0.016785 | 0.018504 | 0.019889 | 0.021311 | 0.022328 | 0.023398 | 0.024143 | 0.024577
PG&E | GWh | Commercial | Com - Nusing Home | HVAC | No | HVAC - Chiller (Centrifugal) | 0.03901 | 0.048515 | 0.058363 | 0.068427 | 0.078601 | 0.088638 | 0.098298 | 0.10731 | 0.11553 | 0.12274 | 0.12888 | 0.13387
PG&E | GWh | Commercial | Com - Nusing Home | HVAC | No | HVAC - Chiller (Reciprocating) | 0.039762 | 0.049229 | 0.058751 | 0.069227 | 0.079094 | 0.088605 | 0.097218 | 0.10632 | 0.11416 | 0.12242 | 0.12952 | 0.13536
PG&E | GWh | Commercial | Com - Nusing Home | HVAC | No | HVAC - Demand Controlled Ventilation | 0.499 | 0.51232 | 0.61202 | 0.7066 | 0.77453 | 0.80179 | 0.77682 | 0.71029 | 0.6079 | 0.5008 | 0.39954 | 0.31534
PG&E | GWh | Commercial | Com - Nusing Home | HVAC | No | HVAC - EER Rated Package Rooftop AC (EER 11) | 0 | 0 | 0 | 0 | 0 | 0 | 0.049084 | 0.054513 | 0.059605 | 0.064211 | 0.089639 | 0.0955
PG&E | GWh | Commercial | Com - Nusing Home | HVAC | No | HVAC - SEER Rated Package Rooftop AC (SEER 14) | 0.41022 | 0.4951 | 0 | 0 | 0 | 0 | 0 | 0 | 0 | 0 | 0 | 0
PG&E | GWh | Commercial | Com - Nusing Home | HVAC | No | HVAC - SEER Rated Package Rooftop AC (SEER 15) | 0.32589 | 0.38231 | 0.20318 | 0.23145 | 0.25728 | 0.28185 | 0.30389 | 0.32795 | 0.34984 | 0.37494 | 0.39798 | 0.41876
PG&E | GWh | Commercial | Com - Nusing Home | HVAC | No | HVAC - SEER Rated Package Rooftop HP (SEER 14) | 0.045171 | 0.053674 | 0 | 0 | 0 | 0 | 0 | 0 | 0 | 0 | 0 | 0
PG&E | GWh | Commercial | Com - Nusing Home | HVAC | No | HVAC - SEER Rated Package Rooftop HP (SEER 15) | 0.17837 | 0.21365 | 0.11552 | 0.13374 | 0.15071 | 0.16713 | 0.18207 | 0.19845 | 0.21307 | 0.2293 | 0.24406 | 0.25722
PG&E | GWh | Commercial | Com - Nusing Home | HVAC | No | HVAC - SEER Rated Split System AC (SEER 14) | 0.36744 | 0.43395 | 0.50138 | 0 | 0 | 0 | 0 | 0 | 0 | 0 | 0 | 0
PG&E | GWh | Commercial | Com - Nusing Home | HVAC | No | HVAC - SEER Rated Split System AC (SEER 15) | 0.047416 | 0.061588 | 0.035613 | 0.04374 | 0.051999 | 0.060624 | 0.069298 | 0.079076 | 0.088738 | 0.099573 | 0.1104 | 0.12105
PG&E | GWh | Commercial | Com - Nusing Home | HVAC | No | HVAC - SEER Rated Split System HP (SEER 14) | 0.23846 | 0.2843 | 0.044434 | 0.051312 | 0.057547 | 0.063497 | 0.068778 | 0.074753 | 0.079941 | 0.085901 | 0.091301 | 0.096098
PG&E | GWh | Commercial | Com - Nusing Home | HVAC | No | HVAC - SEER Rated Split System HP (SEER 15) | 0.07712 | 0.091725 | 0.049231 | 0.056823 | 0.063665 | 0.070189 | 0.075949 | 0.082561 | 0.08829 | 0.094978 | 0.10105 | 0.10647
PG&E | GWh | Commercial | Com - Nusing Home | HVAC | No | HVAC - Thermostat | 1.0253 | 1.0734 | 1.1149 | 1.0927 | 0.99345 | 0.8371 | 0.663 | 0.51475 | 0.39057 | 0.31129 | 0.28404 | 0.28636
PG&E | GWh | Commercial | Com - Nusing Home | Lighting | Yes | Lighting - LED Fixture (Replacing T8) - Emerging | 0.054154 | 0.11971 | 0.20804 | 0.32518 | 0.46356 | 0.63178 | 0.81909 | 1.0499 | 1.2893 | 1.5677 | 1.8616 | 2.1538
PG&E | GWh | Commercial | Com - Nusing Home | Lighting | Yes | Lighting - LED Lamp (Basic High - Indoor) - Emerging | 0.02923 | 0.044107 | 0.057843 | 0.071742 | 0.085479 | 0.01274 | 0.014352 | 0.015854 | 0.017112 | 0.018186 | 0.019009 | 0.019595
PG&E | GWh | Commercial | Com - Nusing Home | Lighting | Yes | Lighting - LED Lamp (Basic Low - Indoor) - Emerging | 0.06609 | 0.10089 | 0.11983 | 0.13714 | 0.1545 | 0.026213 | 0.042665 | 0.062512 | 0.080853 | 0.098941 | 0.11626 | 0.1326
PG&E | GWh | Commercial | Com - Nusing Home | Lighting | Yes | Lighting - LED Plug-In Indoor Fixture - Emerging | 0.068006 | 0.086123 | 0.10583 | 0.12875 | 0.15193 | 0.010245 | 0.013134 | 0.016465 | 0.019874 | 0.023714 | 0.027546 | 0.031341
PG&E | GWh | Commercial | Com - Nusing Home | Lighting | No | Lighting - Cold Cathode Lamp | 0.019638 | 0.019823 | 0.019865 | 0.020146 | 0.0201 | 0 | 0 | 0 | 0 | 0 | 0 | 0
PG&E | GWh | Commercial | Com - Nusing Home | Lighting | No | Lighting - Compact Fluorescent Fixture (Indoor) | 2.8588 | 2.852 | 2.8521 | 2.8827 | 2.8894 | 0 | 0 | 0 | 0 | 0 | 0 | 0
PG&E | GWh | Commercial | Com - Nusing Home | Lighting | No | Lighting - Compact Fluorescent Lamp (Basic High - Indoor) | 0.014978 | 0.02664 | 0.040535 | 0.056259 | 0.073155 | 0 | 0 | 0 | 0 | 0 | 0 | 0
PG&E | GWh | Commercial | Com - Nusing Home | Lighting | No | Lighting - Compact Fluorescent Lamp (Basic Low - Indoor) | 1.6215 | 1.387 | 1.2339 | 1.1543 | 1.1055 | 0 | 0 | 0 | 0 | 0 | 0 | 0
PG&E | GWh | Commercial | Com - Nusing Home | Lighting | No | Lighting - Exit Fixture (LED) | 0.39745 | 0.35557 | 0.27357 | 0.18538 | 0.11118 | 0.056233 | 0.017731 | 0 | 0 | 0 | 0 | 0
PG&E | GWh | Commercial | Com - Nusing Home | Lighting | No | Lighting - Halogen Lamp (A-Line) | 0.031248 | 0.03842 | 0.045188 | 0.052409 | 0.059732 | 0 | 0 | 0 | 0 | 0 | 0 | 0
PG&E | GWh | Commercial | Com - Nusing Home | Lighting | No | Lighting - Halogen Lamp (Reflector) | 0.012213 | 0.014893 | 0.017236 | 0.019617 | 0.021954 | 0.023702 | 0.025412 | 0.026837 | 0.028142 | 0.029283 | 0.030326 | 0.03126
PG&E | GWh | Commercial | Com - Nusing Home | Lighting | No | Lighting - High Bay HID to T5 | 0.085267 | 0.089142 | 0.095739 | 0.099663 | 0.098797 | 0.093919 | 0.085166 | 0.075089 | 0.063857 | 0.053894 | 0.045169 | 0.037909
PG&E | GWh | Commercial | Com - Nusing Home | Lighting | No | Lighting - Induction Fixture (Indoor) | 0.052807 | 0.063305 | 0.07312 | 0.083612 | 0.092277 | 0.099876 | 0.1058 | 0.11238 | 0.11728 | 0.12305 | 0.12768 | 0.13125
PG&E | GWh | Commercial | Com - Nusing Home | Lighting | No | Lighting - Induction Fixture (Outdoor) | 0.02841 | 0.031866 | 0.035101 | 0.038715 | 0.041692 | 0.044305 | 0.046357 | 0.048786 | 0.050687 | 0.053039 | 0.055081 | 0.056835
PG&E | GWh | Commercial | Com - Nusing Home | Lighting | No | Lighting - Linear Fluorescent Delamping | 0.015841 | 0.015199 | 0.014359 | 0.011522 | 0.0065194 | 0 | 0 | 0 | 0 | 0 | 0 | 0
PG&E | GWh | Commercial | Com - Nusing Home | Lighting | No | Lighting - Linear Fluorescent Fixture (Low Wattage T8) | 0.27703 | 0.32966 | 0.37721 | 0.42611 | 0.46628 | 0.49969 | 0.52433 | 0.54814 | 0.56406 | 0.58055 | 0.59124 | 0.59699
PG&E | GWh | Commercial | Com - Nusing Home | Lighting | No | Lighting - Plug-In Fixture (Compact Fluorescent) | 0.60392 | 0.59175 | 0.58029 | 0.58061 | 0.57544 | 0 | 0 | 0 | 0 | 0 | 0 | 0
PG&E | GWh | Commercial | Com - Nusing Home | Lighting | No | Lighting - Plug-In Fixture (Exterior) | 0.095571 | 0.11887 | 0.11714 | 0.11913 | 0.11899 | 0.11844 | 0.11703 | 0.11749 | 0.11713 | 0.1186 | 0.11977 | 0.12069
PG&E | GWh | Commercial | Com - Nusing Home | Lighting | No | Lighting - Plug-In Fixture (Induction) | 0 | 0 | 0.053918 | 0.065227 | 0.11499 | 0.13011 | 0.1387 | 0.14586 | 0.14975 | 0.15478 | 0.15858 | 0.16145
PG&E | GWh | Commercial | Com - Nusing Home | Lighting | No | Lighting - Plug-In Fixture (Linear Fluorescent) | 1.0704 | 1.1282 | 1.1584 | 1.1942 | 1.1956 | 0 | 0 | 0 | 0 | 0 | 0 | 0
PG&E | GWh | Commercial | Com - Nusing Home | Lighting | No | Lighting - Plug-In Fixture (PSMH with Electronic Ballast) | 0.25697 | 0.26255 | 0.25014 | 0.24292 | 0.23045 | 0.21946 | 0.21076 | 0.20752 | 0.2045 | 0.20496 | 0.20542 | 0.2058
PG&E | GWh | Commercial | Com - Nusing Home | Lighting | No | Lighting - Plug-In Fixture (PSMH) | 0.26693 | 0.27269 | 0.26056 | 0.26118 | 0.24418 | 0.22933 | 0.21752 | 0.21154 | 0.2061 | 0.20437 | 0.20289 | 0.20164
PG&E | GWh | Commercial | Com - Nusing Home | SHW | No | SHW - EF Rated Instantaneous Water Heater (Electric) | 0.0037367 | 0.0043695 | 0.0049717 | 0.0056196 | 0.0061296 | 0.0065466 | 0.0068417 | 0.0071736 | 0.0073955 | 0.0076779 | 0.0078961 | 0.0080586
PG&E | GWh | Commercial | Com - Nusing Home | SHW | No | SHW - EF Rated Storage Water Heater (Electric) | 0.0029309 | 0.0033569 | 0 | 0 | 0 | 0 | 0 | 0 | 0 | 0 | 0 | 0
PG&E | GWh | Commercial | Com - Nusing Home | Service | No | HVAC - Comprehensive Rooftop Unit Quality Maintenance | 0.088601 | 0.079041 | 0.080713 | 0.081145 | 0.079794 | 0.076969 | 0.072698 | 0.067138 | 0.060541 | 0.053034 | 0.045316 | 0.037592
PG&E | GWh | Commercial | Com - Nusing Home | Service | No | Service - HVAC Fault Detection & Diagnositics | 0 | 0.060514 | 0.059162 | 0.060053 | 0.058757 | 0.05702 | 0.054359 | 0.053879 | 0.052492 | 0.053181 | 0.053487 | 0.053495
PG&E | GWh | Commercial | Com - Nusing Home | WholeBlg | No | HVAC - Energy Management System | 0.25694 | 0.31689 | 0.27788 | 0.24497 | 0.21064 | 0.17937 | 0.15071 | 0.13378 | 0.13187 | 0.13484 | 0.1366 | 0.1374
PG&E | GWh | Commercial | Com - Nusing Home | WholeBlg | No | WholeBlg - Com NC Level 2 | 0.010266 | 0 | 0 | 0 | 0 | 0 | 0 | 0 | 0 | 0 | 0 | 0
PG&E | GWh | Commercial | Com - Nusing Home | WholeBlg | No | WholeBlg - Com NC Level 3 | 0.010134 | 0 | 0 | 0 | 0 | 0 | 0 | 0 | 0 | 0 | 0 | 0
PG&E | GWh | Commercial | Com - Nusing Home | WholeBlg | No | WholeBlg - Com RET Level 1 | 0.17083 | 0.23389 | 0.30112 | 0.37267 | 0.44832 | 0.52846 | 0.61256 | 0.70039 | 0.79118 | 0.88436 | 0.97878 | 1.0736
PG&E | GWh | Commercial | Com - Nusing Home | WholeBlg | No | WholeBlg - Com RET Level 2 | 0.33557 | 0.45683 | 0.58688 | 0.72743 | 0.878 | 1.0381 | 1.2069 | 1.3849 | 1.5696 | 1.7606 | 1.9551 | 2.1521
PG&E | GWh | Commercial | Com - Office (Large) | AppPlug | No | AppPlug - Desktop Computer (Com - Power Management) | 1.0595 | 1.1326 | 1.2156 | 1.272 | 1.2727 | 1.2242 | 1.1288 | 1.018 | 0.88867 | 0.77424 | 0.67009 | 0.58089
PG&E | GWh | Commercial | Com - Office (Large) | AppPlug | No | AppPlug - Occupancy Sensor Plug Strip | 0.2029 | 0.25817 | 0.2752 | 0.28665 | 0.28691 | 0.27965 | 0.26364 | 0.25811 | 0.24115 | 0.23048 | 0.21511 | 0.1992
PG&E | GWh | Commercial | Com - Office (Large) | AppPlug | No | AppPlug - Vending Machine Controls | 1.263 | 1.343 | 1.4391 | 1.5032 | 1.5056 | 1.4495 | 1.3383 | 1.2124 | 1.0598 | 0.92523 | 0.79761 | 0.68566
PG&E | GWh | Commercial | Com - Office (Large) | BldgEnv | No | BldgEnv - Window Film | 0 | 0 | 0 | 0 | 0 | 0 | 0 | 0 | 1.5294 | 3.2362 | 4.2422 | 4.5941
PG&E | GWh | Commercial | Com - Office (Large) | FoodServ | No | FoodServ - Electric Steamer | 0.042042 | 0.0511 | 0.05969 | 0.068736 | 0.076218 | 0.082453 | 0.086869 | 0.091293 | 0.093815 | 0.09662 | 0.098103 | 0.098426
PG&E | GWh | Commercial | Com - Office (Large) | FoodServ | No | FoodServ - Oven (Electric) | 0.032831 | 0.040333 | 0.047758 | 0.055843 | 0.063015 | 0.069471 | 0.074671 | 0.080008 | 0.083825 | 0.087844 | 0.090642 | 0.09227
PG&E | GWh | Commercial | Com - Office (Large) | HVAC | No | HVAC - Chiller (Centrifugal) | 0.17494 | 0.21826 | 0.26512 | 0.31527 | 0.36859 | 0.42417 | 0.48104 | 0.53784 | 0.59369 | 0.64703 | 0.69704 | 0.74253
PG&E | GWh | Commercial | Com - Office (Large) | HVAC | No | HVAC - Chiller (Reciprocating) | 0.25082 | 0.31134 | 0.3736 | 0.44368 | 0.51168 | 0.57933 | 0.64304 | 0.71203 | 0.77445 | 0.8414 | 0.90185 | 0.95457
PG&E | GWh | Commercial | Com - Office (Large) | HVAC | No | HVAC - Demand Controlled Ventilation | 0.82303 | 0.84556 | 1.0093 | 1.165 | 1.2772 | 1.3232 | 1.2839 | 1.1768 | 1.0101 | 0.83502 | 0.66837 | 0.52898
PG&E | GWh | Commercial | Com - Office (Large) | HVAC | No | HVAC - EER Rated Package Rooftop AC (EER 11) | 0 | 0 | 0 | 0 | 0 | 0 | 0.2863 | 0.31842 | 0.3469 | 0.37671 | 0.40342 | 0.42707
PG&E | GWh | Commercial | Com - Office (Large) | HVAC | No | HVAC - SEER Rated Package Rooftop AC (Recharge) | 0 | 0 | 0 | 0 | 0 | 0 | 0 | 0 | 0.49322 | 0.33661 | 0.17389 | 0.045076
PG&E | GWh | Commercial | Com - Office (Large) | HVAC | No | HVAC - SEER Rated Package Rooftop AC (SEER 14) | 0.82442 | 0.9912 | 0 | 0 | 0 | 0 | 0 | 0 | 0 | 0 | 0 | 0
PG&E | GWh | Commercial | Com - Office (Large) | HVAC | No | HVAC - SEER Rated Package Rooftop AC (SEER 15) | 0.88212 | 1.0405 | 0.55542 | 0.63556 | 0.70925 | 0.77983 | 0.84349 | 0.91331 | 0.97519 | 1.0461 | 1.1114 | 1.1703
PG&E | GWh | Commercial | Com - Office (Large) | HVAC | No | HVAC - SEER Rated Package Rooftop HP (SEER 14) | 0.094894 | 0.11305 | 0 | 0 | 0 | 0 | 0 | 0 | 0 | 0 | 0 | 0
PG&E | GWh | Commercial | Com - Office (Large) | HVAC | No | HVAC - SEER Rated Package Rooftop HP (SEER 15) | 0.35114 | 0.41905 | 0.22573 | 0.26079 | 0.29306 | 0.32412 | 0.3521 | 0.38326 | 0.41075 | 0.44172 | 0.46991 | 0.49509
PG&E | GWh | Commercial | Com - Office (Large) | HVAC | No | HVAC - SEER Rated Split System AC (SEER 14) | 0.62682 | 0.73735 | 0.84867 | 0 | 0 | 0 | 0 | 0 | 0 | 0 | 0 | 0
PG&E | GWh | Commercial | Com - Office (Large) | HVAC | No | HVAC - SEER Rated Split System AC (SEER 15) | 0.11967 | 0.15568 | 0.090139 | 0.11093 | 0.13212 | 0.15432 | 0.17669 | 0.20203 | 0.22713 | 0.25542 | 0.28375 | 0.31168
PG&E | GWh | Commercial | Com - Office (Large) | HVAC | No | HVAC - SEER Rated Split System HP (SEER 14) | 0.55858 | 0.6663 | 0.10425 | 0.12029 | 0.13504 | 0.1492 | 0.16196 | 0.17607 | 0.18848 | 0.20236 | 0.21501 | 0.22627
PG&E | GWh | Commercial | Com - Office (Large) | HVAC | No | HVAC - SEER Rated Split System HP (SEER 15) | 0.19244 | 0.2292 | 0.12327 | 0.14217 | 0.15956 | 0.1763 | 0.19139 | 0.20814 | 0.22289 | 0.23945 | 0.25457 | 0.26808
PG&E | GWh | Commercial | Com - Office (Large) | HVAC | No | HVAC - Thermostat | 5.8921 | 6.188 | 6.3614 | 6.1831 | 5.593 | 4.7369 | 3.7836 | 2.9683 | 2.2801 | 1.8285 | 1.6564 | 1.6701
PG&E | GWh | Commercial | Com - Office (Large) | Lighting | Yes | Lighting - LED Fixture (Replacing T8) - Emerging | 0 | 0 | 0.38008 | 0.8014 | 1.3048 | 1.8947 | 2.5323 | 3.3004 | 4.0684 | 4.9443 | 5.8529 | 6.7426
PG&E | GWh | Commercial | Com - Office (Large) | Lighting | Yes | Lighting - LED Lamp (Basic High - Indoor) - Emerging | 0.035728 | 0.049987 | 0.067394 | 0.087419 | 0.094546 | 0.013102 | 0.013955 | 0.018188 | 0.026641 | 0.034021 | 0.040446 | 0.046104
PG&E | GWh | Commercial | Com - Office (Large) | Lighting | Yes | Lighting - LED Lamp (Basic Low - Indoor) - Emerging | 0.076365 | 0.11754 | 0.1407 | 0.16141 | 0.18246 | 0.031068 | 0.054491 | 0.077817 | 0.099663 | 0.12148 | 0.14255 | 0.16253
PG&E | GWh | Commercial | Com - Office (Large) | Lighting | Yes | Lighting - LED Plug-In Indoor Fixture - Emerging | 0.46579 | 0.59022 | 0.72408 | 0.8792 | 1.0349 | 0.069474 | 0.088849 | 0.11119 | 0.1338 | 0.15918 | 0.18435 | 0.20916
PG&E | GWh | Commercial | Com - Office (Large) | Lighting | No | Lighting - Cold Cathode Lamp | 0.092078 | 0.093327 | 0.093901 | 0.095654 | 0.095846 | 0 | 0 | 0 | 0 | 0 | 0 | 0
PG&E | GWh | Commercial | Com - Office (Large) | Lighting | No | Lighting - Compact Fluorescent Fixture (Indoor) | 16.4397 | 16.4286 | 16.4515 | 16.6498 | 16.7047 | 0 | 0 | 0 | 0 | 0 | 0 | 0
PG&E | GWh | Commercial | Com - Office (Large) | Lighting | No | Lighting - Compact Fluorescent Lamp (Basic High - Indoor) | 1.1094 | 0.9304 | 0.79599 | 0.70932 | 0.65471 | 0 | 0 | 0 | 0 | 0 | 0 | 0
PG&E | GWh | Commercial | Com - Office (Large) | Lighting | No | Lighting - Compact Fluorescent Lamp (Basic Low - Indoor) | 1.8719 | 1.6173 | 1.4531 | 1.3737 | 1.3269 | 0 | 0 | 0 | 0 | 0 | 0 | 0
PG&E | GWh | Commercial | Com - Office (Large) | Lighting | No | Lighting - Exit Fixture (LED) | 2.6698 | 2.386 | 1.8327 | 1.2397 | 0.73948 | 0.36891 | 0.11052 | 0 | 0 | 0 | 0 | 0
PG&E | GWh | Commercial | Com - Office (Large) | Lighting | No | Lighting - Halogen Lamp (A-Line) | 0.18784 | 0.23054 | 0.27089 | 0.31387 | 0.35741 | 0 | 0 | 0 | 0 | 0 | 0 | 0
PG&E | GWh | Commercial | Com - Office (Large) | Lighting | No | Lighting - Halogen Lamp (Reflector) | 0.073481 | 0.089439 | 0.10338 | 0.11751 | 0.13135 | 0.14107 | 0.15138 | 0.15953 | 0.1673 | 0.17392 | 0.18008 | 0.18553
PG&E | GWh | Commercial | Com - Office (Large) | Lighting | No | Lighting - High Bay HID to T5 | 0 | 0.24938 | 0.24408 | 0.24811 | 0.24306 | 0.23619 | 0.22547 | 0.22378 | 0.21831 | 0.22143 | 0.22297 | 0.22326
PG&E | GWh | Commercial | Com - Office (Large) | Lighting | No | Lighting - Induction Fixture (Indoor) | 0.17688 | 0.20527 | 0.2315 | 0.25951 | 0.28152 | 0.30112 | 0.31629 | 0.33393 | 0.34729 | 0.36353 | 0.37687 | 0.38731
PG&E | GWh | Commercial | Com - Office (Large) | Lighting | No | Lighting - Induction Fixture (Outdoor) | 0.17067 | 0.19142 | 0.21085 | 0.23255 | 0.25044 | 0.26613 | 0.27846 | 0.29305 | 0.30447 | 0.3186 | 0.33086 | 0.3414
PG&E | GWh | Commercial | Com - Office (Large) | Lighting | No | Lighting - Linear Fluorescent Delamping | 0.03489 | 0.033488 | 0.031557 | 0.025291 | 0 | 0 | 0 | 0 | 0 | 0 | 0 | 0
PG&E | GWh | Commercial | Com - Office (Large) | Lighting | No | Lighting - Linear Fluorescent Fixture (Low Wattage T8) | 0.87645 | 1.0626 | 1.2233 | 1.3806 | 1.5028 | 1.6008 | 1.6693 | 1.7361 | 1.7782 | 1.824 | 1.8525 | 1.8664
PG&E | GWh | Commercial | Com - Office (Large) | Lighting | No | Lighting - Occupancy Sensor | 0 | 0 | 0 | 0 | 0 | 0 | 0 | 0 | 0 | 0 | 0 | 2.0657
PG&E | GWh | Commercial | Com - Office (Large) | Lighting | No | Lighting - Plug-In Fixture (Compact Fluorescent) | 4.0097 | 3.9195 | 3.8347 | 3.83 | 3.7889 | 0 | 0 | 0 | 0 | 0 | 0 | 0
PG&E | GWh | Commercial | Com - Office (Large) | Lighting | No | Lighting - Plug-In Fixture (Exterior) | 0.57415 | 0.71407 | 0.70367 | 0.71562 | 0.71477 | 0.71148 | 0.70296 | 0.70572 | 0.70359 | 0.71244 | 0.71944 | 0.72496
PG&E | GWh | Commercial | Com - Office (Large) | Lighting | No | Lighting - Plug-In Fixture (Induction) | 0 | 0 | 0 | 0 | 0.16735 | 0.21018 | 0.44624 | 0.50919 | 0.54555 | 0.58219 | 0.60891 | 0.62841
PG&E | GWh | Commercial | Com - Office (Large) | Lighting | No | Lighting - Plug-In Fixture (Linear Fluorescent) | 7.1968 | 7.6335 | 7.8644 | 8.1271 | 8.1423 | 0 | 0 | 0 | 0 | 0 | 0 | 0
PG&E | GWh | Commercial | Com - Office (Large) | Lighting | No | Lighting - Plug-In Fixture (PSMH with Electronic Ballast) | 1.0885 | 1.1243 | 1.1085 | 1.116 | 1.0624 | 1.0163 | 0.93995 | 0.87409 | 0.85942 | 0.85796 | 0.85725 | 0.85715
PG&E | GWh | Commercial | Com - Office (Large) | Lighting | No | Lighting - Plug-In Fixture (PSMH) | 1.1289 | 1.165 | 1.1484 | 1.1554 | 1.0976 | 1.0484 | 0.97034 | 0.96907 | 0.92897 | 0.90863 | 0.89307 | 0.88086
PG&E | GWh | Commercial | Com - Office (Large) | SHW | No | SHW - EF Rated Instantaneous Water Heater (Electric) | 0.0034574 | 0.0040349 | 0.0045598 | 0.0051149 | 0.0055451 | 0.0058965 | 0.0061434 | 0.0064263 | 0.0066158 | 0.0068608 | 0.0070515 | 0.0071947
PG&E | GWh | Commercial | Com - Office (Large) | SHW | No | SHW - EF Rated Storage Water Heater (Electric) | 0.0030915 | 0.0035416 | 0 | 0 | 0 | 0 | 0 | 0 | 0 | 0 | 0 | 0
PG&E | GWh | Commercial | Com - Office (Large) | Service | No | HVAC - Comprehensive Rooftop Unit Quality Maintenance | 0.53222 | 0.47479 | 0.48483 | 0.48743 | 0.47931 | 0.46234 | 0.43669 | 0.40329 | 0.36366 | 0.31857 | 0.27221 | 0.22581
PG&E | GWh | Commercial | Com - Office (Large) | Service | No | Service - HVAC Fault Detection & Diagnositics | 0 | 0.3635 | 0.35538 | 0.36073 | 0.35294 | 0.34251 | 0.32653 | 0.32365 | 0.31531 | 0.31945 | 0.32129 | 0.32134
PG&E | GWh | Commercial | Com - Office (Large) | WholeBlg | No | HVAC - Energy Management System | 1.5434 | 1.9035 | 1.6692 | 1.4715 | 1.2653 | 1.0775 | 0.90531 | 0.80361 | 0.79214 | 0.80995 | 0.82052 | 0.82534
PG&E | GWh | Commercial | Com - Office (Large) | WholeBlg | No | WholeBlg - Com NC Level 2 | 0.061666 | 0 | 0 | 0 | 0 | 0 | 0 | 0 | 0 | 0 | 0 | 0
PG&E | GWh | Commercial | Com - Office (Large) | WholeBlg | No | WholeBlg - Com NC Level 3 | 0.060617 | 0 | 0 | 0 | 0 | 0 | 0 | 0 | 0 | 0 | 0 | 0
PG&E | GWh | Commercial | Com - Office (Large) | WholeBlg | No | WholeBlg - Com RET Level 1 | 0.71682 | 0.98371 | 1.2692 | 1.5745 | 1.8987 | 2.2428 | 2.6047 | 2.9837 | 3.3761 | 3.7799 | 4.1898 | 4.6028
PG&E | GWh | Commercial | Com - Office (Large) | WholeBlg | No | WholeBlg - Com RET Level 2 | 1.3434 | 1.8289 | 2.3504 | 2.9144 | 3.5185 | 4.1634 | 4.8448 | 5.5644 | 6.3122 | 7.0867 | 7.8748 | 8.6733
PG&E | GWh | Commercial | Com - Office (Small) | AppPlug | No | AppPlug - Desktop Computer (Com - Power Management) | 0.33295 | 0.35592 | 0.38202 | 0.39974 | 0.39996 | 0.3847 | 0.35475 | 0.31991 | 0.27927 | 0.24331 | 0.21058 | 0.18255
PG&E | GWh | Commercial | Com - Office (Small) | AppPlug | No | AppPlug - Occupancy Sensor Plug Strip | 0.063762 | 0.081132 | 0.086484 | 0.090082 | 0.090164 | 0.087884 | 0.082852 | 0.081115 | 0.075785 | 0.072431 | 0.0676 | 0.062602
PG&E | GWh | Commercial | Com - Office (Small) | AppPlug | No | AppPlug - Vending Machine Controls | 0.43982 | 0.46768 | 0.50113 | 0.52347 | 0.52432 | 0.50478 | 0.46605 | 0.42219 | 0.36906 | 0.3222 | 0.27776 | 0.23877
PG&E | GWh | Commercial | Com - Office (Small) | BldgEnv | No | BldgEnv - Wall Spray On Insulation | 0.023888 | 0 | 0 | 0 | 0 | 0 | 0 | 0 | 0 | 0 | 0 | 0
PG&E | GWh | Commercial | Com - Office (Small) | BldgEnv | No | BldgEnv - Window Film | 0 | 0 | 0 | 0 | 0 | 0 | 0 | 0 | 0.45001 | 0.95221 | 1.2482 | 1.3517
PG&E | GWh | Commercial | Com - Office (Small) | HVAC | No | HVAC - Chiller (Centrifugal) | 0.05271 | 0.06573 | 0.079709 | 0.094563 | 0.11023 | 0.12642 | 0.14284 | 0.15908 | 0.1749 | 0.18984 | 0.2037 | 0.21617
PG&E | GWh | Commercial | Com - Office (Small) | HVAC | No | HVAC - Chiller (Reciprocating) | 0.06411 | 0.079664 | 0.095883 | 0.11437 | 0.13262 | 0.1511 | 0.16889 | 0.18838 | 0.20648 | 0.22607 | 0.24421 | 0.26048
PG&E | GWh | Commercial | Com - Office (Small) | HVAC | No | HVAC - Direct Evaporative Cooler | 1.204 | 1.3891 | 1.5851 | 1.7941 | 2.0069 | 2.2192 | 2.4246 | 2.6272 | 2.8135 | 2.9881 | 3.1402 | 3.2661
PG&E | GWh | Commercial | Com - Office (Small) | HVAC | No | HVAC - EER Rated Package Rooftop AC (EER 11) | 0 | 0 | 0 | 0 | 0 | 0 | 0 | 0 | 0 | 0.11302 | 0.12348 | 0.13262
PG&E | GWh | Commercial | Com - Office (Small) | HVAC | No | HVAC - SEER Rated Package Rooftop AC (SEER 14) | 0.29228 | 0.35154 | 0 | 0 | 0 | 0 | 0 | 0 | 0 | 0 | 0 | 0
PG&E | GWh | Commercial | Com - Office (Small) | HVAC | No | HVAC - SEER Rated Package Rooftop AC (SEER 15) | 0.29475 | 0.34743 | 0.18532 | 0.21191 | 0.23631 | 0.25965 | 0.28065 | 0.30371 | 0.3241 | 0.34761 | 0.36925 | 0.38875
PG&E | GWh | Commercial | Com - Office (Small) | HVAC | No | HVAC - SEER Rated Package Rooftop HP (SEER 14) | 0.032897 | 0.039198 | 0 | 0 | 0 | 0 | 0 | 0 | 0 | 0 | 0 | 0
PG&E | GWh | Commercial | Com - Office (Small) | HVAC | No | HVAC - SEER Rated Package Rooftop HP (SEER 15) | 0.12238 | 0.14611 | 0.078719 | 0.090979 | 0.10227 | 0.11314 | 0.12293 | 0.13386 | 0.1435 | 0.15439 | 0.1643 | 0.17315
PG&E | GWh | Commercial | Com - Office (Small) | HVAC | No | HVAC - SEER Rated Split System AC (SEER 14) | 0.15034 | 0.17241 | 0.19236 | 0 | 0 | 0 | 0 | 0 | 0 | 0 | 0 | 0
PG&E | GWh | Commercial | Com - Office (Small) | HVAC | No | HVAC - SEER Rated Split System AC (SEER 15) | 0.016472 | 0.021016 | 0.011869 | 0.0142 | 0.016412 | 0.018602 | 0.020677 | 0.022927 | 0.025032 | 0.027349 | 0.029575 | 0.031702
PG&E | GWh | Commercial | Com - Office (Small) | HVAC | No | HVAC - SEER Rated Split System HP (SEER 14) | 0.18047 | 0.21543 | 0.033713 | 0.038921 | 0.043697 | 0.048274 | 0.052385 | 0.056951 | 0.06095 | 0.065456 | 0.06956 | 0.073207
PG&E | GWh | Commercial | Com - Office (Small) | HVAC | No | HVAC - SEER Rated Split System HP (SEER 15) | 0.062141 | 0.073947 | 0.039733 | 0.045807 | 0.051381 | 0.056736 | 0.06155 | 0.066923 | 0.071649 | 0.076999 | 0.081892 | 0.086269
PG&E | GWh | Commercial | Com - Office (Small) | HVAC | No | HVAC - Thermostat | 2.4225 | 2.5303 | 2.6439 | 2.5942 | 2.3503 | 1.9761 | 1.5547 | 1.1948 | 0.89876 | 0.70909 | 0.66024 | 0.66509
PG&E | GWh | Commercial | Com - Office (Small) | Lighting | Yes | Lighting - LED Fixture (Replacing T8) - Emerging | 0 | 0 | 0.11091 | 0.23532 | 0.38397 | 0.55821 | 0.74653 | 0.97373 | 1.1998 | 1.457 | 1.7231 | 1.983
PG&E | GWh | Commercial | Com - Office (Small) | Lighting | Yes | Lighting - LED Lamp (Basic High - Indoor) - Emerging | 0.010452 | 0.014634 | 0.019783 | 0.025838 | 0.027952 | 0.0038755 | 0.0041304 | 0.0053971 | 0.0079243 | 0.010132 | 0.012056 | 0.01375
PG&E | GWh | Commercial | Com - Office (Small) | Lighting | Yes | Lighting - LED Lamp (Basic Low - Indoor) - Emerging | 0.022454 | 0.034581 | 0.041606 | 0.047747 | 0.054012 | 0.0092048 | 0.016192 | 0.023163 | 0.029696 | 0.036223 | 0.042536 | 0.048526
PG&E | GWh | Commercial | Com - Office (Small) | Lighting | Yes | Lighting - LED Plug-In Indoor Fixture - Emerging | 0.034286 | 0.043191 | 0.053821 | 0.067039 | 0.081306 | 0.00579 | 0.0073876 | 0.0092503 | 0.01129 | 0.013677 | 0.016157 | 0.018694
PG&E | GWh | Commercial | Com - Office (Small) | Lighting | No | Lighting - Cold Cathode Lamp | 0.029061 | 0.029595 | 0.029837 | 0.030422 | 0.030444 | 0 | 0 | 0 | 0 | 0 | 0 | 0
PG&E | GWh | Commercial | Com - Office (Small) | Lighting | No | Lighting - Compact Fluorescent Fixture (Indoor) | 4.896 | 4.8907 | 4.896 | 4.9535 | 4.9696 | 0 | 0 | 0 | 0 | 0 | 0 | 0
PG&E | GWh | Commercial | Com - Office (Small) | Lighting | No | Lighting - Compact Fluorescent Lamp (Basic High - Indoor) | 0.33016 | 0.2768 | 0.23671 | 0.21073 | 0.19446 | 0 | 0 | 0 | 0 | 0 | 0 | 0
PG&E | GWh | Commercial | Com - Office (Small) | Lighting | No | Lighting - Compact Fluorescent Lamp (Basic Low - Indoor) | 0.55657 | 0.48089 | 0.43194 | 0.40834 | 0.39456 | 0 | 0 | 0 | 0 | 0 | 0 | 0
PG&E | GWh | Commercial | Com - Office (Small) | Lighting | No | Lighting - Exit Fixture (LED) | 0.7859 | 0.70277 | 0.5403 | 0.36586 | 0.21891 | 0.11008 | 0.033983 | 0 | 0 | 0 | 0 | 0
PG&E | GWh | Commercial | Com - Office (Small) | Lighting | No | Lighting - Halogen Lamp (A-Line) | 0.058969 | 0.072553 | 0.085365 | 0.099041 | 0.11292 | 0 | 0 | 0 | 0 | 0 | 0 | 0
PG&E | GWh | Commercial | Com - Office (Small) | Lighting | No | Lighting - Halogen Lamp (Reflector) | 0.023039 | 0.028117 | 0.032555 | 0.037069 | 0.041505 | 0.044899 | 0.048121 | 0.050861 | 0.053332 | 0.055515 | 0.057494 | 0.059274
PG&E | GWh | Commercial | Com - Office (Small) | Lighting | No | Lighting - High Bay HID to T5 | 0 | 0.071539 | 0.070024 | 0.071183 | 0.069739 | 0.067769 | 0.064697 | 0.064215 | 0.06265 | 0.063549 | 0.063992 | 0.064079
PG&E | GWh | Commercial | Com - Office (Small) | Lighting | No | Lighting - Induction Fixture (Indoor) | 0.058783 | 0.06967 | 0.079884 | 0.090944 | 0.10014 | 0.1082 | 0.1145 | 0.1216 | 0.12697 | 0.13336 | 0.13861 | 0.14279
PG&E | GWh | Commercial | Com - Office (Small) | Lighting | No | Lighting - Induction Fixture (Outdoor) | 0.053635 | 0.060155 | 0.066261 | 0.073083 | 0.078704 | 0.083636 | 0.087509 | 0.092095 | 0.095683 | 0.10012 | 0.10398 | 0.10729
PG&E | GWh | Commercial | Com - Office (Small) | Lighting | No | Lighting - Linear Fluorescent Delamping | 0.010618 | 0.010191 | 0.0096027 | 0.007696 | 0 | 0 | 0 | 0 | 0 | 0 | 0 | 0
PG&E | GWh | Commercial | Com - Office (Small) | Lighting | No | Lighting - Linear Fluorescent Fixture (Low Wattage T8) | 0.25511 | 0.30932 | 0.35615 | 0.40187 | 0.43742 | 0.46589 | 0.48581 | 0.50514 | 0.51738 | 0.53068 | 0.53897 | 0.5431
PG&E | GWh | Commercial | Com - Office (Small) | Lighting | No | Lighting - Occupancy Sensor | 0 | 0 | 0 | 0 | 0 | 1.3348 | 1.2065 | 0.92075 | 0.68519 | 0.53397 | 0.43416 | 0.38203
PG&E | GWh | Commercial | Com - Office (Small) | Lighting | No | Lighting - Plug-In Fixture (Compact Fluorescent) | 0.37708 | 0.37475 | 0.3726 | 0.37754 | 0.37827 | 0 | 0 | 0 | 0 | 0 | 0 | 0
PG&E | GWh | Commercial | Com - Office (Small) | Lighting | No | Lighting - Plug-In Fixture (Exterior) | 0.18043 | 0.2244 | 0.22114 | 0.22489 | 0.22463 | 0.22359 | 0.22091 | 0.22178 | 0.22111 | 0.22389 | 0.22609 | 0.22783
PG&E | GWh | Commercial | Com - Office (Small) | Lighting | No | Lighting - Plug-In Fixture (Induction) | 0 | 0 | 0 | 0 | 0 | 0 | 0.042806 | 0.12179 | 0.13932 | 0.15538 | 0.16711 | 0.17537
PG&E | GWh | Commercial | Com - Office (Small) | Lighting | No | Lighting - Plug-In Fixture (Linear Fluorescent) | 1.125 | 1.1832 | 1.214 | 1.2526 | 1.2561 | 0 | 0 | 0 | 0 | 0 | 0 | 0
PG&E | GWh | Commercial | Com - Office (Small) | Lighting | No | Lighting - Plug-In Fixture (PSMH with Electronic Ballast) | 0.31703 | 0.33128 | 0.32635 | 0.32866 | 0.32573 | 0.32146 | 0.30331 | 0.27697 | 0.26066 | 0.25821 | 0.25626 | 0.25505
PG&E | GWh | Commercial | Com - Office (Small) | Lighting | No | Lighting - Plug-In Fixture (PSMH) | 0.33141 | 0.3471 | 0.34229 | 0.34489 | 0.34149 | 0.33658 | 0.31688 | 0.29627 | 0.28948 | 0.27928 | 0.27176 | 0.26624
PG&E | GWh | Commercial | Com - Office (Small) | SHW | No | SHW - EF Rated Instantaneous Water Heater (Electric) | 0.006345 | 0.0074127 | 0.0084019 | 0.009455 | 0.010277 | 0.010949 | 0.011422 | 0.011959 | 0.012319 | 0.01278 | 0.013138 | 0.013406
PG&E | GWh | Commercial | Com - Office (Small) | SHW | No | SHW - EF Rated Storage Water Heater (Electric) | 0.0051366 | 0.005884 | 0 | 0 | 0 | 0 | 0 | 0 | 0 | 0 | 0 | 0
PG&E | GWh | Commercial | Com - Office (Small) | Service | No | HVAC - Comprehensive Rooftop Unit Quality Maintenance | 0.16726 | 0.14921 | 0.15236 | 0.15318 | 0.15063 | 0.1453 | 0.13724 | 0.12674 | 0.11428 | 0.10011 | 0.085545 | 0.070963
PG&E | GWh | Commercial | Com - Office (Small) | Service | No | Service - HVAC Fault Detection & Diagnositics | 0 | 0.11423 | 0.11168 | 0.11336 | 0.11092 | 0.10764 | 0.10262 | 0.10171 | 0.09909 | 0.10039 | 0.10097 | 0.10098
PG&E | GWh | Commercial | Com - Office (Small) | WholeBlg | No | HVAC - Energy Management System | 0.48504 | 0.59821 | 0.52455 | 0.46245 | 0.39763 | 0.3386 | 0.28451 | 0.25255 | 0.24894 | 0.25454 | 0.25786 | 0.25937
PG&E | GWh | Commercial | Com - Office (Small) | WholeBlg | No | WholeBlg - Com NC Level 2 | 0.01938 | 0 | 0 | 0 | 0 | 0 | 0 | 0 | 0 | 0 | 0 | 0
PG&E | GWh | Commercial | Com - Office (Small) | WholeBlg | No | WholeBlg - Com NC Level 3 | 0.019104 | 0 | 0 | 0 | 0 | 0 | 0 | 0 | 0 | 0 | 0 | 0
PG&E | GWh | Commercial | Com - Office (Small) | WholeBlg | No | WholeBlg - Com RET Level 1 | 0.20582 | 0.2827 | 0.36506 | 0.45333 | 0.54713 | 0.64697 | 0.75205 | 0.86231 | 0.97657 | 1.0944 | 1.2141 | 1.3349
PG&E | GWh | Commercial | Com - Office (Small) | WholeBlg | No | WholeBlg - Com RET Level 2 | 0.37975 | 0.51731 | 0.66507 | 0.8251 | 0.99657 | 1.1797 | 1.3731 | 1.5776 | 1.7902 | 2.0107 | 2.2353 | 2.4637
PG&E | GWh | Commercial | Com - Restaurant (Fast Food) | AppPlug | No | AppPlug - Desktop Computer (Com - Power Management) | 0.05097 | 0.054884 | 0.058212 | 0.060359 | 0.059976 | 0.057481 | 0.053001 | 0.04798 | 0.04216 | 0.037039 | 0.032326 | 0.02822
PG&E | GWh | Commercial | Com - Restaurant (Fast Food) | AppPlug | No | AppPlug - Occupancy Sensor Plug Strip | 0.011651 | 0.01482 | 0.015789 | 0.016437 | 0.01644 | 0.016011 | 0.01508 | 0.014747 | 0.013758 | 0.013126 | 0.012221 | 0.011285
PG&E | GWh | Commercial | Com - Restaurant (Fast Food) | AppPlug | No | AppPlug - Vending Machine Controls | 0.098009 | 0.1042 | 0.11161 | 0.11654 | 0.11666 | 0.11223 | 0.10353 | 0.093665 | 0.081737 | 0.071184 | 0.061161 | 0.052351
PG&E | GWh | Commercial | Com - Restaurant (Fast Food) | BldgEnv | No | BldgEnv - Wall Spray On Insulation | 0.0019715 | 0 | 0 | 0 | 0 | 0 | 0 | 0 | 0 | 0 | 0 | 0
PG&E | GWh | Commercial | Com - Restaurant (Fast Food) | BldgEnv | No | BldgEnv - Window Film | 0 | 0 | 0 | 0 | 0 | 0 | 0 | 0 | 0.091775 | 0.19419 | 0.25456 | 0.27567
PG&E | GWh | Commercial | Com - Restaurant (Fast Food) | ComRefrig | No | ComRefrig - Strip Curtain for Walk In Refrigerator | 1.2928 | 1.2276 | 1.4995 | 1.7343 | 1.8674 | 1.8381 | 1.625 | 1.2706 | 0.86626 | 0.5013 | 0.22326 | 0.03573
PG&E | GWh | Commercial | Com - Restaurant (Fast Food) | FoodServ | No | FoodServ - Electric Griddle | 0.00020702 | 0.0002563 | 0.00030698 | 0.000364 | 0.00041768 | 0.00046921 | 0.00051485 | 0.0005633 | 0.00060315 | 0.00064527 | 0.00067938 | 0.00070493
PG&E | GWh | Commercial | Com - Restaurant (Fast Food) | FoodServ | No | FoodServ - Electric Steamer | 0.1159 | 0.14087 | 0.16453 | 0.18944 | 0.21004 | 0.22719 | 0.23934 | 0.25149 | 0.25841 | 0.2661 | 0.27014 | 0.27098
PG&E | GWh | Commercial | Com - Restaurant (Fast Food) | FoodServ | No | FoodServ - Fryer (Electric) | 0.0066165 | 0.0081453 | 0.0096955 | 0.01142 | 0.013011 | 0.014507 | 0.015795 | 0.01715 | 0.018226 | 0.019364 | 0.020257 | 0.0209
PG&E | GWh | Commercial | Com - Restaurant (Fast Food) | FoodServ | No | FoodServ - Grill to Order Cabinet | 0.084107 | 0.1047 | 0.12594 | 0.14985 | 0.17242 | 0.19409 | 0.21325 | 0.23349 | 0.24998 | 0.26724 | 0.28092 | 0.29078
PG&E | GWh | Commercial | Com - Restaurant (Fast Food) | FoodServ | No | FoodServ - Oven (Electric) | 0.021119 | 0.025943 | 0.030716 | 0.035912 | 0.04052 | 0.044667 | 0.048006 | 0.051431 | 0.053878 | 0.056454 | 0.058243 | 0.059279
PG&E | GWh | Commercial | Com - Restaurant (Fast Food) | HVAC | Yes | HVAC - Advanced Package Rooftop AC (> EER 12) - Emerging | 0 | 0 | 0.00050696 | 0.0013768 | 0.0025344 | 0.0039311 | 0.0055345 | 0.0073441 | 0.0093734 | 0.011619 | 0.013874 | 0.016295
PG&E | GWh | Commercial | Com - Restaurant (Fast Food) | HVAC | No | HVAC - Direct Evaporative Cooler | 0.45179 | 0.51955 | 0.58989 | 0.66364 | 0.73759 | 0.81063 | 0.88087 | 0.94965 | 1.0127 | 1.072 | 1.1242 | 1.1681
PG&E | GWh | Commercial | Com - Restaurant (Fast Food) | HVAC | No | HVAC - EER Rated Package Rooftop AC (EER 11) | 0 | 0 | 0 | 0 | 0 | 0 | 0 | 0 | 0 | 0 | 0.034732 | 0.037455
PG&E | GWh | Commercial | Com - Restaurant (Fast Food) | HVAC | No | HVAC - SEER Rated Package Rooftop AC (Recharge) | 0.25052 | 0.23037 | 0.23407 | 0.22385 | 0.19982 | 0.16557 | 0.12654 | 0.088274 | 0.054765 | 0.027781 | 0.0075878 | 0
PG&E | GWh | Commercial | Com - Restaurant (Fast Food) | HVAC | No | HVAC - SEER Rated Package Rooftop AC (SEER 14) | 0.18109 | 0.21851 | 0 | 0 | 0 | 0 | 0 | 0 | 0 | 0 | 0 | 0
PG&E | GWh | Commercial | Com - Restaurant (Fast Food) | HVAC | No | HVAC - SEER Rated Package Rooftop AC (SEER 15) | 0.17135 | 0.2016 | 0.10728 | 0.12243 | 0.13624 | 0.1494 | 0.16117 | 0.17411 | 0.18576 | 0.1992 | 0.21153 | 0.22262
PG&E | GWh | Commercial | Com - Restaurant (Fast Food) | HVAC | No | HVAC - SEER Rated Package Rooftop HP (SEER 14) | 0.026321 | 0.0313 | 0 | 0 | 0 | 0 | 0 | 0 | 0 | 0 | 0 | 0
PG&E | GWh | Commercial | Com - Restaurant (Fast Food) | HVAC | No | HVAC - SEER Rated Package Rooftop HP (SEER 15) | 0.10397 | 0.12447 | 0.067148 | 0.077694 | 0.087385 | 0.0967 | 0.10507 | 0.11441 | 0.12265 | 0.13199 | 0.14049 | 0.14803
PG&E | GWh | Commercial | Com - Restaurant (Fast Food) | HVAC | No | HVAC - SEER Rated Split System AC (SEER 14) | 0.11343 | 0.13142 | 0.1483 | 0 | 0 | 0 | 0 | 0 | 0 | 0 | 0 | 0
PG&E | GWh | Commercial | Com - Restaurant (Fast Food) | HVAC | No | HVAC - SEER Rated Split System AC (SEER 15) | 0.011009 | 0.014118 | 0.0080358 | 0.0097133 | 0.011358 | 0.013029 | 0.014658 | 0.016472 | 0.018223 | 0.020189 | 0.022133 | 0.024038
PG&E | GWh | Commercial | Com - Restaurant (Fast Food) | HVAC | No | HVAC - SEER Rated Split System HP (SEER 14) | 0.090767 | 0.10826 | 0.016909 | 0.019512 | 0.021873 | 0.024125 | 0.026126 | 0.028387 | 0.030349 | 0.0326 | 0.034643 | 0.036452
PG&E | GWh | Commercial | Com - Restaurant (Fast Food) | HVAC | No | HVAC - SEER Rated Split System HP (SEER 15) | 0.032363 | 0.038536 | 0.020671 | 0.023855 | 0.026711 | 0.029425 | 0.03181 | 0.034566 | 0.036938 | 0.039728 | 0.042263 | 0.04451
PG&E | GWh | Commercial | Com - Restaurant (Fast Food) | HVAC | No | HVAC - Thermostat | 0.47854 | 0.49919 | 0.52411 | 0.51734 | 0.47135 | 0.39442 | 0.30866 | 0.23594 | 0.17607 | 0.13872 | 0.1294 | 0.13032
PG&E | GWh | Commercial | Com - Restaurant (Fast Food) | Lighting | Yes | Lighting - LED Fixture (Replacing T8) - Emerging | 0.038691 | 0.057984 | 0.085783 | 0.12419 | 0.17022 | 0.22635 | 0.28882 | 0.36518 | 0.4445 | 0.53637 | 0.63302 | 0.7287
PG&E | GWh | Commercial | Com - Restaurant (Fast Food) | Lighting | Yes | Lighting - LED Lamp (Basic High - Indoor) - Emerging | 0.10586 | 0.184 | 0.27719 | 0.35924 | 0.43504 | 0.06644 | 0.076696 | 0.086631 | 0.095209 | 0.10289 | 0.10913 | 0.11402
PG&E | GWh | Commercial | Com - Restaurant (Fast Food) | Lighting | Yes | Lighting - LED Lamp (Basic Low - Indoor) - Emerging | 0.44671 | 0.73933 | 0.94234 | 1.1771 | 1.4249 | 0.25509 | 0.28968 | 0.32175 | 0.34762 | 0.38177 | 0.53782 | 0.67698
PG&E | GWh | Commercial | Com - Restaurant (Fast Food) | Lighting | Yes | Lighting - LED Plug-In Indoor Fixture - Emerging | 0.018317 | 0.023196 | 0.02854 | 0.034799 | 0.041173 | 0.0027827 | 0.0035642 | 0.0044673 | 0.0053952 | 0.0064441 | 0.0074936 | 0.0085361
PG&E | GWh | Commercial | Com - Restaurant (Fast Food) | Lighting | No | Lighting - Cold Cathode Lamp | 0.010704 | 0.010598 | 0.010478 | 0.010502 | 0.010407 | 0 | 0 | 0 | 0 | 0 | 0 | 0
PG&E | GWh | Commercial | Com - Restaurant (Fast Food) | Lighting | No | Lighting - Compact Fluorescent Fixture (Indoor) | 1.3235 | 1.3193 | 1.3184 | 1.3315 | 1.3324 | 0 | 0 | 0 | 0 | 0 | 0 | 0
PG&E | GWh | Commercial | Com - Restaurant (Fast Food) | Lighting | No | Lighting - Compact Fluorescent Lamp (Basic High - Indoor) | 2.4201 | 2.9284 | 3.3396 | 3.6778 | 3.8921 | 0 | 0 | 0 | 0 | 0 | 0 | 0
PG&E | GWh | Commercial | Com - Restaurant (Fast Food) | Lighting | No | Lighting - Compact Fluorescent Lamp (Basic Low - Indoor) | 7.9098 | 8.609 | 9.0719 | 9.3407 | 9.3366 | 0 | 0 | 0 | 0 | 0 | 0 | 0
PG&E | GWh | Commercial | Com - Restaurant (Fast Food) | Lighting | No | Lighting - Exit Fixture (LED) | 0.13868 | 0.12406 | 0.095429 | 0.064655 | 0.038753 | 0.019573 | 0.00614 | 0 | 0 | 0 | 0 | 0
PG&E | GWh | Commercial | Com - Restaurant (Fast Food) | Lighting | No | Lighting - Halogen Lamp (A-Line) | 0.010781 | 0.013257 | 0.015593 | 0.018085 | 0.020613 | 0 | 0 | 0 | 0 | 0 | 0 | 0
PG&E | GWh | Commercial | Com - Restaurant (Fast Food) | Lighting | No | Lighting - Halogen Lamp (Reflector) | 0.0042133 | 0.0051388 | 0.0059473 | 0.0067693 | 0.0075763 | 0.0081817 | 0.0087714 | 0.0092642 | 0.0097146 | 0.010109 | 0.010469 | 0.010792
PG&E | GWh | Commercial | Com - Restaurant (Fast Food) | Lighting | No | Lighting - High Bay HID to T5 | 0.034403 | 0.035968 | 0.038747 | 0.040444 | 0.040183 | 0.038197 | 0.03461 | 0.03047 | 0.025847 | 0.021775 | 0.018215 | 0.015276
PG&E | GWh | Commercial | Com - Restaurant (Fast Food) | Lighting | No | Lighting - Induction Fixture (Indoor) | 0.019842 | 0.023762 | 0.027421 | 0.031328 | 0.034548 | 0.037355 | 0.039544 | 0.041971 | 0.043775 | 0.045899 | 0.047603 | 0.048914
PG&E | GWh | Commercial | Com - Restaurant (Fast Food) | Lighting | No | Lighting - Induction Fixture (Outdoor) | 0.0098023 | 0.010994 | 0.01211 | 0.013356 | 0.014383 | 0.01528 | 0.015986 | 0.016822 | 0.017476 | 0.018286 | 0.018988 | 0.019591
PG&E | GWh | Commercial | Com - Restaurant (Fast Food) | Lighting | No | Lighting - Linear Fluorescent Delamping | 0.028055 | 0.026915 | 0.025451 | 0.020437 | 0.011565 | 0 | 0 | 0 | 0 | 0 | 0 | 0
PG&E | GWh | Commercial | Com - Restaurant (Fast Food) | Lighting | No | Lighting - Linear Fluorescent Fixture (Low Wattage T8) | 0.1107 | 0.1292 | 0.14573 | 0.16257 | 0.17561 | 0.18585 | 0.19273 | 0.19955 | 0.20346 | 0.20789 | 0.21038 | 0.21132
PG&E | GWh | Commercial | Com - Restaurant (Fast Food) | Lighting | No | Lighting - Occupancy Sensor | 0 | 0 | 0 | 0 | 0 | 0 | 0 | 0 | 0 | 0 | 0 | 0.10175
PG&E | GWh | Commercial | Com - Restaurant (Fast Food) | Lighting | No | Lighting - Plug-In Fixture (Compact Fluorescent) | 0.16515 | 0.16197 | 0.15898 | 0.15921 | 0.15791 | 0 | 0 | 0 | 0 | 0 | 0 | 0
PG&E | GWh | Commercial | Com - Restaurant (Fast Food) | Lighting | No | Lighting - Plug-In Fixture (Exterior) | 0.032975 | 0.041014 | 0.040415 | 0.041099 | 0.041049 | 0.040846 | 0.040353 | 0.040507 | 0.040381 | 0.040884 | 0.04128 | 0.041595
PG&E | GWh | Commercial | Com - Restaurant (Fast Food) | Lighting | No | Lighting - Plug-In Fixture (Induction) | 0.063673 | 0.063269 | 0.063217 | 0.064503 | 0.064687 | 0.064611 | 0.064 | 0.064551 | 0.064574 | 0.065722 | 0.066643 | 0.067373
PG&E | GWh | Commercial | Com - Restaurant (Fast Food) | Lighting | No | Lighting - Plug-In Fixture (Linear Fluorescent) | 0.37077 | 0.39266 | 0.40415 | 0.41732 | 0.418 | 0 | 0 | 0 | 0 | 0 | 0 | 0
PG&E | GWh | Commercial | Com - Restaurant (Fast Food) | Lighting | No | Lighting - Plug-In Fixture (MH Directional) | 0 | 0 | 0 | 0 | 0 | 0 | 0 | 0 | 0 | 0 | 0 | 0.018975
PG&E | GWh | Commercial | Com - Restaurant (Fast Food) | Lighting | No | Lighting - Plug-In Fixture (PSMH with Electronic Ballast) | 0.074557 | 0.077944 | 0.077385 | 0.078197 | 0.077919 | 0.077385 | 0.076394 | 0.076395 | 0.075961 | 0.076488 | 0.076855 | 0.077104
PG&E | GWh | Commercial | Com - Restaurant (Fast Food) | Lighting | No | Lighting - Plug-In Fixture (PSMH) | 0.072833 | 0.076142 | 0.075356 | 0.075761 | 0.07508 | 0.074136 | 0.07279 | 0.072337 | 0.071511 | 0.071568 | 0.071513 | 0.071389
PG&E | GWh | Commercial | Com - Restaurant (Fast Food) | SHW | No | SHW - EF Rated Instantaneous Water Heater (Electric) | 0.006174 | 0.0072209 | 0.0082168 | 0.0092876 | 0.010131 | 0.01082 | 0.011308 | 0.011857 | 0.012224 | 0.012691 | 0.013051 | 0.013319
PG&E | GWh | Commercial | Com - Restaurant (Fast Food) | SHW | No | SHW - EF Rated Storage Water Heater (Electric) | 0.0048951 | 0.0056063 | 0 | 0 | 0 | 0 | 0 | 0 | 0 | 0 | 0 | 0
PG&E | GWh | Commercial | Com - Restaurant (Fast Food) | Service | No | HVAC - Comprehensive Rooftop Unit Quality Maintenance | 0.03057 | 0.027272 | 0.027848 | 0.027998 | 0.027531 | 0.026557 | 0.025083 | 0.023165 | 0.020888 | 0.018298 | 0.015635 | 0.01297
PG&E | GWh | Commercial | Com - Restaurant (Fast Food) | Service | No | Service - HVAC Fault Detection & Diagnositics | 0 | 0.02075 | 0.020145 | 0.020281 | 0.01963 | 0.018809 | 0.01768 | 0.017244 | 0.016508 | 0.016416 | 0.01616 | 0.015795
PG&E | GWh | Commercial | Com - Restaurant (Fast Food) | WholeBlg | No | HVAC - Energy Management System | 0.088653 | 0.10934 | 0.095876 | 0.084524 | 0.072677 | 0.061888 | 0.052001 | 0.046159 | 0.0455 | 0.046523 | 0.04713 | 0.047407
PG&E | GWh | Commercial | Com - Restaurant (Fast Food) | WholeBlg | No | WholeBlg - Com NC Level 2 | 0.0035953 | 0 | 0 | 0 | 0 | 0 | 0 | 0 | 0 | 0 | 0 | 0
PG&E | GWh | Commercial | Com - Restaurant (Fast Food) | WholeBlg | No | WholeBlg - Com NC Level 3 | 0.0031221 | 0 | 0 | 0 | 0 | 0 | 0 | 0 | 0 | 0 | 0 | 0
PG&E | GWh | Commercial | Com - Restaurant (Fast Food) | WholeBlg | No | WholeBlg - Com NC ZNE | 0.0066723 | 0.0068087 | 0.014132 | 0.023134 | 0.027102 | 0.036462 | 0.045352 | 0.042584 | 0.050709 | 0.061143 | 0.04838 | 0.056146
PG&E | GWh | Commercial | Com - Restaurant (Fast Food) | WholeBlg | No | WholeBlg - Com RET Level 1 | 0.24421 | 0.33423 | 0.43073 | 0.53437 | 0.64505 | 0.76229 | 0.88568 | 1.0149 | 1.1486 | 1.2859 | 1.425 | 1.5644
PG&E | GWh | Commercial | Com - Restaurant (Fast Food) | WholeBlg | No | WholeBlg - Com RET Level 2 | 0.38826 | 0.52771 | 0.67748 | 0.83891 | 1.0116 | 1.1956 | 1.3899 | 1.5943 | 1.8064 | 2.0245 | 2.2453 | 2.4665
PG&E | GWh | Commercial | Com - Restaurant (Sit Down) | AppPlug | No | AppPlug - Desktop Computer (Com - Power Management) | 0.05097 | 0.054884 | 0.058212 | 0.060359 | 0.059976 | 0.057481 | 0.053001 | 0.04798 | 0.04216 | 0.037039 | 0.032326 | 0.02822
PG&E | GWh | Commercial | Com - Restaurant (Sit Down) | AppPlug | No | AppPlug - Occupancy Sensor Plug Strip | 0.011651 | 0.01482 | 0.015789 | 0.016437 | 0.01644 | 0.016011 | 0.01508 | 0.014747 | 0.013758 | 0.013126 | 0.012221 | 0.011285
PG&E | GWh | Commercial | Com - Restaurant (Sit Down) | AppPlug | No | AppPlug - Vending Machine Controls | 0.098009 | 0.1042 | 0.11161 | 0.11654 | 0.11666 | 0.11223 | 0.10353 | 0.093665 | 0.081737 | 0.071184 | 0.061161 | 0.052351
PG&E | GWh | Commercial | Com - Restaurant (Sit Down) | BldgEnv | No | BldgEnv - Wall Spray On Insulation | 0.00049619 | 0 | 0 | 0 | 0 | 0 | 0 | 0 | 0 | 0 | 0 | 0
PG&E | GWh | Commercial | Com - Restaurant (Sit Down) | BldgEnv | No | BldgEnv - Window Film | 0 | 0 | 0 | 0 | 0 | 0 | 0 | 0 | 0.091775 | 0.19419 | 0.25456 | 0.27567
PG&E | GWh | Commercial | Com - Restaurant (Sit Down) | ComRefrig | No | ComRefrig - Refrigerated Case Night Cover (Low Temp) | 0.050631 | 0.048633 | 0.064007 | 0.081835 | 0.10044 | 0.11663 | 0.12594 | 0.12409 | 0.10951 | 0.08517 | 0.057537 | 0.032826
PG&E | GWh | Commercial | Com - Restaurant (Sit Down) | ComRefrig | No | ComRefrig - Refrigerated Case Night Cover (Med Temp) | 0.392 | 0.3763 | 0.49357 | 0.62884 | 0.76923 | 0.89064 | 0.95963 | 0.94455 | 0.83417 | 0.65075 | 0.44205 | 0.25444
PG&E | GWh | Commercial | Com - Restaurant (Sit Down) | ComRefrig | No | ComRefrig - Strip Curtain for Walk In Refrigerator | 1.2928 | 1.2276 | 1.4995 | 1.7343 | 1.8674 | 1.8381 | 1.625 | 1.2706 | 0.86626 | 0.5013 | 0.22326 | 0.03573
PG&E | GWh | Commercial | Com - Restaurant (Sit Down) | FoodServ | No | FoodServ - Electric Griddle | 0.00020702 | 0.00025629 | 0.00030696 | 0.00036398 | 0.00041764 | 0.00046916 | 0.00051478 | 0.00056322 | 0.00060304 | 0.00064514 | 0.00067922 | 0.00070474
PG&E | GWh | Commercial | Com - Restaurant (Sit Down) | FoodServ | No | FoodServ - Electric Steamer | 0.1159 | 0.14086 | 0.16452 | 0.18943 | 0.21002 | 0.22717 | 0.2393 | 0.25145 | 0.25836 | 0.26604 | 0.27006 | 0.27089
PG&E | GWh | Commercial | Com - Restaurant (Sit Down) | FoodServ | No | FoodServ - Fryer (Electric) | 0.0066164 | 0.0081451 | 0.0096951 | 0.01142 | 0.01301 | 0.014506 | 0.015793 | 0.017148 | 0.018223 | 0.01936 | 0.020253 | 0.020894
PG&E | GWh | Commercial | Com - Restaurant (Sit Down) | FoodServ | No | FoodServ - Oven (Electric) | 0.021118 | 0.025943 | 0.030715 | 0.03591 | 0.040517 | 0.044662 | 0.047999 | 0.051423 | 0.053868 | 0.056442 | 0.058228 | 0.059262
PG&E | GWh | Commercial | Com - Restaurant (Sit Down) | HVAC | Yes | HVAC - Advanced Package Rooftop AC (> EER 12) - Emerging | 0 | 0 | 0.00038406 | 0.0010266 | 0.001875 | 0.0028953 | 0.004001 | 0.005216 | 0.0065676 | 0.0080618 | 0.0096964 | 0.011489
PG&E | GWh | Commercial | Com - Restaurant (Sit Down) | HVAC | No | HVAC - Direct Evaporative Cooler | 0.18397 | 0.21198 | 0.2416 | 0.27318 | 0.30535 | 0.33753 | 0.36884 | 0.4 | 0.42901 | 0.45666 | 0.48137 | 0.50254
PG&E | GWh | Commercial | Com - Restaurant (Sit Down) | HVAC | No | HVAC - EER Rated Package Rooftop AC (EER 11) | 0 | 0 | 0 | 0 | 0 | 0 | 0.022326 | 0.024767 | 0.02692 | 0.029179 | 0.031197 | 0.032981
PG&E | GWh | Commercial | Com - Restaurant (Sit Down) | HVAC | No | HVAC - SEER Rated Package Rooftop AC (Recharge) | 0 | 0 | 0 | 0 | 0 | 0 | 0 | 0.051254 | 0.035804 | 0.0207 | 0.0085858 | 0
PG&E | GWh | Commercial | Com - Restaurant (Sit Down) | HVAC | No | HVAC - SEER Rated Package Rooftop AC (SEER 14) | 0.08428 | 0.10149 | 0 | 0 | 0 | 0 | 0 | 0 | 0 | 0 | 0 | 0
PG&E | GWh | Commercial | Com - Restaurant (Sit Down) | HVAC | No | HVAC - SEER Rated Package Rooftop AC (SEER 15) | 0.092242 | 0.10881 | 0.05804 | 0.066375 | 0.074023 | 0.081338 | 0.087929 | 0.09516 | 0.10158 | 0.10899 | 0.11578 | 0.1219
PG&E | GWh | Commercial | Com - Restaurant (Sit Down) | HVAC | No | HVAC - SEER Rated Package Rooftop HP (SEER 14) | 0.013766 | 0.01639 | 0 | 0 | 0 | 0 | 0 | 0 | 0 | 0 | 0 | 0
PG&E | GWh | Commercial | Com - Restaurant (Sit Down) | HVAC | No | HVAC - SEER Rated Package Rooftop HP (SEER 15) | 0.053416 | 0.063903 | 0.03447 | 0.039848 | 0.044818 | 0.049607 | 0.053941 | 0.058726 | 0.062956 | 0.067701 | 0.072014 | 0.075854
PG&E | GWh | Commercial | Com - Restaurant (Sit Down) | HVAC | No | HVAC - SEER Rated Split System AC (SEER 14) | 0.05282 | 0.060909 | 0.068402 | 0 | 0 | 0 | 0 | 0 | 0 | 0 | 0 | 0
PG&E | GWh | Commercial | Com - Restaurant (Sit Down) | HVAC | No | HVAC - SEER Rated Split System AC (SEER 15) | 0.0063849 | 0.0081636 | 0.004626 | 0.0055625 | 0.0064642 | 0.0073679 | 0.0082352 | 0.0091884 | 0.010091 | 0.011095 | 0.012069 | 0.013007
PG&E | GWh | Commercial | Com - Restaurant (Sit Down) | HVAC | No | HVAC - SEER Rated Split System HP (SEER 14) | 0.041587 | 0.049631 | 0.0077611 | 0.0089536 | 0.010048 | 0.011097 | 0.01204 | 0.013087 | 0.014005 | 0.015036 | 0.015972 | 0.016805
PG&E | GWh | Commercial | Com - Restaurant (Sit Down) | HVAC | No | HVAC - SEER Rated Split System HP (SEER 15) | 0.015384 | 0.018323 | 0.0098377 | 0.011348 | 0.012717 | 0.014025 | 0.015188 | 0.016506 | 0.017653 | 0.018975 | 0.020175 | 0.021245
PG&E | GWh | Commercial | Com - Restaurant (Sit Down) | HVAC | No | HVAC - Thermostat | 0.31332 | 0.32701 | 0.3428 | 0.33818 | 0.30827 | 0.25816 | 0.20241 | 0.15512 | 0.11604 | 0.091636 | 0.085034 | 0.085649
PG&E | GWh | Commercial | Com - Restaurant (Sit Down) | Lighting | Yes | Lighting - LED Fixture (Replacing T8) - Emerging | 0.037128 | 0.055635 | 0.082423 | 0.11953 | 0.16406 | 0.21855 | 0.27934 | 0.35385 | 0.43132 | 0.52123 | 0.61595 | 0.70982
PG&E | GWh | Commercial | Com - Restaurant (Sit Down) | Lighting | Yes | Lighting - LED Lamp (Basic High - Indoor) - Emerging | 0.10682 | 0.18561 | 0.27951 | 0.36203 | 0.43837 | 0.066938 | 0.077258 | 0.087256 | 0.095886 | 0.10362 | 0.10989 | 0.11482
PG&E | GWh | Commercial | Com - Restaurant (Sit Down) | Lighting | Yes | Lighting - LED Lamp (Basic Low - Indoor) - Emerging | 0.45042 | 0.74493 | 0.94948 | 1.1859 | 1.4354 | 0.25693 | 0.29172 | 0.32399 | 0.35002 | 0.38431 | 0.54131 | 0.68127
PG&E | GWh | Commercial | Com - Restaurant (Sit Down) | Lighting | Yes | Lighting - LED Plug-In Indoor Fixture - Emerging | 0.018475 | 0.023399 | 0.028785 | 0.03509 | 0.041505 | 0.0028036 | 0.0035899 | 0.0044985 | 0.0054309 | 0.0064847 | 0.0075383 | 0.0085838
PG&E | GWh | Commercial | Com - Restaurant (Sit Down) | Lighting | No | Lighting - Cold Cathode Lamp | 0.010678 | 0.010577 | 0.010463 | 0.01049 | 0.010399 | 0 | 0 | 0 | 0 | 0 | 0 | 0
PG&E | GWh | Commercial | Com - Restaurant (Sit Down) | Lighting | No | Lighting - Compact Fluorescent Fixture (Indoor) | 1.3324 | 1.3284 | 1.3276 | 1.341 | 1.3419 | 0 | 0 | 0 | 0 | 0 | 0 | 0
PG&E | GWh | Commercial | Com - Restaurant (Sit Down) | Lighting | No | Lighting - Compact Fluorescent Lamp (Basic High - Indoor) | 2.4367 | 2.9481 | 3.3619 | 3.7024 | 3.918 | 0 | 0 | 0 | 0 | 0 | 0 | 0
PG&E | GWh | Commercial | Com - Restaurant (Sit Down) | Lighting | No | Lighting - Compact Fluorescent Lamp (Basic Low - Indoor) | 7.9645 | 8.6679 | 9.1335 | 9.404 | 9.3997 | 0 | 0 | 0 | 0 | 0 | 0 | 0
PG&E | GWh | Commercial | Com - Restaurant (Sit Down) | Lighting | No | Lighting - Exit Fixture (LED) | 0.13961 | 0.12488 | 0.096049 | 0.065068 | 0.038988 | 0.019675 | 0.0061535 | 0 | 0 | 0 | 0 | 0
PG&E | GWh | Commercial | Com - Restaurant (Sit Down) | Lighting | No | Lighting - Halogen Lamp (A-Line) | 0.010782 | 0.013255 | 0.015589 | 0.018079 | 0.020604 | 0 | 0 | 0 | 0 | 0 | 0 | 0
PG&E | GWh | Commercial | Com - Restaurant (Sit Down) | Lighting | No | Lighting - Halogen Lamp (Reflector) | 0.0042142 | 0.0051386 | 0.0059462 | 0.0067671 | 0.0075727 | 0.0081727 | 0.0087627 | 0.0092527 | 0.0097026 | 0.010096 | 0.010455 | 0.010776
PG&E | GWh | Commercial | Com - Restaurant (Sit Down) | Lighting | No | Lighting - High Bay HID to T5 | 0.033563 | 0.035146 | 0.037853 | 0.039508 | 0.039255 | 0.037334 | 0.033854 | 0.02984 | 0.025353 | 0.021402 | 0.017944 | 0.015082
PG&E | GWh | Commercial | Com - Restaurant (Sit Down) | Lighting | No | Lighting - Induction Fixture (Indoor) | 0.019799 | 0.023687 | 0.027312 | 0.03118 | 0.034357 | 0.037131 | 0.039293 | 0.041693 | 0.043478 | 0.045583 | 0.047271 | 0.048565
PG&E | GWh | Commercial | Com - Restaurant (Sit Down) | Lighting | No | Lighting - Induction Fixture (Outdoor) | 0.0098023 | 0.010994 | 0.01211 | 0.013356 | 0.014383 | 0.01528 | 0.015986 | 0.016822 | 0.017476 | 0.018286 | 0.018988 | 0.019591
PG&E | GWh | Commercial | Com - Restaurant (Sit Down) | Lighting | No | Lighting - Linear Fluorescent Delamping | 0.028304 | 0.027154 | 0.025679 | 0.020619 | 0.011668 | 0 | 0 | 0 | 0 | 0 | 0 | 0
PG&E | GWh | Commercial | Com - Restaurant (Sit Down) | Lighting | No | Lighting - Linear Fluorescent Fixture (Low Wattage T8) | 0.1085 | 0.12672 | 0.143 | 0.15962 | 0.17248 | 0.18259 | 0.18938 | 0.19614 | 0.20001 | 0.20442 | 0.20691 | 0.20785
PG&E | GWh | Commercial | Com - Restaurant (Sit Down) | Lighting | No | Lighting - Occupancy Sensor | 0 | 0 | 0 | 0 | 0 | 0 | 0 | 0 | 0 | 0.13316 | 0.12337 | 0.096728
PG&E | GWh | Commercial | Com - Restaurant (Sit Down) | Lighting | No | Lighting - Plug-In Fixture (Compact Fluorescent) | 0.16597 | 0.16274 | 0.15969 | 0.15989 | 0.15855 | 0 | 0 | 0 | 0 | 0 | 0 | 0
PG&E | GWh | Commercial | Com - Restaurant (Sit Down) | Lighting | No | Lighting - Plug-In Fixture (Exterior) | 0.032975 | 0.041014 | 0.040415 | 0.041099 | 0.041049 | 0.040846 | 0.040353 | 0.040507 | 0.040381 | 0.040885 | 0.041282 | 0.041595
PG&E | GWh | Commercial | Com - Restaurant (Sit Down) | Lighting | No | Lighting - Plug-In Fixture (Induction) | 0.062401 | 0.061968 | 0.061916 | 0.063187 | 0.063372 | 0.063301 | 0.062702 | 0.063253 | 0.063282 | 0.064426 | 0.065343 | 0.066068
PG&E | GWh | Commercial | Com - Restaurant (Sit Down) | Lighting | No | Lighting - Plug-In Fixture (Linear Fluorescent) | 0.366 | 0.38768 | 0.39908 | 0.41218 | 0.41289 | 0 | 0 | 0 | 0 | 0 | 0 | 0
PG&E | GWh | Commercial | Com - Restaurant (Sit Down) | Lighting | No | Lighting - Plug-In Fixture (MH Directional) | 0 | 0 | 0 | 0 | 0 | 0 | 0 | 0 | 0 | 0 | 0 | 0.018534
PG&E | GWh | Commercial | Com - Restaurant (Sit Down) | Lighting | No | Lighting - Plug-In Fixture (PSMH with Electronic Ballast) | 0.073162 | 0.076531 | 0.075993 | 0.076808 | 0.076543 | 0.076021 | 0.075047 | 0.075053 | 0.074627 | 0.075154 | 0.075518 | 0.075761
PG&E | GWh | Commercial | Com - Restaurant (Sit Down) | Lighting | No | Lighting - Plug-In Fixture (PSMH) | 0.071847 | 0.075144 | 0.074354 | 0.074743 | 0.074054 | 0.073105 | 0.071758 | 0.071296 | 0.070465 | 0.070511 | 0.070445 | 0.070308
PG&E | GWh | Commercial | Com - Restaurant (Sit Down) | SHW | No | SHW - EF Rated Instantaneous Water Heater (Electric) | 0.0023094 | 0.0026998 | 0.0030633 | 0.0034503 | 0.0037534 | 0.0040012 | 0.0041766 | 0.0043746 | 0.0045075 | 0.0046766 | 0.0048077 | 0.0049056
PG&E | GWh | Commercial | Com - Restaurant (Sit Down) | SHW | No | SHW - EF Rated Storage Water Heater (Electric) | 0.0018387 | 0.0021056 | 0 | 0 | 0 | 0 | 0 | 0 | 0 | 0 | 0 | 0
PG&E | GWh | Commercial | Com - Restaurant (Sit Down) | Service | No | HVAC - Comprehensive Rooftop Unit Quality Maintenance | 0.03057 | 0.027272 | 0.027848 | 0.027998 | 0.027531 | 0.026557 | 0.025083 | 0.023165 | 0.020888 | 0.018298 | 0.015635 | 0.01297
PG&E | GWh | Commercial | Com - Restaurant (Sit Down) | Service | No | Service - HVAC Fault Detection & Diagnositics | 0 | 0.02075 | 0.020145 | 0.020281 | 0.01963 | 0.018809 | 0.01768 | 0.017244 | 0.016508 | 0.016416 | 0.01616 | 0.015795
PG&E | GWh | Commercial | Com - Restaurant (Sit Down) | WholeBlg | No | HVAC - Energy Management System | 0.088653 | 0.10934 | 0.095876 | 0.084524 | 0.072677 | 0.061888 | 0.052001 | 0.046159 | 0.0455 | 0.046523 | 0.04713 | 0.047407
PG&E | GWh | Commercial | Com - Restaurant (Sit Down) | WholeBlg | No | WholeBlg - Com NC Level 2 | 0.0035953 | 0 | 0 | 0 | 0 | 0 | 0 | 0 | 0 | 0 | 0 | 0
PG&E | GWh | Commercial | Com - Restaurant (Sit Down) | WholeBlg | No | WholeBlg - Com NC Level 3 | 0.0031221 | 0 | 0 | 0 | 0 | 0 | 0 | 0 | 0 | 0 | 0 | 0
PG&E | GWh | Commercial | Com - Restaurant (Sit Down) | WholeBlg | No | WholeBlg - Com NC ZNE | 0.0066723 | 0.0068087 | 0.014132 | 0.023134 | 0.027102 | 0.036462 | 0.045352 | 0.042584 | 0.050709 | 0.061143 | 0.04838 | 0.056146
PG&E | GWh | Commercial | Com - Restaurant (Sit Down) | WholeBlg | No | WholeBlg - Com RET Level 1 | 0.23694 | 0.32461 | 0.41872 | 0.51989 | 0.62803 | 0.74262 | 0.86327 | 0.98956 | 1.1203 | 1.2543 | 1.39 | 1.5257
PG&E | GWh | Commercial | Com - Restaurant (Sit Down) | WholeBlg | No | WholeBlg - Com RET Level 2 | 0.3509 | 0.4768 | 0.61192 | 0.75735 | 0.91277 | 1.0782 | 1.2529 | 1.4363 | 1.6265 | 1.8219 | 2.0195 | 2.2172
PG&E | GWh | Commercial | Com - Retail (Large Multi Level) | AppPlug | No | AppPlug - Desktop Computer (Com - Power Management) | 0.26855 | 0.28923 | 0.30689 | 0.31836 | 0.31641 | 0.30338 | 0.27987 | 0.25353 | 0.22298 | 0.19615 | 0.17238 | 0.15109
PG&E | GWh | Commercial | Com - Retail (Large Multi Level) | AppPlug | No | AppPlug - Occupancy Sensor Plug Strip | 0.061386 | 0.078114 | 0.083267 | 0.08673 | 0.086771 | 0.084544 | 0.079665 | 0.077948 | 0.072773 | 0.069492 | 0.065084 | 0.060273
PG&E | GWh | Commercial | Com - Retail (Large Multi Level) | AppPlug | No | AppPlug - Vending Machine Controls | 0.42859 | 0.45577 | 0.48837 | 0.51014 | 0.5108 | 0.4916 | 0.4537 | 0.41075 | 0.35876 | 0.31285 | 0.27068 | 0.23269
PG&E | GWh | Commercial | Com - Retail (Large Multi Level) | BldgEnv | No | BldgEnv - Wall Spray On Insulation | 0.023706 | 0 | 0 | 0 | 0 | 0 | 0 | 0 | 0 | 0 | 0 | 0
PG&E | GWh | Commercial | Com - Retail (Large Multi Level) | BldgEnv | No | BldgEnv - Window Film | 0 | 0 | 0 | 0 | 0 | 0 | 0 | 0 | 0.24411 | 0.51652 | 0.67709 | 0.73325
PG&E | GWh | Commercial | Com - Retail (Large Multi Level) | FoodServ | No | FoodServ - Electric Steamer | 0.008904 | 0.010823 | 0.012642 | 0.014558 | 0.01614 | 0.017458 | 0.01839 | 0.019323 | 0.019853 | 0.020443 | 0.020778 | 0.020846
PG&E | GWh | Commercial | Com - Retail (Large Multi Level) | FoodServ | No | FoodServ - Oven (Electric) | 0.071518 | 0.087865 | 0.10404 | 0.12165 | 0.13725 | 0.15129 | 0.1626 | 0.17419 | 0.18247 | 0.19118 | 0.19746 | 0.20101
PG&E | GWh | Commercial | Com - Retail (Large Multi Level) | HVAC | Yes | HVAC - Advanced Package Rooftop AC (> EER 12) - Emerging | 0 | 0 | 0.00071303 | 0.0018854 | 0.003402 | 0.0052012 | 0.007247 | 0.0095417 | 0.012103 | 0.014926 | 0.018001 | 0.021431
PG&E | GWh | Commercial | Com - Retail (Large Multi Level) | HVAC | No | HVAC - Chiller (Centrifugal) | 0.050356 | 0.061761 | 0.073044 | 0.084002 | 0.09448 | 0.1042 | 0.11293 | 0.12048 | 0.12681 | 0.13182 | 0.13562 | 0.13827
PG&E | GWh | Commercial | Com - Retail (Large Multi Level) | HVAC | No | HVAC - Chiller (Reciprocating) | 0.060596 | 0.074219 | 0.087265 | 0.10116 | 0.11335 | 0.12434 | 0.13341 | 0.14278 | 0.14997 | 0.1576 | 0.1636 | 0.1679
PG&E | GWh | Commercial | Com - Retail (Large Multi Level) | HVAC | No | HVAC - EER Rated Package Rooftop AC (EER 11) | 0 | 0 | 0.034315 | 0.055684 | 0.063374 | 0.070714 | 0.077286 | 0.08428 | 0.090446 | 0.09718 | 0.10336 | 0.1093
PG&E | GWh | Commercial | Com - Retail (Large Multi Level) | HVAC | No | HVAC - SEER Rated Package Rooftop AC (Recharge) | 0 | 0 | 0 | 0 | 0.27616 | 0.23599 | 0.18288 | 0.12872 | 0.080765 | 0.042069 | 0.013146 | 0
PG&E | GWh | Commercial | Com - Retail (Large Multi Level) | HVAC | No | HVAC - SEER Rated Package Rooftop AC (SEER 14) | 0.19638 | 0.23628 | 0 | 0 | 0 | 0 | 0 | 0 | 0 | 0 | 0 | 0
PG&E | GWh | Commercial | Com - Retail (Large Multi Level) | HVAC | No | HVAC - SEER Rated Package Rooftop AC (SEER 15) | 0.21528 | 0.25374 | 0.13539 | 0.15484 | 0.17271 | 0.18982 | 0.20523 | 0.22213 | 0.23713 | 0.25443 | 0.27041 | 0.28474
PG&E | GWh | Commercial | Com - Retail (Large Multi Level) | HVAC | No | HVAC - SEER Rated Package Rooftop HP (SEER 14) | 0.025514 | 0.030342 | 0 | 0 | 0 | 0 | 0 | 0 | 0 | 0 | 0 | 0
PG&E | GWh | Commercial | Com - Retail (Large Multi Level) | HVAC | No | HVAC - SEER Rated Package Rooftop HP (SEER 15) | 0.09776 | 0.11695 | 0.063146 | 0.073113 | 0.082321 | 0.091212 | 0.099249 | 0.10819 | 0.11614 | 0.12509 | 0.13329 | 0.14057
PG&E | GWh | Commercial | Com - Retail (Large Multi Level) | HVAC | No | HVAC - SEER Rated Split System AC (SEER 14) | 0.1682 | 0.19811 | 0.22828 | 0 | 0 | 0 | 0 | 0 | 0 | 0 | 0 | 0
PG&E | GWh | Commercial | Com - Retail (Large Multi Level) | HVAC | No | HVAC - SEER Rated Split System AC (SEER 15) | 0.029836 | 0.038763 | 0.022422 | 0.027569 | 0.0328 | 0.038274 | 0.043781 | 0.050015 | 0.05618 | 0.063121 | 0.070092 | 0.076932
PG&E | GWh | Commercial | Com - Retail (Large Multi Level) | HVAC | No | HVAC - SEER Rated Split System HP (SEER 14) | 0.14494 | 0.17305 | 0.027093 | 0.031288 | 0.035137 | 0.03883 | 0.042149 | 0.045828 | 0.049055 | 0.052681 | 0.056006 | 0.058942
PG&E | GWh | Commercial | Com - Retail (Large Multi Level) | HVAC | No | HVAC - SEER Rated Split System HP (SEER 15) | 0.048754 | 0.058021 | 0.031187 | 0.035971 | 0.04036 | 0.044579 | 0.048372 | 0.052611 | 0.056341 | 0.060569 | 0.064464 | 0.067929
PG&E | GWh | Commercial | Com - Retail (Large Multi Level) | HVAC | No | HVAC - Thermostat | 0.92314 | 0.96217 | 1.0125 | 0.99871 | 0.90695 | 0.75904 | 0.59265 | 0.4512 | 0.33591 | 0.2635 | 0.24883 | 0.25059
PG&E | GWh | Commercial | Com - Retail (Large Multi Level) | Lighting | Yes | Lighting - LED Fixture (Replacing T8) - Emerging | 0 | 0.10418 | 0.21597 | 0.36444 | 0.53501 | 0.73585 | 0.95258 | 1.2223 | 1.4952 | 1.8678 | 2.3434 | 2.8527
PG&E | GWh | Commercial | Com - Retail (Large Multi Level) | Lighting | Yes | Lighting - LED Lamp (Basic High - Indoor) - Emerging | 0.039463 | 0.065007 | 0.096189 | 0.12409 | 0.14607 | 0.021725 | 0.024446 | 0.027013 | 0.029137 | 0.031123 | 0.032835 | 0.043238
PG&E | GWh | Commercial | Com - Retail (Large Multi Level) | Lighting | Yes | Lighting - LED Lamp (Basic Low - Indoor) - Emerging | 0.2033 | 0.32481 | 0.40836 | 0.49529 | 0.58448 | 0.1024 | 0.11421 | 0.12538 | 0.16666 | 0.23589 | 0.29884 | 0.35491
PG&E | GWh | Commercial | Com - Retail (Large Multi Level) | Lighting | Yes | Lighting - LED Plug-In Indoor Fixture - Emerging | 0.07956 | 0.10066 | 0.12424 | 0.15212 | 0.18082 | 0.012349 | 0.015825 | 0.019848 | 0.024058 | 0.028854 | 0.033715 | 0.038571
PG&E | GWh | Commercial | Com - Retail (Large Multi Level) | Lighting | No | Lighting - Cold Cathode Lamp | 0.034796 | 0.035049 | 0.035094 | 0.035571 | 0.035518 | 0 | 0 | 0 | 0 | 0 | 0 | 0
PG&E | GWh | Commercial | Com - Retail (Large Multi Level) | Lighting | No | Lighting - Compact Fluorescent Fixture (Indoor) | 5.4796 | 5.4645 | 5.4632 | 5.5202 | 5.5297 | 0 | 0 | 0 | 0 | 0 | 0 | 0
PG&E | GWh | Commercial | Com - Retail (Large Multi Level) | Lighting | No | Lighting - Compact Fluorescent Lamp (Basic High - Indoor) | 1.3847 | 1.4858 | 1.5289 | 1.5368 | 1.4988 | 0 | 0 | 0 | 0 | 0 | 0 | 0
PG&E | GWh | Commercial | Com - Retail (Large Multi Level) | Lighting | No | Lighting - Compact Fluorescent Lamp (Basic Low - Indoor) | 4.5446 | 4.4977 | 4.3906 | 4.2696 | 4.0969 | 0 | 0 | 0 | 0 | 0 | 0 | 0
PG&E | GWh | Commercial | Com - Retail (Large Multi Level) | Lighting | No | Lighting - Exit Fixture (LED) | 0.77059 | 0.68896 | 0.52954 | 0.35847 | 0.2143 | 0.10752 | 0.032918 | 0 | 0 | 0 | 0 | 0
PG&E | GWh | Commercial | Com - Retail (Large Multi Level) | Lighting | No | Lighting - Halogen Lamp (A-Line) | 0.056807 | 0.069808 | 0.082081 | 0.095171 | 0.10844 | 0 | 0 | 0 | 0 | 0 | 0 | 0
PG&E | GWh | Commercial | Com - Retail (Large Multi Level) | Lighting | No | Lighting - Halogen Lamp (Reflector) | 0.022207 | 0.027067 | 0.031312 | 0.035625 | 0.039855 | 0.042963 | 0.046074 | 0.048626 | 0.050992 | 0.053047 | 0.054934 | 0.056617
PG&E | GWh | Commercial | Com - Retail (Large Multi Level) | Lighting | No | Lighting - High Bay HID to T5 | 0.7916 | 0.84478 | 0.85073 | 0.82985 | 0.7694 | 0.68597 | 0.58742 | 0.4975 | 0.41193 | 0.34669 | 0.29525 | 0.2558
PG&E | GWh | Commercial | Com - Retail (Large Multi Level) | Lighting | No | Lighting - Induction Fixture (Indoor) | 0.067126 | 0.078893 | 0.089813 | 0.10151 | 0.11095 | 0.11924 | 0.12567 | 0.13298 | 0.13847 | 0.14506 | 0.15051 | 0.15474
PG&E | GWh | Commercial | Com - Retail (Large Multi Level) | Lighting | No | Lighting - Induction Fixture (Outdoor) | 0.051638 | 0.057917 | 0.063796 | 0.070364 | 0.075773 | 0.080515 | 0.08424 | 0.088649 | 0.092098 | 0.096366 | 0.10011 | 0.1033
PG&E | GWh | Commercial | Com - Retail (Large Multi Level) | Lighting | No | Lighting - Linear Fluorescent Delamping | 0.016503 | 0.015835 | 0.014953 | 0.011997 | 0.0067897 | 0 | 0 | 0 | 0 | 0 | 0 | 0
PG&E | GWh | Commercial | Com - Retail (Large Multi Level) | Lighting | No | Lighting - Linear Fluorescent Fixture (Low Wattage T8) | 0.85682 | 0.92288 | 0.96901 | 1.0169 | 1.0394 | 1.0508 | 1.0501 | 1.0602 | 1.0614 | 1.051 | 1.0091 | 0.96403
PG&E | GWh | Commercial | Com - Retail (Large Multi Level) | Lighting | No | Lighting - Plug-In Fixture (Compact Fluorescent) | 0.75553 | 0.74365 | 0.73242 | 0.73555 | 0.7313 | 0 | 0 | 0 | 0 | 0 | 0 | 0
PG&E | GWh | Commercial | Com - Retail (Large Multi Level) | Lighting | No | Lighting - Plug-In Fixture (Exterior) | 0.17371 | 0.21605 | 0.21291 | 0.21652 | 0.21626 | 0.21524 | 0.21265 | 0.21347 | 0.21282 | 0.21548 | 0.21768 | 0.21935
PG&E | GWh | Commercial | Com - Retail (Large Multi Level) | Lighting | No | Lighting - Plug-In Fixture (Induction) | 0 | 0.076512 | 0.16019 | 0.18744 | 0.20463 | 0.21503 | 0.21963 | 0.2258 | 0.22886 | 0.23505 | 0.24014 | 0.24417
PG&E | GWh | Commercial | Com - Retail (Large Multi Level) | Lighting | No | Lighting - Plug-In Fixture (Linear Fluorescent) | 2.3251 | 2.4651 | 2.5387 | 2.6221 | 2.626 | 0 | 0 | 0 | 0 | 0 | 0 | 0
PG&E | GWh | Commercial | Com - Retail (Large Multi Level) | Lighting | No | Lighting - Plug-In Fixture (PSMH with Electronic Ballast) | 0.38501 | 0.37915 | 0.34163 | 0.3316 | 0.32102 | 0.31327 | 0.30613 | 0.30456 | 0.302 | 0.30371 | 0.30508 | 0.30593
PG&E | GWh | Commercial | Com - Retail (Large Multi Level) | Lighting | No | Lighting - Plug-In Fixture (PSMH) | 0.39998 | 0.39406 | 0.37246 | 0.35461 | 0.33797 | 0.32521 | 0.31386 | 0.30836 | 0.3023 | 0.30069 | 0.29908 | 0.29732
PG&E | GWh | Commercial | Com - Retail (Large Multi Level) | SHW | No | SHW - EF Rated Instantaneous Water Heater (Electric) | 0.0010275 | 0.0011999 | 0.0013561 | 0.0015209 | 0.0016486 | 0.0017528 | 0.0018261 | 0.0019101 | 0.0019664 | 0.0020392 | 0.0020959 | 0.0021384
PG&E | GWh | Commercial | Com - Retail (Large Multi Level) | SHW | No | SHW - EF Rated Storage Water Heater (Electric) | 0.00081842 | 0.00093715 | 0 | 0 | 0 | 0 | 0 | 0 | 0 | 0 | 0 | 0
PG&E | GWh | Commercial | Com - Retail (Large Multi Level) | Service | No | HVAC - Comprehensive Rooftop Unit Quality Maintenance | 0.16103 | 0.14366 | 0.14669 | 0.14748 | 0.14503 | 0.13989 | 0.13213 | 0.12202 | 0.11003 | 0.096389 | 0.082362 | 0.068323
PG&E | GWh | Commercial | Com - Retail (Large Multi Level) | Service | No | Service - HVAC Fault Detection & Diagnositics | 0 | 0.10998 | 0.10753 | 0.10915 | 0.10617 | 0.10245 | 0.097027 | 0.095377 | 0.092097 | 0.092467 | 0.097213 | 0.097227
PG&E | GWh | Commercial | Com - Retail (Large Multi Level) | WholeBlg | No | HVAC - Energy Management System | 0.46699 | 0.57595 | 0.50504 | 0.44524 | 0.38284 | 0.326 | 0.27392 | 0.24315 | 0.23968 | 0.24507 | 0.24826 | 0.24972
PG&E | GWh | Commercial | Com - Retail (Large Multi Level) | WholeBlg | No | WholeBlg - Com NC Level 2 | 0.018807 | 0 | 0 | 0 | 0 | 0 | 0 | 0 | 0 | 0 | 0 | 0
PG&E | GWh | Commercial | Com - Retail (Large Multi Level) | WholeBlg | No | WholeBlg - Com NC Level 3 | 0.017042 | 0 | 0 | 0 | 0 | 0 | 0 | 0 | 0 | 0 | 0 | 0
PG&E | GWh | Commercial | Com - Retail (Large Multi Level) | WholeBlg | No | WholeBlg - Com NC ZNE | 0.0015539 | 0 | 0 | 0 | 0.0046676 | 0.0088736 | 0.013311 | 0.014364 | 0.018639 | 0.023617 | 0 | 0
PG&E | GWh | Commercial | Com - Retail (Large Multi Level) | WholeBlg | No | WholeBlg - Com RET Level 1 | 0.17794 | 0.24493 | 0.31664 | 0.3933 | 0.47472 | 0.56114 | 0.65205 | 0.74722 | 0.84582 | 0.94725 | 1.0503 | 1.1541
PG&E | GWh | Commercial | Com - Retail (Large Multi Level) | WholeBlg | No | WholeBlg - Com RET Level 2 | 0.43212 | 0.58755 | 0.7544 | 0.93435 | 1.127 | 1.3324 | 1.5495 | 1.7782 | 2.0159 | 2.2612 | 2.5103 | 2.7612
PG&E | GWh | Commercial | Com - Retail (Large Single Level) | AppPlug | No | AppPlug - Desktop Computer (Com - Power Management) | 0.26855 | 0.28923 | 0.30689 | 0.31836 | 0.31641 | 0.30338 | 0.27987 | 0.25353 | 0.22298 | 0.19615 | 0.17238 | 0.15109
PG&E | GWh | Commercial | Com - Retail (Large Single Level) | AppPlug | No | AppPlug - Occupancy Sensor Plug Strip | 0.061386 | 0.078114 | 0.083267 | 0.08673 | 0.086771 | 0.084544 | 0.079665 | 0.077948 | 0.072773 | 0.069492 | 0.065084 | 0.060273
PG&E | GWh | Commercial | Com - Retail (Large Single Level) | AppPlug | No | AppPlug - Vending Machine Controls | 0.42859 | 0.45577 | 0.48837 | 0.51014 | 0.5108 | 0.4916 | 0.4537 | 0.41075 | 0.35876 | 0.31285 | 0.27068 | 0.23269
PG&E | GWh | Commercial | Com - Retail (Large Single Level) | BldgEnv | No | BldgEnv - Wall Spray On Insulation | 0.023706 | 0 | 0 | 0 | 0 | 0 | 0 | 0 | 0 | 0 | 0 | 0
PG&E | GWh | Commercial | Com - Retail (Large Single Level) | BldgEnv | No | BldgEnv - Window Film | 0 | 0 | 0 | 0 | 0 | 0 | 0 | 0 | 0.24411 | 0.51652 | 0.67709 | 0.73325
PG&E | GWh | Commercial | Com - Retail (Large Single Level) | FoodServ | No | FoodServ - Electric Steamer | 0.008904 | 0.010823 | 0.012642 | 0.014558 | 0.01614 | 0.017458 | 0.01839 | 0.019323 | 0.019853 | 0.020443 | 0.020778 | 0.020846
PG&E | GWh | Commercial | Com - Retail (Large Single Level) | FoodServ | No | FoodServ - Oven (Electric) | 0.071518 | 0.087865 | 0.10404 | 0.12165 | 0.13725 | 0.15129 | 0.1626 | 0.17419 | 0.18247 | 0.19118 | 0.19746 | 0.20101
PG&E | GWh | Commercial | Com - Retail (Large Single Level) | HVAC | Yes | HVAC - Advanced Package Rooftop AC (> EER 12) - Emerging | 0 | 0 | 0.0009094 | 0.0024636 | 0.004523 | 0.0069972 | 0.0098268 | 0.013008 | 0.016288 | 0.019812 | 0.023644 | 0.027861
PG&E | GWh | Commercial | Com - Retail (Large Single Level) | HVAC | No | HVAC - Direct Evaporative Cooler | 0.69722 | 0.80497 | 0.91926 | 1.0413 | 1.1657 | 1.2898 | 1.4099 | 1.5284 | 1.6372 | 1.7389 | 1.8275 | 1.9001
PG&E | GWh | Commercial | Com - Retail (Large Single Level) | HVAC | No | HVAC - EER Rated Package Rooftop AC (EER 11) | 0 | 0 | 0 | 0 | 0 | 0 | 0 | 0 | 0.064932 | 0.071348 | 0.077099 | 0.082015
PG&E | GWh | Commercial | Com - Retail (Large Single Level) | HVAC | No | HVAC - Repair Duct System | 0 | 0 | 0 | 0 | 0 | 0 | 0 | 0 | 0 | 0.047787 | 0.010292 | 0
PG&E | GWh | Commercial | Com - Retail (Large Single Level) | HVAC | No | HVAC - SEER Rated Package Rooftop AC (Recharge) | 0 | 0 | 0.38019 | 0.36846 | 0.32985 | 0.27308 | 0.20829 | 0.145 | 0.08981 | 0.045546 | 0.012506 | 0
PG&E | GWh | Commercial | Com - Retail (Large Single Level) | HVAC | No | HVAC - SEER Rated Package Rooftop AC (SEER 14) | 0.25032 | 0.30179 | 0 | 0 | 0 | 0 | 0 | 0 | 0 | 0 | 0 | 0
PG&E | GWh | Commercial | Com - Retail (Large Single Level) | HVAC | No | HVAC - SEER Rated Package Rooftop AC (SEER 15) | 0.25775 | 0.3037 | 0.16185 | 0.18493 | 0.20605 | 0.22621 | 0.24432 | 0.2642 | 0.28192 | 0.3024 | 0.32134 | 0.33828
PG&E | GWh | Commercial | Com - Retail (Large Single Level) | HVAC | No | HVAC - SEER Rated Package Rooftop HP (SEER 14) | 0.031459 | 0.037417 | 0 | 0 | 0 | 0 | 0 | 0 | 0 | 0 | 0 | 0
PG&E | GWh | Commercial | Com - Retail (Large Single Level) | HVAC | No | HVAC - SEER Rated Package Rooftop HP (SEER 15) | 0.12274 | 0.14714 | 0.079523 | 0.092143 | 0.10382 | 0.11511 | 0.12533 | 0.13667 | 0.14681 | 0.15818 | 0.16862 | 0.17786
PG&E | GWh | Commercial | Com - Retail (Large Single Level) | HVAC | No | HVAC - SEER Rated Split System AC (SEER 14) | 0.14066 | 0.16189 | 0.18094 | 0 | 0 | 0 | 0 | 0 | 0 | 0 | 0 | 0
PG&E | GWh | Commercial | Com - Retail (Large Single Level) | HVAC | No | HVAC - SEER Rated Split System AC (SEER 15) | 0.014139 | 0.018028 | 0.010155 | 0.012108 | 0.013937 | 0.015732 | 0.017413 | 0.019218 | 0.020888 | 0.022711 | 0.024454 | 0.026092
PG&E | GWh | Commercial | Com - Retail (Large Single Level) | HVAC | No | HVAC - SEER Rated Split System HP (SEER 14) | 0.1353 | 0.16161 | 0.025279 | 0.029192 | 0.032755 | 0.036162 | 0.039201 | 0.042608 | 0.045579 | 0.048957 | 0.052059 | 0.054789
PG&E | GWh | Commercial | Com - Retail (Large Single Level) | HVAC | No | HVAC - SEER Rated Split System HP (SEER 15) | 0.047079 | 0.056058 | 0.030102 | 0.034727 | 0.038928 | 0.042952 | 0.046536 | 0.050598 | 0.054149 | 0.058234 | 0.062002 | 0.065343
PG&E | GWh | Commercial | Com - Retail (Large Single Level) | HVAC | No | HVAC - Thermostat | 0.99605 | 1.0382 | 1.0926 | 1.0777 | 0.97863 | 0.819 | 0.63943 | 0.48676 | 0.36237 | 0.28422 | 0.26851 | 0.2704
PG&E | GWh | Commercial | Com - Retail (Large Single Level) | Lighting | Yes | Lighting - LED Fixture (Replacing T8) - Emerging | 0.17955 | 0.25318 | 0.35993 | 0.5093 | 0.68533 | 0.89957 | 1.1354 | 1.4345 | 1.7447 | 2.187 | 2.7629 | 3.3878
PG&E | GWh | Commercial | Com - Retail (Large Single Level) | Lighting | Yes | Lighting - LED Lamp (Basic High - Indoor) - Emerging | 0.049408 | 0.080974 | 0.11864 | 0.1501 | 0.17609 | 0.026077 | 0.02922 | 0.032178 | 0.034618 | 0.036907 | 0.03888 | 0.050785
PG&E | GWh | Commercial | Com - Retail (Large Single Level) | Lighting | Yes | Lighting - LED Lamp (Basic Low - Indoor) - Emerging | 0.25014 | 0.39793 | 0.49175 | 0.59421 | 0.69812 | 0.12179 | 0.13532 | 0.14813 | 0.19578 | 0.27644 | 0.34935 | 0.41403
PG&E | GWh | Commercial | Com - Retail (Large Single Level) | Lighting | Yes | Lighting - LED Plug-In Indoor Fixture - Emerging | 0.082298 | 0.10419 | 0.12848 | 0.15716 | 0.18659 | 0.012703 | 0.016252 | 0.020362 | 0.024634 | 0.029494 | 0.034403 | 0.039295
PG&E | GWh | Commercial | Com - Retail (Large Single Level) | Lighting | No | Lighting - Cold Cathode Lamp | 0.047214 | 0.047446 | 0.047378 | 0.047892 | 0.047649 | 0 | 0 | 0 | 0 | 0 | 0 | 0
PG&E | GWh | Commercial | Com - Retail (Large Single Level) | Lighting | No | Lighting - Compact Fluorescent Fixture (Indoor) | 6.4455 | 6.4287 | 6.4273 | 6.4945 | 6.502 | 0 | 0 | 0 | 0 | 0 | 0 | 0
PG&E | GWh | Commercial | Com - Retail (Large Single Level) | Lighting | No | Lighting - Compact Fluorescent Lamp (Basic High - Indoor) | 1.6396 | 1.7533 | 1.8003 | 1.8083 | 1.7621 | 0 | 0 | 0 | 0 | 0 | 0 | 0
PG&E | GWh | Commercial | Com - Retail (Large Single Level) | Lighting | No | Lighting - Compact Fluorescent Lamp (Basic Low - Indoor) | 5.3825 | 5.3089 | 5.1752 | 5.0259 | 4.8176 | 0 | 0 | 0 | 0 | 0 | 0 | 0
PG&E | GWh | Commercial | Com - Retail (Large Single Level) | Lighting | No | Lighting - Exit Fixture (LED) | 0.74828 | 0.6692 | 0.51458 | 0.3485 | 0.20864 | 0.10506 | 0.032598 | 0 | 0 | 0 | 0 | 0
PG&E | GWh | Commercial | Com - Retail (Large Single Level) | Lighting | No | Lighting - Halogen Lamp (A-Line) | 0.056785 | 0.069841 | 0.082159 | 0.095304 | 0.10864 | 0 | 0 | 0 | 0 | 0 | 0 | 0
PG&E | GWh | Commercial | Com - Retail (Large Single Level) | Lighting | No | Lighting - Halogen Lamp (Reflector) | 0.022189 | 0.02707 | 0.031334 | 0.035672 | 0.03993 | 0.043152 | 0.046257 | 0.04887 | 0.051246 | 0.053333 | 0.055235 | 0.05694
PG&E | GWh | Commercial | Com - Retail (Large Single Level) | Lighting | No | Lighting - High Bay HID to T5 | 1.0275 | 1.0946 | 1.1067 | 1.0823 | 1.005 | 0.896 | 0.76617 | 0.64709 | 0.53396 | 0.44803 | 0.38041 | 0.33116
PG&E | GWh | Commercial | Com - Retail (Large Single Level) | Lighting | No | Lighting - Induction Fixture (Indoor) | 0.095288 | 0.11605 | 0.13567 | 0.15669 | 0.17438 | 0.18994 | 0.20219 | 0.21558 | 0.22557 | 0.23709 | 0.24636 | 0.25332
PG&E | GWh | Commercial | Com - Retail (Large Single Level) | Lighting | No | Lighting - Induction Fixture (Outdoor) | 0.051638 | 0.057917 | 0.063796 | 0.070364 | 0.075773 | 0.080516 | 0.08424 | 0.08865 | 0.092099 | 0.096367 | 0.10011 | 0.1033
PG&E | GWh | Commercial | Com - Retail (Large Single Level) | Lighting | No | Lighting - Linear Fluorescent Delamping | 0.021033 | 0.020179 | 0.019078 | 0.015318 | 0.0086686 | 0 | 0 | 0 | 0 | 0 | 0 | 0
PG&E | GWh | Commercial | Com - Retail (Large Single Level) | Lighting | No | Lighting - Linear Fluorescent Fixture (Low Wattage T8) | 1.2906 | 1.3192 | 1.3324 | 1.3603 | 1.3631 | 1.3589 | 1.3449 | 1.35 | 1.347 | 1.3291 | 1.2737 | 1.2161
PG&E | GWh | Commercial | Com - Retail (Large Single Level) | Lighting | No | Lighting - Plug-In Fixture (Compact Fluorescent) | 0.76729 | 0.7542 | 0.74179 | 0.74422 | 0.73917 | 0 | 0 | 0 | 0 | 0 | 0 | 0
PG&E | GWh | Commercial | Com - Retail (Large Single Level) | Lighting | No | Lighting - Plug-In Fixture (Exterior) | 0.17371 | 0.21605 | 0.21291 | 0.21652 | 0.21626 | 0.21525 | 0.21266 | 0.21348 | 0.21282 | 0.21548 | 0.21768 | 0.21935
PG&E | GWh | Commercial | Com - Retail (Large Single Level) | Lighting | No | Lighting - Plug-In Fixture (Induction) | 0 | 0 | 0.07788 | 0.16377 | 0.18927 | 0.20616 | 0.21494 | 0.22355 | 0.2281 | 0.23516 | 0.2408 | 0.24516
PG&E | GWh | Commercial | Com - Retail (Large Single Level) | Lighting | No | Lighting - Plug-In Fixture (Linear Fluorescent) | 2.3119 | 2.4517 | 2.5253 | 2.6088 | 2.6128 | 0 | 0 | 0 | 0 | 0 | 0 | 0
PG&E | GWh | Commercial | Com - Retail (Large Single Level) | Lighting | No | Lighting - Plug-In Fixture (PSMH with Electronic Ballast) | 0.39194 | 0.40101 | 0.38182 | 0.35191 | 0.33612 | 0.32424 | 0.31434 | 0.31127 | 0.30778 | 0.30906 | 0.31018 | 0.3109
PG&E | GWh | Commercial | Com - Retail (Large Single Level) | Lighting | No | Lighting - Plug-In Fixture (PSMH) | 0.4067 | 0.41574 | 0.3966 | 0.38251 | 0.35877 | 0.34074 | 0.32593 | 0.31846 | 0.31111 | 0.30881 | 0.30675 | 0.3047
PG&E | GWh | Commercial | Com - Retail (Large Single Level) | SHW | No | SHW - EF Rated Instantaneous Water Heater (Electric) | 0.00095277 | 0.0011126 | 0.0012572 | 0.0014098 | 0.0015279 | 0.0016243 | 0.001692 | 0.0017698 | 0.0018219 | 0.0018893 | 0.0019418 | 0.0019812
PG&E | GWh | Commercial | Com - Retail (Large Single Level) | SHW | No | SHW - EF Rated Storage Water Heater (Electric) | 0.00075839 | 0.00086839 | 0 | 0 | 0 | 0 | 0 | 0 | 0 | 0 | 0 | 0
PG&E | GWh | Commercial | Com - Retail (Large Single Level) | Service | No | HVAC - Comprehensive Rooftop Unit Quality Maintenance | 0.16103 | 0.14366 | 0.14669 | 0.14748 | 0.14503 | 0.13989 | 0.13213 | 0.12202 | 0.11003 | 0.096389 | 0.082362 | 0.068323
PG&E | GWh | Commercial | Com - Retail (Large Single Level) | Service | No | Service - HVAC Fault Detection & Diagnositics | 0 | 0.10998 | 0.10753 | 0.10915 | 0.10617 | 0.10245 | 0.097027 | 0.095377 | 0.092097 | 0.092467 | 0.097213 | 0.097227
PG&E | GWh | Commercial | Com - Retail (Large Single Level) | WholeBlg | No | HVAC - Energy Management System | 0.46699 | 0.57595 | 0.50504 | 0.44524 | 0.38284 | 0.326 | 0.27392 | 0.24315 | 0.23968 | 0.24507 | 0.24826 | 0.24972
PG&E | GWh | Commercial | Com - Retail (Large Single Level) | WholeBlg | No | WholeBlg - Com NC Level 2 | 0.018807 | 0 | 0 | 0 | 0 | 0 | 0 | 0 | 0 | 0 | 0 | 0
PG&E | GWh | Commercial | Com - Retail (Large Single Level) | WholeBlg | No | WholeBlg - Com NC Level 3 | 0.017042 | 0 | 0 | 0 | 0 | 0 | 0 | 0 | 0 | 0 | 0 | 0
PG&E | GWh | Commercial | Com - Retail (Large Single Level) | WholeBlg | No | WholeBlg - Com NC ZNE | 0.0015539 | 0 | 0 | 0 | 0.0046676 | 0.0088736 | 0.013311 | 0.014364 | 0.018639 | 0.023617 | 0 | 0
PG&E | GWh | Commercial | Com - Retail (Large Single Level) | WholeBlg | No | WholeBlg - Com RET Level 1 | 0.24712 | 0.33966 | 0.43881 | 0.54487 | 0.65769 | 0.77726 | 0.90302 | 1.0344 | 1.1704 | 1.3098 | 1.451 | 1.5923
PG&E | GWh | Commercial | Com - Retail (Large Single Level) | WholeBlg | No | WholeBlg - Com RET Level 2 | 0.48756 | 0.66271 | 0.85002 | 1.0509 | 1.2649 | 1.4924 | 1.7319 | 1.9832 | 2.2436 | 2.5115 | 2.7828 | 3.0553
PG&E | GWh | Commercial | Com - Retail (Small) | AppPlug | No | AppPlug - Desktop Computer (Com - Power Management) | 0.26855 | 0.28923 | 0.30689 | 0.31836 | 0.31641 | 0.30338 | 0.27987 | 0.25353 | 0.22298 | 0.19615 | 0.17238 | 0.15109
PG&E | GWh | Commercial | Com - Retail (Small) | AppPlug | No | AppPlug - Occupancy Sensor Plug Strip | 0.061386 | 0.078114 | 0.083267 | 0.08673 | 0.086771 | 0.084544 | 0.079665 | 0.077948 | 0.072773 | 0.069492 | 0.065084 | 0.060273
PG&E | GWh | Commercial | Com - Retail (Small) | AppPlug | No | AppPlug - Vending Machine Controls | 0.42859 | 0.45577 | 0.48837 | 0.51014 | 0.5108 | 0.4916 | 0.4537 | 0.41075 | 0.35876 | 0.31285 | 0.27068 | 0.23269
PG&E | GWh | Commercial | Com - Retail (Small) | BldgEnv | No | BldgEnv - Wall Spray On Insulation | 0.020413 | 0 | 0 | 0 | 0 | 0 | 0 | 0 | 0 | 0 | 0 | 0
PG&E | GWh | Commercial | Com - Retail (Small) | BldgEnv | No | BldgEnv - Window Film | 0 | 0 | 0 | 0 | 0 | 0 | 0 | 0 | 0.24411 | 0.51652 | 0.67709 | 0.73325
PG&E | GWh | Commercial | Com - Retail (Small) | FoodServ | No | FoodServ - Electric Steamer | 0.0089034 | 0.010823 | 0.012642 | 0.014558 | 0.016136 | 0.017451 | 0.01838 | 0.019309 | 0.019835 | 0.02042 | 0.020778 | 0.020846
PG&E | GWh | Commercial | Com - Retail (Small) | HVAC | Yes | HVAC - Advanced Package Rooftop AC (> EER 12) - Emerging | 0 | 0 | 0.00099687 | 0.0027062 | 0.0049746 | 0.0077025 | 0.010824 | 0.01408 | 0.017629 | 0.02154 | 0.02582 | 0.030524
PG&E | GWh | Commercial | Com - Retail (Small) | HVAC | No | HVAC - Direct Evaporative Cooler | 0.38231 | 0.44 | 0.50112 | 0.56641 | 0.63305 | 0.69991 | 0.76528 | 0.8309 | 0.89259 | 0.95219 | 1.0065 | 1.0541
PG&E | GWh | Commercial | Com - Retail (Small) | HVAC | No | HVAC - EER Rated Package Rooftop AC (EER 11) | 0 | 0 | 0 | 0 | 0 | 0 | 0 | 0.050454 | 0.055383 | 0.082254 | 0.08877 | 0.094424
PG&E | GWh | Commercial | Com - Retail (Small) | HVAC | No | HVAC - SEER Rated Package Rooftop AC (Recharge) | 0 | 0 | 0 | 0 | 0 | 0.28726 | 0.23167 | 0.16647 | 0.10627 | 0.056938 | 0.019914 | 0
PG&E | GWh | Commercial | Com - Retail (Small) | HVAC | No | HVAC - SEER Rated Package Rooftop AC (SEER 14) | 0.24456 | 0.29455 | 0 | 0 | 0 | 0 | 0 | 0 | 0 | 0 | 0 | 0
PG&E | GWh | Commercial | Com - Retail (Small) | HVAC | No | HVAC - SEER Rated Package Rooftop AC (SEER 15) | 0.25798 | 0.30418 | 0.16225 | 0.18547 | 0.20681 | 0.22724 | 0.24566 | 0.26579 | 0.2837 | 0.30434 | 0.32342 | 0.3405
PG&E | GWh | Commercial | Com - Retail (Small) | HVAC | No | HVAC - SEER Rated Package Rooftop HP (SEER 14) | 0.03251 | 0.03869 | 0 | 0 | 0 | 0 | 0 | 0 | 0 | 0 | 0 | 0
PG&E | GWh | Commercial | Com - Retail (Small) | HVAC | No | HVAC - SEER Rated Package Rooftop HP (SEER 15) | 0.12516 | 0.1499 | 0.080949 | 0.093741 | 0.10556 | 0.11697 | 0.12728 | 0.13875 | 0.14896 | 0.16045 | 0.17101 | 0.18036
PG&E | GWh | Commercial | Com - Retail (Small) | HVAC | No | HVAC - SEER Rated Split System AC (SEER 14) | 0.16003 | 0.18477 | 0.20807 | 0 | 0 | 0 | 0 | 0 | 0 | 0 | 0 | 0
PG&E | GWh | Commercial | Com - Retail (Small) | HVAC | No | HVAC - SEER Rated Split System AC (SEER 15) | 0.021435 | 0.027467 | 0.015621 | 0.018855 | 0.022006 | 0.025193 | 0.028281 | 0.031685 | 0.034939 | 0.038554 | 0.042104 | 0.045521
PG&E | GWh | Commercial | Com - Retail (Small) | HVAC | No | HVAC - SEER Rated Split System HP (SEER 14) | 0.17753 | 0.21209 | 0.033188 | 0.038329 | 0.043023 | 0.047518 | 0.05154 | 0.056028 | 0.059949 | 0.064392 | 0.068474 | 0.072067
PG&E | GWh | Commercial | Com - Retail (Small) | HVAC | No | HVAC - SEER Rated Split System HP (SEER 15) | 0.059817 | 0.071234 | 0.038269 | 0.044146 | 0.049506 | 0.054649 | 0.05925 | 0.064429 | 0.068969 | 0.074162 | 0.078957 | 0.083206
PG&E | GWh | Commercial | Com - Retail (Small) | HVAC | No | HVAC - Thermostat | 1.134 | 1.1827 | 1.2427 | 1.225 | 1.1128 | 0.93213 | 0.72911 | 0.55646 | 0.4152 | 0.32637 | 0.30677 | 0.30899
PG&E | GWh | Commercial | Com - Retail (Small) | Lighting | Yes | Lighting - LED Fixture (Replacing T8) - Emerging | 0 | 0.09855 | 0.16133 | 0.30458 | 0.48901 | 0.71091 | 0.95435 | 1.2545 | 1.5593 | 1.9158 | 2.3195 | 2.8118
PG&E | GWh | Commercial | Com - Retail (Small) | Lighting | Yes | Lighting - LED Lamp (Basic High - Indoor) - Emerging | 0.043519 | 0.07152 | 0.10534 | 0.13471 | 0.15834 | 0.023505 | 0.026398 | 0.029127 | 0.031381 | 0.033494 | 0.035317 | 0.046324
PG&E | GWh | Commercial | Com - Retail (Small) | Lighting | Yes | Lighting - LED Lamp (Basic Low - Indoor) - Emerging | 0.22238 | 0.3546 | 0.44241 | 0.53577 | 0.63103 | 0.11035 | 0.12286 | 0.13472 | 0.17858 | 0.2524 | 0.31935 | 0.37886
PG&E | GWh | Commercial | Com - Retail (Small) | Lighting | Yes | Lighting - LED Plug-In Indoor Fixture - Emerging | 0.014194 | 0.016136 | 0.019337 | 0.023199 | 0.028019 | 0.0019089 | 0.0023377 | 0.0030993 | 0.0040127 | 0.0050344 | 0.0061298 | 0.0072783
PG&E | GWh | Commercial | Com - Retail (Small) | Lighting | No | Lighting - Cold Cathode Lamp | 0.039176 | 0.039448 | 0.039459 | 0.039952 | 0.039817 | 0 | 0 | 0 | 0 | 0 | 0 | 0
PG&E | GWh | Commercial | Com - Retail (Small) | Lighting | No | Lighting - Compact Fluorescent Fixture (Indoor) | 5.8725 | 5.8591 | 5.8593 | 5.922 | 5.9315 | 0 | 0 | 0 | 0 | 0 | 0 | 0
PG&E | GWh | Commercial | Com - Retail (Small) | Lighting | No | Lighting - Compact Fluorescent Lamp (Basic High - Indoor) | 1.4886 | 1.5948 | 1.6395 | 1.6476 | 1.6063 | 0 | 0 | 0 | 0 | 0 | 0 | 0
PG&E | GWh | Commercial | Com - Retail (Small) | Lighting | No | Lighting - Compact Fluorescent Lamp (Basic Low - Indoor) | 4.8864 | 4.829 | 4.7111 | 4.5789 | 4.3918 | 0 | 0 | 0 | 0 | 0 | 0 | 0
PG&E | GWh | Commercial | Com - Retail (Small) | Lighting | No | Lighting - Exit Fixture (LED) | 0.74683 | 0.66792 | 0.51361 | 0.34786 | 0.20827 | 0.1049 | 0.032577 | 0 | 0 | 0 | 0 | 0
PG&E | GWh | Commercial | Com - Retail (Small) | Lighting | No | Lighting - Halogen Lamp (A-Line) | 0.056781 | 0.069846 | 0.08217 | 0.095323 | 0.10867 | 0 | 0 | 0 | 0 | 0 | 0 | 0
PG&E | GWh | Commercial | Com - Retail (Small) | Lighting | No | Lighting - Halogen Lamp (Reflector) | 0.022186 | 0.027071 | 0.031338 | 0.035678 | 0.039941 | 0.043179 | 0.046283 | 0.048905 | 0.051282 | 0.053375 | 0.055278 | 0.056987
PG&E | GWh | Commercial | Com - Retail (Small) | Lighting | No | Lighting - High Bay HID to T5 | 0.77964 | 0.83256 | 0.83825 | 0.81763 | 0.75807 | 0.67604 | 0.57914 | 0.49076 | 0.40664 | 0.34251 | 0.29195 | 0.25306
PG&E | GWh | Commercial | Com - Retail (Small) | Lighting | No | Lighting - Induction Fixture (Indoor) | 0.075095 | 0.089913 | 0.10381 | 0.11876 | 0.1312 | 0.1421 | 0.15064 | 0.16013 | 0.16725 | 0.17563 | 0.1825 | 0.18781
PG&E | GWh | Commercial | Com - Retail (Small) | Lighting | No | Lighting - Induction Fixture (Outdoor) | 0.051632 | 0.057917 | 0.063796 | 0.070364 | 0.075773 | 0.080515 | 0.084239 | 0.088648 | 0.092096 | 0.096364 | 0.10011 | 0.1033
PG&E | GWh | Commercial | Com - Retail (Small) | Lighting | No | Lighting - Linear Fluorescent Delamping | 0.016233 | 0.015576 | 0.014706 | 0.011799 | 0.0066771 | 0 | 0 | 0 | 0 | 0 | 0 | 0
PG&E | GWh | Commercial | Com - Retail (Small) | Lighting | No | Lighting - Linear Fluorescent Fixture (Low Wattage T8) | 0.42184 | 0.71611 | 0.64798 | 0.80239 | 0.87686 | 0.92962 | 0.96079 | 0.99161 | 1.0073 | 1.0275 | 1.0282 | 0.99057
PG&E | GWh | Commercial | Com - Retail (Small) | Lighting | No | Lighting - Plug-In Fixture (Compact Fluorescent) | 0.17223 | 0.17037 | 0.17475 | 0.17949 | 0.18474 | 0 | 0 | 0 | 0 | 0 | 0 | 0
PG&E | GWh | Commercial | Com - Retail (Small) | Lighting | No | Lighting - Plug-In Fixture (Exterior) | 0.17369 | 0.21605 | 0.21291 | 0.21652 | 0.21626 | 0.21524 | 0.21265 | 0.21347 | 0.21281 | 0.21547 | 0.21768 | 0.21935
PG&E | GWh | Commercial | Com - Retail (Small) | Lighting | No | Lighting - Plug-In Fixture (Induction) | 0 | 0.14113 | 0.17221 | 0.19298 | 0.20529 | 0.21249 | 0.21511 | 0.22001 | 0.22221 | 0.22772 | 0.23229 | 0.2359
PG&E | GWh | Commercial | Com - Retail (Small) | Lighting | No | Lighting - Plug-In Fixture (Linear Fluorescent) | 1.3628 | 1.4376 | 1.477 | 1.5243 | 1.5276 | 0 | 0 | 0 | 0 | 0 | 0 | 0
PG&E | GWh | Commercial | Com - Retail (Small) | Lighting | No | Lighting - Plug-In Fixture (PSMH with Electronic Ballast) | 0.36194 | 0.34089 | 0.31069 | 0.30502 | 0.29803 | 0.29265 | 0.28713 | 0.28632 | 0.28437 | 0.28626 | 0.28776 | 0.28872
PG&E | GWh | Commercial | Com - Retail (Small) | Lighting | No | Lighting - Plug-In Fixture (PSMH) | 0.37884 | 0.35711 | 0.33873 | 0.32588 | 0.31307 | 0.3029 | 0.29332 | 0.28873 | 0.2834 | 0.28209 | 0.28069 | 0.27908
PG&E | GWh | Commercial | Com - Retail (Small) | SHW | No | SHW - EF Rated Instantaneous Water Heater (Electric) | 0.00061984 | 0.00072365 | 0.00081712 | 0.00091553 | 0.00099165 | 0.0010538 | 0.0010976 | 0.0011478 | 0.0011815 | 0.0012251 | 0.001259 | 0.0012845
PG&E | GWh | Commercial | Com - Retail (Small) | SHW | No | SHW - EF Rated Storage Water Heater (Electric) | 0.00053411 | 0.00061164 | 0 | 0 | 0 | 0 | 0 | 0 | 0 | 0 | 0 | 0
PG&E | GWh | Commercial | Com - Retail (Small) | Service | No | HVAC - Comprehensive Rooftop Unit Quality Maintenance | 0.16103 | 0.14366 | 0.14669 | 0.14748 | 0.14503 | 0.13989 | 0.13213 | 0.12202 | 0.11003 | 0.096389 | 0.082362 | 0.068323
PG&E | GWh | Commercial | Com - Retail (Small) | Service | No | Service - HVAC Fault Detection & Diagnositics | 0 | 0.10998 | 0.10753 | 0.10915 | 0.10617 | 0.10245 | 0.097027 | 0.095377 | 0.092097 | 0.092467 | 0.097213 | 0.097227
PG&E | GWh | Commercial | Com - Retail (Small) | WholeBlg | No | HVAC - Energy Management System | 0.46699 | 0.57595 | 0.50504 | 0.44524 | 0.38284 | 0.326 | 0.27392 | 0.24315 | 0.23968 | 0.24507 | 0.24826 | 0.24972
PG&E | GWh | Commercial | Com - Retail (Small) | WholeBlg | No | WholeBlg - Com NC Level 2 | 0.018807 | 0 | 0 | 0 | 0 | 0 | 0 | 0 | 0 | 0 | 0 | 0
PG&E | GWh | Commercial | Com - Retail (Small) | WholeBlg | No | WholeBlg - Com NC Level 3 | 0.017042 | 0 | 0 | 0 | 0 | 0 | 0 | 0 | 0 | 0 | 0 | 0
PG&E | GWh | Commercial | Com - Retail (Small) | WholeBlg | No | WholeBlg - Com NC ZNE | 0.0015539 | 0 | 0 | 0 | 0.0046676 | 0.0088736 | 0.013311 | 0.014364 | 0.018639 | 0.023617 | 0 | 0
PG&E | GWh | Commercial | Com - Retail (Small) | WholeBlg | No | WholeBlg - Com RET Level 1 | 0.23162 | 0.31863 | 0.41186 | 0.51158 | 0.61763 | 0.73008 | 0.84837 | 0.97201 | 1.1 | 1.2312 | 1.3641 | 1.4973
PG&E | GWh | Commercial | Com - Retail (Small) | WholeBlg | No | WholeBlg - Com RET Level 2 | 0.43595 | 0.59272 | 0.76051 | 0.9408 | 1.1331 | 1.3376 | 1.5531 | 1.7796 | 2.0144 | 2.2562 | 2.5015 | 2.7482
PG&E | GWh | Commercial | Com - Storage (Conditioned) | AppPlug | No | AppPlug - Desktop Computer (Com - Power Management) | 0.1385 | 0.14916 | 0.15827 | 0.16418 | 0.16324 | 0.15656 | 0.14449 | 0.13098 | 0.11529 | 0.10153 | 0.0889 | 0.077919
PG&E | GWh | Commercial | Com - Storage (Conditioned) | AppPlug | No | AppPlug - Occupancy Sensor Plug Strip | 0.03166 | 0.040284 | 0.042942 | 0.044728 | 0.044769 | 0.043637 | 0.041138 | 0.040276 | 0.037629 | 0.035964 | 0.033565 | 0.031084
PG&E | GWh | Commercial | Com - Storage (Conditioned) | AppPlug | No | AppPlug - Vending Machine Controls | 0.40481 | 0.43045 | 0.46124 | 0.4818 | 0.48258 | 0.46459 | 0.42895 | 0.38858 | 0.33968 | 0.29655 | 0.25565 | 0.21976
PG&E | GWh | Commercial | Com - Storage (Conditioned) | BldgEnv | No | BldgEnv - Wall Spray On Insulation | 0.16957 | 0.12411 | 0.075011 | 0.037627 | 0.010682 | 0 | 0 | 0 | 0 | 0 | 0 | 0
PG&E | GWh | Commercial | Com - Storage (Conditioned) | BldgEnv | No | BldgEnv - Window Film | 0 | 0 | 0 | 0 | 0 | 0 | 0 | 0 | 0.029251 | 0.061894 | 0.081134 | 0.087864
PG&E | GWh | Commercial | Com - Storage (Conditioned) | ComRefrig | No | ComRefrig - Strip Curtain for Walk In Refrigerator | 0.34355 | 0.32217 | 0.3482 | 0.34433 | 0.30604 | 0.24076 | 0.16526 | 0.096498 | 0.043746 | 0.0079831 | 0 | 0
PG&E | GWh | Commercial | Com - Storage (Conditioned) | HVAC | No | HVAC - Direct Evaporative Cooler | 0.34539 | 0.39833 | 0.45437 | 0.51374 | 0.57371 | 0.63309 | 0.68993 | 0.74508 | 0.79482 | 0.84029 | 0.87854 | 0.92023
PG&E | GWh | Commercial | Com - Storage (Conditioned) | HVAC | No | HVAC - SEER Rated Package Rooftop AC (SEER 14) | 0.062015 | 0.074526 | 0 | 0 | 0 | 0 | 0 | 0 | 0 | 0 | 0 | 0
PG&E | GWh | Commercial | Com - Storage (Conditioned) | HVAC | No | HVAC - SEER Rated Package Rooftop AC (SEER 15) | 0.049654 | 0.058246 | 0.031 | 0.035362 | 0.039354 | 0.043159 | 0.046576 | 0.05031 | 0.053604 | 0.057441 | 0.060962 | 0.064133
PG&E | GWh | Commercial | Com - Storage (Conditioned) | HVAC | No | HVAC - SEER Rated Package Rooftop HP (SEER 14) | 0.0062077 | 0.0073787 | 0 | 0 | 0 | 0 | 0 | 0 | 0 | 0 | 0 | 0
PG&E | GWh | Commercial | Com - Storage (Conditioned) | HVAC | No | HVAC - SEER Rated Package Rooftop HP (SEER 15) | 0.025655 | 0.030648 | 0.016571 | 0.019192 | 0.021647 | 0.024034 | 0.026221 | 0.028622 | 0.03077 | 0.03315 | 0.035324 | 0.037275
PG&E | GWh | Commercial | Com - Storage (Conditioned) | HVAC | No | HVAC - SEER Rated Split System AC (SEER 14) | 0.032783 | 0.037703 | 0.041981 | 0 | 0 | 0 | 0 | 0 | 0 | 0 | 0 | 0
PG&E | GWh | Commercial | Com - Storage (Conditioned) | HVAC | No | HVAC - SEER Rated Split System AC (SEER 15) | 0.0022939 | 0.0029136 | 0.0016398 | 0.0019521 | 0.0022439 | 0.0025295 | 0.002797 | 0.0030839 | 0.0033498 | 0.0036407 | 0.0039183 | 0.0042103
PG&E | GWh | Commercial | Com - Storage (Conditioned) | HVAC | No | HVAC - SEER Rated Split System HP (SEER 14) | 0.03061 | 0.036489 | 0.0057119 | 0.0066111 | 0.0074225 | 0.0081954 | 0.0088775 | 0.0096567 | 0.010331 | 0.011118 | 0.011834 | 0.012467
PG&E | GWh | Commercial | Com - Storage (Conditioned) | HVAC | No | HVAC - SEER Rated Split System HP (SEER 15) | 0.0095697 | 0.011301 | 0.0060412 | 0.006956 | 0.0077724 | 0.0085479 | 0.0092262 | 0.010018 | 0.010704 | 0.011526 | 0.012281 | 0.012958
PG&E | GWh | Commercial | Com - Storage (Conditioned) | Lighting | Yes | Lighting - LED Fixture (Replacing T8) - Emerging | 0 | 0.011593 | 0.025346 | 0.043677 | 0.06501 | 0.090423 | 0.11815 | 0.15225 | 0.18657 | 0.22638 | 0.26794 | 0.30888
PG&E | GWh | Commercial | Com - Storage (Conditioned) | Lighting | Yes | Lighting - LED Lamp (Basic High - Indoor) - Emerging | 0.00059784 | 0.00084762 | 0.0011708 | 0.0015697 | 0.0017523 | 0.00024536 | 0.00026353 | 0.00028287 | 0.00045761 | 0.00061108 | 0.00074364 | 0.00085925
PG&E | GWh | Commercial | Com - Storage (Conditioned) | Lighting | Yes | Lighting - LED Lamp (Basic Low - Indoor) - Emerging | 0.003364 | 0.0055219 | 0.0074573 | 0.0092775 | 0.011234 | 0.0020154 | 0.0022922 | 0.002553 | 0.0029407 | 0.0043679 | 0.0056958 | 0.0068915
PG&E | GWh | Commercial | Com - Storage (Conditioned) | Lighting | Yes | Lighting - LED Plug-In Indoor Fixture - Emerging | 0.046305 | 0.058608 | 0.07217 | 0.088113 | 0.10438 | 0.0070737 | 0.0090471 | 0.011331 | 0.013686 | 0.016355 | 0.019032 | 0.021694
PG&E | GWh | Commercial | Com - Storage (Conditioned) | Lighting | No | Lighting - Cold Cathode Lamp | 0.010672 | 0.010861 | 0.010964 | 0.011209 | 0.011255 | 0 | 0 | 0 | 0 | 0 | 0 | 0
PG&E | GWh | Commercial | Com - Storage (Conditioned) | Lighting | No | Lighting - Compact Fluorescent Fixture (Indoor) | 0.038238 | 0.038226 | 0.038301 | 0.038782 | 0.038959 | 0 | 0 | 0 | 0 | 0 | 0 | 0
PG&E | GWh | Commercial | Com - Storage (Conditioned) | Lighting | No | Lighting - Compact Fluorescent Lamp (Basic High - Indoor) | 0.021127 | 0.018196 | 0.015823 | 0.014154 | 0.012987 | 0 | 0 | 0 | 0 | 0 | 0 | 0
PG&E | GWh | Commercial | Com - Storage (Conditioned) | Lighting | No | Lighting - Compact Fluorescent Lamp (Basic Low - Indoor) | 0.081425 | 0.084111 | 0.084559 | 0.084083 | 0.081891 | 0 | 0 | 0 | 0 | 0 | 0 | 0
PG&E | GWh | Commercial | Com - Storage (Conditioned) | Lighting | No | Lighting - Exit Fixture (LED) | 0.34699 | 0.31065 | 0.2393 | 0.16235 | 0.097724 | 0.049878 | 0.016237 | 0 | 0 | 0 | 0 | 0
PG&E | GWh | Commercial | Com - Storage (Conditioned) | Lighting | No | Lighting - Halogen Lamp (A-Line) | 0.02929 | 0.036013 | 0.042357 | 0.049127 | 0.055994 | 0 | 0 | 0 | 0 | 0 | 0 | 0
PG&E | GWh | Commercial | Com - Storage (Conditioned) | Lighting | No | Lighting - Halogen Lamp (Reflector) | 0.011447 | 0.01396 | 0.016156 | 0.018388 | 0.02058 | 0.022222 | 0.023824 | 0.025162 | 0.026385 | 0.027457 | 0.028434 | 0.02931
PG&E | GWh | Commercial | Com - Storage (Conditioned) | Lighting | No | Lighting - High Bay HID to T5 | 0 | 0.10088 | 0.098731 | 0.10034 | 0.09828 | 0.095486 | 0.091143 | 0.090451 | 0.088234 | 0.089488 | 0.090098 | 0.090204
PG&E | GWh | Commercial | Com - Storage (Conditioned) | Lighting | No | Lighting - Induction Fixture (Indoor) | 0.033085 | 0.03878 | 0.044082 | 0.049786 | 0.054411 | 0.058454 | 0.061577 | 0.065138 | 0.067807 | 0.07103 | 0.073671 | 0.075758
PG&E | GWh | Commercial | Com - Storage (Conditioned) | Lighting | No | Lighting - Induction Fixture (Outdoor) | 0.026646 | 0.029869 | 0.0329 | 0.036288 | 0.039079 | 0.041528 | 0.043451 | 0.045728 | 0.047509 | 0.049714 | 0.051628 | 0.053272
PG&E | GWh | Commercial | Com - Storage (Conditioned) | Lighting | No | Lighting - Linear Fluorescent Delamping | 0.0047661 | 0.0045739 | 0.0043142 | 0.0034593 | 0 | 0 | 0 | 0 | 0 | 0 | 0 | 0
PG&E | GWh | Commercial | Com - Storage (Conditioned) | Lighting | No | Lighting - Linear Fluorescent Fixture (Low Wattage T8) | 0.067882 | 0.077909 | 0.08599 | 0.093737 | 0.09883 | 0.10228 | 0.10393 | 0.1059 | 0.10655 | 0.10786 | 0.1085 | 0.10863
PG&E | GWh | Commercial | Com - Storage (Conditioned) | Lighting | No | Lighting - Plug-In Fixture (Compact Fluorescent) | 0.42143 | 0.41328 | 0.40582 | 0.40663 | 0.40341 | 0 | 0 | 0 | 0 | 0 | 0 | 0
PG&E | GWh | Commercial | Com - Storage (Conditioned) | Lighting | No | Lighting - Plug-In Fixture (Exterior) | 0.089652 | 0.11142 | 0.1098 | 0.11167 | 0.11153 | 0.11102 | 0.10969 | 0.11012 | 0.10979 | 0.11117 | 0.11226 | 0.11312
PG&E | GWh | Commercial | Com - Storage (Conditioned) | Lighting | No | Lighting - Plug-In Fixture (Induction) | 0 | 0 | 0 | 0 | 0.065324 | 0.080988 | 0.089364 | 0.096384 | 0.10053 | 0.10505 | 0.10842 | 0.11097
PG&E | GWh | Commercial | Com - Storage (Conditioned) | Lighting | No | Lighting - Plug-In Fixture (Linear Fluorescent) | 0.75985 | 0.80142 | 0.82363 | 0.85022 | 0.85206 | 0 | 0 | 0 | 0 | 0 | 0 | 0
PG&E | GWh | Commercial | Com - Storage (Conditioned) | Lighting | No | Lighting - Plug-In Fixture (PSMH with Electronic Ballast) | 0.18621 | 0.1921 | 0.18934 | 0.19049 | 0.17455 | 0.15875 | 0.15225 | 0.14944 | 0.14689 | 0.14699 | 0.14718 | 0.14737
PG&E | GWh | Commercial | Com - Storage (Conditioned) | Lighting | No | Lighting - Plug-In Fixture (PSMH) | 0.19347 | 0.19977 | 0.1971 | 0.19841 | 0.18208 | 0.1747 | 0.16424 | 0.1584 | 0.15335 | 0.15131 | 0.14964 | 0.14822
PG&E | GWh | Commercial | Com - Storage (Conditioned) | SHW | No | SHW - EF Rated Instantaneous Water Heater (Electric) | 8.8558e-05 | 0.00010342 | 0.00011682 | 0.00013096 | 0.00014189 | 0.00015081 | 0.00015709 | 0.0001643 | 0.00016913 | 0.00017538 | 0.00018024 | 0.0001839
PG&E | GWh | Commercial | Com - Storage (Conditioned) | SHW | No | SHW - EF Rated Storage Water Heater (Electric) | 7.1068e-05 | 8.1373e-05 | 0 | 0 | 0 | 0 | 0 | 0 | 0 | 0 | 0 | 0
PG&E | GWh | Commercial | Com - Storage (Conditioned) | Service | No | HVAC - Comprehensive Rooftop Unit Quality Maintenance | 0.083047 | 0.074086 | 0.075653 | 0.076059 | 0.074792 | 0.072144 | 0.068141 | 0.062929 | 0.056746 | 0.049709 | 0.042475 | 0.035235
PG&E | GWh | Commercial | Com - Storage (Conditioned) | Service | No | Service - HVAC Fault Detection & Diagnositics | 0 | 0.05672 | 0.055453 | 0.056288 | 0.055073 | 0.053445 | 0.050951 | 0.050502 | 0.049201 | 0.049847 | 0.050134 | 0.050142
PG&E | GWh | Commercial | Com - Storage (Conditioned) | WholeBlg | No | HVAC - Energy Management System | 0.24084 | 0.29703 | 0.26046 | 0.22962 | 0.19743 | 0.16813 | 0.14127 | 0.1254 | 0.12361 | 0.12638 | 0.12803 | 0.12879
PG&E | GWh | Commercial | Com - Storage (Conditioned) | WholeBlg | No | WholeBlg - Com RET Level 1 | 0.060237 | 0.082496 | 0.10622 | 0.13145 | 0.15814 | 0.18634 | 0.21592 | 0.24676 | 0.27863 | 0.31125 | 0.34429 | 0.37739
PG&E | GWh | Commercial | Com - Storage (Conditioned) | WholeBlg | No | WholeBlg - Com RET Level 2 | 0.10708 | 0.14541 | 0.1863 | 0.23002 | 0.27656 | 0.32587 | 0.37773 | 0.43205 | 0.48827 | 0.54609 | 0.60467 | 0.66343
PG&E | GWh | Commercial | Com - Storage (Unconditioned) | AppPlug | No | AppPlug - Desktop Computer (Com - Power Management) | 0.34626 | 0.3729 | 0.39567 | 0.41046 | 0.40809 | 0.39141 | 0.36123 | 0.32745 | 0.28822 | 0.25383 | 0.22225 | 0.1948
PG&E | GWh | Commercial | Com - Storage (Unconditioned) | AppPlug | No | AppPlug - Occupancy Sensor Plug Strip | 0.07915 | 0.10071 | 0.10735 | 0.11182 | 0.11192 | 0.10909 | 0.10285 | 0.10069 | 0.094073 | 0.089911 | 0.083913 | 0.077709
PG&E | GWh | Commercial | Com - Storage (Unconditioned) | AppPlug | No | AppPlug - Vending Machine Controls | 0.25301 | 0.26903 | 0.28827 | 0.30112 | 0.30161 | 0.29037 | 0.26809 | 0.24286 | 0.2123 | 0.18534 | 0.15978 | 0.13735
PG&E | GWh | Commercial | Com - Storage (Unconditioned) | BldgEnv | No | BldgEnv - Window Film | 0 | 0 | 0 | 0 | 0 | 0 | 0 | 0 | 0.10281 | 0.21765 | 0.28545 | 0.30926
PG&E | GWh | Commercial | Com - Storage (Unconditioned) | Lighting | Yes | Lighting - LED Fixture (Replacing T8) - Emerging | 0 | 0.031405 | 0.067709 | 0.1164 | 0.17315 | 0.24014 | 0.31284 | 0.40177 | 0.49153 | 0.59583 | 0.70485 | 0.81248
PG&E | GWh | Commercial | Com - Storage (Unconditioned) | Lighting | Yes | Lighting - LED Lamp (Basic High - Indoor) - Emerging | 0.0016495 | 0.0023269 | 0.0031809 | 0.0042222 | 0.0046455 | 0.00064827 | 0.0006941 | 0.00075446 | 0.0012065 | 0.0015987 | 0.0019366 | 0.002231
PG&E | GWh | Commercial | Com - Storage (Unconditioned) | Lighting | Yes | Lighting - LED Lamp (Basic Low - Indoor) - Emerging | 0.0091217 | 0.014914 | 0.019807 | 0.024551 | 0.029604 | 0.0052883 | 0.0059924 | 0.0066551 | 0.0076219 | 0.011314 | 0.01473 | 0.017793
PG&E | GWh | Commercial | Com - Storage (Unconditioned) | Lighting | Yes | Lighting - LED Plug-In Indoor Fixture - Emerging | 0.12465 | 0.15792 | 0.19418 | 0.23664 | 0.27976 | 0.018872 | 0.024141 | 0.030233 | 0.03646 | 0.043494 | 0.050514 | 0.057471
PG&E | GWh | Commercial | Com - Storage (Unconditioned) | Lighting | No | Lighting - Cold Cathode Lamp | 0.025153 | 0.025645 | 0.025905 | 0.026494 | 0.0266 | 0 | 0 | 0 | 0 | 0 | 0 | 0
PG&E | GWh | Commercial | Com - Storage (Unconditioned) | Lighting | No | Lighting - Compact Fluorescent Fixture (Indoor) | 0.09951 | 0.099481 | 0.099653 | 0.10088 | 0.10128 | 0 | 0 | 0 | 0 | 0 | 0 | 0
PG&E | GWh | Commercial | Com - Storage (Unconditioned) | Lighting | No | Lighting - Compact Fluorescent Lamp (Basic High - Indoor) | 0.055443 | 0.047471 | 0.041109 | 0.036693 | 0.033687 | 0 | 0 | 0 | 0 | 0 | 0 | 0
PG&E | GWh | Commercial | Com - Storage (Unconditioned) | Lighting | No | Lighting - Compact Fluorescent Lamp (Basic Low - Indoor) | 0.21353 | 0.21984 | 0.22062 | 0.21903 | 0.21306 | 0 | 0 | 0 | 0 | 0 | 0 | 0
PG&E | GWh | Commercial | Com - Storage (Unconditioned) | Lighting | No | Lighting - Exit Fixture (LED) | 0.90911 | 0.8135 | 0.62614 | 0.42446 | 0.25487 | 0.1293 | 0.041213 | 0 | 0 | 0 | 0 | 0
PG&E | GWh | Commercial | Com - Storage (Unconditioned) | Lighting | No | Lighting - Halogen Lamp (A-Line) | 0.073187 | 0.090078 | 0.106 | 0.12301 | 0.14026 | 0 | 0 | 0 | 0 | 0 | 0 | 0
PG&E | GWh | Commercial | Com - Storage (Unconditioned) | Lighting | No | Lighting - Halogen Lamp (Reflector) | 0.028589 | 0.034904 | 0.040422 | 0.046039 | 0.051559 | 0.055831 | 0.059828 | 0.063261 | 0.066334 | 0.06906 | 0.071524 | 0.073744
PG&E | GWh | Commercial | Com - Storage (Unconditioned) | Lighting | No | Lighting - High Bay HID to T5 | 0 | 0.26794 | 0.26223 | 0.26653 | 0.2611 | 0.2537 | 0.24216 | 0.24032 | 0.23443 | 0.23776 | 0.23939 | 0.23969
PG&E | GWh | Commercial | Com - Storage (Unconditioned) | Lighting | No | Lighting - Induction Fixture (Indoor) | 0.078248 | 0.091992 | 0.10478 | 0.11864 | 0.13006 | 0.13995 | 0.1476 | 0.15628 | 0.16277 | 0.17062 | 0.17707 | 0.18223
PG&E | GWh | Commercial | Com - Storage (Unconditioned) | Lighting | No | Lighting - Induction Fixture (Outdoor) | 0.066578 | 0.074672 | 0.082251 | 0.090719 | 0.097697 | 0.10382 | 0.10863 | 0.11432 | 0.11877 | 0.12428 | 0.12907 | 0.13318
PG&E | GWh | Commercial | Com - Storage (Unconditioned) | Lighting | No | Lighting - Linear Fluorescent Delamping | 0.011724 | 0.011251 | 0.010614 | 0.0085121 | 0.0048172 | 0 | 0 | 0 | 0 | 0 | 0 | 0
PG&E | GWh | Commercial | Com - Storage (Unconditioned) | Lighting | No | Lighting - Linear Fluorescent Fixture (Low Wattage T8) | 0.17901 | 0.20543 | 0.22657 | 0.24685 | 0.26014 | 0.26909 | 0.27333 | 0.27839 | 0.28001 | 0.28337 | 0.28495 | 0.28522
PG&E | GWh | Commercial | Com - Storage (Unconditioned) | Lighting | No | Lighting - Plug-In Fixture (Compact Fluorescent) | 1.109 | 1.0866 | 1.0654 | 1.0662 | 1.0567 | 0 | 0 | 0 | 0 | 0 | 0 | 0
PG&E | GWh | Commercial | Com - Storage (Unconditioned) | Lighting | No | Lighting - Plug-In Fixture (Exterior) | 0.22397 | 0.27856 | 0.2745 | 0.27916 | 0.27883 | 0.27755 | 0.27422 | 0.2753 | 0.27447 | 0.27792 | 0.28065 | 0.28281
PG&E | GWh | Commercial | Com - Storage (Unconditioned) | Lighting | No | Lighting - Plug-In Fixture (Induction) | 0.27491 | 0.27054 | 0.27151 | 0.27849 | 0.28089 | 0.28214 | 0.28088 | 0.28477 | 0.28626 | 0.29276 | 0.29822 | 0.30278
PG&E | GWh | Commercial | Com - Storage (Unconditioned) | Lighting | No | Lighting - Plug-In Fixture (Linear Fluorescent) | 1.9888 | 2.1041 | 2.1649 | 2.236 | 2.2406 | 0 | 0 | 0 | 0 | 0 | 0 | 0
PG&E | GWh | Commercial | Com - Storage (Unconditioned) | Lighting | No | Lighting - Plug-In Fixture (PSMH with Electronic Ballast) | 0.34909 | 0.3696 | 0.36797 | 0.37319 | 0.37285 | 0.37119 | 0.36706 | 0.3677 | 0.36606 | 0.36903 | 0.37109 | 0.37245
PG&E | GWh | Commercial | Com - Storage (Unconditioned) | Lighting | No | Lighting - Plug-In Fixture (PSMH) | 0.37565 | 0.39664 | 0.39081 | 0.39136 | 0.38602 | 0.37966 | 0.37131 | 0.36765 | 0.36217 | 0.3613 | 0.35991 | 0.3582
PG&E | GWh | Commercial | Com - Storage (Unconditioned) | SHW | No | SHW - EF Rated Instantaneous Water Heater (Electric) | 0.00022098 | 0.00025811 | 0.00029148 | 0.00032647 | 0.00035362 | 0.00037584 | 0.00039159 | 0.0004095 | 0.0004216 | 0.00043707 | 0.00044912 | 0.00045821
PG&E | GWh | Commercial | Com - Storage (Unconditioned) | SHW | No | SHW - EF Rated Storage Water Heater (Electric) | 0.00017802 | 0.00020381 | 0 | 0 | 0 | 0 | 0 | 0 | 0 | 0 | 0 | 0
PG&E | GWh | Commercial | Com - Storage (Unconditioned) | Service | No | HVAC - Comprehensive Rooftop Unit Quality Maintenance | 0.20762 | 0.18521 | 0.18913 | 0.19015 | 0.18698 | 0.18036 | 0.17035 | 0.15732 | 0.14186 | 0.12427 | 0.10619 | 0.088088
PG&E | GWh | Commercial | Com - Storage (Unconditioned) | Service | No | Service - HVAC Fault Detection & Diagnositics | 0 | 0.1418 | 0.13863 | 0.14072 | 0.13768 | 0.13361 | 0.12738 | 0.12625 | 0.123 | 0.12462 | 0.12534 | 0.12535
PG&E | GWh | Commercial | Com - Storage (Unconditioned) | WholeBlg | No | HVAC - Energy Management System | 0.60209 | 0.74257 | 0.65114 | 0.57405 | 0.49359 | 0.42032 | 0.35316 | 0.31349 | 0.30901 | 0.31596 | 0.32008 | 0.32196
PG&E | GWh | Commercial | Com - Storage (Unconditioned) | WholeBlg | No | WholeBlg - Com NC Level 2 | 0.024057 | 0 | 0 | 0 | 0 | 0 | 0 | 0 | 0 | 0 | 0 | 0
PG&E | GWh | Commercial | Com - Storage (Unconditioned) | WholeBlg | No | WholeBlg - Com NC Level 3 | 0.023747 | 0 | 0 | 0 | 0 | 0 | 0 | 0 | 0 | 0 | 0 | 0
PG&E | GWh | Commercial | Com - Storage (Unconditioned) | WholeBlg | No | WholeBlg - Com RET Level 1 | 0.11223 | 0.15265 | 0.19586 | 0.24191 | 0.29091 | 0.34285 | 0.39754 | 0.4546 | 0.51357 | 0.57377 | 0.63437 | 0.69428
PG&E | GWh | Commercial | Com - Storage (Unconditioned) | WholeBlg | No | WholeBlg - Com RET Level 2 | 0.16599 | 0.22545 | 0.28884 | 0.35654 | 0.4285 | 0.50458 | 0.58455 | 0.6681 | 0.75454 | 0.84307 | 0.93267 | 1.0223
PG&E | GWh | Commercial | Com - Warehouse (Refrigerated) | AppPlug | No | AppPlug - Desktop Computer (Com - Power Management) | 0.063822 | 0.068733 | 0.072931 | 0.075656 | 0.07522 | 0.072145 | 0.066583 | 0.060356 | 0.053126 | 0.046787 | 0.040965 | 0.035905
PG&E | GWh | Commercial | Com - Warehouse (Refrigerated) | AppPlug | No | AppPlug - Occupancy Sensor Plug Strip | 0.014589 | 0.018563 | 0.019788 | 0.020611 | 0.02063 | 0.020108 | 0.018957 | 0.018559 | 0.01734 | 0.016572 | 0.015467 | 0.014323
PG&E | GWh | Commercial | Com - Warehouse (Refrigerated) | AppPlug | No | AppPlug - Vending Machine Controls | 0.18654 | 0.19835 | 0.21254 | 0.22201 | 0.22237 | 0.21409 | 0.19766 | 0.17906 | 0.15652 | 0.13665 | 0.1178 | 0.10127
PG&E | GWh | Commercial | Com - Warehouse (Refrigerated) | BldgEnv | No | BldgEnv - Wall Spray On Insulation | 0.016654 | 0.006354 | 0.002008 | 0 | 0 | 0 | 0 | 0 | 0 | 0 | 0 | 0
PG&E | GWh | Commercial | Com - Warehouse (Refrigerated) | BldgEnv | No | BldgEnv - Window Film | 0 | 0 | 0 | 0 | 0 | 0 | 0 | 0 | 0.013418 | 0.028406 | 0.037256 | 0.040364
PG&E | GWh | Commercial | Com - Warehouse (Refrigerated) | ComRefrig | No | ComRefrig - Strip Curtain for Walk In Refrigerator | 0.15831 | 0.14846 | 0.16045 | 0.15867 | 0.14103 | 0.11094 | 0.076154 | 0.044467 | 0.020158 | 0.0036786 | 0 | 0
PG&E | GWh | Commercial | Com - Warehouse (Refrigerated) | Lighting | Yes | Lighting - LED Fixture (Replacing T8) - Emerging | 0.025481 | 0.037113 | 0.052651 | 0.073354 | 0.097001 | 0.12448 | 0.15366 | 0.18831 | 0.22357 | 0.26414 | 0.30618 | 0.35387
PG&E | GWh | Commercial | Com - Warehouse (Refrigerated) | Lighting | Yes | Lighting - LED Lamp (Basic High - Indoor) - Emerging | 0.0011787 | 0.0016123 | 0.0020787 | 0.0024233 | 0.0025855 | 0.00035274 | 0.00037021 | 0.00043218 | 0.00064237 | 0.00082003 | 0.00097097 | 0.0011013
PG&E | GWh | Commercial | Com - Warehouse (Refrigerated) | Lighting | Yes | Lighting - LED Lamp (Basic Low - Indoor) - Emerging | 0.0059246 | 0.009129 | 0.011272 | 0.013614 | 0.015959 | 0.0027746 | 0.0030721 | 0.0033459 | 0.003675 | 0.0054694 | 0.0070737 | 0.0084774
PG&E | GWh | Commercial | Com - Warehouse (Refrigerated) | Lighting | Yes | Lighting - LED Plug-In Indoor Fixture - Emerging | 0.025931 | 0.032776 | 0.040224 | 0.048844 | 0.057615 | 0.0038728 | 0.0050015 | 0.0062968 | 0.0076193 | 0.0090967 | 0.010567 | 0.012021
PG&E | GWh | Commercial | Com - Warehouse (Refrigerated) | Lighting | No | Lighting - Cold Cathode Lamp | 0.011216 | 0.011119 | 0.011009 | 0.011046 | 0.010955 | 0 | 0 | 0 | 0 | 0 | 0 | 0
PG&E | GWh | Commercial | Com - Warehouse (Refrigerated) | Lighting | No | Lighting - Compact Fluorescent Fixture (Indoor) | 0.049585 | 0.04916 | 0.048933 | 0.049221 | 0.049082 | 0 | 0 | 0 | 0 | 0 | 0 | 0
PG&E | GWh | Commercial | Com - Warehouse (Refrigerated) | Lighting | No | Lighting - Compact Fluorescent Lamp (Basic High - Indoor) | 0.028446 | 0.023552 | 0.019936 | 0.017699 | 0.016199 | 0 | 0 | 0 | 0 | 0 | 0 | 0
PG&E | GWh | Commercial | Com - Warehouse (Refrigerated) | Lighting | No | Lighting - Compact Fluorescent Lamp (Basic Low - Indoor) | 0.11063 | 0.11179 | 0.11103 | 0.10911 | 0.10534 | 0 | 0 | 0 | 0 | 0 | 0 | 0
PG&E | GWh | Commercial | Com - Warehouse (Refrigerated) | Lighting | No | Lighting - Halogen Lamp (A-Line) | 0.013491 | 0.016603 | 0.019539 | 0.022673 | 0.025853 | 0 | 0 | 0 | 0 | 0 | 0 | 0
PG&E | GWh | Commercial | Com - Warehouse (Refrigerated) | Lighting | No | Lighting - Halogen Lamp (Reflector) | 0.0052699 | 0.0064336 | 0.0074507 | 0.008486 | 0.0095034 | 0.010291 | 0.011028 | 0.01166 | 0.012227 | 0.012729 | 0.013183 | 0.013593
PG&E | GWh | Commercial | Com - Warehouse (Refrigerated) | Lighting | No | Lighting - High Bay HID to T5 | 0 | 0.10151 | 0.099291 | 0.10084 | 0.098739 | 0.095885 | 0.091473 | 0.090727 | 0.088451 | 0.089675 | 0.090245 | 0.09031
PG&E | GWh | Commercial | Com - Warehouse (Refrigerated) | Lighting | No | Lighting - Induction Fixture (Indoor) | 0.020623 | 0.02445 | 0.028023 | 0.031872 | 0.035051 | 0.037805 | 0.039933 | 0.042318 | 0.044088 | 0.046206 | 0.047927 | 0.049281
PG&E | GWh | Commercial | Com - Warehouse (Refrigerated) | Lighting | No | Lighting - Induction Fixture (Outdoor) | 0.012278 | 0.013764 | 0.015161 | 0.016721 | 0.018007 | 0.019136 | 0.020022 | 0.021071 | 0.021892 | 0.022908 | 0.02379 | 0.024548
PG&E | GWh | Commercial | Com - Warehouse (Refrigerated) | Lighting | No | Lighting - Linear Fluorescent Delamping | 0.0030731 | 0.0029483 | 0.0027872 | 0.0022378 | 0.0012665 | 0 | 0 | 0 | 0 | 0 | 0 | 0
PG&E | GWh | Commercial | Com - Warehouse (Refrigerated) | Lighting | No | Lighting - Linear Fluorescent Fixture (Low Wattage T8) | 0.08802 | 0.095568 | 0.10135 | 0.10708 | 0.11032 | 0.11216 | 0.1125 | 0.11343 | 0.11331 | 0.11402 | 0.11427 | 0.11187
PG&E | GWh | Commercial | Com - Warehouse (Refrigerated) | Lighting | No | Lighting - Occupancy Sensor | 0 | 0 | 0 | 0 | 0.059594 | 0.37706 | 0.33276 | 0.24898 | 0.18277 | 0.14106 | 0.11386 | 0.099928
PG&E | GWh | Commercial | Com - Warehouse (Refrigerated) | Lighting | No | Lighting - Plug-In Fixture (Compact Fluorescent) | 0.22778 | 0.22297 | 0.21874 | 0.2189 | 0.21728 | 0 | 0 | 0 | 0 | 0 | 0 | 0
PG&E | GWh | Commercial | Com - Warehouse (Refrigerated) | Lighting | No | Lighting - Plug-In Fixture (Exterior) | 0.041312 | 0.051344 | 0.050596 | 0.051455 | 0.051395 | 0.051158 | 0.050545 | 0.050744 | 0.050591 | 0.051227 | 0.05173 | 0.052127
PG&E | GWh | Commercial | Com - Warehouse (Refrigerated) | Lighting | No | Lighting - Plug-In Fixture (Induction) | 0.1234 | 0.12327 | 0.12299 | 0.12502 | 0.12502 | 0.12451 | 0.12299 | 0.12351 | 0.12309 | 0.12466 | 0.12586 | 0.12674
PG&E | GWh | Commercial | Com - Warehouse (Refrigerated) | Lighting | No | Lighting - Plug-In Fixture (Linear Fluorescent) | 0.39165 | 0.41297 | 0.42423 | 0.43694 | 0.43733 | 0 | 0 | 0 | 0 | 0 | 0 | 0
PG&E | GWh | Commercial | Com - Warehouse (Refrigerated) | Lighting | No | Lighting - Plug-In Fixture (MH Directional) | 0 | 0 | 0 | 0 | 0.031748 | 0.031795 | 0.054564 | 0.056251 | 0.056089 | 0.056347 | 0.056159 | 0.055697
PG&E | GWh | Commercial | Com - Warehouse (Refrigerated) | Lighting | No | Lighting - Plug-In Fixture (PSMH with Electronic Ballast) | 0.13475 | 0.13872 | 0.13739 | 0.13828 | 0.13754 | 0.13651 | 0.13479 | 0.1347 | 0.13397 | 0.13481 | 0.13544 | 0.13591
PG&E | GWh | Commercial | Com - Warehouse (Refrigerated) | Lighting | No | Lighting - Plug-In Fixture (PSMH) | 0.11934 | 0.12339 | 0.12257 | 0.1235 | 0.12285 | 0.12189 | 0.12031 | 0.12007 | 0.11927 | 0.1198 | 0.12014 | 0.12036
PG&E | GWh | Commercial | Com - Warehouse (Refrigerated) | Service | No | HVAC - Comprehensive Rooftop Unit Quality Maintenance | 0.038268 | 0.034139 | 0.034861 | 0.035048 | 0.034464 | 0.033244 | 0.0314 | 0.028998 | 0.026148 | 0.022906 | 0.019573 | 0.016236
PG&E | GWh | Commercial | Com - Warehouse (Refrigerated) | Service | No | Service - HVAC Fault Detection & Diagnositics | 0 | 0.026137 | 0.025553 | 0.025938 | 0.025378 | 0.024628 | 0.023479 | 0.023271 | 0.022672 | 0.02297 | 0.023102 | 0.023105
PG&E | GWh | Commercial | Com - Warehouse (Refrigerated) | WholeBlg | No | HVAC - Energy Management System | 0.11098 | 0.13687 | 0.12002 | 0.10581 | 0.090978 | 0.077473 | 0.065095 | 0.057783 | 0.056957 | 0.058238 | 0.058998 | 0.059345
PG&E | GWh | Commercial | Com - Warehouse (Refrigerated) | WholeBlg | No | WholeBlg - Com RET Level 1 | 0.017531 | 0.024041 | 0.030989 | 0.038413 | 0.046295 | 0.05462 | 0.06337 | 0.072519 | 0.082006 | 0.091752 | 0.10168 | 0.11171
PG&E | GWh | Commercial | Com - Warehouse (Refrigerated) | WholeBlg | No | WholeBlg - Com RET Level 2 | 0.059008 | 0.079936 | 0.10231 | 0.12618 | 0.15163 | 0.17868 | 0.20724 | 0.23713 | 0.2681 | 0.29984 | 0.33185 | 0.36357
PG&E | MW | Commercial | Com - Assembly | AppPlug | No | AppPlug - Computer Monitor | 0.0074052 | 0.0077383 | 0.0079595 | 0.0084602 | 0.0086283 | 0.0087 | 0.0085937 | 0.0088054 | 0.008854 | 0.0092449 | 0.0095779 | 0.0098684
PG&E | MW | Commercial | Com - Assembly | AppPlug | No | AppPlug - Desktop Computer (Com - Power Management) | 0.024079 | 0.025939 | 0.027512 | 0.028532 | 0.028361 | 0.027199 | 0.025102 | 0.022758 | 0.020037 | 0.017653 | 0.015462 | 0.013557
PG&E | MW | Commercial | Com - Assembly | AppPlug | No | AppPlug - Occupancy Sensor Plug Strip | 0.014911 | 0.018973 | 0.020225 | 0.021066 | 0.021085 | 0.020552 | 0.019375 | 0.018969 | 0.017723 | 0.016938 | 0.015808 | 0.01464
PG&E | MW | Commercial | Com - Assembly | BldgEnv | No | BldgEnv - Wall Spray On Insulation | 0.13459 | 0.030861 | 0 | 0 | 0 | 0 | 0 | 0 | 0 | 0 | 0 | 0
PG&E | MW | Commercial | Com - Assembly | BldgEnv | No | BldgEnv - Window Film | 0 | 0 | 0 | 0 | 0 | 0 | 0 | 0 | 0.039119 | 0.082775 | 0.10851 | 0.11751
PG&E | MW | Commercial | Com - Assembly | HVAC | Yes | HVAC - Advanced Package Rooftop AC (> EER 12) - Emerging | 0 | 0 | 0.00085644 | 0.0023496 | 0.0043436 | 0.0067989 | 0.0096226 | 0.012537 | 0.015669 | 0.01908 | 0.022781 | 0.026815
PG&E | MW | Commercial | Com - Assembly | HVAC | No | HVAC - Demand Controlled Ventilation | 0.035836 | 0.036766 | 0.043888 | 0.050644 | 0.055506 | 0.057476 | 0.055727 | 0.051014 | 0.043719 | 0.036057 | 0.02878 | 0.022704
PG&E | MW | Commercial | Com - Assembly | HVAC | No | HVAC - Direct Evaporative Cooler | 0.35974 | 0.4149 | 0.47297 | 0.53462 | 0.59707 | 0.65914 | 0.71896 | 0.77761 | 0.83123 | 0.88115 | 0.92432 | 0.95965
PG&E | MW | Commercial | Com - Assembly | HVAC | No | HVAC - EER Rated Package Rooftop AC (EER 11) | 0 | 0 | 0 | 0 | 0 | 0 | 0.049636 | 0.17669 | 0.19172 | 0.20691 | 0.21965 | 0.23009
PG&E | MW | Commercial | Com - Assembly | HVAC | No | HVAC - SEER Rated Package Rooftop AC (Recharge) | 0 | 0 | 0 | 0 | 0.56866 | 0.49321 | 0.38401 | 0.27114 | 0.17108 | 0.090318 | 0.030183 | 0
PG&E | MW | Commercial | Com - Assembly | HVAC | No | HVAC - SEER Rated Package Rooftop AC (SEER 14) | 0.083539 | 0.10058 | 0 | 0 | 0 | 0 | 0 | 0 | 0 | 0 | 0 | 0
PG&E | MW | Commercial | Com - Assembly | HVAC | No | HVAC - SEER Rated Package Rooftop AC (SEER 15) | 0.21775 | 0.25685 | 0.13702 | 0.15668 | 0.17473 | 0.192 | 0.20756 | 0.2246 | 0.23974 | 0.25716 | 0.27316 | 0.28758
PG&E | MW | Commercial | Com - Assembly | HVAC | No | HVAC - SEER Rated Package Rooftop HP (SEER 14) | 0.031048 | 0.036989 | 0 | 0 | 0 | 0 | 0 | 0 | 0 | 0 | 0 | 0
PG&E | MW | Commercial | Com - Assembly | HVAC | No | HVAC - SEER Rated Package Rooftop HP (SEER 15) | 0.1173 | 0.14076 | 0.076176 | 0.088272 | 0.09958 | 0.11055 | 0.12057 | 0.13155 | 0.14142 | 0.1523 | 0.1622 | 0.17104
PG&E | MW | Commercial | Com - Assembly | HVAC | No | HVAC - SEER Rated Split System AC (SEER 14) | 0.041098 | 0.047362 | 0.052973 | 0 | 0 | 0 | 0 | 0 | 0 | 0 | 0 | 0
PG&E | MW | Commercial | Com - Assembly | HVAC | No | HVAC - SEER Rated Split System AC (SEER 15) | 0.0098043 | 0.012528 | 0.0070807 | 0.0084776 | 0.0098075 | 0.011128 | 0.012383 | 0.013747 | 0.01503 | 0.016443 | 0.017808 | 0.019117
PG&E | MW | Commercial | Com - Assembly | HVAC | No | HVAC - SEER Rated Split System HP (SEER 14) | 0.15726 | 0.18822 | 0.029518 | 0.034094 | 0.038339 | 0.042428 | 0.046139 | 0.050187 | 0.053771 | 0.05771 | 0.061294 | 0.064491
PG&E | MW | Commercial | Com - Assembly | HVAC | No | HVAC - SEER Rated Split System HP (SEER 15) | 0.056047 | 0.06675 | 0.035898 | 0.041383 | 0.046477 | 0.051403 | 0.055883 | 0.060822 | 0.065227 | 0.070125 | 0.074623 | 0.078688
PG&E | MW | Commercial | Com - Assembly | Lighting | Yes | Lighting - LED Fixture (Replacing T8) - Emerging | 0 | 0 | 0.024785 | 0.049606 | 0.075937 | 0.10473 | 0.13439 | 0.16962 | 0.20402 | 0.24324 | 0.28482 | 0.32698
PG&E | MW | Commercial | Com - Assembly | Lighting | Yes | Lighting - LED Lamp (Basic High - Indoor) - Emerging | 0.0020784 | 0.0034191 | 0.0052775 | 0.0069533 | 0.007669 | 0.0015187 | 0.0022934 | 0.0031174 | 0.0039363 | 0.004774 | 0.0056012 | 0.0064074
PG&E | MW | Commercial | Com - Assembly | Lighting | Yes | Lighting - LED Lamp (Basic Low - Indoor) - Emerging | 0.0086319 | 0.013361 | 0.017044 | 0.019722 | 0.022532 | 0.0038786 | 0.0068345 | 0.0099232 | 0.012837 | 0.015768 | 0.018639 | 0.021384
PG&E | MW | Commercial | Com - Assembly | Lighting | Yes | Lighting - LED Plug-In Indoor Fixture - Emerging | 0.004671 | 0.0053486 | 0.006477 | 0.0080127 | 0.0096138 | 0.00068003 | 0.00085968 | 0.0010675 | 0.0013658 | 0.0017323 | 0.002141 | 0.0025689
PG&E | MW | Commercial | Com - Assembly | Lighting | No | Lighting - Cold Cathode Lamp | 0.0013971 | 0.0014252 | 0.001439 | 0.0014737 | 0.0014789 | 0 | 0 | 0 | 0 | 0 | 0 | 0
PG&E | MW | Commercial | Com - Assembly | Lighting | No | Lighting - Compact Fluorescent Fixture (Indoor) | 0.52019 | 0.52054 | 0.52179 | 0.52856 | 0.53133 | 0 | 0 | 0 | 0 | 0 | 0 | 0
PG&E | MW | Commercial | Com - Assembly | Lighting | No | Lighting - Compact Fluorescent Lamp (Basic High - Indoor) | 0.077932 | 0.073083 | 0.069292 | 0.068978 | 0.069513 | 0 | 0 | 0 | 0 | 0 | 0 | 0
PG&E | MW | Commercial | Com - Assembly | Lighting | No | Lighting - Compact Fluorescent Lamp (Basic Low - Indoor) | 0.24138 | 0.2091 | 0.18734 | 0.17719 | 0.17136 | 0 | 0 | 0 | 0 | 0 | 0 | 0
PG&E | MW | Commercial | Com - Assembly | Lighting | No | Lighting - Exit Fixture (LED) | 0.079586 | 0.071184 | 0.054748 | 0.037086 | 0.022217 | 0.011206 | 0.0034975 | 0 | 0 | 0 | 0 | 0
PG&E | MW | Commercial | Com - Assembly | Lighting | No | Lighting - Halogen Lamp (A-Line) | 0.0010181 | 0.0012518 | 0.0014724 | 0.0017077 | 0.0019464 | 0 | 0 | 0 | 0 | 0 | 0 | 0
PG&E | MW | Commercial | Com - Assembly | Lighting | No | Lighting - Halogen Lamp (Reflector) | 0.00039788 | 0.00048526 | 0.00056159 | 0.0006392 | 0.00071539 | 0.0007725 | 0.00082819 | 0.0008747 | 0.00091723 | 0.00095447 | 0.00098845 | 0.0010189
PG&E | MW | Commercial | Com - Assembly | Lighting | No | Lighting - High Bay HID to T5 | 0.036789 | 0.03876 | 0.041343 | 0.042866 | 0.042403 | 0.040343 | 0.036734 | 0.032651 | 0.028068 | 0.023994 | 0.020393 | 0.017355
PG&E | MW | Commercial | Com - Assembly | Lighting | No | Lighting - Induction Fixture (Indoor) | 0.0063231 | 0.0074732 | 0.0085499 | 0.0097129 | 0.010672 | 0.011517 | 0.012179 | 0.012928 | 0.013496 | 0.014174 | 0.014731 | 0.015173
PG&E | MW | Commercial | Com - Assembly | Lighting | No | Lighting - Linear Fluorescent Delamping | 0.0071187 | 0.0068332 | 0.0064352 | 0.0051555 | 0 | 0 | 0 | 0 | 0 | 0 | 0 | 0
PG&E | MW | Commercial | Com - Assembly | Lighting | No | Lighting - Linear Fluorescent Fixture (Low Wattage T8) | 0.023081 | 0.029192 | 0.03507 | 0.040657 | 0.045241 | 0.049124 | 0.052146 | 0.055038 | 0.057248 | 0.059551 | 0.061426 | 0.063023
PG&E | MW | Commercial | Com - Assembly | Lighting | No | Lighting - Plug-In Fixture (Compact Fluorescent) | 0 | 0.037483 | 0.034504 | 0.034863 | 0.05882 | 0 | 0 | 0 | 0 | 0 | 0 | 0
PG&E | MW | Commercial | Com - Assembly | Lighting | No | Lighting - Plug-In Fixture (PSMH with Electronic Ballast) | 0 | 0 | 0 | 0 | 0 | 0 | 0 | 0 | 0 | 0.022205 | 0.021381 | 0.020815
PG&E | MW | Commercial | Com - Assembly | Lighting | No | Lighting - Plug-In Fixture (PSMH) | 0.052746 | 0.063618 | 0.062302 | 0.063447 | 0.063183 | 0.061863 | 0.059788 | 0.058738 | 0.057142 | 0.054809 | 0.056968 | 0.058416
PG&E | MW | Commercial | Com - Assembly | SHW | No | SHW - EF Rated Instantaneous Water Heater (Electric) | 0.00092965 | 0.0010848 | 0.0012316 | 0.0013889 | 0.0015126 | 0.001614 | 0.0016856 | 0.0017661 | 0.0018201 | 0.0018887 | 0.0019419 | 0.0019818
PG&E | MW | Commercial | Com - Assembly | SHW | No | SHW - EF Rated Storage Water Heater (Electric) | 0.00083308 | 0.0009555 | 0 | 0 | 0 | 0 | 0 | 0 | 0 | 0 | 0 | 0
PG&E | MW | Commercial | Com - Assembly | Service | No | HVAC - Comprehensive Rooftop Unit Quality Maintenance | 2.0805e-08 | 1.856e-08 | 1.8953e-08 | 1.9054e-08 | 1.8737e-08 | 1.8074e-08 | 1.7071e-08 | 1.5765e-08 | 1.4216e-08 | 1.2453e-08 | 1.0641e-08 | 8.8272e-09
PG&E | MW | Commercial | Com - Assembly | Service | No | Service - HVAC Fault Detection & Diagnositics | 0 | 4.7855e-05 | 4.6786e-05 | 4.749e-05 | 4.6465e-05 | 4.5092e-05 | 4.2988e-05 | 4.2608e-05 | 4.1511e-05 | 4.2056e-05 | 4.2298e-05 | 4.2304e-05
PG&E | MW | Commercial | Com - Assembly | WholeBlg | No | HVAC - Energy Management System | 3.8027e-05 | 4.6899e-05 | 4.1125e-05 | 3.6256e-05 | 3.1174e-05 | 2.6546e-05 | 2.2305e-05 | 1.9799e-05 | 1.9517e-05 | 1.9956e-05 | 2.0216e-05 | 2.0335e-05
PG&E | MW | Commercial | Com - Assembly | WholeBlg | No | WholeBlg - Com NC Level 2 | 0.0014314 | 0 | 0 | 0 | 0 | 0 | 0 | 0 | 0 | 0 | 0 | 0
PG&E | MW | Commercial | Com - Assembly | WholeBlg | No | WholeBlg - Com NC Level 3 | 0.0021983 | 0 | 0 | 0 | 0 | 0 | 0 | 0 | 0 | 0 | 0 | 0
PG&E | MW | Commercial | Com - Assembly | WholeBlg | No | WholeBlg - Com RET Level 1 | 0.073829 | 0.10095 | 0.12985 | 0.16055 | 0.19299 | 0.22731 | 0.26329 | 0.30081 | 0.33956 | 0.38006 | 0.422 | 0.46591
PG&E | MW | Commercial | Com - Assembly | WholeBlg | No | WholeBlg - Com RET Level 2 | 0.15478 | 0.21074 | 0.27063 | 0.33523 | 0.40428 | 0.4776 | 0.55478 | 0.63603 | 0.72026 | 0.80613 | 0.89197 | 0.97609
PG&E | MW | Commercial | Com - Education (Community College) | AppPlug | No | AppPlug - Computer Monitor | 0.0041351 | 0.0043211 | 0.0044446 | 0.0047242 | 0.0048181 | 0.0048581 | 0.0047988 | 0.004917 | 0.0049441 | 0.0051624 | 0.0053484 | 0.0055105
PG&E | MW | Commercial | Com - Education (Community College) | AppPlug | No | AppPlug - Desktop Computer (Com - Power Management) | 0.01349 | 0.014528 | 0.015415 | 0.015991 | 0.015899 | 0.015249 | 0.014073 | 0.012757 | 0.011229 | 0.0098889 | 0.0086586 | 0.007589
PG&E | MW | Commercial | Com - Education (Community College) | AppPlug | No | AppPlug - Occupancy Sensor Plug Strip | 0.0083265 | 0.010595 | 0.011294 | 0.011763 | 0.011774 | 0.011476 | 0.010819 | 0.010592 | 0.0098964 | 0.0094585 | 0.0088275 | 0.0081749
PG&E | MW | Commercial | Com - Education (Community College) | BldgEnv | No | BldgEnv - Wall Spray On Insulation | 0.003267 | 0 | 0 | 0 | 0 | 0 | 0 | 0 | 0 | 0 | 0 | 0
PG&E | MW | Commercial | Com - Education (Community College) | BldgEnv | No | BldgEnv - Window Film | 0 | 0 | 0 | 0 | 0 | 0 | 0 | 0 | 0.036469 | 0.077166 | 0.10115 | 0.10954
PG&E | MW | Commercial | Com - Education (Community College) | FoodServ | No | FoodServ - Electric Griddle | 0.00071185 | 0.0008813 | 0.0010557 | 0.0012519 | 0.0014367 | 0.0016141 | 0.0017712 | 0.0019381 | 0.0020754 | 0.0022207 | 0.0023384 | 0.0024267
PG&E | MW | Commercial | Com - Education (Community College) | FoodServ | No | FoodServ - Electric Steamer | 0.00067703 | 0.00082289 | 0.00096123 | 0.0011069 | 0.0012274 | 0.0013278 | 0.0013989 | 0.0014701 | 0.0015108 | 0.0015559 | 0.0015798 | 0.001585
PG&E | MW | Commercial | Com - Education (Community College) | FoodServ | No | FoodServ - Fryer (Electric) | 3.1411e-05 | 3.867e-05 | 4.6035e-05 | 5.423e-05 | 6.179e-05 | 6.8902e-05 | 7.5026e-05 | 8.1473e-05 | 8.6592e-05 | 9.201e-05 | 9.6267e-05 | 9.9334e-05
PG&E | MW | Commercial | Com - Education (Community College) | FoodServ | No | FoodServ - Oven (Electric) | 0.011706 | 0.01438 | 0.017027 | 0.01991 | 0.022467 | 0.024769 | 0.026623 | 0.028526 | 0.029887 | 0.03132 | 0.032317 | 0.032898
PG&E | MW | Commercial | Com - Education (Community College) | HVAC | No | HVAC - Chiller (Centrifugal) | 0.0085771 | 0.010688 | 0.012928 | 0.015279 | 0.017724 | 0.020214 | 0.022699 | 0.025115 | 0.027423 | 0.029557 | 0.031492 | 0.03319
PG&E | MW | Commercial | Com - Education (Community College) | HVAC | No | HVAC - Chiller (Reciprocating) | 0.01489 | 0.018468 | 0.022102 | 0.02613 | 0.02998 | 0.033744 | 0.037217 | 0.04091 | 0.044165 | 0.047597 | 0.050608 | 0.053148
PG&E | MW | Commercial | Com - Education (Community College) | HVAC | No | HVAC - Demand Controlled Ventilation | 0.0093899 | 0.009646 | 0.011516 | 0.013292 | 0.014572 | 0.015095 | 0.014643 | 0.013416 | 0.01151 | 0.0095096 | 0.0076076 | 0.0060182
PG&E | MW | Commercial | Com - Education (Community College) | HVAC | No | HVAC - Direct Evaporative Cooler | 0.098256 | 0.11308 | 0.12863 | 0.14507 | 0.1617 | 0.17824 | 0.19423 | 0.21003 | 0.22463 | 0.23846 | 0.25074 | 0.26119
PG&E | MW | Commercial | Com - Education (Community College) | HVAC | No | HVAC - EER Rated Package Rooftop AC (EER 11) | 0 | 0 | 0 | 0 | 0 | 0 | 0 | 0.046225 | 0.05093 | 0.055782 | 0.06004 | 0.063722
PG&E | MW | Commercial | Com - Education (Community College) | HVAC | No | HVAC - SEER Rated Package Rooftop AC (SEER 14) | 0.023767 | 0.02854 | 0 | 0 | 0 | 0 | 0 | 0 | 0 | 0 | 0 | 0
PG&E | MW | Commercial | Com - Education (Community College) | HVAC | No | HVAC - SEER Rated Package Rooftop AC (SEER 15) | 0.06701 | 0.078952 | 0.042105 | 0.048128 | 0.053663 | 0.058959 | 0.063733 | 0.068959 | 0.073593 | 0.078945 | 0.083858 | 0.08829
PG&E | MW | Commercial | Com - Education (Community College) | HVAC | No | HVAC - SEER Rated Package Rooftop HP (SEER 14) | 0.0075278 | 0.0089604 | 0 | 0 | 0 | 0 | 0 | 0 | 0 | 0 | 0 | 0
PG&E | MW | Commercial | Com - Education (Community College) | HVAC | No | HVAC - SEER Rated Package Rooftop HP (SEER 15) | 0.028147 | 0.03365 | 0.018153 | 0.021009 | 0.023643 | 0.026185 | 0.028478 | 0.031039 | 0.033311 | 0.035877 | 0.038214 | 0.040303
PG&E | MW | Commercial | Com - Education (Community College) | HVAC | No | HVAC - SEER Rated Split System AC (SEER 14) | 0.011773 | 0.013599 | 0.015293 | 0 | 0 | 0 | 0 | 0 | 0 | 0 | 0 | 0
PG&E | MW | Commercial | Com - Education (Community College) | HVAC | No | HVAC - SEER Rated Split System AC (SEER 15) | 0.0040883 | 0.0052326 | 0.0029738 | 0.0035881 | 0.0041866 | 0.0047922 | 0.0053794 | 0.0060303 | 0.0066552 | 0.0073542 | 0.008041 | 0.008711
PG&E | MW | Commercial | Com - Education (Community College) | HVAC | No | HVAC - SEER Rated Split System HP (SEER 14) | 0.049912 | 0.059656 | 0.0093521 | 0.010799 | 0.012141 | 0.013434 | 0.014608 | 0.015889 | 0.017023 | 0.018273 | 0.019415 | 0.020431
PG&E | MW | Commercial | Com - Education (Community College) | HVAC | No | HVAC - SEER Rated Split System HP (SEER 15) | 0.016902 | 0.020119 | 0.010821 | 0.012473 | 0.014005 | 0.015485 | 0.016829 | 0.018307 | 0.019621 | 0.021081 | 0.022421 | 0.023625
PG&E | MW | Commercial | Com - Education (Community College) | Lighting | Yes | Lighting - LED Fixture (Replacing T8) - Emerging | 0 | 0 | 0.017405 | 0.037015 | 0.0603 | 0.087622 | 0.11701 | 0.15265 | 0.18775 | 0.22783 | 0.26915 | 0.30938
PG&E | MW | Commercial | Com - Education (Community College) | Lighting | Yes | Lighting - LED Lamp (Basic High - Indoor) - Emerging | 0.00045795 | 0.00070499 | 0.0010427 | 0.0015744 | 0.0024545 | 0.000443 | 0.00057553 | 0.00070995 | 0.00083639 | 0.00095946 | 0.0010745 | 0.0011804
PG&E | MW | Commercial | Com - Education (Community College) | Lighting | Yes | Lighting - LED Lamp (Basic Low - Indoor) - Emerging | 0.00098413 | 0.0016348 | 0.0019894 | 0.0027383 | 0.0043087 | 0.00095646 | 0.001296 | 0.0016682 | 0.0020465 | 0.0024497 | 0.0028565 | 0.0032522
PG&E | MW | Commercial | Com - Education (Community College) | Lighting | Yes | Lighting - LED Plug-In Indoor Fixture - Emerging | 0.004541 | 0.0057156 | 0.0071379 | 0.0089168 | 0.01084 | 0.00077965 | 0.00099279 | 0.0012412 | 0.001516 | 0.0018399 | 0.002178 | 0.002525
PG&E | MW | Commercial | Com - Education (Community College) | Lighting | No | Lighting - Cold Cathode Lamp | 0.0006103 | 0.00061791 | 0.00062168 | 0.0006357 | 0.00063811 | 0 | 0 | 0 | 0 | 0 | 0 | 0
PG&E | MW | Commercial | Com - Education (Community College) | Lighting | No | Lighting - Compact Fluorescent Fixture (Indoor) | 0.33082 | 0.33123 | 0.33216 | 0.33663 | 0.33832 | 0 | 0 | 0 | 0 | 0 | 0 | 0
PG&E | MW | Commercial | Com - Education (Community College) | Lighting | No | Lighting - Compact Fluorescent Lamp (Basic High - Indoor) | 0.0091653 | 0.0079046 | 0.0078377 | 0.0080046 | 0.0078249 | 0 | 0 | 0 | 0 | 0 | 0 | 0
PG&E | MW | Commercial | Com - Education (Community College) | Lighting | No | Lighting - Compact Fluorescent Lamp (Basic Low - Indoor) | 0.019808 | 0.019353 | 0.019509 | 0.019651 | 0.018967 | 0 | 0 | 0 | 0 | 0 | 0 | 0
PG&E | MW | Commercial | Com - Education (Community College) | Lighting | No | Lighting - Exit Fixture (LED) | 0.051498 | 0.046053 | 0.03541 | 0.02398 | 0.014352 | 0.0072228 | 0.002236 | 0 | 0 | 0 | 0 | 0
PG&E | MW | Commercial | Com - Education (Community College) | Lighting | No | Lighting - Halogen Lamp (A-Line) | 0.00056879 | 0.00069857 | 0.00082113 | 0.00095179 | 0.0010842 | 0 | 0 | 0 | 0 | 0 | 0 | 0
PG&E | MW | Commercial | Com - Education (Community College) | Lighting | No | Lighting - Halogen Lamp (Reflector) | 0.00022242 | 0.00027092 | 0.0003133 | 0.00035631 | 0.00039846 | 0.00042882 | 0.00046 | 0.00048515 | 0.00050877 | 0.00052912 | 0.00054789 | 0.0005646
PG&E | MW | Commercial | Com - Education (Community College) | Lighting | No | Lighting - High Bay HID to T5 | 0.019994 | 0.022736 | 0.020654 | 0.018457 | 0.015818 | 0.013351 | 0.011031 | 0.0093432 | 0.0078911 | 0.0074983 | 0.0076152 | 0.007672
PG&E | MW | Commercial | Com - Education (Community College) | Lighting | No | Lighting - Induction Fixture (Indoor) | 0.0025877 | 0.0029919 | 0.0033662 | 0.0037698 | 0.0040901 | 0.0043744 | 0.0045947 | 0.0048525 | 0.0050488 | 0.0052888 | 0.005488 | 0.0056468
PG&E | MW | Commercial | Com - Education (Community College) | Lighting | No | Lighting - Light Sensor | 0 | 0 | 0 | 0.0057087 | 0.0060311 | 0.0061817 | 0.0061146 | 0.0062183 | 0.0074797 | 0.0067106 | 0.0064468 | 0.0065077
PG&E | MW | Commercial | Com - Education (Community College) | Lighting | No | Lighting - Linear Fluorescent Delamping | 0.00082539 | 0.00079235 | 0.00074583 | 0.00059735 | 0 | 0 | 0 | 0 | 0 | 0 | 0 | 0
PG&E | MW | Commercial | Com - Education (Community College) | Lighting | No | Lighting - Linear Fluorescent Fixture (Low Wattage T8) | 0.053687 | 0.063193 | 0.071205 | 0.078868 | 0.084279 | 0.088219 | 0.09051 | 0.092866 | 0.093975 | 0.095492 | 0.096274 | 0.096493
PG&E | MW | Commercial | Com - Education (Community College) | Lighting | No | Lighting - Plug-In Fixture (Compact Fluorescent) | 0.051739 | 0.051526 | 0.051311 | 0.052058 | 0.052174 | 0 | 0 | 0 | 0 | 0 | 0 | 0
PG&E | MW | Commercial | Com - Education (Community College) | Lighting | No | Lighting - Plug-In Fixture (Induction) | 0 | 0 | 0 | 0 | 0 | 0 | 0 | 0 | 0 | 0 | 0.0032808 | 0.0095067
PG&E | MW | Commercial | Com - Education (Community College) | Lighting | No | Lighting - Plug-In Fixture (PSMH with Electronic Ballast) | 0 | 0.0094094 | 0.025433 | 0.026409 | 0.026427 | 0.026204 | 0.02573 | 0.025606 | 0.025292 | 0.025346 | 0.024389 | 0.023711
PG&E | MW | Commercial | Com - Education (Community College) | Lighting | No | Lighting - Plug-In Fixture (PSMH) | 0.032146 | 0.033011 | 0.029831 | 0.029833 | 0.029618 | 0.029277 | 0.028713 | 0.028575 | 0.028226 | 0.028292 | 0.027253 | 0.024899
PG&E | MW | Commercial | Com - Education (Community College) | SHW | No | SHW - EF Rated Instantaneous Water Heater (Electric) | 0.00023182 | 0.00027089 | 0.0003075 | 0.00034663 | 0.0003773 | 0.00040239 | 0.00042008 | 0.00044008 | 0.00045347 | 0.00047058 | 0.00048383 | 0.00049374
PG&E | MW | Commercial | Com - Education (Community College) | SHW | No | SHW - EF Rated Storage Water Heater (Electric) | 0.00018229 | 0.00020881 | 0 | 0 | 0 | 0 | 0 | 0 | 0 | 0 | 0 | 0
PG&E | MW | Commercial | Com - Education (Community College) | Service | No | HVAC - Comprehensive Rooftop Unit Quality Maintenance | 1.1618e-08 | 1.0364e-08 | 1.0583e-08 | 1.064e-08 | 1.0463e-08 | 1.0092e-08 | 9.5325e-09 | 8.8034e-09 | 7.9384e-09 | 6.954e-09 | 5.942e-09 | 4.9292e-09
PG&E | MW | Commercial | Com - Education (Community College) | Service | No | Service - HVAC Fault Detection & Diagnositics | 0 | 2.6722e-05 | 2.6125e-05 | 2.6519e-05 | 2.5946e-05 | 2.5179e-05 | 2.4005e-05 | 2.3793e-05 | 2.318e-05 | 2.3484e-05 | 2.362e-05 | 2.3623e-05
PG&E | MW | Commercial | Com - Education (Community College) | WholeBlg | No | HVAC - Energy Management System | 2.1234e-05 | 2.6189e-05 | 2.2964e-05 | 2.0245e-05 | 1.7408e-05 | 1.4824e-05 | 1.2455e-05 | 1.1056e-05 | 1.0898e-05 | 1.1143e-05 | 1.1289e-05 | 1.1355e-05
PG&E | MW | Commercial | Com - Education (Community College) | WholeBlg | No | WholeBlg - Com NC Level 2 | 0.00079931 | 0 | 0 | 0 | 0 | 0 | 0 | 0 | 0 | 0 | 0 | 0
PG&E | MW | Commercial | Com - Education (Community College) | WholeBlg | No | WholeBlg - Com NC Level 3 | 0.0012276 | 0 | 0 | 0 | 0 | 0 | 0 | 0 | 0 | 0 | 0 | 0
PG&E | MW | Commercial | Com - Education (Community College) | WholeBlg | No | WholeBlg - Com RET Level 1 | 0.019659 | 0.026939 | 0.034707 | 0.042983 | 0.051743 | 0.061028 | 0.070774 | 0.080956 | 0.091481 | 0.10229 | 0.11324 | 0.12424
PG&E | MW | Commercial | Com - Education (Community College) | WholeBlg | No | WholeBlg - Com RET Level 2 | 0.047696 | 0.064959 | 0.083487 | 0.10354 | 0.12502 | 0.1479 | 0.17205 | 0.19755 | 0.22403 | 0.25146 | 0.2794 | 0.30777
PG&E | MW | Commercial | Com - Education (Primary School) | AppPlug | No | AppPlug - Desktop Computer (Com - Power Management) | 0.02359 | 0.02517 | 0.027102 | 0.028427 | 0.028492 | 0.027425 | 0.025281 | 0.022762 | 0.019821 | 0.017214 | 0.014849 | 0.012832
PG&E | MW | Commercial | Com - Education (Primary School) | AppPlug | No | AppPlug - Occupancy Sensor Plug Strip | 0.012935 | 0.016459 | 0.017545 | 0.018275 | 0.018291 | 0.017829 | 0.016808 | 0.016455 | 0.015374 | 0.014694 | 0.013714 | 0.0127
PG&E | MW | Commercial | Com - Education (Primary School) | BldgEnv | No | BldgEnv - Wall Spray On Insulation | 0.052873 | 0 | 0 | 0 | 0 | 0 | 0 | 0 | 0 | 0 | 0 | 0
PG&E | MW | Commercial | Com - Education (Primary School) | BldgEnv | No | BldgEnv - Window Film | 0 | 0 | 0 | 0 | 0 | 0 | 0 | 0 | 0.11031 | 0.23341 | 0.30597 | 0.33135
PG&E | MW | Commercial | Com - Education (Primary School) | FoodServ | No | FoodServ - Electric Griddle | 0.012717 | 0.015745 | 0.01886 | 0.022366 | 0.025667 | 0.028837 | 0.031644 | 0.034626 | 0.037079 | 0.039673 | 0.041776 | 0.043353
PG&E | MW | Commercial | Com - Education (Primary School) | FoodServ | No | FoodServ - Electric Steamer | 0.0022789 | 0.0027698 | 0.0032354 | 0.0037258 | 0.0041313 | 0.0044693 | 0.0047086 | 0.0049484 | 0.0050851 | 0.0052372 | 0.0053176 | 0.0053351
PG&E | MW | Commercial | Com - Education (Primary School) | FoodServ | No | FoodServ - Fryer (Electric) | 0.00013663 | 0.00016821 | 0.00020024 | 0.00023589 | 0.00026878 | 0.00029971 | 0.00032635 | 0.00035439 | 0.00037666 | 0.00040023 | 0.00041875 | 0.00043209
PG&E | MW | Commercial | Com - Education (Primary School) | FoodServ | No | FoodServ - Oven (Electric) | 0.0041474 | 0.0050951 | 0.006033 | 0.0070544 | 0.0079604 | 0.008776 | 0.0094329 | 0.010107 | 0.010589 | 0.011097 | 0.01145 | 0.011656
PG&E | MW | Commercial | Com - Education (Primary School) | HVAC | No | HVAC - Direct Evaporative Cooler | 0.16469 | 0.19033 | 0.218 | 0.24804 | 0.27914 | 0.31064 | 0.34165 | 0.373 | 0.40255 | 0.43107 | 0.4568 | 0.47906
PG&E | MW | Commercial | Com - Education (Primary School) | HVAC | No | HVAC - SEER Rated Package Rooftop AC (SEER 14) | 0.016294 | 0.019598 | 0 | 0 | 0 | 0 | 0 | 0 | 0 | 0 | 0 | 0
PG&E | MW | Commercial | Com - Education (Primary School) | HVAC | No | HVAC - SEER Rated Package Rooftop AC (SEER 15) | 0.041486 | 0.048967 | 0.026196 | 0.02993 | 0.033471 | 0.036905 | 0.040091 | 0.043433 | 0.046466 | 0.049754 | 0.052818 | 0.0556
PG&E | MW | Commercial | Com - Education (Primary School) | HVAC | No | HVAC - SEER Rated Package Rooftop HP (SEER 14) | 0.0020618 | 0.0024609 | 0 | 0 | 0 | 0 | 0 | 0 | 0 | 0 | 0 | 0
PG&E | MW | Commercial | Com - Education (Primary School) | HVAC | No | HVAC - SEER Rated Package Rooftop HP (SEER 15) | 0.0076452 | 0.009164 | 0.004965 | 0.0057441 | 0.0064902 | 0.007222 | 0.0079057 | 0.0086313 | 0.0092962 | 0.010001 | 0.010647 | 0.01123
PG&E | MW | Commercial | Com - Education (Primary School) | HVAC | No | HVAC - SEER Rated Split System AC (SEER 14) | 0.010111 | 0.011589 | 0.012945 | 0 | 0 | 0 | 0 | 0 | 0 | 0 | 0 | 0
PG&E | MW | Commercial | Com - Education (Primary School) | HVAC | No | HVAC - SEER Rated Split System AC (SEER 15) | 0.0025476 | 0.003285 | 0.0018728 | 0.002247 | 0.0026112 | 0.0029741 | 0.0033241 | 0.0036849 | 0.0040255 | 0.0043777 | 0.0047123 | 0.0050271
PG&E | MW | Commercial | Com - Education (Primary School) | HVAC | No | HVAC - SEER Rated Split System HP (SEER 14) | 0.018476 | 0.022139 | 0.0034828 | 0.0040208 | 0.0045333 | 0.0050323 | 0.0054961 | 0.0059832 | 0.0064234 | 0.0068859 | 0.0073115 | 0.0076923
PG&E | MW | Commercial | Com - Education (Primary School) | HVAC | No | HVAC - SEER Rated Split System HP (SEER 15) | 0.0058128 | 0.0069193 | 0.0037277 | 0.0042885 | 0.0048236 | 0.0053462 | 0.0058336 | 0.0063481 | 0.0068165 | 0.0073119 | 0.0077716 | 0.0081879
PG&E | MW | Commercial | Com - Education (Primary School) | Lighting | Yes | Lighting - LED Fixture (Replacing T8) - Emerging | 0 | 0 | 0 | 0.0090544 | 0.018688 | 0.02996 | 0.041711 | 0.055501 | 0.068613 | 0.083312 | 0.098226 | 0.11256
PG&E | MW | Commercial | Com - Education (Primary School) | Lighting | Yes | Lighting - LED Lamp (Basic High - Indoor) - Emerging | 0.00018214 | 0.00028122 | 0.00042014 | 0.00063103 | 0.0010055 | 0.00018404 | 0.00024137 | 0.00029959 | 0.00035426 | 0.00040745 | 0.00045711 | 0.00050284
PG&E | MW | Commercial | Com - Education (Primary School) | Lighting | Yes | Lighting - LED Lamp (Basic Low - Indoor) - Emerging | 0.00039761 | 0.00066235 | 0.00082648 | 0.0011363 | 0.0017896 | 0.00039969 | 0.00054477 | 0.00070434 | 0.00086662 | 0.0010399 | 0.0012154 | 0.0013864
PG&E | MW | Commercial | Com - Education (Primary School) | Lighting | Yes | Lighting - LED Plug-In Indoor Fixture - Emerging | 0.00026716 | 0.0003357 | 0.00041934 | 0.00052414 | 0.00063824 | 4.5969e-05 | 5.8779e-05 | 7.3676e-05 | 9.0236e-05 | 0.00010973 | 0.00013011 | 0.00015105
PG&E | MW | Commercial | Com - Education (Primary School) | Lighting | No | Lighting - Cold Cathode Lamp | 5.014e-06 | 5.0964e-06 | 5.136e-06 | 5.2526e-06 | 5.2694e-06 | 0 | 0 | 0 | 0 | 0 | 0 | 0
PG&E | MW | Commercial | Com - Education (Primary School) | Lighting | No | Lighting - Compact Fluorescent Fixture (Indoor) | 0.13994 | 0.14017 | 0.14061 | 0.14253 | 0.14332 | 0 | 0 | 0 | 0 | 0 | 0 | 0
PG&E | MW | Commercial | Com - Education (Primary School) | Lighting | No | Lighting - Compact Fluorescent Lamp (Basic High - Indoor) | 0.0038942 | 0.0033476 | 0.0033154 | 0.003394 | 0.0033118 | 0 | 0 | 0 | 0 | 0 | 0 | 0
PG&E | MW | Commercial | Com - Education (Primary School) | Lighting | No | Lighting - Compact Fluorescent Lamp (Basic Low - Indoor) | 0.0083631 | 0.0081889 | 0.0082512 | 0.0083235 | 0.0080501 | 0 | 0 | 0 | 0 | 0 | 0 | 0
PG&E | MW | Commercial | Com - Education (Primary School) | Lighting | No | Lighting - Exit Fixture (LED) | 0.054698 | 0.048935 | 0.037651 | 0.025515 | 0.015303 | 0.0077419 | 0.002443 | 0 | 0 | 0 | 0 | 0
PG&E | MW | Commercial | Com - Education (Primary School) | Lighting | No | Lighting - Halogen Lamp (A-Line) | 0.00088332 | 0.0010857 | 0.0012768 | 0.0014806 | 0.0016873 | 0 | 0 | 0 | 0 | 0 | 0 | 0
PG&E | MW | Commercial | Com - Education (Primary School) | Lighting | No | Lighting - Halogen Lamp (Reflector) | 0.00034528 | 0.00042094 | 0.00048704 | 0.00055421 | 0.00062012 | 0.00066893 | 0.00071728 | 0.00075724 | 0.00079407 | 0.00082616 | 0.00085555 | 0.00088183
PG&E | MW | Commercial | Com - Education (Primary School) | Lighting | No | Lighting - High Bay HID to T5 | 0.0066967 | 0.0077275 | 0.0070058 | 0.0062683 | 0.0053862 | 0.0045667 | 0.0037963 | 0.0032419 | 0.0027611 | 0.0026594 | 0.0027005 | 0.0027204
PG&E | MW | Commercial | Com - Education (Primary School) | Lighting | No | Lighting - Induction Fixture (Indoor) | 0.00045509 | 0.00052886 | 0.00059749 | 0.0006719 | 0.00073206 | 0.00078511 | 0.00082636 | 0.0008742 | 0.00091063 | 0.00095494 | 0.00099181 | 0.0010214
PG&E | MW | Commercial | Com - Education (Primary School) | Lighting | No | Lighting - Light Sensor | 0 | 0 | 0 | 0 | 0 | 0 | 0 | 0 | 0 | 0 | 0.0046722 | 0.0049984
PG&E | MW | Commercial | Com - Education (Primary School) | Lighting | No | Lighting - Linear Fluorescent Delamping | 4.1664e-05 | 4.0004e-05 | 3.7612e-05 | 3.0108e-05 | 0 | 0 | 0 | 0 | 0 | 0 | 0 | 0
PG&E | MW | Commercial | Com - Education (Primary School) | Lighting | No | Lighting - Linear Fluorescent Fixture (Low Wattage T8) | 0.019006 | 0.022339 | 0.025275 | 0.02805 | 0.029927 | 0.031247 | 0.031983 | 0.032752 | 0.033099 | 0.033603 | 0.033856 | 0.033917
PG&E | MW | Commercial | Com - Education (Primary School) | Lighting | No | Lighting - Plug-In Fixture (Compact Fluorescent) | 0.0030835 | 0.0030744 | 0.0030659 | 0.0031137 | 0.0031252 | 0 | 0 | 0 | 0 | 0 | 0 | 0
PG&E | MW | Commercial | Com - Education (Primary School) | Lighting | No | Lighting - Plug-In Fixture (PSMH with Electronic Ballast) | 0 | 0 | 0.00093095 | 0.0014412 | 0.0014949 | 0.0015167 | 0.0015097 | 0.0015143 | 0.0015029 | 0.0015106 | 0.0015129 | 0.0015115
PG&E | MW | Commercial | Com - Education (Primary School) | Lighting | No | Lighting - Plug-In Fixture (PSMH) | 0.001955 | 0.0021571 | 0.0020114 | 0.0019725 | 0.0019148 | 0.0018647 | 0.0018131 | 0.0017966 | 0.0017709 | 0.0017739 | 0.0017732 | 0.0017702
PG&E | MW | Commercial | Com - Education (Primary School) | SHW | No | SHW - EF Rated Instantaneous Water Heater (Electric) | 0.00032365 | 0.00037842 | 0.00043 | 0.00048521 | 0.00052854 | 0.00056396 | 0.000589 | 0.00061725 | 0.00063616 | 0.00066025 | 0.00067887 | 0.00069276
PG&E | MW | Commercial | Com - Education (Primary School) | SHW | No | SHW - EF Rated Storage Water Heater (Electric) | 0.00025526 | 0.00029232 | 0 | 0 | 0 | 0 | 0 | 0 | 0 | 0 | 0 | 0
PG&E | MW | Commercial | Com - Education (Primary School) | Service | No | HVAC - Comprehensive Rooftop Unit Quality Maintenance | 1.8048e-08 | 1.6101e-08 | 1.6441e-08 | 1.653e-08 | 1.6254e-08 | 1.5679e-08 | 1.4809e-08 | 1.3676e-08 | 1.2332e-08 | 1.0803e-08 | 9.2311e-09 | 7.6575e-09
PG&E | MW | Commercial | Com - Education (Primary School) | Service | No | Service - HVAC Fault Detection & Diagnositics | 0 | 4.1514e-05 | 4.0586e-05 | 4.1198e-05 | 4.0308e-05 | 3.9117e-05 | 3.7291e-05 | 3.6962e-05 | 3.601e-05 | 3.6483e-05 | 3.6693e-05 | 3.6699e-05
PG&E | MW | Commercial | Com - Education (Primary School) | WholeBlg | No | HVAC - Energy Management System | 3.2988e-05 | 4.0685e-05 | 3.5675e-05 | 3.1451e-05 | 2.7043e-05 | 2.3029e-05 | 1.9349e-05 | 1.7176e-05 | 1.6931e-05 | 1.7311e-05 | 1.7537e-05 | 1.764e-05
PG&E | MW | Commercial | Com - Education (Primary School) | WholeBlg | No | WholeBlg - Com NC Level 2 | 0.0012417 | 0 | 0 | 0 | 0 | 0 | 0 | 0 | 0 | 0 | 0 | 0
PG&E | MW | Commercial | Com - Education (Primary School) | WholeBlg | No | WholeBlg - Com NC Level 3 | 0.001907 | 0 | 0 | 0 | 0 | 0 | 0 | 0 | 0 | 0 | 0 | 0
PG&E | MW | Commercial | Com - Education (Primary School) | WholeBlg | No | WholeBlg - Com RET Level 1 | 0.015939 | 0.021906 | 0.028296 | 0.035134 | 0.042397 | 0.050113 | 0.058226 | 0.066722 | 0.075517 | 0.084565 | 0.093743 | 0.10298
PG&E | MW | Commercial | Com - Education (Primary School) | WholeBlg | No | WholeBlg - Com RET Level 2 | 0.023431 | 0.031922 | 0.041041 | 0.050922 | 0.061517 | 0.072812 | 0.084731 | 0.097322 | 0.1104 | 0.12396 | 0.13778 | 0.15183
PG&E | MW | Commercial | Com - Education (Relocatable Classroom) | AppPlug | No | AppPlug - Desktop Computer (Com - Power Management) | 0.020956 | 0.022569 | 0.023947 | 0.024842 | 0.024699 | 0.023689 | 0.021863 | 0.019818 | 0.017444 | 0.015363 | 0.013451 | 0.01179
PG&E | MW | Commercial | Com - Education (Relocatable Classroom) | AppPlug | No | AppPlug - Occupancy Sensor Plug Strip | 0.012935 | 0.016459 | 0.017545 | 0.018275 | 0.018291 | 0.017829 | 0.016808 | 0.016455 | 0.015374 | 0.014694 | 0.013714 | 0.0127
PG&E | MW | Commercial | Com - Education (Relocatable Classroom) | BldgEnv | No | BldgEnv - Wall Spray On Insulation | 0.052873 | 0 | 0 | 0 | 0 | 0 | 0 | 0 | 0 | 0 | 0 | 0
PG&E | MW | Commercial | Com - Education (Relocatable Classroom) | BldgEnv | No | BldgEnv - Window Film | 0 | 0 | 0 | 0 | 0 | 0 | 0 | 0 | 0.11031 | 0.23341 | 0.30597 | 0.33135
PG&E | MW | Commercial | Com - Education (Relocatable Classroom) | FoodServ | No | FoodServ - Electric Griddle | 0.012717 | 0.015745 | 0.01886 | 0.022366 | 0.025667 | 0.028837 | 0.031644 | 0.034626 | 0.037079 | 0.039673 | 0.041776 | 0.043353
PG&E | MW | Commercial | Com - Education (Relocatable Classroom) | FoodServ | No | FoodServ - Electric Steamer | 0.0022789 | 0.0027698 | 0.0032354 | 0.0037258 | 0.0041313 | 0.0044693 | 0.0047086 | 0.0049484 | 0.0050851 | 0.0052372 | 0.0053176 | 0.0053351
PG&E | MW | Commercial | Com - Education (Relocatable Classroom) | FoodServ | No | FoodServ - Fryer (Electric) | 0.00013663 | 0.00016821 | 0.00020024 | 0.00023589 | 0.00026878 | 0.00029971 | 0.00032635 | 0.00035439 | 0.00037666 | 0.00040023 | 0.00041875 | 0.00043209
PG&E | MW | Commercial | Com - Education (Relocatable Classroom) | FoodServ | No | FoodServ - Oven (Electric) | 0.0041474 | 0.0050951 | 0.006033 | 0.0070544 | 0.0079604 | 0.008776 | 0.0094329 | 0.010107 | 0.010589 | 0.011097 | 0.01145 | 0.011656
PG&E | MW | Commercial | Com - Education (Relocatable Classroom) | HVAC | No | HVAC - Demand Controlled Ventilation | 0.010032 | 0.010311 | 0.012303 | 0.014197 | 0.015567 | 0.016134 | 0.015669 | 0.014381 | 0.012366 | 0.010242 | 0.0082133 | 0.0065107
PG&E | MW | Commercial | Com - Education (Relocatable Classroom) | HVAC | No | HVAC - SEER Rated Package Rooftop AC (SEER 14) | 0.051199 | 0.061864 | 0 | 0 | 0 | 0 | 0 | 0 | 0 | 0 | 0 | 0
PG&E | MW | Commercial | Com - Education (Relocatable Classroom) | HVAC | No | HVAC - SEER Rated Package Rooftop AC (SEER 15) | 0.076239 | 0.089477 | 0.047683 | 0.054178 | 0.0604 | 0.066436 | 0.072082 | 0.077849 | 0.083156 | 0.088874 | 0.094215 | 0.099092
PG&E | MW | Commercial | Com - Education (Relocatable Classroom) | HVAC | No | HVAC - SEER Rated Package Rooftop HP (SEER 14) | 0.0056966 | 0.0067897 | 0 | 0 | 0 | 0 | 0 | 0 | 0 | 0 | 0 | 0
PG&E | MW | Commercial | Com - Education (Relocatable Classroom) | HVAC | No | HVAC - SEER Rated Package Rooftop HP (SEER 15) | 0.056412 | 0.067455 | 0.036384 | 0.042104 | 0.047379 | 0.052469 | 0.057061 | 0.062196 | 0.066743 | 0.071882 | 0.076563 | 0.080749
PG&E | MW | Commercial | Com - Education (Relocatable Classroom) | HVAC | No | HVAC - SEER Rated Split System AC (SEER 14) | 0.041645 | 0.049103 | 0.056408 | 0 | 0 | 0 | 0 | 0 | 0 | 0 | 0 | 0
PG&E | MW | Commercial | Com - Education (Relocatable Classroom) | HVAC | No | HVAC - SEER Rated Split System AC (SEER 15) | 0.016998 | 0.020666 | 0.011385 | 0.013374 | 0.015379 | 0.017427 | 0.01945 | 0.021606 | 0.023683 | 0.025875 | 0.027991 | 0.029993
PG&E | MW | Commercial | Com - Education (Relocatable Classroom) | HVAC | No | HVAC - SEER Rated Split System HP (SEER 14) | 0.052205 | 0.062524 | 0.0098307 | 0.011347 | 0.012789 | 0.014193 | 0.015497 | 0.016869 | 0.018109 | 0.019415 | 0.020615 | 0.021688
PG&E | MW | Commercial | Com - Education (Relocatable Classroom) | HVAC | No | HVAC - SEER Rated Split System HP (SEER 15) | 0.016983 | 0.020242 | 0.010915 | 0.012567 | 0.014143 | 0.015682 | 0.017117 | 0.018632 | 0.020009 | 0.021465 | 0.022812 | 0.024028
PG&E | MW | Commercial | Com - Education (Relocatable Classroom) | Lighting | Yes | Lighting - LED Fixture (Replacing T8) - Emerging | 0 | 0 | 0.0068604 | 0.01461 | 0.023801 | 0.034582 | 0.046171 | 0.060226 | 0.07404 | 0.089804 | 0.10604 | 0.12184
PG&E | MW | Commercial | Com - Education (Relocatable Classroom) | Lighting | Yes | Lighting - LED Lamp (Basic High - Indoor) - Emerging | 0.00022023 | 0.00033886 | 0.00050023 | 0.00075352 | 0.001172 | 0.00021121 | 0.00027411 | 0.00033792 | 0.00039796 | 0.00045641 | 0.00051102 | 0.00056132
PG&E | MW | Commercial | Com - Education (Relocatable Classroom) | Lighting | Yes | Lighting - LED Lamp (Basic Low - Indoor) - Emerging | 0.00047172 | 0.00078322 | 0.0009528 | 0.0013112 | 0.0020584 | 0.00045618 | 0.00061743 | 0.00079418 | 0.00097387 | 0.0011654 | 0.0013586 | 0.0015464
PG&E | MW | Commercial | Com - Education (Relocatable Classroom) | Lighting | Yes | Lighting - LED Plug-In Indoor Fixture - Emerging | 0.00027814 | 0.00034959 | 0.00043657 | 0.00054584 | 0.00066447 | 4.8255e-05 | 6.1406e-05 | 7.6744e-05 | 9.3824e-05 | 0.00011401 | 0.00013516 | 0.00015693
PG&E | MW | Commercial | Com - Education (Relocatable Classroom) | Lighting | No | Lighting - Cold Cathode Lamp | 6.6029e-06 | 6.7548e-06 | 6.836e-06 | 7.0012e-06 | 7.0313e-06 | 0 | 0 | 0 | 0 | 0 | 0 | 0
PG&E | MW | Commercial | Com - Education (Relocatable Classroom) | Lighting | No | Lighting - Compact Fluorescent Fixture (Indoor) | 0.15744 | 0.1578 | 0.15837 | 0.16062 | 0.1615 | 0 | 0 | 0 | 0 | 0 | 0 | 0
PG&E | MW | Commercial | Com - Education (Relocatable Classroom) | Lighting | No | Lighting - Compact Fluorescent Lamp (Basic High - Indoor) | 0.0043667 | 0.0037653 | 0.0037332 | 0.003813 | 0.0037279 | 0 | 0 | 0 | 0 | 0 | 0 | 0
PG&E | MW | Commercial | Com - Education (Relocatable Classroom) | Lighting | No | Lighting - Compact Fluorescent Lamp (Basic Low - Indoor) | 0.0094418 | 0.0092215 | 0.0092929 | 0.0093567 | 0.0090307 | 0 | 0 | 0 | 0 | 0 | 0 | 0
PG&E | MW | Commercial | Com - Education (Relocatable Classroom) | Lighting | No | Lighting - Exit Fixture (LED) | 0.052992 | 0.047468 | 0.036602 | 0.024855 | 0.015001 | 0.0077069 | 0.0025658 | 0 | 0 | 0 | 0 | 0
PG&E | MW | Commercial | Com - Education (Relocatable Classroom) | Lighting | No | Lighting - Halogen Lamp (A-Line) | 0.0008832 | 0.0010859 | 0.0012772 | 0.0014814 | 0.0016884 | 0 | 0 | 0 | 0 | 0 | 0 | 0
PG&E | MW | Commercial | Com - Education (Relocatable Classroom) | Lighting | No | Lighting - Halogen Lamp (Reflector) | 0.00034517 | 0.00042095 | 0.00048716 | 0.00055447 | 0.00062055 | 0.00067001 | 0.00071833 | 0.00075863 | 0.00079552 | 0.0008278 | 0.00085727 | 0.00088368
PG&E | MW | Commercial | Com - Education (Relocatable Classroom) | Lighting | No | Lighting - High Bay HID to T5 | 0.0076958 | 0.0088137 | 0.0080183 | 0.0071812 | 0.0061693 | 0.005223 | 0.0043308 | 0.0036848 | 0.0031272 | 0.0029937 | 0.0030405 | 0.0030631
PG&E | MW | Commercial | Com - Education (Relocatable Classroom) | Lighting | No | Lighting - Induction Fixture (Indoor) | 0.00045268 | 0.00052437 | 0.00059085 | 0.00066297 | 0.00072099 | 0.000772 | 0.00081148 | 0.00085747 | 0.00089237 | 0.00093508 | 0.00097062 | 0.0009992
PG&E | MW | Commercial | Com - Education (Relocatable Classroom) | Lighting | No | Lighting - Linear Fluorescent Delamping | 4.2022e-05 | 4.0342e-05 | 3.796e-05 | 3.0397e-05 | 0 | 0 | 0 | 0 | 0 | 0 | 0 | 0
PG&E | MW | Commercial | Com - Education (Relocatable Classroom) | Lighting | No | Lighting - Linear Fluorescent Fixture (Low Wattage T8) | 0.021083 | 0.024811 | 0.027954 | 0.030964 | 0.033082 | 0.034621 | 0.035509 | 0.036431 | 0.036859 | 0.037454 | 0.037757 | 0.037836
PG&E | MW | Commercial | Com - Education (Relocatable Classroom) | Lighting | No | Lighting - Plug-In Fixture (Compact Fluorescent) | 0.0032164 | 0.0032071 | 0.0031984 | 0.0032489 | 0.0032608 | 0 | 0 | 0 | 0 | 0 | 0 | 0
PG&E | MW | Commercial | Com - Education (Relocatable Classroom) | Lighting | No | Lighting - Plug-In Fixture (PSMH with Electronic Ballast) | 0 | 0 | 0 | 0.00053367 | 0.0015152 | 0.0015946 | 0.0015792 | 0.001579 | 0.0015643 | 0.0015712 | 0.0015733 | 0.0015722
PG&E | MW | Commercial | Com - Education (Relocatable Classroom) | Lighting | No | Lighting - Plug-In Fixture (PSMH) | 0.0020817 | 0.0022863 | 0.0022599 | 0.0022025 | 0.0019885 | 0.0019096 | 0.0018778 | 0.0018749 | 0.001857 | 0.0018654 | 0.0018679 | 0.0018668
PG&E | MW | Commercial | Com - Education (Relocatable Classroom) | SHW | No | SHW - EF Rated Instantaneous Water Heater (Electric) | 0.0006148 | 0.00071782 | 0.00081598 | 0.00092215 | 0.0010053 | 0.0010731 | 0.0011204 | 0.0011744 | 0.0012102 | 0.0012566 | 0.0012924 | 0.001319
PG&E | MW | Commercial | Com - Education (Relocatable Classroom) | SHW | No | SHW - EF Rated Storage Water Heater (Electric) | 0.00052853 | 0.00060611 | 0 | 0 | 0 | 0 | 0 | 0 | 0 | 0 | 0 | 0
PG&E | MW | Commercial | Com - Education (Relocatable Classroom) | Service | No | HVAC - Comprehensive Rooftop Unit Quality Maintenance | 1.8048e-08 | 1.6101e-08 | 1.6441e-08 | 1.653e-08 | 1.6254e-08 | 1.5679e-08 | 1.4809e-08 | 1.3676e-08 | 1.2332e-08 | 1.0803e-08 | 9.2311e-09 | 7.6575e-09
PG&E | MW | Commercial | Com - Education (Relocatable Classroom) | Service | No | Service - HVAC Fault Detection & Diagnositics | 0 | 4.1514e-05 | 4.0586e-05 | 4.1198e-05 | 4.0308e-05 | 3.9117e-05 | 3.7291e-05 | 3.6962e-05 | 3.601e-05 | 3.6483e-05 | 3.6693e-05 | 3.6699e-05
PG&E | MW | Commercial | Com - Education (Relocatable Classroom) | WholeBlg | No | HVAC - Energy Management System | 3.2988e-05 | 4.0685e-05 | 3.5675e-05 | 3.1451e-05 | 2.7043e-05 | 2.3029e-05 | 1.9349e-05 | 1.7176e-05 | 1.6931e-05 | 1.7311e-05 | 1.7537e-05 | 1.764e-05
PG&E | MW | Commercial | Com - Education (Relocatable Classroom) | WholeBlg | No | WholeBlg - Com NC Level 2 | 0.0012417 | 0 | 0 | 0 | 0 | 0 | 0 | 0 | 0 | 0 | 0 | 0
PG&E | MW | Commercial | Com - Education (Relocatable Classroom) | WholeBlg | No | WholeBlg - Com NC Level 3 | 0.001907 | 0 | 0 | 0 | 0 | 0 | 0 | 0 | 0 | 0 | 0 | 0
PG&E | MW | Commercial | Com - Education (Relocatable Classroom) | WholeBlg | No | WholeBlg - Com RET Level 1 | 0.022256 | 0.030503 | 0.039328 | 0.048767 | 0.058799 | 0.069434 | 0.080612 | 0.092296 | 0.10438 | 0.11677 | 0.12932 | 0.14189
PG&E | MW | Commercial | Com - Education (Relocatable Classroom) | WholeBlg | No | WholeBlg - Com RET Level 2 | 0.039086 | 0.053201 | 0.068307 | 0.084573 | 0.10193 | 0.12038 | 0.13981 | 0.16024 | 0.18141 | 0.20326 | 0.22545 | 0.24789
PG&E | MW | Commercial | Com - Education (Secondary School) | AppPlug | No | AppPlug - Desktop Computer (Com - Power Management) | 0.011778 | 0.012568 | 0.01353 | 0.01419 | 0.014221 | 0.013688 | 0.012618 | 0.011362 | 0.0098952 | 0.0085955 | 0.0074158 | 0.0064098
PG&E | MW | Commercial | Com - Education (Secondary School) | AppPlug | No | AppPlug - Occupancy Sensor Plug Strip | 0.0064677 | 0.0082295 | 0.0087724 | 0.0091374 | 0.0091457 | 0.0089144 | 0.008404 | 0.0082277 | 0.0076871 | 0.007347 | 0.0068569 | 0.0063499
PG&E | MW | Commercial | Com - Education (Secondary School) | BldgEnv | No | BldgEnv - Attic Batt Insulation | 0.020948 | 0 | 0 | 0 | 0 | 0 | 0 | 0 | 0 | 0 | 0 | 0
PG&E | MW | Commercial | Com - Education (Secondary School) | BldgEnv | No | BldgEnv - Wall Spray On Insulation | 0.021867 | 0 | 0 | 0 | 0 | 0 | 0 | 0 | 0 | 0 | 0 | 0
PG&E | MW | Commercial | Com - Education (Secondary School) | BldgEnv | No | BldgEnv - Window Film | 0 | 0 | 0 | 0 | 0 | 0 | 0 | 0 | 0.055155 | 0.11671 | 0.15299 | 0.16568
PG&E | MW | Commercial | Com - Education (Secondary School) | FoodServ | No | FoodServ - Electric Griddle | 0.0063587 | 0.0078724 | 0.0094301 | 0.011183 | 0.012833 | 0.014418 | 0.015822 | 0.017313 | 0.018539 | 0.019837 | 0.020888 | 0.021677
PG&E | MW | Commercial | Com - Education (Secondary School) | FoodServ | No | FoodServ - Electric Steamer | 0.0011394 | 0.0013849 | 0.0016177 | 0.0018629 | 0.0020657 | 0.0022347 | 0.0023543 | 0.0024742 | 0.0025426 | 0.0026186 | 0.0026588 | 0.0026675
PG&E | MW | Commercial | Com - Education (Secondary School) | FoodServ | No | FoodServ - Fryer (Electric) | 6.8317e-05 | 8.4104e-05 | 0.00010012 | 0.00011795 | 0.00013439 | 0.00014986 | 0.00016318 | 0.0001772 | 0.00018833 | 0.00020011 | 0.00020937 | 0.00021604
PG&E | MW | Commercial | Com - Education (Secondary School) | FoodServ | No | FoodServ - Oven (Electric) | 0.0020737 | 0.0025475 | 0.0030165 | 0.0035272 | 0.0039802 | 0.004388 | 0.0047165 | 0.0050536 | 0.0052946 | 0.0055485 | 0.0057252 | 0.005828
PG&E | MW | Commercial | Com - Education (Secondary School) | HVAC | No | HVAC - Chiller (Centrifugal) | 0 | 0 | 0 | 0 | 0.0073935 | 0.0085783 | 0.009677 | 0.010664 | 0.01154 | 0.012297 | 0.012943 | 0.013475
PG&E | MW | Commercial | Com - Education (Secondary School) | HVAC | No | HVAC - Chiller (Reciprocating) | 0.0046549 | 0.0057313 | 0.0067936 | 0.0079438 | 0.0090019 | 0.0099974 | 0.010872 | 0.011783 | 0.01254 | 0.01333 | 0.013988 | 0.01451
PG&E | MW | Commercial | Com - Education (Secondary School) | HVAC | No | HVAC - Demand Controlled Ventilation | 0.0026785 | 0.0027522 | 0.0032849 | 0.0037911 | 0.0041565 | 0.0043067 | 0.0041799 | 0.0038328 | 0.0032918 | 0.0027228 | 0.0021806 | 0.0017267
PG&E | MW | Commercial | Com - Education (Secondary School) | HVAC | No | HVAC - Direct Evaporative Cooler | 0.090055 | 0.10407 | 0.11909 | 0.13527 | 0.1519 | 0.16861 | 0.1849 | 0.20112 | 0.21616 | 0.23036 | 0.24284 | 0.25324
PG&E | MW | Commercial | Com - Education (Secondary School) | HVAC | No | HVAC - SEER Rated Package Rooftop AC (SEER 14) | 0.0066634 | 0.0080004 | 0 | 0 | 0 | 0 | 0 | 0 | 0 | 0 | 0 | 0
PG&E | MW | Commercial | Com - Education (Secondary School) | HVAC | No | HVAC - SEER Rated Package Rooftop AC (SEER 15) | 0.019019 | 0.022442 | 0.012002 | 0.013716 | 0.015334 | 0.016901 | 0.018349 | 0.019877 | 0.021259 | 0.02277 | 0.024175 | 0.02545
PG&E | MW | Commercial | Com - Education (Secondary School) | HVAC | No | HVAC - SEER Rated Package Rooftop HP (SEER 14) | 0.00094392 | 0.0011263 | 0 | 0 | 0 | 0 | 0 | 0 | 0 | 0 | 0 | 0
PG&E | MW | Commercial | Com - Education (Secondary School) | HVAC | No | HVAC - SEER Rated Package Rooftop HP (SEER 15) | 0.0035131 | 0.0042118 | 0.0022828 | 0.0026416 | 0.0029854 | 0.0033226 | 0.0036377 | 0.0039724 | 0.0042786 | 0.0046029 | 0.0049004 | 0.0051684
PG&E | MW | Commercial | Com - Education (Secondary School) | HVAC | No | HVAC - SEER Rated Split System AC (SEER 14) | 0.003634 | 0.0041632 | 0.0046366 | 0 | 0 | 0 | 0 | 0 | 0 | 0 | 0 | 0
PG&E | MW | Commercial | Com - Education (Secondary School) | HVAC | No | HVAC - SEER Rated Split System AC (SEER 15) | 0.00096456 | 0.0012401 | 0.00070414 | 0.00084109 | 0.00097256 | 0.0011023 | 0.0012262 | 0.0013532 | 0.0014721 | 0.0015951 | 0.0017114 | 0.0018205
PG&E | MW | Commercial | Com - Education (Secondary School) | HVAC | No | HVAC - SEER Rated Split System HP (SEER 14) | 0.0090469 | 0.010836 | 0.0017039 | 0.0019671 | 0.0022171 | 0.0024602 | 0.0026856 | 0.0029232 | 0.0031375 | 0.0033637 | 0.0035713 | 0.0037572
PG&E | MW | Commercial | Com - Education (Secondary School) | HVAC | No | HVAC - SEER Rated Split System HP (SEER 15) | 0.002822 | 0.0033583 | 0.0018088 | 0.0020813 | 0.0023406 | 0.0025935 | 0.0028288 | 0.0030783 | 0.003305 | 0.003546 | 0.0037692 | 0.0039714
PG&E | MW | Commercial | Com - Education (Secondary School) | Lighting | Yes | Lighting - LED Fixture (Replacing T8) - Emerging | 0 | 0 | 0 | 0.0050267 | 0.010331 | 0.01656 | 0.023077 | 0.03073 | 0.038056 | 0.046286 | 0.054666 | 0.062746
PG&E | MW | Commercial | Com - Education (Secondary School) | Lighting | Yes | Lighting - LED Lamp (Basic High - Indoor) - Emerging | 0.00010276 | 0.00015861 | 0.00023639 | 0.00035485 | 0.00056276 | 0.00010272 | 0.00013446 | 0.00016671 | 0.000197 | 0.00022649 | 0.00025403 | 0.00027939
PG&E | MW | Commercial | Com - Education (Secondary School) | Lighting | Yes | Lighting - LED Lamp (Basic Low - Indoor) - Emerging | 0.00022352 | 0.00037214 | 0.00046284 | 0.00063654 | 0.0010009 | 0.0002231 | 0.00030361 | 0.00039214 | 0.00048216 | 0.00057827 | 0.00067559 | 0.00077041
PG&E | MW | Commercial | Com - Education (Secondary School) | Lighting | Yes | Lighting - LED Plug-In Indoor Fixture - Emerging | 8.3707e-05 | 9.8269e-05 | 0.00011775 | 0.00014119 | 0.00016287 | 1.1398e-05 | 1.3929e-05 | 1.6172e-05 | 1.9246e-05 | 2.2748e-05 | 2.7822e-05 | 3.2549e-05
PG&E | MW | Commercial | Com - Education (Secondary School) | Lighting | No | Lighting - Cold Cathode Lamp | 3.0983e-06 | 3.1529e-06 | 3.1783e-06 | 3.2491e-06 | 3.2578e-06 | 0 | 0 | 0 | 0 | 0 | 0 | 0
PG&E | MW | Commercial | Com - Education (Secondary School) | Lighting | No | Lighting - Compact Fluorescent Fixture (Indoor) | 0.077891 | 0.078082 | 0.078364 | 0.079481 | 0.07994 | 0 | 0 | 0 | 0 | 0 | 0 | 0
PG&E | MW | Commercial | Com - Education (Secondary School) | Lighting | No | Lighting - Compact Fluorescent Lamp (Basic High - Indoor) | 0.0021784 | 0.0018764 | 0.0018582 | 0.0019014 | 0.0018558 | 0 | 0 | 0 | 0 | 0 | 0 | 0
PG&E | MW | Commercial | Com - Education (Secondary School) | Lighting | No | Lighting - Compact Fluorescent Lamp (Basic Low - Indoor) | 0.0046757 | 0.0045772 | 0.0046104 | 0.0046486 | 0.0044941 | 0 | 0 | 0 | 0 | 0 | 0 | 0
PG&E | MW | Commercial | Com - Education (Secondary School) | Lighting | No | Lighting - Exit Fixture (LED) | 0.027617 | 0.024696 | 0.018988 | 0.012858 | 0.0076949 | 0.003871 | 0.0011967 | 0 | 0 | 0 | 0 | 0
PG&E | MW | Commercial | Com - Education (Secondary School) | Lighting | No | Lighting - Halogen Lamp (A-Line) | 0.00044159 | 0.00054297 | 0.00063862 | 0.00074068 | 0.00084419 | 0 | 0 | 0 | 0 | 0 | 0 | 0
PG&E | MW | Commercial | Com - Education (Secondary School) | Lighting | No | Lighting - Halogen Lamp (Reflector) | 0.00017258 | 0.00021048 | 0.00024358 | 0.00027724 | 0.00031027 | 0.000335 | 0.00035916 | 0.00037931 | 0.00039776 | 0.0004139 | 0.00042864 | 0.00044184
PG&E | MW | Commercial | Com - Education (Secondary School) | Lighting | No | Lighting - High Bay HID to T5 | 0.0038168 | 0.0043999 | 0.0039938 | 0.0035744 | 0.0030711 | 0.0026049 | 0.0021654 | 0.0018483 | 0.0015739 | 0.0015129 | 0.0015363 | 0.0015477
PG&E | MW | Commercial | Com - Education (Secondary School) | Lighting | No | Lighting - Induction Fixture (Indoor) | 0.00027022 | 0.00031568 | 0.00035799 | 0.00040386 | 0.00044124 | 0.00047411 | 0.00049968 | 0.00052911 | 0.00055144 | 0.00057848 | 0.0006009 | 0.00061888
PG&E | MW | Commercial | Com - Education (Secondary School) | Lighting | No | Lighting - Light Sensor | 0 | 0 | 0 | 0 | 0 | 0 | 0 | 0 | 0 | 0.0027183 | 0.0028651 | 0.0029648
PG&E | MW | Commercial | Com - Education (Secondary School) | Lighting | No | Lighting - Linear Fluorescent Delamping | 2.0919e-05 | 2.0084e-05 | 1.889e-05 | 1.5123e-05 | 0 | 0 | 0 | 0 | 0 | 0 | 0 | 0
PG&E | MW | Commercial | Com - Education (Secondary School) | Lighting | No | Lighting - Linear Fluorescent Fixture (Low Wattage T8) | 0.010714 | 0.012606 | 0.014266 | 0.015837 | 0.016903 | 0.017656 | 0.018076 | 0.018518 | 0.018717 | 0.019005 | 0.019149 | 0.019184
PG&E | MW | Commercial | Com - Education (Secondary School) | Lighting | No | Lighting - Plug-In Fixture (PSMH) | 0 | 0 | 0 | 0 | 0.00062442 | 0.00063163 | 0.0012058 | 0.0011971 | 0.001168 | 0.001159 | 0.001146 | 0.0011335
PG&E | MW | Commercial | Com - Education (Secondary School) | SHW | No | SHW - EF Rated Instantaneous Water Heater (Electric) | 0.00022936 | 0.00026829 | 0.00030521 | 0.00034477 | 0.00037596 | 0.00040149 | 0.00041958 | 0.00043989 | 0.00045352 | 0.00047075 | 0.00048406 | 0.00049398
PG&E | MW | Commercial | Com - Education (Secondary School) | SHW | No | SHW - EF Rated Storage Water Heater (Electric) | 0.00017968 | 0.00020575 | 0 | 0 | 0 | 0 | 0 | 0 | 0 | 0 | 0 | 0
PG&E | MW | Commercial | Com - Education (Secondary School) | Service | No | HVAC - Comprehensive Rooftop Unit Quality Maintenance | 9.0242e-09 | 8.0504e-09 | 8.2207e-09 | 8.2648e-09 | 8.1271e-09 | 7.8394e-09 | 7.4045e-09 | 6.8381e-09 | 6.1662e-09 | 5.4016e-09 | 4.6155e-09 | 3.8288e-09
PG&E | MW | Commercial | Com - Education (Secondary School) | Service | No | Service - HVAC Fault Detection & Diagnositics | 0 | 2.0757e-05 | 2.0293e-05 | 2.0599e-05 | 2.0154e-05 | 1.9558e-05 | 1.8646e-05 | 1.8481e-05 | 1.8005e-05 | 1.8242e-05 | 1.8347e-05 | 1.8349e-05
PG&E | MW | Commercial | Com - Education (Secondary School) | WholeBlg | No | HVAC - Energy Management System | 1.6494e-05 | 2.0342e-05 | 1.7838e-05 | 1.5726e-05 | 1.3522e-05 | 1.1514e-05 | 9.6747e-06 | 8.5879e-06 | 8.4653e-06 | 8.6556e-06 | 8.7685e-06 | 8.82e-06
PG&E | MW | Commercial | Com - Education (Secondary School) | WholeBlg | No | WholeBlg - Com NC Level 2 | 0.00062087 | 0 | 0 | 0 | 0 | 0 | 0 | 0 | 0 | 0 | 0 | 0
PG&E | MW | Commercial | Com - Education (Secondary School) | WholeBlg | No | WholeBlg - Com NC Level 3 | 0.00095352 | 0 | 0 | 0 | 0 | 0 | 0 | 0 | 0 | 0 | 0 | 0
PG&E | MW | Commercial | Com - Education (Secondary School) | WholeBlg | No | WholeBlg - Com RET Level 1 | 0.0094234 | 0.012939 | 0.016703 | 0.020729 | 0.025005 | 0.029547 | 0.034322 | 0.039324 | 0.044502 | 0.049829 | 0.055234 | 0.06068
PG&E | MW | Commercial | Com - Education (Secondary School) | WholeBlg | No | WholeBlg - Com RET Level 2 | 0.012767 | 0.017394 | 0.022362 | 0.027745 | 0.033516 | 0.039667 | 0.046155 | 0.05301 | 0.060129 | 0.067512 | 0.075033 | 0.082684
PG&E | MW | Commercial | Com - Education (University) | AppPlug | No | AppPlug - Desktop Computer (Com - Power Management) | 0.01349 | 0.014528 | 0.015415 | 0.015991 | 0.015899 | 0.015249 | 0.014073 | 0.012757 | 0.011229 | 0.0098889 | 0.0086586 | 0.007589
PG&E | MW | Commercial | Com - Education (University) | AppPlug | No | AppPlug - Occupancy Sensor Plug Strip | 0.0083265 | 0.010595 | 0.011294 | 0.011763 | 0.011774 | 0.011476 | 0.010819 | 0.010592 | 0.0098964 | 0.0094585 | 0.0088275 | 0.0081749
PG&E | MW | Commercial | Com - Education (University) | BldgEnv | No | BldgEnv - Wall Spray On Insulation | 0.003267 | 0 | 0 | 0 | 0 | 0 | 0 | 0 | 0 | 0 | 0 | 0
PG&E | MW | Commercial | Com - Education (University) | BldgEnv | No | BldgEnv - Window Film | 0 | 0 | 0 | 0 | 0 | 0 | 0 | 0 | 0.036469 | 0.077166 | 0.10115 | 0.10954
PG&E | MW | Commercial | Com - Education (University) | FoodServ | No | FoodServ - Electric Griddle | 0.00071185 | 0.0008813 | 0.0010557 | 0.0012519 | 0.0014367 | 0.0016141 | 0.0017712 | 0.0019381 | 0.0020754 | 0.0022207 | 0.0023384 | 0.0024267
PG&E | MW | Commercial | Com - Education (University) | FoodServ | No | FoodServ - Electric Steamer | 0.00067703 | 0.00082289 | 0.00096123 | 0.0011069 | 0.0012274 | 0.0013278 | 0.0013989 | 0.0014701 | 0.0015108 | 0.0015559 | 0.0015798 | 0.001585
PG&E | MW | Commercial | Com - Education (University) | FoodServ | No | FoodServ - Fryer (Electric) | 3.1411e-05 | 3.867e-05 | 4.6035e-05 | 5.423e-05 | 6.179e-05 | 6.8902e-05 | 7.5026e-05 | 8.1473e-05 | 8.6592e-05 | 9.201e-05 | 9.6267e-05 | 9.9334e-05
PG&E | MW | Commercial | Com - Education (University) | FoodServ | No | FoodServ - Oven (Electric) | 0.011706 | 0.01438 | 0.017027 | 0.01991 | 0.022467 | 0.024769 | 0.026623 | 0.028526 | 0.029887 | 0.03132 | 0.032317 | 0.032898
PG&E | MW | Commercial | Com - Education (University) | HVAC | No | HVAC - Chiller (Centrifugal) | 0.010135 | 0.012688 | 0.015434 | 0.018358 | 0.021446 | 0.024641 | 0.027883 | 0.03109 | 0.034208 | 0.037144 | 0.039855 | 0.042275
PG&E | MW | Commercial | Com - Education (University) | HVAC | No | HVAC - Chiller (Reciprocating) | 0.015709 | 0.019541 | 0.023493 | 0.027917 | 0.032226 | 0.036513 | 0.04056 | 0.044894 | 0.048813 | 0.052954 | 0.056667 | 0.059874
PG&E | MW | Commercial | Com - Education (University) | HVAC | No | HVAC - EER Rated Package Rooftop AC (EER 11) | 0 | 0 | 0 | 0 | 0 | 0.040931 | 0.045681 | 0.050616 | 0.054864 | 0.059356 | 0.06337 | 0.066919
PG&E | MW | Commercial | Com - Education (University) | HVAC | No | HVAC - SEER Rated Package Rooftop AC (Recharge) | 0 | 0 | 0 | 0 | 0 | 0 | 0 | 0.088938 | 0.064064 | 0.038067 | 0.016937 | 0.001468
PG&E | MW | Commercial | Com - Education (University) | HVAC | No | HVAC - SEER Rated Package Rooftop AC (SEER 14) | 0.026306 | 0.031608 | 0 | 0 | 0 | 0 | 0 | 0 | 0 | 0 | 0 | 0
PG&E | MW | Commercial | Com - Education (University) | HVAC | No | HVAC - SEER Rated Package Rooftop AC (SEER 15) | 0.067234 | 0.079221 | 0.042273 | 0.048316 | 0.053905 | 0.05927 | 0.064137 | 0.069419 | 0.074138 | 0.079529 | 0.084485 | 0.088965
PG&E | MW | Commercial | Com - Education (University) | HVAC | No | HVAC - SEER Rated Package Rooftop HP (SEER 14) | 0.0077646 | 0.0092392 | 0 | 0 | 0 | 0 | 0 | 0 | 0 | 0 | 0 | 0
PG&E | MW | Commercial | Com - Education (University) | HVAC | No | HVAC - SEER Rated Package Rooftop HP (SEER 15) | 0.029044 | 0.034722 | 0.018734 | 0.021684 | 0.024406 | 0.027031 | 0.0294 | 0.032045 | 0.034392 | 0.037046 | 0.039462 | 0.04162
PG&E | MW | Commercial | Com - Education (University) | HVAC | No | HVAC - SEER Rated Split System AC (SEER 14) | 0.01845 | 0.021731 | 0.025023 | 0 | 0 | 0 | 0 | 0 | 0 | 0 | 0 | 0
PG&E | MW | Commercial | Com - Education (University) | HVAC | No | HVAC - SEER Rated Split System AC (SEER 15) | 0.007746 | 0.010107 | 0.0058687 | 0.0072287 | 0.0086241 | 0.01009 | 0.011576 | 0.013244 | 0.014904 | 0.016754 | 0.018608 | 0.020439
PG&E | MW | Commercial | Com - Education (University) | HVAC | No | HVAC - SEER Rated Split System HP (SEER 14) | 0.052066 | 0.062218 | 0.0097528 | 0.011263 | 0.012662 | 0.014009 | 0.015231 | 0.016567 | 0.017747 | 0.019055 | 0.020246 | 0.021307
PG&E | MW | Commercial | Com - Education (University) | HVAC | No | HVAC - SEER Rated Split System HP (SEER 15) | 0.017607 | 0.020959 | 0.011275 | 0.012998 | 0.014597 | 0.016141 | 0.017543 | 0.019086 | 0.020456 | 0.021983 | 0.023382 | 0.024638
PG&E | MW | Commercial | Com - Education (University) | Lighting | Yes | Lighting - LED Fixture (Replacing T8) - Emerging | 0 | 0 | 0.015299 | 0.032548 | 0.053067 | 0.077085 | 0.1029 | 0.13421 | 0.16505 | 0.20033 | 0.23672 | 0.2722
PG&E | MW | Commercial | Com - Education (University) | Lighting | Yes | Lighting - LED Lamp (Basic High - Indoor) - Emerging | 0.0004726 | 0.00072696 | 0.0010733 | 0.0016219 | 0.0025209 | 0.00045396 | 0.00058882 | 0.00072549 | 0.0008541 | 0.00097921 | 0.0010961 | 0.0012037
PG&E | MW | Commercial | Com - Education (University) | Lighting | Yes | Lighting - LED Lamp (Basic Low - Indoor) - Emerging | 0.0010124 | 0.0016809 | 0.0020366 | 0.0028033 | 0.0044107 | 0.00097826 | 0.0013244 | 0.0017035 | 0.0020888 | 0.0024991 | 0.0029128 | 0.0033148
PG&E | MW | Commercial | Com - Education (University) | Lighting | Yes | Lighting - LED Plug-In Indoor Fixture - Emerging | 0.0039408 | 0.0049224 | 0.006157 | 0.0077178 | 0.0096161 | 0.00071075 | 0.00090155 | 0.0011233 | 0.0013781 | 0.0016833 | 0.0020077 | 0.002344
PG&E | MW | Commercial | Com - Education (University) | Lighting | No | Lighting - Cold Cathode Lamp | 0.0006217 | 0.00062951 | 0.00063323 | 0.00064691 | 0.00064905 | 0 | 0 | 0 | 0 | 0 | 0 | 0
PG&E | MW | Commercial | Com - Education (University) | Lighting | No | Lighting - Compact Fluorescent Fixture (Indoor) | 0.3376 | 0.33794 | 0.33884 | 0.34335 | 0.34503 | 0 | 0 | 0 | 0 | 0 | 0 | 0
PG&E | MW | Commercial | Com - Education (University) | Lighting | No | Lighting - Compact Fluorescent Lamp (Basic High - Indoor) | 0.0092853 | 0.0079971 | 0.007933 | 0.0081008 | 0.0079225 | 0 | 0 | 0 | 0 | 0 | 0 | 0
PG&E | MW | Commercial | Com - Education (University) | Lighting | No | Lighting - Compact Fluorescent Lamp (Basic Low - Indoor) | 0.020134 | 0.019662 | 0.019828 | 0.019968 | 0.019269 | 0 | 0 | 0 | 0 | 0 | 0 | 0
PG&E | MW | Commercial | Com - Education (University) | Lighting | No | Lighting - Exit Fixture (LED) | 0.047916 | 0.042842 | 0.032929 | 0.022292 | 0.013328 | 0.0066885 | 0.0020493 | 0 | 0 | 0 | 0 | 0
PG&E | MW | Commercial | Com - Education (University) | Lighting | No | Lighting - Halogen Lamp (A-Line) | 0.00056867 | 0.00069878 | 0.00082162 | 0.00095262 | 0.0010854 | 0 | 0 | 0 | 0 | 0 | 0 | 0
PG&E | MW | Commercial | Com - Education (University) | Lighting | No | Lighting - Halogen Lamp (Reflector) | 0.00022231 | 0.00027095 | 0.00031343 | 0.00035659 | 0.00039892 | 0.00042997 | 0.00046111 | 0.00048663 | 0.00051031 | 0.00053086 | 0.00054973 | 0.00056657
PG&E | MW | Commercial | Com - Education (University) | Lighting | No | Lighting - High Bay HID to T5 | 0.017514 | 0.019995 | 0.018191 | 0.016293 | 0.014 | 0.011829 | 0.0097902 | 0.0083121 | 0.0070354 | 0.0066879 | 0.0067926 | 0.0068437
PG&E | MW | Commercial | Com - Education (University) | Lighting | No | Lighting - Induction Fixture (Indoor) | 0.00244 | 0.0028184 | 0.0031679 | 0.0035457 | 0.0038461 | 0.0041106 | 0.0043146 | 0.0045532 | 0.0047338 | 0.0049557 | 0.0051399 | 0.005287
PG&E | MW | Commercial | Com - Education (University) | Lighting | No | Lighting - Light Sensor | 0 | 0.035778 | 0.014539 | 0.014847 | 0.014623 | 0.014288 | 0.013713 | 0.013688 | 0.013427 | 0.013697 | 0.013865 | 0.013953
PG&E | MW | Commercial | Com - Education (University) | Lighting | No | Lighting - Linear Fluorescent Delamping | 0.00072572 | 0.00069669 | 0.00065567 | 0.00052511 | 0 | 0 | 0 | 0 | 0 | 0 | 0 | 0
PG&E | MW | Commercial | Com - Education (University) | Lighting | No | Lighting - Linear Fluorescent Fixture (Low Wattage T8) | 0.04724 | 0.055599 | 0.062635 | 0.069374 | 0.074122 | 0.077571 | 0.079563 | 0.081625 | 0.082581 | 0.083907 | 0.084581 | 0.084755
PG&E | MW | Commercial | Com - Education (University) | Lighting | No | Lighting - Plug-In Fixture (Compact Fluorescent) | 0.049675 | 0.049808 | 0.049933 | 0.050901 | 0.050538 | 0 | 0 | 0 | 0 | 0 | 0 | 0
PG&E | MW | Commercial | Com - Education (University) | Lighting | No | Lighting - Plug-In Fixture (Induction) | 0 | 0 | 0 | 0 | 0 | 0 | 0 | 0 | 0.0034287 | 0.0046071 | 0.0053773 | 0.01125
PG&E | MW | Commercial | Com - Education (University) | Lighting | No | Lighting - Plug-In Fixture (PSMH with Electronic Ballast) | 0.010241 | 0.012315 | 0.027191 | 0.027784 | 0.027422 | 0.026992 | 0.026408 | 0.026234 | 0.024934 | 0.024219 | 0.023748 | 0.022813
PG&E | MW | Commercial | Com - Education (University) | Lighting | No | Lighting - Plug-In Fixture (PSMH) | 0.03096 | 0.030804 | 0.028869 | 0.029172 | 0.029243 | 0.029033 | 0.028519 | 0.028385 | 0.026982 | 0.026221 | 0.025731 | 0.024487
PG&E | MW | Commercial | Com - Education (University) | SHW | No | SHW - EF Rated Instantaneous Water Heater (Electric) | 0.00017463 | 0.00020412 | 0.00023157 | 0.00026083 | 0.00028369 | 0.00030237 | 0.00031552 | 0.00033048 | 0.0003405 | 0.00035332 | 0.00036325 | 0.00037067
PG&E | MW | Commercial | Com - Education (University) | SHW | No | SHW - EF Rated Storage Water Heater (Electric) | 0.00013014 | 0.00014897 | 0 | 0 | 0 | 0 | 0 | 0 | 0 | 0 | 0 | 0
PG&E | MW | Commercial | Com - Education (University) | Service | No | HVAC - Comprehensive Rooftop Unit Quality Maintenance | 1.1618e-08 | 1.0364e-08 | 1.0583e-08 | 1.064e-08 | 1.0463e-08 | 1.0092e-08 | 9.5325e-09 | 8.8034e-09 | 7.9384e-09 | 6.954e-09 | 5.942e-09 | 4.9292e-09
PG&E | MW | Commercial | Com - Education (University) | Service | No | Service - HVAC Fault Detection & Diagnositics | 0 | 2.6722e-05 | 2.6125e-05 | 2.6519e-05 | 2.5946e-05 | 2.5179e-05 | 2.4005e-05 | 2.3793e-05 | 2.318e-05 | 2.3484e-05 | 2.362e-05 | 2.3623e-05
PG&E | MW | Commercial | Com - Education (University) | WholeBlg | No | HVAC - Energy Management System | 2.1234e-05 | 2.6189e-05 | 2.2964e-05 | 2.0245e-05 | 1.7408e-05 | 1.4824e-05 | 1.2455e-05 | 1.1056e-05 | 1.0898e-05 | 1.1143e-05 | 1.1289e-05 | 1.1355e-05
PG&E | MW | Commercial | Com - Education (University) | WholeBlg | No | WholeBlg - Com NC Level 2 | 0.00079931 | 0 | 0 | 0 | 0 | 0 | 0 | 0 | 0 | 0 | 0 | 0
PG&E | MW | Commercial | Com - Education (University) | WholeBlg | No | WholeBlg - Com NC Level 3 | 0.0012276 | 0 | 0 | 0 | 0 | 0 | 0 | 0 | 0 | 0 | 0 | 0
PG&E | MW | Commercial | Com - Education (University) | WholeBlg | No | WholeBlg - Com RET Level 1 | 0.024151 | 0.033048 | 0.042539 | 0.05265 | 0.063352 | 0.07469 | 0.086589 | 0.099015 | 0.11186 | 0.12503 | 0.13837 | 0.15177
PG&E | MW | Commercial | Com - Education (University) | WholeBlg | No | WholeBlg - Com RET Level 2 | 0.047111 | 0.06414 | 0.082378 | 0.10205 | 0.12308 | 0.14543 | 0.16898 | 0.19377 | 0.21949 | 0.24608 | 0.27313 | 0.30056
PG&E | MW | Commercial | Com - Grocery | AppPlug | No | AppPlug - Desktop Computer (Com - Power Management) | 0.026003 | 0.027999 | 0.029694 | 0.030785 | 0.030586 | 0.029309 | 0.02702 | 0.024453 | 0.02148 | 0.018861 | 0.016451 | 0.01435
PG&E | MW | Commercial | Com - Grocery | AppPlug | No | AppPlug - Occupancy Sensor Plug Strip | 0.01605 | 0.020414 | 0.021746 | 0.022635 | 0.022636 | 0.022042 | 0.020756 | 0.020294 | 0.018928 | 0.018051 | 0.016799 | 0.015503
PG&E | MW | Commercial | Com - Grocery | BldgEnv | No | BldgEnv - Wall Spray On Insulation | 0.017725 | 0 | 0 | 0 | 0 | 0 | 0 | 0 | 0 | 0 | 0 | 0
PG&E | MW | Commercial | Com - Grocery | BldgEnv | No | BldgEnv - Window Film | 0 | 0 | 0 | 0 | 0 | 0 | 0 | 0 | 0.086715 | 0.18349 | 0.24052 | 0.26048
PG&E | MW | Commercial | Com - Grocery | ComRefrig | No | ComRefrig - Refrigerated Case Night Cover (Low Temp) | 0.22757 | 0.21737 | 0.2774 | 0.33971 | 0.39326 | 0.42299 | 0.41476 | 0.36399 | 0.28141 | 0.18874 | 0.10667 | 0.045309
PG&E | MW | Commercial | Com - Grocery | ComRefrig | No | ComRefrig - Refrigerated Case Night Cover (Med Temp) | 0.31618 | 0.30204 | 0.38611 | 0.47458 | 0.55295 | 0.60065 | 0.59717 | 0.53364 | 0.42192 | 0.2909 | 0.17069 | 0.078149
PG&E | MW | Commercial | Com - Grocery | ComRefrig | No | ComRefrig - Strip Curtain for Walk In Refrigerator | 0.21748 | 0.20326 | 0.21272 | 0.20227 | 0.17178 | 0.12844 | 0.083201 | 0.04489 | 0.017015 | 0 | 0 | 0
PG&E | MW | Commercial | Com - Grocery | FoodServ | No | FoodServ - Electric Steamer | 0.015879 | 0.019298 | 0.022536 | 0.025943 | 0.028758 | 0.031101 | 0.032758 | 0.034414 | 0.035352 | 0.036394 | 0.036934 | 0.037036
PG&E | MW | Commercial | Com - Grocery | FoodServ | No | FoodServ - Oven (Electric) | 0.0063342 | 0.0077808 | 0.0092104 | 0.010767 | 0.012146 | 0.013387 | 0.014385 | 0.015408 | 0.016138 | 0.016905 | 0.017435 | 0.01774
PG&E | MW | Commercial | Com - Grocery | HVAC | No | HVAC - Direct Evaporative Cooler | 0.12801 | 0 | 0 | 0 | 0 | 0 | 0 | 0 | 0 | 0 | 0 | 0
PG&E | MW | Commercial | Com - Grocery | HVAC | No | HVAC - SEER Rated Package Rooftop AC (Recharge) | 0.73947 | 0.68006 | 0.69149 | 0.66158 | 0.59069 | 0.48936 | 0.37378 | 0.26044 | 0.16126 | 0.081504 | 0.021874 | 0
PG&E | MW | Commercial | Com - Grocery | HVAC | No | HVAC - SEER Rated Package Rooftop AC (SEER 14) | 0.11151 | 0.13473 | 0 | 0 | 0 | 0 | 0 | 0 | 0 | 0 | 0 | 0
PG&E | MW | Commercial | Com - Grocery | HVAC | No | HVAC - SEER Rated Package Rooftop AC (SEER 15) | 0.15892 | 0.18648 | 0.099054 | 0.11264 | 0.12514 | 0.13705 | 0.14779 | 0.15933 | 0.16993 | 0.18188 | 0.19285 | 0.20274
PG&E | MW | Commercial | Com - Grocery | HVAC | No | HVAC - SEER Rated Package Rooftop HP (SEER 14) | 0.019509 | 0.023151 | 0 | 0 | 0 | 0 | 0 | 0 | 0 | 0 | 0 | 0
PG&E | MW | Commercial | Com - Grocery | HVAC | No | HVAC - SEER Rated Package Rooftop HP (SEER 15) | 0.075717 | 0.090914 | 0.049123 | 0.056967 | 0.064157 | 0.071069 | 0.077253 | 0.084237 | 0.0904 | 0.097461 | 0.10384 | 0.10949
PG&E | MW | Commercial | Com - Grocery | HVAC | No | HVAC - SEER Rated Split System AC (SEER 14) | 0.097336 | 0.1269 | 0.1418 | 0 | 0 | 0 | 0 | 0 | 0 | 0 | 0 | 0
PG&E | MW | Commercial | Com - Grocery | HVAC | No | HVAC - SEER Rated Split System AC (SEER 15) | 0.0059907 | 0.02202 | 0.012591 | 0.015328 | 0.018122 | 0.021041 | 0.02398 | 0.027268 | 0.030512 | 0.034116 | 0.037705 | 0.041218
PG&E | MW | Commercial | Com - Grocery | Lighting | Yes | Lighting - LED Fixture (Replacing T8) - Emerging | 0.029428 | 0.041366 | 0.058676 | 0.082934 | 0.11137 | 0.14604 | 0.18423 | 0.23298 | 0.28353 | 0.35857 | 0.45234 | 0.55427
PG&E | MW | Commercial | Com - Grocery | Lighting | Yes | Lighting - LED Lamp (Basic High - Indoor) - Emerging | 0.0016076 | 0.0022571 | 0.0030488 | 0.0039463 | 0.0042718 | 0.00059248 | 0.00063164 | 0.000856 | 0.0012296 | 0.0015582 | 0.0018457 | 0.0021
PG&E | MW | Commercial | Com - Grocery | Lighting | Yes | Lighting - LED Lamp (Basic Low - Indoor) - Emerging | 0.0071548 | 0.011483 | 0.014746 | 0.017992 | 0.021357 | 0.003762 | 0.0042147 | 0.0046467 | 0.0062125 | 0.0087749 | 0.011119 | 0.01322
PG&E | MW | Commercial | Com - Grocery | Lighting | Yes | Lighting - LED Plug-In Indoor Fixture - Emerging | 0.01511 | 0.019153 | 0.023559 | 0.028704 | 0.033884 | 0.0022918 | 0.0029181 | 0.0036439 | 0.0043876 | 0.0052313 | 0.0060746 | 0.0069108
PG&E | MW | Commercial | Com - Grocery | Lighting | No | Lighting - Cold Cathode Lamp | 0.0031923 | 0.0032091 | 0.0032095 | 0.0032495 | 0.0032442 | 0 | 0 | 0 | 0 | 0 | 0 | 0
PG&E | MW | Commercial | Com - Grocery | Lighting | No | Lighting - Compact Fluorescent Fixture (Indoor) | 0.40322 | 0.40354 | 0.40452 | 0.40983 | 0.41139 | 0 | 0 | 0 | 0 | 0 | 0 | 0
PG&E | MW | Commercial | Com - Grocery | Lighting | No | Lighting - Compact Fluorescent Lamp (Basic High - Indoor) | 0.049142 | 0.041434 | 0.035636 | 0.031951 | 0.029628 | 0 | 0 | 0 | 0 | 0 | 0 | 0
PG&E | MW | Commercial | Com - Grocery | Lighting | No | Lighting - Compact Fluorescent Lamp (Basic Low - Indoor) | 0.16705 | 0.16604 | 0.16241 | 0.15835 | 0.1522 | 0 | 0 | 0 | 0 | 0 | 0 | 0
PG&E | MW | Commercial | Com - Grocery | Lighting | No | Lighting - Exit Fixture (LED) | 0.086565 | 0.077533 | 0.059774 | 0.040583 | 0.024481 | 0.012562 | 0.0041647 | 0 | 0 | 0 | 0 | 0
PG&E | MW | Commercial | Com - Grocery | Lighting | No | Lighting - Halogen Lamp (A-Line) | 0.0010967 | 0.0013472 | 0.0015836 | 0.0018358 | 0.0020914 | 0 | 0 | 0 | 0 | 0 | 0 | 0
PG&E | MW | Commercial | Com - Grocery | Lighting | No | Lighting - Halogen Lamp (Reflector) | 0.00042882 | 0.00052243 | 0.0006042 | 0.00068721 | 0.0007686 | 0.00082753 | 0.00088762 | 0.00093633 | 0.00098189 | 0.0010212 | 0.0010575 | 0.0010898
PG&E | MW | Commercial | Com - Grocery | Lighting | No | Lighting - High Bay HID to T5 | 0.017285 | 0.01874 | 0.018384 | 0.017465 | 0.015766 | 0.01375 | 0.011559 | 0.0097014 | 0.0080183 | 0.0068143 | 0.0058945 | 0.0057989
PG&E | MW | Commercial | Com - Grocery | Lighting | No | Lighting - Induction Fixture (Indoor) | 0.0089985 | 0.01058 | 0.012039 | 0.013589 | 0.014825 | 0.015904 | 0.016738 | 0.017683 | 0.018385 | 0.01923 | 0.019912 | 0.020436
PG&E | MW | Commercial | Com - Grocery | Lighting | No | Lighting - Linear Fluorescent Delamping | 0.00033672 | 0.00032306 | 0.00030532 | 0.00024505 | 0.00013864 | 0 | 0 | 0 | 0 | 0 | 0 | 0
PG&E | MW | Commercial | Com - Grocery | Lighting | No | Lighting - Linear Fluorescent Fixture (Low Wattage T8) | 0.21734 | 0.221 | 0.22229 | 0.22634 | 0.22624 | 0.22506 | 0.22239 | 0.22311 | 0.22246 | 0.21817 | 0.20929 | 0.20007
PG&E | MW | Commercial | Com - Grocery | Lighting | No | Lighting - Plug-In Fixture (Compact Fluorescent) | 0.13515 | 0.13242 | 0.1298 | 0.12984 | 0.12853 | 0 | 0 | 0 | 0 | 0 | 0 | 0
PG&E | MW | Commercial | Com - Grocery | Lighting | No | Lighting - Plug-In Fixture (Induction) | 0 | 0.011031 | 0.013174 | 0.027091 | 0.030119 | 0.031708 | 0.032524 | 0.033566 | 0.034076 | 0.035028 | 0.035759 | 0.036315
PG&E | MW | Commercial | Com - Grocery | Lighting | No | Lighting - Plug-In Fixture (Linear Fluorescent) | 0.23855 | 0.2526 | 0.26002 | 0.26869 | 0.26924 | 0 | 0 | 0 | 0 | 0 | 0 | 0
PG&E | MW | Commercial | Com - Grocery | Lighting | No | Lighting - Plug-In Fixture (PSMH with Electronic Ballast) | 0.056446 | 0.055115 | 0.052714 | 0.050016 | 0.047193 | 0.046112 | 0.044986 | 0.044668 | 0.044223 | 0.044439 | 0.044604 | 0.04472
PG&E | MW | Commercial | Com - Grocery | Lighting | No | Lighting - Plug-In Fixture (PSMH) | 0.057906 | 0.05638 | 0.053933 | 0.051279 | 0.049898 | 0.047941 | 0.046153 | 0.045247 | 0.044296 | 0.04404 | 0.043794 | 0.043569
PG&E | MW | Commercial | Com - Grocery | SHW | No | SHW - EF Rated Instantaneous Water Heater (Electric) | 0.00062527 | 0.0007322 | 0.00083162 | 0.00093806 | 0.0010207 | 0.001088 | 0.0011347 | 0.0011884 | 0.0012242 | 0.0012709 | 0.0013068 | 0.0013334
PG&E | MW | Commercial | Com - Grocery | SHW | No | SHW - EF Rated Storage Water Heater (Electric) | 0.00043853 | 0.0005009 | 0 | 0 | 0 | 0 | 0 | 0 | 0 | 0 | 0 | 0
PG&E | MW | Commercial | Com - Grocery | Service | No | HVAC - Comprehensive Rooftop Unit Quality Maintenance | 2.2402e-08 | 1.9985e-08 | 2.0408e-08 | 2.0517e-08 | 2.0175e-08 | 1.9461e-08 | 1.8381e-08 | 1.6975e-08 | 1.5307e-08 | 1.3409e-08 | 1.1458e-08 | 9.5048e-09
PG&E | MW | Commercial | Com - Grocery | Service | No | Service - HVAC Fault Detection & Diagnositics | 0 | 5.1129e-05 | 4.9548e-05 | 4.9782e-05 | 4.807e-05 | 4.5935e-05 | 4.3048e-05 | 4.1843e-05 | 3.9907e-05 | 3.952e-05 | 3.8723e-05 | 3.7655e-05
PG&E | MW | Commercial | Com - Grocery | WholeBlg | No | HVAC - Energy Management System | 4.0945e-05 | 5.0499e-05 | 4.4281e-05 | 3.9038e-05 | 3.3567e-05 | 2.8584e-05 | 2.4017e-05 | 2.1319e-05 | 2.1015e-05 | 2.1487e-05 | 2.1767e-05 | 2.1895e-05
PG&E | MW | Commercial | Com - Grocery | WholeBlg | No | WholeBlg - Com NC Level 2 | 0.0015653 | 0 | 0 | 0 | 0 | 0 | 0 | 0 | 0 | 0 | 0 | 0
PG&E | MW | Commercial | Com - Grocery | WholeBlg | No | WholeBlg - Com NC Level 3 | 0.0021186 | 0 | 0 | 0 | 0 | 0 | 0 | 0 | 0 | 0 | 0 | 0
PG&E | MW | Commercial | Com - Grocery | WholeBlg | No | WholeBlg - Com NC ZNE | 0.0038882 | 0.0039793 | 0.0082559 | 0.013491 | 0.015637 | 0.020866 | 0.025821 | 0.024127 | 0.028639 | 0.034464 | 0.02719 | 0.031475
PG&E | MW | Commercial | Com - Grocery | WholeBlg | No | WholeBlg - Com RET Level 1 | 0.11608 | 0.15991 | 0.20702 | 0.25761 | 0.31154 | 0.36892 | 0.42943 | 0.49286 | 0.55865 | 0.62628 | 0.6949 | 0.76384
PG&E | MW | Commercial | Com - Grocery | WholeBlg | No | WholeBlg - Com RET Level 2 | 0.22001 | 0.29917 | 0.38425 | 0.47611 | 0.57449 | 0.67947 | 0.79046 | 0.90739 | 1.0288 | 1.1541 | 1.2811 | 1.4088
PG&E | MW | Commercial | Com - Hospital | AppPlug | No | AppPlug - Desktop Computer (Com - Power Management) | 0.017177 | 0.018504 | 0.019634 | 0.020368 | 0.020222 | 0.01937 | 0.017847 | 0.016137 | 0.014158 | 0.012413 | 0.011029 | 0.0096663
PG&E | MW | Commercial | Com - Hospital | AppPlug | No | AppPlug - Occupancy Sensor Plug Strip | 0.010602 | 0.013495 | 0.014385 | 0.014983 | 0.01497 | 0.014569 | 0.013709 | 0.01339 | 0.012475 | 0.011882 | 0.011244 | 0.010413
PG&E | MW | Commercial | Com - Hospital | BldgEnv | No | BldgEnv - Wall Spray On Insulation | 0.074161 | 0 | 0 | 0 | 0 | 0 | 0 | 0 | 0 | 0 | 0 | 0
PG&E | MW | Commercial | Com - Hospital | BldgEnv | No | BldgEnv - Window Film | 0 | 0 | 0 | 0 | 0 | 0 | 0 | 0 | 0.09621 | 0.20358 | 0.26686 | 0.289
PG&E | MW | Commercial | Com - Hospital | FoodServ | No | FoodServ - Electric Steamer | 0.0024432 | 0.0029697 | 0.0034689 | 0.0039947 | 0.0044286 | 0.0047902 | 0.005046 | 0.005302 | 0.0054476 | 0.0056094 | 0.0057013 | 0.0057201
PG&E | MW | Commercial | Com - Hospital | FoodServ | No | FoodServ - Oven (Electric) | 0.0020925 | 0.0025707 | 0.003044 | 0.0035593 | 0.0040156 | 0.0044265 | 0.0047571 | 0.0050963 | 0.0053386 | 0.0055936 | 0.0057773 | 0.0058811
PG&E | MW | Commercial | Com - Hospital | HVAC | Yes | HVAC - Advanced Package Rooftop AC (> EER 12) - Emerging | 0 | 0 | 0.00033771 | 0.00089369 | 0.0016064 | 0.0024472 | 0.0034013 | 0.0044725 | 0.0056703 | 0.0069935 | 0.008437 | 0.010041
PG&E | MW | Commercial | Com - Hospital | HVAC | Yes | HVAC - Energy Recovery Ventilation - Emerging | 0.036508 | 0.038377 | 0.046399 | 0.055715 | 0.064929 | 0.073628 | 0.080228 | 0.085085 | 0.086556 | 0.084958 | 0.079707 | 0.072576
PG&E | MW | Commercial | Com - Hospital | HVAC | No | HVAC - Chiller (Centrifugal) | 0.012779 | 0.015998 | 0.019446 | 0.023098 | 0.026934 | 0.030881 | 0.034857 | 0.038759 | 0.042516 | 0.046016 | 0.049204 | 0.055041
PG&E | MW | Commercial | Com - Hospital | HVAC | No | HVAC - Chiller (Reciprocating) | 0.02773 | 0.034513 | 0.041468 | 0.049301 | 0.05685 | 0.064321 | 0.071296 | 0.078853 | 0.08561 | 0.092866 | 0.099381 | 0.10495
PG&E | MW | Commercial | Com - Hospital | HVAC | No | HVAC - Demand Controlled Ventilation | 0.0092973 | 0.0095446 | 0.011404 | 0.013167 | 0.014431 | 0.014937 | 0.014467 | 0.013221 | 0.011308 | 0.0093089 | 0.0074258 | 0.0058579
PG&E | MW | Commercial | Com - Hospital | HVAC | No | HVAC - Direct Evaporative Cooler | 0.25822 | 0.2962 | 0.3375 | 0.38111 | 0.425 | 0.46829 | 0.50953 | 0.54933 | 0.58494 | 0.61723 | 0.64709 | 0.67919
PG&E | MW | Commercial | Com - Hospital | HVAC | No | HVAC - EER Rated Package Rooftop AC (EER 11) | 0 | 0 | 0 | 0.033299 | 0.0528 | 0.059341 | 0.065234 | 0.071397 | 0.076821 | 0.082659 | 0.088003 | 0.093033
PG&E | MW | Commercial | Com - Hospital | HVAC | No | HVAC - SEER Rated Package Rooftop AC (SEER 14) | 0.061859 | 0.07461 | 0 | 0 | 0 | 0 | 0 | 0 | 0 | 0 | 0 | 0
PG&E | MW | Commercial | Com - Hospital | HVAC | No | HVAC - SEER Rated Package Rooftop AC (SEER 15) | 0.09347 | 0.10987 | 0.058605 | 0.066729 | 0.07445 | 0.081933 | 0.088891 | 0.096111 | 0.1029 | 0.11017 | 0.11694 | 0.12308
PG&E | MW | Commercial | Com - Hospital | HVAC | No | HVAC - SEER Rated Package Rooftop HP (SEER 14) | 0.011422 | 0.013592 | 0 | 0 | 0 | 0 | 0 | 0 | 0 | 0 | 0 | 0
PG&E | MW | Commercial | Com - Hospital | HVAC | No | HVAC - SEER Rated Package Rooftop HP (SEER 15) | 0.042739 | 0.051114 | 0.027591 | 0.031913 | 0.035916 | 0.03978 | 0.043283 | 0.047145 | 0.050572 | 0.054403 | 0.057913 | 0.061025
PG&E | MW | Commercial | Com - Hospital | HVAC | No | HVAC - SEER Rated Split System AC (SEER 14) | 0.02331 | 0.027809 | 0.031001 | 0 | 0 | 0 | 0 | 0 | 0 | 0 | 0 | 0
PG&E | MW | Commercial | Com - Hospital | HVAC | No | HVAC - SEER Rated Split System AC (SEER 15) | 0.0031346 | 0.0040101 | 0.0022739 | 0.0027147 | 0.0031374 | 0.0035564 | 0.0039576 | 0.0043754 | 0.0047715 | 0.0051892 | 0.0056081 | 0.0060546
PG&E | MW | Commercial | Com - Hospital | HVAC | No | HVAC - SEER Rated Split System HP (SEER 14) | 0.090722 | 0.10834 | 0.016972 | 0.019592 | 0.022016 | 0.02435 | 0.026465 | 0.028782 | 0.030829 | 0.033098 | 0.035179 | 0.037021
PG&E | MW | Commercial | Com - Hospital | HVAC | No | HVAC - SEER Rated Split System HP (SEER 15) | 0.030374 | 0.036201 | 0.019491 | 0.022483 | 0.025257 | 0.027936 | 0.03037 | 0.03304 | 0.03541 | 0.038038 | 0.040456 | 0.04261
PG&E | MW | Commercial | Com - Hospital | Lighting | Yes | Lighting - LED Fixture (Replacing T8) - Emerging | 0.032713 | 0.048805 | 0.07131 | 0.10196 | 0.13813 | 0.18158 | 0.22927 | 0.28682 | 0.34633 | 0.41478 | 0.48648 | 0.55666
PG&E | MW | Commercial | Com - Hospital | Lighting | Yes | Lighting - LED Lamp (Basic High - Indoor) - Emerging | 0.0069239 | 0.010471 | 0.01373 | 0.017014 | 0.020255 | 0.0030157 | 0.0033935 | 0.0037446 | 0.0040381 | 0.0042878 | 0.0044783 | 0.0046124
PG&E | MW | Commercial | Com - Hospital | Lighting | Yes | Lighting - LED Lamp (Basic Low - Indoor) - Emerging | 0.01669 | 0.025368 | 0.029174 | 0.033228 | 0.03722 | 0.0062773 | 0.01011 | 0.014708 | 0.018932 | 0.023073 | 0.027006 | 0.030689
PG&E | MW | Commercial | Com - Hospital | Lighting | Yes | Lighting - LED Plug-In Indoor Fixture - Emerging | 0.014261 | 0.018063 | 0.022136 | 0.026829 | 0.031532 | 0.00211 | 0.0027075 | 0.003394 | 0.0040859 | 0.0048588 | 0.0056247 | 0.006376
PG&E | MW | Commercial | Com - Hospital | Lighting | No | Lighting - Cold Cathode Lamp | 0.0033298 | 0.0033344 | 0.0033238 | 0.0033554 | 0.0033404 | 0 | 0 | 0 | 0 | 0 | 0 | 0
PG&E | MW | Commercial | Com - Hospital | Lighting | No | Lighting - Compact Fluorescent Fixture (Indoor) | 0.67077 | 0.66851 | 0.66798 | 0.67457 | 0.67512 | 0 | 0 | 0 | 0 | 0 | 0 | 0
PG&E | MW | Commercial | Com - Hospital | Lighting | No | Lighting - Compact Fluorescent Lamp (Basic High - Indoor) | 0.0035139 | 0.00621 | 0.0094206 | 0.013064 | 0.016993 | 0 | 0 | 0 | 0 | 0 | 0 | 0
PG&E | MW | Commercial | Com - Hospital | Lighting | No | Lighting - Compact Fluorescent Lamp (Basic Low - Indoor) | 0.38178 | 0.32587 | 0.2902 | 0.27118 | 0.25937 | 0 | 0 | 0 | 0 | 0 | 0 | 0
PG&E | MW | Commercial | Com - Hospital | Lighting | No | Lighting - Exit Fixture (LED) | 0.056845 | 0.050811 | 0.039038 | 0.026415 | 0.01577 | 0.0078851 | 0.0023827 | 0 | 0 | 0 | 0 | 0
PG&E | MW | Commercial | Com - Hospital | Lighting | No | Lighting - Halogen Lamp (A-Line) | 0.00072447 | 0.00088981 | 0.0010459 | 0.0012124 | 0.0013811 | 0 | 0 | 0 | 0 | 0 | 0 | 0
PG&E | MW | Commercial | Com - Hospital | Lighting | No | Lighting - Halogen Lamp (Reflector) | 0.00028329 | 0.00034508 | 0.00039907 | 0.00045387 | 0.00050758 | 0.00054632 | 0.00058603 | 0.00061811 | 0.00064819 | 0.00067413 | 0.00069807 | 0.00071936
PG&E | MW | Commercial | Com - Hospital | Lighting | No | Lighting - High Bay HID to T5 | 0.021013 | 0.021909 | 0.023642 | 0.024702 | 0.024557 | 0.02333 | 0.021107 | 0.018533 | 0.015666 | 0.013145 | 0.010955 | 0.0091502
PG&E | MW | Commercial | Com - Hospital | Lighting | No | Lighting - Induction Fixture (Indoor) | 0.0064785 | 0.0077448 | 0.0089239 | 0.010175 | 0.011193 | 0.012089 | 0.012786 | 0.013561 | 0.014138 | 0.014817 | 0.015367 | 0.015781
PG&E | MW | Commercial | Com - Hospital | Lighting | No | Lighting - Linear Fluorescent Delamping | 0.0036972 | 0.0035467 | 0.0033561 | 0.0026959 | 0.0015256 | 0 | 0 | 0 | 0 | 0 | 0 | 0
PG&E | MW | Commercial | Com - Hospital | Lighting | No | Lighting - Linear Fluorescent Fixture (Low Wattage T8) | 0.069711 | 0.081941 | 0.093054 | 0.10447 | 0.11358 | 0.12099 | 0.12623 | 0.13138 | 0.13458 | 0.138 | 0.14009 | 0.141
PG&E | MW | Commercial | Com - Hospital | Lighting | No | Lighting - Plug-In Fixture (Compact Fluorescent) | 0.12128 | 0.11848 | 0.11586 | 0.11566 | 0.11442 | 0 | 0 | 0 | 0 | 0 | 0 | 0
PG&E | MW | Commercial | Com - Hospital | Lighting | No | Lighting - Plug-In Fixture (Induction) | 0.03258 | 0.03241 | 0.032378 | 0.03302 | 0.033097 | 0.033049 | 0.032723 | 0.032986 | 0.032981 | 0.033546 | 0.034013 | 0.034368
PG&E | MW | Commercial | Com - Hospital | Lighting | No | Lighting - Plug-In Fixture (Linear Fluorescent) | 0.21444 | 0.2273 | 0.23405 | 0.24167 | 0.242 | 0 | 0 | 0 | 0 | 0 | 0 | 0
PG&E | MW | Commercial | Com - Hospital | Lighting | No | Lighting - Plug-In Fixture (MH Directional) | 0 | 0 | 0 | 0 | 0 | 0 | 0 | 0 | 0 | 0 | 0.0095204 | 0.016187
PG&E | MW | Commercial | Com - Hospital | Lighting | No | Lighting - Plug-In Fixture (PSMH with Electronic Ballast) | 0.037796 | 0.039428 | 0.039129 | 0.039517 | 0.039365 | 0.039095 | 0.038593 | 0.038589 | 0.038369 | 0.038631 | 0.03883 | 0.038958
PG&E | MW | Commercial | Com - Hospital | Lighting | No | Lighting - Plug-In Fixture (PSMH) | 0.036399 | 0.037992 | 0.037621 | 0.037841 | 0.037528 | 0.037089 | 0.036443 | 0.036239 | 0.03585 | 0.035898 | 0.035903 | 0.035861
PG&E | MW | Commercial | Com - Hospital | SHW | No | SHW - EF Rated Instantaneous Water Heater (Electric) | 0.00041378 | 0.00048354 | 0.00054998 | 0.00062162 | 0.00067795 | 0.00072402 | 0.00075641 | 0.00079302 | 0.00081743 | 0.00084873 | 0.00087292 | 0.00089096
PG&E | MW | Commercial | Com - Hospital | SHW | No | SHW - EF Rated Storage Water Heater (Electric) | 0.00032451 | 0.00037181 | 0 | 0 | 0 | 0 | 0 | 0 | 0 | 0 | 0 | 0
PG&E | MW | Commercial | Com - Hospital | Service | No | HVAC - Comprehensive Rooftop Unit Quality Maintenance | 1.4798e-08 | 1.3201e-08 | 1.348e-08 | 1.3553e-08 | 1.3327e-08 | 1.2855e-08 | 1.2142e-08 | 1.1213e-08 | 1.0111e-08 | 8.8574e-09 | 7.5685e-09 | 6.2784e-09
PG&E | MW | Commercial | Com - Hospital | Service | No | Service - HVAC Fault Detection & Diagnositics | 0 | 3.4037e-05 | 3.3277e-05 | 3.3778e-05 | 3.2843e-05 | 3.1692e-05 | 3.0012e-05 | 2.9504e-05 | 2.8492e-05 | 2.8608e-05 | 3.0085e-05 | 3.0089e-05
PG&E | MW | Commercial | Com - Hospital | WholeBlg | No | HVAC - Energy Management System | 2.7047e-05 | 3.3357e-05 | 2.925e-05 | 2.5787e-05 | 2.2172e-05 | 1.8881e-05 | 1.5864e-05 | 1.4082e-05 | 1.3881e-05 | 1.4193e-05 | 1.4379e-05 | 1.4463e-05
PG&E | MW | Commercial | Com - Hospital | WholeBlg | No | WholeBlg - Com NC Level 2 | 0.0010267 | 0 | 0 | 0 | 0 | 0 | 0 | 0 | 0 | 0 | 0 | 0
PG&E | MW | Commercial | Com - Hospital | WholeBlg | No | WholeBlg - Com NC Level 3 | 0.0014532 | 0 | 0 | 0 | 0 | 0 | 0 | 0 | 0 | 0 | 0 | 0
PG&E | MW | Commercial | Com - Hospital | WholeBlg | No | WholeBlg - Com NC ZNE | 0.00045372 | 0 | 0 | 0 | 0.0013621 | 0.0025171 | 0.0037307 | 0.0039838 | 0.0051341 | 0.0064872 | 0 | 0
PG&E | MW | Commercial | Com - Hospital | WholeBlg | No | WholeBlg - Com RET Level 1 | 0.044849 | 0.061312 | 0.078822 | 0.097394 | 0.11698 | 0.13769 | 0.1594 | 0.18202 | 0.20539 | 0.22932 | 0.25354 | 0.27805
PG&E | MW | Commercial | Com - Hospital | WholeBlg | No | WholeBlg - Com RET Level 2 | 0.084655 | 0.1152 | 0.14792 | 0.18322 | 0.221 | 0.26108 | 0.3033 | 0.34772 | 0.3938 | 0.44139 | 0.4898 | 0.5385
PG&E | MW | Commercial | Com - Hotel | AppPlug | No | AppPlug - Desktop Computer (Com - Power Management) | 0.015256 | 0.01643 | 0.017433 | 0.018084 | 0.01798 | 0.017245 | 0.015916 | 0.014427 | 0.012699 | 0.011184 | 0.0097921 | 0.0085826
PG&E | MW | Commercial | Com - Hotel | AppPlug | No | AppPlug - Occupancy Sensor Plug Strip | 0.0094166 | 0.011982 | 0.012772 | 0.013304 | 0.013316 | 0.012979 | 0.012236 | 0.011979 | 0.011192 | 0.010697 | 0.0099832 | 0.0092452
PG&E | MW | Commercial | Com - Hotel | BldgEnv | No | BldgEnv - Wall Spray On Insulation | 0.14463 | 0.075286 | 0.031711 | 0.0032949 | 0 | 0 | 0 | 0 | 0 | 0 | 0 | 0
PG&E | MW | Commercial | Com - Hotel | BldgEnv | No | BldgEnv - Window Film | 0 | 0 | 0 | 0 | 0 | 0 | 0 | 0 | 0.087309 | 0.18474 | 0.24217 | 0.26226
PG&E | MW | Commercial | Com - Hotel | FoodServ | No | FoodServ - Electric Griddle | 9.1482e-05 | 0.00011326 | 0.00013567 | 0.00016089 | 0.00018463 | 0.00020743 | 0.00022763 | 0.00024908 | 0.00026672 | 0.00028539 | 0.00030051 | 0.00031186
PG&E | MW | Commercial | Com - Hotel | FoodServ | No | FoodServ - Electric Steamer | 0.0010209 | 0.0012408 | 0.0014494 | 0.0016691 | 0.0018508 | 0.0020022 | 0.0021094 | 0.0022168 | 0.0022781 | 0.0023462 | 0.0023822 | 0.00239
PG&E | MW | Commercial | Com - Hotel | FoodServ | No | FoodServ - Fryer (Electric) | 5.6837e-05 | 6.9972e-05 | 8.3298e-05 | 9.8127e-05 | 0.00011181 | 0.00012468 | 0.00013576 | 0.00014742 | 0.00015669 | 0.00016649 | 0.00017419 | 0.00017974
PG&E | MW | Commercial | Com - Hotel | FoodServ | No | FoodServ - Oven (Electric) | 0.00092898 | 0.0011413 | 0.0013514 | 0.0015801 | 0.0017831 | 0.0019658 | 0.0021129 | 0.0022639 | 0.0023719 | 0.0024856 | 0.0025648 | 0.0026109
PG&E | MW | Commercial | Com - Hotel | HVAC | Yes | HVAC - Advanced Package Rooftop AC (> EER 12) - Emerging | 0 | 0 | 0.00023004 | 0.0006065 | 0.0010958 | 0.001679 | 0.002344 | 0.0030911 | 0.0039258 | 0.0048463 | 0.0058509 | 0.0069764
PG&E | MW | Commercial | Com - Hotel | HVAC | No | HVAC - Chiller (Centrifugal) | 0.010243 | 0.012787 | 0.015429 | 0.018134 | 0.020874 | 0.023582 | 0.02619 | 0.028624 | 0.030841 | 0.032778 | 0.03442 | 0.03913
PG&E | MW | Commercial | Com - Hotel | HVAC | No | HVAC - Chiller (Reciprocating) | 0.023306 | 0.028468 | 0.033329 | 0.038414 | 0.042771 | 0.046588 | 0.049614 | 0.052689 | 0.054916 | 0.057269 | 0.058992 | 0.060129
PG&E | MW | Commercial | Com - Hotel | HVAC | No | HVAC - Demand Controlled Ventilation | 0.054983 | 0.05646 | 0.067433 | 0.077848 | 0.085336 | 0.088357 | 0.085638 | 0.078352 | 0.067109 | 0.055334 | 0.044183 | 0.034896
PG&E | MW | Commercial | Com - Hotel | HVAC | No | HVAC - EER Rated Package Rooftop AC (EER 11) | 0 | 0.024595 | 0.028674 | 0.033216 | 0.037413 | 0.041413 | 0.044999 | 0.048917 | 0.052365 | 0.056206 | 0.059725 | 0.063169
PG&E | MW | Commercial | Com - Hotel | HVAC | No | HVAC - SEER Rated Package Rooftop AC (Recharge) | 0 | 0 | 0 | 0.16217 | 0.14526 | 0.12046 | 0.092029 | 0.064124 | 0.039692 | 0.020077 | 0.005363 | 0
PG&E | MW | Commercial | Com - Hotel | HVAC | No | HVAC - SEER Rated Package Rooftop AC (SEER 14) | 0.032503 | 0.03917 | 0 | 0 | 0 | 0 | 0 | 0 | 0 | 0 | 0 | 0
PG&E | MW | Commercial | Com - Hotel | HVAC | No | HVAC - SEER Rated Package Rooftop AC (SEER 15) | 0.057296 | 0.06739 | 0.035955 | 0.040987 | 0.045735 | 0.050322 | 0.054558 | 0.059009 | 0.063138 | 0.067639 | 0.071798 | 0.075576
PG&E | MW | Commercial | Com - Hotel | HVAC | No | HVAC - SEER Rated Package Rooftop HP (SEER 14) | 0.0075687 | 0.0089818 | 0 | 0 | 0 | 0 | 0 | 0 | 0 | 0 | 0 | 0
PG&E | MW | Commercial | Com - Hotel | HVAC | No | HVAC - SEER Rated Package Rooftop HP (SEER 15) | 0.029218 | 0.035027 | 0.018948 | 0.021973 | 0.024776 | 0.027486 | 0.02994 | 0.032663 | 0.035107 | 0.037845 | 0.040332 | 0.042547
PG&E | MW | Commercial | Com - Hotel | HVAC | No | HVAC - SEER Rated Split System AC (SEER 14) | 0.020042 | 0.023638 | 0.027273 | 0 | 0 | 0 | 0 | 0 | 0 | 0 | 0 | 0
PG&E | MW | Commercial | Com - Hotel | HVAC | No | HVAC - SEER Rated Split System AC (SEER 15) | 0.0067451 | 0.0088189 | 0.0051301 | 0.0063209 | 0.0075486 | 0.0088403 | 0.010154 | 0.011617 | 0.013078 | 0.01469 | 0.016306 | 0.017902
PG&E | MW | Commercial | Com - Hotel | HVAC | No | HVAC - SEER Rated Split System HP (SEER 14) | 0.05102 | 0.060932 | 0.0095466 | 0.011024 | 0.012389 | 0.013702 | 0.01489 | 0.016195 | 0.017346 | 0.018624 | 0.019786 | 0.020822
PG&E | MW | Commercial | Com - Hotel | HVAC | No | HVAC - SEER Rated Split System HP (SEER 15) | 0.017522 | 0.020877 | 0.01124 | 0.01297 | 0.014574 | 0.016122 | 0.017526 | 0.019076 | 0.020451 | 0.021984 | 0.023385 | 0.024642
PG&E | MW | Commercial | Com - Hotel | Lighting | Yes | Lighting - LED Fixture (Replacing T8) - Emerging | 0 | 0 | 0 | 0 | 0.013829 | 0.026764 | 0.039459 | 0.053987 | 0.067275 | 0.081975 | 0.096569 | 0.11038
PG&E | MW | Commercial | Com - Hotel | Lighting | Yes | Lighting - LED Lamp (Basic High - Indoor) - Emerging | 0.00082341 | 0.0015874 | 0.0026902 | 0.0041795 | 0.005411 | 0.0008769 | 0.0010736 | 0.001278 | 0.0014662 | 0.0016416 | 0.0017907 | 0.0019112
PG&E | MW | Commercial | Com - Hotel | Lighting | Yes | Lighting - LED Lamp (Basic Low - Indoor) - Emerging | 0.001747 | 0.0027643 | 0.0039041 | 0.0047128 | 0.0055866 | 0.00098848 | 0.0011159 | 0.0018016 | 0.0025732 | 0.0033293 | 0.0040573 | 0.0047404
PG&E | MW | Commercial | Com - Hotel | Lighting | Yes | Lighting - LED Plug-In Indoor Fixture - Emerging | 0.0028261 | 0.0035736 | 0.0044335 | 0.0054786 | 0.0065809 | 0.00045687 | 0.00058315 | 0.0007302 | 0.00088694 | 0.0010681 | 0.0012535 | 0.001441
PG&E | MW | Commercial | Com - Hotel | Lighting | No | Lighting - Cold Cathode Lamp | 0.00019104 | 0.00019348 | 0.0001949 | 0.00020029 | 0.00020167 | 0 | 0 | 0 | 0 | 0 | 0 | 0
PG&E | MW | Commercial | Com - Hotel | Lighting | No | Lighting - Compact Fluorescent Fixture (Indoor) | 0.16975 | 0.17022 | 0.1709 | 0.17332 | 0.17454 | 0 | 0 | 0 | 0 | 0 | 0 | 0
PG&E | MW | Commercial | Com - Hotel | Lighting | No | Lighting - Compact Fluorescent Lamp (Basic High - Indoor) | 0.024639 | 0.032993 | 0.040412 | 0.047069 | 0.052516 | 0 | 0 | 0 | 0 | 0 | 0 | 0
PG&E | MW | Commercial | Com - Hotel | Lighting | No | Lighting - Compact Fluorescent Lamp (Basic Low - Indoor) | 0.057085 | 0.052739 | 0.048697 | 0.046163 | 0.044016 | 0 | 0 | 0 | 0 | 0 | 0 | 0
PG&E | MW | Commercial | Com - Hotel | Lighting | No | Lighting - Exit Fixture (LED) | 0.050495 | 0.04516 | 0.034727 | 0.023521 | 0.014084 | 0.007095 | 0.0022049 | 0 | 0 | 0 | 0 | 0
PG&E | MW | Commercial | Com - Hotel | Lighting | No | Lighting - Halogen Lamp (A-Line) | 0.00064293 | 0.00079055 | 0.00092983 | 0.0010784 | 0.0012292 | 0 | 0 | 0 | 0 | 0 | 0 | 0
PG&E | MW | Commercial | Com - Hotel | Lighting | No | Lighting - Halogen Lamp (Reflector) | 0.00025127 | 0.00030645 | 0.00035465 | 0.00040366 | 0.00045178 | 0.00048784 | 0.00052301 | 0.00055237 | 0.00057924 | 0.00060275 | 0.00062421 | 0.00064344
PG&E | MW | Commercial | Com - Hotel | Lighting | No | Lighting - High Bay HID to T5 | 0 | 0 | 0 | 0.0049301 | 0.0048317 | 0.0046958 | 0.0044836 | 0.004451 | 0.0043433 | 0.0044075 | 0.004439 | 0.0044457
PG&E | MW | Commercial | Com - Hotel | Lighting | No | Lighting - Induction Fixture (Indoor) | 0.0019911 | 0.0023235 | 0.0026342 | 0.0029722 | 0.0032491 | 0.0034931 | 0.0036839 | 0.0039041 | 0.0040723 | 0.0042758 | 0.0044455 | 0.0045826
PG&E | MW | Commercial | Com - Hotel | Lighting | No | Lighting - Linear Fluorescent Delamping | 0.00048599 | 0.00046682 | 0.00043797 | 0.0003502 | 0 | 0 | 0 | 0 | 0 | 0 | 0 | 0
PG&E | MW | Commercial | Com - Hotel | Lighting | No | Lighting - Linear Fluorescent Fixture (Low Wattage T8) | 0.018621 | 0.02183 | 0.024656 | 0.027507 | 0.029536 | 0.030738 | 0.031237 | 0.031861 | 0.032118 | 0.032571 | 0.032801 | 0.032861
PG&E | MW | Commercial | Com - Hotel | Lighting | No | Lighting - Occupancy Sensor | 0 | 0 | 0 | 0 | 0 | 0 | 0 | 0 | 0 | 0 | 0 | 0.01653
PG&E | MW | Commercial | Com - Hotel | Lighting | No | Lighting - Plug-In Fixture (Compact Fluorescent) | 0.028651 | 0.028323 | 0.028003 | 0.028234 | 0.02816 | 0 | 0 | 0 | 0 | 0 | 0 | 0
PG&E | MW | Commercial | Com - Hotel | Lighting | No | Lighting - Plug-In Fixture (Induction) | 0 | 0 | 0 | 0 | 0 | 0 | 0 | 0 | 0 | 0 | 0 | 0.0026508
PG&E | MW | Commercial | Com - Hotel | Lighting | No | Lighting - Plug-In Fixture (Linear Fluorescent) | 0 | 0.057354 | 0.059314 | 0.06117 | 0.061133 | 0 | 0 | 0 | 0 | 0 | 0 | 0
PG&E | MW | Commercial | Com - Hotel | Lighting | No | Lighting - Plug-In Fixture (PSMH with Electronic Ballast) | 0 | 0 | 0.0080757 | 0.012478 | 0.012959 | 0.013153 | 0.013094 | 0.013134 | 0.013036 | 0.013102 | 0.013119 | 0.013401
PG&E | MW | Commercial | Com - Hotel | Lighting | No | Lighting - Plug-In Fixture (PSMH) | 0.01706 | 0.01907 | 0.01771 | 0.017292 | 0.016742 | 0.016292 | 0.015836 | 0.015689 | 0.015463 | 0.015487 | 0.015477 | 0.014267
PG&E | MW | Commercial | Com - Hotel | SHW | No | SHW - EF Rated Instantaneous Water Heater (Electric) | 0.00017405 | 0.00020274 | 0.00023008 | 0.00025955 | 0.00028272 | 0.00030167 | 0.00031501 | 0.00033006 | 0.00034014 | 0.00035303 | 0.00036303 | 0.00037053
PG&E | MW | Commercial | Com - Hotel | SHW | No | SHW - EF Rated Storage Water Heater (Electric) | 0.00015328 | 0.00017587 | 0 | 0 | 0 | 0 | 0 | 0 | 0 | 0 | 0 | 0
PG&E | MW | Commercial | Com - Hotel | Service | No | HVAC - Comprehensive Rooftop Unit Quality Maintenance | 1.3139e-08 | 1.1721e-08 | 1.1969e-08 | 1.2033e-08 | 1.1833e-08 | 1.1414e-08 | 1.0781e-08 | 9.956e-09 | 8.9777e-09 | 7.8644e-09 | 6.72e-09 | 5.5745e-09
PG&E | MW | Commercial | Com - Hotel | Service | No | Service - HVAC Fault Detection & Diagnositics | 0 | 3.0221e-05 | 2.9546e-05 | 2.9991e-05 | 2.9343e-05 | 2.8476e-05 | 2.7147e-05 | 2.6908e-05 | 2.6215e-05 | 2.6559e-05 | 2.6712e-05 | 2.6716e-05
PG&E | MW | Commercial | Com - Hotel | WholeBlg | No | HVAC - Energy Management System | 2.4014e-05 | 2.9617e-05 | 2.5971e-05 | 2.2896e-05 | 1.9687e-05 | 1.6764e-05 | 1.4086e-05 | 1.2504e-05 | 1.2325e-05 | 1.2602e-05 | 1.2767e-05 | 1.2842e-05
PG&E | MW | Commercial | Com - Hotel | WholeBlg | No | WholeBlg - Com NC Level 2 | 0.00090367 | 0 | 0 | 0 | 0 | 0 | 0 | 0 | 0 | 0 | 0 | 0
PG&E | MW | Commercial | Com - Hotel | WholeBlg | No | WholeBlg - Com NC Level 3 | 0.0013654 | 0 | 0 | 0 | 0 | 0 | 0 | 0 | 0 | 0 | 0 | 0
PG&E | MW | Commercial | Com - Hotel | WholeBlg | No | WholeBlg - Com RET Level 1 | 0.030869 | 0.04228 | 0.054438 | 0.067355 | 0.080999 | 0.095428 | 0.11056 | 0.12634 | 0.14264 | 0.15932 | 0.17622 | 0.19315
PG&E | MW | Commercial | Com - Hotel | WholeBlg | No | WholeBlg - Com RET Level 2 | 0.053485 | 0.072741 | 0.093358 | 0.11557 | 0.13932 | 0.16454 | 0.19112 | 0.21907 | 0.24807 | 0.278 | 0.30842 | 0.33913
PG&E | MW | Commercial | Com - Motel | AppPlug | No | AppPlug - Desktop Computer (Com - Power Management) | 0.015256 | 0.01643 | 0.017433 | 0.018084 | 0.01798 | 0.017245 | 0.015916 | 0.014427 | 0.012699 | 0.011184 | 0.0097921 | 0.0085826
PG&E | MW | Commercial | Com - Motel | AppPlug | No | AppPlug - Occupancy Sensor Plug Strip | 0.0094166 | 0.011982 | 0.012772 | 0.013304 | 0.013316 | 0.012979 | 0.012236 | 0.011979 | 0.011192 | 0.010697 | 0.0099832 | 0.0092452
PG&E | MW | Commercial | Com - Motel | BldgEnv | No | BldgEnv - Wall Spray On Insulation | 0.14919 | 0.07978 | 0.03488 | 0.0054044 | 0 | 0 | 0 | 0 | 0 | 0 | 0 | 0
PG&E | MW | Commercial | Com - Motel | BldgEnv | No | BldgEnv - Window Film | 0 | 0 | 0 | 0 | 0 | 0 | 0 | 0 | 0.087309 | 0.18474 | 0.24217 | 0.26226
PG&E | MW | Commercial | Com - Motel | FoodServ | No | FoodServ - Electric Griddle | 9.1482e-05 | 0.00011326 | 0.00013567 | 0.00016089 | 0.00018463 | 0.00020743 | 0.00022763 | 0.00024908 | 0.00026672 | 0.00028539 | 0.00030051 | 0.00031186
PG&E | MW | Commercial | Com - Motel | FoodServ | No | FoodServ - Electric Steamer | 0.0010209 | 0.0012408 | 0.0014494 | 0.0016691 | 0.0018508 | 0.0020022 | 0.0021094 | 0.0022168 | 0.0022781 | 0.0023462 | 0.0023822 | 0.00239
PG&E | MW | Commercial | Com - Motel | FoodServ | No | FoodServ - Fryer (Electric) | 5.6837e-05 | 6.9972e-05 | 8.3298e-05 | 9.8127e-05 | 0.00011181 | 0.00012468 | 0.00013576 | 0.00014742 | 0.00015669 | 0.00016649 | 0.00017419 | 0.00017974
PG&E | MW | Commercial | Com - Motel | FoodServ | No | FoodServ - Oven (Electric) | 0.00092898 | 0.0011413 | 0.0013514 | 0.0015801 | 0.0017831 | 0.0019658 | 0.0021129 | 0.0022639 | 0.0023719 | 0.0024856 | 0.0025648 | 0.0026109
PG&E | MW | Commercial | Com - Motel | HVAC | Yes | HVAC - Advanced Package Rooftop AC (> EER 12) - Emerging | 0 | 0 | 0.00022968 | 0.00060558 | 0.0010942 | 0.0016765 | 0.0023405 | 0.0030865 | 0.00392 | 0.004839 | 0.0058421 | 0.0069659
PG&E | MW | Commercial | Com - Motel | HVAC | No | HVAC - Chiller (Centrifugal) | 0.0048821 | 0.0060866 | 0.0073644 | 0.0087045 | 0.010098 | 0.011516 | 0.012928 | 0.014298 | 0.015601 | 0.016799 | 0.021449 | 0.02268
PG&E | MW | Commercial | Com - Motel | HVAC | No | HVAC - Chiller (Reciprocating) | 0.017155 | 0.02103 | 0.024729 | 0.028799 | 0.032318 | 0.035489 | 0.038064 | 0.040902 | 0.043068 | 0.045558 | 0.047549 | 0.04905
PG&E | MW | Commercial | Com - Motel | HVAC | No | HVAC - Demand Controlled Ventilation | 0.054983 | 0.05646 | 0.067433 | 0.077848 | 0.085336 | 0.088357 | 0.085638 | 0.078352 | 0.067109 | 0.055334 | 0.044183 | 0.034896
PG&E | MW | Commercial | Com - Motel | HVAC | No | HVAC - EER Rated Package Rooftop AC (EER 11) | 0 | 0.024594 | 0.028674 | 0.033216 | 0.037413 | 0.041414 | 0.044999 | 0.048917 | 0.052366 | 0.056207 | 0.059726 | 0.063171
PG&E | MW | Commercial | Com - Motel | HVAC | No | HVAC - Repair Duct System | 0 | 0 | 0 | 0 | 0 | 0 | 0 | 0 | 0.033752 | 0.016415 | 0.0036375 | 0
PG&E | MW | Commercial | Com - Motel | HVAC | No | HVAC - SEER Rated Package Rooftop AC (Recharge) | 0.177 | 0.16257 | 0.16501 | 0.15759 | 0.14055 | 0.11633 | 0.088796 | 0.061825 | 0.038223 | 0.019272 | 0.0050522 | 0
PG&E | MW | Commercial | Com - Motel | HVAC | No | HVAC - SEER Rated Package Rooftop AC (SEER 14) | 0.032502 | 0.03917 | 0 | 0 | 0 | 0 | 0 | 0 | 0 | 0 | 0 | 0
PG&E | MW | Commercial | Com - Motel | HVAC | No | HVAC - SEER Rated Package Rooftop AC (SEER 15) | 0.057295 | 0.06739 | 0.035955 | 0.040987 | 0.045735 | 0.050322 | 0.054558 | 0.059009 | 0.063138 | 0.067639 | 0.071798 | 0.075576
PG&E | MW | Commercial | Com - Motel | HVAC | No | HVAC - SEER Rated Package Rooftop HP (SEER 14) | 0.0075684 | 0.0089818 | 0 | 0 | 0 | 0 | 0 | 0 | 0 | 0 | 0 | 0
PG&E | MW | Commercial | Com - Motel | HVAC | No | HVAC - SEER Rated Package Rooftop HP (SEER 15) | 0.029217 | 0.035027 | 0.018948 | 0.021973 | 0.024776 | 0.027486 | 0.02994 | 0.032663 | 0.035107 | 0.037845 | 0.040332 | 0.042547
PG&E | MW | Commercial | Com - Motel | HVAC | No | HVAC - SEER Rated Split System AC (SEER 14) | 0.020041 | 0.023638 | 0.027273 | 0 | 0 | 0 | 0 | 0 | 0 | 0 | 0 | 0
PG&E | MW | Commercial | Com - Motel | HVAC | No | HVAC - SEER Rated Split System AC (SEER 15) | 0.0067448 | 0.0088189 | 0.0051301 | 0.0063209 | 0.0075486 | 0.0088403 | 0.010154 | 0.011617 | 0.013078 | 0.01469 | 0.016306 | 0.017902
PG&E | MW | Commercial | Com - Motel | HVAC | No | HVAC - SEER Rated Split System HP (SEER 14) | 0.051018 | 0.060932 | 0.0095466 | 0.011024 | 0.012389 | 0.013702 | 0.01489 | 0.016195 | 0.017346 | 0.018624 | 0.019786 | 0.020822
PG&E | MW | Commercial | Com - Motel | HVAC | No | HVAC - SEER Rated Split System HP (SEER 15) | 0.017521 | 0.020877 | 0.01124 | 0.01297 | 0.014574 | 0.016122 | 0.017526 | 0.019076 | 0.020451 | 0.021984 | 0.023385 | 0.024642
PG&E | MW | Commercial | Com - Motel | Lighting | Yes | Lighting - LED Fixture (Replacing T8) - Emerging | 0 | 0 | 0 | 0 | 0 | 0.015425 | 0.028171 | 0.040932 | 0.051161 | 0.061387 | 0.071005 | 0.079803
PG&E | MW | Commercial | Com - Motel | Lighting | Yes | Lighting - LED Lamp (Basic High - Indoor) - Emerging | 0.0005294 | 0.0010406 | 0.0018153 | 0.0028979 | 0.0038663 | 0.00063401 | 0.00078539 | 0.00094433 | 0.0010915 | 0.0012294 | 0.0013473 | 0.0014431
PG&E | MW | Commercial | Com - Motel | Lighting | Yes | Lighting - LED Lamp (Basic Low - Indoor) - Emerging | 0.0011883 | 0.0018986 | 0.0028127 | 0.0034334 | 0.0041205 | 0.00073746 | 0.00084036 | 0.0013447 | 0.0019349 | 0.0025181 | 0.0030849 | 0.003619
PG&E | MW | Commercial | Com - Motel | Lighting | Yes | Lighting - LED Plug-In Indoor Fixture - Emerging | 0.0019597 | 0.0024738 | 0.0030786 | 0.0038237 | 0.0046205 | 0.00032493 | 0.00041478 | 0.00051946 | 0.0006328 | 0.00076483 | 0.00090109 | 0.0010398
PG&E | MW | Commercial | Com - Motel | Lighting | No | Lighting - Cold Cathode Lamp | 9.9974e-05 | 0.00010083 | 0.00010157 | 0.00010476 | 0.00010601 | 0 | 0 | 0 | 0 | 0 | 0 | 0
PG&E | MW | Commercial | Com - Motel | Lighting | No | Lighting - Compact Fluorescent Fixture (Indoor) | 0.12739 | 0.12789 | 0.12849 | 0.13037 | 0.13139 | 0 | 0 | 0 | 0 | 0 | 0 | 0
PG&E | MW | Commercial | Com - Motel | Lighting | No | Lighting - Compact Fluorescent Lamp (Basic High - Indoor) | 0.017868 | 0.024233 | 0.029889 | 0.034974 | 0.039132 | 0 | 0 | 0 | 0 | 0 | 0 | 0
PG&E | MW | Commercial | Com - Motel | Lighting | No | Lighting - Compact Fluorescent Lamp (Basic Low - Indoor) | 0.041718 | 0.039164 | 0.036516 | 0.034862 | 0.033385 | 0 | 0 | 0 | 0 | 0 | 0 | 0
PG&E | MW | Commercial | Com - Motel | Lighting | No | Lighting - Exit Fixture (LED) | 0.049856 | 0.044566 | 0.034243 | 0.023173 | 0.013839 | 0.0069249 | 0.0020988 | 0 | 0 | 0 | 0 | 0
PG&E | MW | Commercial | Com - Motel | Lighting | No | Lighting - Halogen Lamp (A-Line) | 0.00064262 | 0.00079095 | 0.00093079 | 0.0010801 | 0.0012316 | 0 | 0 | 0 | 0 | 0 | 0 | 0
PG&E | MW | Commercial | Com - Motel | Lighting | No | Lighting - Halogen Lamp (Reflector) | 0.00025103 | 0.00030649 | 0.00035494 | 0.00040426 | 0.00045273 | 0.00049024 | 0.00052534 | 0.00055547 | 0.00058246 | 0.0006064 | 0.00062803 | 0.00064753
PG&E | MW | Commercial | Com - Motel | Lighting | No | Lighting - High Bay HID to T5 | 0 | 0 | 0 | 0 | 0 | 0 | 0 | 0 | 0 | 0.0030042 | 0.0030259 | 0.0030306
PG&E | MW | Commercial | Com - Motel | Lighting | No | Lighting - Induction Fixture (Indoor) | 0.0014195 | 0.0016229 | 0.0018119 | 0.0020221 | 0.0021937 | 0.0023426 | 0.0024572 | 0.002594 | 0.0026983 | 0.0028288 | 0.0029397 | 0.0030323
PG&E | MW | Commercial | Com - Motel | Lighting | No | Lighting - Linear Fluorescent Delamping | 0.00032959 | 0.00031686 | 0.00029613 | 0.00023632 | 0 | 0 | 0 | 0 | 0 | 0 | 0 | 0
PG&E | MW | Commercial | Com - Motel | Lighting | No | Lighting - Linear Fluorescent Fixture (Low Wattage T8) | 0.013024 | 0.015252 | 0.017231 | 0.019237 | 0.020763 | 0.022199 | 0.022842 | 0.023305 | 0.023389 | 0.023574 | 0.023609 | 0.023541
PG&E | MW | Commercial | Com - Motel | Lighting | No | Lighting - Occupancy Sensor | 0 | 0 | 0 | 0 | 0 | 0 | 0 | 0 | 0 | 0.013068 | 0.012338 | 0.0099431
PG&E | MW | Commercial | Com - Motel | Lighting | No | Lighting - Plug-In Fixture (Compact Fluorescent) | 0.020891 | 0.020721 | 0.020553 | 0.020782 | 0.020778 | 0 | 0 | 0 | 0 | 0 | 0 | 0
PG&E | MW | Commercial | Com - Motel | Lighting | No | Lighting - Plug-In Fixture (Linear Fluorescent) | 0 | 0 | 0 | 0.021824 | 0.042755 | 0 | 0 | 0 | 0 | 0 | 0 | 0
PG&E | MW | Commercial | Com - Motel | Lighting | No | Lighting - Plug-In Fixture (PSMH with Electronic Ballast) | 0 | 0 | 0 | 0 | 0 | 0.0054785 | 0.0056962 | 0.0081028 | 0.0084771 | 0.0087958 | 0.0089835 | 0.0091426
PG&E | MW | Commercial | Com - Motel | Lighting | No | Lighting - Plug-In Fixture (PSMH) | 0.013044 | 0.015784 | 0.015415 | 0.01559 | 0.015367 | 0.01417 | 0.013859 | 0.013439 | 0.012973 | 0.012847 | 0.012763 | 0.012624
PG&E | MW | Commercial | Com - Motel | SHW | No | SHW - EF Rated Instantaneous Water Heater (Electric) | 0.00015536 | 0.00018169 | 0.0002068 | 0.00023385 | 0.00025514 | 0.00027255 | 0.00028485 | 0.0002987 | 0.00030796 | 0.00031975 | 0.00032886 | 0.00033564
PG&E | MW | Commercial | Com - Motel | SHW | No | SHW - EF Rated Storage Water Heater (Electric) | 0.00012287 | 0.00014073 | 0 | 0 | 0 | 0 | 0 | 0 | 0 | 0 | 0 | 0
PG&E | MW | Commercial | Com - Motel | Service | No | HVAC - Comprehensive Rooftop Unit Quality Maintenance | 1.3139e-08 | 1.1721e-08 | 1.1969e-08 | 1.2033e-08 | 1.1833e-08 | 1.1414e-08 | 1.0781e-08 | 9.956e-09 | 8.9777e-09 | 7.8644e-09 | 6.72e-09 | 5.5745e-09
PG&E | MW | Commercial | Com - Motel | Service | No | Service - HVAC Fault Detection & Diagnositics | 0 | 3.0221e-05 | 2.9546e-05 | 2.9991e-05 | 2.9343e-05 | 2.8476e-05 | 2.7147e-05 | 2.6908e-05 | 2.6215e-05 | 2.6559e-05 | 2.6712e-05 | 2.6716e-05
PG&E | MW | Commercial | Com - Motel | WholeBlg | No | HVAC - Energy Management System | 2.4014e-05 | 2.9617e-05 | 2.5971e-05 | 2.2896e-05 | 1.9687e-05 | 1.6764e-05 | 1.4086e-05 | 1.2504e-05 | 1.2325e-05 | 1.2602e-05 | 1.2767e-05 | 1.2842e-05
PG&E | MW | Commercial | Com - Motel | WholeBlg | No | WholeBlg - Com NC Level 2 | 0.00090367 | 0 | 0 | 0 | 0 | 0 | 0 | 0 | 0 | 0 | 0 | 0
PG&E | MW | Commercial | Com - Motel | WholeBlg | No | WholeBlg - Com NC Level 3 | 0.0013654 | 0 | 0 | 0 | 0 | 0 | 0 | 0 | 0 | 0 | 0 | 0
PG&E | MW | Commercial | Com - Motel | WholeBlg | No | WholeBlg - Com RET Level 1 | 0.032492 | 0.044492 | 0.057276 | 0.07086 | 0.085211 | 0.10038 | 0.1163 | 0.13288 | 0.15002 | 0.16756 | 0.18531 | 0.20309
PG&E | MW | Commercial | Com - Motel | WholeBlg | No | WholeBlg - Com RET Level 2 | 0.053772 | 0.073131 | 0.093857 | 0.11618 | 0.14005 | 0.1654 | 0.19211 | 0.2202 | 0.24934 | 0.27942 | 0.30999 | 0.34085
PG&E | MW | Commercial | Com - Nusing Home | AppPlug | No | AppPlug - Desktop Computer (Com - Power Management) | 0.017182 | 0.018504 | 0.019634 | 0.020368 | 0.02025 | 0.019423 | 0.017925 | 0.016249 | 0.014302 | 0.012596 | 0.011029 | 0.0096663
PG&E | MW | Commercial | Com - Nusing Home | AppPlug | No | AppPlug - Occupancy Sensor Plug Strip | 0.010606 | 0.013495 | 0.014385 | 0.014983 | 0.014997 | 0.014618 | 0.013781 | 0.013492 | 0.012605 | 0.012047 | 0.011244 | 0.010413
PG&E | MW | Commercial | Com - Nusing Home | BldgEnv | No | BldgEnv - Window Film | 0 | 0 | 0 | 0 | 0 | 0 | 0 | 0 | 0.09621 | 0.20358 | 0.26686 | 0.289
PG&E | MW | Commercial | Com - Nusing Home | FoodServ | No | FoodServ - Electric Steamer | 0.0024433 | 0.0029697 | 0.0034689 | 0.0039947 | 0.0044295 | 0.0047919 | 0.0050485 | 0.0053056 | 0.0054521 | 0.0056152 | 0.0057013 | 0.0057201
PG&E | MW | Commercial | Com - Nusing Home | FoodServ | No | FoodServ - Oven (Electric) | 0.0020926 | 0.0025707 | 0.003044 | 0.0035593 | 0.0040164 | 0.004428 | 0.0047594 | 0.0050995 | 0.0053428 | 0.005599 | 0.0057773 | 0.0058811
PG&E | MW | Commercial | Com - Nusing Home | HVAC | No | HVAC - Chiller (Centrifugal) | 0.011495 | 0.014296 | 0.017198 | 0.020163 | 0.023161 | 0.026119 | 0.028965 | 0.031621 | 0.034044 | 0.036166 | 0.037976 | 0.039447
PG&E | MW | Commercial | Com - Nusing Home | HVAC | No | HVAC - Chiller (Reciprocating) | 0.020376 | 0.025229 | 0.030111 | 0.035479 | 0.040539 | 0.045417 | 0.049837 | 0.054502 | 0.058526 | 0.062753 | 0.066389 | 0.069381
PG&E | MW | Commercial | Com - Nusing Home | HVAC | No | HVAC - Demand Controlled Ventilation | 0.032126 | 0.032984 | 0.039402 | 0.045492 | 0.049865 | 0.05162 | 0.050012 | 0.045729 | 0.039137 | 0.032242 | 0.025723 | 0.020302
PG&E | MW | Commercial | Com - Nusing Home | HVAC | No | HVAC - EER Rated Package Rooftop AC (EER 11) | 0 | 0 | 0 | 0 | 0 | 0 | 0.039956 | 0.044375 | 0.048519 | 0.052269 | 0.073871 | 0.078731
PG&E | MW | Commercial | Com - Nusing Home | HVAC | No | HVAC - SEER Rated Package Rooftop AC (SEER 14) | 0.054585 | 0.065883 | 0 | 0 | 0 | 0 | 0 | 0 | 0 | 0 | 0 | 0
PG&E | MW | Commercial | Com - Nusing Home | HVAC | No | HVAC - SEER Rated Package Rooftop AC (SEER 15) | 0.090654 | 0.10642 | 0.056693 | 0.064504 | 0.071878 | 0.078996 | 0.085572 | 0.092437 | 0.098838 | 0.1058 | 0.11224 | 0.11809
PG&E | MW | Commercial | Com - Nusing Home | HVAC | No | HVAC - SEER Rated Package Rooftop HP (SEER 14) | 0.010777 | 0.012805 | 0 | 0 | 0 | 0 | 0 | 0 | 0 | 0 | 0 | 0
PG&E | MW | Commercial | Com - Nusing Home | HVAC | No | HVAC - SEER Rated Package Rooftop HP (SEER 15) | 0.040946 | 0.049042 | 0.026515 | 0.030697 | 0.034592 | 0.038359 | 0.041786 | 0.045543 | 0.048896 | 0.052623 | 0.056012 | 0.059031
PG&E | MW | Commercial | Com - Nusing Home | HVAC | No | HVAC - SEER Rated Split System AC (SEER 14) | 0.044973 | 0.053113 | 0.061367 | 0 | 0 | 0 | 0 | 0 | 0 | 0 | 0 | 0
PG&E | MW | Commercial | Com - Nusing Home | HVAC | No | HVAC - SEER Rated Split System AC (SEER 15) | 0.010267 | 0.013468 | 0.0078534 | 0.0096779 | 0.011568 | 0.013556 | 0.015585 | 0.017821 | 0.020057 | 0.022496 | 0.02494 | 0.027348
PG&E | MW | Commercial | Com - Nusing Home | HVAC | No | HVAC - SEER Rated Split System HP (SEER 14) | 0.084251 | 0.1006 | 0.015763 | 0.018195 | 0.020451 | 0.022624 | 0.024597 | 0.026752 | 0.028661 | 0.030765 | 0.032679 | 0.034388
PG&E | MW | Commercial | Com - Nusing Home | HVAC | No | HVAC - SEER Rated Split System HP (SEER 15) | 0.028188 | 0.033584 | 0.018082 | 0.020854 | 0.023429 | 0.025917 | 0.028181 | 0.030661 | 0.032866 | 0.035303 | 0.03753 | 0.039529
PG&E | MW | Commercial | Com - Nusing Home | Lighting | Yes | Lighting - LED Fixture (Replacing T8) - Emerging | 0.010602 | 0.023716 | 0.041338 | 0.064683 | 0.092206 | 0.12562 | 0.16277 | 0.20858 | 0.25604 | 0.31133 | 0.36969 | 0.42771
PG&E | MW | Commercial | Com - Nusing Home | Lighting | Yes | Lighting - LED Lamp (Basic High - Indoor) - Emerging | 0.0055396 | 0.0083514 | 0.010949 | 0.01358 | 0.016179 | 0.0024113 | 0.0027161 | 0.0030004 | 0.0032383 | 0.003442 | 0.003598 | 0.0037092
PG&E | MW | Commercial | Com - Nusing Home | Lighting | Yes | Lighting - LED Lamp (Basic Low - Indoor) - Emerging | 0.01251 | 0.019103 | 0.022719 | 0.02604 | 0.029377 | 0.0049901 | 0.0081001 | 0.011852 | 0.015319 | 0.018742 | 0.02202 | 0.025112
PG&E | MW | Commercial | Com - Nusing Home | Lighting | Yes | Lighting - LED Plug-In Indoor Fixture - Emerging | 0.010908 | 0.01382 | 0.016988 | 0.020676 | 0.024402 | 0.001645 | 0.0021046 | 0.0026353 | 0.0031778 | 0.00379 | 0.0044007 | 0.0050053
PG&E | MW | Commercial | Com - Nusing Home | Lighting | No | Lighting - Cold Cathode Lamp | 0.0024472 | 0.0024703 | 0.0024755 | 0.0025105 | 0.0025048 | 0 | 0 | 0 | 0 | 0 | 0 | 0
PG&E | MW | Commercial | Com - Nusing Home | Lighting | No | Lighting - Compact Fluorescent Fixture (Indoor) | 0.542 | 0.54124 | 0.54164 | 0.54786 | 0.54932 | 0 | 0 | 0 | 0 | 0 | 0 | 0
PG&E | MW | Commercial | Com - Nusing Home | Lighting | No | Lighting - Compact Fluorescent Lamp (Basic High - Indoor) | 0.0028344 | 0.0050429 | 0.0076721 | 0.010648 | 0.013844 | 0 | 0 | 0 | 0 | 0 | 0 | 0
PG&E | MW | Commercial | Com - Nusing Home | Lighting | No | Lighting - Compact Fluorescent Lamp (Basic Low - Indoor) | 0.30811 | 0.26386 | 0.23493 | 0.21991 | 0.21061 | 0 | 0 | 0 | 0 | 0 | 0 | 0
PG&E | MW | Commercial | Com - Nusing Home | Lighting | No | Lighting - Exit Fixture (LED) | 0.057595 | 0.051526 | 0.039643 | 0.026864 | 0.016111 | 0.0081488 | 0.0025693 | 0 | 0 | 0 | 0 | 0
PG&E | MW | Commercial | Com - Nusing Home | Lighting | No | Lighting - Halogen Lamp (A-Line) | 0.00072414 | 0.00089034 | 0.0010472 | 0.0012145 | 0.0013842 | 0 | 0 | 0 | 0 | 0 | 0 | 0
PG&E | MW | Commercial | Com - Nusing Home | Lighting | No | Lighting - Halogen Lamp (Reflector) | 0.00028301 | 0.00034514 | 0.00039941 | 0.00045459 | 0.00050875 | 0.00054927 | 0.00058889 | 0.0006219 | 0.00065215 | 0.00067861 | 0.00070276 | 0.0007244
PG&E | MW | Commercial | Com - Nusing Home | Lighting | No | Lighting - High Bay HID to T5 | 0.016712 | 0.017543 | 0.018853 | 0.019644 | 0.019493 | 0.018553 | 0.016848 | 0.014888 | 0.012695 | 0.010757 | 0.0090569 | 0.0076409
PG&E | MW | Commercial | Com - Nusing Home | Lighting | No | Lighting - Induction Fixture (Indoor) | 0.0066064 | 0.0079197 | 0.0091476 | 0.01046 | 0.011544 | 0.012495 | 0.013237 | 0.014059 | 0.014673 | 0.015394 | 0.015973 | 0.016419
PG&E | MW | Commercial | Com - Nusing Home | Lighting | No | Lighting - Linear Fluorescent Delamping | 0.0030056 | 0.0028838 | 0.0027243 | 0.0021862 | 0.001237 | 0 | 0 | 0 | 0 | 0 | 0 | 0
PG&E | MW | Commercial | Com - Nusing Home | Lighting | No | Lighting - Linear Fluorescent Fixture (Low Wattage T8) | 0.054926 | 0.065348 | 0.074746 | 0.084437 | 0.092372 | 0.098955 | 0.10379 | 0.10848 | 0.11159 | 0.11485 | 0.11695 | 0.11806
PG&E | MW | Commercial | Com - Nusing Home | Lighting | No | Lighting - Plug-In Fixture (Compact Fluorescent) | 0.096817 | 0.09485 | 0.092976 | 0.093008 | 0.092124 | 0 | 0 | 0 | 0 | 0 | 0 | 0
PG&E | MW | Commercial | Com - Nusing Home | Lighting | No | Lighting - Plug-In Fixture (Induction) | 0 | 0 | 0.0086254 | 0.010435 | 0.018662 | 0.021141 | 0.022543 | 0.023712 | 0.024343 | 0.025165 | 0.025785 | 0.02625
PG&E | MW | Commercial | Com - Nusing Home | Lighting | No | Lighting - Plug-In Fixture (Linear Fluorescent) | 0.17442 | 0.18395 | 0.18892 | 0.19488 | 0.19514 | 0 | 0 | 0 | 0 | 0 | 0 | 0
PG&E | MW | Commercial | Com - Nusing Home | Lighting | No | Lighting - Plug-In Fixture (PSMH with Electronic Ballast) | 0.04173 | 0.042696 | 0.040688 | 0.03954 | 0.037465 | 0.035638 | 0.034189 | 0.033646 | 0.033139 | 0.03321 | 0.033279 | 0.033335
PG&E | MW | Commercial | Com - Nusing Home | Lighting | No | Lighting - Plug-In Fixture (PSMH) | 0.043356 | 0.044353 | 0.042386 | 0.042488 | 0.039683 | 0.037231 | 0.035278 | 0.034292 | 0.033393 | 0.033108 | 0.032865 | 0.032657
PG&E | MW | Commercial | Com - Nusing Home | SHW | No | SHW - EF Rated Instantaneous Water Heater (Electric) | 0.00037982 | 0.00044401 | 0.00050509 | 0.00057104 | 0.00062273 | 0.00066488 | 0.0006945 | 0.00072814 | 0.00075048 | 0.00077929 | 0.00080153 | 0.00081806
PG&E | MW | Commercial | Com - Nusing Home | SHW | No | SHW - EF Rated Storage Water Heater (Electric) | 0.00029681 | 0.00033998 | 0 | 0 | 0 | 0 | 0 | 0 | 0 | 0 | 0 | 0
PG&E | MW | Commercial | Com - Nusing Home | Service | No | HVAC - Comprehensive Rooftop Unit Quality Maintenance | 1.4798e-08 | 1.3201e-08 | 1.348e-08 | 1.3553e-08 | 1.3327e-08 | 1.2855e-08 | 1.2142e-08 | 1.1213e-08 | 1.0111e-08 | 8.8574e-09 | 7.5685e-09 | 6.2784e-09
PG&E | MW | Commercial | Com - Nusing Home | Service | No | Service - HVAC Fault Detection & Diagnositics | 0 | 3.4037e-05 | 3.3277e-05 | 3.3778e-05 | 3.3049e-05 | 3.2072e-05 | 3.0575e-05 | 3.0305e-05 | 2.9525e-05 | 2.9912e-05 | 3.0085e-05 | 3.0089e-05
PG&E | MW | Commercial | Com - Nusing Home | WholeBlg | No | HVAC - Energy Management System | 2.7047e-05 | 3.3357e-05 | 2.925e-05 | 2.5787e-05 | 2.2172e-05 | 1.8881e-05 | 1.5864e-05 | 1.4082e-05 | 1.3881e-05 | 1.4193e-05 | 1.4379e-05 | 1.4463e-05
PG&E | MW | Commercial | Com - Nusing Home | WholeBlg | No | WholeBlg - Com NC Level 2 | 0.0010182 | 0 | 0 | 0 | 0 | 0 | 0 | 0 | 0 | 0 | 0 | 0
PG&E | MW | Commercial | Com - Nusing Home | WholeBlg | No | WholeBlg - Com NC Level 3 | 0.0015736 | 0 | 0 | 0 | 0 | 0 | 0 | 0 | 0 | 0 | 0 | 0
PG&E | MW | Commercial | Com - Nusing Home | WholeBlg | No | WholeBlg - Com RET Level 1 | 0.042037 | 0.057555 | 0.074099 | 0.091705 | 0.11032 | 0.13004 | 0.15074 | 0.17235 | 0.19469 | 0.21762 | 0.24085 | 0.2642
PG&E | MW | Commercial | Com - Nusing Home | WholeBlg | No | WholeBlg - Com RET Level 2 | 0.078667 | 0.10709 | 0.13758 | 0.17053 | 0.20583 | 0.24335 | 0.28294 | 0.32465 | 0.36796 | 0.41274 | 0.45832 | 0.5045
PG&E | MW | Commercial | Com - Office (Large) | AppPlug | No | AppPlug - Desktop Computer (Com - Power Management) | 0.11331 | 0.12113 | 0.13001 | 0.13604 | 0.13612 | 0.13093 | 0.12073 | 0.10888 | 0.095045 | 0.082806 | 0.071667 | 0.062127
PG&E | MW | Commercial | Com - Office (Large) | AppPlug | No | AppPlug - Occupancy Sensor Plug Strip | 0.063706 | 0.081061 | 0.086409 | 0.090003 | 0.090085 | 0.087807 | 0.082779 | 0.081043 | 0.075718 | 0.072368 | 0.06754 | 0.062547
PG&E | MW | Commercial | Com - Office (Large) | BldgEnv | No | BldgEnv - Window Film | 0 | 0 | 0 | 0 | 0 | 0 | 0 | 0 | 0.96557 | 2.0431 | 2.6782 | 2.9004
PG&E | MW | Commercial | Com - Office (Large) | FoodServ | No | FoodServ - Electric Steamer | 0.0086334 | 0.010493 | 0.012257 | 0.014115 | 0.015651 | 0.016932 | 0.017839 | 0.018747 | 0.019265 | 0.019841 | 0.020145 | 0.020212
PG&E | MW | Commercial | Com - Office (Large) | FoodServ | No | FoodServ - Oven (Electric) | 0.0078561 | 0.0096513 | 0.011428 | 0.013363 | 0.015079 | 0.016624 | 0.017868 | 0.019145 | 0.020058 | 0.02102 | 0.02169 | 0.022079
PG&E | MW | Commercial | Com - Office (Large) | HVAC | No | HVAC - Chiller (Centrifugal) | 0.08717 | 0.10876 | 0.1321 | 0.15709 | 0.18366 | 0.21136 | 0.23969 | 0.26799 | 0.29582 | 0.3224 | 0.34732 | 0.36999
PG&E | MW | Commercial | Com - Office (Large) | HVAC | No | HVAC - Chiller (Reciprocating) | 0.15152 | 0.18809 | 0.22572 | 0.26805 | 0.30915 | 0.35004 | 0.38858 | 0.43027 | 0.468 | 0.50843 | 0.54494 | 0.57678
PG&E | MW | Commercial | Com - Office (Large) | HVAC | No | HVAC - Demand Controlled Ventilation | 0.020587 | 0.02115 | 0.025247 | 0.029139 | 0.031947 | 0.033097 | 0.032114 | 0.029435 | 0.025267 | 0.020887 | 0.016718 | 0.013231
PG&E | MW | Commercial | Com - Office (Large) | HVAC | No | HVAC - EER Rated Package Rooftop AC (EER 11) | 0 | 0 | 0 | 0 | 0 | 0 | 0.34672 | 0.38581 | 0.42021 | 0.45672 | 0.48936 | 0.51821
PG&E | MW | Commercial | Com - Office (Large) | HVAC | No | HVAC - SEER Rated Package Rooftop AC (Recharge) | 0 | 0 | 0 | 0 | 0 | 0 | 0 | 0 | 0.5352 | 0.36526 | 0.18869 | 0.048912
PG&E | MW | Commercial | Com - Office (Large) | HVAC | No | HVAC - SEER Rated Package Rooftop AC (SEER 14) | 0.28534 | 0.34251 | 0 | 0 | 0 | 0 | 0 | 0 | 0 | 0 | 0 | 0
PG&E | MW | Commercial | Com - Office (Large) | HVAC | No | HVAC - SEER Rated Package Rooftop AC (SEER 15) | 0.51721 | 0.61053 | 0.32656 | 0.37339 | 0.41749 | 0.46016 | 0.49951 | 0.54123 | 0.57894 | 0.62039 | 0.65882 | 0.69366
PG&E | MW | Commercial | Com - Office (Large) | HVAC | No | HVAC - SEER Rated Package Rooftop HP (SEER 14) | 0.06467 | 0.077019 | 0 | 0 | 0 | 0 | 0 | 0 | 0 | 0 | 0 | 0
PG&E | MW | Commercial | Com - Office (Large) | HVAC | No | HVAC - SEER Rated Package Rooftop HP (SEER 15) | 0.23855 | 0.2846 | 0.15323 | 0.17705 | 0.19887 | 0.21984 | 0.23864 | 0.25973 | 0.27825 | 0.2993 | 0.31845 | 0.33553
PG&E | MW | Commercial | Com - Office (Large) | HVAC | No | HVAC - SEER Rated Split System AC (SEER 14) | 0.16186 | 0.1904 | 0.21905 | 0 | 0 | 0 | 0 | 0 | 0 | 0 | 0 | 0
PG&E | MW | Commercial | Com - Office (Large) | HVAC | No | HVAC - SEER Rated Split System AC (SEER 15) | 0.064289 | 0.083798 | 0.048602 | 0.059856 | 0.071364 | 0.083442 | 0.09565 | 0.10941 | 0.12308 | 0.13839 | 0.15373 | 0.16886
PG&E | MW | Commercial | Com - Office (Large) | HVAC | No | HVAC - SEER Rated Split System HP (SEER 14) | 0.41516 | 0.49525 | 0.07749 | 0.089414 | 0.10039 | 0.11093 | 0.12043 | 0.13093 | 0.14016 | 0.15048 | 0.15988 | 0.16825
PG&E | MW | Commercial | Com - Office (Large) | HVAC | No | HVAC - SEER Rated Split System HP (SEER 15) | 0.14416 | 0.17171 | 0.092361 | 0.10652 | 0.11956 | 0.13212 | 0.14345 | 0.156 | 0.16708 | 0.17948 | 0.19081 | 0.20093
PG&E | MW | Commercial | Com - Office (Large) | Lighting | Yes | Lighting - LED Fixture (Replacing T8) - Emerging | 0 | 0 | 0.11663 | 0.24584 | 0.40059 | 0.58222 | 0.77887 | 1.0155 | 1.2524 | 1.5219 | 1.8015 | 2.0752
PG&E | MW | Commercial | Com - Office (Large) | Lighting | Yes | Lighting - LED Lamp (Basic High - Indoor) - Emerging | 0.0087991 | 0.012303 | 0.01658 | 0.021492 | 0.023199 | 0.0032088 | 0.0034123 | 0.0044532 | 0.0065431 | 0.0083644 | 0.0099487 | 0.011343
PG&E | MW | Commercial | Com - Office (Large) | Lighting | Yes | Lighting - LED Lamp (Basic Low - Indoor) - Emerging | 0.018798 | 0.028918 | 0.034539 | 0.039508 | 0.044549 | 0.0075691 | 0.013357 | 0.019114 | 0.024507 | 0.02988 | 0.03507 | 0.039989
PG&E | MW | Commercial | Com - Office (Large) | Lighting | Yes | Lighting - LED Plug-In Indoor Fixture - Emerging | 0.07801 | 0.098779 | 0.12113 | 0.14695 | 0.17294 | 0.011617 | 0.01491 | 0.018699 | 0.022541 | 0.026841 | 0.031106 | 0.03531
PG&E | MW | Commercial | Com - Office (Large) | Lighting | No | Lighting - Cold Cathode Lamp | 0.01181 | 0.01197 | 0.012044 | 0.012269 | 0.012294 | 0 | 0 | 0 | 0 | 0 | 0 | 0
PG&E | MW | Commercial | Com - Office (Large) | Lighting | No | Lighting - Compact Fluorescent Fixture (Indoor) | 4.0372 | 4.0273 | 4.0281 | 4.0714 | 4.0824 | 0 | 0 | 0 | 0 | 0 | 0 | 0
PG&E | MW | Commercial | Com - Office (Large) | Lighting | No | Lighting - Compact Fluorescent Lamp (Basic High - Indoor) | 0.27146 | 0.2271 | 0.19386 | 0.17233 | 0.1589 | 0 | 0 | 0 | 0 | 0 | 0 | 0
PG&E | MW | Commercial | Com - Office (Large) | Lighting | No | Lighting - Compact Fluorescent Lamp (Basic Low - Indoor) | 0.45745 | 0.3944 | 0.35391 | 0.33421 | 0.3229 | 0 | 0 | 0 | 0 | 0 | 0 | 0
PG&E | MW | Commercial | Com - Office (Large) | Lighting | No | Lighting - Exit Fixture (LED) | 0.39868 | 0.3563 | 0.27367 | 0.18513 | 0.11043 | 0.05509 | 0.016504 | 0 | 0 | 0 | 0 | 0
PG&E | MW | Commercial | Com - Office (Large) | Lighting | No | Lighting - Halogen Lamp (A-Line) | 0.0043531 | 0.0053426 | 0.0062775 | 0.0072736 | 0.0082826 | 0 | 0 | 0 | 0 | 0 | 0 | 0
PG&E | MW | Commercial | Com - Office (Large) | Lighting | No | Lighting - Halogen Lamp (Reflector) | 0.0017028 | 0.0020726 | 0.0023957 | 0.0027232 | 0.0030439 | 0.0032692 | 0.0035081 | 0.0036968 | 0.0038769 | 0.0040304 | 0.0041732 | 0.0042995
PG&E | MW | Commercial | Com - Office (Large) | Lighting | No | Lighting - High Bay HID to T5 | 0 | 0.07434 | 0.072762 | 0.073962 | 0.072458 | 0.070408 | 0.067213 | 0.066709 | 0.065079 | 0.06601 | 0.066467 | 0.066554
PG&E | MW | Commercial | Com - Office (Large) | Lighting | No | Lighting - Induction Fixture (Indoor) | 0.029103 | 0.033774 | 0.038089 | 0.042697 | 0.046319 | 0.049544 | 0.052041 | 0.054942 | 0.057141 | 0.059812 | 0.062008 | 0.063725
PG&E | MW | Commercial | Com - Office (Large) | Lighting | No | Lighting - Linear Fluorescent Delamping | 0.010278 | 0.0098648 | 0.0092961 | 0.0074503 | 0 | 0 | 0 | 0 | 0 | 0 | 0 | 0
PG&E | MW | Commercial | Com - Office (Large) | Lighting | No | Lighting - Linear Fluorescent Fixture (Low Wattage T8) | 0.26977 | 0.32716 | 0.37696 | 0.42552 | 0.46346 | 0.49396 | 0.51549 | 0.53632 | 0.5496 | 0.56385 | 0.57279 | 0.57732
PG&E | MW | Commercial | Com - Office (Large) | Lighting | No | Lighting - Occupancy Sensor | 0 | 0 | 0 | 0 | 0 | 0 | 0 | 0 | 0 | 0 | 0 | 0.32775
PG&E | MW | Commercial | Com - Office (Large) | Lighting | No | Lighting - Plug-In Fixture (Compact Fluorescent) | 0.67229 | 0.65737 | 0.64359 | 0.64304 | 0.63683 | 0 | 0 | 0 | 0 | 0 | 0 | 0
PG&E | MW | Commercial | Com - Office (Large) | Lighting | No | Lighting - Plug-In Fixture (Induction) | 0 | 0 | 0 | 0 | 0.043733 | 0.054926 | 0.11954 | 0.13662 | 0.14653 | 0.15643 | 0.16366 | 0.16895
PG&E | MW | Commercial | Com - Office (Large) | Lighting | No | Lighting - Plug-In Fixture (Linear Fluorescent) | 1.181 | 1.2515 | 1.2887 | 1.3306 | 1.3327 | 0 | 0 | 0 | 0 | 0 | 0 | 0
PG&E | MW | Commercial | Com - Office (Large) | Lighting | No | Lighting - Plug-In Fixture (PSMH with Electronic Ballast) | 0.29344 | 0.30249 | 0.29841 | 0.30042 | 0.28646 | 0.27444 | 0.25399 | 0.23612 | 0.23231 | 0.23193 | 0.23177 | 0.23179
PG&E | MW | Commercial | Com - Office (Large) | Lighting | No | Lighting - Plug-In Fixture (PSMH) | 0.30425 | 0.31327 | 0.30897 | 0.31084 | 0.29581 | 0.28302 | 0.26218 | 0.26211 | 0.25136 | 0.24585 | 0.24164 | 0.23837
PG&E | MW | Commercial | Com - Office (Large) | SHW | No | SHW - EF Rated Instantaneous Water Heater (Electric) | 0.00039458 | 0.00046045 | 0.00052032 | 0.00058368 | 0.00063273 | 0.00067277 | 0.00070086 | 0.00073313 | 0.00075471 | 0.00078268 | 0.00080445 | 0.0008208
PG&E | MW | Commercial | Com - Office (Large) | SHW | No | SHW - EF Rated Storage Water Heater (Electric) | 0.00035232 | 0.00040364 | 0 | 0 | 0 | 0 | 0 | 0 | 0 | 0 | 0 | 0
PG&E | MW | Commercial | Com - Office (Large) | Service | No | HVAC - Comprehensive Rooftop Unit Quality Maintenance | 8.8888e-08 | 7.9297e-08 | 8.0974e-08 | 8.1408e-08 | 8.0052e-08 | 7.7218e-08 | 7.2934e-08 | 6.7356e-08 | 6.0737e-08 | 5.3206e-08 | 4.5463e-08 | 3.7713e-08
PG&E | MW | Commercial | Com - Office (Large) | Service | No | Service - HVAC Fault Detection & Diagnositics | 0 | 0.00020446 | 0.00019989 | 0.0002029 | 0.00019852 | 0.00019265 | 0.00018366 | 0.00018204 | 0.00017735 | 0.00017968 | 0.00018072 | 0.00018074
PG&E | MW | Commercial | Com - Office (Large) | WholeBlg | No | HVAC - Energy Management System | 0.00016247 | 0.00020037 | 0.0001757 | 0.0001549 | 0.00013319 | 0.00011342 | 9.5296e-05 | 8.4591e-05 | 8.3383e-05 | 8.5258e-05 | 8.637e-05 | 8.6878e-05
PG&E | MW | Commercial | Com - Office (Large) | WholeBlg | No | WholeBlg - Com NC Level 2 | 0.0061158 | 0 | 0 | 0 | 0 | 0 | 0 | 0 | 0 | 0 | 0 | 0
PG&E | MW | Commercial | Com - Office (Large) | WholeBlg | No | WholeBlg - Com NC Level 3 | 0.0094125 | 0 | 0 | 0 | 0 | 0 | 0 | 0 | 0 | 0 | 0 | 0
PG&E | MW | Commercial | Com - Office (Large) | WholeBlg | No | WholeBlg - Com RET Level 1 | 0.27585 | 0.37856 | 0.48843 | 0.60593 | 0.73066 | 0.86311 | 1.0024 | 1.1482 | 1.2992 | 1.4546 | 1.6123 | 1.7713
PG&E | MW | Commercial | Com - Office (Large) | WholeBlg | No | WholeBlg - Com RET Level 2 | 0.5379 | 0.73229 | 0.94108 | 1.1669 | 1.4088 | 1.667 | 1.9398 | 2.2279 | 2.5273 | 2.8374 | 3.153 | 3.4727
PG&E | MW | Commercial | Com - Office (Small) | AppPlug | No | AppPlug - Desktop Computer (Com - Power Management) | 0.03561 | 0.038066 | 0.040858 | 0.042753 | 0.042777 | 0.041145 | 0.037941 | 0.034215 | 0.029869 | 0.026023 | 0.022522 | 0.019524
PG&E | MW | Commercial | Com - Office (Small) | AppPlug | No | AppPlug - Occupancy Sensor Plug Strip | 0.020021 | 0.025474 | 0.027155 | 0.028285 | 0.02831 | 0.027594 | 0.026014 | 0.025469 | 0.023795 | 0.022742 | 0.021225 | 0.019656
PG&E | MW | Commercial | Com - Office (Small) | BldgEnv | No | BldgEnv - Wall Spray On Insulation | 0.073209 | 0 | 0 | 0 | 0 | 0 | 0 | 0 | 0 | 0 | 0 | 0
PG&E | MW | Commercial | Com - Office (Small) | BldgEnv | No | BldgEnv - Window Film | 0 | 0 | 0 | 0 | 0 | 0 | 0 | 0 | 0.2841 | 0.60115 | 0.78803 | 0.85339
PG&E | MW | Commercial | Com - Office (Small) | HVAC | No | HVAC - Chiller (Centrifugal) | 0.032102 | 0.040031 | 0.048544 | 0.05759 | 0.067129 | 0.076991 | 0.08699 | 0.096884 | 0.10652 | 0.11562 | 0.12406 | 0.13165
PG&E | MW | Commercial | Com - Office (Small) | HVAC | No | HVAC - Chiller (Reciprocating) | 0.044137 | 0.054847 | 0.066018 | 0.078743 | 0.091315 | 0.10405 | 0.11631 | 0.12973 | 0.1422 | 0.15569 | 0.16817 | 0.17937
PG&E | MW | Commercial | Com - Office (Small) | HVAC | No | HVAC - Direct Evaporative Cooler | 0.34457 | 0.39754 | 0.45362 | 0.51345 | 0.57433 | 0.63509 | 0.69389 | 0.75186 | 0.80517 | 0.85514 | 0.89867 | 0.9347
PG&E | MW | Commercial | Com - Office (Small) | HVAC | No | HVAC - EER Rated Package Rooftop AC (EER 11) | 0 | 0 | 0 | 0 | 0 | 0 | 0 | 0 | 0 | 0.15801 | 0.17279 | 0.18567
PG&E | MW | Commercial | Com - Office (Small) | HVAC | No | HVAC - SEER Rated Package Rooftop AC (SEER 14) | 0.10776 | 0.12936 | 0 | 0 | 0 | 0 | 0 | 0 | 0 | 0 | 0 | 0
PG&E | MW | Commercial | Com - Office (Small) | HVAC | No | HVAC - SEER Rated Package Rooftop AC (SEER 15) | 0.20373 | 0.24018 | 0.12817 | 0.14654 | 0.16349 | 0.17973 | 0.19444 | 0.21045 | 0.22468 | 0.24091 | 0.25589 | 0.2694
PG&E | MW | Commercial | Com - Office (Small) | HVAC | No | HVAC - SEER Rated Package Rooftop HP (SEER 14) | 0.024142 | 0.02876 | 0 | 0 | 0 | 0 | 0 | 0 | 0 | 0 | 0 | 0
PG&E | MW | Commercial | Com - Office (Small) | HVAC | No | HVAC - SEER Rated Package Rooftop HP (SEER 15) | 0.088947 | 0.10616 | 0.057172 | 0.066082 | 0.074252 | 0.082105 | 0.089154 | 0.097069 | 0.10403 | 0.11194 | 0.11914 | 0.12557
PG&E | MW | Commercial | Com - Office (Small) | HVAC | No | HVAC - SEER Rated Split System AC (SEER 14) | 0.038267 | 0.043979 | 0.049097 | 0 | 0 | 0 | 0 | 0 | 0 | 0 | 0 | 0
PG&E | MW | Commercial | Com - Office (Small) | HVAC | No | HVAC - SEER Rated Split System AC (SEER 15) | 0.0095828 | 0.012231 | 0.0069105 | 0.0082688 | 0.0095592 | 0.010838 | 0.01205 | 0.013363 | 0.014593 | 0.015943 | 0.017242 | 0.018482
PG&E | MW | Commercial | Com - Office (Small) | HVAC | No | HVAC - SEER Rated Split System HP (SEER 14) | 0.14944 | 0.17841 | 0.027925 | 0.032238 | 0.0362 | 0.040001 | 0.043419 | 0.047206 | 0.050528 | 0.05426 | 0.057659 | 0.060681
PG&E | MW | Commercial | Com - Office (Small) | HVAC | No | HVAC - SEER Rated Split System HP (SEER 15) | 0.051862 | 0.061726 | 0.033178 | 0.038247 | 0.042913 | 0.047402 | 0.051451 | 0.055947 | 0.059913 | 0.064376 | 0.068461 | 0.072119
PG&E | MW | Commercial | Com - Office (Small) | Lighting | Yes | Lighting - LED Fixture (Replacing T8) - Emerging | 0 | 0 | 0.034202 | 0.072576 | 0.11839 | 0.17208 | 0.23007 | 0.30006 | 0.36968 | 0.44894 | 0.53094 | 0.61102
PG&E | MW | Commercial | Com - Office (Small) | Lighting | Yes | Lighting - LED Lamp (Basic High - Indoor) - Emerging | 0.0027644 | 0.0038712 | 0.0052342 | 0.0068375 | 0.0074016 | 0.0010268 | 0.0010949 | 0.0014302 | 0.0020977 | 0.0026814 | 0.0031899 | 0.0036379
PG&E | MW | Commercial | Com - Office (Small) | Lighting | Yes | Lighting - LED Lamp (Basic Low - Indoor) - Emerging | 0.0059396 | 0.0091491 | 0.011015 | 0.012653 | 0.014325 | 0.002443 | 0.0042892 | 0.0061316 | 0.0078584 | 0.0095845 | 0.011254 | 0.012839
PG&E | MW | Commercial | Com - Office (Small) | Lighting | Yes | Lighting - LED Plug-In Indoor Fixture - Emerging | 0.01771 | 0.022318 | 0.027817 | 0.034659 | 0.042037 | 0.0029921 | 0.0038141 | 0.0047729 | 0.0058219 | 0.007051 | 0.008327 | 0.0096321
PG&E | MW | Commercial | Com - Office (Small) | Lighting | No | Lighting - Cold Cathode Lamp | 0.0049162 | 0.0050065 | 0.0050474 | 0.0051463 | 0.0051501 | 0 | 0 | 0 | 0 | 0 | 0 | 0
PG&E | MW | Commercial | Com - Office (Small) | Lighting | No | Lighting - Compact Fluorescent Fixture (Indoor) | 1.2961 | 1.2954 | 1.2973 | 1.3131 | 1.3176 | 0 | 0 | 0 | 0 | 0 | 0 | 0
PG&E | MW | Commercial | Com - Office (Small) | Lighting | No | Lighting - Compact Fluorescent Lamp (Basic High - Indoor) | 0.087503 | 0.073419 | 0.06283 | 0.055979 | 0.051673 | 0 | 0 | 0 | 0 | 0 | 0 | 0
PG&E | MW | Commercial | Com - Office (Small) | Lighting | No | Lighting - Compact Fluorescent Lamp (Basic Low - Indoor) | 0.14757 | 0.12759 | 0.11465 | 0.10842 | 0.10476 | 0 | 0 | 0 | 0 | 0 | 0 | 0
PG&E | MW | Commercial | Com - Office (Small) | Lighting | No | Lighting - Exit Fixture (LED) | 0.11291 | 0.10097 | 0.077626 | 0.052563 | 0.031451 | 0.015816 | 0.0048823 | 0 | 0 | 0 | 0 | 0
PG&E | MW | Commercial | Com - Office (Small) | Lighting | No | Lighting - Halogen Lamp (A-Line) | 0.0013665 | 0.0016813 | 0.0019782 | 0.0022951 | 0.0026167 | 0 | 0 | 0 | 0 | 0 | 0 | 0
PG&E | MW | Commercial | Com - Office (Small) | Lighting | No | Lighting - Halogen Lamp (Reflector) | 0.00053391 | 0.00065159 | 0.00075441 | 0.00085904 | 0.00096182 | 0.0010405 | 0.0011151 | 0.0011786 | 0.0012359 | 0.0012865 | 0.0013324 | 0.0013736
PG&E | MW | Commercial | Com - Office (Small) | Lighting | No | Lighting - High Bay HID to T5 | 0 | 0.022237 | 0.021766 | 0.022126 | 0.021677 | 0.021065 | 0.02011 | 0.01996 | 0.019474 | 0.019753 | 0.019891 | 0.019918
PG&E | MW | Commercial | Com - Office (Small) | Lighting | No | Lighting - Induction Fixture (Indoor) | 0.011775 | 0.013956 | 0.016002 | 0.018217 | 0.020059 | 0.021673 | 0.022935 | 0.024358 | 0.025433 | 0.026714 | 0.027766 | 0.028602
PG&E | MW | Commercial | Com - Office (Small) | Lighting | No | Lighting - Linear Fluorescent Delamping | 0.0031204 | 0.002995 | 0.002822 | 0.0022617 | 0 | 0 | 0 | 0 | 0 | 0 | 0 | 0
PG&E | MW | Commercial | Com - Office (Small) | Lighting | No | Lighting - Linear Fluorescent Fixture (Low Wattage T8) | 0.078605 | 0.095299 | 0.1097 | 0.12377 | 0.1347 | 0.14345 | 0.14955 | 0.15548 | 0.15923 | 0.16331 | 0.16585 | 0.16711
PG&E | MW | Commercial | Com - Office (Small) | Lighting | No | Lighting - Occupancy Sensor | 0 | 0 | 0 | 0 | 0 | 0.20535 | 0.18559 | 0.14161 | 0.10535 | 0.082072 | 0.066706 | 0.058679
PG&E | MW | Commercial | Com - Office (Small) | Lighting | No | Lighting - Plug-In Fixture (Compact Fluorescent) | 0.19468 | 0.19344 | 0.19228 | 0.1948 | 0.19511 | 0 | 0 | 0 | 0 | 0 | 0 | 0
PG&E | MW | Commercial | Com - Office (Small) | Lighting | No | Lighting - Plug-In Fixture (Induction) | 0 | 0 | 0 | 0 | 0 | 0 | 0.012979 | 0.036648 | 0.041921 | 0.046751 | 0.050275 | 0.052753
PG&E | MW | Commercial | Com - Office (Small) | Lighting | No | Lighting - Plug-In Fixture (Linear Fluorescent) | 0.38413 | 0.40409 | 0.41465 | 0.42793 | 0.42914 | 0 | 0 | 0 | 0 | 0 | 0 | 0
PG&E | MW | Commercial | Com - Office (Small) | Lighting | No | Lighting - Plug-In Fixture (PSMH with Electronic Ballast) | 0.095299 | 0.09965 | 0.098152 | 0.098847 | 0.097954 | 0.096657 | 0.091152 | 0.083231 | 0.078317 | 0.077571 | 0.076982 | 0.076612
PG&E | MW | Commercial | Com - Office (Small) | Lighting | No | Lighting - Plug-In Fixture (PSMH) | 0.099639 | 0.10443 | 0.10297 | 0.10376 | 0.10272 | 0.10122 | 0.095246 | 0.089029 | 0.086953 | 0.083889 | 0.081625 | 0.079963
PG&E | MW | Commercial | Com - Office (Small) | SHW | No | SHW - EF Rated Instantaneous Water Heater (Electric) | 0.0007044 | 0.00082292 | 0.00093272 | 0.0010496 | 0.0011409 | 0.0012154 | 0.0012679 | 0.0013276 | 0.0013675 | 0.0014187 | 0.0014585 | 0.0014882
PG&E | MW | Commercial | Com - Office (Small) | SHW | No | SHW - EF Rated Storage Water Heater (Electric) | 0.00056941 | 0.00065226 | 0 | 0 | 0 | 0 | 0 | 0 | 0 | 0 | 0 | 0
PG&E | MW | Commercial | Com - Office (Small) | Service | No | HVAC - Comprehensive Rooftop Unit Quality Maintenance | 2.7934e-08 | 2.492e-08 | 2.5447e-08 | 2.5584e-08 | 2.5157e-08 | 2.4267e-08 | 2.292e-08 | 2.1167e-08 | 1.9087e-08 | 1.672e-08 | 1.4287e-08 | 1.1852e-08
PG&E | MW | Commercial | Com - Office (Small) | Service | No | Service - HVAC Fault Detection & Diagnositics | 0 | 6.4253e-05 | 6.2817e-05 | 6.3763e-05 | 6.2387e-05 | 6.0543e-05 | 5.7718e-05 | 5.7208e-05 | 5.5735e-05 | 5.6467e-05 | 5.6792e-05 | 5.68e-05
PG&E | MW | Commercial | Com - Office (Small) | WholeBlg | No | HVAC - Energy Management System | 5.1057e-05 | 6.297e-05 | 5.5216e-05 | 4.8679e-05 | 4.1856e-05 | 3.5642e-05 | 2.9948e-05 | 2.6584e-05 | 2.6204e-05 | 2.6793e-05 | 2.7143e-05 | 2.7302e-05
PG&E | MW | Commercial | Com - Office (Small) | WholeBlg | No | WholeBlg - Com NC Level 2 | 0.0019221 | 0 | 0 | 0 | 0 | 0 | 0 | 0 | 0 | 0 | 0 | 0
PG&E | MW | Commercial | Com - Office (Small) | WholeBlg | No | WholeBlg - Com NC Level 3 | 0.0029665 | 0 | 0 | 0 | 0 | 0 | 0 | 0 | 0 | 0 | 0 | 0
PG&E | MW | Commercial | Com - Office (Small) | WholeBlg | No | WholeBlg - Com RET Level 1 | 0.083172 | 0.11424 | 0.14752 | 0.18319 | 0.2211 | 0.26145 | 0.30391 | 0.34846 | 0.39464 | 0.44224 | 0.49061 | 0.53946
PG&E | MW | Commercial | Com - Office (Small) | WholeBlg | No | WholeBlg - Com RET Level 2 | 0.16579 | 0.22584 | 0.29035 | 0.36021 | 0.43507 | 0.51503 | 0.59948 | 0.68875 | 0.78155 | 0.87782 | 0.97589 | 1.0756
PG&E | MW | Commercial | Com - Restaurant (Fast Food) | AppPlug | No | AppPlug - Desktop Computer (Com - Power Management) | 0.0059267 | 0.0063819 | 0.0067689 | 0.0070185 | 0.0069739 | 0.0066838 | 0.0061629 | 0.0055791 | 0.0049023 | 0.0043068 | 0.0037589 | 0.0032814
PG&E | MW | Commercial | Com - Restaurant (Fast Food) | AppPlug | No | AppPlug - Occupancy Sensor Plug Strip | 0.0036583 | 0.0046532 | 0.0049576 | 0.0051609 | 0.005162 | 0.0050273 | 0.0047349 | 0.0046304 | 0.00432 | 0.0041214 | 0.0038373 | 0.0035433
PG&E | MW | Commercial | Com - Restaurant (Fast Food) | BldgEnv | No | BldgEnv - Wall Spray On Insulation | 0.0060419 | 0 | 0 | 0 | 0 | 0 | 0 | 0 | 0 | 0 | 0 | 0
PG&E | MW | Commercial | Com - Restaurant (Fast Food) | BldgEnv | No | BldgEnv - Window Film | 0 | 0 | 0 | 0 | 0 | 0 | 0 | 0 | 0.05794 | 0.1226 | 0.16071 | 0.17404
PG&E | MW | Commercial | Com - Restaurant (Fast Food) | ComRefrig | No | ComRefrig - Strip Curtain for Walk In Refrigerator | 0.073298 | 0.0696 | 0.085019 | 0.098328 | 0.10587 | 0.10422 | 0.09213 | 0.072039 | 0.049114 | 0.028422 | 0.012658 | 0.0020258
PG&E | MW | Commercial | Com - Restaurant (Fast Food) | FoodServ | No | FoodServ - Electric Griddle | 3.5546e-05 | 4.4006e-05 | 5.2708e-05 | 6.2499e-05 | 7.1716e-05 | 8.0564e-05 | 8.84e-05 | 9.6719e-05 | 0.00010356 | 0.00011079 | 0.00011665 | 0.00012104
PG&E | MW | Commercial | Com - Restaurant (Fast Food) | FoodServ | No | FoodServ - Electric Steamer | 0.023801 | 0.028927 | 0.033786 | 0.038902 | 0.043132 | 0.046655 | 0.049148 | 0.051644 | 0.053065 | 0.054643 | 0.055473 | 0.055645
PG&E | MW | Commercial | Com - Restaurant (Fast Food) | FoodServ | No | FoodServ - Fryer (Electric) | 0.0010214 | 0.0012574 | 0.0014967 | 0.001763 | 0.0020086 | 0.0022395 | 0.0024384 | 0.0026476 | 0.0028137 | 0.0029893 | 0.0031272 | 0.0032264
PG&E | MW | Commercial | Com - Restaurant (Fast Food) | FoodServ | No | FoodServ - Grill to Order Cabinet | 0.012865 | 0.016015 | 0.019264 | 0.022922 | 0.026374 | 0.029689 | 0.03262 | 0.035716 | 0.038237 | 0.040878 | 0.04297 | 0.044479
PG&E | MW | Commercial | Com - Restaurant (Fast Food) | FoodServ | No | FoodServ - Oven (Electric) | 0.0050535 | 0.006208 | 0.00735 | 0.0085934 | 0.0096961 | 0.010688 | 0.011487 | 0.012307 | 0.012893 | 0.013509 | 0.013937 | 0.014185
PG&E | MW | Commercial | Com - Restaurant (Fast Food) | HVAC | Yes | HVAC - Advanced Package Rooftop AC (> EER 12) - Emerging | 0 | 0 | 0.00022545 | 0.00061229 | 0.0011271 | 0.0017482 | 0.0024613 | 0.003266 | 0.0041685 | 0.005167 | 0.00617 | 0.0072465
PG&E | MW | Commercial | Com - Restaurant (Fast Food) | HVAC | No | HVAC - Direct Evaporative Cooler | 0.094245 | 0.10838 | 0.12305 | 0.13844 | 0.15386 | 0.1691 | 0.18375 | 0.1981 | 0.21126 | 0.22361 | 0.2345 | 0.24368
PG&E | MW | Commercial | Com - Restaurant (Fast Food) | HVAC | No | HVAC - EER Rated Package Rooftop AC (EER 11) | 0 | 0 | 0 | 0 | 0 | 0 | 0 | 0 | 0 | 0 | 0.044235 | 0.047705
PG&E | MW | Commercial | Com - Restaurant (Fast Food) | HVAC | No | HVAC - SEER Rated Package Rooftop AC (Recharge) | 0.17113 | 0.15736 | 0.15989 | 0.15291 | 0.13649 | 0.1131 | 0.08644 | 0.060299 | 0.03741 | 0.018977 | 0.0051832 | 0
PG&E | MW | Commercial | Com - Restaurant (Fast Food) | HVAC | No | HVAC - SEER Rated Package Rooftop AC (SEER 14) | 0.028654 | 0.034573 | 0 | 0 | 0 | 0 | 0 | 0 | 0 | 0 | 0 | 0
PG&E | MW | Commercial | Com - Restaurant (Fast Food) | HVAC | No | HVAC - SEER Rated Package Rooftop AC (SEER 15) | 0.064733 | 0.076162 | 0.040534 | 0.046254 | 0.051479 | 0.056456 | 0.060915 | 0.065811 | 0.07022 | 0.075296 | 0.079957 | 0.084147
PG&E | MW | Commercial | Com - Restaurant (Fast Food) | HVAC | No | HVAC - SEER Rated Package Rooftop HP (SEER 14) | 0.0078843 | 0.0093761 | 0 | 0 | 0 | 0 | 0 | 0 | 0 | 0 | 0 | 0
PG&E | MW | Commercial | Com - Restaurant (Fast Food) | HVAC | No | HVAC - SEER Rated Package Rooftop HP (SEER 15) | 0.029895 | 0.035792 | 0.019312 | 0.022344 | 0.025135 | 0.027818 | 0.030233 | 0.032922 | 0.035296 | 0.037983 | 0.040427 | 0.042595
PG&E | MW | Commercial | Com - Restaurant (Fast Food) | HVAC | No | HVAC - SEER Rated Split System AC (SEER 14) | 0.01521 | 0.017612 | 0.01987 | 0 | 0 | 0 | 0 | 0 | 0 | 0 | 0 | 0
PG&E | MW | Commercial | Com - Restaurant (Fast Food) | HVAC | No | HVAC - SEER Rated Split System AC (SEER 15) | 0.0035314 | 0.0045288 | 0.0025779 | 0.003116 | 0.0036436 | 0.0041799 | 0.0047027 | 0.0052845 | 0.0058467 | 0.0064772 | 0.0071011 | 0.0077122
PG&E | MW | Commercial | Com - Restaurant (Fast Food) | HVAC | No | HVAC - SEER Rated Split System HP (SEER 14) | 0.048559 | 0.057985 | 0.0090769 | 0.010471 | 0.011761 | 0.013002 | 0.014127 | 0.01536 | 0.016449 | 0.017653 | 0.018749 | 0.019725
PG&E | MW | Commercial | Com - Restaurant (Fast Food) | HVAC | No | HVAC - SEER Rated Split System HP (SEER 15) | 0.016924 | 0.020182 | 0.010862 | 0.012526 | 0.014066 | 0.015551 | 0.016896 | 0.018377 | 0.019687 | 0.021144 | 0.022474 | 0.023662
PG&E | MW | Commercial | Com - Restaurant (Fast Food) | Lighting | Yes | Lighting - LED Fixture (Replacing T8) - Emerging | 0.0075131 | 0.011246 | 0.016624 | 0.024062 | 0.032961 | 0.043807 | 0.055863 | 0.070623 | 0.085937 | 0.10372 | 0.12243 | 0.14095
PG&E | MW | Commercial | Com - Restaurant (Fast Food) | Lighting | Yes | Lighting - LED Lamp (Basic High - Indoor) - Emerging | 0.020069 | 0.034866 | 0.052514 | 0.068093 | 0.0825 | 0.012604 | 0.014553 | 0.016447 | 0.018082 | 0.019554 | 0.020754 | 0.021699
PG&E | MW | Commercial | Com - Restaurant (Fast Food) | Lighting | Yes | Lighting - LED Lamp (Basic Low - Indoor) - Emerging | 0.084671 | 0.14012 | 0.17876 | 0.22351 | 0.27073 | 0.048495 | 0.055093 | 0.06124 | 0.066206 | 0.072766 | 0.10228 | 0.1286
PG&E | MW | Commercial | Com - Restaurant (Fast Food) | Lighting | Yes | Lighting - LED Plug-In Indoor Fixture - Emerging | 0.00498 | 0.0063107 | 0.0077675 | 0.0094776 | 0.011216 | 0.00075759 | 0.00096765 | 0.0012108 | 0.0014602 | 0.0017428 | 0.0020255 | 0.0023062
PG&E | MW | Commercial | Com - Restaurant (Fast Food) | Lighting | No | Lighting - Cold Cathode Lamp | 0.0016028 | 0.0015868 | 0.001569 | 0.0015725 | 0.0015583 | 0 | 0 | 0 | 0 | 0 | 0 | 0
PG&E | MW | Commercial | Com - Restaurant (Fast Food) | Lighting | No | Lighting - Compact Fluorescent Fixture (Indoor) | 0.2515 | 0.25112 | 0.25123 | 0.25403 | 0.25434 | 0 | 0 | 0 | 0 | 0 | 0 | 0
PG&E | MW | Commercial | Com - Restaurant (Fast Food) | Lighting | No | Lighting - Compact Fluorescent Lamp (Basic High - Indoor) | 0.4592 | 0.55561 | 0.63364 | 0.69808 | 0.73892 | 0 | 0 | 0 | 0 | 0 | 0 | 0
PG&E | MW | Commercial | Com - Restaurant (Fast Food) | Lighting | No | Lighting - Compact Fluorescent Lamp (Basic Low - Indoor) | 1.5017 | 1.6348 | 1.723 | 1.7749 | 1.7746 | 0 | 0 | 0 | 0 | 0 | 0 | 0
PG&E | MW | Commercial | Com - Restaurant (Fast Food) | Lighting | No | Lighting - Exit Fixture (LED) | 0.018668 | 0.016699 | 0.012845 | 0.008703 | 0.0052164 | 0.0026347 | 0.00082649 | 0 | 0 | 0 | 0 | 0
PG&E | MW | Commercial | Com - Restaurant (Fast Food) | Lighting | No | Lighting - Halogen Lamp (A-Line) | 0.00024984 | 0.00030721 | 0.00036134 | 0.0004191 | 0.00047769 | 0 | 0 | 0 | 0 | 0 | 0 | 0
PG&E | MW | Commercial | Com - Restaurant (Fast Food) | Lighting | No | Lighting - Halogen Lamp (Reflector) | 9.7639e-05 | 0.00011908 | 0.00013782 | 0.00015687 | 0.00017557 | 0.0001896 | 0.00020327 | 0.00021469 | 0.00022512 | 0.00023427 | 0.0002426 | 0.00025008
PG&E | MW | Commercial | Com - Restaurant (Fast Food) | Lighting | No | Lighting - High Bay HID to T5 | 0.0065504 | 0.0068826 | 0.0074199 | 0.0077537 | 0.007713 | 0.0073426 | 0.0066649 | 0.0058837 | 0.0050081 | 0.0042395 | 0.0035667 | 0.0030104
PG&E | MW | Commercial | Com - Restaurant (Fast Food) | Lighting | No | Lighting - Induction Fixture (Indoor) | 0.0024853 | 0.0029763 | 0.0034345 | 0.0039239 | 0.0043272 | 0.0046788 | 0.004953 | 0.0052569 | 0.0054829 | 0.0057489 | 0.0059624 | 0.0061266
PG&E | MW | Commercial | Com - Restaurant (Fast Food) | Lighting | No | Lighting - Linear Fluorescent Delamping | 0.0052763 | 0.0050619 | 0.0047867 | 0.0038435 | 0.002175 | 0 | 0 | 0 | 0 | 0 | 0 | 0
PG&E | MW | Commercial | Com - Restaurant (Fast Food) | Lighting | No | Lighting - Linear Fluorescent Fixture (Low Wattage T8) | 0.021398 | 0.024969 | 0.028152 | 0.031407 | 0.033913 | 0.035874 | 0.037178 | 0.038483 | 0.039219 | 0.040066 | 0.040536 | 0.040702
PG&E | MW | Commercial | Com - Restaurant (Fast Food) | Lighting | No | Lighting - Occupancy Sensor | 0 | 0 | 0 | 0 | 0 | 0 | 0 | 0 | 0 | 0 | 0 | 0.014642
PG&E | MW | Commercial | Com - Restaurant (Fast Food) | Lighting | No | Lighting - Plug-In Fixture (Compact Fluorescent) | 0.044863 | 0.04399 | 0.043151 | 0.043201 | 0.042812 | 0 | 0 | 0 | 0 | 0 | 0 | 0
PG&E | MW | Commercial | Com - Restaurant (Fast Food) | Lighting | No | Lighting - Plug-In Fixture (Induction) | 0.012312 | 0.012249 | 0.012234 | 0.012484 | 0.012515 | 0.012495 | 0.012369 | 0.012473 | 0.012473 | 0.012696 | 0.012874 | 0.013014
PG&E | MW | Commercial | Com - Restaurant (Fast Food) | Lighting | No | Lighting - Plug-In Fixture (Linear Fluorescent) | 0.081963 | 0.08687 | 0.089452 | 0.092438 | 0.092611 | 0 | 0 | 0 | 0 | 0 | 0 | 0
PG&E | MW | Commercial | Com - Restaurant (Fast Food) | Lighting | No | Lighting - Plug-In Fixture (MH Directional) | 0 | 0 | 0 | 0 | 0 | 0 | 0 | 0 | 0 | 0 | 0 | 0.0035892
PG&E | MW | Commercial | Com - Restaurant (Fast Food) | Lighting | No | Lighting - Plug-In Fixture (PSMH with Electronic Ballast) | 0.014361 | 0.015013 | 0.014899 | 0.015055 | 0.014995 | 0.014885 | 0.014685 | 0.014681 | 0.014592 | 0.014693 | 0.014762 | 0.014808
PG&E | MW | Commercial | Com - Restaurant (Fast Food) | Lighting | No | Lighting - Plug-In Fixture (PSMH) | 0.014025 | 0.014661 | 0.014503 | 0.01458 | 0.014443 | 0.014254 | 0.013986 | 0.013895 | 0.01373 | 0.013741 | 0.013728 | 0.013703
PG&E | MW | Commercial | Com - Restaurant (Fast Food) | SHW | No | SHW - EF Rated Instantaneous Water Heater (Electric) | 0.0006651 | 0.00077798 | 0.00088536 | 0.0010006 | 0.0010916 | 0.001166 | 0.0012189 | 0.0012781 | 0.0013178 | 0.001368 | 0.0014067 | 0.0014356
PG&E | MW | Commercial | Com - Restaurant (Fast Food) | SHW | No | SHW - EF Rated Storage Water Heater (Electric) | 0.00052847 | 0.00060524 | 0 | 0 | 0 | 0 | 0 | 0 | 0 | 0 | 0 | 0
PG&E | MW | Commercial | Com - Restaurant (Fast Food) | Service | No | HVAC - Comprehensive Rooftop Unit Quality Maintenance | 5.1057e-09 | 4.5548e-09 | 4.6511e-09 | 4.6761e-09 | 4.5982e-09 | 4.4354e-09 | 4.1893e-09 | 3.8689e-09 | 3.4887e-09 | 3.0561e-09 | 2.6114e-09 | 2.1662e-09
PG&E | MW | Commercial | Com - Restaurant (Fast Food) | Service | No | Service - HVAC Fault Detection & Diagnositics | 0 | 1.1671e-05 | 1.1331e-05 | 1.1408e-05 | 1.1041e-05 | 1.0579e-05 | 9.9445e-06 | 9.6989e-06 | 9.2852e-06 | 9.2334e-06 | 9.0897e-06 | 8.884e-06
PG&E | MW | Commercial | Com - Restaurant (Fast Food) | WholeBlg | No | HVAC - Energy Management System | 9.3319e-06 | 1.1509e-05 | 1.0092e-05 | 8.8973e-06 | 7.6502e-06 | 6.5146e-06 | 5.4738e-06 | 4.8589e-06 | 4.7895e-06 | 4.8972e-06 | 4.961e-06 | 4.9902e-06
PG&E | MW | Commercial | Com - Restaurant (Fast Food) | WholeBlg | No | WholeBlg - Com NC Level 2 | 0.00035657 | 0 | 0 | 0 | 0 | 0 | 0 | 0 | 0 | 0 | 0 | 0
PG&E | MW | Commercial | Com - Restaurant (Fast Food) | WholeBlg | No | WholeBlg - Com NC Level 3 | 0.0004848 | 0 | 0 | 0 | 0 | 0 | 0 | 0 | 0 | 0 | 0 | 0
PG&E | MW | Commercial | Com - Restaurant (Fast Food) | WholeBlg | No | WholeBlg - Com NC ZNE | 0.0012037 | 0.0012283 | 0.0025495 | 0.0041735 | 0.0048893 | 0.0065779 | 0.0081818 | 0.0076825 | 0.0091481 | 0.011031 | 0.008728 | 0.010129
PG&E | MW | Commercial | Com - Restaurant (Fast Food) | WholeBlg | No | WholeBlg - Com RET Level 1 | 0.055663 | 0.07618 | 0.098174 | 0.1218 | 0.14702 | 0.17375 | 0.20187 | 0.23132 | 0.2618 | 0.29309 | 0.32479 | 0.35658
PG&E | MW | Commercial | Com - Restaurant (Fast Food) | WholeBlg | No | WholeBlg - Com RET Level 2 | 0.089731 | 0.12196 | 0.15657 | 0.19388 | 0.23379 | 0.27631 | 0.32123 | 0.36846 | 0.41747 | 0.46788 | 0.51892 | 0.57004
PG&E | MW | Commercial | Com - Restaurant (Sit Down) | AppPlug | No | AppPlug - Desktop Computer (Com - Power Management) | 0.0059267 | 0.0063819 | 0.0067689 | 0.0070185 | 0.0069739 | 0.0066838 | 0.0061629 | 0.0055791 | 0.0049023 | 0.0043068 | 0.0037589 | 0.0032814
PG&E | MW | Commercial | Com - Restaurant (Sit Down) | AppPlug | No | AppPlug - Occupancy Sensor Plug Strip | 0.0036583 | 0.0046532 | 0.0049576 | 0.0051609 | 0.005162 | 0.0050273 | 0.0047349 | 0.0046304 | 0.00432 | 0.0041214 | 0.0038373 | 0.0035433
PG&E | MW | Commercial | Com - Restaurant (Sit Down) | BldgEnv | No | BldgEnv - Wall Spray On Insulation | 0.0015207 | 0 | 0 | 0 | 0 | 0 | 0 | 0 | 0 | 0 | 0 | 0
PG&E | MW | Commercial | Com - Restaurant (Sit Down) | BldgEnv | No | BldgEnv - Window Film | 0 | 0 | 0 | 0 | 0 | 0 | 0 | 0 | 0.05794 | 0.1226 | 0.16071 | 0.17404
PG&E | MW | Commercial | Com - Restaurant (Sit Down) | ComRefrig | No | ComRefrig - Refrigerated Case Night Cover (Low Temp) | 0.0063947 | 0.0061424 | 0.0080841 | 0.010336 | 0.012685 | 0.01473 | 0.015907 | 0.015673 | 0.013831 | 0.010757 | 0.007267 | 0.0041459
PG&E | MW | Commercial | Com - Restaurant (Sit Down) | ComRefrig | No | ComRefrig - Refrigerated Case Night Cover (Med Temp) | 0.049237 | 0.047265 | 0.061995 | 0.078986 | 0.09662 | 0.11187 | 0.12053 | 0.11864 | 0.10478 | 0.081738 | 0.055524 | 0.031959
PG&E | MW | Commercial | Com - Restaurant (Sit Down) | ComRefrig | No | ComRefrig - Strip Curtain for Walk In Refrigerator | 0.073298 | 0.0696 | 0.085019 | 0.098328 | 0.10587 | 0.10422 | 0.09213 | 0.072039 | 0.049114 | 0.028422 | 0.012658 | 0.0020258
PG&E | MW | Commercial | Com - Restaurant (Sit Down) | FoodServ | No | FoodServ - Electric Griddle | 3.5546e-05 | 4.4005e-05 | 5.2706e-05 | 6.2495e-05 | 7.171e-05 | 8.0556e-05 | 8.8389e-05 | 9.6705e-05 | 0.00010354 | 0.00011077 | 0.00011662 | 0.000121
PG&E | MW | Commercial | Com - Restaurant (Sit Down) | FoodServ | No | FoodServ - Electric Steamer | 0.0238 | 0.028926 | 0.033785 | 0.0389 | 0.043128 | 0.046649 | 0.049141 | 0.051636 | 0.053054 | 0.054631 | 0.055458 | 0.055628
PG&E | MW | Commercial | Com - Restaurant (Sit Down) | FoodServ | No | FoodServ - Fryer (Electric) | 0.0010214 | 0.0012574 | 0.0014967 | 0.0017629 | 0.0020084 | 0.0022393 | 0.0024381 | 0.0026472 | 0.0028132 | 0.0029887 | 0.0031265 | 0.0032255
PG&E | MW | Commercial | Com - Restaurant (Sit Down) | FoodServ | No | FoodServ - Oven (Electric) | 0.0050534 | 0.0062079 | 0.0073497 | 0.0085929 | 0.0096953 | 0.010687 | 0.011486 | 0.012305 | 0.01289 | 0.013506 | 0.013933 | 0.014181
PG&E | MW | Commercial | Com - Restaurant (Sit Down) | HVAC | Yes | HVAC - Advanced Package Rooftop AC (> EER 12) - Emerging | 0 | 0 | 0.00021221 | 0.00056724 | 0.001036 | 0.0015998 | 0.0022107 | 0.002882 | 0.0036288 | 0.0044544 | 0.0053576 | 0.0063483
PG&E | MW | Commercial | Com - Restaurant (Sit Down) | HVAC | No | HVAC - Direct Evaporative Cooler | 0.060431 | 0.069632 | 0.079363 | 0.089738 | 0.10031 | 0.11087 | 0.12116 | 0.1314 | 0.14093 | 0.15001 | 0.15812 | 0.16508
PG&E | MW | Commercial | Com - Restaurant (Sit Down) | HVAC | No | HVAC - EER Rated Package Rooftop AC (EER 11) | 0 | 0 | 0 | 0 | 0 | 0 | 0.026286 | 0.029156 | 0.031693 | 0.034343 | 0.036712 | 0.038808
PG&E | MW | Commercial | Com - Restaurant (Sit Down) | HVAC | No | HVAC - SEER Rated Package Rooftop AC (Recharge) | 0 | 0 | 0 | 0 | 0 | 0 | 0 | 0.046936 | 0.032788 | 0.018957 | 0.0078626 | 0
PG&E | MW | Commercial | Com - Restaurant (Sit Down) | HVAC | No | HVAC - SEER Rated Package Rooftop AC (SEER 14) | 0.019267 | 0.023158 | 0 | 0 | 0 | 0 | 0 | 0 | 0 | 0 | 0 | 0
PG&E | MW | Commercial | Com - Restaurant (Sit Down) | HVAC | No | HVAC - SEER Rated Package Rooftop AC (SEER 15) | 0.047084 | 0.05554 | 0.029627 | 0.033881 | 0.037786 | 0.041521 | 0.044888 | 0.048579 | 0.051858 | 0.055641 | 0.059108 | 0.062232
PG&E | MW | Commercial | Com - Restaurant (Sit Down) | HVAC | No | HVAC - SEER Rated Package Rooftop HP (SEER 14) | 0.0058844 | 0.0070066 | 0 | 0 | 0 | 0 | 0 | 0 | 0 | 0 | 0 | 0
PG&E | MW | Commercial | Com - Restaurant (Sit Down) | HVAC | No | HVAC - SEER Rated Package Rooftop HP (SEER 15) | 0.022047 | 0.026379 | 0.014233 | 0.016453 | 0.018509 | 0.020493 | 0.022292 | 0.024272 | 0.026025 | 0.027983 | 0.029764 | 0.03135
PG&E | MW | Commercial | Com - Restaurant (Sit Down) | HVAC | No | HVAC - SEER Rated Split System AC (SEER 14) | 0.009654 | 0.011167 | 0.012548 | 0 | 0 | 0 | 0 | 0 | 0 | 0 | 0 | 0
PG&E | MW | Commercial | Com - Restaurant (Sit Down) | HVAC | No | HVAC - SEER Rated Split System AC (SEER 15) | 0.0027691 | 0.0035407 | 0.0020065 | 0.0024127 | 0.0028039 | 0.0031961 | 0.0035725 | 0.003986 | 0.0043779 | 0.0048132 | 0.0052359 | 0.0056429
PG&E | MW | Commercial | Com - Restaurant (Sit Down) | HVAC | No | HVAC - SEER Rated Split System HP (SEER 14) | 0.030574 | 0.036515 | 0.0057184 | 0.0065956 | 0.0074108 | 0.0081968 | 0.0089125 | 0.0096911 | 0.010382 | 0.01114 | 0.011829 | 0.012446
PG&E | MW | Commercial | Com - Restaurant (Sit Down) | HVAC | No | HVAC - SEER Rated Split System HP (SEER 15) | 0.011078 | 0.01321 | 0.0071105 | 0.0081977 | 0.0092071 | 0.010181 | 0.011067 | 0.012037 | 0.012898 | 0.013848 | 0.014715 | 0.015492
PG&E | MW | Commercial | Com - Restaurant (Sit Down) | Lighting | Yes | Lighting - LED Fixture (Replacing T8) - Emerging | 0.0072457 | 0.010841 | 0.016044 | 0.023258 | 0.031901 | 0.042466 | 0.054232 | 0.068685 | 0.08369 | 0.10116 | 0.11956 | 0.1378
PG&E | MW | Commercial | Com - Restaurant (Sit Down) | Lighting | Yes | Lighting - LED Lamp (Basic High - Indoor) - Emerging | 0.019965 | 0.034679 | 0.052214 | 0.067658 | 0.081956 | 0.012518 | 0.014451 | 0.016327 | 0.017948 | 0.019406 | 0.020593 | 0.021527
PG&E | MW | Commercial | Com - Restaurant (Sit Down) | Lighting | Yes | Lighting - LED Lamp (Basic Low - Indoor) - Emerging | 0.084176 | 0.1392 | 0.17756 | 0.22194 | 0.26876 | 0.04813 | 0.054666 | 0.060751 | 0.065666 | 0.072143 | 0.10143 | 0.12754
PG&E | MW | Commercial | Com - Restaurant (Sit Down) | Lighting | Yes | Lighting - LED Plug-In Indoor Fixture - Emerging | 0.0049591 | 0.0062841 | 0.0077327 | 0.0094318 | 0.011158 | 0.00075335 | 0.00096245 | 0.0012044 | 0.0014524 | 0.0017332 | 0.0020139 | 0.0022923
PG&E | MW | Commercial | Com - Restaurant (Sit Down) | Lighting | No | Lighting - Cold Cathode Lamp | 0.0016069 | 0.0015918 | 0.0015745 | 0.0015787 | 0.001565 | 0 | 0 | 0 | 0 | 0 | 0 | 0
PG&E | MW | Commercial | Com - Restaurant (Sit Down) | Lighting | No | Lighting - Compact Fluorescent Fixture (Indoor) | 0.24951 | 0.24909 | 0.24917 | 0.25192 | 0.25221 | 0 | 0 | 0 | 0 | 0 | 0 | 0
PG&E | MW | Commercial | Com - Restaurant (Sit Down) | Lighting | No | Lighting - Compact Fluorescent Lamp (Basic High - Indoor) | 0.45577 | 0.55139 | 0.62879 | 0.69268 | 0.73316 | 0 | 0 | 0 | 0 | 0 | 0 | 0
PG&E | MW | Commercial | Com - Restaurant (Sit Down) | Lighting | No | Lighting - Compact Fluorescent Lamp (Basic Low - Indoor) | 1.4904 | 1.6223 | 1.7096 | 1.761 | 1.7606 | 0 | 0 | 0 | 0 | 0 | 0 | 0
PG&E | MW | Commercial | Com - Restaurant (Sit Down) | Lighting | No | Lighting - Exit Fixture (LED) | 0.01908 | 0.017067 | 0.013127 | 0.0088928 | 0.0053285 | 0.002689 | 0.00084099 | 0 | 0 | 0 | 0 | 0
PG&E | MW | Commercial | Com - Restaurant (Sit Down) | Lighting | No | Lighting - Halogen Lamp (A-Line) | 0.00024986 | 0.00030717 | 0.00036126 | 0.00041896 | 0.00047747 | 0 | 0 | 0 | 0 | 0 | 0 | 0
PG&E | MW | Commercial | Com - Restaurant (Sit Down) | Lighting | No | Lighting - Halogen Lamp (Reflector) | 9.7659e-05 | 0.00011908 | 0.0001378 | 0.00015682 | 0.00017549 | 0.00018939 | 0.00020307 | 0.00021442 | 0.00022485 | 0.00023395 | 0.00024228 | 0.00024973
PG&E | MW | Commercial | Com - Restaurant (Sit Down) | Lighting | No | Lighting - High Bay HID to T5 | 0.0063831 | 0.006728 | 0.0072533 | 0.0075819 | 0.007545 | 0.0071897 | 0.0065345 | 0.0057804 | 0.0049329 | 0.00419 | 0.0035388 | 0.0029989
PG&E | MW | Commercial | Com - Restaurant (Sit Down) | Lighting | No | Lighting - Induction Fixture (Indoor) | 0.0025201 | 0.003015 | 0.0034764 | 0.0039687 | 0.0043731 | 0.0047261 | 0.0050013 | 0.0053068 | 0.005534 | 0.0058019 | 0.0060168 | 0.0061815
PG&E | MW | Commercial | Com - Restaurant (Sit Down) | Lighting | No | Lighting - Linear Fluorescent Delamping | 0.005294 | 0.0050788 | 0.0048029 | 0.0038566 | 0.0021824 | 0 | 0 | 0 | 0 | 0 | 0 | 0
PG&E | MW | Commercial | Com - Restaurant (Sit Down) | Lighting | No | Lighting - Linear Fluorescent Fixture (Low Wattage T8) | 0.021045 | 0.024572 | 0.027716 | 0.030937 | 0.033415 | 0.035352 | 0.036636 | 0.037929 | 0.038655 | 0.039499 | 0.039966 | 0.040128
PG&E | MW | Commercial | Com - Restaurant (Sit Down) | Lighting | No | Lighting - Occupancy Sensor | 0 | 0 | 0 | 0 | 0 | 0 | 0 | 0 | 0 | 0.017265 | 0.015999 | 0.01255
PG&E | MW | Commercial | Com - Restaurant (Sit Down) | Lighting | No | Lighting - Plug-In Fixture (Compact Fluorescent) | 0.044521 | 0.043644 | 0.042805 | 0.042849 | 0.042461 | 0 | 0 | 0 | 0 | 0 | 0 | 0
PG&E | MW | Commercial | Com - Restaurant (Sit Down) | Lighting | No | Lighting - Plug-In Fixture (Induction) | 0.012228 | 0.012163 | 0.012147 | 0.012397 | 0.012428 | 0.012407 | 0.012279 | 0.012384 | 0.012384 | 0.01261 | 0.012789 | 0.01293
PG&E | MW | Commercial | Com - Restaurant (Sit Down) | Lighting | No | Lighting - Plug-In Fixture (Linear Fluorescent) | 0.081668 | 0.086594 | 0.089191 | 0.09221 | 0.0924 | 0 | 0 | 0 | 0 | 0 | 0 | 0
PG&E | MW | Commercial | Com - Restaurant (Sit Down) | Lighting | No | Lighting - Plug-In Fixture (MH Directional) | 0 | 0 | 0 | 0 | 0 | 0 | 0 | 0 | 0 | 0 | 0 | 0.0035293
PG&E | MW | Commercial | Com - Restaurant (Sit Down) | Lighting | No | Lighting - Plug-In Fixture (PSMH with Electronic Ballast) | 0.014265 | 0.014921 | 0.014809 | 0.014967 | 0.014907 | 0.014796 | 0.014593 | 0.01459 | 0.014499 | 0.014601 | 0.01467 | 0.014715
PG&E | MW | Commercial | Com - Restaurant (Sit Down) | Lighting | No | Lighting - Plug-In Fixture (PSMH) | 0.014002 | 0.014643 | 0.014481 | 0.014556 | 0.014414 | 0.014219 | 0.013945 | 0.01385 | 0.013681 | 0.01369 | 0.013675 | 0.013646
PG&E | MW | Commercial | Com - Restaurant (Sit Down) | SHW | No | SHW - EF Rated Instantaneous Water Heater (Electric) | 0.00022925 | 0.00026794 | 0.00030396 | 0.0003424 | 0.0003724 | 0.00039689 | 0.00041412 | 0.00043372 | 0.00044681 | 0.00046364 | 0.00047667 | 0.0004864
PG&E | MW | Commercial | Com - Restaurant (Sit Down) | SHW | No | SHW - EF Rated Storage Water Heater (Electric) | 0.00018194 | 0.00020837 | 0 | 0 | 0 | 0 | 0 | 0 | 0 | 0 | 0 | 0
PG&E | MW | Commercial | Com - Restaurant (Sit Down) | Service | No | HVAC - Comprehensive Rooftop Unit Quality Maintenance | 5.1057e-09 | 4.5548e-09 | 4.6511e-09 | 4.6761e-09 | 4.5982e-09 | 4.4354e-09 | 4.1893e-09 | 3.8689e-09 | 3.4887e-09 | 3.0561e-09 | 2.6114e-09 | 2.1662e-09
PG&E | MW | Commercial | Com - Restaurant (Sit Down) | Service | No | Service - HVAC Fault Detection & Diagnositics | 0 | 1.1671e-05 | 1.1331e-05 | 1.1408e-05 | 1.1041e-05 | 1.0579e-05 | 9.9445e-06 | 9.6989e-06 | 9.2852e-06 | 9.2334e-06 | 9.0897e-06 | 8.884e-06
PG&E | MW | Commercial | Com - Restaurant (Sit Down) | WholeBlg | No | HVAC - Energy Management System | 9.3319e-06 | 1.1509e-05 | 1.0092e-05 | 8.8973e-06 | 7.6502e-06 | 6.5146e-06 | 5.4738e-06 | 4.8589e-06 | 4.7895e-06 | 4.8972e-06 | 4.961e-06 | 4.9902e-06
PG&E | MW | Commercial | Com - Restaurant (Sit Down) | WholeBlg | No | WholeBlg - Com NC Level 2 | 0.00035657 | 0 | 0 | 0 | 0 | 0 | 0 | 0 | 0 | 0 | 0 | 0
PG&E | MW | Commercial | Com - Restaurant (Sit Down) | WholeBlg | No | WholeBlg - Com NC Level 3 | 0.0004848 | 0 | 0 | 0 | 0 | 0 | 0 | 0 | 0 | 0 | 0 | 0
PG&E | MW | Commercial | Com - Restaurant (Sit Down) | WholeBlg | No | WholeBlg - Com NC ZNE | 0.0012037 | 0.0012283 | 0.0025495 | 0.0041735 | 0.0048893 | 0.0065779 | 0.0081818 | 0.0076825 | 0.0091481 | 0.011031 | 0.008728 | 0.010129
PG&E | MW | Commercial | Com - Restaurant (Sit Down) | WholeBlg | No | WholeBlg - Com RET Level 1 | 0.054517 | 0.074689 | 0.096343 | 0.11962 | 0.1445 | 0.17087 | 0.19863 | 0.22769 | 0.25776 | 0.2886 | 0.31981 | 0.35105
PG&E | MW | Commercial | Com - Restaurant (Sit Down) | WholeBlg | No | WholeBlg - Com RET Level 2 | 0.084672 | 0.11505 | 0.14766 | 0.18275 | 0.22025 | 0.26018 | 0.30233 | 0.34659 | 0.39248 | 0.43963 | 0.48731 | 0.53501
PG&E | MW | Commercial | Com - Retail (Large Multi Level) | AppPlug | No | AppPlug - Desktop Computer (Com - Power Management) | 0.031226 | 0.033631 | 0.035685 | 0.037018 | 0.036792 | 0.035276 | 0.032543 | 0.029481 | 0.025928 | 0.022808 | 0.020044 | 0.017568
PG&E | MW | Commercial | Com - Retail (Large Multi Level) | AppPlug | No | AppPlug - Occupancy Sensor Plug Strip | 0.019274 | 0.024527 | 0.026145 | 0.027232 | 0.027245 | 0.026546 | 0.025014 | 0.024475 | 0.02285 | 0.02182 | 0.020436 | 0.018925
PG&E | MW | Commercial | Com - Retail (Large Multi Level) | BldgEnv | No | BldgEnv - Wall Spray On Insulation | 0.07265 | 0 | 0 | 0 | 0 | 0 | 0 | 0 | 0 | 0 | 0 | 0
PG&E | MW | Commercial | Com - Retail (Large Multi Level) | BldgEnv | No | BldgEnv - Window Film | 0 | 0 | 0 | 0 | 0 | 0 | 0 | 0 | 0.15411 | 0.3261 | 0.42746 | 0.46292
PG&E | MW | Commercial | Com - Retail (Large Multi Level) | FoodServ | No | FoodServ - Electric Steamer | 0.0018284 | 0.0022225 | 0.0025961 | 0.0029895 | 0.0033143 | 0.0035849 | 0.0037764 | 0.003968 | 0.0040769 | 0.004198 | 0.0042668 | 0.0042808
PG&E | MW | Commercial | Com - Retail (Large Multi Level) | FoodServ | No | FoodServ - Oven (Electric) | 0.017114 | 0.021025 | 0.024896 | 0.029111 | 0.032843 | 0.036203 | 0.038908 | 0.041682 | 0.043663 | 0.045749 | 0.047251 | 0.0481
PG&E | MW | Commercial | Com - Retail (Large Multi Level) | HVAC | Yes | HVAC - Advanced Package Rooftop AC (> EER 12) - Emerging | 0 | 0 | 0.00039578 | 0.0010465 | 0.0018883 | 0.0028871 | 0.0040226 | 0.0052963 | 0.006718 | 0.008285 | 0.0099916 | 0.011896
PG&E | MW | Commercial | Com - Retail (Large Multi Level) | HVAC | No | HVAC - Chiller (Centrifugal) | 0.018293 | 0.022436 | 0.026535 | 0.030516 | 0.034322 | 0.037852 | 0.041026 | 0.043767 | 0.046066 | 0.047886 | 0.049268 | 0.050232
PG&E | MW | Commercial | Com - Retail (Large Multi Level) | HVAC | No | HVAC - Chiller (Reciprocating) | 0.035423 | 0.043389 | 0.051019 | 0.059139 | 0.066273 | 0.072702 | 0.078008 | 0.083487 | 0.087694 | 0.092147 | 0.09565 | 0.098161
PG&E | MW | Commercial | Com - Retail (Large Multi Level) | HVAC | No | HVAC - EER Rated Package Rooftop AC (EER 11) | 0 | 0 | 0.033627 | 0.055671 | 0.063372 | 0.07071 | 0.077251 | 0.08425 | 0.090398 | 0.097163 | 0.10336 | 0.10933
PG&E | MW | Commercial | Com - Retail (Large Multi Level) | HVAC | No | HVAC - SEER Rated Package Rooftop AC (Recharge) | 0 | 0 | 0 | 0 | 0.29149 | 0.24908 | 0.19302 | 0.13586 | 0.085247 | 0.044404 | 0.013875 | 0
PG&E | MW | Commercial | Com - Retail (Large Multi Level) | HVAC | No | HVAC - SEER Rated Package Rooftop AC (SEER 14) | 0.045139 | 0.054305 | 0 | 0 | 0 | 0 | 0 | 0 | 0 | 0 | 0 | 0
PG&E | MW | Commercial | Com - Retail (Large Multi Level) | HVAC | No | HVAC - SEER Rated Package Rooftop AC (SEER 15) | 0.10699 | 0.12613 | 0.06733 | 0.076993 | 0.085915 | 0.094477 | 0.10223 | 0.11067 | 0.11819 | 0.12679 | 0.13473 | 0.14187
PG&E | MW | Commercial | Com - Retail (Large Multi Level) | HVAC | No | HVAC - SEER Rated Package Rooftop HP (SEER 14) | 0.014787 | 0.017586 | 0 | 0 | 0 | 0 | 0 | 0 | 0 | 0 | 0 | 0
PG&E | MW | Commercial | Com - Retail (Large Multi Level) | HVAC | No | HVAC - SEER Rated Package Rooftop HP (SEER 15) | 0.055718 | 0.066659 | 0.035992 | 0.041673 | 0.046924 | 0.051994 | 0.056579 | 0.061674 | 0.066209 | 0.071309 | 0.075984 | 0.080135
PG&E | MW | Commercial | Com - Retail (Large Multi Level) | HVAC | No | HVAC - SEER Rated Split System AC (SEER 14) | 0.032781 | 0.038612 | 0.044507 | 0 | 0 | 0 | 0 | 0 | 0 | 0 | 0 | 0
PG&E | MW | Commercial | Com - Retail (Large Multi Level) | HVAC | No | HVAC - SEER Rated Split System AC (SEER 15) | 0.012374 | 0.016136 | 0.0093635 | 0.011527 | 0.013743 | 0.016068 | 0.01842 | 0.021059 | 0.023681 | 0.026602 | 0.029537 | 0.032419
PG&E | MW | Commercial | Com - Retail (Large Multi Level) | HVAC | No | HVAC - SEER Rated Split System HP (SEER 14) | 0.08744 | 0.10445 | 0.016369 | 0.0189 | 0.021242 | 0.023496 | 0.025537 | 0.027773 | 0.029748 | 0.031935 | 0.033943 | 0.03572
PG&E | MW | Commercial | Com - Retail (Large Multi Level) | HVAC | No | HVAC - SEER Rated Split System HP (SEER 15) | 0.03032 | 0.036103 | 0.019426 | 0.0224 | 0.025156 | 0.027816 | 0.030231 | 0.03289 | 0.03525 | 0.037876 | 0.040299 | 0.04246
PG&E | MW | Commercial | Com - Retail (Large Multi Level) | Lighting | Yes | Lighting - LED Fixture (Replacing T8) - Emerging | 0 | 0.026599 | 0.055225 | 0.093193 | 0.13673 | 0.18793 | 0.2431 | 0.31183 | 0.38128 | 0.47603 | 0.59662 | 0.72559
PG&E | MW | Commercial | Com - Retail (Large Multi Level) | Lighting | Yes | Lighting - LED Lamp (Basic High - Indoor) - Emerging | 0.0077866 | 0.012827 | 0.018979 | 0.024488 | 0.028833 | 0.0042891 | 0.004827 | 0.0053351 | 0.0057556 | 0.0061498 | 0.0064896 | 0.0085416
PG&E | MW | Commercial | Com - Retail (Large Multi Level) | Lighting | Yes | Lighting - LED Lamp (Basic Low - Indoor) - Emerging | 0.040115 | 0.064092 | 0.080602 | 0.097796 | 0.11544 | 0.020231 | 0.022567 | 0.024782 | 0.032926 | 0.04658 | 0.058997 | 0.070057
PG&E | MW | Commercial | Com - Retail (Large Multi Level) | Lighting | Yes | Lighting - LED Plug-In Indoor Fixture - Emerging | 0.01964 | 0.024853 | 0.03068 | 0.037571 | 0.044663 | 0.0030496 | 0.0039052 | 0.004896 | 0.0059322 | 0.0071135 | 0.0083106 | 0.0095062
PG&E | MW | Commercial | Com - Retail (Large Multi Level) | Lighting | No | Lighting - Cold Cathode Lamp | 0.0053069 | 0.0053454 | 0.0053523 | 0.005425 | 0.0054169 | 0 | 0 | 0 | 0 | 0 | 0 | 0
PG&E | MW | Commercial | Com - Retail (Large Multi Level) | Lighting | No | Lighting - Compact Fluorescent Fixture (Indoor) | 1.082 | 1.0794 | 1.0795 | 1.091 | 1.0931 | 0 | 0 | 0 | 0 | 0 | 0 | 0
PG&E | MW | Commercial | Com - Retail (Large Multi Level) | Lighting | No | Lighting - Compact Fluorescent Lamp (Basic High - Indoor) | 0.27336 | 0.29334 | 0.3019 | 0.30351 | 0.29605 | 0 | 0 | 0 | 0 | 0 | 0 | 0
PG&E | MW | Commercial | Com - Retail (Large Multi Level) | Lighting | No | Lighting - Compact Fluorescent Lamp (Basic Low - Indoor) | 0.89734 | 0.88823 | 0.86718 | 0.84346 | 0.80944 | 0 | 0 | 0 | 0 | 0 | 0 | 0
PG&E | MW | Commercial | Com - Retail (Large Multi Level) | Lighting | No | Lighting - Exit Fixture (LED) | 0.10958 | 0.097974 | 0.075304 | 0.050977 | 0.030475 | 0.01529 | 0.0046811 | 0 | 0 | 0 | 0 | 0
PG&E | MW | Commercial | Com - Retail (Large Multi Level) | Lighting | No | Lighting - Halogen Lamp (A-Line) | 0.0013164 | 0.0016177 | 0.0019021 | 0.0022055 | 0.002513 | 0 | 0 | 0 | 0 | 0 | 0 | 0
PG&E | MW | Commercial | Com - Retail (Large Multi Level) | Lighting | No | Lighting - Halogen Lamp (Reflector) | 0.00051463 | 0.00062724 | 0.00072562 | 0.00082556 | 0.0009236 | 0.00099562 | 0.0010677 | 0.0011269 | 0.0011817 | 0.0012293 | 0.001273 | 0.001312
PG&E | MW | Commercial | Com - Retail (Large Multi Level) | Lighting | No | Lighting - High Bay HID to T5 | 0.19813 | 0.21263 | 0.21433 | 0.20937 | 0.19443 | 0.17369 | 0.1491 | 0.12672 | 0.10536 | 0.089153 | 0.076363 | 0.066541
PG&E | MW | Commercial | Com - Retail (Large Multi Level) | Lighting | No | Lighting - Induction Fixture (Indoor) | 0.012064 | 0.014179 | 0.016141 | 0.018243 | 0.01994 | 0.02143 | 0.022585 | 0.023899 | 0.024885 | 0.02607 | 0.02705 | 0.027809
PG&E | MW | Commercial | Com - Retail (Large Multi Level) | Lighting | No | Lighting - Linear Fluorescent Delamping | 0.0039571 | 0.003797 | 0.0035854 | 0.0028768 | 0.001628 | 0 | 0 | 0 | 0 | 0 | 0 | 0
PG&E | MW | Commercial | Com - Retail (Large Multi Level) | Lighting | No | Lighting - Linear Fluorescent Fixture (Low Wattage T8) | 0.21802 | 0.23473 | 0.2463 | 0.25841 | 0.26398 | 0.26669 | 0.26627 | 0.26867 | 0.26877 | 0.26608 | 0.25549 | 0.24407
PG&E | MW | Commercial | Com - Retail (Large Multi Level) | Lighting | No | Lighting - Plug-In Fixture (Compact Fluorescent) | 0.18647 | 0.18353 | 0.18073 | 0.18148 | 0.18039 | 0 | 0 | 0 | 0 | 0 | 0 | 0
PG&E | MW | Commercial | Com - Retail (Large Multi Level) | Lighting | No | Lighting - Plug-In Fixture (Induction) | 0 | 0.015935 | 0.033896 | 0.039724 | 0.043382 | 0.045583 | 0.046541 | 0.047845 | 0.048481 | 0.049796 | 0.050876 | 0.051727
PG&E | MW | Commercial | Com - Retail (Large Multi Level) | Lighting | No | Lighting - Plug-In Fixture (Linear Fluorescent) | 0.34229 | 0.36315 | 0.37415 | 0.38669 | 0.38736 | 0 | 0 | 0 | 0 | 0 | 0 | 0
PG&E | MW | Commercial | Com - Retail (Large Multi Level) | Lighting | No | Lighting - Plug-In Fixture (PSMH with Electronic Ballast) | 0.081434 | 0.080355 | 0.072372 | 0.070191 | 0.067893 | 0.066206 | 0.064647 | 0.064296 | 0.063727 | 0.064086 | 0.064367 | 0.064538
PG&E | MW | Commercial | Com - Retail (Large Multi Level) | Lighting | No | Lighting - Plug-In Fixture (PSMH) | 0.084617 | 0.083528 | 0.078844 | 0.075023 | 0.071449 | 0.068705 | 0.066261 | 0.06508 | 0.063775 | 0.063433 | 0.063087 | 0.062707
PG&E | MW | Commercial | Com - Retail (Large Multi Level) | SHW | No | SHW - EF Rated Instantaneous Water Heater (Electric) | 0.00011602 | 0.00013549 | 0.00015311 | 0.00017172 | 0.00018613 | 0.00019788 | 0.00020614 | 0.00021563 | 0.00022197 | 0.0002302 | 0.00023659 | 0.0002414
PG&E | MW | Commercial | Com - Retail (Large Multi Level) | SHW | No | SHW - EF Rated Storage Water Heater (Electric) | 9.2524e-05 | 0.00010595 | 0 | 0 | 0 | 0 | 0 | 0 | 0 | 0 | 0 | 0
PG&E | MW | Commercial | Com - Retail (Large Multi Level) | Service | No | HVAC - Comprehensive Rooftop Unit Quality Maintenance | 2.6895e-08 | 2.3993e-08 | 2.45e-08 | 2.4632e-08 | 2.4221e-08 | 2.3364e-08 | 2.2068e-08 | 2.038e-08 | 1.8377e-08 | 1.6098e-08 | 1.3756e-08 | 1.1411e-08
PG&E | MW | Commercial | Com - Retail (Large Multi Level) | Service | No | Service - HVAC Fault Detection & Diagnositics | 0 | 6.1862e-05 | 6.048e-05 | 6.1391e-05 | 5.9716e-05 | 5.7626e-05 | 5.4574e-05 | 5.3646e-05 | 5.1802e-05 | 5.201e-05 | 5.4679e-05 | 5.4687e-05
PG&E | MW | Commercial | Com - Retail (Large Multi Level) | WholeBlg | No | HVAC - Energy Management System | 4.9157e-05 | 6.0627e-05 | 5.3162e-05 | 4.6868e-05 | 4.0298e-05 | 3.4316e-05 | 2.8834e-05 | 2.5595e-05 | 2.5229e-05 | 2.5797e-05 | 2.6133e-05 | 2.6286e-05
PG&E | MW | Commercial | Com - Retail (Large Multi Level) | WholeBlg | No | WholeBlg - Com NC Level 2 | 0.0018652 | 0 | 0 | 0 | 0 | 0 | 0 | 0 | 0 | 0 | 0 | 0
PG&E | MW | Commercial | Com - Retail (Large Multi Level) | WholeBlg | No | WholeBlg - Com NC Level 3 | 0.0026463 | 0 | 0 | 0 | 0 | 0 | 0 | 0 | 0 | 0 | 0 | 0
PG&E | MW | Commercial | Com - Retail (Large Multi Level) | WholeBlg | No | WholeBlg - Com NC ZNE | 0.00049802 | 0 | 0 | 0 | 0.001496 | 0.002844 | 0.0042663 | 0.0046037 | 0.0059737 | 0.0075694 | 0 | 0
PG&E | MW | Commercial | Com - Retail (Large Multi Level) | WholeBlg | No | WholeBlg - Com RET Level 1 | 0.059925 | 0.082484 | 0.10663 | 0.13245 | 0.15987 | 0.18897 | 0.21959 | 0.25164 | 0.28485 | 0.319 | 0.3537 | 0.38865
PG&E | MW | Commercial | Com - Retail (Large Multi Level) | WholeBlg | No | WholeBlg - Com RET Level 2 | 0.13837 | 0.18814 | 0.24157 | 0.29919 | 0.36089 | 0.42666 | 0.49618 | 0.56942 | 0.64551 | 0.72407 | 0.80384 | 0.88418
PG&E | MW | Commercial | Com - Retail (Large Single Level) | AppPlug | No | AppPlug - Desktop Computer (Com - Power Management) | 0.031226 | 0.033631 | 0.035685 | 0.037018 | 0.036792 | 0.035276 | 0.032543 | 0.029481 | 0.025928 | 0.022808 | 0.020044 | 0.017568
PG&E | MW | Commercial | Com - Retail (Large Single Level) | AppPlug | No | AppPlug - Occupancy Sensor Plug Strip | 0.019274 | 0.024527 | 0.026145 | 0.027232 | 0.027245 | 0.026546 | 0.025014 | 0.024475 | 0.02285 | 0.02182 | 0.020436 | 0.018925
PG&E | MW | Commercial | Com - Retail (Large Single Level) | BldgEnv | No | BldgEnv - Wall Spray On Insulation | 0.07265 | 0 | 0 | 0 | 0 | 0 | 0 | 0 | 0 | 0 | 0 | 0
PG&E | MW | Commercial | Com - Retail (Large Single Level) | BldgEnv | No | BldgEnv - Window Film | 0 | 0 | 0 | 0 | 0 | 0 | 0 | 0 | 0.15411 | 0.3261 | 0.42746 | 0.46292
PG&E | MW | Commercial | Com - Retail (Large Single Level) | FoodServ | No | FoodServ - Electric Steamer | 0.0018284 | 0.0022225 | 0.0025961 | 0.0029895 | 0.0033143 | 0.0035849 | 0.0037764 | 0.003968 | 0.0040769 | 0.004198 | 0.0042668 | 0.0042808
PG&E | MW | Commercial | Com - Retail (Large Single Level) | FoodServ | No | FoodServ - Oven (Electric) | 0.017114 | 0.021025 | 0.024896 | 0.029111 | 0.032843 | 0.036203 | 0.038908 | 0.041682 | 0.043663 | 0.045749 | 0.047251 | 0.0481
PG&E | MW | Commercial | Com - Retail (Large Single Level) | HVAC | Yes | HVAC - Advanced Package Rooftop AC (> EER 12) - Emerging | 0 | 0 | 0.00046796 | 0.0012677 | 0.0023275 | 0.0036006 | 0.0050567 | 0.0066939 | 0.0083814 | 0.010195 | 0.012167 | 0.014337
PG&E | MW | Commercial | Com - Retail (Large Single Level) | HVAC | No | HVAC - Direct Evaporative Cooler | 0.19091 | 0.22041 | 0.25171 | 0.28513 | 0.31919 | 0.35317 | 0.38606 | 0.41849 | 0.44828 | 0.47615 | 0.50039 | 0.52027
PG&E | MW | Commercial | Com - Retail (Large Single Level) | HVAC | No | HVAC - EER Rated Package Rooftop AC (EER 11) | 0 | 0 | 0 | 0 | 0 | 0 | 0 | 0 | 0.080497 | 0.088448 | 0.095576 | 0.10167
PG&E | MW | Commercial | Com - Retail (Large Single Level) | HVAC | No | HVAC - Repair Duct System | 0 | 0 | 0 | 0 | 0 | 0 | 0 | 0 | 0 | 0.0507 | 0.01092 | 0
PG&E | MW | Commercial | Com - Retail (Large Single Level) | HVAC | No | HVAC - SEER Rated Package Rooftop AC (Recharge) | 0 | 0 | 0.40172 | 0.38932 | 0.34852 | 0.28854 | 0.22008 | 0.15321 | 0.094895 | 0.048124 | 0.013214 | 0
PG&E | MW | Commercial | Com - Retail (Large Single Level) | HVAC | No | HVAC - SEER Rated Package Rooftop AC (SEER 14) | 0.051962 | 0.062645 | 0 | 0 | 0 | 0 | 0 | 0 | 0 | 0 | 0 | 0
PG&E | MW | Commercial | Com - Retail (Large Single Level) | HVAC | No | HVAC - SEER Rated Package Rooftop AC (SEER 15) | 0.11962 | 0.14096 | 0.075164 | 0.085863 | 0.095716 | 0.10515 | 0.11368 | 0.12296 | 0.13127 | 0.14077 | 0.14956 | 0.15744
PG&E | MW | Commercial | Com - Retail (Large Single Level) | HVAC | No | HVAC - SEER Rated Package Rooftop HP (SEER 14) | 0.015676 | 0.018645 | 0 | 0 | 0 | 0 | 0 | 0 | 0 | 0 | 0 | 0
PG&E | MW | Commercial | Com - Retail (Large Single Level) | HVAC | No | HVAC - SEER Rated Package Rooftop HP (SEER 15) | 0.059609 | 0.071458 | 0.038614 | 0.044744 | 0.050409 | 0.055884 | 0.060835 | 0.066337 | 0.071252 | 0.076774 | 0.081847 | 0.086335
PG&E | MW | Commercial | Com - Retail (Large Single Level) | HVAC | No | HVAC - SEER Rated Split System AC (SEER 14) | 0.025858 | 0.029736 | 0.033227 | 0 | 0 | 0 | 0 | 0 | 0 | 0 | 0 | 0
PG&E | MW | Commercial | Com - Retail (Large Single Level) | HVAC | No | HVAC - SEER Rated Split System AC (SEER 15) | 0.0056245 | 0.0071784 | 0.0040471 | 0.0048273 | 0.0055601 | 0.00628 | 0.0069565 | 0.00768 | 0.0083508 | 0.0090798 | 0.0097776 | 0.010433
PG&E | MW | Commercial | Com - Retail (Large Single Level) | HVAC | No | HVAC - SEER Rated Split System HP (SEER 14) | 0.092713 | 0.11084 | 0.017366 | 0.020049 | 0.022529 | 0.024915 | 0.027075 | 0.029442 | 0.031533 | 0.033847 | 0.035975 | 0.037856
PG&E | MW | Commercial | Com - Retail (Large Single Level) | HVAC | No | HVAC - SEER Rated Split System HP (SEER 15) | 0.032277 | 0.038464 | 0.020693 | 0.023861 | 0.026793 | 0.029622 | 0.032189 | 0.035017 | 0.037528 | 0.040323 | 0.042907 | 0.045209
PG&E | MW | Commercial | Com - Retail (Large Single Level) | Lighting | Yes | Lighting - LED Fixture (Replacing T8) - Emerging | 0.040894 | 0.057674 | 0.081998 | 0.11607 | 0.15617 | 0.20494 | 0.25855 | 0.32664 | 0.39714 | 0.49753 | 0.62781 | 0.76897
PG&E | MW | Commercial | Com - Retail (Large Single Level) | Lighting | Yes | Lighting - LED Lamp (Basic High - Indoor) - Emerging | 0.0090834 | 0.014886 | 0.021809 | 0.027611 | 0.032417 | 0.0048038 | 0.0053857 | 0.0059355 | 0.0063898 | 0.0068191 | 0.0071903 | 0.0093756
PG&E | MW | Commercial | Com - Retail (Large Single Level) | Lighting | Yes | Lighting - LED Lamp (Basic Low - Indoor) - Emerging | 0.045985 | 0.073166 | 0.090517 | 0.10952 | 0.12879 | 0.022488 | 0.025004 | 0.027401 | 0.036155 | 0.050959 | 0.064345 | 0.076226
PG&E | MW | Commercial | Com - Retail (Large Single Level) | Lighting | Yes | Lighting - LED Plug-In Indoor Fixture - Emerging | 0.02242 | 0.028402 | 0.035038 | 0.042889 | 0.050927 | 0.0034651 | 0.0044217 | 0.0055315 | 0.0066827 | 0.0079957 | 0.0093212 | 0.010642
PG&E | MW | Commercial | Com - Retail (Large Single Level) | Lighting | No | Lighting - Cold Cathode Lamp | 0.0063677 | 0.0063991 | 0.0063899 | 0.0064592 | 0.0064264 | 0 | 0 | 0 | 0 | 0 | 0 | 0
PG&E | MW | Commercial | Com - Retail (Large Single Level) | Lighting | No | Lighting - Compact Fluorescent Fixture (Indoor) | 1.1879 | 1.1866 | 1.1876 | 1.2013 | 1.2034 | 0 | 0 | 0 | 0 | 0 | 0 | 0
PG&E | MW | Commercial | Com - Retail (Large Single Level) | Lighting | No | Lighting - Compact Fluorescent Lamp (Basic High - Indoor) | 0.302 | 0.32305 | 0.33182 | 0.33356 | 0.32522 | 0 | 0 | 0 | 0 | 0 | 0 | 0
PG&E | MW | Commercial | Com - Retail (Large Single Level) | Lighting | No | Lighting - Compact Fluorescent Lamp (Basic Low - Indoor) | 0.992 | 0.97903 | 0.95484 | 0.92797 | 0.88983 | 0 | 0 | 0 | 0 | 0 | 0 | 0
PG&E | MW | Commercial | Com - Retail (Large Single Level) | Lighting | No | Lighting - Exit Fixture (LED) | 0.1041 | 0.093101 | 0.07159 | 0.048485 | 0.029026 | 0.014616 | 0.0045352 | 0 | 0 | 0 | 0 | 0
PG&E | MW | Commercial | Com - Retail (Large Single Level) | Lighting | No | Lighting - Halogen Lamp (A-Line) | 0.0013159 | 0.0016185 | 0.0019039 | 0.0022086 | 0.0025176 | 0 | 0 | 0 | 0 | 0 | 0 | 0
PG&E | MW | Commercial | Com - Retail (Large Single Level) | Lighting | No | Lighting - Halogen Lamp (Reflector) | 0.00051421 | 0.00062732 | 0.00072614 | 0.00082664 | 0.00092534 | 0.001 | 0.0010719 | 0.0011325 | 0.0011876 | 0.0012359 | 0.00128 | 0.0013195
PG&E | MW | Commercial | Com - Retail (Large Single Level) | Lighting | No | Lighting - High Bay HID to T5 | 0.22911 | 0.24554 | 0.24852 | 0.24341 | 0.22642 | 0.2023 | 0.17344 | 0.14705 | 0.1219 | 0.10289 | 0.087919 | 0.077003
PG&E | MW | Commercial | Com - Retail (Large Single Level) | Lighting | No | Lighting - Induction Fixture (Indoor) | 0.014004 | 0.017056 | 0.019939 | 0.023028 | 0.025627 | 0.027914 | 0.029716 | 0.031683 | 0.033151 | 0.034844 | 0.036207 | 0.037229
PG&E | MW | Commercial | Com - Retail (Large Single Level) | Lighting | No | Lighting - Linear Fluorescent Delamping | 0.0044812 | 0.0042992 | 0.0040647 | 0.0032635 | 0.0018469 | 0 | 0 | 0 | 0 | 0 | 0 | 0
PG&E | MW | Commercial | Com - Retail (Large Single Level) | Lighting | No | Lighting - Linear Fluorescent Fixture (Low Wattage T8) | 0.29293 | 0.29934 | 0.30223 | 0.30852 | 0.30899 | 0.30782 | 0.30434 | 0.30532 | 0.30435 | 0.30026 | 0.28776 | 0.27472
PG&E | MW | Commercial | Com - Retail (Large Single Level) | Lighting | No | Lighting - Plug-In Fixture (Compact Fluorescent) | 0.20886 | 0.20524 | 0.20175 | 0.20235 | 0.20081 | 0 | 0 | 0 | 0 | 0 | 0 | 0
PG&E | MW | Commercial | Com - Retail (Large Single Level) | Lighting | No | Lighting - Plug-In Fixture (Induction) | 0 | 0 | 0.017541 | 0.037555 | 0.043457 | 0.047348 | 0.049352 | 0.051328 | 0.052358 | 0.053986 | 0.055282 | 0.05628
PG&E | MW | Commercial | Com - Retail (Large Single Level) | Lighting | No | Lighting - Plug-In Fixture (Linear Fluorescent) | 0.37529 | 0.39828 | 0.41043 | 0.4243 | 0.42507 | 0 | 0 | 0 | 0 | 0 | 0 | 0
PG&E | MW | Commercial | Com - Retail (Large Single Level) | Lighting | No | Lighting - Plug-In Fixture (PSMH with Electronic Ballast) | 0.08982 | 0.092045 | 0.087666 | 0.080787 | 0.077063 | 0.074264 | 0.071926 | 0.071191 | 0.070356 | 0.070643 | 0.070891 | 0.071044
PG&E | MW | Commercial | Com - Retail (Large Single Level) | Lighting | No | Lighting - Plug-In Fixture (PSMH) | 0.093224 | 0.09545 | 0.091072 | 0.087737 | 0.082208 | 0.078005 | 0.074548 | 0.072812 | 0.071097 | 0.070567 | 0.070087 | 0.069606
PG&E | MW | Commercial | Com - Retail (Large Single Level) | SHW | No | SHW - EF Rated Instantaneous Water Heater (Electric) | 0.00010543 | 0.00012312 | 0.00013911 | 0.000156 | 0.00016906 | 0.00017972 | 0.0001872 | 0.00019581 | 0.00020156 | 0.00020903 | 0.00021484 | 0.0002192
PG&E | MW | Commercial | Com - Retail (Large Single Level) | SHW | No | SHW - EF Rated Storage Water Heater (Electric) | 8.3961e-05 | 9.6141e-05 | 0 | 0 | 0 | 0 | 0 | 0 | 0 | 0 | 0 | 0
PG&E | MW | Commercial | Com - Retail (Large Single Level) | Service | No | HVAC - Comprehensive Rooftop Unit Quality Maintenance | 2.6895e-08 | 2.3993e-08 | 2.45e-08 | 2.4632e-08 | 2.4221e-08 | 2.3364e-08 | 2.2068e-08 | 2.038e-08 | 1.8377e-08 | 1.6098e-08 | 1.3756e-08 | 1.1411e-08
PG&E | MW | Commercial | Com - Retail (Large Single Level) | Service | No | Service - HVAC Fault Detection & Diagnositics | 0 | 6.1862e-05 | 6.048e-05 | 6.1391e-05 | 5.9716e-05 | 5.7626e-05 | 5.4574e-05 | 5.3646e-05 | 5.1802e-05 | 5.201e-05 | 5.4679e-05 | 5.4687e-05
PG&E | MW | Commercial | Com - Retail (Large Single Level) | WholeBlg | No | HVAC - Energy Management System | 4.9157e-05 | 6.0627e-05 | 5.3162e-05 | 4.6868e-05 | 4.0298e-05 | 3.4316e-05 | 2.8834e-05 | 2.5595e-05 | 2.5229e-05 | 2.5797e-05 | 2.6133e-05 | 2.6286e-05
PG&E | MW | Commercial | Com - Retail (Large Single Level) | WholeBlg | No | WholeBlg - Com NC Level 2 | 0.0018652 | 0 | 0 | 0 | 0 | 0 | 0 | 0 | 0 | 0 | 0 | 0
PG&E | MW | Commercial | Com - Retail (Large Single Level) | WholeBlg | No | WholeBlg - Com NC Level 3 | 0.0026463 | 0 | 0 | 0 | 0 | 0 | 0 | 0 | 0 | 0 | 0 | 0
PG&E | MW | Commercial | Com - Retail (Large Single Level) | WholeBlg | No | WholeBlg - Com NC ZNE | 0.00049802 | 0 | 0 | 0 | 0.001496 | 0.002844 | 0.0042663 | 0.0046037 | 0.0059737 | 0.0075694 | 0 | 0
PG&E | MW | Commercial | Com - Retail (Large Single Level) | WholeBlg | No | WholeBlg - Com RET Level 1 | 0.078996 | 0.10858 | 0.14028 | 0.17418 | 0.21025 | 0.24847 | 0.28867 | 0.33068 | 0.37415 | 0.41871 | 0.46383 | 0.50901
PG&E | MW | Commercial | Com - Retail (Large Single Level) | WholeBlg | No | WholeBlg - Com RET Level 2 | 0.1495 | 0.20321 | 0.26064 | 0.32224 | 0.38786 | 0.4576 | 0.53104 | 0.60812 | 0.68795 | 0.77009 | 0.85329 | 0.93684
PG&E | MW | Commercial | Com - Retail (Small) | AppPlug | No | AppPlug - Desktop Computer (Com - Power Management) | 0.031226 | 0.033631 | 0.035685 | 0.037018 | 0.036792 | 0.035276 | 0.032543 | 0.029481 | 0.025928 | 0.022808 | 0.020044 | 0.017568
PG&E | MW | Commercial | Com - Retail (Small) | AppPlug | No | AppPlug - Occupancy Sensor Plug Strip | 0.019274 | 0.024527 | 0.026145 | 0.027232 | 0.027245 | 0.026546 | 0.025014 | 0.024475 | 0.02285 | 0.02182 | 0.020436 | 0.018925
PG&E | MW | Commercial | Com - Retail (Small) | BldgEnv | No | BldgEnv - Wall Spray On Insulation | 0.062559 | 0 | 0 | 0 | 0 | 0 | 0 | 0 | 0 | 0 | 0 | 0
PG&E | MW | Commercial | Com - Retail (Small) | BldgEnv | No | BldgEnv - Window Film | 0 | 0 | 0 | 0 | 0 | 0 | 0 | 0 | 0.15411 | 0.3261 | 0.42746 | 0.46292
PG&E | MW | Commercial | Com - Retail (Small) | FoodServ | No | FoodServ - Electric Steamer | 0.0018283 | 0.0022225 | 0.0025961 | 0.0029895 | 0.0033136 | 0.0035836 | 0.0037743 | 0.0039651 | 0.0040731 | 0.0041932 | 0.0042668 | 0.0042808
PG&E | MW | Commercial | Com - Retail (Small) | HVAC | Yes | HVAC - Advanced Package Rooftop AC (> EER 12) - Emerging | 0 | 0 | 0.00053937 | 0.0014642 | 0.0026916 | 0.0041675 | 0.0058565 | 0.007618 | 0.0095384 | 0.011655 | 0.01397 | 0.016515
PG&E | MW | Commercial | Com - Retail (Small) | HVAC | No | HVAC - Direct Evaporative Cooler | 0.16439 | 0.18919 | 0.21547 | 0.24355 | 0.2722 | 0.30095 | 0.32906 | 0.35727 | 0.3838 | 0.40943 | 0.43278 | 0.45325
PG&E | MW | Commercial | Com - Retail (Small) | HVAC | No | HVAC - EER Rated Package Rooftop AC (EER 11) | 0 | 0 | 0 | 0 | 0 | 0 | 0 | 0.065477 | 0.071874 | 0.10903 | 0.11774 | 0.12529
PG&E | MW | Commercial | Com - Retail (Small) | HVAC | No | HVAC - SEER Rated Package Rooftop AC (Recharge) | 0 | 0 | 0 | 0 | 0 | 0.32317 | 0.26063 | 0.18729 | 0.11955 | 0.064057 | 0.022404 | 0
PG&E | MW | Commercial | Com - Retail (Small) | HVAC | No | HVAC - SEER Rated Package Rooftop AC (SEER 14) | 0.06295 | 0.075784 | 0 | 0 | 0 | 0 | 0 | 0 | 0 | 0 | 0 | 0
PG&E | MW | Commercial | Com - Retail (Small) | HVAC | No | HVAC - SEER Rated Package Rooftop AC (SEER 15) | 0.13759 | 0.16229 | 0.086692 | 0.099044 | 0.1106 | 0.12174 | 0.13196 | 0.14286 | 0.15269 | 0.16368 | 0.17386 | 0.18304
PG&E | MW | Commercial | Com - Retail (Small) | HVAC | No | HVAC - SEER Rated Package Rooftop HP (SEER 14) | 0.018309 | 0.021789 | 0 | 0 | 0 | 0 | 0 | 0 | 0 | 0 | 0 | 0
PG&E | MW | Commercial | Com - Retail (Small) | HVAC | No | HVAC - SEER Rated Package Rooftop HP (SEER 15) | 0.069091 | 0.082744 | 0.04468 | 0.051741 | 0.058258 | 0.06455 | 0.070235 | 0.076561 | 0.082189 | 0.088534 | 0.094363 | 0.099522
PG&E | MW | Commercial | Com - Retail (Small) | HVAC | No | HVAC - SEER Rated Split System AC (SEER 14) | 0.033064 | 0.038169 | 0.04298 | 0 | 0 | 0 | 0 | 0 | 0 | 0 | 0 | 0
PG&E | MW | Commercial | Com - Retail (Small) | HVAC | No | HVAC - SEER Rated Split System AC (SEER 15) | 0.010177 | 0.013063 | 0.007441 | 0.0089867 | 0.0105 | 0.012033 | 0.013525 | 0.01516 | 0.016729 | 0.018459 | 0.020159 | 0.021797
PG&E | MW | Commercial | Com - Retail (Small) | HVAC | No | HVAC - SEER Rated Split System HP (SEER 14) | 0.114 | 0.13628 | 0.021354 | 0.024657 | 0.027708 | 0.030644 | 0.033301 | 0.036215 | 0.038786 | 0.041638 | 0.044262 | 0.046579
PG&E | MW | Commercial | Com - Retail (Small) | HVAC | No | HVAC - SEER Rated Split System HP (SEER 15) | 0.03933 | 0.046868 | 0.025216 | 0.029077 | 0.032651 | 0.0361 | 0.039228 | 0.042676 | 0.045734 | 0.049143 | 0.052296 | 0.055101
PG&E | MW | Commercial | Com - Retail (Small) | Lighting | Yes | Lighting - LED Fixture (Replacing T8) - Emerging | 0 | 0.028713 | 0.047035 | 0.088717 | 0.14231 | 0.20677 | 0.27744 | 0.36461 | 0.45308 | 0.55665 | 0.67388 | 0.81668
PG&E | MW | Commercial | Com - Retail (Small) | Lighting | Yes | Lighting - LED Lamp (Basic High - Indoor) - Emerging | 0.0087934 | 0.014451 | 0.021284 | 0.027225 | 0.032012 | 0.0047532 | 0.0053395 | 0.0058932 | 0.0063509 | 0.0067814 | 0.007153 | 0.0093759
PG&E | MW | Commercial | Com - Retail (Small) | Lighting | Yes | Lighting - LED Lamp (Basic Low - Indoor) - Emerging | 0.044933 | 0.071655 | 0.089437 | 0.10837 | 0.12768 | 0.022336 | 0.024876 | 0.027287 | 0.036148 | 0.051054 | 0.064575 | 0.076597
PG&E | MW | Commercial | Com - Retail (Small) | Lighting | Yes | Lighting - LED Plug-In Indoor Fixture - Emerging | 0.0086654 | 0.0098509 | 0.011805 | 0.014163 | 0.017106 | 0.0011654 | 0.0014272 | 0.0018921 | 0.0024498 | 0.0030735 | 0.0037422 | 0.0044434
PG&E | MW | Commercial | Com - Retail (Small) | Lighting | No | Lighting - Cold Cathode Lamp | 0.0067362 | 0.0067828 | 0.0067848 | 0.0068695 | 0.0068463 | 0 | 0 | 0 | 0 | 0 | 0 | 0
PG&E | MW | Commercial | Com - Retail (Small) | Lighting | No | Lighting - Compact Fluorescent Fixture (Indoor) | 1.1878 | 1.1858 | 1.1863 | 1.1995 | 1.2017 | 0 | 0 | 0 | 0 | 0 | 0 | 0
PG&E | MW | Commercial | Com - Retail (Small) | Lighting | No | Lighting - Compact Fluorescent Lamp (Basic High - Indoor) | 0.301 | 0.32253 | 0.33162 | 0.33335 | 0.32507 | 0 | 0 | 0 | 0 | 0 | 0 | 0
PG&E | MW | Commercial | Com - Retail (Small) | Lighting | No | Lighting - Compact Fluorescent Lamp (Basic Low - Indoor) | 0.98833 | 0.97695 | 0.95328 | 0.9268 | 0.88906 | 0 | 0 | 0 | 0 | 0 | 0 | 0
PG&E | MW | Commercial | Com - Retail (Small) | Lighting | No | Lighting - Exit Fixture (LED) | 0.10602 | 0.094814 | 0.072909 | 0.04938 | 0.029565 | 0.014891 | 0.0046245 | 0 | 0 | 0 | 0 | 0
PG&E | MW | Commercial | Com - Retail (Small) | Lighting | No | Lighting - Halogen Lamp (A-Line) | 0.0013158 | 0.0016186 | 0.0019042 | 0.002209 | 0.0025182 | 0 | 0 | 0 | 0 | 0 | 0 | 0
PG&E | MW | Commercial | Com - Retail (Small) | Lighting | No | Lighting - Halogen Lamp (Reflector) | 0.00051414 | 0.00062733 | 0.00072621 | 0.0008268 | 0.00092559 | 0.0010006 | 0.0010726 | 0.0011333 | 0.0011884 | 0.0012369 | 0.001281 | 0.0013206
PG&E | MW | Commercial | Com - Retail (Small) | Lighting | No | Lighting - High Bay HID to T5 | 0.22535 | 0.24106 | 0.24277 | 0.2369 | 0.21975 | 0.19609 | 0.1681 | 0.1426 | 0.11831 | 0.099811 | 0.085225 | 0.074001
PG&E | MW | Commercial | Com - Retail (Small) | Lighting | No | Lighting - Induction Fixture (Indoor) | 0.014247 | 0.017058 | 0.019695 | 0.022531 | 0.024891 | 0.026959 | 0.028579 | 0.03038 | 0.03173 | 0.03332 | 0.034625 | 0.03563
PG&E | MW | Commercial | Com - Retail (Small) | Lighting | No | Lighting - Linear Fluorescent Delamping | 0.0045056 | 0.0043234 | 0.0040819 | 0.0032749 | 0.0018533 | 0 | 0 | 0 | 0 | 0 | 0 | 0
PG&E | MW | Commercial | Com - Retail (Small) | Lighting | No | Lighting - Linear Fluorescent Fixture (Low Wattage T8) | 0.12253 | 0.20795 | 0.18817 | 0.23291 | 0.25448 | 0.26975 | 0.27872 | 0.28763 | 0.29212 | 0.29797 | 0.29812 | 0.28722
PG&E | MW | Commercial | Com - Retail (Small) | Lighting | No | Lighting - Plug-In Fixture (Compact Fluorescent) | 0.10515 | 0.10401 | 0.10668 | 0.10958 | 0.11278 | 0 | 0 | 0 | 0 | 0 | 0 | 0
PG&E | MW | Commercial | Com - Retail (Small) | Lighting | No | Lighting - Plug-In Fixture (Induction) | 0 | 0.034088 | 0.041595 | 0.046618 | 0.049589 | 0.051323 | 0.051946 | 0.053129 | 0.053654 | 0.054985 | 0.056088 | 0.056961
PG&E | MW | Commercial | Com - Retail (Small) | Lighting | No | Lighting - Plug-In Fixture (Linear Fluorescent) | 0.37059 | 0.39102 | 0.40176 | 0.41471 | 0.41563 | 0 | 0 | 0 | 0 | 0 | 0 | 0
PG&E | MW | Commercial | Com - Retail (Small) | Lighting | No | Lighting - Plug-In Fixture (PSMH with Electronic Ballast) | 0.087338 | 0.082289 | 0.074987 | 0.073607 | 0.071906 | 0.070597 | 0.069251 | 0.06905 | 0.068571 | 0.069025 | 0.069385 | 0.069615
PG&E | MW | Commercial | Com - Retail (Small) | Lighting | No | Lighting - Plug-In Fixture (PSMH) | 0.091427 | 0.086211 | 0.081744 | 0.078634 | 0.075531 | 0.073065 | 0.070742 | 0.069628 | 0.068336 | 0.068018 | 0.067681 | 0.067289
PG&E | MW | Commercial | Com - Retail (Small) | SHW | No | SHW - EF Rated Instantaneous Water Heater (Electric) | 6.5065e-05 | 7.596e-05 | 8.5769e-05 | 9.61e-05 | 0.00010409 | 0.00011061 | 0.0001152 | 0.00012047 | 0.000124 | 0.00012857 | 0.00013213 | 0.00013481
PG&E | MW | Commercial | Com - Retail (Small) | SHW | No | SHW - EF Rated Storage Water Heater (Electric) | 5.5976e-05 | 6.41e-05 | 0 | 0 | 0 | 0 | 0 | 0 | 0 | 0 | 0 | 0
PG&E | MW | Commercial | Com - Retail (Small) | Service | No | HVAC - Comprehensive Rooftop Unit Quality Maintenance | 2.6895e-08 | 2.3993e-08 | 2.45e-08 | 2.4632e-08 | 2.4221e-08 | 2.3364e-08 | 2.2068e-08 | 2.038e-08 | 1.8377e-08 | 1.6098e-08 | 1.3756e-08 | 1.1411e-08
PG&E | MW | Commercial | Com - Retail (Small) | Service | No | Service - HVAC Fault Detection & Diagnositics | 0 | 6.1862e-05 | 6.048e-05 | 6.1391e-05 | 5.9716e-05 | 5.7626e-05 | 5.4574e-05 | 5.3646e-05 | 5.1802e-05 | 5.201e-05 | 5.4679e-05 | 5.4687e-05
PG&E | MW | Commercial | Com - Retail (Small) | WholeBlg | No | HVAC - Energy Management System | 4.9157e-05 | 6.0627e-05 | 5.3162e-05 | 4.6868e-05 | 4.0298e-05 | 3.4316e-05 | 2.8834e-05 | 2.5595e-05 | 2.5229e-05 | 2.5797e-05 | 2.6133e-05 | 2.6286e-05
PG&E | MW | Commercial | Com - Retail (Small) | WholeBlg | No | WholeBlg - Com NC Level 2 | 0.0018652 | 0 | 0 | 0 | 0 | 0 | 0 | 0 | 0 | 0 | 0 | 0
PG&E | MW | Commercial | Com - Retail (Small) | WholeBlg | No | WholeBlg - Com NC Level 3 | 0.0026463 | 0 | 0 | 0 | 0 | 0 | 0 | 0 | 0 | 0 | 0 | 0
PG&E | MW | Commercial | Com - Retail (Small) | WholeBlg | No | WholeBlg - Com NC ZNE | 0.00049802 | 0 | 0 | 0 | 0.001496 | 0.002844 | 0.0042663 | 0.0046037 | 0.0059737 | 0.0075694 | 0 | 0
PG&E | MW | Commercial | Com - Retail (Small) | WholeBlg | No | WholeBlg - Com RET Level 1 | 0.084381 | 0.11608 | 0.15004 | 0.18637 | 0.22501 | 0.26598 | 0.30907 | 0.35411 | 0.40073 | 0.44854 | 0.49696 | 0.54549
PG&E | MW | Commercial | Com - Retail (Small) | WholeBlg | No | WholeBlg - Com RET Level 2 | 0.15331 | 0.20845 | 0.26746 | 0.33086 | 0.39847 | 0.4704 | 0.5462 | 0.62585 | 0.70841 | 0.79348 | 0.87972 | 0.96648
PG&E | MW | Commercial | Com - Storage (Conditioned) | AppPlug | No | AppPlug - Desktop Computer (Com - Power Management) | 0.016105 | 0.017344 | 0.018403 | 0.019091 | 0.018981 | 0.018205 | 0.016802 | 0.01523 | 0.013406 | 0.011806 | 0.010337 | 0.0090604
PG&E | MW | Commercial | Com - Storage (Conditioned) | AppPlug | No | AppPlug - Occupancy Sensor Plug Strip | 0.0099408 | 0.012649 | 0.013483 | 0.014044 | 0.014057 | 0.013701 | 0.012917 | 0.012646 | 0.011815 | 0.011292 | 0.010539 | 0.0097598
PG&E | MW | Commercial | Com - Storage (Conditioned) | BldgEnv | No | BldgEnv - Wall Spray On Insulation | 0.28056 | 0.20535 | 0.12411 | 0.062254 | 0.017674 | 0 | 0 | 0 | 0 | 0 | 0 | 0
PG&E | MW | Commercial | Com - Storage (Conditioned) | BldgEnv | No | BldgEnv - Window Film | 0 | 0 | 0 | 0 | 0 | 0 | 0 | 0 | 0.018467 | 0.039075 | 0.051222 | 0.055471
PG&E | MW | Commercial | Com - Storage (Conditioned) | ComRefrig | No | ComRefrig - Strip Curtain for Walk In Refrigerator | 0.019478 | 0.018266 | 0.019742 | 0.019522 | 0.017352 | 0.01365 | 0.00937 | 0.0054712 | 0.0024802 | 0.00045262 | 0 | 0
PG&E | MW | Commercial | Com - Storage (Conditioned) | HVAC | No | HVAC - Direct Evaporative Cooler | 0.066348 | 0.076517 | 0.087282 | 0.098687 | 0.11021 | 0.12161 | 0.13253 | 0.14313 | 0.15268 | 0.16141 | 0.16876 | 0.17677
PG&E | MW | Commercial | Com - Storage (Conditioned) | HVAC | No | HVAC - SEER Rated Package Rooftop AC (SEER 14) | 0.014598 | 0.017539 | 0 | 0 | 0 | 0 | 0 | 0 | 0 | 0 | 0 | 0
PG&E | MW | Commercial | Com - Storage (Conditioned) | HVAC | No | HVAC - SEER Rated Package Rooftop AC (SEER 15) | 0.024036 | 0.028257 | 0.015096 | 0.017194 | 0.019207 | 0.021166 | 0.023002 | 0.024881 | 0.026606 | 0.028459 | 0.030179 | 0.031746
PG&E | MW | Commercial | Com - Storage (Conditioned) | HVAC | No | HVAC - SEER Rated Package Rooftop HP (SEER 14) | 0.0026334 | 0.0031305 | 0 | 0 | 0 | 0 | 0 | 0 | 0 | 0 | 0 | 0
PG&E | MW | Commercial | Com - Storage (Conditioned) | HVAC | No | HVAC - SEER Rated Package Rooftop HP (SEER 15) | 0.010464 | 0.012503 | 0.0067617 | 0.0078308 | 0.0088343 | 0.0098112 | 0.010708 | 0.011689 | 0.012568 | 0.013539 | 0.014426 | 0.015222
PG&E | MW | Commercial | Com - Storage (Conditioned) | HVAC | No | HVAC - SEER Rated Split System AC (SEER 14) | 0.0073079 | 0.008411 | 0.0093685 | 0 | 0 | 0 | 0 | 0 | 0 | 0 | 0 | 0
PG&E | MW | Commercial | Com - Storage (Conditioned) | HVAC | No | HVAC - SEER Rated Split System AC (SEER 15) | 0.00093856 | 0.0012016 | 0.00068088 | 0.00081271 | 0.00093874 | 0.0010633 | 0.0011821 | 0.0013063 | 0.0014234 | 0.0015473 | 0.0016663 | 0.0017931
PG&E | MW | Commercial | Com - Storage (Conditioned) | HVAC | No | HVAC - SEER Rated Split System HP (SEER 14) | 0.023198 | 0.027745 | 0.0043609 | 0.0050451 | 0.0056835 | 0.0063003 | 0.0068628 | 0.0074731 | 0.0080162 | 0.0086121 | 0.0091585 | 0.0096445
PG&E | MW | Commercial | Com - Storage (Conditioned) | HVAC | No | HVAC - SEER Rated Split System HP (SEER 15) | 0.0074152 | 0.0087789 | 0.0047115 | 0.0054168 | 0.0060743 | 0.0067105 | 0.0072915 | 0.0079261 | 0.0084957 | 0.0091267 | 0.0097126 | 0.010243
PG&E | MW | Commercial | Com - Storage (Conditioned) | Lighting | Yes | Lighting - LED Fixture (Replacing T8) - Emerging | 0 | 0.003091 | 0.0067529 | 0.011641 | 0.017341 | 0.024138 | 0.031566 | 0.040689 | 0.04988 | 0.06052 | 0.071627 | 0.08257
PG&E | MW | Commercial | Com - Storage (Conditioned) | Lighting | Yes | Lighting - LED Lamp (Basic High - Indoor) - Emerging | 0.00016225 | 0.00022997 | 0.00031758 | 0.00042565 | 0.0004747 | 6.6393e-05 | 7.1244e-05 | 7.639e-05 | 0.00012392 | 0.00016563 | 0.00020164 | 0.00023303
PG&E | MW | Commercial | Com - Storage (Conditioned) | Lighting | Yes | Lighting - LED Lamp (Basic Low - Indoor) - Emerging | 0.00091301 | 0.0014987 | 0.0020228 | 0.0025142 | 0.0030424 | 0.00054545 | 0.00062004 | 0.00069009 | 0.00079483 | 0.0011827 | 0.0015436 | 0.0018684
PG&E | MW | Commercial | Com - Storage (Conditioned) | Lighting | Yes | Lighting - LED Plug-In Indoor Fixture - Emerging | 0.0099745 | 0.012619 | 0.015535 | 0.018957 | 0.022454 | 0.0015223 | 0.0019509 | 0.0024464 | 0.0029577 | 0.0035364 | 0.0041169 | 0.0046945
PG&E | MW | Commercial | Com - Storage (Conditioned) | Lighting | No | Lighting - Cold Cathode Lamp | 0.0019351 | 0.0019693 | 0.001988 | 0.0020325 | 0.0020408 | 0 | 0 | 0 | 0 | 0 | 0 | 0
PG&E | MW | Commercial | Com - Storage (Conditioned) | Lighting | No | Lighting - Compact Fluorescent Fixture (Indoor) | 0.01036 | 0.010347 | 0.010361 | 0.010484 | 0.010529 | 0 | 0 | 0 | 0 | 0 | 0 | 0
PG&E | MW | Commercial | Com - Storage (Conditioned) | Lighting | No | Lighting - Compact Fluorescent Lamp (Basic High - Indoor) | 0.0057147 | 0.0049159 | 0.00427 | 0.0038143 | 0.0034977 | 0 | 0 | 0 | 0 | 0 | 0 | 0
PG&E | MW | Commercial | Com - Storage (Conditioned) | Lighting | No | Lighting - Compact Fluorescent Lamp (Basic Low - Indoor) | 0.022064 | 0.022786 | 0.022901 | 0.022762 | 0.022163 | 0 | 0 | 0 | 0 | 0 | 0 | 0
PG&E | MW | Commercial | Com - Storage (Conditioned) | Lighting | No | Lighting - Exit Fixture (LED) | 0.058761 | 0.052607 | 0.040525 | 0.027494 | 0.016549 | 0.0084466 | 0.0027497 | 0 | 0 | 0 | 0 | 0
PG&E | MW | Commercial | Com - Storage (Conditioned) | Lighting | No | Lighting - Halogen Lamp (A-Line) | 0.00067877 | 0.00083455 | 0.00098158 | 0.0011385 | 0.0012976 | 0 | 0 | 0 | 0 | 0 | 0 | 0
PG&E | MW | Commercial | Com - Storage (Conditioned) | Lighting | No | Lighting - Halogen Lamp (Reflector) | 0.00026527 | 0.0003235 | 0.00037439 | 0.00042613 | 0.00047692 | 0.00051497 | 0.0005521 | 0.0005831 | 0.00061145 | 0.00063627 | 0.00065892 | 0.00067923
PG&E | MW | Commercial | Com - Storage (Conditioned) | Lighting | No | Lighting - High Bay HID to T5 | 0 | 0.026297 | 0.025738 | 0.026158 | 0.02562 | 0.024892 | 0.023759 | 0.023579 | 0.023001 | 0.023328 | 0.023487 | 0.023515
PG&E | MW | Commercial | Com - Storage (Conditioned) | Lighting | No | Lighting - Induction Fixture (Indoor) | 0.0056885 | 0.0066677 | 0.0075792 | 0.0085599 | 0.0093552 | 0.01005 | 0.010587 | 0.011199 | 0.011658 | 0.012212 | 0.012667 | 0.013025
PG&E | MW | Commercial | Com - Storage (Conditioned) | Lighting | No | Lighting - Linear Fluorescent Delamping | 0.0012726 | 0.0012213 | 0.001152 | 0.00092369 | 0 | 0 | 0 | 0 | 0 | 0 | 0 | 0
PG&E | MW | Commercial | Com - Storage (Conditioned) | Lighting | No | Lighting - Linear Fluorescent Fixture (Low Wattage T8) | 0.018163 | 0.020857 | 0.023034 | 0.025113 | 0.02649 | 0.02743 | 0.027895 | 0.028433 | 0.028626 | 0.028986 | 0.029167 | 0.029218
PG&E | MW | Commercial | Com - Storage (Conditioned) | Lighting | No | Lighting - Plug-In Fixture (Compact Fluorescent) | 0.090837 | 0.089099 | 0.087529 | 0.087721 | 0.087083 | 0 | 0 | 0 | 0 | 0 | 0 | 0
PG&E | MW | Commercial | Com - Storage (Conditioned) | Lighting | No | Lighting - Plug-In Fixture (Induction) | 0 | 0 | 0 | 0 | 0.014247 | 0.017659 | 0.019487 | 0.021019 | 0.021931 | 0.022915 | 0.02365 | 0.024209
PG&E | MW | Commercial | Com - Storage (Conditioned) | Lighting | No | Lighting - Plug-In Fixture (Linear Fluorescent) | 0.16535 | 0.17428 | 0.17905 | 0.1847 | 0.18506 | 0 | 0 | 0 | 0 | 0 | 0 | 0
PG&E | MW | Commercial | Com - Storage (Conditioned) | Lighting | No | Lighting - Plug-In Fixture (PSMH with Electronic Ballast) | 0.040689 | 0.041904 | 0.04132 | 0.041569 | 0.03812 | 0.034688 | 0.033306 | 0.032711 | 0.032169 | 0.032195 | 0.032243 | 0.032289
PG&E | MW | Commercial | Com - Storage (Conditioned) | Lighting | No | Lighting - Plug-In Fixture (PSMH) | 0.042263 | 0.04356 | 0.042997 | 0.043282 | 0.039754 | 0.038203 | 0.03595 | 0.034686 | 0.033598 | 0.033153 | 0.03279 | 0.032484
PG&E | MW | Commercial | Com - Storage (Conditioned) | SHW | No | SHW - EF Rated Instantaneous Water Heater (Electric) | 8.9277e-06 | 1.0425e-05 | 1.1775e-05 | 1.32e-05 | 1.43e-05 | 1.5198e-05 | 1.5828e-05 | 1.6554e-05 | 1.7039e-05 | 1.7669e-05 | 1.816e-05 | 1.8529e-05
PG&E | MW | Commercial | Com - Storage (Conditioned) | SHW | No | SHW - EF Rated Storage Water Heater (Electric) | 7.1828e-06 | 8.2244e-06 | 0 | 0 | 0 | 0 | 0 | 0 | 0 | 0 | 0 | 0
PG&E | MW | Commercial | Com - Storage (Conditioned) | Service | No | HVAC - Comprehensive Rooftop Unit Quality Maintenance | 1.387e-08 | 1.2373e-08 | 1.2635e-08 | 1.2703e-08 | 1.2491e-08 | 1.2049e-08 | 1.1381e-08 | 1.051e-08 | 9.4774e-09 | 8.3022e-09 | 7.094e-09 | 5.8848e-09
PG&E | MW | Commercial | Com - Storage (Conditioned) | Service | No | Service - HVAC Fault Detection & Diagnositics | 0 | 3.1903e-05 | 3.1191e-05 | 3.166e-05 | 3.0977e-05 | 3.0061e-05 | 2.8658e-05 | 2.8405e-05 | 2.7674e-05 | 2.8037e-05 | 2.8199e-05 | 2.8203e-05
PG&E | MW | Commercial | Com - Storage (Conditioned) | WholeBlg | No | HVAC - Energy Management System | 2.5351e-05 | 3.1266e-05 | 2.7416e-05 | 2.417e-05 | 2.0783e-05 | 1.7697e-05 | 1.487e-05 | 1.32e-05 | 1.3011e-05 | 1.3304e-05 | 1.3477e-05 | 1.3556e-05
PG&E | MW | Commercial | Com - Storage (Conditioned) | WholeBlg | No | WholeBlg - Com RET Level 1 | 0.015019 | 0.020569 | 0.026484 | 0.032774 | 0.039429 | 0.04646 | 0.053837 | 0.061525 | 0.069471 | 0.077605 | 0.085844 | 0.094098
PG&E | MW | Commercial | Com - Storage (Conditioned) | WholeBlg | No | WholeBlg - Com RET Level 2 | 0.027897 | 0.037882 | 0.048534 | 0.059923 | 0.072048 | 0.084893 | 0.098404 | 0.11256 | 0.1272 | 0.14227 | 0.15753 | 0.17284
PG&E | MW | Commercial | Com - Storage (Unconditioned) | AppPlug | No | AppPlug - Desktop Computer (Com - Power Management) | 0.040262 | 0.043361 | 0.046008 | 0.047727 | 0.047452 | 0.045513 | 0.042004 | 0.038076 | 0.033514 | 0.029515 | 0.025843 | 0.022651
PG&E | MW | Commercial | Com - Storage (Unconditioned) | AppPlug | No | AppPlug - Occupancy Sensor Plug Strip | 0.024852 | 0.031622 | 0.033708 | 0.03511 | 0.035142 | 0.034254 | 0.032292 | 0.031615 | 0.029538 | 0.028231 | 0.026347 | 0.0244
PG&E | MW | Commercial | Com - Storage (Unconditioned) | BldgEnv | No | BldgEnv - Window Film | 0 | 0 | 0 | 0 | 0 | 0 | 0 | 0 | 0.064906 | 0.13741 | 0.18021 | 0.19525
PG&E | MW | Commercial | Com - Storage (Unconditioned) | Lighting | Yes | Lighting - LED Fixture (Replacing T8) - Emerging | 0 | 0.0064279 | 0.013858 | 0.023824 | 0.03544 | 0.049151 | 0.064032 | 0.082233 | 0.10061 | 0.12195 | 0.14427 | 0.1663
PG&E | MW | Commercial | Com - Storage (Unconditioned) | Lighting | Yes | Lighting - LED Lamp (Basic High - Indoor) - Emerging | 0.00034364 | 0.00048477 | 0.00066269 | 0.00087962 | 0.0009678 | 0.00013506 | 0.0001446 | 0.00015718 | 0.00025136 | 0.00033306 | 0.00040346 | 0.00046479
PG&E | MW | Commercial | Com - Storage (Unconditioned) | Lighting | Yes | Lighting - LED Lamp (Basic Low - Indoor) - Emerging | 0.0019004 | 0.0031071 | 0.0041265 | 0.0051149 | 0.0061675 | 0.0011017 | 0.0012484 | 0.0013865 | 0.0015879 | 0.0023571 | 0.0030688 | 0.003707
PG&E | MW | Commercial | Com - Storage (Unconditioned) | Lighting | Yes | Lighting - LED Plug-In Indoor Fixture - Emerging | 0.020829 | 0.026388 | 0.032449 | 0.039543 | 0.046748 | 0.0031536 | 0.004034 | 0.0050519 | 0.0060925 | 0.0072679 | 0.008441 | 0.0096036
PG&E | MW | Commercial | Com - Storage (Unconditioned) | Lighting | No | Lighting - Cold Cathode Lamp | 0.0036637 | 0.0037354 | 0.0037733 | 0.0038591 | 0.0038745 | 0 | 0 | 0 | 0 | 0 | 0 | 0
PG&E | MW | Commercial | Com - Storage (Unconditioned) | Lighting | No | Lighting - Compact Fluorescent Fixture (Indoor) | 0.020731 | 0.020725 | 0.020761 | 0.021017 | 0.021101 | 0 | 0 | 0 | 0 | 0 | 0 | 0
PG&E | MW | Commercial | Com - Storage (Unconditioned) | Lighting | No | Lighting - Compact Fluorescent Lamp (Basic High - Indoor) | 0.011551 | 0.0098898 | 0.0085644 | 0.0076444 | 0.0070182 | 0 | 0 | 0 | 0 | 0 | 0 | 0
PG&E | MW | Commercial | Com - Storage (Unconditioned) | Lighting | No | Lighting - Compact Fluorescent Lamp (Basic Low - Indoor) | 0.044485 | 0.045801 | 0.045963 | 0.045631 | 0.044387 | 0 | 0 | 0 | 0 | 0 | 0 | 0
PG&E | MW | Commercial | Com - Storage (Unconditioned) | Lighting | No | Lighting - Exit Fixture (LED) | 0.10381 | 0.092891 | 0.071497 | 0.048468 | 0.029103 | 0.014765 | 0.0047061 | 0 | 0 | 0 | 0 | 0
PG&E | MW | Commercial | Com - Storage (Unconditioned) | Lighting | No | Lighting - Halogen Lamp (A-Line) | 0.001696 | 0.0020874 | 0.0024565 | 0.0028505 | 0.0032504 | 0 | 0 | 0 | 0 | 0 | 0 | 0
PG&E | MW | Commercial | Com - Storage (Unconditioned) | Lighting | No | Lighting - Halogen Lamp (Reflector) | 0.00066253 | 0.00080887 | 0.00093674 | 0.0010669 | 0.0011948 | 0.0012938 | 0.0013864 | 0.001466 | 0.0015372 | 0.0016004 | 0.0016575 | 0.0017089
PG&E | MW | Commercial | Com - Storage (Unconditioned) | Lighting | No | Lighting - High Bay HID to T5 | 0 | 0.054841 | 0.053673 | 0.054554 | 0.053443 | 0.051927 | 0.049565 | 0.049189 | 0.047982 | 0.048665 | 0.048998 | 0.049059
PG&E | MW | Commercial | Com - Storage (Unconditioned) | Lighting | No | Lighting - Induction Fixture (Indoor) | 0.010853 | 0.012759 | 0.014533 | 0.016455 | 0.018039 | 0.019412 | 0.020472 | 0.021677 | 0.022577 | 0.023665 | 0.02456 | 0.025276
PG&E | MW | Commercial | Com - Storage (Unconditioned) | Lighting | No | Lighting - Linear Fluorescent Delamping | 0.0023982 | 0.0023015 | 0.0021712 | 0.0017412 | 0.00098542 | 0 | 0 | 0 | 0 | 0 | 0 | 0
PG&E | MW | Commercial | Com - Storage (Unconditioned) | Lighting | No | Lighting - Linear Fluorescent Fixture (Low Wattage T8) | 0.036639 | 0.042047 | 0.046374 | 0.050525 | 0.053245 | 0.055078 | 0.055944 | 0.056981 | 0.057312 | 0.058 | 0.058322 | 0.058379
PG&E | MW | Commercial | Com - Storage (Unconditioned) | Lighting | No | Lighting - Plug-In Fixture (Compact Fluorescent) | 0.18532 | 0.18157 | 0.17803 | 0.17817 | 0.17657 | 0 | 0 | 0 | 0 | 0 | 0 | 0
PG&E | MW | Commercial | Com - Storage (Unconditioned) | Lighting | No | Lighting - Plug-In Fixture (Induction) | 0.045939 | 0.045208 | 0.045371 | 0.046536 | 0.046938 | 0.047146 | 0.046936 | 0.047586 | 0.047835 | 0.04892 | 0.049833 | 0.050595
PG&E | MW | Commercial | Com - Storage (Unconditioned) | Lighting | No | Lighting - Plug-In Fixture (Linear Fluorescent) | 0.33234 | 0.35159 | 0.36176 | 0.37364 | 0.37442 | 0 | 0 | 0 | 0 | 0 | 0 | 0
PG&E | MW | Commercial | Com - Storage (Unconditioned) | Lighting | No | Lighting - Plug-In Fixture (PSMH with Electronic Ballast) | 0.058334 | 0.06176 | 0.061489 | 0.062361 | 0.062304 | 0.062027 | 0.061337 | 0.061444 | 0.06117 | 0.061666 | 0.062011 | 0.062238
PG&E | MW | Commercial | Com - Storage (Unconditioned) | Lighting | No | Lighting - Plug-In Fixture (PSMH) | 0.062772 | 0.066279 | 0.065306 | 0.065398 | 0.064505 | 0.063443 | 0.062046 | 0.061435 | 0.06052 | 0.060375 | 0.060143 | 0.059856
PG&E | MW | Commercial | Com - Storage (Unconditioned) | SHW | No | SHW - EF Rated Instantaneous Water Heater (Electric) | 1.7625e-05 | 2.0582e-05 | 2.3238e-05 | 2.6029e-05 | 2.8188e-05 | 2.9953e-05 | 3.1198e-05 | 3.2623e-05 | 3.3582e-05 | 3.4817e-05 | 3.578e-05 | 3.6504e-05
PG&E | MW | Commercial | Com - Storage (Unconditioned) | SHW | No | SHW - EF Rated Storage Water Heater (Electric) | 1.4178e-05 | 1.6233e-05 | 0 | 0 | 0 | 0 | 0 | 0 | 0 | 0 | 0 | 0
PG&E | MW | Commercial | Com - Storage (Unconditioned) | Service | No | HVAC - Comprehensive Rooftop Unit Quality Maintenance | 3.4675e-08 | 3.0934e-08 | 3.1588e-08 | 3.1757e-08 | 3.1228e-08 | 3.0123e-08 | 2.8452e-08 | 2.6275e-08 | 2.3694e-08 | 2.0756e-08 | 1.7735e-08 | 1.4712e-08
PG&E | MW | Commercial | Com - Storage (Unconditioned) | Service | No | Service - HVAC Fault Detection & Diagnositics | 0 | 7.9758e-05 | 7.7976e-05 | 7.9151e-05 | 7.7442e-05 | 7.5153e-05 | 7.1646e-05 | 7.1013e-05 | 6.9185e-05 | 7.0093e-05 | 7.0497e-05 | 7.0507e-05
PG&E | MW | Commercial | Com - Storage (Unconditioned) | WholeBlg | No | HVAC - Energy Management System | 6.3378e-05 | 7.8165e-05 | 6.8541e-05 | 6.0426e-05 | 5.1956e-05 | 4.4244e-05 | 3.7175e-05 | 3.2999e-05 | 3.2528e-05 | 3.3259e-05 | 3.3693e-05 | 3.3891e-05
PG&E | MW | Commercial | Com - Storage (Unconditioned) | WholeBlg | No | WholeBlg - Com NC Level 2 | 0.0023859 | 0 | 0 | 0 | 0 | 0 | 0 | 0 | 0 | 0 | 0 | 0
PG&E | MW | Commercial | Com - Storage (Unconditioned) | WholeBlg | No | WholeBlg - Com NC Level 3 | 0.0036874 | 0 | 0 | 0 | 0 | 0 | 0 | 0 | 0 | 0 | 0 | 0
PG&E | MW | Commercial | Com - Storage (Unconditioned) | WholeBlg | No | WholeBlg - Com RET Level 1 | 0.019774 | 0.026896 | 0.03451 | 0.042624 | 0.051258 | 0.060409 | 0.070045 | 0.080098 | 0.090489 | 0.1011 | 0.11177 | 0.12233
PG&E | MW | Commercial | Com - Storage (Unconditioned) | WholeBlg | No | WholeBlg - Com RET Level 2 | 0.027679 | 0.037595 | 0.048166 | 0.059455 | 0.071455 | 0.084142 | 0.097477 | 0.11141 | 0.12582 | 0.14059 | 0.15553 | 0.17047
PG&E | MW | Commercial | Com - Warehouse (Refrigerated) | AppPlug | No | AppPlug - Desktop Computer (Com - Power Management) | 0.0074212 | 0.0079923 | 0.0084803 | 0.0087972 | 0.0087465 | 0.0083889 | 0.0077422 | 0.0070181 | 0.0061774 | 0.0054403 | 0.0047634 | 0.004175
PG&E | MW | Commercial | Com - Warehouse (Refrigerated) | AppPlug | No | AppPlug - Occupancy Sensor Plug Strip | 0.0045807 | 0.0058286 | 0.0062131 | 0.0064715 | 0.0064774 | 0.0063136 | 0.0059521 | 0.0058273 | 0.0054444 | 0.0052035 | 0.0048564 | 0.0044973
PG&E | MW | Commercial | Com - Warehouse (Refrigerated) | BldgEnv | No | BldgEnv - Wall Spray On Insulation | 0.051039 | 0.019473 | 0.0061538 | 0 | 0 | 0 | 0 | 0 | 0 | 0 | 0 | 0
PG&E | MW | Commercial | Com - Warehouse (Refrigerated) | BldgEnv | No | BldgEnv - Window Film | 0 | 0 | 0 | 0 | 0 | 0 | 0 | 0 | 0.0084713 | 0.017934 | 0.023521 | 0.025483
PG&E | MW | Commercial | Com - Warehouse (Refrigerated) | ComRefrig | No | ComRefrig - Strip Curtain for Walk In Refrigerator | 0.0089755 | 0.0084172 | 0.009097 | 0.008996 | 0.0079957 | 0.00629 | 0.0043177 | 0.0025211 | 0.0011429 | 0.00020857 | 0 | 0
PG&E | MW | Commercial | Com - Warehouse (Refrigerated) | Lighting | Yes | Lighting - LED Fixture (Replacing T8) - Emerging | 0.0031217 | 0.0045021 | 0.0063434 | 0.0088319 | 0.011634 | 0.014873 | 0.018267 | 0.022388 | 0.026532 | 0.031445 | 0.03654 | 0.042164
PG&E | MW | Commercial | Com - Warehouse (Refrigerated) | Lighting | Yes | Lighting - LED Lamp (Basic High - Indoor) - Emerging | 0.00011523 | 0.00015825 | 0.00020463 | 0.0002405 | 0.00025927 | 3.5716e-05 | 3.7779e-05 | 4.4105e-05 | 6.4175e-05 | 8.136e-05 | 9.6023e-05 | 0.00010873
PG&E | MW | Commercial | Com - Warehouse (Refrigerated) | Lighting | Yes | Lighting - LED Lamp (Basic Low - Indoor) - Emerging | 0.00057917 | 0.00089454 | 0.0011133 | 0.0013564 | 0.0016001 | 0.00027979 | 0.00031124 | 0.00034142 | 0.00037625 | 0.00054915 | 0.0007041 | 0.00084016
PG&E | MW | Commercial | Com - Warehouse (Refrigerated) | Lighting | Yes | Lighting - LED Plug-In Indoor Fixture - Emerging | 0.0053797 | 0.0068289 | 0.008403 | 0.010257 | 0.012118 | 0.00081193 | 0.0010272 | 0.0012775 | 0.0015298 | 0.0018172 | 0.0021025 | 0.002384
PG&E | MW | Commercial | Com - Warehouse (Refrigerated) | Lighting | No | Lighting - Cold Cathode Lamp | 0.0012855 | 0.0012744 | 0.0012619 | 0.0012661 | 0.0012556 | 0 | 0 | 0 | 0 | 0 | 0 | 0
PG&E | MW | Commercial | Com - Warehouse (Refrigerated) | Lighting | No | Lighting - Compact Fluorescent Fixture (Indoor) | 0.0049483 | 0.0049693 | 0.0049916 | 0.0050679 | 0.0050785 | 0 | 0 | 0 | 0 | 0 | 0 | 0
PG&E | MW | Commercial | Com - Warehouse (Refrigerated) | Lighting | No | Lighting - Compact Fluorescent Lamp (Basic High - Indoor) | 0.0028849 | 0.0024234 | 0.0020786 | 0.0018703 | 0.0017225 | 0 | 0 | 0 | 0 | 0 | 0 | 0
PG&E | MW | Commercial | Com - Warehouse (Refrigerated) | Lighting | No | Lighting - Compact Fluorescent Lamp (Basic Low - Indoor) | 0.011012 | 0.011168 | 0.011125 | 0.01099 | 0.010641 | 0 | 0 | 0 | 0 | 0 | 0 | 0
PG&E | MW | Commercial | Com - Warehouse (Refrigerated) | Lighting | No | Lighting - Halogen Lamp (A-Line) | 0.00031263 | 0.00038476 | 0.00045279 | 0.00052541 | 0.00059911 | 0 | 0 | 0 | 0 | 0 | 0 | 0
PG&E | MW | Commercial | Com - Warehouse (Refrigerated) | Lighting | No | Lighting - Halogen Lamp (Reflector) | 0.00012212 | 0.00014909 | 0.00017266 | 0.00019665 | 0.00022023 | 0.00023848 | 0.00025555 | 0.00027021 | 0.00028334 | 0.00029498 | 0.00030551 | 0.00031499
PG&E | MW | Commercial | Com - Warehouse (Refrigerated) | Lighting | No | Lighting - High Bay HID to T5 | 0 | 0.015841 | 0.015495 | 0.015736 | 0.015408 | 0.014963 | 0.014275 | 0.014158 | 0.013803 | 0.013994 | 0.014083 | 0.014093
PG&E | MW | Commercial | Com - Warehouse (Refrigerated) | Lighting | No | Lighting - Induction Fixture (Indoor) | 0.002906 | 0.0034453 | 0.0039488 | 0.0044911 | 0.0049391 | 0.0053273 | 0.0056271 | 0.0059631 | 0.0062126 | 0.006511 | 0.0067535 | 0.0069443
PG&E | MW | Commercial | Com - Warehouse (Refrigerated) | Lighting | No | Lighting - Linear Fluorescent Delamping | 0.00035854 | 0.00034399 | 0.00032519 | 0.00026109 | 0.00014776 | 0 | 0 | 0 | 0 | 0 | 0 | 0
PG&E | MW | Commercial | Com - Warehouse (Refrigerated) | Lighting | No | Lighting - Linear Fluorescent Fixture (Low Wattage T8) | 0.010334 | 0.011196 | 0.01183 | 0.012503 | 0.012826 | 0.012965 | 0.012897 | 0.012941 | 0.012835 | 0.012868 | 0.012828 | 0.012512
PG&E | MW | Commercial | Com - Warehouse (Refrigerated) | Lighting | No | Lighting - Occupancy Sensor | 0 | 0 | 0 | 0 | 0.0040882 | 0.025986 | 0.022929 | 0.017148 | 0.01258 | 0.0097003 | 0.0078233 | 0.0068616
PG&E | MW | Commercial | Com - Warehouse (Refrigerated) | Lighting | No | Lighting - Plug-In Fixture (Compact Fluorescent) | 0.047031 | 0.045951 | 0.044898 | 0.044835 | 0.044223 | 0 | 0 | 0 | 0 | 0 | 0 | 0
PG&E | MW | Commercial | Com - Warehouse (Refrigerated) | Lighting | No | Lighting - Plug-In Fixture (Induction) | 0.014888 | 0.014989 | 0.014905 | 0.015172 | 0.015125 | 0.015003 | 0.01473 | 0.014773 | 0.014674 | 0.014881 | 0.01503 | 0.015131
PG&E | MW | Commercial | Com - Warehouse (Refrigerated) | Lighting | No | Lighting - Plug-In Fixture (Linear Fluorescent) | 0.091703 | 0.097447 | 0.10054 | 0.10435 | 0.10472 | 0 | 0 | 0 | 0 | 0 | 0 | 0
PG&E | MW | Commercial | Com - Warehouse (Refrigerated) | Lighting | No | Lighting - Plug-In Fixture (MH Directional) | 0 | 0 | 0 | 0 | 0.0030151 | 0.0030196 | 0.0065139 | 0.006804 | 0.0068198 | 0.0069038 | 0.0069201 | 0.0068939
PG&E | MW | Commercial | Com - Warehouse (Refrigerated) | Lighting | No | Lighting - Plug-In Fixture (PSMH with Electronic Ballast) | 0.015525 | 0.015966 | 0.015754 | 0.015862 | 0.015714 | 0.01552 | 0.015223 | 0.015178 | 0.015034 | 0.01513 | 0.015191 | 0.015224
PG&E | MW | Commercial | Com - Warehouse (Refrigerated) | Lighting | No | Lighting - Plug-In Fixture (PSMH) | 0.013778 | 0.014214 | 0.014051 | 0.014148 | 0.014005 | 0.013818 | 0.013538 | 0.013473 | 0.013321 | 0.013375 | 0.013398 | 0.013399
PG&E | MW | Commercial | Com - Warehouse (Refrigerated) | Service | No | HVAC - Comprehensive Rooftop Unit Quality Maintenance | 6.3914e-09 | 5.7017e-09 | 5.8223e-09 | 5.8536e-09 | 5.7561e-09 | 5.5523e-09 | 5.2442e-09 | 4.8431e-09 | 4.3672e-09 | 3.8257e-09 | 3.2689e-09 | 2.7117e-09
PG&E | MW | Commercial | Com - Warehouse (Refrigerated) | Service | No | Service - HVAC Fault Detection & Diagnositics | 0 | 1.4701e-05 | 1.4373e-05 | 1.4589e-05 | 1.4274e-05 | 1.3852e-05 | 1.3206e-05 | 1.3089e-05 | 1.2752e-05 | 1.292e-05 | 1.2994e-05 | 1.2996e-05
PG&E | MW | Commercial | Com - Warehouse (Refrigerated) | WholeBlg | No | HVAC - Energy Management System | 1.1682e-05 | 1.4407e-05 | 1.2634e-05 | 1.1138e-05 | 9.5766e-06 | 8.155e-06 | 6.8521e-06 | 6.0824e-06 | 5.9955e-06 | 6.1304e-06 | 6.2103e-06 | 6.2468e-06
PG&E | MW | Commercial | Com - Warehouse (Refrigerated) | WholeBlg | No | WholeBlg - Com RET Level 1 | 0.0036538 | 0.0050106 | 0.0064586 | 0.0080059 | 0.0096487 | 0.011384 | 0.013208 | 0.015114 | 0.017092 | 0.019123 | 0.021192 | 0.023282
PG&E | MW | Commercial | Com - Warehouse (Refrigerated) | WholeBlg | No | WholeBlg - Com RET Level 2 | 0.010565 | 0.014313 | 0.018318 | 0.022592 | 0.02715 | 0.031993 | 0.037106 | 0.042458 | 0.048004 | 0.053686 | 0.059418 | 0.065098
PG&E | MM Therms | Commercial | Com - Assembly | AppPlug | No | AppPlug - Computer Monitor | -0.00027515 | -0.00028752 | -0.00029574 | -0.00031435 | -0.00032059 | -0.00032326 | -0.00031931 | -0.00032717 | -0.00032898 | -0.0003435 | -0.00035588 | -0.00036667
PG&E | MM Therms | Commercial | Com - Assembly | AppPlug | No | AppPlug - Occupancy Sensor Plug Strip | -0.00021269 | -0.00027062 | -0.00028848 | -0.00030048 | -0.00030075 | -0.00029315 | -0.00027636 | -0.00027057 | -0.00025279 | -0.0002416 | -0.00022548 | -0.00020881
PG&E | MM Therms | Commercial | Com - Assembly | BldgEnv | No | BldgEnv - Wall Spray On Insulation | 0.0086421 | 0.0019816 | 0 | 0 | 0 | 0 | 0 | 0 | 0 | 0 | 0 | 0
PG&E | MM Therms | Commercial | Com - Assembly | BldgEnv | No | BldgEnv - Window Film | 0 | 0 | 0 | 0 | 0 | 0 | 0 | 0 | -0.00095842 | -0.002028 | -0.0026584 | -0.0028789
PG&E | MM Therms | Commercial | Com - Assembly | HVAC | No | HVAC - Gas Furnace | 0.011075 | 0.013935 | 0.016884 | 0.019883 | 0.022896 | 0.025828 | 0.028595 | 0.031102 | 0.033294 | 0.035108 | 0.036521 | 0.037512
PG&E | MM Therms | Commercial | Com - Assembly | HVAC | No | HVAC - SEER Rated Package Rooftop AC (Recharge) | 0 | 0 | 0 | 0 | 0.00018421 | 0.00015976 | 0.00012439 | 8.783e-05 | 5.5417e-05 | 2.9257e-05 | 9.7772e-06 | 0
PG&E | MM Therms | Commercial | Com - Assembly | Lighting | Yes | Lighting - LED Fixture (Replacing T8) - Emerging | 0 | 0 | -0.0011295 | -0.0022607 | -0.0034576 | -0.0047645 | -0.0061069 | -0.0077054 | -0.0092631 | -0.011046 | -0.012935 | -0.01485
PG&E | MM Therms | Commercial | Com - Assembly | Lighting | Yes | Lighting - LED Lamp (Basic High - Indoor) - Emerging | -0.00010079 | -0.00016581 | -0.0002559 | -0.00033768 | -0.00037366 | -7.3808e-05 | -0.00011116 | -0.00015094 | -0.00019044 | -0.00023093 | -0.00027091 | -0.00030987
PG&E | MM Therms | Commercial | Com - Assembly | Lighting | Yes | Lighting - LED Lamp (Basic Low - Indoor) - Emerging | -0.0004173 | -0.00064631 | -0.00082608 | -0.00095911 | -0.0010989 | -0.00018965 | -0.00033205 | -0.000481 | -0.00062146 | -0.00076305 | -0.00090181 | -0.0010345
PG&E | MM Therms | Commercial | Com - Assembly | Lighting | Yes | Lighting - LED Plug-In Indoor Fixture - Emerging | -0.0011536 | -0.0013346 | -0.0016179 | -0.0020037 | -0.0024024 | -0.00016977 | -0.00021408 | -0.00026531 | -0.0003389 | -0.00042941 | -0.00053012 | -0.00063541
PG&E | MM Therms | Commercial | Com - Assembly | Lighting | No | Lighting - Cold Cathode Lamp | -0.00020549 | -0.00020962 | -0.00021165 | -0.00021676 | -0.00021753 | 0 | 0 | 0 | 0 | 0 | 0 | 0
PG&E | MM Therms | Commercial | Com - Assembly | Lighting | No | Lighting - Compact Fluorescent Fixture (Indoor) | -0.025216 | -0.025273 | -0.025361 | -0.02572 | -0.025866 | 0 | 0 | 0 | 0 | 0 | 0 | 0
PG&E | MM Therms | Commercial | Com - Assembly | Lighting | No | Lighting - Compact Fluorescent Lamp (Basic High - Indoor) | -0.0038606 | -0.0036264 | -0.003441 | -0.0034266 | -0.0034482 | 0 | 0 | 0 | 0 | 0 | 0 | 0
PG&E | MM Therms | Commercial | Com - Assembly | Lighting | No | Lighting - Compact Fluorescent Lamp (Basic Low - Indoor) | -0.011761 | -0.01021 | -0.0091614 | -0.0086743 | -0.008387 | 0 | 0 | 0 | 0 | 0 | 0 | 0
PG&E | MM Therms | Commercial | Com - Assembly | Lighting | No | Lighting - Halogen Lamp (A-Line) | -0.00072332 | -0.0008894 | -0.0010461 | -0.0012133 | -0.0013829 | 0 | 0 | 0 | 0 | 0 | 0 | 0
PG&E | MM Therms | Commercial | Com - Assembly | Lighting | No | Lighting - Halogen Lamp (Reflector) | -0.00028269 | -0.00034477 | -0.000399 | -0.00045414 | -0.00050827 | -0.00054885 | -0.00058842 | -0.00062146 | -0.00065168 | -0.00067814 | -0.00070228 | -0.00072392
PG&E | MM Therms | Commercial | Com - Assembly | Lighting | No | Lighting - High Bay HID to T5 | -0.0016354 | -0.0017369 | -0.0018548 | -0.0019265 | -0.0019092 | -0.0018205 | -0.001662 | -0.0014832 | -0.0012811 | -0.0011025 | -0.00094439 | -0.00081067
PG&E | MM Therms | Commercial | Com - Assembly | Lighting | No | Lighting - Induction Fixture (Indoor) | -0.00059962 | -0.0007087 | -0.00081079 | -0.00092109 | -0.001012 | -0.0010922 | -0.0011549 | -0.001226 | -0.0012799 | -0.0013441 | -0.001397 | -0.0014389
PG&E | MM Therms | Commercial | Com - Assembly | Lighting | No | Lighting - Linear Fluorescent Delamping | -0.00014765 | -0.00014173 | -0.00013348 | -0.00010693 | 0 | 0 | 0 | 0 | 0 | 0 | 0 | 0
PG&E | MM Therms | Commercial | Com - Assembly | Lighting | No | Lighting - Linear Fluorescent Fixture (Low Wattage T8) | -0.0010493 | -0.0013265 | -0.0015915 | -0.0018444 | -0.002051 | -0.0022254 | -0.0023602 | -0.0024901 | -0.0025885 | -0.0026924 | -0.0027764 | -0.0028476
PG&E | MM Therms | Commercial | Com - Assembly | Lighting | No | Lighting - Plug-In Fixture (Compact Fluorescent) | 0 | -0.0090652 | -0.0083448 | -0.0084314 | -0.014602 | 0 | 0 | 0 | 0 | 0 | 0 | 0
PG&E | MM Therms | Commercial | Com - Assembly | Lighting | No | Lighting - Plug-In Fixture (PSMH with Electronic Ballast) | 0 | 0 | 0 | 0 | 0 | 0 | 0 | 0 | 0 | -0.0078085 | -0.0075189 | -0.0073196
PG&E | MM Therms | Commercial | Com - Assembly | Lighting | No | Lighting - Plug-In Fixture (PSMH) | -0.019241 | -0.023587 | -0.023083 | -0.023519 | -0.023412 | -0.022909 | -0.022117 | -0.021726 | -0.021121 | -0.020298 | -0.021046 | -0.021541
PG&E | MM Therms | Commercial | Com - Assembly | SHW | Yes | SHW - EF Rated Storage Water Heater (Gas) - Emerging | 0 | 0 | 0 | 0.001666 | 0.0036975 | 0.0059856 | 0.0084067 | 0.011146 | 0.013997 | 0.017195 | 0.020508 | 0.023899
PG&E | MM Therms | Commercial | Com - Assembly | SHW | Yes | SHW - ET Rated Storage Water Heater - Emerging | 0.014488 | 0.022075 | 0.030407 | 0.040004 | 0.050031 | 0.060368 | 0.070618 | 0.081774 | 0.092709 | 0.10434 | 0.11559 | 0.12639
PG&E | MM Therms | Commercial | Com - Assembly | SHW | No | SHW - EF Rated Instantaneous Water Heater (Gas) | 0.0047029 | 0.005904 | 0.0062305 | 0.007319 | 0.0082725 | 0.0091336 | 0.0098572 | 0.010667 | 0.01137 | 0.012141 | 0.012824 | 0.01342
PG&E | MM Therms | Commercial | Com - Assembly | SHW | No | SHW - EF Rated Storage Water Heater (Gas) | 0.0030029 | 0.0036878 | 0.0029645 | 0.003441 | 0.0038521 | 0.0042186 | 0.0045216 | 0.0048621 | 0.0051541 | 0.0054761 | 0.0057594 | 0.0060049
PG&E | MM Therms | Commercial | Com - Assembly | SHW | No | SHW - ET Rated Instantaneous Water Heater | 0.0016958 | 0.0019552 | 0.0021862 | 0.0025079 | 0.002717 | 0.0028605 | 0.0029032 | 0.0030502 | 0.0031318 | 0.003306 | 0.0034368 | 0.0035278
PG&E | MM Therms | Commercial | Com - Assembly | SHW | No | SHW - ET Rated Storage Water Heater | 0.004898 | 0.0056617 | 0.0063904 | 0.0072025 | 0.0078994 | 0.0085087 | 0.0089931 | 0.009546 | 0.010005 | 0.010522 | 0.01097 | 0.011353
PG&E | MM Therms | Commercial | Com - Assembly | SHW | No | SHW - Pipe and Tank Insulation | 0.027911 | 0.02659 | 0.028767 | 0.030676 | 0.032094 | 0.032697 | 0.032543 | 0.031564 | 0.02972 | 0.027179 | 0.024073 | 0.02065
PG&E | MM Therms | Commercial | Com - Assembly | Service | No | Service - Retro-Commissioning (Gas) | 0.017732 | 0.016087 | 0.015933 | 0.014978 | 0.013292 | 0.011072 | 0.0086218 | 0.0062202 | 0.0040681 | 0.0022785 | 0.00087079 | 0
PG&E | MM Therms | Commercial | Com - Assembly | WholeBlg | No | WholeBlg - Com NC Level 2 | 0.00020701 | 0 | 0 | 0 | 0 | 0 | 0 | 0 | 0 | 0 | 0 | 0
PG&E | MM Therms | Commercial | Com - Assembly | WholeBlg | No | WholeBlg - Com NC Level 3 | 0.0001945 | 0 | 0 | 0 | 0 | 0 | 0 | 0 | 0 | 0 | 0 | 0
PG&E | MM Therms | Commercial | Com - Assembly | WholeBlg | No | WholeBlg - Com RET Level 1 | 0.0010528 | 0.0014397 | 0.0018517 | 0.0022895 | 0.0027521 | 0.0032415 | 0.0037547 | 0.0042897 | 0.0048423 | 0.0054198 | 0.0060179 | 0.0066441
PG&E | MM Therms | Commercial | Com - Assembly | WholeBlg | No | WholeBlg - Com RET Level 2 | 0.0082991 | 0.011299 | 0.014511 | 0.017975 | 0.021677 | 0.025608 | 0.029746 | 0.034103 | 0.038619 | 0.043223 | 0.047826 | 0.052337
PG&E | MM Therms | Commercial | Com - Education (Community College) | AppPlug | No | AppPlug - Computer Monitor | -0.00015364 | -0.00016055 | -0.00016514 | -0.00017553 | -0.00017902 | -0.00018051 | -0.0001783 | -0.00018269 | -0.0001837 | -0.00019181 | -0.00019872 | -0.00020475
PG&E | MM Therms | Commercial | Com - Education (Community College) | AppPlug | No | AppPlug - Occupancy Sensor Plug Strip | -0.00011877 | -0.00015112 | -0.00016109 | -0.00016779 | -0.00016794 | -0.00016369 | -0.00015432 | -0.00015109 | -0.00014116 | -0.00013491 | -0.00012591 | -0.0001166
PG&E | MM Therms | Commercial | Com - Education (Community College) | BldgEnv | No | BldgEnv - Wall Spray On Insulation | 0.00020977 | 0 | 0 | 0 | 0 | 0 | 0 | 0 | 0 | 0 | 0 | 0
PG&E | MM Therms | Commercial | Com - Education (Community College) | BldgEnv | No | BldgEnv - Window Film | 0 | 0 | 0 | 0 | 0 | 0 | 0 | 0 | -0.00089348 | -0.0018906 | -0.0024783 | -0.0026838
PG&E | MM Therms | Commercial | Com - Education (Community College) | FoodServ | No | FoodServ - Fryer (Gas) | 0.0013643 | 0.00142 | 0.0014719 | 0.001549 | 0.0016115 | 0.001658 | 0.0016877 | 0.0017357 | 0.001774 | 0.0018285 | 0.0018791 | 0.001928
PG&E | MM Therms | Commercial | Com - Education (Community College) | FoodServ | No | FoodServ - Oven (Gas) | 0.0022284 | 0.0022767 | 0.0023214 | 0.0024076 | 0.0024741 | 0.0025179 | 0.0025392 | 0.0025898 | 0.0026281 | 0.0026917 | 0.0027517 | 0.0028115
PG&E | MM Therms | Commercial | Com - Education (Community College) | HVAC | No | HVAC - AFUE Rated Boiler (High) | 0.0060458 | 0.0071052 | 0.0080742 | 0.0092045 | 0.010309 | 0.011406 | 0.012399 | 0.013543 | 0.014659 | 0.015952 | 0.017231 | 0.01849
PG&E | MM Therms | Commercial | Com - Education (Community College) | HVAC | No | HVAC - AFUE Rated Boiler (Standard) | 0.00054087 | 0.00063017 | 0.00071117 | 0.00080007 | 0.00088252 | 0.00096609 | 0.0010412 | 0.0011257 | 0.001207 | 0.0013021 | 0.0013951 | 0.0014842
PG&E | MM Therms | Commercial | Com - Education (Community College) | HVAC | No | HVAC - ET Rated Boiler (High) | 0.0059235 | 0.0071706 | 0.011422 | 0.013842 | 0.016226 | 0.018522 | 0.020566 | 0.022831 | 0.025022 | 0.02756 | 0.030052 | 0.032479
PG&E | MM Therms | Commercial | Com - Education (Community College) | HVAC | No | HVAC - ET Rated Boiler (Standard) | 0 | 0 | 0 | 0 | 0 | 0 | 0.0021264 | 0.0023767 | 0.0026239 | 0.0028687 | 0.0031045 | 0.0033286
PG&E | MM Therms | Commercial | Com - Education (Community College) | HVAC | No | HVAC - Gas Furnace | 0.002112 | 0.002652 | 0.0032086 | 0.0037745 | 0.0043432 | 0.0048966 | 0.0054192 | 0.0058936 | 0.0063098 | 0.0066561 | 0.0069283 | 0.0071231
PG&E | MM Therms | Commercial | Com - Education (Community College) | HVAC | No | HVAC - Thermostat | 0.0084327 | 0.0088284 | 0.0091606 | 0.0089529 | 0.0081078 | 0.0068403 | 0.0054192 | 0.0042039 | 0.0031921 | 0.0025367 | 0.0023292 | 0.0023474
PG&E | MM Therms | Commercial | Com - Education (Community College) | Lighting | Yes | Lighting - LED Fixture (Replacing T8) - Emerging | 0 | 0 | -0.00065968 | -0.001402 | -0.0022886 | -0.0033326 | -0.0044607 | -0.0058244 | -0.007172 | -0.0087017 | -0.010279 | -0.011815
PG&E | MM Therms | Commercial | Com - Education (Community College) | Lighting | Yes | Lighting - LED Lamp (Basic High - Indoor) - Emerging | -2.1684e-05 | -3.3378e-05 | -4.9371e-05 | -7.4569e-05 | -0.00011632 | -2.1e-05 | -2.7289e-05 | -3.3663e-05 | -3.9661e-05 | -4.5494e-05 | -5.0944e-05 | -5.5963e-05
PG&E | MM Therms | Commercial | Com - Education (Community College) | Lighting | Yes | Lighting - LED Lamp (Basic Low - Indoor) - Emerging | -4.6598e-05 | -7.741e-05 | -9.411e-05 | -0.00012949 | -0.00020391 | -4.5292e-05 | -6.1397e-05 | -7.9044e-05 | -9.6986e-05 | -0.0001161 | -0.00013538 | -0.00015414
PG&E | MM Therms | Commercial | Com - Education (Community College) | Lighting | Yes | Lighting - LED Plug-In Indoor Fixture - Emerging | -0.00050519 | -0.0006355 | -0.00079338 | -0.00099066 | -0.0012042 | -8.6678e-05 | -0.00011051 | -0.00013828 | -0.00016902 | -0.00020523 | -0.00024304 | -0.00028186
PG&E | MM Therms | Commercial | Com - Education (Community College) | Lighting | No | Lighting - Cold Cathode Lamp | -0.00022328 | -0.00022607 | -0.00022745 | -0.00023258 | -0.00023346 | 0 | 0 | 0 | 0 | 0 | 0 | 0
PG&E | MM Therms | Commercial | Com - Education (Community College) | Lighting | No | Lighting - Compact Fluorescent Fixture (Indoor) | -0.015669 | -0.01568 | -0.015719 | -0.015924 | -0.016001 | 0 | 0 | 0 | 0 | 0 | 0 | 0
PG&E | MM Therms | Commercial | Com - Education (Community College) | Lighting | No | Lighting - Compact Fluorescent Lamp (Basic High - Indoor) | -0.00043004 | -0.00036999 | -0.000367 | -0.00037493 | -0.00036658 | 0 | 0 | 0 | 0 | 0 | 0 | 0
PG&E | MM Therms | Commercial | Com - Education (Community College) | Lighting | No | Lighting - Compact Fluorescent Lamp (Basic Low - Indoor) | -0.0009323 | -0.00091086 | -0.00091861 | -0.00092539 | -0.00089325 | 0 | 0 | 0 | 0 | 0 | 0 | 0
PG&E | MM Therms | Commercial | Com - Education (Community College) | Lighting | No | Lighting - Halogen Lamp (A-Line) | -0.00079117 | -0.00097169 | -0.0011422 | -0.0013239 | -0.0015081 | 0 | 0 | 0 | 0 | 0 | 0 | 0
PG&E | MM Therms | Commercial | Com - Education (Community College) | Lighting | No | Lighting - Halogen Lamp (Reflector) | -0.00030938 | -0.00037685 | -0.00043579 | -0.00049561 | -0.00055424 | -0.00059648 | -0.00063984 | -0.00067483 | -0.00070768 | -0.00073598 | -0.0007621 | -0.00078533
PG&E | MM Therms | Commercial | Com - Education (Community College) | Lighting | No | Lighting - High Bay HID to T5 | -0.00079544 | -0.00088184 | -0.00079693 | -0.00070671 | -0.00060035 | -0.00050144 | -0.00040934 | -0.00034147 | -0.00028376 | -0.00026725 | -0.00027142 | -0.00027344
PG&E | MM Therms | Commercial | Com - Education (Community College) | Lighting | No | Lighting - Induction Fixture (Indoor) | -0.00057077 | -0.00065995 | -0.0007425 | -0.00083153 | -0.00090219 | -0.00096488 | -0.0010135 | -0.0010703 | -0.0011136 | -0.0011666 | -0.0012105 | -0.0012455
PG&E | MM Therms | Commercial | Com - Education (Community College) | Lighting | No | Lighting - Light Sensor | 0 | 0 | 0 | -8.3195e-05 | -8.7893e-05 | -9.0088e-05 | -8.9111e-05 | -9.0621e-05 | -0.00011607 | -9.98e-05 | -9.3952e-05 | -9.4839e-05
PG&E | MM Therms | Commercial | Com - Education (Community College) | Lighting | No | Lighting - Linear Fluorescent Delamping | -1.8894e-05 | -1.8138e-05 | -1.7073e-05 | -1.3674e-05 | 0 | 0 | 0 | 0 | 0 | 0 | 0 | 0
PG&E | MM Therms | Commercial | Com - Education (Community College) | Lighting | No | Lighting - Linear Fluorescent Fixture (Low Wattage T8) | -0.0020531 | -0.0024182 | -0.0027299 | -0.0030255 | -0.0032375 | -0.0033939 | -0.0034885 | -0.0035829 | -0.0036306 | -0.0036911 | -0.0037244 | -0.0037368
PG&E | MM Therms | Commercial | Com - Education (Community College) | Lighting | No | Lighting - Plug-In Fixture (Compact Fluorescent) | -0.0057597 | -0.0057373 | -0.0057156 | -0.0058001 | -0.0058159 | 0 | 0 | 0 | 0 | 0 | 0 | 0
PG&E | MM Therms | Commercial | Com - Education (Community College) | Lighting | No | Lighting - Plug-In Fixture (Induction) | 0 | 0 | 0 | 0 | 0 | 0 | 0 | 0 | 0 | 0 | -0.00046249 | -0.0014319
PG&E | MM Therms | Commercial | Com - Education (Community College) | Lighting | No | Lighting - Plug-In Fixture (PSMH with Electronic Ballast) | 0 | -0.0013264 | -0.0038591 | -0.0040001 | -0.0040017 | -0.0039699 | -0.003903 | -0.0038853 | -0.003841 | -0.0038485 | -0.0037135 | -0.0036202
PG&E | MM Therms | Commercial | Com - Education (Community College) | Lighting | No | Lighting - Plug-In Fixture (PSMH) | -0.0048844 | -0.0049578 | -0.0044801 | -0.0044873 | -0.0044653 | -0.0044232 | -0.004348 | -0.0043316 | -0.004285 | -0.0042966 | -0.0041525 | -0.0037961
PG&E | MM Therms | Commercial | Com - Education (Community College) | SHW | Yes | SHW - EF Rated Storage Water Heater (Gas) - Emerging | 0 | 0 | 0 | 0.0006286 | 0.0013856 | 0.0022332 | 0.0031284 | 0.0041399 | 0.0051924 | 0.0063715 | 0.007592 | 0.008839
PG&E | MM Therms | Commercial | Com - Education (Community College) | SHW | Yes | SHW - ET Rated Storage Water Heater - Emerging | 0.0025076 | 0.0038239 | 0.0052572 | 0.0068945 | 0.0085852 | 0.010323 | 0.012039 | 0.013908 | 0.015738 | 0.017689 | 0.01958 | 0.021393
PG&E | MM Therms | Commercial | Com - Education (Community College) | SHW | No | SHW - EF Rated Instantaneous Water Heater (Gas) | 0.00086708 | 0.0010776 | 0.0011284 | 0.0013185 | 0.0014821 | 0.0016285 | 0.00175 | 0.0018861 | 0.002003 | 0.0021315 | 0.0022443 | 0.0023415
PG&E | MM Therms | Commercial | Com - Education (Community College) | SHW | No | SHW - EF Rated Storage Water Heater (Gas) | 0.00056824 | 0.00069712 | 0.00055996 | 0.00064979 | 0.00072641 | 0.00079444 | 0.00085033 | 0.00091306 | 0.00096657 | 0.0010255 | 0.001077 | 0.0011213
PG&E | MM Therms | Commercial | Com - Education (Community College) | SHW | No | SHW - ET Rated Instantaneous Water Heater | 0.00092421 | 0.0010704 | 0.0012092 | 0.0013642 | 0.0014975 | 0.0016159 | 0.0017117 | 0.0018224 | 0.0019161 | 0.0020225 | 0.0021163 | 0.0021981
PG&E | MM Therms | Commercial | Com - Education (Community College) | SHW | No | SHW - ET Rated Storage Water Heater | 0 | 0.0010481 | 0.0011995 | 0.0013665 | 0.0015087 | 0.0016319 | 0.0017292 | 0.0018395 | 0.0019313 | 0.0020349 | 0.0021254 | 0.0022038
PG&E | MM Therms | Commercial | Com - Education (Community College) | SHW | No | SHW - Pipe and Tank Insulation | 0.015586 | 0.014848 | 0.016064 | 0.017129 | 0.017921 | 0.018258 | 0.018172 | 0.017626 | 0.016596 | 0.015177 | 0.013443 | 0.011531
PG&E | MM Therms | Commercial | Com - Education (Community College) | Service | No | Service - Retro-Commissioning (Gas) | 0.0099015 | 0.008983 | 0.0088968 | 0.0083639 | 0.0074226 | 0.0061825 | 0.0048145 | 0.0034734 | 0.0022717 | 0.0012723 | 0.00048625 | 0
PG&E | MM Therms | Commercial | Com - Education (Community College) | WholeBlg | No | WholeBlg - Com NC Level 2 | 0.00011559 | 0 | 0 | 0 | 0 | 0 | 0 | 0 | 0 | 0 | 0 | 0
PG&E | MM Therms | Commercial | Com - Education (Community College) | WholeBlg | No | WholeBlg - Com NC Level 3 | 0.00010861 | 0 | 0 | 0 | 0 | 0 | 0 | 0 | 0 | 0 | 0 | 0
PG&E | MM Therms | Commercial | Com - Education (Community College) | WholeBlg | No | WholeBlg - Com RET Level 1 | 0.00077031 | 0.0010556 | 0.00136 | 0.0016843 | 0.0020275 | 0.0023913 | 0.0027732 | 0.0031722 | 0.0035846 | 0.0040081 | 0.0044371 | 0.0048682
PG&E | MM Therms | Commercial | Com - Education (Community College) | WholeBlg | No | WholeBlg - Com RET Level 2 | 0.004287 | 0.0058386 | 0.007504 | 0.009306 | 0.011237 | 0.013294 | 0.015464 | 0.017756 | 0.020136 | 0.022602 | 0.025113 | 0.027663
PG&E | MM Therms | Commercial | Com - Education (Primary School) | AppPlug | No | AppPlug - Occupancy Sensor Plug Strip | -0.0001845 | -0.00023476 | -0.00025025 | -0.00026066 | -0.0002609 | -0.0002543 | -0.00023974 | -0.00023471 | -0.00021929 | -0.00020959 | -0.00019561 | -0.00018114
PG&E | MM Therms | Commercial | Com - Education (Primary School) | BldgEnv | No | BldgEnv - Wall Spray On Insulation | 0.003395 | 0 | 0 | 0 | 0 | 0 | 0 | 0 | 0 | 0 | 0 | 0
PG&E | MM Therms | Commercial | Com - Education (Primary School) | BldgEnv | No | BldgEnv - Window Film | 0 | 0 | 0 | 0 | 0 | 0 | 0 | 0 | -0.0027026 | -0.0057187 | -0.0074963 | -0.0081181
PG&E | MM Therms | Commercial | Com - Education (Primary School) | FoodServ | No | FoodServ - Fryer (Gas) | 0.0084776 | 0.0088237 | 0.0091462 | 0.0096255 | 0.010014 | 0.010303 | 0.010488 | 0.010786 | 0.011024 | 0.011362 | 0.011677 | 0.011981
PG&E | MM Therms | Commercial | Com - Education (Primary School) | FoodServ | No | FoodServ - Oven (Gas) | 0.012364 | 0.012632 | 0.01288 | 0.013358 | 0.013727 | 0.01397 | 0.014088 | 0.014369 | 0.014582 | 0.014934 | 0.015267 | 0.015599
PG&E | MM Therms | Commercial | Com - Education (Primary School) | HVAC | No | HVAC - AFUE Rated Boiler (High) | 0.010732 | 0.012606 | 0.014529 | 0.016771 | 0.018955 | 0.021107 | 0.023133 | 0.025447 | 0.027508 | 0.029711 | 0.031871 | 0.034019
PG&E | MM Therms | Commercial | Com - Education (Primary School) | HVAC | No | HVAC - AFUE Rated Boiler (Standard) | 0.0011499 | 0.0013492 | 0.0015523 | 0.0017819 | 0.0019999 | 0.0022175 | 0.0024228 | 0.002653 | 0.0028593 | 0.0030779 | 0.0032898 | 0.0034965
PG&E | MM Therms | Commercial | Com - Education (Primary School) | HVAC | No | HVAC - ET Rated Boiler (High) | 0.01033 | 0.012402 | 0.014608 | 0.01695 | 0.019434 | 0.022004 | 0.024636 | 0.027295 | 0.038237 | 0.042286 | 0.046165 | 0.049868
PG&E | MM Therms | Commercial | Com - Education (Primary School) | HVAC | No | HVAC - ET Rated Boiler (Standard) | 0 | 0 | 0 | 0 | 0 | 0 | 0 | 0 | 0 | 0.0061506 | 0.0067201 | 0.0072571
PG&E | MM Therms | Commercial | Com - Education (Primary School) | HVAC | No | HVAC - Gas Furnace | 0.0012173 | 0.0015278 | 0.0018478 | 0.0021728 | 0.0024993 | 0.002817 | 0.0031171 | 0.0033894 | 0.0036284 | 0.0038273 | 0.0039838 | 0.0040959
PG&E | MM Therms | Commercial | Com - Education (Primary School) | HVAC | No | HVAC - Thermostat | 0.070871 | 0.073776 | 0.0779 | 0.076927 | 0.069777 | 0.058275 | 0.045302 | 0.034283 | 0.025387 | 0.019821 | 0.018944 | 0.01907
PG&E | MM Therms | Commercial | Com - Education (Primary School) | Lighting | Yes | Lighting - LED Fixture (Replacing T8) - Emerging | 0 | 0 | 0 | -0.0012695 | -0.0026191 | -0.004194 | -0.005831 | -0.0077544 | -0.0095796 | -0.011632 | -0.013714 | -0.015715
PG&E | MM Therms | Commercial | Com - Education (Primary School) | Lighting | Yes | Lighting - LED Lamp (Basic High - Indoor) - Emerging | -2.7011e-05 | -4.1735e-05 | -6.2291e-05 | -9.3431e-05 | -0.00014808 | -2.7033e-05 | -3.539e-05 | -4.391e-05 | -5.1901e-05 | -5.9724e-05 | -6.7035e-05 | -7.3771e-05
PG&E | MM Therms | Commercial | Com - Education (Primary School) | Lighting | Yes | Lighting - LED Lamp (Basic Low - Indoor) - Emerging | -5.8971e-05 | -9.8198e-05 | -0.00012345 | -0.00017029 | -0.00026653 | -5.9255e-05 | -8.0471e-05 | -0.00010387 | -0.0001276 | -0.00015307 | -0.00017887 | -0.00020403
PG&E | MM Therms | Commercial | Com - Education (Primary School) | Lighting | Yes | Lighting - LED Plug-In Indoor Fixture - Emerging | -0.0007429 | -0.00093733 | -0.001174 | -0.0014723 | -0.0017941 | -0.00012855 | -0.00016289 | -0.00020298 | -0.00024715 | -0.00029957 | -0.00035419 | -0.00041019
PG&E | MM Therms | Commercial | Com - Education (Primary School) | Lighting | No | Lighting - Cold Cathode Lamp | -0.00025145 | -0.00025559 | -0.00025757 | -0.00026342 | -0.00026426 | 0 | 0 | 0 | 0 | 0 | 0 | 0
PG&E | MM Therms | Commercial | Com - Education (Primary School) | Lighting | No | Lighting - Compact Fluorescent Fixture (Indoor) | -0.020703 | -0.020823 | -0.020943 | -0.021294 | -0.021437 | 0 | 0 | 0 | 0 | 0 | 0 | 0
PG&E | MM Therms | Commercial | Com - Education (Primary School) | Lighting | No | Lighting - Compact Fluorescent Lamp (Basic High - Indoor) | -0.00062057 | -0.00054359 | -0.00053685 | -0.00054831 | -0.0005343 | 0 | 0 | 0 | 0 | 0 | 0 | 0
PG&E | MM Therms | Commercial | Com - Education (Primary School) | Lighting | No | Lighting - Compact Fluorescent Lamp (Basic Low - Indoor) | -0.0013017 | -0.0012746 | -0.0012799 | -0.0012899 | -0.0012465 | 0 | 0 | 0 | 0 | 0 | 0 | 0
PG&E | MM Therms | Commercial | Com - Education (Primary School) | Lighting | No | Lighting - Halogen Lamp (A-Line) | -0.00082634 | -0.0010157 | -0.0011944 | -0.0013851 | -0.0015784 | 0 | 0 | 0 | 0 | 0 | 0 | 0
PG&E | MM Therms | Commercial | Com - Education (Primary School) | Lighting | No | Lighting - Halogen Lamp (Reflector) | -0.000323 | -0.00039378 | -0.00045562 | -0.00051846 | -0.00058011 | -0.00062578 | -0.00067101 | -0.00070839 | -0.00074284 | -0.00077287 | -0.00080036 | -0.00082495
PG&E | MM Therms | Commercial | Com - Education (Primary School) | Lighting | No | Lighting - High Bay HID to T5 | -0.00091323 | -0.0010701 | -0.00097309 | -0.00087443 | -0.00075506 | -0.00064378 | -0.00053856 | -0.00046343 | -0.0003978 | -0.00038454 | -0.00039048 | -0.00039336
PG&E | MM Therms | Commercial | Com - Education (Primary School) | Lighting | No | Lighting - Induction Fixture (Indoor) | -0.00059005 | -0.0006857 | -0.00077467 | -0.00087116 | -0.00094916 | -0.0010179 | -0.0010714 | -0.0011334 | -0.0011807 | -0.0012381 | -0.0012859 | -0.0013243
PG&E | MM Therms | Commercial | Com - Education (Primary School) | Lighting | No | Lighting - Light Sensor | 0 | 0 | 0 | 0 | 0 | 0 | 0 | 0 | 0 | 0 | -7.6303e-05 | -8.1631e-05
PG&E | MM Therms | Commercial | Com - Education (Primary School) | Lighting | No | Lighting - Linear Fluorescent Delamping | -1.6542e-05 | -1.5883e-05 | -1.4933e-05 | -1.1954e-05 | 0 | 0 | 0 | 0 | 0 | 0 | 0 | 0
PG&E | MM Therms | Commercial | Com - Education (Primary School) | Lighting | No | Lighting - Linear Fluorescent Fixture (Low Wattage T8) | -0.0026512 | -0.0031151 | -0.0035227 | -0.0039075 | -0.0041647 | -0.0043442 | -0.0044414 | -0.0045454 | -0.0045899 | -0.0046583 | -0.0046913 | -0.0046971
PG&E | MM Therms | Commercial | Com - Education (Primary School) | Lighting | No | Lighting - Plug-In Fixture (Compact Fluorescent) | -0.0085417 | -0.0085021 | -0.0084547 | -0.0085732 | -0.0085728 | 0 | 0 | 0 | 0 | 0 | 0 | 0
PG&E | MM Therms | Commercial | Com - Education (Primary School) | Lighting | No | Lighting - Plug-In Fixture (PSMH with Electronic Ballast) | 0 | 0 | -0.0035348 | -0.0056792 | -0.0059081 | -0.0060017 | -0.0059728 | -0.0059923 | -0.0059447 | -0.0059778 | -0.0059874 | -0.0059814
PG&E | MM Therms | Commercial | Com - Education (Primary School) | Lighting | No | Lighting - Plug-In Fixture (PSMH) | -0.0077235 | -0.0086393 | -0.0080732 | -0.0078969 | -0.0076407 | -0.0074209 | -0.0071969 | -0.007123 | -0.0070107 | -0.0070199 | -0.0070136 | -0.0069974
PG&E | MM Therms | Commercial | Com - Education (Primary School) | SHW | Yes | SHW - EF Rated Storage Water Heater (Gas) - Emerging | 0 | 0 | 0 | 0.00079189 | 0.0017532 | 0.0028337 | 0.0039768 | 0.0052702 | 0.0066167 | 0.0081271 | 0.0096915 | 0.011292
PG&E | MM Therms | Commercial | Com - Education (Primary School) | SHW | Yes | SHW - ET Rated Storage Water Heater - Emerging | 0.002852 | 0.0043971 | 0.0060918 | 0.0080183 | 0.010026 | 0.012103 | 0.014172 | 0.016406 | 0.018606 | 0.020905 | 0.023131 | 0.025273
PG&E | MM Therms | Commercial | Com - Education (Primary School) | SHW | No | SHW - EF Rated Instantaneous Water Heater (Gas) | 0.0010692 | 0.0013271 | 0.0013885 | 0.0016233 | 0.0018256 | 0.0020066 | 0.002157 | 0.0023251 | 0.0024695 | 0.0026281 | 0.0027674 | 0.0028877
PG&E | MM Therms | Commercial | Com - Education (Primary School) | SHW | No | SHW - EF Rated Storage Water Heater (Gas) | 0.0006511 | 0.0007974 | 0.00063972 | 0.00074243 | 0.00083013 | 0.00090791 | 0.00097183 | 0.0010435 | 0.0011046 | 0.0011719 | 0.0012307 | 0.0012813
PG&E | MM Therms | Commercial | Com - Education (Primary School) | SHW | No | SHW - ET Rated Instantaneous Water Heater | 0 | 0 | 0.0014221 | 0.0016307 | 0.0018119 | 0.0019702 | 0.0020962 | 0.0022366 | 0.0023539 | 0.0024802 | 0.0025898 | 0.0026852
PG&E | MM Therms | Commercial | Com - Education (Primary School) | SHW | No | SHW - ET Rated Storage Water Heater | 0 | 0 | 0 | 0 | 0 | 0 | 0 | 0 | 0 | 0.0019168 | 0.0020352 | 0.002136
PG&E | MM Therms | Commercial | Com - Education (Primary School) | SHW | No | SHW - Pipe and Tank Insulation | 0.024213 | 0.023067 | 0.024955 | 0.026611 | 0.027841 | 0.028365 | 0.028231 | 0.027382 | 0.025782 | 0.023578 | 0.020883 | 0.017914
PG&E | MM Therms | Commercial | Com - Education (Primary School) | Service | No | Service - Retro-Commissioning (Gas) | 0.015382 | 0.013955 | 0.013821 | 0.012994 | 0.011531 | 0.0096047 | 0.0074794 | 0.005396 | 0.0035291 | 0.0019766 | 0.0007554 | 0
PG&E | MM Therms | Commercial | Com - Education (Primary School) | WholeBlg | No | WholeBlg - Com NC Level 2 | 0.00017958 | 0 | 0 | 0 | 0 | 0 | 0 | 0 | 0 | 0 | 0 | 0
PG&E | MM Therms | Commercial | Com - Education (Primary School) | WholeBlg | No | WholeBlg - Com NC Level 3 | 0.00016873 | 0 | 0 | 0 | 0 | 0 | 0 | 0 | 0 | 0 | 0 | 0
PG&E | MM Therms | Commercial | Com - Education (Primary School) | WholeBlg | No | WholeBlg - Com RET Level 1 | 0.00239 | 0.0032848 | 0.0042429 | 0.0052683 | 0.0063574 | 0.0075143 | 0.0087309 | 0.010005 | 0.011324 | 0.01268 | 0.014057 | 0.015442
PG&E | MM Therms | Commercial | Com - Education (Primary School) | WholeBlg | No | WholeBlg - Com RET Level 2 | 0.0079821 | 0.010875 | 0.013981 | 0.017348 | 0.020957 | 0.024805 | 0.028865 | 0.033154 | 0.03761 | 0.04223 | 0.046936 | 0.051722
PG&E | MM Therms | Commercial | Com - Education (Relocatable Classroom) | AppPlug | No | AppPlug - Occupancy Sensor Plug Strip | -0.0001845 | -0.00023476 | -0.00025025 | -0.00026066 | -0.0002609 | -0.0002543 | -0.00023974 | -0.00023471 | -0.00021929 | -0.00020959 | -0.00019561 | -0.00018114
PG&E | MM Therms | Commercial | Com - Education (Relocatable Classroom) | BldgEnv | No | BldgEnv - Wall Spray On Insulation | 0.003395 | 0 | 0 | 0 | 0 | 0 | 0 | 0 | 0 | 0 | 0 | 0
PG&E | MM Therms | Commercial | Com - Education (Relocatable Classroom) | BldgEnv | No | BldgEnv - Window Film | 0 | 0 | 0 | 0 | 0 | 0 | 0 | 0 | -0.0027026 | -0.0057187 | -0.0074963 | -0.0081181
PG&E | MM Therms | Commercial | Com - Education (Relocatable Classroom) | FoodServ | No | FoodServ - Fryer (Gas) | 0.0084776 | 0.0088237 | 0.0091462 | 0.0096255 | 0.010014 | 0.010303 | 0.010488 | 0.010786 | 0.011024 | 0.011362 | 0.011677 | 0.011981
PG&E | MM Therms | Commercial | Com - Education (Relocatable Classroom) | FoodServ | No | FoodServ - Oven (Gas) | 0.012364 | 0.012632 | 0.01288 | 0.013358 | 0.013727 | 0.01397 | 0.014088 | 0.014369 | 0.014582 | 0.014934 | 0.015267 | 0.015599
PG&E | MM Therms | Commercial | Com - Education (Relocatable Classroom) | HVAC | No | HVAC - Gas Furnace | 0.001667 | 0.0020952 | 0.0025366 | 0.0029852 | 0.0034357 | 0.0038742 | 0.004288 | 0.0046633 | 0.004992 | 0.0052645 | 0.0054776 | 0.0056285
PG&E | MM Therms | Commercial | Com - Education (Relocatable Classroom) | HVAC | No | HVAC - Thermostat | 0.015626 | 0.016411 | 0.016871 | 0.016398 | 0.014833 | 0.012563 | 0.010034 | 0.0078722 | 0.0060471 | 0.0048494 | 0.0043928 | 0.0044292
PG&E | MM Therms | Commercial | Com - Education (Relocatable Classroom) | Lighting | Yes | Lighting - LED Fixture (Replacing T8) - Emerging | 0 | 0 | -0.0010679 | -0.002274 | -0.003705 | -0.0053839 | -0.0071889 | -0.0093778 | -0.011529 | -0.013984 | -0.016512 | -0.018972
PG&E | MM Therms | Commercial | Com - Education (Relocatable Classroom) | Lighting | Yes | Lighting - LED Lamp (Basic High - Indoor) - Emerging | -3.4886e-05 | -5.3689e-05 | -7.9223e-05 | -0.00011925 | -0.00018515 | -3.3336e-05 | -4.3238e-05 | -5.3294e-05 | -6.2752e-05 | -7.198e-05 | -8.0604e-05 | -8.8549e-05
PG&E | MM Therms | Commercial | Com - Education (Relocatable Classroom) | Lighting | Yes | Lighting - LED Lamp (Basic Low - Indoor) - Emerging | -7.471e-05 | -0.00012403 | -0.0001513 | -0.00020839 | -0.0003264 | -7.2217e-05 | -9.7623e-05 | -0.0001255 | -0.00015381 | -0.00018404 | -0.00021453 | -0.00024419
PG&E | MM Therms | Commercial | Com - Education (Relocatable Classroom) | Lighting | Yes | Lighting - LED Plug-In Indoor Fixture - Emerging | -0.00074695 | -0.00094064 | -0.001176 | -0.0014725 | -0.001793 | -0.00012982 | -0.00016451 | -0.00020505 | -0.00025001 | -0.00030333 | -0.00035911 | -0.00041645
PG&E | MM Therms | Commercial | Com - Education (Relocatable Classroom) | Lighting | No | Lighting - Cold Cathode Lamp | -0.00022626 | -0.00023147 | -0.00023425 | -0.00023991 | -0.00024094 | 0 | 0 | 0 | 0 | 0 | 0 | 0
PG&E | MM Therms | Commercial | Com - Education (Relocatable Classroom) | Lighting | No | Lighting - Compact Fluorescent Fixture (Indoor) | -0.024907 | -0.025002 | -0.025119 | -0.025504 | -0.025656 | 0 | 0 | 0 | 0 | 0 | 0 | 0
PG&E | MM Therms | Commercial | Com - Education (Relocatable Classroom) | Lighting | No | Lighting - Compact Fluorescent Lamp (Basic High - Indoor) | -0.00070905 | -0.00061542 | -0.00060952 | -0.00062208 | -0.00060785 | 0 | 0 | 0 | 0 | 0 | 0 | 0
PG&E | MM Therms | Commercial | Com - Education (Relocatable Classroom) | Lighting | No | Lighting - Compact Fluorescent Lamp (Basic Low - Indoor) | -0.0015202 | -0.0014848 | -0.0014945 | -0.0015043 | -0.0014516 | 0 | 0 | 0 | 0 | 0 | 0 | 0
PG&E | MM Therms | Commercial | Com - Education (Relocatable Classroom) | Lighting | No | Lighting - Halogen Lamp (A-Line) | -0.00064918 | -0.00079819 | -0.00093881 | -0.0010888 | -0.001241 | 0 | 0 | 0 | 0 | 0 | 0 | 0
PG&E | MM Therms | Commercial | Com - Education (Relocatable Classroom) | Lighting | No | Lighting - Halogen Lamp (Reflector) | -0.00025371 | -0.00030941 | -0.00035808 | -0.00040755 | -0.00045612 | -0.00049248 | -0.00052799 | -0.00055761 | -0.00058473 | -0.00060846 | -0.00063012 | -0.00064953
PG&E | MM Therms | Commercial | Com - Education (Relocatable Classroom) | Lighting | No | Lighting - High Bay HID to T5 | -0.0012009 | -0.0013735 | -0.0012492 | -0.0011183 | -0.00096031 | -0.00081258 | -0.00067338 | -0.0005725 | -0.0004855 | -0.0004646 | -0.00047185 | -0.00047536
PG&E | MM Therms | Commercial | Com - Education (Relocatable Classroom) | Lighting | No | Lighting - Induction Fixture (Indoor) | -0.00058692 | -0.00067988 | -0.00076607 | -0.00085958 | -0.0009348 | -0.0010009 | -0.0010521 | -0.0011118 | -0.001157 | -0.0012124 | -0.0012585 | -0.0012955
PG&E | MM Therms | Commercial | Com - Education (Relocatable Classroom) | Lighting | No | Lighting - Linear Fluorescent Delamping | -2.8185e-05 | -2.7058e-05 | -2.5461e-05 | -2.0388e-05 | 0 | 0 | 0 | 0 | 0 | 0 | 0 | 0
PG&E | MM Therms | Commercial | Com - Education (Relocatable Classroom) | Lighting | No | Lighting - Linear Fluorescent Fixture (Low Wattage T8) | -0.0032831 | -0.0038638 | -0.0043536 | -0.0048225 | -0.0051528 | -0.0053929 | -0.0055318 | -0.0056757 | -0.0057428 | -0.0058356 | -0.0058831 | -0.0058958
PG&E | MM Therms | Commercial | Com - Education (Relocatable Classroom) | Lighting | No | Lighting - Plug-In Fixture (Compact Fluorescent) | -0.0086141 | -0.0085822 | -0.0085473 | -0.0086757 | -0.0086925 | 0 | 0 | 0 | 0 | 0 | 0 | 0
PG&E | MM Therms | Commercial | Com - Education (Relocatable Classroom) | Lighting | No | Lighting - Plug-In Fixture (PSMH with Electronic Ballast) | 0 | 0 | 0 | -0.0023024 | -0.0064327 | -0.0067692 | -0.0067037 | -0.0067034 | -0.0066407 | -0.0066705 | -0.0066794 | -0.0066749
PG&E | MM Therms | Commercial | Com - Education (Relocatable Classroom) | Lighting | No | Lighting - Plug-In Fixture (PSMH) | -0.0088324 | -0.0097329 | -0.009618 | -0.0093692 | -0.0084597 | -0.0081195 | -0.0079781 | -0.0079626 | -0.0078834 | -0.0079179 | -0.0079273 | -0.0079212
PG&E | MM Therms | Commercial | Com - Education (Relocatable Classroom) | SHW | Yes | SHW - EF Rated Storage Water Heater (Gas) - Emerging | 0 | 0 | 0 | 0.00082263 | 0.0018485 | 0.0030155 | 0.0042557 | 0.005664 | 0.0071314 | 0.008783 | 0.010497 | 0.012259
PG&E | MM Therms | Commercial | Com - Education (Relocatable Classroom) | SHW | Yes | SHW - ET Rated Storage Water Heater - Emerging | 0.0072735 | 0.011202 | 0.015523 | 0.020483 | 0.025727 | 0.03117 | 0.03663 | 0.0425 | 0.048241 | 0.054287 | 0.060171 | 0.065876
PG&E | MM Therms | Commercial | Com - Education (Relocatable Classroom) | SHW | No | SHW - EF Rated Instantaneous Water Heater (Gas) | 0.00242 | 0.0030294 | 0.0031911 | 0.0037529 | 0.0042469 | 0.0046922 | 0.005067 | 0.0054857 | 0.0058495 | 0.0062484 | 0.0066026 | 0.0069125
PG&E | MM Therms | Commercial | Com - Education (Relocatable Classroom) | SHW | No | SHW - EF Rated Storage Water Heater (Gas) | 0.0015304 | 0.0018746 | 0.0015043 | 0.0017477 | 0.0019584 | 0.002146 | 0.0023013 | 0.0024754 | 0.0026251 | 0.0027899 | 0.0029352 | 0.0030617
PG&E | MM Therms | Commercial | Com - Education (Relocatable Classroom) | SHW | No | SHW - ET Rated Instantaneous Water Heater | 0 | 0.0029324 | 0.0033868 | 0.0038837 | 0.0043056 | 0.0046653 | 0.0049448 | 0.005249 | 0.0054857 | 0.0057523 | 0.0059829 | 0.0061802
PG&E | MM Therms | Commercial | Com - Education (Relocatable Classroom) | SHW | No | SHW - ET Rated Storage Water Heater | 0 | 0 | 0 | 0 | 0 | 0 | 0 | 0.0026853 | 0.0041295 | 0.0044248 | 0.0046703 | 0.0048676
PG&E | MM Therms | Commercial | Com - Education (Relocatable Classroom) | SHW | No | SHW - Pipe and Tank Insulation | 0.024213 | 0.023067 | 0.024955 | 0.026611 | 0.027841 | 0.028365 | 0.028231 | 0.027382 | 0.025782 | 0.023578 | 0.020883 | 0.017914
PG&E | MM Therms | Commercial | Com - Education (Relocatable Classroom) | Service | No | Service - Retro-Commissioning (Gas) | 0.015382 | 0.013955 | 0.013821 | 0.012994 | 0.011531 | 0.0096047 | 0.0074794 | 0.005396 | 0.0035291 | 0.0019766 | 0.0007554 | 0
PG&E | MM Therms | Commercial | Com - Education (Relocatable Classroom) | WholeBlg | No | WholeBlg - Com NC Level 2 | 0.00017958 | 0 | 0 | 0 | 0 | 0 | 0 | 0 | 0 | 0 | 0 | 0
PG&E | MM Therms | Commercial | Com - Education (Relocatable Classroom) | WholeBlg | No | WholeBlg - Com NC Level 3 | 0.00016873 | 0 | 0 | 0 | 0 | 0 | 0 | 0 | 0 | 0 | 0 | 0
PG&E | MM Therms | Commercial | Com - Education (Relocatable Classroom) | WholeBlg | No | WholeBlg - Com RET Level 1 | 0.0022706 | 0.003112 | 0.0040124 | 0.0049754 | 0.0059989 | 0.0070838 | 0.0082242 | 0.0094163 | 0.010649 | 0.011913 | 0.013193 | 0.014476
PG&E | MM Therms | Commercial | Com - Education (Relocatable Classroom) | WholeBlg | No | WholeBlg - Com RET Level 2 | 0.0052091 | 0.0070903 | 0.0091036 | 0.011271 | 0.013584 | 0.016044 | 0.018632 | 0.021356 | 0.024177 | 0.02709 | 0.030047 | 0.033037
PG&E | MM Therms | Commercial | Com - Education (Secondary School) | AppPlug | No | AppPlug - Occupancy Sensor Plug Strip | -9.2252e-05 | -0.00011738 | -0.00012513 | -0.00013033 | -0.00013045 | -0.00012715 | -0.00011987 | -0.00011736 | -0.00010965 | -0.00010479 | -9.7803e-05 | -9.0572e-05
PG&E | MM Therms | Commercial | Com - Education (Secondary School) | BldgEnv | No | BldgEnv - Wall Spray On Insulation | 0.0014041 | 0 | 0 | 0 | 0 | 0 | 0 | 0 | 0 | 0 | 0 | 0
PG&E | MM Therms | Commercial | Com - Education (Secondary School) | BldgEnv | No | BldgEnv - Window Film | 0 | 0 | 0 | 0 | 0 | 0 | 0 | 0 | -0.0013513 | -0.0028593 | -0.0037482 | -0.0040591
PG&E | MM Therms | Commercial | Com - Education (Secondary School) | FoodServ | No | FoodServ - Fryer (Gas) | 0.0042388 | 0.0044118 | 0.0045731 | 0.0048128 | 0.005007 | 0.0051515 | 0.0052438 | 0.005393 | 0.0055118 | 0.0056811 | 0.0058383 | 0.0059905
PG&E | MM Therms | Commercial | Com - Education (Secondary School) | FoodServ | No | FoodServ - Oven (Gas) | 0.0061818 | 0.0063158 | 0.0064398 | 0.006679 | 0.0068636 | 0.0069849 | 0.0070442 | 0.0071845 | 0.0072908 | 0.0074672 | 0.0076335 | 0.0077995
PG&E | MM Therms | Commercial | Com - Education (Secondary School) | HVAC | No | HVAC - AFUE Rated Boiler (High) | 0.0053677 | 0.0063031 | 0.0072646 | 0.0083857 | 0.0094776 | 0.010553 | 0.011566 | 0.012723 | 0.013754 | 0.014856 | 0.015936 | 0.01701
PG&E | MM Therms | Commercial | Com - Education (Secondary School) | HVAC | No | HVAC - AFUE Rated Boiler (Standard) | 0.00057509 | 0.00067462 | 0.00077614 | 0.00089096 | 0.00099993 | 0.0011088 | 0.0012114 | 0.0013265 | 0.0014297 | 0.0015389 | 0.0016449 | 0.0017482
PG&E | MM Therms | Commercial | Com - Education (Secondary School) | HVAC | No | HVAC - ET Rated Boiler (High) | 0.0051649 | 0.0062009 | 0.007304 | 0.0084748 | 0.0097169 | 0.011002 | 0.012318 | 0.013647 | 0.019118 | 0.021143 | 0.023082 | 0.024934
PG&E | MM Therms | Commercial | Com - Education (Secondary School) | HVAC | No | HVAC - ET Rated Boiler (Standard) | 0 | 0 | 0 | 0 | 0 | 0 | 0 | 0 | 0 | 0.0030753 | 0.00336 | 0.0036286
PG&E | MM Therms | Commercial | Com - Education (Secondary School) | HVAC | No | HVAC - Gas Furnace | 0.00079861 | 0.0010026 | 0.0012128 | 0.0014263 | 0.0016408 | 0.0018496 | 0.0020467 | 0.0022256 | 0.0023825 | 0.002513 | 0.0026156 | 0.0026889
PG&E | MM Therms | Commercial | Com - Education (Secondary School) | HVAC | No | HVAC - Thermostat | 0.03351 | 0.034917 | 0.03677 | 0.036283 | 0.032951 | 0.027563 | 0.021502 | 0.016352 | 0.012162 | 0.0095353 | 0.0090181 | 0.0090811
PG&E | MM Therms | Commercial | Com - Education (Secondary School) | Lighting | Yes | Lighting - LED Fixture (Replacing T8) - Emerging | 0 | 0 | 0 | -0.00079924 | -0.0016425 | -0.0026331 | -0.0036693 | -0.0048863 | -0.0060511 | -0.0073598 | -0.0086922 | -0.009977
PG&E | MM Therms | Commercial | Com - Education (Secondary School) | Lighting | Yes | Lighting - LED Lamp (Basic High - Indoor) - Emerging | -1.6496e-05 | -2.5463e-05 | -3.7948e-05 | -5.6959e-05 | -9.0303e-05 | -1.648e-05 | -2.157e-05 | -2.6743e-05 | -3.1602e-05 | -3.6332e-05 | -4.0751e-05 | -4.4821e-05
PG&E | MM Therms | Commercial | Com - Education (Secondary School) | Lighting | Yes | Lighting - LED Lamp (Basic Low - Indoor) - Emerging | -3.5882e-05 | -5.974e-05 | -7.4334e-05 | -0.00010225 | -0.00016071 | -3.5814e-05 | -4.8726e-05 | -6.2928e-05 | -7.7367e-05 | -9.2788e-05 | -0.0001084 | -0.00012362
PG&E | MM Therms | Commercial | Com - Education (Secondary School) | Lighting | Yes | Lighting - LED Plug-In Indoor Fixture - Emerging | -0.00082946 | -0.00098511 | -0.0011808 | -0.0014168 | -0.0016331 | -0.00011425 | -0.00013949 | -0.0001618 | -0.0001924 | -0.00022725 | -0.00027738 | -0.00032398
PG&E | MM Therms | Commercial | Com - Education (Secondary School) | Lighting | No | Lighting - Cold Cathode Lamp | -0.00010423 | -0.00010607 | -0.00010692 | -0.0001093 | -0.00010959 | 0 | 0 | 0 | 0 | 0 | 0 | 0
PG&E | MM Therms | Commercial | Com - Education (Secondary School) | Lighting | No | Lighting - Compact Fluorescent Fixture (Indoor) | -0.012502 | -0.012536 | -0.012583 | -0.012765 | -0.01284 | 0 | 0 | 0 | 0 | 0 | 0 | 0
PG&E | MM Therms | Commercial | Com - Education (Secondary School) | Lighting | No | Lighting - Compact Fluorescent Lamp (Basic High - Indoor) | -0.00035127 | -0.00030295 | -0.00029995 | -0.00030688 | -0.00029948 | 0 | 0 | 0 | 0 | 0 | 0 | 0
PG&E | MM Therms | Commercial | Com - Education (Secondary School) | Lighting | No | Lighting - Compact Fluorescent Lamp (Basic Low - Indoor) | -0.00075285 | -0.00073698 | -0.00074217 | -0.00074827 | -0.00072337 | 0 | 0 | 0 | 0 | 0 | 0 | 0
PG&E | MM Therms | Commercial | Com - Education (Secondary School) | Lighting | No | Lighting - Halogen Lamp (A-Line) | -0.00032458 | -0.0003991 | -0.0004694 | -0.00054442 | -0.0006205 | 0 | 0 | 0 | 0 | 0 | 0 | 0
PG&E | MM Therms | Commercial | Com - Education (Secondary School) | Lighting | No | Lighting - Halogen Lamp (Reflector) | -0.00012685 | -0.00015471 | -0.00017904 | -0.00020378 | -0.00022806 | -0.00024624 | -0.000264 | -0.00027881 | -0.00029236 | -0.00030423 | -0.00031506 | -0.00032476
PG&E | MM Therms | Commercial | Com - Education (Secondary School) | Lighting | No | Lighting - High Bay HID to T5 | -0.00060705 | -0.00069967 | -0.00063508 | -0.00056836 | -0.00048829 | -0.00041415 | -0.00034425 | -0.00029381 | -0.00025016 | -0.00024046 | -0.00024419 | -0.00024599
PG&E | MM Therms | Commercial | Com - Education (Secondary School) | Lighting | No | Lighting - Induction Fixture (Indoor) | -0.00025044 | -0.00029256 | -0.00033178 | -0.00037429 | -0.00040893 | -0.00043939 | -0.00046309 | -0.00049036 | -0.00051106 | -0.00053612 | -0.0005569 | -0.00057356
PG&E | MM Therms | Commercial | Com - Education (Secondary School) | Lighting | No | Lighting - Light Sensor | 0 | 0 | 0 | 0 | 0 | 0 | 0 | 0 | 0 | -5.1927e-05 | -5.4732e-05 | -5.6636e-05
PG&E | MM Therms | Commercial | Com - Education (Secondary School) | Lighting | No | Lighting - Linear Fluorescent Delamping | -1.3869e-05 | -1.3316e-05 | -1.2524e-05 | -1.0027e-05 | 0 | 0 | 0 | 0 | 0 | 0 | 0 | 0
PG&E | MM Therms | Commercial | Com - Education (Secondary School) | Lighting | No | Lighting - Linear Fluorescent Fixture (Low Wattage T8) | -0.0017036 | -0.0020044 | -0.0022684 | -0.0025183 | -0.0026878 | -0.0028075 | -0.0028744 | -0.0029446 | -0.0029763 | -0.0030221 | -0.0030451 | -0.0030506
PG&E | MM Therms | Commercial | Com - Education (Secondary School) | Lighting | No | Lighting - Plug-In Fixture (PSMH) | 0 | 0 | 0 | 0 | -0.0061682 | -0.0062394 | -0.012162 | -0.012077 | -0.011784 | -0.011697 | -0.011568 | -0.011444
PG&E | MM Therms | Commercial | Com - Education (Secondary School) | SHW | Yes | SHW - EF Rated Storage Water Heater (Gas) - Emerging | 0 | 0 | 0 | 0.00036859 | 0.0008217 | 0.0013339 | 0.001877 | 0.0024925 | 0.0031335 | 0.0038536 | 0.0046001 | 0.0053656
PG&E | MM Therms | Commercial | Com - Education (Secondary School) | SHW | Yes | SHW - ET Rated Storage Water Heater - Emerging | 0.0022399 | 0.0034454 | 0.0047682 | 0.0062816 | 0.0078695 | 0.0095145 | 0.011158 | 0.012917 | 0.014642 | 0.016465 | 0.018238 | 0.019951
PG&E | MM Therms | Commercial | Com - Education (Secondary School) | SHW | No | SHW - EF Rated Instantaneous Water Heater (Gas) | 0.00081273 | 0.0010144 | 0.001066 | 0.0012504 | 0.0014111 | 0.0015555 | 0.0016762 | 0.0018113 | 0.0019281 | 0.0020565 | 0.0021698 | 0.0022684
PG&E | MM Therms | Commercial | Com - Education (Secondary School) | SHW | No | SHW - EF Rated Storage Water Heater (Gas) | 0.00048837 | 0.00059803 | 0.00047974 | 0.00055685 | 0.00062315 | 0.00068206 | 0.00073063 | 0.00078513 | 0.00083178 | 0.00088319 | 0.00092834 | 0.0009674
PG&E | MM Therms | Commercial | Com - Education (Secondary School) | SHW | No | SHW - ET Rated Instantaneous Water Heater | 0 | 0.00093618 | 0.001078 | 0.0012336 | 0.0013662 | 0.0014806 | 0.0015704 | 0.0016668 | 0.0017452 | 0.0018343 | 0.0019122 | 0.0019794
PG&E | MM Therms | Commercial | Com - Education (Secondary School) | SHW | No | SHW - ET Rated Storage Water Heater | 0 | 0 | 0 | 0 | 0 | 0 | 0 | 0.0013051 | 0.0013965 | 0.0014909 | 0.0015697 | 0.0016345
PG&E | MM Therms | Commercial | Com - Education (Secondary School) | SHW | No | SHW - Pipe and Tank Insulation | 0.012106 | 0.011533 | 0.012478 | 0.013305 | 0.013921 | 0.014182 | 0.014115 | 0.013691 | 0.012891 | 0.011789 | 0.010442 | 0.0089568
PG&E | MM Therms | Commercial | Com - Education (Secondary School) | Service | No | Service - Retro-Commissioning (Gas) | 0.0076911 | 0.0069776 | 0.0069107 | 0.0064968 | 0.0057656 | 0.0048023 | 0.0037397 | 0.002698 | 0.0017645 | 0.0009883 | 0.0003777 | 0
PG&E | MM Therms | Commercial | Com - Education (Secondary School) | WholeBlg | No | WholeBlg - Com NC Level 2 | 8.9789e-05 | 0 | 0 | 0 | 0 | 0 | 0 | 0 | 0 | 0 | 0 | 0
PG&E | MM Therms | Commercial | Com - Education (Secondary School) | WholeBlg | No | WholeBlg - Com NC Level 3 | 8.4363e-05 | 0 | 0 | 0 | 0 | 0 | 0 | 0 | 0 | 0 | 0 | 0
PG&E | MM Therms | Commercial | Com - Education (Secondary School) | WholeBlg | No | WholeBlg - Com RET Level 1 | 0.0012024 | 0.0016511 | 0.0021313 | 0.0026451 | 0.0031906 | 0.0037702 | 0.0043795 | 0.0050178 | 0.0056784 | 0.0063582 | 0.007048 | 0.0077428
PG&E | MM Therms | Commercial | Com - Education (Secondary School) | WholeBlg | No | WholeBlg - Com RET Level 2 | 0.0041559 | 0.0056621 | 0.0072793 | 0.0090315 | 0.01091 | 0.012912 | 0.015024 | 0.017255 | 0.019573 | 0.021976 | 0.024424 | 0.026915
PG&E | MM Therms | Commercial | Com - Education (University) | AppPlug | No | AppPlug - Occupancy Sensor Plug Strip | -0.00011877 | -0.00015112 | -0.00016109 | -0.00016779 | -0.00016794 | -0.00016369 | -0.00015432 | -0.00015109 | -0.00014116 | -0.00013491 | -0.00012591 | -0.0001166
PG&E | MM Therms | Commercial | Com - Education (University) | BldgEnv | No | BldgEnv - Wall Spray On Insulation | 0.00020977 | 0 | 0 | 0 | 0 | 0 | 0 | 0 | 0 | 0 | 0 | 0
PG&E | MM Therms | Commercial | Com - Education (University) | BldgEnv | No | BldgEnv - Window Film | 0 | 0 | 0 | 0 | 0 | 0 | 0 | 0 | -0.00089348 | -0.0018906 | -0.0024783 | -0.0026838
PG&E | MM Therms | Commercial | Com - Education (University) | FoodServ | No | FoodServ - Fryer (Gas) | 0.0013643 | 0.00142 | 0.0014719 | 0.001549 | 0.0016115 | 0.001658 | 0.0016877 | 0.0017357 | 0.001774 | 0.0018285 | 0.0018791 | 0.001928
PG&E | MM Therms | Commercial | Com - Education (University) | FoodServ | No | FoodServ - Oven (Gas) | 0.0022284 | 0.0022767 | 0.0023214 | 0.0024076 | 0.0024741 | 0.0025179 | 0.0025392 | 0.0025898 | 0.0026281 | 0.0026917 | 0.0027517 | 0.0028115
PG&E | MM Therms | Commercial | Com - Education (University) | HVAC | No | HVAC - AFUE Rated Boiler (High) | 0.0059862 | 0.0070228 | 0.00809 | 0.0093383 | 0.010562 | 0.01176 | 0.012897 | 0.014219 | 0.015507 | 0.016944 | 0.018314 | 0.019648
PG&E | MM Therms | Commercial | Com - Education (University) | HVAC | No | HVAC - AFUE Rated Boiler (Standard) | 0.00052438 | 0.00060413 | 0.00068403 | 0.00077228 | 0.00085352 | 0.00093347 | 0.0010032 | 0.0010885 | 0.0011743 | 0.0012687 | 0.0013579 | 0.0014425
PG&E | MM Therms | Commercial | Com - Education (University) | HVAC | No | HVAC - ET Rated Boiler (High) | 0.0092031 | 0.0111 | 0.013066 | 0.015356 | 0.017612 | 0.019845 | 0.021996 | 0.024542 | 0.027049 | 0.029813 | 0.032431 | 0.034945
PG&E | MM Therms | Commercial | Com - Education (University) | HVAC | No | HVAC - ET Rated Boiler (Standard) | 0.0010257 | 0.0012055 | 0.0013945 | 0.001588 | 0.0017864 | 0.0019932 | 0.0022068 | 0.0024247 | 0.0026464 | 0.0028654 | 0.0039333 | 0.0042262
PG&E | MM Therms | Commercial | Com - Education (University) | HVAC | No | HVAC - Gas Furnace | 0.0010281 | 0.0012907 | 0.0015613 | 0.0018363 | 0.0021124 | 0.0023812 | 0.0026349 | 0.0028653 | 0.0030673 | 0.0032353 | 0.0033673 | 0.0034617
PG&E | MM Therms | Commercial | Com - Education (University) | HVAC | No | HVAC - Thermostat | 0.0084181 | 0.0088129 | 0.0091446 | 0.0089372 | 0.0080936 | 0.0068284 | 0.0054097 | 0.0041966 | 0.0031865 | 0.0025323 | 0.0023252 | 0.0023433
PG&E | MM Therms | Commercial | Com - Education (University) | Lighting | Yes | Lighting - LED Fixture (Replacing T8) - Emerging | 0 | 0 | -0.00036395 | -0.00077277 | -0.0012671 | -0.0018515 | -0.0024874 | -0.0032521 | -0.0040124 | -0.0048681 | -0.0057509 | -0.0066112
PG&E | MM Therms | Commercial | Com - Education (University) | Lighting | Yes | Lighting - LED Lamp (Basic High - Indoor) - Emerging | -1.2764e-05 | -1.9621e-05 | -2.9001e-05 | -4.3915e-05 | -6.86e-05 | -1.2385e-05 | -1.6092e-05 | -1.9836e-05 | -2.3362e-05 | -2.6772e-05 | -2.9954e-05 | -3.2882e-05
PG&E | MM Therms | Commercial | Com - Education (University) | Lighting | Yes | Lighting - LED Lamp (Basic Low - Indoor) - Emerging | -2.7351e-05 | -4.5428e-05 | -5.4582e-05 | -7.4924e-05 | -0.00011869 | -2.645e-05 | -3.594e-05 | -4.6305e-05 | -5.6865e-05 | -6.8052e-05 | -7.933e-05 | -9.0284e-05
PG&E | MM Therms | Commercial | Com - Education (University) | Lighting | Yes | Lighting - LED Plug-In Indoor Fixture - Emerging | -0.00078396 | -0.00097451 | -0.0012152 | -0.0015181 | -0.0018941 | -0.00014099 | -0.00018023 | -0.00022571 | -0.00027843 | -0.00034118 | -0.00040814 | -0.00047776
PG&E | MM Therms | Commercial | Com - Education (University) | Lighting | No | Lighting - Cold Cathode Lamp | -0.00019704 | -0.00019951 | -0.00020069 | -0.00020503 | -0.0002057 | 0 | 0 | 0 | 0 | 0 | 0 | 0
PG&E | MM Therms | Commercial | Com - Education (University) | Lighting | No | Lighting - Compact Fluorescent Fixture (Indoor) | -0.0091457 | -0.0091134 | -0.00911 | -0.0092005 | -0.0092323 | 0 | 0 | 0 | 0 | 0 | 0 | 0
PG&E | MM Therms | Commercial | Com - Education (University) | Lighting | No | Lighting - Compact Fluorescent Lamp (Basic High - Indoor) | -0.00023167 | -0.00019512 | -0.00019428 | -0.0001989 | -0.00019491 | 0 | 0 | 0 | 0 | 0 | 0 | 0
PG&E | MM Therms | Commercial | Com - Education (University) | Lighting | No | Lighting - Compact Fluorescent Lamp (Basic Low - Indoor) | -0.00051657 | -0.00050438 | -0.00051065 | -0.00051473 | -0.0004971 | 0 | 0 | 0 | 0 | 0 | 0 | 0
PG&E | MM Therms | Commercial | Com - Education (University) | Lighting | No | Lighting - Halogen Lamp (A-Line) | -0.00062737 | -0.00077091 | -0.00090643 | -0.001051 | -0.0011975 | 0 | 0 | 0 | 0 | 0 | 0 | 0
PG&E | MM Therms | Commercial | Com - Education (University) | Lighting | No | Lighting - Halogen Lamp (Reflector) | -0.00024526 | -0.00029891 | -0.00034579 | -0.0003934 | -0.0004401 | -0.00047435 | -0.00050871 | -0.00053687 | -0.00056299 | -0.00058566 | -0.00060648 | -0.00062506
PG&E | MM Therms | Commercial | Com - Education (University) | Lighting | No | Lighting - High Bay HID to T5 | -0.00047505 | -0.00050685 | -0.00045463 | -0.00039873 | -0.00033436 | -0.00027429 | -0.00021925 | -0.00017805 | -0.0001435 | -0.00013269 | -0.00013477 | -0.00013578
PG&E | MM Therms | Commercial | Com - Education (University) | Lighting | No | Lighting - Induction Fixture (Indoor) | -0.00050104 | -0.00057874 | -0.00065051 | -0.00072808 | -0.00078976 | -0.00084409 | -0.00088596 | -0.00093497 | -0.00097205 | -0.0010176 | -0.0010554 | -0.0010857
PG&E | MM Therms | Commercial | Com - Education (University) | Lighting | No | Lighting - Light Sensor | 0 | -0.00041707 | -0.000114 | -0.00011641 | -0.00011466 | -0.00011203 | -0.00010752 | -0.00010732 | -0.00010528 | -0.00010739 | -0.00010871 | -0.0001094
PG&E | MM Therms | Commercial | Com - Education (University) | Lighting | No | Lighting - Linear Fluorescent Delamping | -1.3805e-05 | -1.3253e-05 | -1.2473e-05 | -9.9892e-06 | 0 | 0 | 0 | 0 | 0 | 0 | 0 | 0
PG&E | MM Therms | Commercial | Com - Education (University) | Lighting | No | Lighting - Linear Fluorescent Fixture (Low Wattage T8) | -0.0011518 | -0.001358 | -0.0015377 | -0.0017061 | -0.0018297 | -0.0019226 | -0.0019821 | -0.0020389 | -0.0020705 | -0.0021068 | -0.0021284 | -0.002139
PG&E | MM Therms | Commercial | Com - Education (University) | Lighting | No | Lighting - Plug-In Fixture (Compact Fluorescent) | -0.0099519 | -0.0099981 | -0.010053 | -0.010265 | -0.010219 | 0 | 0 | 0 | 0 | 0 | 0 | 0
PG&E | MM Therms | Commercial | Com - Education (University) | Lighting | No | Lighting - Plug-In Fixture (Induction) | 0 | 0 | 0 | 0 | 0 | 0 | 0 | 0 | -0.0005381 | -0.00072305 | -0.00084392 | -0.0020951
PG&E | MM Therms | Commercial | Com - Education (University) | Lighting | No | Lighting - Plug-In Fixture (PSMH with Electronic Ballast) | -0.0016073 | -0.0019328 | -0.0052075 | -0.005331 | -0.0052727 | -0.0052042 | -0.0051125 | -0.0050847 | -0.0048804 | -0.004768 | -0.0046952 | -0.0045114
PG&E | MM Therms | Commercial | Com - Education (University) | Lighting | No | Lighting - Plug-In Fixture (PSMH) | -0.0060618 | -0.0058732 | -0.0054803 | -0.0055369 | -0.0055759 | -0.0055627 | -0.0054965 | -0.0054858 | -0.0052744 | -0.005163 | -0.0050947 | -0.0048508
PG&E | MM Therms | Commercial | Com - Education (University) | SHW | Yes | SHW - EF Rated Storage Water Heater (Gas) - Emerging | 0 | 0 | 0 | 0.00065275 | 0.0014331 | 0.0023037 | 0.0032217 | 0.004258 | 0.0053359 | 0.0065425 | 0.0077906 | 0.0090642
PG&E | MM Therms | Commercial | Com - Education (University) | SHW | Yes | SHW - ET Rated Storage Water Heater - Emerging | 0.0021837 | 0.0033363 | 0.004595 | 0.0060303 | 0.0075111 | 0.0090328 | 0.010534 | 0.012164 | 0.013758 | 0.015452 | 0.017092 | 0.01866
PG&E | MM Therms | Commercial | Com - Education (University) | SHW | No | SHW - EF Rated Instantaneous Water Heater (Gas) | 0.00069524 | 0.00086209 | 0.00090112 | 0.0010513 | 0.0011798 | 0.0012946 | 0.0013896 | 0.0014959 | 0.001587 | 0.001687 | 0.0017746 | 0.0018499
PG&E | MM Therms | Commercial | Com - Education (University) | SHW | No | SHW - EF Rated Storage Water Heater (Gas) | 0.00046978 | 0.00057654 | 0.00046322 | 0.00053746 | 0.00060056 | 0.00065654 | 0.00070248 | 0.00075401 | 0.0007979 | 0.00084621 | 0.00088834 | 0.00092446
PG&E | MM Therms | Commercial | Com - Education (University) | SHW | No | SHW - ET Rated Instantaneous Water Heater | 0.00081024 | 0.00094027 | 0.0010647 | 0.0012037 | 0.0013232 | 0.0014296 | 0.0015158 | 0.0016151 | 0.0016993 | 0.0017948 | 0.0018792 | 0.0019529
PG&E | MM Therms | Commercial | Com - Education (University) | SHW | No | SHW - ET Rated Storage Water Heater | 0.00078619 | 0.00091077 | 0.0010299 | 0.001163 | 0.0012775 | 0.0013792 | 0.0014614 | 0.0015562 | 0.0016365 | 0.0017276 | 0.0018081 | 0.0018785
PG&E | MM Therms | Commercial | Com - Education (University) | SHW | No | SHW - Pipe and Tank Insulation | 0.015586 | 0.014848 | 0.016064 | 0.017129 | 0.017921 | 0.018258 | 0.018172 | 0.017626 | 0.016596 | 0.015177 | 0.013443 | 0.011531
PG&E | MM Therms | Commercial | Com - Education (University) | Service | No | Service - Retro-Commissioning (Gas) | 0.0099015 | 0.008983 | 0.0088968 | 0.0083639 | 0.0074226 | 0.0061825 | 0.0048145 | 0.0034734 | 0.0022717 | 0.0012723 | 0.00048625 | 0
PG&E | MM Therms | Commercial | Com - Education (University) | WholeBlg | No | WholeBlg - Com NC Level 2 | 0.00011559 | 0 | 0 | 0 | 0 | 0 | 0 | 0 | 0 | 0 | 0 | 0
PG&E | MM Therms | Commercial | Com - Education (University) | WholeBlg | No | WholeBlg - Com NC Level 3 | 0.00010861 | 0 | 0 | 0 | 0 | 0 | 0 | 0 | 0 | 0 | 0 | 0
PG&E | MM Therms | Commercial | Com - Education (University) | WholeBlg | No | WholeBlg - Com RET Level 1 | 0.00083604 | 0.0011441 | 0.0014726 | 0.0018226 | 0.0021931 | 0.0025856 | 0.0029975 | 0.0034277 | 0.0038723 | 0.0043283 | 0.0047902 | 0.0052538
PG&E | MM Therms | Commercial | Com - Education (University) | WholeBlg | No | WholeBlg - Com RET Level 2 | 0.0041457 | 0.0056443 | 0.0072491 | 0.0089804 | 0.010831 | 0.012798 | 0.01487 | 0.017052 | 0.019314 | 0.021655 | 0.024035 | 0.026449
PG&E | MM Therms | Commercial | Com - Grocery | AppPlug | No | AppPlug - Occupancy Sensor Plug Strip | -0.00022893 | -0.00029117 | -0.00031018 | -0.00032285 | -0.00032287 | -0.0003144 | -0.00029606 | -0.00028946 | -0.00026997 | -0.00025747 | -0.00023961 | -0.00022113
PG&E | MM Therms | Commercial | Com - Grocery | BldgEnv | No | BldgEnv - Wall Spray On Insulation | 0.0011381 | 0 | 0 | 0 | 0 | 0 | 0 | 0 | 0 | 0 | 0 | 0
PG&E | MM Therms | Commercial | Com - Grocery | BldgEnv | No | BldgEnv - Window Film | 0 | 0 | 0 | 0 | 0 | 0 | 0 | 0 | -0.0021245 | -0.0044954 | -0.0058928 | -0.0063816
PG&E | MM Therms | Commercial | Com - Grocery | FoodServ | No | FoodServ - Oven (Gas) | 0.022093 | 0.022571 | 0.023008 | 0.023858 | 0.024512 | 0.02494 | 0.025148 | 0.025644 | 0.026019 | 0.026643 | 0.02723 | 0.027816
PG&E | MM Therms | Commercial | Com - Grocery | HVAC | No | HVAC - Gas Furnace | 0.0054589 | 0.0068646 | 0.008314 | 0.0097869 | 0.011266 | 0.012706 | 0.014065 | 0.015296 | 0.016373 | 0.017266 | 0.017961 | 0.018451
PG&E | MM Therms | Commercial | Com - Grocery | HVAC | No | HVAC - Thermostat | 0.13572 | 0.1414 | 0.14897 | 0.14699 | 0.13342 | 0.11152 | 0.086882 | 0.065939 | 0.048924 | 0.038248 | 0.036203 | 0.036424
PG&E | MM Therms | Commercial | Com - Grocery | Lighting | Yes | Lighting - LED Fixture (Replacing T8) - Emerging | -0.0020609 | -0.0028954 | -0.0041061 | -0.0057993 | -0.0077899 | -0.010221 | -0.012908 | -0.016328 | -0.019886 | -0.025191 | -0.031862 | -0.039132
PG&E | MM Therms | Commercial | Com - Grocery | Lighting | Yes | Lighting - LED Lamp (Basic High - Indoor) - Emerging | -0.00013159 | -0.00018463 | -0.00024929 | -0.00032245 | -0.00034835 | -4.8222e-05 | -5.1329e-05 | -6.9695e-05 | -0.0001004 | -0.00012736 | -0.00015093 | -0.00017177
PG&E | MM Therms | Commercial | Com - Grocery | Lighting | Yes | Lighting - LED Lamp (Basic Low - Indoor) - Emerging | -0.0005859 | -0.00094016 | -0.0012058 | -0.0014687 | -0.0017411 | -0.00030632 | -0.00034286 | -0.00037749 | -0.00050582 | -0.00071616 | -0.00090851 | -0.0010808
PG&E | MM Therms | Commercial | Com - Grocery | Lighting | Yes | Lighting - LED Plug-In Indoor Fixture - Emerging | -0.0045341 | -0.0057429 | -0.007061 | -0.0085954 | -0.010144 | -0.00068669 | -0.00087741 | -0.0010979 | -0.0013244 | -0.0015805 | -0.0018366 | -0.0020907
PG&E | MM Therms | Commercial | Com - Grocery | Lighting | No | Lighting - Cold Cathode Lamp | -0.00090812 | -0.00091289 | -0.000913 | -0.00092437 | -0.00092288 | 0 | 0 | 0 | 0 | 0 | 0 | 0
PG&E | MM Therms | Commercial | Com - Grocery | Lighting | No | Lighting - Compact Fluorescent Fixture (Indoor) | -0.032915 | -0.032882 | -0.032921 | -0.033309 | -0.033415 | 0 | 0 | 0 | 0 | 0 | 0 | 0
PG&E | MM Therms | Commercial | Com - Grocery | Lighting | No | Lighting - Compact Fluorescent Lamp (Basic High - Indoor) | -0.0039951 | -0.0033599 | -0.0028831 | -0.0025788 | -0.0023891 | 0 | 0 | 0 | 0 | 0 | 0 | 0
PG&E | MM Therms | Commercial | Com - Grocery | Lighting | No | Lighting - Compact Fluorescent Lamp (Basic Low - Indoor) | -0.013636 | -0.013543 | -0.01324 | -0.012896 | -0.01239 | 0 | 0 | 0 | 0 | 0 | 0 | 0
PG&E | MM Therms | Commercial | Com - Grocery | Lighting | No | Lighting - Halogen Lamp (A-Line) | -0.0014328 | -0.0017599 | -0.0020689 | -0.0023983 | -0.0027322 | 0 | 0 | 0 | 0 | 0 | 0 | 0
PG&E | MM Therms | Commercial | Com - Grocery | Lighting | No | Lighting - Halogen Lamp (Reflector) | -0.00056022 | -0.0006825 | -0.00078933 | -0.00089779 | -0.0010041 | -0.0010811 | -0.0011596 | -0.0012232 | -0.0012828 | -0.0013342 | -0.0013815 | -0.0014237
PG&E | MM Therms | Commercial | Com - Grocery | Lighting | No | Lighting - High Bay HID to T5 | -0.0012662 | -0.001354 | -0.001325 | -0.0012539 | -0.001127 | -0.00097749 | -0.00081634 | -0.00067877 | -0.00055496 | -0.0004653 | -0.00039695 | -0.00038951
PG&E | MM Therms | Commercial | Com - Grocery | Lighting | No | Lighting - Induction Fixture (Indoor) | -0.0023635 | -0.002779 | -0.0031622 | -0.0035694 | -0.0038939 | -0.0041774 | -0.0043963 | -0.0046445 | -0.004829 | -0.0050508 | -0.0052299 | -0.0053676
PG&E | MM Therms | Commercial | Com - Grocery | Lighting | No | Lighting - Linear Fluorescent Delamping | -2.7997e-05 | -2.6861e-05 | -2.5386e-05 | -2.0375e-05 | -1.1527e-05 | 0 | 0 | 0 | 0 | 0 | 0 | 0
PG&E | MM Therms | Commercial | Com - Grocery | Lighting | No | Lighting - Linear Fluorescent Fixture (Low Wattage T8) | -0.015348 | -0.015613 | -0.015719 | -0.016007 | -0.016019 | -0.015961 | -0.015804 | -0.015877 | -0.01586 | -0.015558 | -0.014924 | -0.01427
PG&E | MM Therms | Commercial | Com - Grocery | Lighting | No | Lighting - Plug-In Fixture (Compact Fluorescent) | -0.040605 | -0.0398 | -0.039039 | -0.039068 | -0.038714 | 0 | 0 | 0 | 0 | 0 | 0 | 0
PG&E | MM Therms | Commercial | Com - Grocery | Lighting | No | Lighting - Plug-In Fixture (Induction) | 0 | -0.0030548 | -0.0036484 | -0.0078156 | -0.008715 | -0.0091914 | -0.0094462 | -0.0097569 | -0.009915 | -0.010192 | -0.010406 | -0.01057
PG&E | MM Therms | Commercial | Com - Grocery | Lighting | No | Lighting - Plug-In Fixture (Linear Fluorescent) | -0.069163 | -0.073124 | -0.075209 | -0.077604 | -0.077727 | 0 | 0 | 0 | 0 | 0 | 0 | 0
PG&E | MM Therms | Commercial | Com - Grocery | Lighting | No | Lighting - Plug-In Fixture (PSMH with Electronic Ballast) | -0.016505 | -0.016101 | -0.01544 | -0.014647 | -0.013823 | -0.013523 | -0.01321 | -0.013124 | -0.013004 | -0.013068 | -0.013118 | -0.013157
PG&E | MM Therms | Commercial | Com - Grocery | Lighting | No | Lighting - Plug-In Fixture (PSMH) | -0.016936 | -0.016476 | -0.015804 | -0.015029 | -0.014645 | -0.014083 | -0.013573 | -0.013312 | -0.013042 | -0.012966 | -0.012896 | -0.012833
PG&E | MM Therms | Commercial | Com - Grocery | SHW | Yes | SHW - EF Rated Storage Water Heater (Gas) - Emerging | 0 | 0 | 0 | 0.0014751 | 0.0032371 | 0.0052022 | 0.007274 | 0.0096109 | 0.012041 | 0.014759 | 0.017568 | 0.020432
PG&E | MM Therms | Commercial | Com - Grocery | SHW | Yes | SHW - ET Rated Storage Water Heater - Emerging | 0.0048673 | 0.0073626 | 0.010067 | 0.01318 | 0.016347 | 0.019577 | 0.022716 | 0.026186 | 0.029555 | 0.033202 | 0.036723 | 0.040079
PG&E | MM Therms | Commercial | Com - Grocery | SHW | No | SHW - EF Rated Instantaneous Water Heater (Gas) | 0.0015287 | 0.0018944 | 0.001978 | 0.0023058 | 0.0025852 | 0.0028342 | 0.0030392 | 0.0032698 | 0.0034667 | 0.0036837 | 0.0038732 | 0.0040356
PG&E | MM Therms | Commercial | Com - Grocery | SHW | No | SHW - EF Rated Storage Water Heater (Gas) | 0.0011434 | 0.0014044 | 0.0011285 | 0.0013094 | 0.0014631 | 0.0015993 | 0.001711 | 0.0018363 | 0.0019431 | 0.0020605 | 0.0021628 | 0.0022505
PG&E | MM Therms | Commercial | Com - Grocery | SHW | No | SHW - ET Rated Instantaneous Water Heater | 0.0017994 | 0.0020879 | 0.0023631 | 0.0026699 | 0.002934 | 0.003169 | 0.0033598 | 0.0035788 | 0.0037648 | 0.0039745 | 0.0041596 | 0.0043212
PG&E | MM Therms | Commercial | Com - Grocery | SHW | No | SHW - ET Rated Storage Water Heater | 0.0021522 | 0.0024983 | 0.002829 | 0.0031979 | 0.0035171 | 0.0038016 | 0.0040335 | 0.0042986 | 0.0045244 | 0.0047781 | 0.0050024 | 0.005199
PG&E | MM Therms | Commercial | Com - Grocery | SHW | No | SHW - Pipe and Tank Insulation | 0.030054 | 0.028631 | 0.030975 | 0.03303 | 0.034557 | 0.035207 | 0.035041 | 0.033987 | 0.032002 | 0.029265 | 0.025921 | 0.022235
PG&E | MM Therms | Commercial | Com - Grocery | Service | No | Service - Retro-Commissioning (Gas) | 0.019093 | 0.017322 | 0.017155 | 0.016128 | 0.014313 | 0.011922 | 0.0092836 | 0.0066976 | 0.0043804 | 0.0024534 | 0.00093763 | 0
PG&E | MM Therms | Commercial | Com - Grocery | WholeBlg | No | WholeBlg - Com NC Level 2 | 0.00022637 | 0 | 0 | 0 | 0 | 0 | 0 | 0 | 0 | 0 | 0 | 0
PG&E | MM Therms | Commercial | Com - Grocery | WholeBlg | No | WholeBlg - Com NC Level 3 | 0.00018744 | 0 | 0 | 0 | 0 | 0 | 0 | 0 | 0 | 0 | 0 | 0
PG&E | MM Therms | Commercial | Com - Grocery | WholeBlg | No | WholeBlg - Com NC ZNE | 0.00027749 | 0.00028399 | 0.0005892 | 0.0009628 | 0.0011159 | 0.0014892 | 0.0018427 | 0.0017219 | 0.0020439 | 0.0024596 | 0.0019404 | 0.0022463
PG&E | MM Therms | Commercial | Com - Grocery | WholeBlg | No | WholeBlg - Com RET Level 1 | 0.0032801 | 0.0045188 | 0.00585 | 0.0072794 | 0.0088035 | 0.010425 | 0.012135 | 0.013927 | 0.015786 | 0.017697 | 0.019636 | 0.021584
PG&E | MM Therms | Commercial | Com - Grocery | WholeBlg | No | WholeBlg - Com RET Level 2 | 0.010157 | 0.013812 | 0.01774 | 0.021981 | 0.026523 | 0.03137 | 0.036493 | 0.041892 | 0.047499 | 0.053281 | 0.059145 | 0.065041
PG&E | MM Therms | Commercial | Com - Hospital | AppPlug | No | AppPlug - Occupancy Sensor Plug Strip | -0.00015123 | -0.00019248 | -0.00020518 | -0.00021372 | -0.00021353 | -0.0002078 | -0.00019554 | -0.000191 | -0.00017793 | -0.00016948 | -0.00016038 | -0.00014852
PG&E | MM Therms | Commercial | Com - Hospital | BldgEnv | No | BldgEnv - Wall Spray On Insulation | 0.02238 | 0 | 0 | 0 | 0 | 0 | 0 | 0 | 0 | 0 | 0 | 0
PG&E | MM Therms | Commercial | Com - Hospital | BldgEnv | No | BldgEnv - Window Film | 0 | 0 | 0 | 0 | 0 | 0 | 0 | 0 | -0.0023572 | -0.0049877 | -0.0065381 | -0.0070804
PG&E | MM Therms | Commercial | Com - Hospital | FoodServ | No | FoodServ - Oven (Gas) | 0.0085146 | 0.0086995 | 0.0088703 | 0.0091998 | 0.0094526 | 0.0096188 | 0.0096995 | 0.0098917 | 0.010037 | 0.010279 | 0.010515 | 0.010743
PG&E | MM Therms | Commercial | Com - Hospital | HVAC | No | HVAC - AFUE Rated Boiler (High) | 0.022314 | 0.026312 | 0.03035 | 0.035212 | 0.03975 | 0.044145 | 0.048178 | 0.053098 | 0.057755 | 0.063185 | 0.068478 | 0.073539
PG&E | MM Therms | Commercial | Com - Hospital | HVAC | No | HVAC - AFUE Rated Boiler (Standard) | 0.0030725 | 0.0035399 | 0.0039993 | 0.004534 | 0.0050089 | 0.0054496 | 0.0058426 | 0.0063625 | 0.0068562 | 0.0074297 | 0.0079853 | 0.0085111
PG&E | MM Therms | Commercial | Com - Hospital | HVAC | No | HVAC - ET Rated Boiler (High) | 0.035295 | 0.042208 | 0.049204 | 0.057574 | 0.065345 | 0.072954 | 0.080199 | 0.089036 | 0.097385 | 0.10706 | 0.11645 | 0.12532
PG&E | MM Therms | Commercial | Com - Hospital | HVAC | No | HVAC - ET Rated Boiler (Standard) | 0.0081382 | 0.0095073 | 0.010869 | 0.012459 | 0.013888 | 0.01527 | 0.016556 | 0.018112 | 0.01958 | 0.021282 | 0.022926 | 0.024472
PG&E | MM Therms | Commercial | Com - Hospital | HVAC | No | HVAC - Gas Furnace | 0.002716 | 0.0034159 | 0.0041376 | 0.0048708 | 0.005607 | 0.0063235 | 0.0069995 | 0.0076119 | 0.0081474 | 0.0085903 | 0.0089349 | 0.0091767
PG&E | MM Therms | Commercial | Com - Hospital | Lighting | Yes | Lighting - LED Fixture (Replacing T8) - Emerging | -0.0010842 | -0.0016155 | -0.0023581 | -0.0033707 | -0.004564 | -0.0059961 | -0.007566 | -0.0094636 | -0.011424 | -0.013685 | -0.016054 | -0.018372
PG&E | MM Therms | Commercial | Com - Hospital | Lighting | Yes | Lighting - LED Lamp (Basic High - Indoor) - Emerging | -0.00021847 | -0.00032964 | -0.00043187 | -0.00053522 | -0.00063707 | -9.4833e-05 | -0.00010668 | -0.00011773 | -0.00012695 | -0.00013483 | -0.00014085 | -0.00014509
PG&E | MM Therms | Commercial | Com - Hospital | Lighting | Yes | Lighting - LED Lamp (Basic Low - Indoor) - Emerging | -0.00052499 | -0.00079864 | -0.00092158 | -0.0010538 | -0.0011843 | -0.00020032 | -0.0003204 | -0.00046452 | -0.00059689 | -0.00072706 | -0.00085074 | -0.00096665
PG&E | MM Therms | Commercial | Com - Hospital | Lighting | Yes | Lighting - LED Plug-In Indoor Fixture - Emerging | -0.0011128 | -0.0014109 | -0.00173 | -0.0020994 | -0.0024683 | -0.00016504 | -0.00021069 | -0.00026333 | -0.00031622 | -0.00037559 | -0.00043439 | -0.00049205
PG&E | MM Therms | Commercial | Com - Hospital | Lighting | No | Lighting - Cold Cathode Lamp | -0.00068398 | -0.00068492 | -0.00068275 | -0.00068923 | -0.00068616 | 0 | 0 | 0 | 0 | 0 | 0 | 0
PG&E | MM Therms | Commercial | Com - Hospital | Lighting | No | Lighting - Compact Fluorescent Fixture (Indoor) | -0.021185 | -0.021173 | -0.021197 | -0.021449 | -0.021488 | 0 | 0 | 0 | 0 | 0 | 0 | 0
PG&E | MM Therms | Commercial | Com - Hospital | Lighting | No | Lighting - Compact Fluorescent Lamp (Basic High - Indoor) | -0.00011044 | -0.00019535 | -0.00029625 | -0.0004108 | -0.00053414 | 0 | 0 | 0 | 0 | 0 | 0 | 0
PG&E | MM Therms | Commercial | Com - Hospital | Lighting | No | Lighting - Compact Fluorescent Lamp (Basic Low - Indoor) | -0.012126 | -0.010382 | -0.0092639 | -0.0086715 | -0.008294 | 0 | 0 | 0 | 0 | 0 | 0 | 0
PG&E | MM Therms | Commercial | Com - Hospital | Lighting | No | Lighting - Halogen Lamp (A-Line) | -0.00098992 | -0.0012158 | -0.0014292 | -0.0016567 | -0.0018872 | 0 | 0 | 0 | 0 | 0 | 0 | 0
PG&E | MM Therms | Commercial | Com - Hospital | Lighting | No | Lighting - Halogen Lamp (Reflector) | -0.00038709 | -0.00047153 | -0.00054529 | -0.00062017 | -0.00069356 | -0.00074651 | -0.00080076 | -0.00084459 | -0.0008857 | -0.00092114 | -0.00095386 | -0.00098295
PG&E | MM Therms | Commercial | Com - Hospital | Lighting | No | Lighting - High Bay HID to T5 | -0.00068213 | -0.000715 | -0.00077218 | -0.00080779 | -0.00080408 | -0.00076514 | -0.00069358 | -0.00061082 | -0.00051824 | -0.00043717 | -0.00036665 | -0.00030845
PG&E | MM Therms | Commercial | Com - Hospital | Lighting | No | Lighting - Induction Fixture (Indoor) | -0.0016869 | -0.0020166 | -0.0023236 | -0.0026494 | -0.0029144 | -0.0031476 | -0.0033292 | -0.003531 | -0.0036813 | -0.0038581 | -0.0040013 | -0.004109
PG&E | MM Therms | Commercial | Com - Hospital | Lighting | No | Lighting - Linear Fluorescent Delamping | -9.644e-05 | -9.2515e-05 | -8.7542e-05 | -7.032e-05 | -3.9796e-05 | 0 | 0 | 0 | 0 | 0 | 0 | 0
PG&E | MM Therms | Commercial | Com - Hospital | Lighting | No | Lighting - Linear Fluorescent Fixture (Low Wattage T8) | -0.0022993 | -0.0027021 | -0.0030673 | -0.0034436 | -0.0037428 | -0.0039849 | -0.0041548 | -0.0043227 | -0.004426 | -0.0045378 | -0.0046054 | -0.0046336
PG&E | MM Therms | Commercial | Com - Hospital | Lighting | No | Lighting - Plug-In Fixture (Compact Fluorescent) | -0.0094512 | -0.0092292 | -0.0090169 | -0.0089969 | -0.0088864 | 0 | 0 | 0 | 0 | 0 | 0 | 0
PG&E | MM Therms | Commercial | Com - Hospital | Lighting | No | Lighting - Plug-In Fixture (Induction) | -0.0027293 | -0.0027185 | -0.0027148 | -0.0027688 | -0.0027742 | -0.0027689 | -0.0027397 | -0.0027613 | -0.0027597 | -0.0028073 | -0.0028465 | -0.002876
PG&E | MM Therms | Commercial | Com - Hospital | Lighting | No | Lighting - Plug-In Fixture (Linear Fluorescent) | -0.02592 | -0.027499 | -0.02833 | -0.029277 | -0.029325 | 0 | 0 | 0 | 0 | 0 | 0 | 0
PG&E | MM Therms | Commercial | Com - Hospital | Lighting | No | Lighting - Plug-In Fixture (MH Directional) | 0 | 0 | 0 | 0 | 0 | 0 | 0 | 0 | 0 | 0 | -0.00077873 | -0.0013515
PG&E | MM Therms | Commercial | Com - Hospital | Lighting | No | Lighting - Plug-In Fixture (PSMH with Electronic Ballast) | -0.0031526 | -0.0032886 | -0.0032623 | -0.0032946 | -0.0032804 | -0.0032562 | -0.003212 | -0.0032108 | -0.0031911 | -0.0032129 | -0.0032292 | -0.0032394
PG&E | MM Therms | Commercial | Com - Hospital | Lighting | No | Lighting - Plug-In Fixture (PSMH) | -0.0030354 | -0.0031678 | -0.0031354 | -0.0031536 | -0.003126 | -0.0030877 | -0.0030317 | -0.0030139 | -0.00298 | -0.0029839 | -0.002984 | -0.00298
PG&E | MM Therms | Commercial | Com - Hospital | SHW | Yes | SHW - EF Rated Storage Water Heater (Gas) - Emerging | 0 | 0 | 0 | 0.00040959 | 0.00091464 | 0.0014859 | 0.0020907 | 0.0027745 | 0.0034848 | 0.0042817 | 0.0051118 | 0.0059583
PG&E | MM Therms | Commercial | Com - Hospital | SHW | Yes | SHW - ET Rated Storage Water Heater - Emerging | 0.011989 | 0.018084 | 0.024771 | 0.032559 | 0.040718 | 0.049081 | 0.057322 | 0.066344 | 0.075119 | 0.084479 | 0.093531 | 0.10207
PG&E | MM Therms | Commercial | Com - Hospital | SHW | No | SHW - EF Rated Instantaneous Water Heater (Gas) | 0.003387 | 0.0043541 | 0.0046755 | 0.0055576 | 0.006352 | 0.0070819 | 0.0077088 | 0.008412 | 0.009032 | 0.0097137 | 0.010336 | 0.010879
PG&E | MM Therms | Commercial | Com - Hospital | SHW | No | SHW - EF Rated Storage Water Heater (Gas) | 0.0021128 | 0.0026066 | 0.0021022 | 0.0024435 | 0.0027427 | 0.003012 | 0.0032374 | 0.0034913 | 0.0037115 | 0.0039549 | 0.0041757 | 0.0043666
PG&E | MM Therms | Commercial | Com - Hospital | SHW | No | SHW - ET Rated Instantaneous Water Heater | 0.0032379 | 0.0037299 | 0.0041929 | 0.0047031 | 0.0051263 | 0.0054828 | 0.0057485 | 0.0060489 | 0.0062806 | 0.0065404 | 0.0067565 | 0.0069189
PG&E | MM Therms | Commercial | Com - Hospital | SHW | No | SHW - ET Rated Storage Water Heater | 0.0036689 | 0.0042253 | 0.0047499 | 0.0053309 | 0.0058165 | 0.0062248 | 0.0065298 | 0.0068746 | 0.0071411 | 0.00744 | 0.0076898 | 0.0078795
PG&E | MM Therms | Commercial | Com - Hospital | SHW | No | SHW - Pipe and Tank Insulation | 0.019852 | 0.018912 | 0.020461 | 0.021818 | 0.022827 | 0.023256 | 0.023146 | 0.02245 | 0.021139 | 0.019331 | 0.017122 | 0.014687
PG&E | MM Therms | Commercial | Com - Hospital | Service | No | Service - Retro-Commissioning (Gas) | 0.012612 | 0.011442 | 0.011332 | 0.010653 | 0.0094543 | 0.0078748 | 0.0061323 | 0.0044241 | 0.0028935 | 0.0016206 | 0.00061935 | 0
PG&E | MM Therms | Commercial | Com - Hospital | WholeBlg | No | WholeBlg - Com NC Level 2 | 0.00014849 | 0 | 0 | 0 | 0 | 0 | 0 | 0 | 0 | 0 | 0 | 0
PG&E | MM Therms | Commercial | Com - Hospital | WholeBlg | No | WholeBlg - Com NC Level 3 | 0.00012857 | 0 | 0 | 0 | 0 | 0 | 0 | 0 | 0 | 0 | 0 | 0
PG&E | MM Therms | Commercial | Com - Hospital | WholeBlg | No | WholeBlg - Com NC ZNE | 4.876e-05 | 0 | 0 | 0 | 0.00014638 | 0.00027051 | 0.00040093 | 0.00042814 | 0.00055176 | 0.00069717 | 0 | 0
PG&E | MM Therms | Commercial | Com - Hospital | WholeBlg | No | WholeBlg - Com RET Level 1 | 0.0022122 | 0.0030242 | 0.0038879 | 0.004804 | 0.0057699 | 0.0067916 | 0.0078624 | 0.0089782 | 0.010131 | 0.011311 | 0.012506 | 0.013715
PG&E | MM Therms | Commercial | Com - Hospital | WholeBlg | No | WholeBlg - Com RET Level 2 | 0.012001 | 0.016331 | 0.020969 | 0.025973 | 0.031329 | 0.037011 | 0.042996 | 0.049294 | 0.055825 | 0.062571 | 0.069434 | 0.076339
PG&E | MM Therms | Commercial | Com - Hotel | AppPlug | No | AppPlug - Occupancy Sensor Plug Strip | -0.00013431 | -0.0001709 | -0.00018218 | -0.00018976 | -0.00018993 | -0.00018513 | -0.00017453 | -0.00017087 | -0.00015964 | -0.00015257 | -0.0001424 | -0.00013187
PG&E | MM Therms | Commercial | Com - Hotel | BldgEnv | No | BldgEnv - Wall Spray On Insulation | 0.043644 | 0.022719 | 0.0095693 | 0.0009943 | 0 | 0 | 0 | 0 | 0 | 0 | 0 | 0
PG&E | MM Therms | Commercial | Com - Hotel | BldgEnv | No | BldgEnv - Window Film | 0 | 0 | 0 | 0 | 0 | 0 | 0 | 0 | -0.0021391 | -0.0045262 | -0.0059332 | -0.0064254
PG&E | MM Therms | Commercial | Com - Hotel | FoodServ | No | FoodServ - Fryer (Gas) | 0.0027 | 0.0028102 | 0.002913 | 0.0030656 | 0.0031893 | 0.0032814 | 0.0033402 | 0.0034352 | 0.0035109 | 0.0036187 | 0.0037189 | 0.0038158
PG&E | MM Therms | Commercial | Com - Hotel | FoodServ | No | FoodServ - Oven (Gas) | 0.0050402 | 0.0051495 | 0.0052506 | 0.0054456 | 0.0055961 | 0.005695 | 0.0057433 | 0.0058578 | 0.0059444 | 0.0060883 | 0.0062238 | 0.0063592
PG&E | MM Therms | Commercial | Com - Hotel | HVAC | No | HVAC - AFUE Rated Boiler (High) | 0.0085826 | 0.010103 | 0.011655 | 0.013506 | 0.015274 | 0.016991 | 0.018596 | 0.02051 | 0.022347 | 0.024447 | 0.026494 | 0.02848
PG&E | MM Therms | Commercial | Com - Hotel | HVAC | No | HVAC - AFUE Rated Boiler (Standard) | 0.00096305 | 0.0011079 | 0.0012516 | 0.0014148 | 0.0015622 | 0.0017031 | 0.001823 | 0.0019838 | 0.0021388 | 0.0023145 | 0.0024842 | 0.0026462
PG&E | MM Therms | Commercial | Com - Hotel | HVAC | No | HVAC - ET Rated Boiler (High) | 0.013373 | 0.016041 | 0.018771 | 0.021998 | 0.025065 | 0.028077 | 0.030968 | 0.03448 | 0.037823 | 0.041616 | 0.045289 | 0.048799
PG&E | MM Therms | Commercial | Com - Hotel | HVAC | No | HVAC - ET Rated Boiler (Standard) | 0.0025628 | 0.0029972 | 0.0034334 | 0.0039304 | 0.0043845 | 0.00483 | 0.0052508 | 0.0057469 | 0.0062204 | 0.0067549 | 0.0072692 | 0.007756
PG&E | MM Therms | Commercial | Com - Hotel | HVAC | No | HVAC - Gas Furnace | 0.00015108 | 0.00018979 | 0.0002297 | 0.00027024 | 0.00031095 | 0.00035057 | 0.00038797 | 0.00042188 | 0.00045158 | 0.00047623 | 0.00049551 | 0.00050919
PG&E | MM Therms | Commercial | Com - Hotel | HVAC | No | HVAC - SEER Rated Package Rooftop AC (Recharge) | 0 | 0 | 0 | 3.2557e-05 | 2.9163e-05 | 2.4184e-05 | 1.8476e-05 | 1.2874e-05 | 7.9689e-06 | 4.0308e-06 | 1.0767e-06 | 0
PG&E | MM Therms | Commercial | Com - Hotel | Lighting | Yes | Lighting - LED Fixture (Replacing T8) - Emerging | 0 | 0 | 0 | 0 | -0.00040165 | -0.00077504 | -0.0011372 | -0.001551 | -0.0019264 | -0.0023469 | -0.0027642 | -0.0031591
PG&E | MM Therms | Commercial | Com - Hotel | Lighting | Yes | Lighting - LED Lamp (Basic High - Indoor) - Emerging | -1.9949e-05 | -3.8342e-05 | -6.4899e-05 | -0.00010082 | -0.00013074 | -2.1218e-05 | -2.5999e-05 | -3.099e-05 | -3.5585e-05 | -3.991e-05 | -4.3611e-05 | -4.6626e-05
PG&E | MM Therms | Commercial | Com - Hotel | Lighting | Yes | Lighting - LED Lamp (Basic Low - Indoor) - Emerging | -4.2241e-05 | -6.6899e-05 | -9.471e-05 | -0.00011503 | -0.00013706 | -2.4363e-05 | -2.7602e-05 | -4.4128e-05 | -6.2658e-05 | -8.0892e-05 | -9.8466e-05 | -0.00011497
PG&E | MM Therms | Commercial | Com - Hotel | Lighting | Yes | Lighting - LED Plug-In Indoor Fixture - Emerging | -0.00022084 | -0.00027987 | -0.00034769 | -0.00043054 | -0.00051739 | -3.5832e-05 | -4.541e-05 | -5.6608e-05 | -6.8474e-05 | -8.2283e-05 | -9.6387e-05 | -0.00011063
PG&E | MM Therms | Commercial | Com - Hotel | Lighting | No | Lighting - Cold Cathode Lamp | -8.2121e-05 | -8.3168e-05 | -8.3778e-05 | -8.6095e-05 | -8.6689e-05 | 0 | 0 | 0 | 0 | 0 | 0 | 0
PG&E | MM Therms | Commercial | Com - Hotel | Lighting | No | Lighting - Compact Fluorescent Fixture (Indoor) | -0.0041338 | -0.0041568 | -0.0041803 | -0.0042483 | -0.0042811 | 0 | 0 | 0 | 0 | 0 | 0 | 0
PG&E | MM Therms | Commercial | Com - Hotel | Lighting | No | Lighting - Compact Fluorescent Lamp (Basic High - Indoor) | -0.00059726 | -0.00079893 | -0.0009781 | -0.0011399 | -0.0012721 | 0 | 0 | 0 | 0 | 0 | 0 | 0
PG&E | MM Therms | Commercial | Com - Hotel | Lighting | No | Lighting - Compact Fluorescent Lamp (Basic Low - Indoor) | -0.0013957 | -0.0012934 | -0.0011972 | -0.0011378 | -0.0010856 | 0 | 0 | 0 | 0 | 0 | 0 | 0
PG&E | MM Therms | Commercial | Com - Hotel | Lighting | No | Lighting - Halogen Lamp (A-Line) | -0.00045767 | -0.00056275 | -0.0006619 | -0.00076769 | -0.00087499 | 0 | 0 | 0 | 0 | 0 | 0 | 0
PG&E | MM Therms | Commercial | Com - Hotel | Lighting | No | Lighting - Halogen Lamp (Reflector) | -0.00017886 | -0.00021814 | -0.00025246 | -0.00028735 | -0.0003216 | -0.00034726 | -0.0003723 | -0.00039321 | -0.00041233 | -0.00042907 | -0.00044434 | -0.00045803
PG&E | MM Therms | Commercial | Com - Hotel | Lighting | No | Lighting - High Bay HID to T5 | 0 | 0 | 0 | -0.0001582 | -0.00015504 | -0.00015068 | -0.00014387 | -0.00014282 | -0.00013937 | -0.00014143 | -0.00014244 | -0.00014265
PG&E | MM Therms | Commercial | Com - Hotel | Lighting | No | Lighting - Induction Fixture (Indoor) | -0.00029817 | -0.00034795 | -0.00039447 | -0.00044509 | -0.00048655 | -0.0005231 | -0.00055167 | -0.00058464 | -0.00060983 | -0.00064031 | -0.00066572 | -0.00068625
PG&E | MM Therms | Commercial | Com - Hotel | Lighting | No | Lighting - Linear Fluorescent Delamping | -1.0211e-05 | -9.8081e-06 | -9.202e-06 | -7.3578e-06 | 0 | 0 | 0 | 0 | 0 | 0 | 0 | 0
PG&E | MM Therms | Commercial | Com - Hotel | Lighting | No | Lighting - Linear Fluorescent Fixture (Low Wattage T8) | -0.00053099 | -0.00062181 | -0.00070112 | -0.00078248 | -0.00083672 | -0.00086726 | -0.00087757 | -0.00089271 | -0.00089717 | -0.00090877 | -0.00091373 | -0.00091361
PG&E | MM Therms | Commercial | Com - Hotel | Lighting | No | Lighting - Occupancy Sensor | 0 | 0 | 0 | 0 | 0 | 0 | 0 | 0 | 0 | 0 | 0 | -0.00086306
PG&E | MM Therms | Commercial | Com - Hotel | Lighting | No | Lighting - Plug-In Fixture (Compact Fluorescent) | -0.0022325 | -0.0022048 | -0.002176 | -0.0021918 | -0.0021805 | 0 | 0 | 0 | 0 | 0 | 0 | 0
PG&E | MM Therms | Commercial | Com - Hotel | Lighting | No | Lighting - Plug-In Fixture (Induction) | 0 | 0 | 0 | 0 | 0 | 0 | 0 | 0 | 0 | 0 | 0 | -0.00032553
PG&E | MM Therms | Commercial | Com - Hotel | Lighting | No | Lighting - Plug-In Fixture (Linear Fluorescent) | 0 | -0.0053136 | -0.0055065 | -0.0056956 | -0.0056954 | 0 | 0 | 0 | 0 | 0 | 0 | 0
PG&E | MM Therms | Commercial | Com - Hotel | Lighting | No | Lighting - Plug-In Fixture (PSMH with Electronic Ballast) | 0 | 0 | -0.00099173 | -0.0016522 | -0.0017267 | -0.001757 | -0.0017486 | -0.0017548 | -0.0017403 | -0.0017505 | -0.0017532 | -0.0017874
PG&E | MM Therms | Commercial | Com - Hotel | Lighting | No | Lighting - Plug-In Fixture (PSMH) | -0.0022701 | -0.0026102 | -0.0024352 | -0.0023656 | -0.0022751 | -0.002202 | -0.0021295 | -0.0021046 | -0.0020683 | -0.0020698 | -0.0020662 | -0.0019145
PG&E | MM Therms | Commercial | Com - Hotel | SHW | Yes | SHW - EF Rated Storage Water Heater (Gas) - Emerging | 0 | 0 | 0 | 0.00020584 | 0.00046276 | 0.00075502 | 0.0010654 | 0.0014172 | 0.0017833 | 0.0021947 | 0.0026211 | 0.0030591
PG&E | MM Therms | Commercial | Com - Hotel | SHW | Yes | SHW - ET Rated Storage Water Heater - Emerging | 0.0039548 | 0.0059725 | 0.0081857 | 0.010784 | 0.013493 | 0.016272 | 0.018999 | 0.02203 | 0.024985 | 0.028193 | 0.031299 | 0.034288
PG&E | MM Therms | Commercial | Com - Hotel | SHW | No | SHW - EF Rated Instantaneous Water Heater (Gas) | 0.0013764 | 0.001756 | 0.0018755 | 0.0022241 | 0.0025368 | 0.0028222 | 0.0030659 | 0.0033395 | 0.0035798 | 0.0038445 | 0.0040817 | 0.0042912
PG&E | MM Therms | Commercial | Com - Hotel | SHW | No | SHW - EF Rated Storage Water Heater (Gas) | 0.00086936 | 0.0010699 | 0.00086138 | 0.0010014 | 0.0011239 | 0.0012337 | 0.0013253 | 0.0014286 | 0.0015179 | 0.0016167 | 0.0017044 | 0.0017814
PG&E | MM Therms | Commercial | Com - Hotel | SHW | No | SHW - ET Rated Instantaneous Water Heater | 0.0012323 | 0.0014237 | 0.0016053 | 0.0018067 | 0.0019775 | 0.0021244 | 0.0022385 | 0.0023679 | 0.0024726 | 0.0025896 | 0.0026882 | 0.002769
PG&E | MM Therms | Commercial | Com - Hotel | SHW | No | SHW - ET Rated Storage Water Heater | 0.0014787 | 0.0017094 | 0.0019289 | 0.0021736 | 0.0023826 | 0.0025623 | 0.0027022 | 0.002861 | 0.0029896 | 0.0031336 | 0.0032555 | 0.0033563
PG&E | MM Therms | Commercial | Com - Hotel | SHW | No | SHW - Pipe and Tank Insulation | 0.017626 | 0.016792 | 0.018167 | 0.019372 | 0.020268 | 0.020649 | 0.020551 | 0.019933 | 0.018769 | 0.017164 | 0.015202 | 0.013041
PG&E | MM Therms | Commercial | Com - Hotel | Service | No | Service - Retro-Commissioning (Gas) | 0.011198 | 0.010159 | 0.010062 | 0.0094589 | 0.0083944 | 0.0069919 | 0.0054448 | 0.0039281 | 0.0025691 | 0.0014389 | 0.00054991 | 0
PG&E | MM Therms | Commercial | Com - Hotel | WholeBlg | No | WholeBlg - Com NC Level 2 | 0.00013069 | 0 | 0 | 0 | 0 | 0 | 0 | 0 | 0 | 0 | 0 | 0
PG&E | MM Therms | Commercial | Com - Hotel | WholeBlg | No | WholeBlg - Com NC Level 3 | 0.00012081 | 0 | 0 | 0 | 0 | 0 | 0 | 0 | 0 | 0 | 0 | 0
PG&E | MM Therms | Commercial | Com - Hotel | WholeBlg | No | WholeBlg - Com RET Level 1 | 0.0012912 | 0.0017685 | 0.0022771 | 0.0028174 | 0.0033881 | 0.0039916 | 0.0046247 | 0.0052844 | 0.0059663 | 0.0066642 | 0.0073709 | 0.0080791
PG&E | MM Therms | Commercial | Com - Hotel | WholeBlg | No | WholeBlg - Com RET Level 2 | 0.0060651 | 0.0082486 | 0.010587 | 0.013105 | 0.015798 | 0.018658 | 0.021672 | 0.024842 | 0.02813 | 0.031525 | 0.034974 | 0.038456
PG&E | MM Therms | Commercial | Com - Motel | AppPlug | No | AppPlug - Occupancy Sensor Plug Strip | -0.00013431 | -0.0001709 | -0.00018218 | -0.00018976 | -0.00018993 | -0.00018513 | -0.00017453 | -0.00017087 | -0.00015964 | -0.00015257 | -0.0001424 | -0.00013187
PG&E | MM Therms | Commercial | Com - Motel | BldgEnv | No | BldgEnv - Wall Spray On Insulation | 0.04502 | 0.024075 | 0.010526 | 0.0016309 | 0 | 0 | 0 | 0 | 0 | 0 | 0 | 0
PG&E | MM Therms | Commercial | Com - Motel | BldgEnv | No | BldgEnv - Window Film | 0 | 0 | 0 | 0 | 0 | 0 | 0 | 0 | -0.0021391 | -0.0045262 | -0.0059332 | -0.0064254
PG&E | MM Therms | Commercial | Com - Motel | FoodServ | No | FoodServ - Fryer (Gas) | 0.0027 | 0.0028102 | 0.002913 | 0.0030656 | 0.0031893 | 0.0032814 | 0.0033402 | 0.0034352 | 0.0035109 | 0.0036187 | 0.0037189 | 0.0038158
PG&E | MM Therms | Commercial | Com - Motel | FoodServ | No | FoodServ - Oven (Gas) | 0.0050402 | 0.0051495 | 0.0052506 | 0.0054456 | 0.0055961 | 0.005695 | 0.0057433 | 0.0058578 | 0.0059444 | 0.0060883 | 0.0062238 | 0.0063592
PG&E | MM Therms | Commercial | Com - Motel | HVAC | No | HVAC - AFUE Rated Boiler (High) | 0.0085823 | 0.010103 | 0.011655 | 0.013506 | 0.015274 | 0.016991 | 0.018596 | 0.02051 | 0.022347 | 0.024447 | 0.026494 | 0.02848
PG&E | MM Therms | Commercial | Com - Motel | HVAC | No | HVAC - AFUE Rated Boiler (Standard) | 0.00096301 | 0.0011079 | 0.0012516 | 0.0014148 | 0.0015622 | 0.0017031 | 0.001823 | 0.0019838 | 0.0021388 | 0.0023145 | 0.0024842 | 0.0026462
PG&E | MM Therms | Commercial | Com - Motel | HVAC | No | HVAC - ET Rated Boiler (High) | 0.013372 | 0.016041 | 0.018771 | 0.021998 | 0.025065 | 0.028077 | 0.030968 | 0.03448 | 0.037823 | 0.041616 | 0.045289 | 0.048799
PG&E | MM Therms | Commercial | Com - Motel | HVAC | No | HVAC - ET Rated Boiler (Standard) | 0.0025627 | 0.0029972 | 0.0034334 | 0.0039304 | 0.0043845 | 0.00483 | 0.0052508 | 0.0057469 | 0.0062204 | 0.0067549 | 0.0072692 | 0.007756
PG&E | MM Therms | Commercial | Com - Motel | HVAC | No | HVAC - Gas Furnace | 0.00015108 | 0.00018979 | 0.0002297 | 0.00027024 | 0.00031095 | 0.00035057 | 0.00038797 | 0.00042188 | 0.00045158 | 0.00047623 | 0.00049551 | 0.00050919
PG&E | MM Therms | Commercial | Com - Motel | Lighting | Yes | Lighting - LED Fixture (Replacing T8) - Emerging | 0 | 0 | 0 | 0 | 0 | -0.00076354 | -0.0013871 | -0.0020102 | -0.0025058 | -0.0030072 | -0.0034792 | -0.0039113
PG&E | MM Therms | Commercial | Com - Motel | Lighting | Yes | Lighting - LED Lamp (Basic High - Indoor) - Emerging | -2.1261e-05 | -4.1552e-05 | -7.2318e-05 | -0.00011543 | -0.00015438 | -2.5385e-05 | -3.1495e-05 | -3.7957e-05 | -4.3941e-05 | -4.9636e-05 | -5.4555e-05 | -5.8605e-05
PG&E | MM Therms | Commercial | Com - Motel | Lighting | Yes | Lighting - LED Lamp (Basic Low - Indoor) - Emerging | -4.7549e-05 | -7.6065e-05 | -0.00011303 | -0.00013944 | -0.00016882 | -3.0451e-05 | -3.4914e-05 | -5.5e-05 | -7.8348e-05 | -0.00010158 | -0.00012418 | -0.00014552
PG&E | MM Therms | Commercial | Com - Motel | Lighting | Yes | Lighting - LED Plug-In Indoor Fixture - Emerging | -0.00031912 | -0.00040446 | -0.00050459 | -0.00062893 | -0.00076057 | -5.324e-05 | -6.7205e-05 | -8.3571e-05 | -0.00010111 | -0.00012177 | -0.00014301 | -0.00016458
PG&E | MM Therms | Commercial | Com - Motel | Lighting | No | Lighting - Compact Fluorescent Fixture (Indoor) | -0.0051565 | -0.0051964 | -0.0052324 | -0.0053245 | -0.0053702 | 0 | 0 | 0 | 0 | 0 | 0 | 0
PG&E | MM Therms | Commercial | Com - Motel | Lighting | No | Lighting - Compact Fluorescent Lamp (Basic High - Indoor) | -0.00071776 | -0.00097163 | -0.0011973 | -0.0014024 | -0.0015696 | 0 | 0 | 0 | 0 | 0 | 0 | 0
PG&E | MM Therms | Commercial | Com - Motel | Lighting | No | Lighting - Compact Fluorescent Lamp (Basic Low - Indoor) | -0.0016999 | -0.0016032 | -0.0015004 | -0.0014382 | -0.0013785 | 0 | 0 | 0 | 0 | 0 | 0 | 0
PG&E | MM Therms | Commercial | Com - Motel | Lighting | No | Lighting - High Bay HID to T5 | 0 | 0 | 0 | 0 | 0 | 0 | 0 | 0 | 0 | -0.0001681 | -0.00016932 | -0.00016958
PG&E | MM Therms | Commercial | Com - Motel | Lighting | No | Lighting - Linear Fluorescent Delamping | -7.4457e-06 | -7.1582e-06 | -6.6899e-06 | -5.3387e-06 | 0 | 0 | 0 | 0 | 0 | 0 | 0 | 0
PG&E | MM Therms | Commercial | Com - Motel | Lighting | No | Lighting - Linear Fluorescent Fixture (Low Wattage T8) | -0.00063645 | -0.00074431 | -0.00083921 | -0.00093726 | -0.0010099 | -0.0010727 | -0.0010971 | -0.0011157 | -0.0011161 | -0.0011235 | -0.0011233 | -0.0011176
PG&E | MM Therms | Commercial | Com - Motel | Lighting | No | Lighting - Occupancy Sensor | 0 | 0 | 0 | 0 | 0 | 0 | 0 | 0 | 0 | -0.0012938 | -0.0012358 | -0.0010232
PG&E | MM Therms | Commercial | Com - Motel | Lighting | No | Lighting - Plug-In Fixture (Compact Fluorescent) | -0.0033864 | -0.0033531 | -0.0033158 | -0.0033471 | -0.0033324 | 0 | 0 | 0 | 0 | 0 | 0 | 0
PG&E | MM Therms | Commercial | Com - Motel | Lighting | No | Lighting - Plug-In Fixture (Linear Fluorescent) | 0 | 0 | 0 | -0.003636 | -0.0080224 | 0 | 0 | 0 | 0 | 0 | 0 | 0
PG&E | MM Therms | Commercial | Com - Motel | Lighting | No | Lighting - Plug-In Fixture (PSMH with Electronic Ballast) | 0 | 0 | 0 | 0 | 0 | -0.0013195 | -0.0013719 | -0.0021126 | -0.0022315 | -0.0023315 | -0.0023901 | -0.0024353
PG&E | MM Therms | Commercial | Com - Motel | Lighting | No | Lighting - Plug-In Fixture (PSMH) | -0.0034355 | -0.004316 | -0.0042086 | -0.0042616 | -0.0041966 | -0.0038903 | -0.0037881 | -0.0036386 | -0.0034817 | -0.0034328 | -0.0033989 | -0.0033545
PG&E | MM Therms | Commercial | Com - Motel | SHW | Yes | SHW - EF Rated Storage Water Heater (Gas) - Emerging | 0 | 0 | 0 | 0.00014832 | 0.00033368 | 0.00054473 | 0.00076916 | 0.001024 | 0.0012896 | 0.0015885 | 0.0018988 | 0.0022178
PG&E | MM Therms | Commercial | Com - Motel | SHW | Yes | SHW - ET Rated Storage Water Heater - Emerging | 0.0012661 | 0.0019461 | 0.0026932 | 0.0035532 | 0.0044594 | 0.0053991 | 0.0063388 | 0.0073541 | 0.0083453 | 0.0093951 | 0.010417 | 0.011409
PG&E | MM Therms | Commercial | Com - Motel | SHW | No | SHW - EF Rated Instantaneous Water Heater (Gas) | 0.00047683 | 0.0005978 | 0.00063038 | 0.00074198 | 0.00084012 | 0.00092856 | 0.0010029 | 0.0010862 | 0.0011586 | 0.0012383 | 0.0013091 | 0.001371
PG&E | MM Therms | Commercial | Com - Motel | SHW | No | SHW - EF Rated Storage Water Heater (Gas) | 0.00028177 | 0.00034477 | 0.00027642 | 0.00032094 | 0.00035943 | 0.00039363 | 0.00042187 | 0.00045364 | 0.00048089 | 0.00051102 | 0.00053757 | 0.00056064
PG&E | MM Therms | Commercial | Com - Motel | SHW | No | SHW - ET Rated Instantaneous Water Heater | 0 | 0.00054267 | 0.00062733 | 0.00071995 | 0.00079868 | 0.00086586 | 0.00091814 | 0.00097506 | 0.0010194 | 0.0010693 | 0.0011125 | 0.0011496
PG&E | MM Therms | Commercial | Com - Motel | SHW | No | SHW - ET Rated Storage Water Heater | 0 | 0 | 0 | 0 | 0 | 0 | 0 | 0.00050887 | 0.00078091 | 0.00083744 | 0.00088448 | 0.00092239
PG&E | MM Therms | Commercial | Com - Motel | SHW | No | SHW - Pipe and Tank Insulation | 0.017626 | 0.016792 | 0.018167 | 0.019372 | 0.020268 | 0.020649 | 0.020551 | 0.019933 | 0.018769 | 0.017164 | 0.015202 | 0.013041
PG&E | MM Therms | Commercial | Com - Motel | Service | No | Service - Retro-Commissioning (Gas) | 0.011198 | 0.010159 | 0.010062 | 0.0094589 | 0.0083944 | 0.0069919 | 0.0054448 | 0.0039281 | 0.0025691 | 0.0014389 | 0.00054991 | 0
PG&E | MM Therms | Commercial | Com - Motel | WholeBlg | No | WholeBlg - Com NC Level 2 | 0.00013069 | 0 | 0 | 0 | 0 | 0 | 0 | 0 | 0 | 0 | 0 | 0
PG&E | MM Therms | Commercial | Com - Motel | WholeBlg | No | WholeBlg - Com NC Level 3 | 0.00012081 | 0 | 0 | 0 | 0 | 0 | 0 | 0 | 0 | 0 | 0 | 0
PG&E | MM Therms | Commercial | Com - Motel | WholeBlg | No | WholeBlg - Com RET Level 1 | 0.0012037 | 0.0016483 | 0.002122 | 0.0026252 | 0.0031569 | 0.003719 | 0.0043086 | 0.004923 | 0.0055578 | 0.0062076 | 0.0068654 | 0.0075242
PG&E | MM Therms | Commercial | Com - Motel | WholeBlg | No | WholeBlg - Com RET Level 2 | 0.0056159 | 0.0076378 | 0.0098025 | 0.012134 | 0.014626 | 0.017274 | 0.020064 | 0.022998 | 0.026041 | 0.029183 | 0.032375 | 0.035599
PG&E | MM Therms | Commercial | Com - Nusing Home | AppPlug | No | AppPlug - Occupancy Sensor Plug Strip | -0.00015127 | -0.00019248 | -0.00020518 | -0.00021372 | -0.00021391 | -0.0002085 | -0.00019656 | -0.00019244 | -0.0001798 | -0.00017184 | -0.00016038 | -0.00014852
PG&E | MM Therms | Commercial | Com - Nusing Home | BldgEnv | No | BldgEnv - Window Film | 0 | 0 | 0 | 0 | 0 | 0 | 0 | 0 | -0.0023572 | -0.0049877 | -0.0065381 | -0.0070804
PG&E | MM Therms | Commercial | Com - Nusing Home | FoodServ | No | FoodServ - Oven (Gas) | 0.008515 | 0.0086995 | 0.0088703 | 0.0091998 | 0.009454 | 0.0096212 | 0.0097028 | 0.0098961 | 0.010043 | 0.010286 | 0.010515 | 0.010743
PG&E | MM Therms | Commercial | Com - Nusing Home | HVAC | No | HVAC - AFUE Rated Boiler (High) | 0.021455 | 0.025208 | 0.029024 | 0.033621 | 0.03798 | 0.04218 | 0.046075 | 0.050786 | 0.055279 | 0.060484 | 0.065554 | 0.070472
PG&E | MM Therms | Commercial | Com - Nusing Home | HVAC | No | HVAC - AFUE Rated Boiler (Standard) | 0.0023799 | 0.0027353 | 0.003084 | 0.0034834 | 0.0038355 | 0.0041674 | 0.0044392 | 0.0048239 | 0.0051909 | 0.0056147 | 0.0060219 | 0.0064076
PG&E | MM Therms | Commercial | Com - Nusing Home | HVAC | No | HVAC - ET Rated Boiler (High) | 0.034649 | 0.041541 | 0.048572 | 0.056991 | 0.064935 | 0.072692 | 0.080062 | 0.089182 | 0.097836 | 0.10777 | 0.11737 | 0.12654
PG&E | MM Therms | Commercial | Com - Nusing Home | HVAC | No | HVAC - ET Rated Boiler (Standard) | 0.0064518 | 0.0075467 | 0.0086379 | 0.009892 | 0.011016 | 0.012114 | 0.013133 | 0.01436 | 0.015521 | 0.016854 | 0.018129 | 0.019326
PG&E | MM Therms | Commercial | Com - Nusing Home | HVAC | No | HVAC - Gas Furnace | 0.0032149 | 0.004041 | 0.0048926 | 0.0057582 | 0.0066275 | 0.0074736 | 0.008272 | 0.0089959 | 0.0096295 | 0.010155 | 0.010565 | 0.010854
PG&E | MM Therms | Commercial | Com - Nusing Home | HVAC | No | HVAC - Thermostat | 0.058737 | 0.061494 | 0.063867 | 0.062594 | 0.056911 | 0.047955 | 0.037981 | 0.029488 | 0.022374 | 0.017832 | 0.016272 | 0.016404
PG&E | MM Therms | Commercial | Com - Nusing Home | Lighting | Yes | Lighting - LED Fixture (Replacing T8) - Emerging | -0.00077147 | -0.0017743 | -0.0031139 | -0.0048846 | -0.0069625 | -0.0094779 | -0.012263 | -0.015707 | -0.019264 | -0.023424 | -0.027814 | -0.032178
PG&E | MM Therms | Commercial | Com - Nusing Home | Lighting | Yes | Lighting - LED Lamp (Basic High - Indoor) - Emerging | -0.00038688 | -0.00058236 | -0.0007631 | -0.00094651 | -0.0011276 | -0.00016803 | -0.00018924 | -0.00020905 | -0.00022562 | -0.00023986 | -0.00025076 | -0.00025854
PG&E | MM Therms | Commercial | Com - Nusing Home | Lighting | Yes | Lighting - LED Lamp (Basic Low - Indoor) - Emerging | -0.00087195 | -0.0013322 | -0.0015876 | -0.0018244 | -0.0020628 | -0.00035109 | -0.00056734 | -0.00082824 | -0.0010693 | -0.0013078 | -0.0015363 | -0.0017519
PG&E | MM Therms | Commercial | Com - Nusing Home | Lighting | Yes | Lighting - LED Plug-In Indoor Fixture - Emerging | -0.0021993 | -0.0027884 | -0.0034288 | -0.0041766 | -0.0049304 | -0.00033217 | -0.00042364 | -0.00052948 | -0.00063743 | -0.00075963 | -0.00088146 | -0.0010021
PG&E | MM Therms | Commercial | Com - Nusing Home | Lighting | No | Lighting - Cold Cathode Lamp | -0.00030222 | -0.00030507 | -0.00030571 | -0.00031003 | -0.00030932 | 0 | 0 | 0 | 0 | 0 | 0 | 0
PG&E | MM Therms | Commercial | Com - Nusing Home | Lighting | No | Lighting - Compact Fluorescent Fixture (Indoor) | -0.037875 | -0.037886 | -0.037957 | -0.038439 | -0.038562 | 0 | 0 | 0 | 0 | 0 | 0 | 0
PG&E | MM Therms | Commercial | Com - Nusing Home | Lighting | No | Lighting - Compact Fluorescent Lamp (Basic High - Indoor) | -0.00019746 | -0.00035152 | -0.00053465 | -0.00074199 | -0.00096445 | 0 | 0 | 0 | 0 | 0 | 0 | 0
PG&E | MM Therms | Commercial | Com - Nusing Home | Lighting | No | Lighting - Compact Fluorescent Lamp (Basic Low - Indoor) | -0.02161 | -0.018543 | -0.016531 | -0.015491 | -0.014836 | 0 | 0 | 0 | 0 | 0 | 0 | 0
PG&E | MM Therms | Commercial | Com - Nusing Home | Lighting | No | Lighting - Halogen Lamp (A-Line) | -0.00054411 | -0.00066899 | -0.00078684 | -0.00091257 | -0.0010401 | 0 | 0 | 0 | 0 | 0 | 0 | 0
PG&E | MM Therms | Commercial | Com - Nusing Home | Lighting | No | Lighting - Halogen Lamp (Reflector) | -0.00021265 | -0.00025933 | -0.00030012 | -0.00034158 | -0.00038227 | -0.00041271 | -0.00044248 | -0.00046729 | -0.00049002 | -0.0005099 | -0.00052805 | -0.00054431
PG&E | MM Therms | Commercial | Com - Nusing Home | Lighting | No | Lighting - High Bay HID to T5 | -0.0012195 | -0.0012926 | -0.001391 | -0.0014526 | -0.0014447 | -0.0013788 | -0.0012563 | -0.0011159 | -0.00095751 | -0.00081848 | -0.00069626 | -0.00059417
PG&E | MM Therms | Commercial | Com - Nusing Home | Lighting | No | Lighting - Induction Fixture (Indoor) | -0.00081209 | -0.00097352 | -0.0011245 | -0.0012858 | -0.0014191 | -0.0015359 | -0.0016271 | -0.0017282 | -0.0018036 | -0.0018922 | -0.0019635 | -0.0020183
PG&E | MM Therms | Commercial | Com - Nusing Home | Lighting | No | Lighting - Linear Fluorescent Delamping | -0.00015181 | -0.00014566 | -0.0001376 | -0.00011042 | -6.2478e-05 | 0 | 0 | 0 | 0 | 0 | 0 | 0
PG&E | MM Therms | Commercial | Com - Nusing Home | Lighting | No | Lighting - Linear Fluorescent Fixture (Low Wattage T8) | -0.0041171 | -0.004896 | -0.0055956 | -0.006321 | -0.0069106 | -0.0073974 | -0.00775 | -0.008097 | -0.0083233 | -0.0085653 | -0.0087188 | -0.008797
PG&E | MM Therms | Commercial | Com - Nusing Home | Lighting | No | Lighting - Plug-In Fixture (Compact Fluorescent) | -0.019503 | -0.019101 | -0.018712 | -0.018712 | -0.018516 | 0 | 0 | 0 | 0 | 0 | 0 | 0
PG&E | MM Therms | Commercial | Com - Nusing Home | Lighting | No | Lighting - Plug-In Fixture (Induction) | 0 | 0 | -0.0021132 | -0.0025565 | -0.0047291 | -0.0053713 | -0.0057306 | -0.0060314 | -0.0061906 | -0.0064023 | -0.0065608 | -0.0066789
PG&E | MM Therms | Commercial | Com - Nusing Home | Lighting | No | Lighting - Plug-In Fixture (Linear Fluorescent) | -0.063216 | -0.066755 | -0.068608 | -0.070863 | -0.070983 | 0 | 0 | 0 | 0 | 0 | 0 | 0
PG&E | MM Therms | Commercial | Com - Nusing Home | Lighting | No | Lighting - Plug-In Fixture (PSMH with Electronic Ballast) | -0.010588 | -0.010868 | -0.010362 | -0.010085 | -0.00953 | -0.0090415 | -0.0086532 | -0.0085057 | -0.0083676 | -0.0083832 | -0.0083981 | -0.0084093
PG&E | MM Therms | Commercial | Com - Nusing Home | Lighting | No | Lighting - Plug-In Fixture (PSMH) | -0.011005 | -0.011295 | -0.010797 | -0.010823 | -0.010086 | -0.0094399 | -0.0089247 | -0.0086659 | -0.0084288 | -0.0083549 | -0.0082909 | -0.0082354
PG&E | MM Therms | Commercial | Com - Nusing Home | SHW | Yes | SHW - EF Rated Storage Water Heater (Gas) - Emerging | 0 | 0 | 0 | 0.00043694 | 0.00097613 | 0.0015864 | 0.0022332 | 0.0029655 | 0.0037272 | 0.0045826 | 0.0054686 | 0.0063773
PG&E | MM Therms | Commercial | Com - Nusing Home | SHW | Yes | SHW - ET Rated Storage Water Heater - Emerging | 0.0076474 | 0.011604 | 0.015954 | 0.021005 | 0.026306 | 0.031762 | 0.037163 | 0.04307 | 0.048847 | 0.055012 | 0.060969 | 0.066678
PG&E | MM Therms | Commercial | Com - Nusing Home | SHW | No | SHW - EF Rated Instantaneous Water Heater (Gas) | 0.0023556 | 0.0029949 | 0.0031905 | 0.003773 | 0.0042925 | 0.0047661 | 0.0051692 | 0.0056209 | 0.0060166 | 0.0064513 | 0.0068397 | 0.0071814
PG&E | MM Therms | Commercial | Com - Nusing Home | SHW | No | SHW - EF Rated Storage Water Heater (Gas) | 0.0014819 | 0.0018233 | 0.0014677 | 0.0017048 | 0.0019116 | 0.0020969 | 0.0022512 | 0.0024248 | 0.0025746 | 0.0027401 | 0.0028868 | 0.0030149
PG&E | MM Therms | Commercial | Com - Nusing Home | SHW | No | SHW - ET Rated Instantaneous Water Heater | 0.0023449 | 0.0027094 | 0.0030554 | 0.0034391 | 0.0037643 | 0.0040444 | 0.0042617 | 0.0045086 | 0.0047081 | 0.0049322 | 0.0051215 | 0.0052775
PG&E | MM Therms | Commercial | Com - Nusing Home | SHW | No | SHW - ET Rated Storage Water Heater | 0.0024929 | 0.0028743 | 0.0032358 | 0.0036381 | 0.0039795 | 0.0042724 | 0.0044988 | 0.0047567 | 0.0049646 | 0.0051987 | 0.0053965 | 0.0055599
PG&E | MM Therms | Commercial | Com - Nusing Home | SHW | No | SHW - Pipe and Tank Insulation | 0.019852 | 0.018912 | 0.020461 | 0.021818 | 0.022827 | 0.023256 | 0.023146 | 0.02245 | 0.021139 | 0.019331 | 0.017122 | 0.014687
PG&E | MM Therms | Commercial | Com - Nusing Home | Service | No | Service - Retro-Commissioning (Gas) | 0.012612 | 0.011442 | 0.011332 | 0.010653 | 0.0094543 | 0.0078748 | 0.0061323 | 0.0044241 | 0.0028935 | 0.0016206 | 0.00061935 | 0
PG&E | MM Therms | Commercial | Com - Nusing Home | WholeBlg | No | WholeBlg - Com NC Level 2 | 0.00014725 | 0 | 0 | 0 | 0 | 0 | 0 | 0 | 0 | 0 | 0 | 0
PG&E | MM Therms | Commercial | Com - Nusing Home | WholeBlg | No | WholeBlg - Com NC Level 3 | 0.00013923 | 0 | 0 | 0 | 0 | 0 | 0 | 0 | 0 | 0 | 0 | 0
PG&E | MM Therms | Commercial | Com - Nusing Home | WholeBlg | No | WholeBlg - Com RET Level 1 | 0.0021091 | 0.0028877 | 0.0037178 | 0.0046011 | 0.0055351 | 0.0065246 | 0.0075629 | 0.0086472 | 0.0097682 | 0.010919 | 0.012084 | 0.013256
PG&E | MM Therms | Commercial | Com - Nusing Home | WholeBlg | No | WholeBlg - Com RET Level 2 | 0.01006 | 0.013695 | 0.017594 | 0.021808 | 0.026322 | 0.031121 | 0.036183 | 0.041518 | 0.047056 | 0.052783 | 0.058612 | 0.064518
PG&E | MM Therms | Commercial | Com - Office (Large) | AppPlug | No | AppPlug - Occupancy Sensor Plug Strip | -0.00090868 | -0.0011562 | -0.0012325 | -0.0012838 | -0.0012849 | -0.0012524 | -0.0011807 | -0.001156 | -0.00108 | -0.0010322 | -0.00096336 | -0.00089214
PG&E | MM Therms | Commercial | Com - Office (Large) | BldgEnv | No | BldgEnv - Window Film | 0 | 0 | 0 | 0 | 0 | 0 | 0 | 0 | -0.023656 | -0.050056 | -0.065616 | -0.071059
PG&E | MM Therms | Commercial | Com - Office (Large) | FoodServ | No | FoodServ - Oven (Gas) | 0.03897 | 0.039815 | 0.040597 | 0.042105 | 0.043268 | 0.044033 | 0.044407 | 0.045291 | 0.045961 | 0.047073 | 0.048122 | 0.049168
PG&E | MM Therms | Commercial | Com - Office (Large) | HVAC | No | HVAC - AFUE Rated Boiler (High) | 0.03928 | 0.045573 | 0.051763 | 0.059052 | 0.066216 | 0.073357 | 0.080139 | 0.087994 | 0.095614 | 0.1037 | 0.11006 | 0.11621
PG&E | MM Therms | Commercial | Com - Office (Large) | HVAC | No | HVAC - AFUE Rated Boiler (Standard) | 0.004128 | 0.0047892 | 0.0054327 | 0.0061516 | 0.0068335 | 0.0075331 | 0.0082042 | 0.0089638 | 0.0097034 | 0.010468 | 0.011074 | 0.011638
PG&E | MM Therms | Commercial | Com - Office (Large) | HVAC | No | HVAC - ET Rated Boiler (High) | 0 | 0.03964 | 0.049726 | 0.060495 | 0.071604 | 0.082582 | 0.09351 | 0.10437 | 0.11513 | 0.12476 | 0.16608 | 0.18372
PG&E | MM Therms | Commercial | Com - Office (Large) | HVAC | No | HVAC - ET Rated Boiler (Standard) | 0 | 0 | 0 | 0 | 0 | 0 | 0 | 0 | 0 | 0.021606 | 0.023825 | 0.02589
PG&E | MM Therms | Commercial | Com - Office (Large) | HVAC | No | HVAC - Gas Furnace | 0.0041407 | 0.0051978 | 0.0062872 | 0.007394 | 0.0085055 | 0.0095874 | 0.010609 | 0.011536 | 0.012349 | 0.013026 | 0.013558 | 0.013938
PG&E | MM Therms | Commercial | Com - Office (Large) | HVAC | No | HVAC - SEER Rated Package Rooftop AC (Recharge) | 0 | 0 | 0 | 0 | 0 | 0 | 0 | 0 | 1.0413e-05 | 7.1068e-06 | 3.6713e-06 | 9.5168e-07
PG&E | MM Therms | Commercial | Com - Office (Large) | HVAC | No | HVAC - Thermostat | 0.063394 | 0.066577 | 0.068443 | 0.066525 | 0.060176 | 0.050965 | 0.040708 | 0.031936 | 0.024532 | 0.019673 | 0.017821 | 0.017969
PG&E | MM Therms | Commercial | Com - Office (Large) | Lighting | Yes | Lighting - LED Fixture (Replacing T8) - Emerging | 0 | 0 | -0.0016856 | -0.0035405 | -0.0058275 | -0.0085607 | -0.011586 | -0.01517 | -0.018816 | -0.022845 | -0.027023 | -0.031109
PG&E | MM Therms | Commercial | Com - Office (Large) | Lighting | Yes | Lighting - LED Lamp (Basic High - Indoor) - Emerging | -0.00019695 | -0.00027433 | -0.00036876 | -0.00047593 | -0.0005075 | -6.9355e-05 | -7.3011e-05 | -9.6083e-05 | -0.00014399 | -0.00018525 | -0.000221 | -0.00025237
PG&E | MM Therms | Commercial | Com - Office (Large) | Lighting | Yes | Lighting - LED Lamp (Basic Low - Indoor) - Emerging | -0.00041955 | -0.00064322 | -0.00075775 | -0.00085074 | -0.00094409 | -0.0001581 | -0.00029026 | -0.00042081 | -0.00054327 | -0.00066379 | -0.00077995 | -0.00088982
PG&E | MM Therms | Commercial | Com - Office (Large) | Lighting | Yes | Lighting - LED Plug-In Indoor Fixture - Emerging | -0.0060744 | -0.0076523 | -0.0093563 | -0.011281 | -0.013254 | -0.00089447 | -0.0011774 | -0.0014981 | -0.0018279 | -0.0021893 | -0.0025488 | -0.0029037
PG&E | MM Therms | Commercial | Com - Office (Large) | Lighting | No | Lighting - Cold Cathode Lamp | -0.0034256 | -0.0034721 | -0.0034935 | -0.0035587 | -0.0035658 | 0 | 0 | 0 | 0 | 0 | 0 | 0
PG&E | MM Therms | Commercial | Com - Office (Large) | Lighting | No | Lighting - Compact Fluorescent Fixture (Indoor) | -0.088779 | -0.087576 | -0.08692 | -0.08713 | -0.087032 | 0 | 0 | 0 | 0 | 0 | 0 | 0
PG&E | MM Therms | Commercial | Com - Office (Large) | Lighting | No | Lighting - Compact Fluorescent Lamp (Basic High - Indoor) | -0.0058355 | -0.0048032 | -0.0040391 | -0.0035319 | -0.003235 | 0 | 0 | 0 | 0 | 0 | 0 | 0
PG&E | MM Therms | Commercial | Com - Office (Large) | Lighting | No | Lighting - Compact Fluorescent Lamp (Basic Low - Indoor) | -0.0097499 | -0.0082908 | -0.0073756 | -0.0069165 | -0.0066918 | 0 | 0 | 0 | 0 | 0 | 0 | 0
PG&E | MM Therms | Commercial | Com - Office (Large) | Lighting | No | Lighting - Halogen Lamp (A-Line) | -0.0075449 | -0.0092601 | -0.010881 | -0.012607 | -0.014356 | 0 | 0 | 0 | 0 | 0 | 0 | 0
PG&E | MM Therms | Commercial | Com - Office (Large) | Lighting | No | Lighting - Halogen Lamp (Reflector) | -0.0029514 | -0.0035924 | -0.0041523 | -0.00472 | -0.0052758 | -0.0056664 | -0.0060804 | -0.0064075 | -0.0067196 | -0.0069858 | -0.0072331 | -0.0074521
PG&E | MM Therms | Commercial | Com - Office (Large) | Lighting | No | Lighting - High Bay HID to T5 | 0 | -0.00068518 | -0.00067064 | -0.0006817 | -0.00066784 | -0.00064894 | -0.00061949 | -0.00061484 | -0.00059982 | -0.0006084 | -0.00061261 | -0.00061342
PG&E | MM Therms | Commercial | Com - Office (Large) | Lighting | No | Lighting - Induction Fixture (Indoor) | -0.0065746 | -0.00763 | -0.0086047 | -0.0096457 | -0.010464 | -0.011192 | -0.011757 | -0.012412 | -0.012909 | -0.013512 | -0.014008 | -0.014396
PG&E | MM Therms | Commercial | Com - Office (Large) | Lighting | No | Lighting - Linear Fluorescent Delamping | -0.0001336 | -0.00012823 | -0.00012084 | -9.6842e-05 | 0 | 0 | 0 | 0 | 0 | 0 | 0 | 0
PG&E | MM Therms | Commercial | Com - Office (Large) | Lighting | No | Lighting - Linear Fluorescent Fixture (Low Wattage T8) | -0.0040468 | -0.0049248 | -0.0057296 | -0.0064867 | -0.0071116 | -0.0076321 | -0.0080337 | -0.0083918 | -0.0086498 | -0.008888 | -0.0090556 | -0.009165
PG&E | MM Therms | Commercial | Com - Office (Large) | Lighting | No | Lighting - Occupancy Sensor | 0 | 0 | 0 | 0 | 0 | 0 | 0 | 0 | 0 | 0 | 0 | -0.010502
PG&E | MM Therms | Commercial | Com - Office (Large) | Lighting | No | Lighting - Plug-In Fixture (Compact Fluorescent) | -0.052754 | -0.051694 | -0.050855 | -0.050941 | -0.050829 | 0 | 0 | 0 | 0 | 0 | 0 | 0
PG&E | MM Therms | Commercial | Com - Office (Large) | Lighting | No | Lighting - Plug-In Fixture (Induction) | 0 | 0 | 0 | 0 | -0.002037 | -0.0025583 | -0.0082879 | -0.0096578 | -0.010499 | -0.011265 | -0.011834 | -0.012257
PG&E | MM Therms | Commercial | Com - Office (Large) | Lighting | No | Lighting - Plug-In Fixture (Linear Fluorescent) | -0.083136 | -0.087078 | -0.089071 | -0.090942 | -0.090724 | 0 | 0 | 0 | 0 | 0 | 0 | 0
PG&E | MM Therms | Commercial | Com - Office (Large) | Lighting | No | Lighting - Plug-In Fixture (PSMH with Electronic Ballast) | -0.022012 | -0.022152 | -0.021984 | -0.022131 | -0.021527 | -0.021002 | -0.019585 | -0.018136 | -0.017982 | -0.017972 | -0.017988 | -0.018028
PG&E | MM Therms | Commercial | Com - Office (Large) | Lighting | No | Lighting - Plug-In Fixture (PSMH) | -0.022729 | -0.022784 | -0.022604 | -0.022753 | -0.022119 | -0.02159 | -0.020194 | -0.020438 | -0.019686 | -0.019241 | -0.018921 | -0.018692
PG&E | MM Therms | Commercial | Com - Office (Large) | SHW | Yes | SHW - EF Rated Storage Water Heater (Gas) - Emerging | 0 | 0 | 0 | 0.0054059 | 0.011789 | 0.018863 | 0.026301 | 0.034683 | 0.043399 | 0.053142 | 0.06321 | 0.07346
PG&E | MM Therms | Commercial | Com - Office (Large) | SHW | Yes | SHW - ET Rated Storage Water Heater - Emerging | 0.0041648 | 0.0063495 | 0.0087167 | 0.011403 | 0.014133 | 0.016918 | 0.019637 | 0.022602 | 0.025488 | 0.028573 | 0.031553 | 0.034391
PG&E | MM Therms | Commercial | Com - Office (Large) | SHW | No | SHW - EF Rated Instantaneous Water Heater (Gas) | 0.0015879 | 0.0019536 | 0.0020295 | 0.0023583 | 0.0026352 | 0.0028806 | 0.0030814 | 0.0033062 | 0.003497 | 0.0037066 | 0.0038885 | 0.0040434
PG&E | MM Therms | Commercial | Com - Office (Large) | SHW | No | SHW - EF Rated Storage Water Heater (Gas) | 0.0010739 | 0.0013167 | 0.0010572 | 0.0012262 | 0.0013683 | 0.0014938 | 0.0015962 | 0.001711 | 0.0018082 | 0.0019151 | 0.0020077 | 0.0020865
PG&E | MM Therms | Commercial | Com - Office (Large) | SHW | No | SHW - ET Rated Instantaneous Water Heater | 0.00061317 | 0.00070545 | 0.00078766 | 0.00090297 | 0.00097835 | 0.0010323 | 0.001051 | 0.001109 | 0.0011442 | 0.0012147 | 0.0012702 | 0.0013121
PG&E | MM Therms | Commercial | Com - Office (Large) | SHW | No | SHW - ET Rated Storage Water Heater | 0 | 0.0020008 | 0.0022774 | 0.0025851 | 0.0028506 | 0.003088 | 0.0032818 | 0.0035043 | 0.0036948 | 0.0039101 | 0.0041017 | 0.0042707
PG&E | MM Therms | Commercial | Com - Office (Large) | SHW | No | SHW - Pipe and Tank Insulation | 0.11925 | 0.1136 | 0.1229 | 0.13106 | 0.13712 | 0.1397 | 0.13904 | 0.13486 | 0.12698 | 0.11612 | 0.10285 | 0.088225
PG&E | MM Therms | Commercial | Com - Office (Large) | Service | No | Service - Retro-Commissioning (Gas) | 0.075757 | 0.068729 | 0.06807 | 0.063993 | 0.056791 | 0.047303 | 0.036836 | 0.026575 | 0.017381 | 0.0097347 | 0.0037204 | 0
PG&E | MM Therms | Commercial | Com - Office (Large) | WholeBlg | No | WholeBlg - Com NC Level 2 | 0.00088446 | 0 | 0 | 0 | 0 | 0 | 0 | 0 | 0 | 0 | 0 | 0
PG&E | MM Therms | Commercial | Com - Office (Large) | WholeBlg | No | WholeBlg - Com NC Level 3 | 0.00083277 | 0 | 0 | 0 | 0 | 0 | 0 | 0 | 0 | 0 | 0 | 0
PG&E | MM Therms | Commercial | Com - Office (Large) | WholeBlg | No | WholeBlg - Com RET Level 1 | 0.005906 | 0.008105 | 0.010457 | 0.012973 | 0.015643 | 0.018479 | 0.021461 | 0.024583 | 0.027817 | 0.031143 | 0.03452 | 0.037923
PG&E | MM Therms | Commercial | Com - Office (Large) | WholeBlg | No | WholeBlg - Com RET Level 2 | 0.026494 | 0.036068 | 0.046352 | 0.057474 | 0.069389 | 0.082107 | 0.095544 | 0.10973 | 0.12448 | 0.13976 | 0.1553 | 0.17105
PG&E | MM Therms | Commercial | Com - Office (Small) | AppPlug | No | AppPlug - Occupancy Sensor Plug Strip | -0.00028556 | -0.00036336 | -0.00038733 | -0.00040344 | -0.00040381 | -0.0003936 | -0.00037106 | -0.00036328 | -0.00033941 | -0.00032439 | -0.00030275 | -0.00028037
PG&E | MM Therms | Commercial | Com - Office (Small) | BldgEnv | No | BldgEnv - Wall Spray On Insulation | 0.0047008 | 0 | 0 | 0 | 0 | 0 | 0 | 0 | 0 | 0 | 0 | 0
PG&E | MM Therms | Commercial | Com - Office (Small) | BldgEnv | No | BldgEnv - Window Film | 0 | 0 | 0 | 0 | 0 | 0 | 0 | 0 | -0.0069605 | -0.014728 | -0.019307 | -0.020908
PG&E | MM Therms | Commercial | Com - Office (Small) | HVAC | No | HVAC - AFUE Rated Boiler (High) | 0.014842 | 0.017461 | 0.020169 | 0.023241 | 0.026289 | 0.029321 | 0.032242 | 0.034695 | 0.036994 | 0.039684 | 0.042474 | 0.045323
PG&E | MM Therms | Commercial | Com - Office (Small) | HVAC | No | HVAC - AFUE Rated Boiler (Standard) | 0.0016792 | 0.0019963 | 0.0023228 | 0.0026823 | 0.0030285 | 0.0033801 | 0.0037199 | 0.004006 | 0.0042738 | 0.004588 | 0.00491 | 0.00523
PG&E | MM Therms | Commercial | Com - Office (Small) | HVAC | No | HVAC - ET Rated Boiler (High) | 0 | 0 | 0 | 0 | 0 | 0 | 0 | 0.031473 | 0.037399 | 0.042945 | 0.04803 | 0.052653
PG&E | MM Therms | Commercial | Com - Office (Small) | HVAC | No | HVAC - Gas Furnace | 0.0010873 | 0.001363 | 0.0016471 | 0.0019352 | 0.0022243 | 0.0025059 | 0.0027719 | 0.0030135 | 0.0032259 | 0.0034033 | 0.0035435 | 0.0036448
PG&E | MM Therms | Commercial | Com - Office (Small) | HVAC | No | HVAC - Thermostat | 0.026064 | 0.027224 | 0.028446 | 0.027911 | 0.025287 | 0.021261 | 0.016727 | 0.012855 | 0.0096699 | 0.0076293 | 0.0071037 | 0.0071558
PG&E | MM Therms | Commercial | Com - Office (Small) | Lighting | Yes | Lighting - LED Fixture (Replacing T8) - Emerging | 0 | 0 | -0.00036994 | -0.00078395 | -0.0012837 | -0.0018734 | -0.0025158 | -0.0032864 | -0.0040579 | -0.0049264 | -0.0058248 | -0.0067019
PG&E | MM Therms | Commercial | Com - Office (Small) | Lighting | Yes | Lighting - LED Lamp (Basic High - Indoor) - Emerging | -3.654e-05 | -5.1092e-05 | -6.901e-05 | -9.0002e-05 | -9.6959e-05 | -1.3388e-05 | -1.422e-05 | -1.8633e-05 | -2.7539e-05 | -3.5289e-05 | -4.203e-05 | -4.7962e-05
PG&E | MM Therms | Commercial | Com - Office (Small) | Lighting | Yes | Lighting - LED Lamp (Basic Low - Indoor) - Emerging | -7.8415e-05 | -0.00012063 | -0.00014447 | -0.00016475 | -0.00018537 | -3.1442e-05 | -5.6034e-05 | -8.0507e-05 | -0.00010346 | -0.00012628 | -0.00014835 | -0.00016927
PG&E | MM Therms | Commercial | Com - Office (Small) | Lighting | Yes | Lighting - LED Plug-In Indoor Fixture - Emerging | -0.0006355 | -0.00079851 | -0.0009935 | -0.0012349 | -0.001497 | -0.00010697 | -0.00013738 | -0.00017272 | -0.00021164 | -0.00025694 | -0.0003041 | -0.0003524
PG&E | MM Therms | Commercial | Com - Office (Small) | Lighting | No | Lighting - Cold Cathode Lamp | -0.00016367 | -0.00016668 | -0.00016804 | -0.00017134 | -0.00017146 | 0 | 0 | 0 | 0 | 0 | 0 | 0
PG&E | MM Therms | Commercial | Com - Office (Small) | Lighting | No | Lighting - Compact Fluorescent Fixture (Indoor) | -0.017011 | -0.01693 | -0.016906 | -0.017058 | -0.017093 | 0 | 0 | 0 | 0 | 0 | 0 | 0
PG&E | MM Therms | Commercial | Com - Office (Small) | Lighting | No | Lighting - Compact Fluorescent Lamp (Basic High - Indoor) | -0.0011384 | -0.00094932 | -0.00080789 | -0.00071545 | -0.0006588 | 0 | 0 | 0 | 0 | 0 | 0 | 0
PG&E | MM Therms | Commercial | Com - Office (Small) | Lighting | No | Lighting - Compact Fluorescent Lamp (Basic Low - Indoor) | -0.0019137 | -0.001646 | -0.0014744 | -0.0013907 | -0.0013444 | 0 | 0 | 0 | 0 | 0 | 0 | 0
PG&E | MM Therms | Commercial | Com - Office (Small) | Lighting | No | Lighting - Halogen Lamp (A-Line) | -0.00037271 | -0.00045856 | -0.00053954 | -0.00062597 | -0.00071367 | 0 | 0 | 0 | 0 | 0 | 0 | 0
PG&E | MM Therms | Commercial | Com - Office (Small) | Lighting | No | Lighting - Halogen Lamp (Reflector) | -0.00014562 | -0.00017771 | -0.00020576 | -0.00023429 | -0.00026232 | -0.00028378 | -0.00030414 | -0.00032146 | -0.00033708 | -0.00035087 | -0.00036338 | -0.00037464
PG&E | MM Therms | Commercial | Com - Office (Small) | Lighting | No | Lighting - High Bay HID to T5 | 0 | -0.00020914 | -0.00020471 | -0.0002081 | -0.00020387 | -0.00019812 | -0.00018913 | -0.00018773 | -0.00018315 | -0.00018578 | -0.00018707 | -0.00018733
PG&E | MM Therms | Commercial | Com - Office (Small) | Lighting | No | Lighting - Induction Fixture (Indoor) | -0.00033117 | -0.00039251 | -0.00045005 | -0.00051236 | -0.00056416 | -0.00060955 | -0.00064506 | -0.00068508 | -0.00071533 | -0.00075134 | -0.00078092 | -0.00080443
PG&E | MM Therms | Commercial | Com - Office (Small) | Lighting | No | Lighting - Linear Fluorescent Delamping | -1.1837e-05 | -1.1361e-05 | -1.0705e-05 | -8.5795e-06 | 0 | 0 | 0 | 0 | 0 | 0 | 0 | 0
PG&E | MM Therms | Commercial | Com - Office (Small) | Lighting | No | Lighting - Linear Fluorescent Fixture (Low Wattage T8) | -0.00086245 | -0.001047 | -0.0012098 | -0.0013666 | -0.0014912 | -0.0015923 | -0.0016657 | -0.0017346 | -0.0017805 | -0.0018273 | -0.0018579 | -0.001875
PG&E | MM Therms | Commercial | Com - Office (Small) | Lighting | No | Lighting - Occupancy Sensor | 0 | 0 | 0 | 0 | 0 | -0.0041481 | -0.0037209 | -0.0027853 | -0.0020195 | -0.0015216 | -0.001193 | -0.0010205
PG&E | MM Therms | Commercial | Com - Office (Small) | Lighting | No | Lighting - Plug-In Fixture (Compact Fluorescent) | -0.0070125 | -0.0069768 | -0.0069498 | -0.0070491 | -0.0070803 | 0 | 0 | 0 | 0 | 0 | 0 | 0
PG&E | MM Therms | Commercial | Com - Office (Small) | Lighting | No | Lighting - Plug-In Fixture (Induction) | 0 | 0 | 0 | 0 | 0 | 0 | -0.0007898 | -0.0025496 | -0.002921 | -0.0032615 | -0.0035127 | -0.0036909
PG&E | MM Therms | Commercial | Com - Office (Small) | Lighting | No | Lighting - Plug-In Fixture (Linear Fluorescent) | -0.013731 | -0.014395 | -0.014745 | -0.015165 | -0.015194 | 0 | 0 | 0 | 0 | 0 | 0 | 0
PG&E | MM Therms | Commercial | Com - Office (Small) | Lighting | No | Lighting - Plug-In Fixture (PSMH with Electronic Ballast) | -0.0067466 | -0.0069799 | -0.0068905 | -0.0069387 | -0.0068894 | -0.0068138 | -0.0064808 | -0.0059246 | -0.0055892 | -0.0055453 | -0.0055097 | -0.0054894
PG&E | MM Therms | Commercial | Com - Office (Small) | Lighting | No | Lighting - Plug-In Fixture (PSMH) | -0.007034 | -0.0072837 | -0.007196 | -0.0072506 | -0.0071951 | -0.0071111 | -0.0067542 | -0.0063388 | -0.0062303 | -0.0060139 | -0.0058549 | -0.0057401
PG&E | MM Therms | Commercial | Com - Office (Small) | SHW | Yes | SHW - EF Rated Storage Water Heater (Gas) - Emerging | 0 | 0 | 0 | 0.0033714 | 0.007403 | 0.011901 | 0.016645 | 0.022002 | 0.027578 | 0.03382 | 0.040279 | 0.046869
PG&E | MM Therms | Commercial | Com - Office (Small) | SHW | Yes | SHW - ET Rated Storage Water Heater - Emerging | 0.0019388 | 0.0031353 | 0.0044749 | 0.0069696 | 0.0087697 | 0.010645 | 0.012539 | 0.014531 | 0.016508 | 0.018542 | 0.020526 | 0.022436
PG&E | MM Therms | Commercial | Com - Office (Small) | SHW | No | SHW - EF Rated Instantaneous Water Heater (Gas) | 0.0011776 | 0.0014481 | 0.0015041 | 0.0017498 | 0.0019577 | 0.0021419 | 0.0022929 | 0.0024617 | 0.0026054 | 0.0027631 | 0.0029003 | 0.0030175
PG&E | MM Therms | Commercial | Com - Office (Small) | SHW | No | SHW - EF Rated Storage Water Heater (Gas) | 0.00063317 | 0.00077481 | 0.0006212 | 0.00072085 | 0.00080487 | 0.00087906 | 0.00093963 | 0.0010074 | 0.001065 | 0.0011282 | 0.0011831 | 0.0012299
PG&E | MM Therms | Commercial | Com - Office (Small) | SHW | No | SHW - Pipe and Tank Insulation | 0.037475 | 0.035701 | 0.038624 | 0.041187 | 0.043091 | 0.043901 | 0.043694 | 0.04238 | 0.039904 | 0.036492 | 0.032322 | 0.027726
PG&E | MM Therms | Commercial | Com - Office (Small) | Service | No | Service - Retro-Commissioning (Gas) | 0.023808 | 0.021599 | 0.021392 | 0.020111 | 0.017847 | 0.014866 | 0.011576 | 0.0083515 | 0.0054621 | 0.0030593 | 0.0011692 | 0
PG&E | MM Therms | Commercial | Com - Office (Small) | WholeBlg | No | WholeBlg - Com NC Level 2 | 0.00027796 | 0 | 0 | 0 | 0 | 0 | 0 | 0 | 0 | 0 | 0 | 0
PG&E | MM Therms | Commercial | Com - Office (Small) | WholeBlg | No | WholeBlg - Com NC Level 3 | 0.00026246 | 0 | 0 | 0 | 0 | 0 | 0 | 0 | 0 | 0 | 0 | 0
PG&E | MM Therms | Commercial | Com - Office (Small) | WholeBlg | No | WholeBlg - Com RET Level 1 | 0.0013028 | 0.0017895 | 0.0023108 | 0.0028696 | 0.0034634 | 0.0040953 | 0.0047605 | 0.0054584 | 0.0061817 | 0.0069274 | 0.0076849 | 0.0084502
PG&E | MM Therms | Commercial | Com - Office (Small) | WholeBlg | No | WholeBlg - Com RET Level 2 | 0.0080242 | 0.010931 | 0.014053 | 0.017435 | 0.021058 | 0.024928 | 0.029015 | 0.033336 | 0.037828 | 0.042487 | 0.047234 | 0.052059
PG&E | MM Therms | Commercial | Com - Restaurant (Fast Food) | AppPlug | No | AppPlug - Occupancy Sensor Plug Strip | -5.218e-05 | -6.6371e-05 | -7.0713e-05 | -7.3613e-05 | -7.3628e-05 | -7.1707e-05 | -6.7537e-05 | -6.6047e-05 | -6.1618e-05 | -5.8786e-05 | -5.4733e-05 | -5.054e-05
PG&E | MM Therms | Commercial | Com - Restaurant (Fast Food) | BldgEnv | No | BldgEnv - Wall Spray On Insulation | 0.00038795 | 0 | 0 | 0 | 0 | 0 | 0 | 0 | 0 | 0 | 0 | 0
PG&E | MM Therms | Commercial | Com - Restaurant (Fast Food) | BldgEnv | No | BldgEnv - Window Film | 0 | 0 | 0 | 0 | 0 | 0 | 0 | 0 | -0.0014195 | -0.0030037 | -0.0039374 | -0.004264
PG&E | MM Therms | Commercial | Com - Restaurant (Fast Food) | FoodServ | No | FoodServ - Fryer (Gas) | 0.075838 | 0.078931 | 0.081809 | 0.086089 | 0.089556 | 0.092134 | 0.093779 | 0.096441 | 0.098559 | 0.10158 | 0.10438 | 0.10709
PG&E | MM Therms | Commercial | Com - Restaurant (Fast Food) | FoodServ | No | FoodServ - Oven (Gas) | 0.046863 | 0.047878 | 0.048813 | 0.050622 | 0.052017 | 0.052933 | 0.053379 | 0.054439 | 0.055241 | 0.056573 | 0.057829 | 0.059082
PG&E | MM Therms | Commercial | Com - Restaurant (Fast Food) | HVAC | No | HVAC - Gas Furnace | 0.0018865 | 0.0023732 | 0.0028751 | 0.0033849 | 0.0038968 | 0.0043951 | 0.0048652 | 0.0052909 | 0.005663 | 0.0059706 | 0.0062097 | 0.0063771
PG&E | MM Therms | Commercial | Com - Restaurant (Fast Food) | HVAC | No | HVAC - Thermostat | 0.071716 | 0.07481 | 0.078545 | 0.07753 | 0.070639 | 0.05911 | 0.046257 | 0.035358 | 0.026386 | 0.020789 | 0.019393 | 0.01953
PG&E | MM Therms | Commercial | Com - Restaurant (Fast Food) | Lighting | Yes | Lighting - LED Fixture (Replacing T8) - Emerging | -0.00032323 | -0.00048204 | -0.0007106 | -0.0010277 | -0.0014052 | -0.0018644 | -0.0023726 | -0.0029982 | -0.0036449 | -0.0044018 | -0.0051982 | -0.0059872
PG&E | MM Therms | Commercial | Com - Restaurant (Fast Food) | Lighting | Yes | Lighting - LED Lamp (Basic High - Indoor) - Emerging | -0.00075754 | -0.0013144 | -0.0019783 | -0.0025692 | -0.0031172 | -0.00047677 | -0.00055088 | -0.00062343 | -0.0006862 | -0.00074358 | -0.0007908 | -0.00082846
PG&E | MM Therms | Commercial | Com - Restaurant (Fast Food) | Lighting | Yes | Lighting - LED Lamp (Basic Low - Indoor) - Emerging | -0.0031946 | -0.0052852 | -0.0067603 | -0.0084766 | -0.010287 | -0.0018455 | -0.0020993 | -0.0023386 | -0.0025331 | -0.00279 | -0.003896 | -0.0048835
PG&E | MM Therms | Commercial | Com - Restaurant (Fast Food) | Lighting | Yes | Lighting - LED Plug-In Indoor Fixture - Emerging | -0.00027303 | -0.00034659 | -0.00042704 | -0.00052208 | -0.00061815 | -4.1689e-05 | -5.2838e-05 | -6.581e-05 | -7.9043e-05 | -9.4153e-05 | -0.00010924 | -0.00012422
PG&E | MM Therms | Commercial | Com - Restaurant (Fast Food) | Lighting | No | Lighting - Cold Cathode Lamp | -0.00015728 | -0.00015572 | -0.00015396 | -0.00015432 | -0.00015292 | 0 | 0 | 0 | 0 | 0 | 0 | 0
PG&E | MM Therms | Commercial | Com - Restaurant (Fast Food) | Lighting | No | Lighting - Compact Fluorescent Fixture (Indoor) | -0.0095607 | -0.0095908 | -0.009626 | -0.0097657 | -0.009794 | 0 | 0 | 0 | 0 | 0 | 0 | 0
PG&E | MM Therms | Commercial | Com - Restaurant (Fast Food) | Lighting | No | Lighting - Compact Fluorescent Lamp (Basic High - Indoor) | -0.017379 | -0.021023 | -0.023978 | -0.026446 | -0.028011 | 0 | 0 | 0 | 0 | 0 | 0 | 0
PG&E | MM Therms | Commercial | Com - Restaurant (Fast Food) | Lighting | No | Lighting - Compact Fluorescent Lamp (Basic Low - Indoor) | -0.056926 | -0.062008 | -0.065386 | -0.067457 | -0.067497 | 0 | 0 | 0 | 0 | 0 | 0 | 0
PG&E | MM Therms | Commercial | Com - Restaurant (Fast Food) | Lighting | No | Lighting - Halogen Lamp (A-Line) | -0.00017206 | -0.00021156 | -0.00024884 | -0.00028862 | -0.00032897 | 0 | 0 | 0 | 0 | 0 | 0 | 0
PG&E | MM Therms | Commercial | Com - Restaurant (Fast Food) | Lighting | No | Lighting - Halogen Lamp (Reflector) | -6.7241e-05 | -8.2009e-05 | -9.4912e-05 | -0.00010803 | -0.00012091 | -0.00013057 | -0.00013998 | -0.00014785 | -0.00015503 | -0.00016133 | -0.00016707 | -0.00017222
PG&E | MM Therms | Commercial | Com - Restaurant (Fast Food) | Lighting | No | Lighting - High Bay HID to T5 | -0.00026375 | -0.00028197 | -0.00030476 | -0.00031973 | -0.00031934 | -0.00030552 | -0.00027898 | -0.00024856 | -0.00021393 | -0.00018395 | -0.00015756 | -0.00013564
PG&E | MM Therms | Commercial | Com - Restaurant (Fast Food) | Lighting | No | Lighting - Induction Fixture (Indoor) | -0.00029167 | -0.0003493 | -0.00040308 | -0.00046051 | -0.00050784 | -0.00054911 | -0.00058128 | -0.00061696 | -0.00064347 | -0.00067469 | -0.00069975 | -0.00071902
PG&E | MM Therms | Commercial | Com - Restaurant (Fast Food) | Lighting | No | Lighting - Linear Fluorescent Delamping | -0.00015464 | -0.00014835 | -0.00014029 | -0.00011264 | -6.3745e-05 | 0 | 0 | 0 | 0 | 0 | 0 | 0
PG&E | MM Therms | Commercial | Com - Restaurant (Fast Food) | Lighting | No | Lighting - Linear Fluorescent Fixture (Low Wattage T8) | -0.00090692 | -0.0010575 | -0.0011909 | -0.0013287 | -0.0014331 | -0.0015136 | -0.0015653 | -0.0016187 | -0.001647 | -0.0016818 | -0.0017 | -0.0017048
PG&E | MM Therms | Commercial | Com - Restaurant (Fast Food) | Lighting | No | Lighting - Occupancy Sensor | 0 | 0 | 0 | 0 | 0 | 0 | 0 | 0 | 0 | 0 | 0 | -0.00073238
PG&E | MM Therms | Commercial | Com - Restaurant (Fast Food) | Lighting | No | Lighting - Plug-In Fixture (Compact Fluorescent) | -0.002454 | -0.0024044 | -0.0023548 | -0.0023556 | -0.0023286 | 0 | 0 | 0 | 0 | 0 | 0 | 0
PG&E | MM Therms | Commercial | Com - Restaurant (Fast Food) | Lighting | No | Lighting - Plug-In Fixture (Induction) | -0.00074033 | -0.00073949 | -0.00073765 | -0.0007529 | -0.00075393 | -0.00075163 | -0.00074254 | -0.0007484 | -0.00074751 | -0.00076109 | -0.00077176 | -0.00078002
PG&E | MM Therms | Commercial | Com - Restaurant (Fast Food) | Lighting | No | Lighting - Plug-In Fixture (Linear Fluorescent) | -0.0049388 | -0.0052479 | -0.0054116 | -0.0056058 | -0.0056209 | 0 | 0 | 0 | 0 | 0 | 0 | 0
PG&E | MM Therms | Commercial | Com - Restaurant (Fast Food) | Lighting | No | Lighting - Plug-In Fixture (MH Directional) | 0 | 0 | 0 | 0 | 0 | 0 | 0 | 0 | 0 | 0 | 0 | -0.00020037
PG&E | MM Therms | Commercial | Com - Restaurant (Fast Food) | Lighting | No | Lighting - Plug-In Fixture (PSMH with Electronic Ballast) | -0.00085281 | -0.00089135 | -0.00088344 | -0.00089266 | -0.00088789 | -0.00087988 | -0.0008661 | -0.00086519 | -0.00085872 | -0.00086463 | -0.00086846 | -0.00087075
PG&E | MM Therms | Commercial | Com - Restaurant (Fast Food) | Lighting | No | Lighting - Plug-In Fixture (PSMH) | -0.00083203 | -0.00086945 | -0.00085889 | -0.00086337 | -0.000854 | -0.00084137 | -0.00082366 | -0.0008176 | -0.00080674 | -0.00080727 | -0.00080627 | -0.00080431
PG&E | MM Therms | Commercial | Com - Restaurant (Fast Food) | SHW | Yes | SHW - EF Rated Storage Water Heater (Gas) - Emerging | 0 | 0 | 0 | 0.00076015 | 0.0017031 | 0.0027731 | 0.0039093 | 0.005198 | 0.0065405 | 0.0080495 | 0.0096144 | 0.011224
PG&E | MM Therms | Commercial | Com - Restaurant (Fast Food) | SHW | Yes | SHW - ET Rated Storage Water Heater - Emerging | 0.0051096 | 0.0078956 | 0.010979 | 0.014505 | 0.018213 | 0.022055 | 0.025907 | 0.030063 | 0.034172 | 0.038504 | 0.042725 | 0.04676
PG&E | MM Therms | Commercial | Com - Restaurant (Fast Food) | SHW | No | SHW - EF Rated Instantaneous Water Heater (Gas) | 0.0018683 | 0.0023326 | 0.0024508 | 0.0028775 | 0.00325 | 0.0035847 | 0.003865 | 0.0041784 | 0.0044497 | 0.0047475 | 0.0050109 | 0.0052415
PG&E | MM Therms | Commercial | Com - Restaurant (Fast Food) | SHW | No | SHW - EF Rated Storage Water Heater (Gas) | 0.0011001 | 0.0013456 | 0.001078 | 0.0012513 | 0.0014003 | 0.0015325 | 0.0016414 | 0.0017637 | 0.0018685 | 0.0019839 | 0.0020853 | 0.0021736
PG&E | MM Therms | Commercial | Com - Restaurant (Fast Food) | SHW | No | SHW - ET Rated Instantaneous Water Heater | 0 | 0 | 0 | 0.0026326 | 0.0029535 | 0.003233 | 0.003451 | 0.0036864 | 0.0038772 | 0.0040872 | 0.0042672 | 0.0044106
PG&E | MM Therms | Commercial | Com - Restaurant (Fast Food) | SHW | No | SHW - ET Rated Storage Water Heater | 0 | 0 | 0 | 0 | 0 | 0 | 0 | 0 | 0 | 0 | 0 | 0.0031381
PG&E | MM Therms | Commercial | Com - Restaurant (Fast Food) | SHW | No | SHW - Pipe and Tank Insulation | 0.0068496 | 0.0065253 | 0.0070596 | 0.0075279 | 0.0078759 | 0.0080241 | 0.0079862 | 0.007746 | 0.0072935 | 0.0066699 | 0.0059076 | 0.0050676
PG&E | MM Therms | Commercial | Com - Restaurant (Fast Food) | Service | No | Service - Retro-Commissioning (Gas) | 0.0043514 | 0.0039478 | 0.0039099 | 0.0036757 | 0.003262 | 0.0027171 | 0.0021158 | 0.0015265 | 0.00099834 | 0.00055916 | 0.0002137 | 0
PG&E | MM Therms | Commercial | Com - Restaurant (Fast Food) | WholeBlg | No | WholeBlg - Com NC Level 2 | 5.1566e-05 | 0 | 0 | 0 | 0 | 0 | 0 | 0 | 0 | 0 | 0 | 0
PG&E | MM Therms | Commercial | Com - Restaurant (Fast Food) | WholeBlg | No | WholeBlg - Com NC Level 3 | 4.2893e-05 | 0 | 0 | 0 | 0 | 0 | 0 | 0 | 0 | 0 | 0 | 0
PG&E | MM Therms | Commercial | Com - Restaurant (Fast Food) | WholeBlg | No | WholeBlg - Com NC ZNE | 0.00027977 | 0.00028549 | 0.00059256 | 0.00097 | 0.0011364 | 0.0015288 | 0.0019016 | 0.0017856 | 0.0021262 | 0.0025637 | 0.0020286 | 0.0023542
PG&E | MM Therms | Commercial | Com - Restaurant (Fast Food) | WholeBlg | No | WholeBlg - Com RET Level 1 | 0.010702 | 0.014647 | 0.018876 | 0.023417 | 0.028268 | 0.033406 | 0.038813 | 0.044475 | 0.050335 | 0.056351 | 0.062446 | 0.068558
PG&E | MM Therms | Commercial | Com - Restaurant (Fast Food) | WholeBlg | No | WholeBlg - Com RET Level 2 | 0.013988 | 0.019012 | 0.024407 | 0.030223 | 0.036444 | 0.043073 | 0.050075 | 0.057438 | 0.065078 | 0.072935 | 0.080891 | 0.08886
PG&E | MM Therms | Commercial | Com - Restaurant (Sit Down) | AppPlug | No | AppPlug - Occupancy Sensor Plug Strip | -5.218e-05 | -6.6371e-05 | -7.0713e-05 | -7.3613e-05 | -7.3628e-05 | -7.1707e-05 | -6.7537e-05 | -6.6047e-05 | -6.1618e-05 | -5.8786e-05 | -5.4733e-05 | -5.054e-05
PG&E | MM Therms | Commercial | Com - Restaurant (Sit Down) | BldgEnv | No | BldgEnv - Wall Spray On Insulation | 9.7641e-05 | 0 | 0 | 0 | 0 | 0 | 0 | 0 | 0 | 0 | 0 | 0
PG&E | MM Therms | Commercial | Com - Restaurant (Sit Down) | BldgEnv | No | BldgEnv - Window Film | 0 | 0 | 0 | 0 | 0 | 0 | 0 | 0 | -0.0014195 | -0.0030037 | -0.0039374 | -0.004264
PG&E | MM Therms | Commercial | Com - Restaurant (Sit Down) | FoodServ | No | FoodServ - Fryer (Gas) | 0.075837 | 0.078929 | 0.081806 | 0.086084 | 0.08955 | 0.092126 | 0.093769 | 0.096429 | 0.098546 | 0.10156 | 0.10436 | 0.10707
PG&E | MM Therms | Commercial | Com - Restaurant (Sit Down) | FoodServ | No | FoodServ - Oven (Gas) | 0.046862 | 0.047877 | 0.048811 | 0.05062 | 0.052013 | 0.052928 | 0.053374 | 0.054432 | 0.055234 | 0.056565 | 0.057819 | 0.059071
PG&E | MM Therms | Commercial | Com - Restaurant (Sit Down) | HVAC | No | HVAC - Gas Furnace | 0.0015933 | 0.0020037 | 0.0024269 | 0.002857 | 0.0032891 | 0.0037097 | 0.0041065 | 0.0044663 | 0.004781 | 0.0050417 | 0.005245 | 0.0053883
PG&E | MM Therms | Commercial | Com - Restaurant (Sit Down) | HVAC | No | HVAC - SEER Rated Package Rooftop AC (Recharge) | 0 | 0 | 0 | 0 | 0 | 0 | 0 | 1.5701e-05 | 1.0968e-05 | 6.3414e-06 | 2.6302e-06 | 0
PG&E | MM Therms | Commercial | Com - Restaurant (Sit Down) | HVAC | No | HVAC - Thermostat | 0.046955 | 0.049008 | 0.051374 | 0.050681 | 0.046199 | 0.038689 | 0.030334 | 0.023247 | 0.01739 | 0.013733 | 0.012744 | 0.012836
PG&E | MM Therms | Commercial | Com - Restaurant (Sit Down) | Lighting | Yes | Lighting - LED Fixture (Replacing T8) - Emerging | -0.00036029 | -0.0005385 | -0.0007963 | -0.0011541 | -0.0015822 | -0.002105 | -0.0026867 | -0.0034022 | -0.0041443 | -0.0050102 | -0.0059224 | -0.0068268
PG&E | MM Therms | Commercial | Com - Restaurant (Sit Down) | Lighting | Yes | Lighting - LED Lamp (Basic High - Indoor) - Emerging | -0.00075103 | -0.0013033 | -0.0019614 | -0.0025443 | -0.0030852 | -0.00047162 | -0.0005447 | -0.00061606 | -0.00067776 | -0.00073389 | -0.00077993 | -0.00081648
PG&E | MM Therms | Commercial | Com - Restaurant (Sit Down) | Lighting | Yes | Lighting - LED Lamp (Basic Low - Indoor) - Emerging | -0.0031654 | -0.0052337 | -0.0066883 | -0.0083774 | -0.010158 | -0.0018212 | -0.0020704 | -0.0023045 | -0.0024944 | -0.0027447 | -0.0038407 | -0.0048187
PG&E | MM Therms | Commercial | Com - Restaurant (Sit Down) | Lighting | Yes | Lighting - LED Plug-In Indoor Fixture - Emerging | -0.00022632 | -0.00028716 | -0.00035361 | -0.00043193 | -0.00051117 | -3.4474e-05 | -4.3793e-05 | -5.4617e-05 | -6.5666e-05 | -7.8248e-05 | -9.081e-05 | -0.00010327
PG&E | MM Therms | Commercial | Com - Restaurant (Sit Down) | Lighting | No | Lighting - Cold Cathode Lamp | -0.00018779 | -0.00018602 | -0.000184 | -0.00018449 | -0.00018288 | 0 | 0 | 0 | 0 | 0 | 0 | 0
PG&E | MM Therms | Commercial | Com - Restaurant (Sit Down) | Lighting | No | Lighting - Compact Fluorescent Fixture (Indoor) | -0.009434 | -0.00945 | -0.0094752 | -0.0096029 | -0.0096256 | 0 | 0 | 0 | 0 | 0 | 0 | 0
PG&E | MM Therms | Commercial | Com - Restaurant (Sit Down) | Lighting | No | Lighting - Compact Fluorescent Lamp (Basic High - Indoor) | -0.017177 | -0.020778 | -0.023696 | -0.026125 | -0.027665 | 0 | 0 | 0 | 0 | 0 | 0 | 0
PG&E | MM Therms | Commercial | Com - Restaurant (Sit Down) | Lighting | No | Lighting - Compact Fluorescent Lamp (Basic Low - Indoor) | -0.056236 | -0.061239 | -0.064561 | -0.066571 | -0.066592 | 0 | 0 | 0 | 0 | 0 | 0 | 0
PG&E | MM Therms | Commercial | Com - Restaurant (Sit Down) | Lighting | No | Lighting - Halogen Lamp (A-Line) | -0.00020683 | -0.00025427 | -0.00029903 | -0.0003468 | -0.00039523 | 0 | 0 | 0 | 0 | 0 | 0 | 0
PG&E | MM Therms | Commercial | Com - Restaurant (Sit Down) | Lighting | No | Lighting - Halogen Lamp (Reflector) | -8.0838e-05 | -9.857e-05 | -0.00011406 | -0.00012981 | -0.00014526 | -0.00015677 | -0.00016809 | -0.00017749 | -0.00018612 | -0.00019366 | -0.00020055 | -0.00020671
PG&E | MM Therms | Commercial | Com - Restaurant (Sit Down) | Lighting | No | Lighting - High Bay HID to T5 | -0.00031148 | -0.00032991 | -0.00035592 | -0.00037246 | -0.00037108 | -0.00035409 | -0.00032237 | -0.00028591 | -0.00024476 | -0.00020883 | -0.00017728 | -0.00015109
PG&E | MM Therms | Commercial | Com - Restaurant (Sit Down) | Lighting | No | Lighting - Induction Fixture (Indoor) | -0.00034801 | -0.00041634 | -0.00048006 | -0.00054803 | -0.00060388 | -0.00065263 | -0.00069063 | -0.00073282 | -0.00076419 | -0.00080119 | -0.00083086 | -0.00085361
PG&E | MM Therms | Commercial | Com - Restaurant (Sit Down) | Lighting | No | Lighting - Linear Fluorescent Delamping | -0.00016132 | -0.00015477 | -0.00014636 | -0.00011752 | -6.6504e-05 | 0 | 0 | 0 | 0 | 0 | 0 | 0
PG&E | MM Therms | Commercial | Com - Restaurant (Sit Down) | Lighting | No | Lighting - Linear Fluorescent Fixture (Low Wattage T8) | -0.0010419 | -0.0012163 | -0.0013714 | -0.0015308 | -0.0016529 | -0.0017479 | -0.0018103 | -0.0018737 | -0.0019087 | -0.0019501 | -0.0019727 | -0.00198
PG&E | MM Therms | Commercial | Com - Restaurant (Sit Down) | Lighting | No | Lighting - Occupancy Sensor | 0 | 0 | 0 | 0 | 0 | 0 | 0 | 0 | 0 | -0.0010777 | -0.0010033 | -0.00079466
PG&E | MM Therms | Commercial | Com - Restaurant (Sit Down) | Lighting | No | Lighting - Plug-In Fixture (Compact Fluorescent) | -0.0020283 | -0.0019873 | -0.0019468 | -0.0019476 | -0.0019265 | 0 | 0 | 0 | 0 | 0 | 0 | 0
PG&E | MM Therms | Commercial | Com - Restaurant (Sit Down) | Lighting | No | Lighting - Plug-In Fixture (Induction) | -0.00071632 | -0.00071335 | -0.00071212 | -0.00072686 | -0.00072842 | -0.00072688 | -0.00071899 | -0.00072503 | -0.00072477 | -0.00073802 | -0.00074853 | -0.00075672
PG&E | MM Therms | Commercial | Com - Restaurant (Sit Down) | Lighting | No | Lighting - Plug-In Fixture (Linear Fluorescent) | -0.0047869 | -0.0050793 | -0.0052338 | -0.0054146 | -0.0054271 | 0 | 0 | 0 | 0 | 0 | 0 | 0
PG&E | MM Therms | Commercial | Com - Restaurant (Sit Down) | Lighting | No | Lighting - Plug-In Fixture (MH Directional) | 0 | 0 | 0 | 0 | 0 | 0 | 0 | 0 | 0 | 0 | 0 | -0.00020246
PG&E | MM Therms | Commercial | Com - Restaurant (Sit Down) | Lighting | No | Lighting - Plug-In Fixture (PSMH with Electronic Ballast) | -0.00083268 | -0.00087091 | -0.00086401 | -0.00087325 | -0.00086941 | -0.0008625 | -0.00085016 | -0.00084976 | -0.00084413 | -0.00085007 | -0.00085403 | -0.0008565
PG&E | MM Therms | Commercial | Com - Restaurant (Sit Down) | Lighting | No | Lighting - Plug-In Fixture (PSMH) | -0.00081705 | -0.00085434 | -0.00084455 | -0.00084891 | -0.00084026 | -0.00082853 | -0.00081203 | -0.00080632 | -0.00079614 | -0.00079662 | -0.00079567 | -0.00079384
PG&E | MM Therms | Commercial | Com - Restaurant (Sit Down) | SHW | Yes | SHW - EF Rated Storage Water Heater (Gas) - Emerging | 0 | 0 | 0 | 0.00090629 | 0.0019893 | 0.003197 | 0.0044701 | 0.0059067 | 0.0074005 | 0.009072 | 0.0108 | 0.012563
PG&E | MM Therms | Commercial | Com - Restaurant (Sit Down) | SHW | Yes | SHW - ET Rated Storage Water Heater - Emerging | 0.0027314 | 0.0041744 | 0.005744 | 0.0075284 | 0.0093683 | 0.011259 | 0.013126 | 0.01515 | 0.017132 | 0.019233 | 0.021267 | 0.023212
PG&E | MM Therms | Commercial | Com - Restaurant (Sit Down) | SHW | No | SHW - EF Rated Instantaneous Water Heater (Gas) | 0.00093406 | 0.0011577 | 0.0012093 | 0.0014104 | 0.0015824 | 0.001736 | 0.001863 | 0.002005 | 0.0021266 | 0.00226 | 0.0023765 | 0.0024767
PG&E | MM Therms | Commercial | Com - Restaurant (Sit Down) | SHW | No | SHW - EF Rated Storage Water Heater (Gas) | 0.00061361 | 0.00075273 | 0.00060436 | 0.00070098 | 0.00078302 | 0.00085576 | 0.00091543 | 0.00098227 | 0.0010392 | 0.0011017 | 0.0011562 | 0.0012029
PG&E | MM Therms | Commercial | Com - Restaurant (Sit Down) | SHW | No | SHW - ET Rated Instantaneous Water Heater | 0.0010003 | 0.0011593 | 0.0013101 | 0.0014786 | 0.0016235 | 0.0017526 | 0.0018575 | 0.0019786 | 0.0020815 | 0.0021982 | 0.0023013 | 0.0023916
PG&E | MM Therms | Commercial | Com - Restaurant (Sit Down) | SHW | No | SHW - ET Rated Storage Water Heater | 0 | 0.0011075 | 0.0012642 | 0.0014377 | 0.0015856 | 0.0017148 | 0.0018174 | 0.0019344 | 0.0020324 | 0.0021433 | 0.0022405 | 0.002325
PG&E | MM Therms | Commercial | Com - Restaurant (Sit Down) | SHW | No | SHW - Pipe and Tank Insulation | 0.0068496 | 0.0065253 | 0.0070596 | 0.0075279 | 0.0078759 | 0.0080241 | 0.0079862 | 0.007746 | 0.0072935 | 0.0066699 | 0.0059076 | 0.0050676
PG&E | MM Therms | Commercial | Com - Restaurant (Sit Down) | Service | No | Service - Retro-Commissioning (Gas) | 0.0043514 | 0.0039478 | 0.0039099 | 0.0036757 | 0.003262 | 0.0027171 | 0.0021158 | 0.0015265 | 0.00099834 | 0.00055916 | 0.0002137 | 0
PG&E | MM Therms | Commercial | Com - Restaurant (Sit Down) | WholeBlg | No | WholeBlg - Com NC Level 2 | 5.1566e-05 | 0 | 0 | 0 | 0 | 0 | 0 | 0 | 0 | 0 | 0 | 0
PG&E | MM Therms | Commercial | Com - Restaurant (Sit Down) | WholeBlg | No | WholeBlg - Com NC Level 3 | 4.2893e-05 | 0 | 0 | 0 | 0 | 0 | 0 | 0 | 0 | 0 | 0 | 0
PG&E | MM Therms | Commercial | Com - Restaurant (Sit Down) | WholeBlg | No | WholeBlg - Com NC ZNE | 0.00027977 | 0.00028549 | 0.00059256 | 0.00097 | 0.0011364 | 0.0015288 | 0.0019016 | 0.0017856 | 0.0021262 | 0.0025637 | 0.0020286 | 0.0023542
PG&E | MM Therms | Commercial | Com - Restaurant (Sit Down) | WholeBlg | No | WholeBlg - Com RET Level 1 | 0.011225 | 0.015378 | 0.019836 | 0.024629 | 0.029752 | 0.03518 | 0.040896 | 0.046879 | 0.053071 | 0.059421 | 0.065847 | 0.072279
PG&E | MM Therms | Commercial | Com - Restaurant (Sit Down) | WholeBlg | No | WholeBlg - Com RET Level 2 | 0.013847 | 0.018815 | 0.024147 | 0.029887 | 0.03602 | 0.04255 | 0.049442 | 0.056681 | 0.064185 | 0.071896 | 0.079694 | 0.087495
PG&E | MM Therms | Commercial | Com - Retail (Large Multi Level) | AppPlug | No | AppPlug - Occupancy Sensor Plug Strip | -0.00027492 | -0.00034984 | -0.00037291 | -0.00038843 | -0.00038861 | -0.00037863 | -0.00035679 | -0.0003491 | -0.00032592 | -0.00031123 | -0.00029148 | -0.00026993
PG&E | MM Therms | Commercial | Com - Retail (Large Multi Level) | BldgEnv | No | BldgEnv - Wall Spray On Insulation | 0.0046648 | 0 | 0 | 0 | 0 | 0 | 0 | 0 | 0 | 0 | 0 | 0
PG&E | MM Therms | Commercial | Com - Retail (Large Multi Level) | BldgEnv | No | BldgEnv - Window Film | 0 | 0 | 0 | 0 | 0 | 0 | 0 | 0 | -0.0037757 | -0.0079893 | -0.010473 | -0.011342
PG&E | MM Therms | Commercial | Com - Retail (Large Multi Level) | FoodServ | No | FoodServ - Oven (Gas) | 0.008843 | 0.0090351 | 0.0092125 | 0.0095547 | 0.0098173 | 0.0099899 | 0.010074 | 0.010273 | 0.010424 | 0.010675 | 0.01092 | 0.011158
PG&E | MM Therms | Commercial | Com - Retail (Large Multi Level) | HVAC | No | HVAC - AFUE Rated Boiler (High) | 0.0092574 | 0.010723 | 0.012161 | 0.013847 | 0.015512 | 0.01718 | 0.018773 | 0.020607 | 0.022391 | 0.024388 | 0.026364 | 0.028302
PG&E | MM Therms | Commercial | Com - Retail (Large Multi Level) | HVAC | No | HVAC - AFUE Rated Boiler (Standard) | 0.00094722 | 0.0010985 | 0.0012451 | 0.0014101 | 0.001565 | 0.0017234 | 0.001874 | 0.0020467 | 0.0022141 | 0.0024004 | 0.0025824 | 0.0027549
PG&E | MM Therms | Commercial | Com - Retail (Large Multi Level) | HVAC | No | HVAC - ET Rated Boiler (High) | 0 | 0.0094165 | 0.011867 | 0.014482 | 0.017175 | 0.019825 | 0.022456 | 0.025068 | 0.027652 | 0.030203 | 0.032711 | 0.035174
PG&E | MM Therms | Commercial | Com - Retail (Large Multi Level) | HVAC | No | HVAC - Gas Furnace | 0.0012529 | 0.0015727 | 0.0019023 | 0.0022372 | 0.0025735 | 0.0029009 | 0.0032099 | 0.0034905 | 0.0037366 | 0.0039413 | 0.0041022 | 0.0042173
PG&E | MM Therms | Commercial | Com - Retail (Large Multi Level) | HVAC | No | HVAC - SEER Rated Package Rooftop AC (Recharge) | 0 | 0 | 0 | 0 | 1.369e-05 | 1.1698e-05 | 9.0656e-06 | 6.3809e-06 | 4.0037e-06 | 2.0855e-06 | 6.5166e-07 | 0
PG&E | MM Therms | Commercial | Com - Retail (Large Multi Level) | HVAC | No | HVAC - Thermostat | 0.052884 | 0.055119 | 0.058004 | 0.057213 | 0.051956 | 0.043483 | 0.033951 | 0.025847 | 0.019243 | 0.015095 | 0.014255 | 0.014355
PG&E | MM Therms | Commercial | Com - Retail (Large Multi Level) | Lighting | Yes | Lighting - LED Fixture (Replacing T8) - Emerging | 0 | -0.00060575 | -0.0012654 | -0.0021357 | -0.0031259 | -0.0042849 | -0.005525 | -0.0070781 | -0.0086379 | -0.010761 | -0.013429 | -0.016268
PG&E | MM Therms | Commercial | Com - Retail (Large Multi Level) | Lighting | Yes | Lighting - LED Lamp (Basic High - Indoor) - Emerging | -0.00026392 | -0.00043461 | -0.00064294 | -0.00083189 | -0.00098285 | -0.00014666 | -0.00016545 | -0.00018352 | -0.00019857 | -0.00021308 | -0.00022576 | -0.00029486
PG&E | MM Therms | Commercial | Com - Retail (Large Multi Level) | Lighting | Yes | Lighting - LED Lamp (Basic Low - Indoor) - Emerging | -0.0013595 | -0.0021735 | -0.0027461 | -0.003351 | -0.0039726 | -0.00069893 | -0.00078214 | -0.00086278 | -0.0011382 | -0.0015977 | -0.0020162 | -0.0023897
PG&E | MM Therms | Commercial | Com - Retail (Large Multi Level) | Lighting | Yes | Lighting - LED Plug-In Indoor Fixture - Emerging | -0.002817 | -0.0035745 | -0.0044201 | -0.0054287 | -0.0064584 | -0.00043987 | -0.00055732 | -0.00069421 | -0.00083626 | -0.00099984 | -0.0011653 | -0.0013303
PG&E | MM Therms | Commercial | Com - Retail (Large Multi Level) | Lighting | No | Lighting - Cold Cathode Lamp | -0.00083259 | -0.00083863 | -0.00083971 | -0.00085112 | -0.00084984 | 0 | 0 | 0 | 0 | 0 | 0 | 0
PG&E | MM Therms | Commercial | Com - Retail (Large Multi Level) | Lighting | No | Lighting - Compact Fluorescent Fixture (Indoor) | -0.037077 | -0.037221 | -0.037381 | -0.037951 | -0.038103 | 0 | 0 | 0 | 0 | 0 | 0 | 0
PG&E | MM Therms | Commercial | Com - Retail (Large Multi Level) | Lighting | No | Lighting - Compact Fluorescent Lamp (Basic High - Indoor) | -0.0093418 | -0.010038 | -0.010348 | -0.010438 | -0.010205 | 0 | 0 | 0 | 0 | 0 | 0 | 0
PG&E | MM Therms | Commercial | Com - Retail (Large Multi Level) | Lighting | No | Lighting - Compact Fluorescent Lamp (Basic Low - Indoor) | -0.03075 | -0.030515 | -0.029853 | -0.029129 | -0.027997 | 0 | 0 | 0 | 0 | 0 | 0 | 0
PG&E | MM Therms | Commercial | Com - Retail (Large Multi Level) | Lighting | No | Lighting - Halogen Lamp (A-Line) | -0.0014146 | -0.0017384 | -0.002044 | -0.00237 | -0.0027005 | 0 | 0 | 0 | 0 | 0 | 0 | 0
PG&E | MM Therms | Commercial | Com - Retail (Large Multi Level) | Lighting | No | Lighting - Halogen Lamp (Reflector) | -0.00055301 | -0.00067402 | -0.00077974 | -0.00088714 | -0.00099249 | -0.0010699 | -0.0011473 | -0.0012109 | -0.0012698 | -0.001321 | -0.001368 | -0.0014099
PG&E | MM Therms | Commercial | Com - Retail (Large Multi Level) | Lighting | No | Lighting - High Bay HID to T5 | -0.0041412 | -0.0045581 | -0.0046131 | -0.0045349 | -0.0042406 | -0.0038209 | -0.0033138 | -0.0028579 | -0.0024166 | -0.0020894 | -0.0018302 | -0.0016298
PG&E | MM Therms | Commercial | Com - Retail (Large Multi Level) | Lighting | No | Lighting - Induction Fixture (Indoor) | -0.0016073 | -0.0018891 | -0.0021506 | -0.0024307 | -0.0026567 | -0.0028553 | -0.0030091 | -0.0031842 | -0.0033156 | -0.0034735 | -0.003604 | -0.0037052
PG&E | MM Therms | Commercial | Com - Retail (Large Multi Level) | Lighting | No | Lighting - Linear Fluorescent Delamping | -9.6672e-06 | -9.276e-06 | -8.7589e-06 | -7.0279e-06 | -3.9773e-06 | 0 | 0 | 0 | 0 | 0 | 0 | 0
PG&E | MM Therms | Commercial | Com - Retail (Large Multi Level) | Lighting | No | Lighting - Linear Fluorescent Fixture (Low Wattage T8) | -0.0048965 | -0.0052615 | -0.0055066 | -0.0057716 | -0.0058814 | -0.0059242 | -0.0058925 | -0.0059304 | -0.0059133 | -0.0058494 | -0.0056177 | -0.0053656
PG&E | MM Therms | Commercial | Com - Retail (Large Multi Level) | Lighting | No | Lighting - Plug-In Fixture (Compact Fluorescent) | -0.026663 | -0.026211 | -0.02575 | -0.025825 | -0.02558 | 0 | 0 | 0 | 0 | 0 | 0 | 0
PG&E | MM Therms | Commercial | Com - Retail (Large Multi Level) | Lighting | No | Lighting - Plug-In Fixture (Induction) | 0 | -0.0010666 | -0.0024383 | -0.0028765 | -0.0031462 | -0.0033049 | -0.0033688 | -0.0034621 | -0.003504 | -0.0036004 | -0.0036788 | -0.0037395
PG&E | MM Therms | Commercial | Com - Retail (Large Multi Level) | Lighting | No | Lighting - Plug-In Fixture (Linear Fluorescent) | -0.040793 | -0.043406 | -0.044794 | -0.046424 | -0.046548 | 0 | 0 | 0 | 0 | 0 | 0 | 0
PG&E | MM Therms | Commercial | Com - Retail (Large Multi Level) | Lighting | No | Lighting - Plug-In Fixture (PSMH with Electronic Ballast) | -0.0058466 | -0.0058196 | -0.0052315 | -0.0050566 | -0.0048728 | -0.0047365 | -0.0046097 | -0.0045781 | -0.0045291 | -0.0045535 | -0.0045716 | -0.0045809
PG&E | MM Therms | Commercial | Com - Retail (Large Multi Level) | Lighting | No | Lighting - Plug-In Fixture (PSMH) | -0.0060804 | -0.0060537 | -0.0056811 | -0.0053921 | -0.0051188 | -0.0049081 | -0.0047188 | -0.0046287 | -0.0045277 | -0.0045025 | -0.004476 | -0.0044461
PG&E | MM Therms | Commercial | Com - Retail (Large Multi Level) | SHW | Yes | SHW - EF Rated Storage Water Heater (Gas) - Emerging | 0 | 0 | 0 | 0.0019298 | 0.0042054 | 0.0067255 | 0.0093747 | 0.012358 | 0.015461 | 0.018927 | 0.022539 | 0.026192
PG&E | MM Therms | Commercial | Com - Retail (Large Multi Level) | SHW | Yes | SHW - ET Rated Storage Water Heater - Emerging | 0.00058543 | 0.00090582 | 0.0012558 | 0.0016488 | 0.0020535 | 0.0024697 | 0.0028819 | 0.003322 | 0.0037539 | 0.0042058 | 0.0046476 | 0.005067
PG&E | MM Therms | Commercial | Com - Retail (Large Multi Level) | SHW | No | SHW - EF Rated Instantaneous Water Heater (Gas) | 0.00025396 | 0.00031177 | 0.00032335 | 0.00037545 | 0.00041907 | 0.00045763 | 0.00048913 | 0.00052433 | 0.00055414 | 0.00058687 | 0.00061596 | 0.00064015
PG&E | MM Therms | Commercial | Com - Retail (Large Multi Level) | SHW | No | SHW - EF Rated Storage Water Heater (Gas) | 0.0001532 | 0.00018773 | 0.00015066 | 0.00017477 | 0.00019492 | 0.00021272 | 0.00022724 | 0.00024347 | 0.00025719 | 0.00027227 | 0.00028567 | 0.0002968
PG&E | MM Therms | Commercial | Com - Retail (Large Multi Level) | SHW | No | SHW - ET Rated Instantaneous Water Heater | 0 | 0 | 0 | 0 | 0 | 0 | 0.00049612 | 0.0005313 | 0.00056158 | 0.0005954 | 0.00062622 | 0.00065281
PG&E | MM Therms | Commercial | Com - Retail (Large Multi Level) | SHW | No | SHW - Pipe and Tank Insulation | 0.036081 | 0.034373 | 0.037187 | 0.039654 | 0.041487 | 0.042268 | 0.042069 | 0.040803 | 0.038419 | 0.035134 | 0.031119 | 0.026694
PG&E | MM Therms | Commercial | Com - Retail (Large Multi Level) | Service | No | Service - Retro-Commissioning (Gas) | 0.022922 | 0.020795 | 0.020596 | 0.019362 | 0.017183 | 0.014312 | 0.011145 | 0.0080408 | 0.0052589 | 0.0029454 | 0.0011257 | 0
PG&E | MM Therms | Commercial | Com - Retail (Large Multi Level) | WholeBlg | No | WholeBlg - Com NC Level 2 | 0.00026974 | 0 | 0 | 0 | 0 | 0 | 0 | 0 | 0 | 0 | 0 | 0
PG&E | MM Therms | Commercial | Com - Retail (Large Multi Level) | WholeBlg | No | WholeBlg - Com NC Level 3 | 0.00023413 | 0 | 0 | 0 | 0 | 0 | 0 | 0 | 0 | 0 | 0 | 0
PG&E | MM Therms | Commercial | Com - Retail (Large Multi Level) | WholeBlg | No | WholeBlg - Com NC ZNE | -6.7185e-06 | 0 | 0 | 0 | -2.0181e-05 | -3.8366e-05 | -5.7554e-05 | -6.2105e-05 | -8.0587e-05 | -0.00010211 | 0 | 0
PG&E | MM Therms | Commercial | Com - Retail (Large Multi Level) | WholeBlg | No | WholeBlg - Com RET Level 1 | 0.0015754 | 0.0021685 | 0.0028033 | 0.0034821 | 0.0042029 | 0.004968 | 0.0057729 | 0.0066154 | 0.0074884 | 0.0083864 | 0.0092986 | 0.010217
PG&E | MM Therms | Commercial | Com - Retail (Large Multi Level) | WholeBlg | No | WholeBlg - Com RET Level 2 | 0.0080631 | 0.010964 | 0.014077 | 0.017435 | 0.02103 | 0.024863 | 0.028914 | 0.033181 | 0.037616 | 0.042193 | 0.046842 | 0.051524
PG&E | MM Therms | Commercial | Com - Retail (Large Single Level) | AppPlug | No | AppPlug - Occupancy Sensor Plug Strip | -0.00027492 | -0.00034984 | -0.00037291 | -0.00038843 | -0.00038861 | -0.00037863 | -0.00035679 | -0.0003491 | -0.00032592 | -0.00031123 | -0.00029148 | -0.00026993
PG&E | MM Therms | Commercial | Com - Retail (Large Single Level) | BldgEnv | No | BldgEnv - Wall Spray On Insulation | 0.0046648 | 0 | 0 | 0 | 0 | 0 | 0 | 0 | 0 | 0 | 0 | 0
PG&E | MM Therms | Commercial | Com - Retail (Large Single Level) | BldgEnv | No | BldgEnv - Window Film | 0 | 0 | 0 | 0 | 0 | 0 | 0 | 0 | -0.0037757 | -0.0079893 | -0.010473 | -0.011342
PG&E | MM Therms | Commercial | Com - Retail (Large Single Level) | FoodServ | No | FoodServ - Oven (Gas) | 0.008843 | 0.0090351 | 0.0092125 | 0.0095547 | 0.0098173 | 0.0099899 | 0.010074 | 0.010273 | 0.010424 | 0.010675 | 0.01092 | 0.011158
PG&E | MM Therms | Commercial | Com - Retail (Large Single Level) | HVAC | No | HVAC - Gas Furnace | 0.0012529 | 0.0015727 | 0.0019023 | 0.0022372 | 0.0025735 | 0.0029009 | 0.0032099 | 0.0034905 | 0.0037366 | 0.0039413 | 0.0041022 | 0.0042173
PG&E | MM Therms | Commercial | Com - Retail (Large Single Level) | HVAC | No | HVAC - SEER Rated Package Rooftop AC (Recharge) | 0 | 0 | 5.6408e-05 | 5.4667e-05 | 4.8938e-05 | 4.0516e-05 | 3.0903e-05 | 2.1513e-05 | 1.3325e-05 | 6.7574e-06 | 1.8555e-06 | 0
PG&E | MM Therms | Commercial | Com - Retail (Large Single Level) | HVAC | No | HVAC - Thermostat | 0.05706 | 0.059477 | 0.06259 | 0.061736 | 0.056062 | 0.046917 | 0.03663 | 0.027885 | 0.020759 | 0.016282 | 0.015382 | 0.01549
PG&E | MM Therms | Commercial | Com - Retail (Large Single Level) | Lighting | Yes | Lighting - LED Fixture (Replacing T8) - Emerging | -0.0011593 | -0.0016354 | -0.0023256 | -0.0032941 | -0.0044313 | -0.0058127 | -0.0073272 | -0.0092555 | -0.011247 | -0.014077 | -0.017727 | -0.021672
PG&E | MM Therms | Commercial | Com - Retail (Large Single Level) | Lighting | Yes | Lighting - LED Lamp (Basic High - Indoor) - Emerging | -0.00030222 | -0.00049522 | -0.00072545 | -0.00091983 | -0.0010816 | -0.00016051 | -0.00018015 | -0.00019887 | -0.00021438 | -0.00022925 | -0.00024219 | -0.00031468
PG&E | MM Therms | Commercial | Com - Retail (Large Single Level) | Lighting | Yes | Lighting - LED Lamp (Basic Low - Indoor) - Emerging | -0.0015299 | -0.002435 | -0.0030195 | -0.0036631 | -0.0043165 | -0.00075506 | -0.00084079 | -0.00092333 | -0.0012143 | -0.0017051 | -0.0021492 | -0.0025438
PG&E | MM Therms | Commercial | Com - Retail (Large Single Level) | Lighting | Yes | Lighting - LED Plug-In Indoor Fixture - Emerging | -0.0020729 | -0.0026293 | -0.0032461 | -0.0039788 | -0.0047262 | -0.00032119 | -0.00040774 | -0.00050847 | -0.00061258 | -0.00073191 | -0.00085228 | -0.0009721
PG&E | MM Therms | Commercial | Com - Retail (Large Single Level) | Lighting | No | Lighting - Cold Cathode Lamp | -0.00042528 | -0.00042737 | -0.00042676 | -0.00043139 | -0.00042919 | 0 | 0 | 0 | 0 | 0 | 0 | 0
PG&E | MM Therms | Commercial | Com - Retail (Large Single Level) | Lighting | No | Lighting - Compact Fluorescent Fixture (Indoor) | -0.039731 | -0.039812 | -0.039931 | -0.040483 | -0.040597 | 0 | 0 | 0 | 0 | 0 | 0 | 0
PG&E | MM Therms | Commercial | Com - Retail (Large Single Level) | Lighting | No | Lighting - Compact Fluorescent Lamp (Basic High - Indoor) | -0.010087 | -0.010797 | -0.0111 | -0.011175 | -0.010908 | 0 | 0 | 0 | 0 | 0 | 0 | 0
PG&E | MM Therms | Commercial | Com - Retail (Large Single Level) | Lighting | No | Lighting - Compact Fluorescent Lamp (Basic Low - Indoor) | -0.033178 | -0.032785 | -0.032006 | -0.031154 | -0.029896 | 0 | 0 | 0 | 0 | 0 | 0 | 0
PG&E | MM Therms | Commercial | Com - Retail (Large Single Level) | Lighting | No | Lighting - Halogen Lamp (A-Line) | -0.00068909 | -0.00084753 | -0.000997 | -0.0011565 | -0.0013183 | 0 | 0 | 0 | 0 | 0 | 0 | 0
PG&E | MM Therms | Commercial | Com - Retail (Large Single Level) | Lighting | No | Lighting - Halogen Lamp (Reflector) | -0.00026927 | -0.0003285 | -0.00038025 | -0.00043288 | -0.00048456 | -0.00052366 | -0.00056133 | -0.00059304 | -0.00062187 | -0.00064721 | -0.00067028 | -0.00069098
PG&E | MM Therms | Commercial | Com - Retail (Large Single Level) | Lighting | No | Lighting - High Bay HID to T5 | -0.0062573 | -0.0067789 | -0.0068732 | -0.0067506 | -0.0062986 | -0.0056491 | -0.0048658 | -0.0041529 | -0.0034695 | -0.0029579 | -0.0025543 | -0.0022593
PG&E | MM Therms | Commercial | Com - Retail (Large Single Level) | Lighting | No | Lighting - Induction Fixture (Indoor) | -0.0008576 | -0.0010445 | -0.0012211 | -0.0014102 | -0.0015694 | -0.0017094 | -0.0018197 | -0.0019402 | -0.0020301 | -0.0021338 | -0.0022173 | -0.0022798
PG&E | MM Therms | Commercial | Com - Retail (Large Single Level) | Lighting | No | Lighting - Linear Fluorescent Delamping | -4.2095e-05 | -4.0385e-05 | -3.8182e-05 | -3.0656e-05 | -1.7349e-05 | 0 | 0 | 0 | 0 | 0 | 0 | 0
PG&E | MM Therms | Commercial | Com - Retail (Large Single Level) | Lighting | No | Lighting - Linear Fluorescent Fixture (Low Wattage T8) | -0.0082543 | -0.0084323 | -0.0085076 | -0.0086838 | -0.0086889 | -0.0086452 | -0.0085331 | -0.0085505 | -0.0085106 | -0.0083932 | -0.0080446 | -0.0076793
PG&E | MM Therms | Commercial | Com - Retail (Large Single Level) | Lighting | No | Lighting - Plug-In Fixture (Compact Fluorescent) | -0.019278 | -0.018934 | -0.018591 | -0.018635 | -0.018462 | 0 | 0 | 0 | 0 | 0 | 0 | 0
PG&E | MM Therms | Commercial | Com - Retail (Large Single Level) | Lighting | No | Lighting - Plug-In Fixture (Induction) | 0 | 0 | -0.0016177 | -0.0035757 | -0.0041466 | -0.0045201 | -0.0047091 | -0.0048977 | -0.0049937 | -0.0051499 | -0.0052738 | -0.0053686
PG&E | MM Therms | Commercial | Com - Retail (Large Single Level) | Lighting | No | Lighting - Plug-In Fixture (Linear Fluorescent) | -0.035943 | -0.038195 | -0.039389 | -0.040771 | -0.040863 | 0 | 0 | 0 | 0 | 0 | 0 | 0
PG&E | MM Therms | Commercial | Com - Retail (Large Single Level) | Lighting | No | Lighting - Plug-In Fixture (PSMH with Electronic Ballast) | -0.0085426 | -0.0087782 | -0.0083647 | -0.0077065 | -0.0073351 | -0.007056 | -0.0068222 | -0.0067474 | -0.0066621 | -0.0066883 | -0.0067104 | -0.0067229
PG&E | MM Therms | Commercial | Com - Retail (Large Single Level) | Lighting | No | Lighting - Plug-In Fixture (PSMH) | -0.0088698 | -0.0091069 | -0.0086916 | -0.0083574 | -0.0078167 | -0.0074055 | -0.0070663 | -0.006897 | -0.0067288 | -0.0066778 | -0.006631 | -0.0065836
PG&E | MM Therms | Commercial | Com - Retail (Large Single Level) | SHW | Yes | SHW - EF Rated Storage Water Heater (Gas) - Emerging | 0 | 0 | 0 | 0.0019348 | 0.0042158 | 0.0067415 | 0.0093956 | 0.012385 | 0.015493 | 0.018966 | 0.022588 | 0.026249
PG&E | MM Therms | Commercial | Com - Retail (Large Single Level) | SHW | Yes | SHW - ET Rated Storage Water Heater - Emerging | 0.00041447 | 0.00064635 | 0.00090063 | 0.0011845 | 0.0014791 | 0.0017834 | 0.0020876 | 0.0024093 | 0.0027265 | 0.0030548 | 0.0033761 | 0.0036814
PG&E | MM Therms | Commercial | Com - Retail (Large Single Level) | SHW | No | SHW - EF Rated Instantaneous Water Heater (Gas) | 0.00019579 | 0.00024026 | 0.00024911 | 0.0002892 | 0.00032274 | 0.00035238 | 0.00037655 | 0.00040358 | 0.00042647 | 0.00045158 | 0.00047397 | 0.00049252
PG&E | MM Therms | Commercial | Com - Retail (Large Single Level) | SHW | No | SHW - EF Rated Storage Water Heater (Gas) | 0.00011004 | 0.00013482 | 0.00010819 | 0.0001255 | 0.00013997 | 0.00015273 | 0.00016313 | 0.00017476 | 0.0001846 | 0.00019541 | 0.00020503 | 0.00021301
PG&E | MM Therms | Commercial | Com - Retail (Large Single Level) | SHW | No | SHW - ET Rated Instantaneous Water Heater | 0 | 0 | 0 | 0 | 0 | 0 | 0 | 0 | 0 | 0 | 0 | 0.00047646
PG&E | MM Therms | Commercial | Com - Retail (Large Single Level) | SHW | No | SHW - Pipe and Tank Insulation | 0.036081 | 0.034373 | 0.037187 | 0.039654 | 0.041487 | 0.042268 | 0.042069 | 0.040803 | 0.038419 | 0.035134 | 0.031119 | 0.026694
PG&E | MM Therms | Commercial | Com - Retail (Large Single Level) | Service | No | Service - Retro-Commissioning (Gas) | 0.022922 | 0.020795 | 0.020596 | 0.019362 | 0.017183 | 0.014312 | 0.011145 | 0.0080408 | 0.0052589 | 0.0029454 | 0.0011257 | 0
PG&E | MM Therms | Commercial | Com - Retail (Large Single Level) | WholeBlg | No | WholeBlg - Com NC Level 2 | 0.00026974 | 0 | 0 | 0 | 0 | 0 | 0 | 0 | 0 | 0 | 0 | 0
PG&E | MM Therms | Commercial | Com - Retail (Large Single Level) | WholeBlg | No | WholeBlg - Com NC Level 3 | 0.00023413 | 0 | 0 | 0 | 0 | 0 | 0 | 0 | 0 | 0 | 0 | 0
PG&E | MM Therms | Commercial | Com - Retail (Large Single Level) | WholeBlg | No | WholeBlg - Com NC ZNE | -6.7185e-06 | 0 | 0 | 0 | -2.0181e-05 | -3.8366e-05 | -5.7554e-05 | -6.2105e-05 | -8.0587e-05 | -0.00010211 | 0 | 0
PG&E | MM Therms | Commercial | Com - Retail (Large Single Level) | WholeBlg | No | WholeBlg - Com RET Level 1 | 0.0015293 | 0.002102 | 0.0027156 | 0.0033719 | 0.0040702 | 0.0048101 | 0.0055884 | 0.0064016 | 0.0072431 | 0.0081057 | 0.0089793 | 0.009854
PG&E | MM Therms | Commercial | Com - Retail (Large Single Level) | WholeBlg | No | WholeBlg - Com RET Level 2 | 0.003829 | 0.0052046 | 0.0066756 | 0.0082534 | 0.0099341 | 0.01172 | 0.013601 | 0.015575 | 0.01762 | 0.019724 | 0.021855 | 0.023995
PG&E | MM Therms | Commercial | Com - Retail (Small) | AppPlug | No | AppPlug - Occupancy Sensor Plug Strip | -0.00027492 | -0.00034984 | -0.00037291 | -0.00038843 | -0.00038861 | -0.00037863 | -0.00035679 | -0.0003491 | -0.00032592 | -0.00031123 | -0.00029148 | -0.00026993
PG&E | MM Therms | Commercial | Com - Retail (Small) | BldgEnv | No | BldgEnv - Wall Spray On Insulation | 0.0040169 | 0 | 0 | 0 | 0 | 0 | 0 | 0 | 0 | 0 | 0 | 0
PG&E | MM Therms | Commercial | Com - Retail (Small) | BldgEnv | No | BldgEnv - Window Film | 0 | 0 | 0 | 0 | 0 | 0 | 0 | 0 | -0.0037757 | -0.0079893 | -0.010473 | -0.011342
PG&E | MM Therms | Commercial | Com - Retail (Small) | HVAC | No | HVAC - Gas Furnace | 0.0024821 | 0.0031158 | 0.0037691 | 0.0044328 | 0.0050994 | 0.0057483 | 0.006361 | 0.0069171 | 0.0074048 | 0.0078107 | 0.0081296 | 0.0083578
PG&E | MM Therms | Commercial | Com - Retail (Small) | HVAC | No | HVAC - SEER Rated Package Rooftop AC (Recharge) | 0 | 0 | 0 | 0 | 0 | 4.6266e-05 | 3.7312e-05 | 2.6812e-05 | 1.7115e-05 | 9.1704e-06 | 3.2074e-06 | 0
PG&E | MM Therms | Commercial | Com - Retail (Small) | HVAC | No | HVAC - Thermostat | 0.064963 | 0.067751 | 0.071188 | 0.070174 | 0.06375 | 0.053398 | 0.041768 | 0.031877 | 0.023785 | 0.018697 | 0.017574 | 0.017701
PG&E | MM Therms | Commercial | Com - Retail (Small) | Lighting | Yes | Lighting - LED Fixture (Replacing T8) - Emerging | 0 | -0.00058994 | -0.00097053 | -0.0018196 | -0.0029021 | -0.0042003 | -0.0056187 | -0.0073726 | -0.0091478 | -0.011235 | -0.013591 | -0.016442
PG&E | MM Therms | Commercial | Com - Retail (Small) | Lighting | Yes | Lighting - LED Lamp (Basic High - Indoor) - Emerging | -0.00025838 | -0.00042457 | -0.00062526 | -0.00080066 | -0.00094262 | -0.00014012 | -0.00015754 | -0.00017411 | -0.00018783 | -0.00020088 | -0.00021221 | -0.00027737
PG&E | MM Therms | Commercial | Com - Retail (Small) | Lighting | Yes | Lighting - LED Lamp (Basic Low - Indoor) - Emerging | -0.0013202 | -0.0021058 | -0.0026331 | -0.0031971 | -0.003773 | -0.00066097 | -0.00073699 | -0.0008098 | -0.0010699 | -0.0015067 | -0.0019031 | -0.0022558
PG&E | MM Therms | Commercial | Com - Retail (Small) | Lighting | Yes | Lighting - LED Plug-In Indoor Fixture - Emerging | -0.00024288 | -0.00027611 | -0.00033089 | -0.00039696 | -0.00047945 | -3.2663e-05 | -4.0001e-05 | -5.3032e-05 | -6.8663e-05 | -8.6146e-05 | -0.00010489 | -0.00012454
PG&E | MM Therms | Commercial | Com - Retail (Small) | Lighting | No | Lighting - Cold Cathode Lamp | -0.00033959 | -0.00034195 | -0.00034204 | -0.00034632 | -0.00034515 | 0 | 0 | 0 | 0 | 0 | 0 | 0
PG&E | MM Therms | Commercial | Com - Retail (Small) | Lighting | No | Lighting - Compact Fluorescent Fixture (Indoor) | -0.035042 | -0.035066 | -0.035139 | -0.035591 | -0.035686 | 0 | 0 | 0 | 0 | 0 | 0 | 0
PG&E | MM Therms | Commercial | Com - Retail (Small) | Lighting | No | Lighting - Compact Fluorescent Lamp (Basic High - Indoor) | -0.0088709 | -0.0095103 | -0.0097845 | -0.0098476 | -0.0096117 | 0 | 0 | 0 | 0 | 0 | 0 | 0
PG&E | MM Therms | Commercial | Com - Retail (Small) | Lighting | No | Lighting - Compact Fluorescent Lamp (Basic Low - Indoor) | -0.029157 | -0.02885 | -0.028172 | -0.027423 | -0.026321 | 0 | 0 | 0 | 0 | 0 | 0 | 0
PG&E | MM Therms | Commercial | Com - Retail (Small) | Lighting | No | Lighting - Halogen Lamp (A-Line) | -0.0005724 | -0.00070411 | -0.00082835 | -0.00096095 | -0.0010955 | 0 | 0 | 0 | 0 | 0 | 0 | 0
PG&E | MM Therms | Commercial | Com - Retail (Small) | Lighting | No | Lighting - Halogen Lamp (Reflector) | -0.00022366 | -0.0002729 | -0.00031591 | -0.00035967 | -0.00040265 | -0.00043529 | -0.00046658 | -0.00049301 | -0.00051698 | -0.00053807 | -0.00055726 | -0.00057449
PG&E | MM Therms | Commercial | Com - Retail (Small) | Lighting | No | Lighting - High Bay HID to T5 | -0.0043909 | -0.0047516 | -0.0047944 | -0.0046922 | -0.0043667 | -0.0039122 | -0.0033703 | -0.0028791 | -0.0024082 | -0.0020533 | -0.001773 | -0.0015567
PG&E | MM Therms | Commercial | Com - Retail (Small) | Lighting | No | Lighting - Induction Fixture (Indoor) | -0.00065043 | -0.00077878 | -0.00089916 | -0.0010286 | -0.0011364 | -0.0012308 | -0.0013047 | -0.0013869 | -0.0014486 | -0.0015212 | -0.0015807 | -0.0016267
PG&E | MM Therms | Commercial | Com - Retail (Small) | Lighting | No | Lighting - Linear Fluorescent Delamping | -1.8383e-05 | -1.7639e-05 | -1.6654e-05 | -1.3361e-05 | -7.5615e-06 | 0 | 0 | 0 | 0 | 0 | 0 | 0
PG&E | MM Therms | Commercial | Com - Retail (Small) | Lighting | No | Lighting - Linear Fluorescent Fixture (Low Wattage T8) | -0.0024688 | -0.0041814 | -0.0037841 | -0.0046702 | -0.005097 | -0.0053959 | -0.0055668 | -0.0057392 | -0.0058217 | -0.0059345 | -0.0059343 | -0.0057173
PG&E | MM Therms | Commercial | Com - Retail (Small) | Lighting | No | Lighting - Plug-In Fixture (Compact Fluorescent) | -0.0029471 | -0.0029152 | -0.0029902 | -0.0030713 | -0.0031611 | 0 | 0 | 0 | 0 | 0 | 0 | 0
PG&E | MM Therms | Commercial | Com - Retail (Small) | Lighting | No | Lighting - Plug-In Fixture (Induction) | 0 | -0.00062199 | -0.00075899 | -0.00085051 | -0.00090476 | -0.00093649 | -0.00094804 | -0.00096967 | -0.00097935 | -0.0010036 | -0.0010238 | -0.0010397
PG&E | MM Therms | Commercial | Com - Retail (Small) | Lighting | No | Lighting - Plug-In Fixture (Linear Fluorescent) | -0.022339 | -0.0236 | -0.024264 | -0.025077 | -0.025142 | 0 | 0 | 0 | 0 | 0 | 0 | 0
PG&E | MM Therms | Commercial | Com - Retail (Small) | Lighting | No | Lighting - Plug-In Fixture (PSMH with Electronic Ballast) | -0.0041629 | -0.0039887 | -0.0036112 | -0.0035182 | -0.0034037 | -0.0033119 | -0.0032157 | -0.0031931 | -0.0031517 | -0.003171 | -0.0031836 | -0.0031877
PG&E | MM Therms | Commercial | Com - Retail (Small) | Lighting | No | Lighting - Plug-In Fixture (PSMH) | -0.0043807 | -0.0041963 | -0.0039083 | -0.0037414 | -0.003565 | -0.0034212 | -0.0032805 | -0.0032166 | -0.0031382 | -0.0031221 | -0.0031026 | -0.0030779
PG&E | MM Therms | Commercial | Com - Retail (Small) | SHW | Yes | SHW - EF Rated Storage Water Heater (Gas) - Emerging | 0 | 0 | 0 | 0.0019487 | 0.0042421 | 0.0067791 | 0.0094439 | 0.012445 | 0.015564 | 0.019049 | 0.02268 | 0.026351
PG&E | MM Therms | Commercial | Com - Retail (Small) | SHW | Yes | SHW - ET Rated Storage Water Heater - Emerging | 0.0004388 | 0.00067648 | 0.00093543 | 0.0012265 | 0.0015246 | 0.0018302 | 0.0021317 | 0.0024554 | 0.0027722 | 0.0031053 | 0.0034308 | 0.0037391
PG&E | MM Therms | Commercial | Com - Retail (Small) | SHW | No | SHW - EF Rated Instantaneous Water Heater (Gas) | 0.0001721 | 0.00021118 | 0.00021894 | 0.00025412 | 0.00028355 | 0.00030955 | 0.00033074 | 0.00035444 | 0.00037451 | 0.00039653 | 0.00041609 | 0.00043233
PG&E | MM Therms | Commercial | Com - Retail (Small) | SHW | No | SHW - EF Rated Storage Water Heater (Gas) | 0.00011467 | 0.00014055 | 0.00011281 | 0.00013087 | 0.00014595 | 0.00015928 | 0.00017013 | 0.00018227 | 0.00019253 | 0.0002038 | 0.00021381 | 0.00022212
PG&E | MM Therms | Commercial | Com - Retail (Small) | SHW | No | SHW - ET Rated Instantaneous Water Heater | 0 | 0 | 0 | 0.00029002 | 0.00031988 | 0.00034685 | 0.00036908 | 0.0003945 | 0.0004164 | 0.00044107 | 0.00046367 | 0.00048324
PG&E | MM Therms | Commercial | Com - Retail (Small) | SHW | No | SHW - Pipe and Tank Insulation | 0.036081 | 0.034373 | 0.037187 | 0.039654 | 0.041487 | 0.042268 | 0.042069 | 0.040803 | 0.038419 | 0.035134 | 0.031119 | 0.026694
PG&E | MM Therms | Commercial | Com - Retail (Small) | Service | No | Service - Retro-Commissioning (Gas) | 0.022922 | 0.020795 | 0.020596 | 0.019362 | 0.017183 | 0.014312 | 0.011145 | 0.0080408 | 0.0052589 | 0.0029454 | 0.0011257 | 0
PG&E | MM Therms | Commercial | Com - Retail (Small) | WholeBlg | No | WholeBlg - Com NC Level 2 | 0.00026974 | 0 | 0 | 0 | 0 | 0 | 0 | 0 | 0 | 0 | 0 | 0
PG&E | MM Therms | Commercial | Com - Retail (Small) | WholeBlg | No | WholeBlg - Com NC Level 3 | 0.00023413 | 0 | 0 | 0 | 0 | 0 | 0 | 0 | 0 | 0 | 0 | 0
PG&E | MM Therms | Commercial | Com - Retail (Small) | WholeBlg | No | WholeBlg - Com NC ZNE | -6.7185e-06 | 0 | 0 | 0 | -2.0181e-05 | -3.8366e-05 | -5.7554e-05 | -6.2105e-05 | -8.0587e-05 | -0.00010211 | 0 | 0
PG&E | MM Therms | Commercial | Com - Retail (Small) | WholeBlg | No | WholeBlg - Com RET Level 1 | 0.00085204 | 0.0011721 | 0.0015151 | 0.0018819 | 0.0022721 | 0.0026857 | 0.0031208 | 0.0035757 | 0.0040464 | 0.0045291 | 0.0050181 | 0.0055081
PG&E | MM Therms | Commercial | Com - Retail (Small) | WholeBlg | No | WholeBlg - Com RET Level 2 | 0.0036231 | 0.004926 | 0.0063205 | 0.0078188 | 0.0094166 | 0.011116 | 0.012908 | 0.01479 | 0.016741 | 0.018751 | 0.020789 | 0.02284
PG&E | MM Therms | Commercial | Com - Storage (Conditioned) | AppPlug | No | AppPlug - Occupancy Sensor Plug Strip | -0.00014179 | -0.00018042 | -0.00019232 | -0.00020032 | -0.0002005 | -0.00019543 | -0.00018424 | -0.00018038 | -0.00016852 | -0.00016107 | -0.00015032 | -0.00013921
PG&E | MM Therms | Commercial | Com - Storage (Conditioned) | BldgEnv | No | BldgEnv - Wall Spray On Insulation | 0.084665 | 0.061967 | 0.037452 | 0.018786 | 0.0053334 | 0 | 0 | 0 | 0 | 0 | 0 | 0
PG&E | MM Therms | Commercial | Com - Storage (Conditioned) | BldgEnv | No | BldgEnv - Window Film | 0 | 0 | 0 | 0 | 0 | 0 | 0 | 0 | -0.00045244 | -0.00095734 | -0.0012549 | -0.001359
PG&E | MM Therms | Commercial | Com - Storage (Conditioned) | HVAC | No | HVAC - Gas Furnace | 0.00086629 | 0.0010873 | 0.0013152 | 0.0015466 | 0.0017791 | 0.0020053 | 0.002219 | 0.002413 | 0.0025832 | 0.0027249 | 0.0028363 | 0.0029162
PG&E | MM Therms | Commercial | Com - Storage (Conditioned) | Lighting | Yes | Lighting - LED Fixture (Replacing T8) - Emerging | 0 | -0.00011281 | -0.00024686 | -0.00042525 | -0.00063237 | -0.00087879 | -0.0011472 | -0.0014778 | -0.00181 | -0.0021964 | -0.0025997 | -0.0029971
PG&E | MM Therms | Commercial | Com - Storage (Conditioned) | Lighting | Yes | Lighting - LED Lamp (Basic High - Indoor) - Emerging | -5.576e-06 | -7.911e-06 | -1.0932e-05 | -1.4667e-05 | -1.6409e-05 | -2.303e-06 | -2.4786e-06 | -2.6666e-06 | -4.2882e-06 | -5.7158e-06 | -6.9497e-06 | -8.0267e-06
PG&E | MM Therms | Commercial | Com - Storage (Conditioned) | Lighting | Yes | Lighting - LED Lamp (Basic Low - Indoor) - Emerging | -3.1375e-05 | -5.15e-05 | -6.9634e-05 | -8.6808e-05 | -0.00010528 | -1.8912e-05 | -2.1532e-05 | -2.402e-05 | -2.767e-05 | -4.0941e-05 | -5.3293e-05 | -6.4424e-05
PG&E | MM Therms | Commercial | Com - Storage (Conditioned) | Lighting | Yes | Lighting - LED Plug-In Indoor Fixture - Emerging | -0.00067239 | -0.00085184 | -0.0010496 | -0.0012828 | -0.0015201 | -0.00010292 | -0.00013108 | -0.00016377 | -0.00019736 | -0.00023559 | -0.00027391 | -0.000312
PG&E | MM Therms | Commercial | Com - Storage (Conditioned) | Lighting | No | Lighting - Cold Cathode Lamp | -0.00018177 | -0.00018498 | -0.00018674 | -0.00019092 | -0.0001917 | 0 | 0 | 0 | 0 | 0 | 0 | 0
PG&E | MM Therms | Commercial | Com - Storage (Conditioned) | Lighting | No | Lighting - Compact Fluorescent Fixture (Indoor) | -0.000358 | -0.00035858 | -0.00035975 | -0.00036478 | -0.00036666 | 0 | 0 | 0 | 0 | 0 | 0 | 0
PG&E | MM Therms | Commercial | Com - Storage (Conditioned) | Lighting | No | Lighting - Compact Fluorescent Lamp (Basic High - Indoor) | -0.00019846 | -0.00017138 | -0.0001494 | -0.00013401 | -0.00012314 | 0 | 0 | 0 | 0 | 0 | 0 | 0
PG&E | MM Therms | Commercial | Com - Storage (Conditioned) | Lighting | No | Lighting - Compact Fluorescent Lamp (Basic Low - Indoor) | -0.00076198 | -0.0007876 | -0.00079224 | -0.00078856 | -0.00076838 | 0 | 0 | 0 | 0 | 0 | 0 | 0
PG&E | MM Therms | Commercial | Com - Storage (Conditioned) | Lighting | No | Lighting - Halogen Lamp (A-Line) | -0.00048688 | -0.00059862 | -0.00070409 | -0.00081662 | -0.00093076 | 0 | 0 | 0 | 0 | 0 | 0 | 0
PG&E | MM Therms | Commercial | Com - Storage (Conditioned) | Lighting | No | Lighting - Halogen Lamp (Reflector) | -0.00019028 | -0.00023205 | -0.00026855 | -0.00030566 | -0.00034209 | -0.00036939 | -0.00039602 | -0.00041825 | -0.00043859 | -0.0004564 | -0.00047265 | -0.00048721
PG&E | MM Therms | Commercial | Com - Storage (Conditioned) | Lighting | No | Lighting - High Bay HID to T5 | 0 | -0.0010066 | -0.0009852 | -0.0010013 | -0.00098069 | -0.00095282 | -0.00090948 | -0.00090257 | -0.00088045 | -0.00089297 | -0.00089905 | -0.00090011
PG&E | MM Therms | Commercial | Com - Storage (Conditioned) | Lighting | No | Lighting - Induction Fixture (Indoor) | -0.00056297 | -0.00065987 | -0.00075008 | -0.00084713 | -0.00092584 | -0.00099462 | -0.0010478 | -0.0011084 | -0.0011538 | -0.0012086 | -0.0012535 | -0.0012891
PG&E | MM Therms | Commercial | Com - Storage (Conditioned) | Lighting | No | Lighting - Linear Fluorescent Delamping | -2.6476e-05 | -2.5408e-05 | -2.3966e-05 | -1.9217e-05 | 0 | 0 | 0 | 0 | 0 | 0 | 0 | 0
PG&E | MM Therms | Commercial | Com - Storage (Conditioned) | Lighting | No | Lighting - Linear Fluorescent Fixture (Low Wattage T8) | -0.00065797 | -0.0007547 | -0.00083238 | -0.00090723 | -0.00095601 | -0.00098874 | -0.0010039 | -0.0010223 | -0.001028 | -0.0010403 | -0.0010459 | -0.0010466
PG&E | MM Therms | Commercial | Com - Storage (Conditioned) | Lighting | No | Lighting - Plug-In Fixture (Compact Fluorescent) | -0.0061113 | -0.0059904 | -0.0058772 | -0.0058861 | -0.0058318 | 0 | 0 | 0 | 0 | 0 | 0 | 0
PG&E | MM Therms | Commercial | Com - Storage (Conditioned) | Lighting | No | Lighting - Plug-In Fixture (Induction) | 0 | 0 | 0 | 0 | -0.0016321 | -0.002024 | -0.0022331 | -0.0024084 | -0.0025111 | -0.002624 | -0.0027081 | -0.0027718
PG&E | MM Therms | Commercial | Com - Storage (Conditioned) | Lighting | No | Lighting - Plug-In Fixture (Linear Fluorescent) | -0.01678 | -0.017711 | -0.01821 | -0.018812 | -0.018857 | 0 | 0 | 0 | 0 | 0 | 0 | 0
PG&E | MM Therms | Commercial | Com - Storage (Conditioned) | Lighting | No | Lighting - Plug-In Fixture (PSMH with Electronic Ballast) | -0.0046423 | -0.0047983 | -0.0047272 | -0.0047561 | -0.0043544 | -0.0039579 | -0.0037905 | -0.0037184 | -0.0036524 | -0.0036545 | -0.0036587 | -0.0036625
PG&E | MM Therms | Commercial | Com - Storage (Conditioned) | Lighting | No | Lighting - Plug-In Fixture (PSMH) | -0.0048246 | -0.0049922 | -0.0049233 | -0.0049557 | -0.0045434 | -0.0043516 | -0.0040865 | -0.0039393 | -0.0038117 | -0.0037607 | -0.0037186 | -0.0036826
PG&E | MM Therms | Commercial | Com - Storage (Conditioned) | SHW | Yes | SHW - EF Rated Storage Water Heater (Gas) - Emerging | 0 | 0 | 0 | 0.00021454 | 0.00046725 | 0.00074696 | 0.0010409 | 0.001372 | 0.0017162 | 0.0021009 | 0.0024984 | 0.0029028
PG&E | MM Therms | Commercial | Com - Storage (Conditioned) | SHW | Yes | SHW - ET Rated Storage Water Heater - Emerging | 7.1883e-05 | 0.00011008 | 0.00015156 | 0.00019845 | 0.00024624 | 0.000295 | 0.00034273 | 0.00039446 | 0.0004449 | 0.00049848 | 0.00055031 | 0.00059968
PG&E | MM Therms | Commercial | Com - Storage (Conditioned) | SHW | No | SHW - EF Rated Instantaneous Water Heater (Gas) | 2.9268e-05 | 3.5937e-05 | 3.7279e-05 | 4.3282e-05 | 4.8323e-05 | 5.2781e-05 | 5.6422e-05 | 6.0493e-05 | 6.3943e-05 | 6.7728e-05 | 7.1007e-05 | 7.3794e-05
PG&E | MM Therms | Commercial | Com - Storage (Conditioned) | SHW | No | SHW - EF Rated Storage Water Heater (Gas) | 1.9216e-05 | 2.3554e-05 | 1.8907e-05 | 2.1932e-05 | 2.4468e-05 | 2.6709e-05 | 2.8535e-05 | 3.0579e-05 | 3.2309e-05 | 3.4208e-05 | 3.5852e-05 | 3.7248e-05
PG&E | MM Therms | Commercial | Com - Storage (Conditioned) | SHW | No | SHW - ET Rated Instantaneous Water Heater | 3.2717e-05 | 3.8068e-05 | 4.3215e-05 | 4.8935e-05 | 5.3906e-05 | 5.8383e-05 | 6.2088e-05 | 6.6335e-05 | 7.001e-05 | 7.4146e-05 | 7.7849e-05 | 8.1134e-05
PG&E | MM Therms | Commercial | Com - Storage (Conditioned) | SHW | No | SHW - ET Rated Storage Water Heater | 0 | 0 | 0 | 0 | 0 | 5.2335e-05 | 5.5789e-05 | 5.9705e-05 | 6.3075e-05 | 6.6835e-05 | 7.0187e-05 | 7.315e-05
PG&E | MM Therms | Commercial | Com - Storage (Conditioned) | SHW | No | SHW - Pipe and Tank Insulation | 0.018608 | 0.017727 | 0.019178 | 0.02045 | 0.021396 | 0.021798 | 0.021695 | 0.021043 | 0.019814 | 0.018119 | 0.016049 | 0.013767
PG&E | MM Therms | Commercial | Com - Storage (Conditioned) | Service | No | Service - Retro-Commissioning (Gas) | 0.011821 | 0.010725 | 0.010622 | 0.0099855 | 0.0088616 | 0.0073812 | 0.0057479 | 0.0041468 | 0.0027121 | 0.001519 | 0.00058053 | 0
PG&E | MM Therms | Commercial | Com - Storage (Conditioned) | WholeBlg | No | WholeBlg - Com RET Level 1 | 0.00038061 | 0.00052125 | 0.00067114 | 0.00083054 | 0.00099918 | 0.0011774 | 0.0013643 | 0.0015591 | 0.0017605 | 0.0019666 | 0.0021754 | 0.0023846
PG&E | MM Therms | Commercial | Com - Storage (Conditioned) | WholeBlg | No | WholeBlg - Com RET Level 2 | 0.0023582 | 0.0032022 | 0.0041026 | 0.0050654 | 0.0060903 | 0.0071762 | 0.0083182 | 0.0095144 | 0.010753 | 0.012026 | 0.013316 | 0.01461
PG&E | MM Therms | Commercial | Com - Storage (Unconditioned) | AppPlug | No | AppPlug - Occupancy Sensor Plug Strip | -0.00035448 | -0.00045104 | -0.0004808 | -0.0005008 | -0.00050125 | -0.00048858 | -0.0004606 | -0.00045094 | -0.00042131 | -0.00040267 | -0.00037581 | -0.00034802
PG&E | MM Therms | Commercial | Com - Storage (Unconditioned) | BldgEnv | No | BldgEnv - Window Film | 0 | 0 | 0 | 0 | 0 | 0 | 0 | 0 | -0.0015902 | -0.0033664 | -0.0044152 | -0.0047835
PG&E | MM Therms | Commercial | Com - Storage (Unconditioned) | SHW | Yes | SHW - EF Rated Storage Water Heater (Gas) - Emerging | 0 | 0 | 0 | 0.00090137 | 0.0019616 | 0.0031342 | 0.0043658 | 0.005753 | 0.0071953 | 0.0088066 | 0.010471 | 0.012165
PG&E | MM Therms | Commercial | Com - Storage (Unconditioned) | SHW | Yes | SHW - ET Rated Storage Water Heater - Emerging | 0.00017886 | 0.00027394 | 0.00037716 | 0.00049375 | 0.00061244 | 0.00073353 | 0.00085205 | 0.00098043 | 0.0011056 | 0.0012385 | 0.001367 | 0.0014893
PG&E | MM Therms | Commercial | Com - Storage (Unconditioned) | SHW | No | SHW - EF Rated Instantaneous Water Heater (Gas) | 7.2881e-05 | 8.9435e-05 | 9.2734e-05 | 0.00010764 | 0.00012015 | 0.00013122 | 0.00014026 | 0.00015035 | 0.0001589 | 0.00016826 | 0.00017637 | 0.00018326
PG&E | MM Therms | Commercial | Com - Storage (Unconditioned) | SHW | No | SHW - EF Rated Storage Water Heater (Gas) | 4.7978e-05 | 5.8813e-05 | 4.7213e-05 | 5.4772e-05 | 6.1107e-05 | 6.6704e-05 | 7.1271e-05 | 7.6373e-05 | 8.0692e-05 | 8.5425e-05 | 8.9523e-05 | 9.3003e-05
PG&E | MM Therms | Commercial | Com - Storage (Unconditioned) | SHW | No | SHW - ET Rated Instantaneous Water Heater | 8.1415e-05 | 9.4744e-05 | 0.00010756 | 0.00012181 | 0.00013419 | 0.00014538 | 0.00015466 | 0.00016529 | 0.00017449 | 0.00018484 | 0.00019411 | 0.00020234
PG&E | MM Therms | Commercial | Com - Storage (Unconditioned) | SHW | No | SHW - ET Rated Storage Water Heater | 0 | 0 | 0 | 0 | 0 | 0.00013072 | 0.00013924 | 0.00014896 | 0.00015734 | 0.00016672 | 0.0001751 | 0.00018252
PG&E | MM Therms | Commercial | Com - Storage (Unconditioned) | SHW | No | SHW - Pipe and Tank Insulation | 0.046519 | 0.044317 | 0.047945 | 0.051126 | 0.053489 | 0.054495 | 0.054239 | 0.052607 | 0.049534 | 0.045299 | 0.040122 | 0.034417
PG&E | MM Therms | Commercial | Com - Storage (Unconditioned) | Service | No | Service - Retro-Commissioning (Gas) | 0.029553 | 0.026811 | 0.026554 | 0.024964 | 0.022154 | 0.018453 | 0.01437 | 0.010367 | 0.0067802 | 0.0037975 | 0.0014513 | 0
PG&E | MM Therms | Commercial | Com - Storage (Unconditioned) | WholeBlg | No | WholeBlg - Com NC Level 2 | 0.00034505 | 0 | 0 | 0 | 0 | 0 | 0 | 0 | 0 | 0 | 0 | 0
PG&E | MM Therms | Commercial | Com - Storage (Unconditioned) | WholeBlg | No | WholeBlg - Com NC Level 3 | 0.00032624 | 0 | 0 | 0 | 0 | 0 | 0 | 0 | 0 | 0 | 0 | 0
PG&E | MM Therms | Commercial | Com - Storage (Unconditioned) | WholeBlg | No | WholeBlg - Com RET Level 1 | 0.0010631 | 0.001446 | 0.0018554 | 0.0022916 | 0.0027558 | 0.0032478 | 0.0037658 | 0.0043063 | 0.0048649 | 0.0054352 | 0.0060092 | 0.0065768
PG&E | MM Therms | Commercial | Com - Storage (Unconditioned) | WholeBlg | No | WholeBlg - Com RET Level 2 | 0.0012034 | 0.0016344 | 0.002094 | 0.0025848 | 0.0031065 | 0.0036581 | 0.0042378 | 0.0048436 | 0.0054702 | 0.0061121 | 0.0067616 | 0.0074114
PG&E | MM Therms | Commercial | Com - Warehouse (Refrigerated) | AppPlug | No | AppPlug - Occupancy Sensor Plug Strip | -6.5337e-05 | -8.3136e-05 | -8.8621e-05 | -9.2307e-05 | -9.2392e-05 | -9.0055e-05 | -8.4899e-05 | -8.3118e-05 | -7.7656e-05 | -7.422e-05 | -6.9269e-05 | -6.4148e-05
PG&E | MM Therms | Commercial | Com - Warehouse (Refrigerated) | BldgEnv | No | BldgEnv - Wall Spray On Insulation | 0.0032772 | 0.0012503 | 0.00039513 | 0 | 0 | 0 | 0 | 0 | 0 | 0 | 0 | 0
PG&E | MM Therms | Commercial | Com - Warehouse (Refrigerated) | BldgEnv | No | BldgEnv - Window Film | 0 | 0 | 0 | 0 | 0 | 0 | 0 | 0 | -0.00020755 | -0.00043937 | -0.00057626 | -0.00062433
PG&E | MM Therms | Commercial | Com - Warehouse (Refrigerated) | Lighting | Yes | Lighting - LED Fixture (Replacing T8) - Emerging | -7.6321e-09 | -1.1514e-08 | -1.6724e-08 | -2.3354e-08 | -3.1284e-08 | -4.0646e-08 | -5.1016e-08 | -6.2498e-08 | -7.4622e-08 | -8.7286e-08 | -1.0036e-07 | -1.1661e-07
PG&E | MM Therms | Commercial | Com - Warehouse (Refrigerated) | Lighting | No | Lighting - Linear Fluorescent Fixture (Low Wattage T8) | -3.0376e-08 | -3.3197e-08 | -3.5592e-08 | -3.7568e-08 | -3.9202e-08 | -4.053e-08 | -4.1612e-08 | -4.2506e-08 | -4.3282e-08 | -4.3987e-08 | -4.4688e-08 | -4.4174e-08
PG&E | MM Therms | Commercial | Com - Warehouse (Refrigerated) | Lighting | No | Lighting - Occupancy Sensor | 0 | 0 | 0 | 0 | 0 | -2.1452e-07 | -1.8139e-07 | -1.206e-07 | -7.385e-08 | -4.26e-08 | -2.2175e-08 | -1.1441e-08
PG&E | MM Therms | Commercial | Com - Warehouse (Refrigerated) | Lighting | No | Lighting - Plug-In Fixture (Induction) | -3.8277e-08 | -3.7119e-08 | -3.7516e-08 | -3.7941e-08 | -3.8388e-08 | -3.8808e-08 | -3.919e-08 | -3.9541e-08 | -3.9879e-08 | -4.02e-08 | -4.0527e-08 | -4.0856e-08
PG&E | MM Therms | Commercial | Com - Warehouse (Refrigerated) | Lighting | No | Lighting - Plug-In Fixture (Linear Fluorescent) | -6.5992e-07 | -6.7528e-07 | -6.8159e-07 | -6.801e-07 | -6.7329e-07 | 0 | 0 | 0 | 0 | 0 | 0 | 0
PG&E | MM Therms | Commercial | Com - Warehouse (Refrigerated) | Lighting | No | Lighting - Plug-In Fixture (MH Directional) | 0 | 0 | 0 | 0 | -3.0459e-07 | -3.0505e-07 | -3.0305e-07 | -2.9776e-07 | -2.9103e-07 | -2.8366e-07 | -2.7621e-07 | -2.6884e-07
PG&E | MM Therms | Commercial | Com - Warehouse (Refrigerated) | Lighting | No | Lighting - Plug-In Fixture (PSMH with Electronic Ballast) | -9.7384e-08 | -1.0057e-07 | -1.0073e-07 | -1.013e-07 | -1.0195e-07 | -1.0263e-07 | -1.0329e-07 | -1.0389e-07 | -1.0452e-07 | -1.0513e-07 | -1.0582e-07 | -1.0656e-07
PG&E | MM Therms | Commercial | Com - Warehouse (Refrigerated) | Lighting | No | Lighting - Plug-In Fixture (PSMH) | -4.3269e-08 | -4.5035e-08 | -4.5402e-08 | -4.5844e-08 | -4.6261e-08 | -4.665e-08 | -4.701e-08 | -4.7295e-08 | -4.7582e-08 | -4.7838e-08 | -4.8127e-08 | -4.8439e-08
PG&E | MM Therms | Commercial | Com - Warehouse (Refrigerated) | SHW | No | SHW - Pipe and Tank Insulation | 0.0085744 | 0.0081685 | 0.0088373 | 0.0094236 | 0.0098592 | 0.010045 | 0.0099973 | 0.0096966 | 0.0091301 | 0.0083495 | 0.0073953 | 0.0063437
PG&E | MM Therms | Commercial | Com - Warehouse (Refrigerated) | Service | No | Service - Retro-Commissioning (Gas) | 0.0054472 | 0.0049419 | 0.0048945 | 0.0046013 | 0.0040835 | 0.0034013 | 0.0026486 | 0.0019108 | 0.0012497 | 0.00069996 | 0.00026751 | 0
PG&E | MM Therms | Commercial | Com - Warehouse (Refrigerated) | WholeBlg | No | WholeBlg - Com RET Level 1 | 0.00011897 | 0.00016314 | 0.00021029 | 0.00026067 | 0.00031416 | 0.00037066 | 0.00043003 | 0.00049212 | 0.0005565 | 0.00062263 | 0.00069 | 0.00075804
PG&E | MM Therms | Commercial | Com - Warehouse (Refrigerated) | WholeBlg | No | WholeBlg - Com RET Level 2 | 0.00060637 | 0.00082143 | 0.0010513 | 0.0012966 | 0.0015582 | 0.0018362 | 0.0021296 | 0.0024367 | 0.0027551 | 0.0030812 | 0.0034101 | 0.0037361
SCE | GWh | Commercial | Com - Assembly | AppPlug | No | AppPlug - Computer Monitor | 0.016414 | 0.029016 | 0.026887 | 0.027168 | 0.021856 | 0.021085 | 0.020054 | 0.01998 | 0.019084 | 0.019514 | 0.019032 | 0.019032
SCE | GWh | Commercial | Com - Assembly | AppPlug | No | AppPlug - Desktop Computer (Com - Power Management) | 0.11232 | 0.13665 | 0.13368 | 0.12791 | 0.12219 | 0.11273 | 0.10209 | 0.0945 | 0.084863 | 0.080179 | 0.073159 | 0.068686
SCE | GWh | Commercial | Com - Assembly | AppPlug | No | AppPlug - Occupancy Sensor Plug Strip | 0 | 0.016499 | 0.024612 | 0.028519 | 0.030606 | 0.032038 | 0.030917 | 0.032639 | 0.031392 | 0.033391 | 0.030892 | 0.029706
SCE | GWh | Commercial | Com - Assembly | AppPlug | No | AppPlug - Vending Machine Controls | 0.10237 | 0.11946 | 0.11886 | 0.11511 | 0.11102 | 0.10324 | 0.093803 | 0.087173 | 0.078075 | 0.073449 | 0.066031 | 0.060819
SCE | GWh | Commercial | Com - Assembly | BldgEnv | No | BldgEnv - Window Film | 0.21231 | 0.19495 | 0.21438 | 0.23825 | 0.26078 | 0.27841 | 0.28667 | 0.28896 | 0.28246 | 0.27199 | 0.25253 | 0.227
SCE | GWh | Commercial | Com - Assembly | HVAC | Yes | HVAC - Advanced Package Rooftop AC (> EER 12) - Emerging | 0 | 0 | 0.0036646 | 0.0093981 | 0.016847 | 0.025823 | 0.036131 | 0.047728 | 0.060679 | 0.07494 | 0.090472 | 0.1073
SCE | GWh | Commercial | Com - Assembly | HVAC | No | HVAC - Demand Controlled Ventilation | 0.33467 | 0.34866 | 0.39114 | 0.42674 | 0.45576 | 0.46747 | 0.46279 | 0.44849 | 0.41627 | 0.38356 | 0.33941 | 0.29799
SCE | GWh | Commercial | Com - Assembly | HVAC | No | HVAC - Direct Evaporative Cooler | 1.2401 | 1.444 | 1.6626 | 1.8914 | 2.1331 | 2.3749 | 2.6153 | 2.8608 | 3.0945 | 3.3305 | 3.5465 | 3.7501
SCE | GWh | Commercial | Com - Assembly | HVAC | No | HVAC - EER Rated Package Rooftop AC (EER 11) | 0.10643 | 0.12204 | 0.13821 | 0.154 | 0.17244 | 0.18835 | 0.20303 | 0.21986 | 0.23337 | 0.25061 | 0.26376 | 0.27777
SCE | GWh | Commercial | Com - Assembly | HVAC | No | HVAC - EER Rated Package Rooftop HP (EER 11) | 0.096367 | 0.10899 | 0.1217 | 0.13414 | 0 | 0 | 0 | 0 | 0 | 0 | 0 | 0
SCE | GWh | Commercial | Com - Assembly | HVAC | No | HVAC - Repair Duct System | 0.65214 | 0.56415 | 0.51892 | 0.45775 | 0 | 0 | 0 | 0 | 0 | 0 | 0 | 0
SCE | GWh | Commercial | Com - Assembly | HVAC | No | HVAC - SEER Rated Package Rooftop AC (Recharge) | 0.66562 | 0.56193 | 0.50376 | 0.43467 | 0.35809 | 0.28246 | 0.21028 | 0.14503 | 0.088483 | 0.041145 | 0.001835 | 0
SCE | GWh | Commercial | Com - Assembly | HVAC | No | HVAC - SEER Rated Package Rooftop AC (SEER 14) | 0.53896 | 0.64077 | 0 | 0 | 0 | 0 | 0 | 0 | 0 | 0 | 0 | 0
SCE | GWh | Commercial | Com - Assembly | HVAC | No | HVAC - SEER Rated Package Rooftop AC (SEER 15) | 0.67684 | 0.79561 | 0.42553 | 0.47924 | 0.53813 | 0.58711 | 0.63174 | 0.68294 | 0.72369 | 0.77585 | 0.81536 | 0.85742
SCE | GWh | Commercial | Com - Assembly | HVAC | No | HVAC - SEER Rated Package Rooftop HP (SEER 14) | 0.080504 | 0.095446 | 0 | 0 | 0 | 0 | 0 | 0 | 0 | 0 | 0 | 0
SCE | GWh | Commercial | Com - Assembly | HVAC | No | HVAC - SEER Rated Package Rooftop HP (SEER 15) | 0.3013 | 0.3581 | 0.19339 | 0.21968 | 0.24862 | 0.27313 | 0.29571 | 0.32149 | 0.34233 | 0.36864 | 0.3888 | 0.4101
SCE | GWh | Commercial | Com - Assembly | HVAC | No | HVAC - SEER Rated Split System AC (SEER 14) | 0.37892 | 0.43135 | 0.48406 | 0 | 0 | 0 | 0 | 0 | 0 | 0 | 0 | 0
SCE | GWh | Commercial | Com - Assembly | HVAC | No | HVAC - SEER Rated Split System AC (SEER 15) | 0.052793 | 0.069216 | 0.040379 | 0.048882 | 0.058497 | 0.067509 | 0.076476 | 0.08673 | 0.096129 | 0.10751 | 0.11765 | 0.12858
SCE | GWh | Commercial | Com - Assembly | HVAC | No | HVAC - SEER Rated Split System HP (SEER 14) | 0.36809 | 0.43622 | 0.068255 | 0.077269 | 0.087189 | 0.095424 | 0.10293 | 0.11157 | 0.1184 | 0.12721 | 0.13382 | 0.14086
SCE | GWh | Commercial | Com - Assembly | HVAC | No | HVAC - SEER Rated Split System HP (SEER 15) | 0.14153 | 0.16751 | 0.090115 | 0.10194 | 0.11504 | 0.12585 | 0.13567 | 0.14713 | 0.15615 | 0.16798 | 0.1768 | 0.18629
SCE | GWh | Commercial | Com - Assembly | Lighting | Yes | Lighting - LED Fixture (Replacing T8) - Emerging | 0 | 0.1266 | 0.28625 | 0.48966 | 0.74449 | 1.0343 | 1.3519 | 1.7454 | 2.1182 | 2.5734 | 2.997 | 3.4416
SCE | GWh | Commercial | Com - Assembly | Lighting | Yes | Lighting - LED Lamp (Basic High - Indoor) - Emerging | 0.066676 | 0.10892 | 0.16053 | 0.18062 | 0.20692 | 0.046868 | 0.070026 | 0.094944 | 0.11939 | 0.145 | 0.1693 | 0.19338
SCE | GWh | Commercial | Com - Assembly | Lighting | Yes | Lighting - LED Lamp (Basic Low - Indoor) - Emerging | 0.060279 | 0.097996 | 0.12141 | 0.13865 | 0.18645 | 0.047792 | 0.068664 | 0.090808 | 0.11242 | 0.13551 | 0.15773 | 0.17979
SCE | GWh | Commercial | Com - Assembly | Lighting | Yes | Lighting - LED Plug-In Indoor Fixture - Emerging | 0.020986 | 0.025682 | 0.032245 | 0.039799 | 0.049667 | 0.0034279 | 0.004073 | 0.0049269 | 0.0062488 | 0.0079409 | 0.009646 | 0.011542
SCE | GWh | Commercial | Com - Assembly | Lighting | No | Lighting - Cold Cathode Lamp | 0.021571 | 0.022117 | 0.022697 | 0.023024 | 0.02364 | 0 | 0 | 0 | 0 | 0 | 0 | 0
SCE | GWh | Commercial | Com - Assembly | Lighting | No | Lighting - Compact Fluorescent Fixture (Indoor) | 3.0823 | 3.1063 | 3.1468 | 3.1786 | 3.236 | 0 | 0 | 0 | 0 | 0 | 0 | 0
SCE | GWh | Commercial | Com - Assembly | Lighting | No | Lighting - Compact Fluorescent Lamp (Basic High - Indoor) | 1.8945 | 1.7841 | 1.7246 | 1.7206 | 1.7784 | 0 | 0 | 0 | 0 | 0 | 0 | 0
SCE | GWh | Commercial | Com - Assembly | Lighting | No | Lighting - Compact Fluorescent Lamp (Basic Low - Indoor) | 1.3291 | 1.2483 | 1.2238 | 1.2269 | 1.2323 | 0 | 0 | 0 | 0 | 0 | 0 | 0
SCE | GWh | Commercial | Com - Assembly | Lighting | No | Lighting - Exit Fixture (LED) | 0 | 0 | 0.02845 | 0.029049 | 0.026389 | 0.026041 | 0.020399 | 0.01763 | 0.0026988 | 0 | 0 | 0
SCE | GWh | Commercial | Com - Assembly | Lighting | No | Lighting - Halogen Lamp (A-Line) | 0.048718 | 0.058211 | 0.058542 | 0.064562 | 0.065624 | 0 | 0 | 0 | 0 | 0 | 0 | 0
SCE | GWh | Commercial | Com - Assembly | Lighting | No | Lighting - Halogen Lamp (Reflector) | 0.022318 | 0.026831 | 0.023105 | 0.025596 | 0.023923 | 0.025669 | 0.025422 | 0.026247 | 0.026285 | 0.026789 | 0.026973 | 0.027341
SCE | GWh | Commercial | Com - Assembly | Lighting | No | Lighting - High Bay HID to T5 | 0 | 0 | 0 | 0 | 0.024449 | 0.030938 | 0.031842 | 0.032693 | 0.032869 | 0.033217 | 0.03273 | 0.032185
SCE | GWh | Commercial | Com - Assembly | Lighting | No | Lighting - Induction Fixture (Indoor) | 0.10458 | 0.1095 | 0.11443 | 0.11821 | 0.12305 | 0.12527 | 0.12665 | 0.12977 | 0.13099 | 0.13486 | 0.13666 | 0.13932
SCE | GWh | Commercial | Com - Assembly | Lighting | No | Lighting - Induction Fixture (Outdoor) | 0.025508 | 0.034532 | 0.034509 | 0.034887 | 0.035525 | 0.03548 | 0.035275 | 0.035563 | 0.035406 | 0.035948 | 0.03601 | 0.036325
SCE | GWh | Commercial | Com - Assembly | Lighting | No | Lighting - Linear Fluorescent Delamping | 0.0044247 | 0.0042517 | 0.003774 | 0.002903 | 0 | 0 | 0 | 0 | 0 | 0 | 0 | 0
SCE | GWh | Commercial | Com - Assembly | Lighting | No | Lighting - Linear Fluorescent Fixture (Low Wattage T8) | 1.1785 | 1.4071 | 1.6095 | 1.7683 | 1.9178 | 1.9995 | 2.0447 | 2.0967 | 2.1035 | 2.1392 | 2.1338 | 2.136
SCE | GWh | Commercial | Com - Assembly | Lighting | No | Lighting - Low Bay HID to T5 | 0 | 0 | 0 | 0 | 0 | 0 | 0 | 0 | 0 | 0 | 0.0033812 | 0.0045698
SCE | GWh | Commercial | Com - Assembly | Lighting | No | Lighting - Plug-In Fixture (Compact Fluorescent) | 0.33818 | 0.34031 | 0.34403 | 0.34453 | 0.34995 | 0 | 0 | 0 | 0 | 0 | 0 | 0
SCE | GWh | Commercial | Com - Assembly | Lighting | No | Lighting - Plug-In Fixture (Exterior) | 0.20055 | 0.26066 | 0.26233 | 0.26464 | 0.26978 | 0.26787 | 0.26442 | 0.26609 | 0.26322 | 0.26754 | 0.26692 | 0.26891
SCE | GWh | Commercial | Com - Assembly | Lighting | No | Lighting - Plug-In Fixture (Linear Fluorescent) | 0 | 0.74834 | 1.3685 | 1.4408 | 1.5043 | 0 | 0 | 0 | 0 | 0 | 0 | 0
SCE | GWh | Commercial | Com - Assembly | Lighting | No | Lighting - Plug-In Fixture (PSMH with Electronic Ballast) | 0 | 0 | 0 | 0 | 0.1841 | 0.30487 | 0.31109 | 0.31727 | 0.31557 | 0.31924 | 0.3167 | 0.31648
SCE | GWh | Commercial | Com - Assembly | Lighting | No | Lighting - Plug-In Fixture (PSMH) | 0.45113 | 0.52271 | 0.51904 | 0.51595 | 0.50028 | 0.46057 | 0.44346 | 0.43811 | 0.42676 | 0.42795 | 0.42205 | 0.42078
SCE | GWh | Commercial | Com - Assembly | SHW | No | SHW - EF Rated Instantaneous Water Heater (Electric) | 0.006972 | 0.0082267 | 0.0094929 | 0.010647 | 0.011888 | 0.012801 | 0.013553 | 0.014447 | 0.015034 | 0.015903 | 0.016433 | 0.01703
SCE | GWh | Commercial | Com - Assembly | SHW | No | SHW - EF Rated Storage Water Heater (Electric) | 0.0062999 | 0.0073062 | 0 | 0 | 0 | 0 | 0 | 0 | 0 | 0 | 0 | 0
SCE | GWh | Commercial | Com - Assembly | Service | No | HVAC - Comprehensive Rooftop Unit Quality Maintenance | 0.37254 | 0.34791 | 0.38127 | 0.41387 | 0.44386 | 0.47023 | 0.49085 | 0.50411 | 0.50857 | 0.50323 | 0.48731 | 0.46175
SCE | GWh | Commercial | Com - Assembly | Service | No | Service - HVAC Fault Detection & Diagnositics | 0 | 0.12856 | 0.13216 | 0.13176 | 0.13506 | 0.13031 | 0.12396 | 0.12353 | 0.11801 | 0.1207 | 0.11773 | 0.11775
SCE | GWh | Commercial | Com - Assembly | Service | No | Service - Retro-Commissioning (Electric) | 0.54496 | 0.4208 | 0.37681 | 0.3306 | 0.27411 | 0.22571 | 0.17691 | 0.13108 | 0.089627 | 0.053012 | 0.017347 | 0
SCE | GWh | Commercial | Com - Assembly | WholeBlg | No | HVAC - Energy Management System | 0.48646 | 0.61496 | 0.54754 | 0.47746 | 0.42521 | 0.36452 | 0.30884 | 0.30538 | 0.2946 | 0.30367 | 0.29805 | 0.29958
SCE | GWh | Commercial | Com - Assembly | WholeBlg | No | WholeBlg - Com NC Level 2 | 0.020258 | 0 | 0 | 0 | 0 | 0 | 0 | 0 | 0 | 0 | 0 | 0
SCE | GWh | Commercial | Com - Assembly | WholeBlg | No | WholeBlg - Com NC Level 3 | 0.019272 | 0 | 0 | 0 | 0 | 0 | 0 | 0 | 0 | 0 | 0 | 0
SCE | GWh | Commercial | Com - Assembly | WholeBlg | No | WholeBlg - Com RET Level 1 | 0.44243 | 0.60285 | 0.77364 | 0.95545 | 1.148 | 1.3514 | 1.5646 | 1.7868 | 2.0164 | 2.2608 | 2.5143 | 2.7785
SCE | GWh | Commercial | Com - Assembly | WholeBlg | No | WholeBlg - Com RET Level 2 | 0.78708 | 1.0719 | 1.378 | 1.7084 | 2.0611 | 2.4385 | 2.8372 | 3.2576 | 3.694 | 4.1341 | 4.5723 | 5.0019
SCE | GWh | Commercial | Com - Education (Community College) | AppPlug | No | AppPlug - Computer Monitor | 0.0056206 | 0.009936 | 0.0092069 | 0.0093029 | 0.0074839 | 0.0072202 | 0.0068669 | 0.0068416 | 0.0065347 | 0.0066822 | 0.006517 | 0.006517
SCE | GWh | Commercial | Com - Education (Community College) | AppPlug | No | AppPlug - Desktop Computer (Com - Power Management) | 0.038891 | 0.047246 | 0.046228 | 0.044242 | 0.042263 | 0.038991 | 0.035309 | 0.032678 | 0.02934 | 0.027709 | 0.025275 | 0.023721
SCE | GWh | Commercial | Com - Education (Community College) | AppPlug | No | AppPlug - Occupancy Sensor Plug Strip | 0 | 0.0056498 | 0.0084279 | 0.0097656 | 0.01048 | 0.010971 | 0.010587 | 0.011177 | 0.010749 | 0.011434 | 0.010578 | 0.010172
SCE | GWh | Commercial | Com - Education (Community College) | AppPlug | No | AppPlug - Vending Machine Controls | 0.13837 | 0.16147 | 0.16066 | 0.15559 | 0.15006 | 0.13954 | 0.12679 | 0.11783 | 0.10553 | 0.09928 | 0.089254 | 0.082208
SCE | GWh | Commercial | Com - Education (Community College) | BldgEnv | No | BldgEnv - Window Film | 0 | 2.9547e-05 | 0.00015798 | 0.00031921 | 0 | 0 | 0 | 0 | 0 | 0 | 0 | 0
SCE | GWh | Commercial | Com - Education (Community College) | FoodServ | No | FoodServ - Electric Griddle | 0.0015575 | 0.001594 | 0.0016316 | 0.0016571 | 0 | 0.001625 | 0.0016475 | 0.0016892 | 0.0017085 | 0.0017513 | 0.0017706 | 0.0017979
SCE | GWh | Commercial | Com - Education (Community College) | FoodServ | No | FoodServ - Electric Steamer | 0.0039742 | 0.0040737 | 0.004177 | 0.004241 | 0.0043458 | 0.0043602 | 0.0043518 | 0.0044085 | 0.0044032 | 0.0044924 | 0.0045126 | 0.004567
SCE | GWh | Commercial | Com - Education (Community College) | FoodServ | No | FoodServ - Fryer (Electric) | 0.00011269 | 0.00011503 | 0.00011741 | 0.0001189 | 0.00012133 | 0.00012179 | 0.00012177 | 0.00012315 | 0.00012323 | 0.00012532 | 0.00012601 | 0.00012741
SCE | GWh | Commercial | Com - Education (Community College) | FoodServ | No | FoodServ - Oven (Electric) | 0.035303 | 0.036257 | 0.037228 | 0.037882 | 0.03886 | 0.039131 | 0.039221 | 0.039811 | 0.039922 | 0.040757 | 0.041068 | 0.041639
SCE | GWh | Commercial | Com - Education (Community College) | HVAC | No | HVAC - Chiller (Centrifugal) | 0.022357 | 0.026957 | 0.031846 | 0.036907 | 0.036916 | 0.041799 | 0.046761 | 0.051712 | 0.056632 | 0.061398 | 0.066017 | 0.070383
SCE | GWh | Commercial | Com - Education (Community College) | HVAC | No | HVAC - Chiller (Reciprocating) | 0.024337 | 0.029472 | 0.034863 | 0.040221 | 0.046122 | 0.051341 | 0.056278 | 0.061814 | 0.066475 | 0.072111 | 0.0766 | 0.08124
SCE | GWh | Commercial | Com - Education (Community College) | HVAC | No | HVAC - Demand Controlled Ventilation | 0.063378 | 0.066033 | 0.074076 | 0.080817 | 0.086315 | 0.088537 | 0.087658 | 0.084964 | 0.078875 | 0.072694 | 0.064343 | 0.056504
SCE | GWh | Commercial | Com - Education (Community College) | HVAC | No | HVAC - Direct Evaporative Cooler | 0.18897 | 0.21925 | 0.25132 | 0.28452 | 0.31929 | 0.35373 | 0.38774 | 0.42225 | 0.4549 | 0.48779 | 0.5178 | 0.54613
SCE | GWh | Commercial | Com - Education (Community College) | HVAC | No | HVAC - EER Rated Package Rooftop AC (EER 11) | 0.02068 | 0.02368 | 0.026817 | 0.029898 | 0 | 0.035721 | 0.03867 | 0.042065 | 0.044824 | 0.048261 | 0.050898 | 0.05368
SCE | GWh | Commercial | Com - Education (Community College) | HVAC | No | HVAC - EER Rated Package Rooftop HP (EER 11) | 0.013507 | 0.015297 | 0.017105 | 0.018872 | 0 | 0 | 0 | 0 | 0 | 0 | 0 | 0
SCE | GWh | Commercial | Com - Education (Community College) | HVAC | No | HVAC - Repair Duct System | 0.094294 | 0.081063 | 0.074067 | 0.064938 | 0 | 0 | 0 | 0 | 0 | 0 | 0 | 0
SCE | GWh | Commercial | Com - Education (Community College) | HVAC | No | HVAC - SEER Rated Package Rooftop AC (Recharge) | 0.094941 | 0.079638 | 0.071009 | 0.060954 | 0 | 0 | 0 | 0 | 0.023902 | 0.019976 | 0.011502 | 0.0035639
SCE | GWh | Commercial | Com - Education (Community College) | HVAC | No | HVAC - SEER Rated Package Rooftop AC (SEER 14) | 0.092963 | 0.11037 | 0 | 0 | 0 | 0 | 0 | 0 | 0 | 0 | 0 | 0
SCE | GWh | Commercial | Com - Education (Community College) | HVAC | No | HVAC - SEER Rated Package Rooftop AC (SEER 15) | 0.11371 | 0.1335 | 0.071374 | 0.080365 | 0.090212 | 0.098421 | 0.10591 | 0.11448 | 0.12133 | 0.13006 | 0.1367 | 0.14375
SCE | GWh | Commercial | Com - Education (Community College) | HVAC | No | HVAC - SEER Rated Package Rooftop HP (SEER 14) | 0.011444 | 0.013536 | 0 | 0 | 0 | 0 | 0 | 0 | 0 | 0 | 0 | 0
SCE | GWh | Commercial | Com - Education (Community College) | HVAC | No | HVAC - SEER Rated Package Rooftop HP (SEER 15) | 0.04245 | 0.050323 | 0.027126 | 0.030739 | 0.034736 | 0.03805 | 0.041071 | 0.044577 | 0.047344 | 0.050946 | 0.05364 | 0.056526
SCE | GWh | Commercial | Com - Education (Community College) | HVAC | No | HVAC - SEER Rated Split System AC (SEER 14) | 0.065097 | 0.074144 | 0.083349 | 0 | 0 | 0 | 0 | 0 | 0 | 0 | 0 | 0
SCE | GWh | Commercial | Com - Education (Community College) | HVAC | No | HVAC - SEER Rated Split System AC (SEER 15) | 0.0098175 | 0.012885 | 0.0075343 | 0.0091421 | 0.010972 | 0.012692 | 0.014409 | 0.016389 | 0.018209 | 0.020435 | 0.022421 | 0.024574
SCE | GWh | Commercial | Com - Education (Community College) | HVAC | No | HVAC - SEER Rated Split System HP (SEER 14) | 0.063945 | 0.075604 | 0.011813 | 0.013355 | 0.01505 | 0.016454 | 0.017731 | 0.019201 | 0.02036 | 0.021852 | 0.022971 | 0.024161
SCE | GWh | Commercial | Com - Education (Community College) | HVAC | No | HVAC - SEER Rated Split System HP (SEER 15) | 0.024539 | 0.028973 | 0.015562 | 0.017583 | 0.01981 | 0.021653 | 0.023329 | 0.025268 | 0.026797 | 0.02878 | 0.030264 | 0.031851
SCE | GWh | Commercial | Com - Education (Community College) | HVAC | No | HVAC - Thermostat | 0.43553 | 0.47325 | 0.45715 | 0.42448 | 0.38625 | 0.33209 | 0.27776 | 0.23573 | 0.19349 | 0.16911 | 0.14894 | 0.15057
SCE | GWh | Commercial | Com - Education (Community College) | Lighting | Yes | Lighting - LED Fixture (Replacing T8) - Emerging | 0 | 0.054934 | 0.1225 | 0.20795 | 0.31514 | 0.43575 | 0.56705 | 0.7315 | 0.88528 | 1.0771 | 1.254 | 1.4532
SCE | GWh | Commercial | Com - Education (Community College) | Lighting | Yes | Lighting - LED Lamp (Basic High - Indoor) - Emerging | 0.0060758 | 0.006938 | 0.011439 | 0.017361 | 0.026033 | 0.0047105 | 0.0062165 | 0.0078154 | 0.0093414 | 0.010895 | 0.012308 | 0.013656
SCE | GWh | Commercial | Com - Education (Community College) | Lighting | Yes | Lighting - LED Lamp (Basic Low - Indoor) - Emerging | 0.0063553 | 0.0098375 | 0.012516 | 0.014632 | 0.017005 | 0.0029271 | 0.0032319 | 0.0054499 | 0.0075327 | 0.009569 | 0.011421 | 0.01318
SCE | GWh | Commercial | Com - Education (Community College) | Lighting | Yes | Lighting - LED Plug-In Indoor Fixture - Emerging | 0.01368 | 0.017189 | 0.021589 | 0.02636 | 0.032337 | 0.0021666 | 0.0024947 | 0.0030401 | 0.0038286 | 0.0047913 | 0.0057168 | 0.0067162
SCE | GWh | Commercial | Com - Education (Community College) | Lighting | No | Lighting - Cold Cathode Lamp | 0.0064531 | 0.0068401 | 0.0069633 | 0.007083 | 0.0072903 | 0 | 0 | 0 | 0 | 0 | 0 | 0
SCE | GWh | Commercial | Com - Education (Community College) | Lighting | No | Lighting - Compact Fluorescent Fixture (Indoor) | 1.1519 | 1.1605 | 1.1755 | 1.1873 | 1.2088 | 0 | 0 | 0 | 0 | 0 | 0 | 0
SCE | GWh | Commercial | Com - Education (Community College) | Lighting | No | Lighting - Compact Fluorescent Lamp (Basic High - Indoor) | 0.072981 | 0.07393 | 0.074934 | 0.074901 | 0.077026 | 0 | 0 | 0 | 0 | 0 | 0 | 0
SCE | GWh | Commercial | Com - Education (Community College) | Lighting | No | Lighting - Compact Fluorescent Lamp (Basic Low - Indoor) | 0.17144 | 0.15319 | 0.13976 | 0.1296 | 0.12407 | 0 | 0 | 0 | 0 | 0 | 0 | 0
SCE | GWh | Commercial | Com - Education (Community College) | Lighting | No | Lighting - Exit Fixture (LED) | 0 | 0 | 0.0093708 | 0.0095878 | 0.0086665 | 0.0085449 | 0.0065977 | 0.0056397 | 0.00049621 | 0 | 0 | 0
SCE | GWh | Commercial | Com - Education (Community College) | Lighting | No | Lighting - Halogen Lamp (A-Line) | 0.024537 | 0.028818 | 0.026738 | 0.030302 | 0.029281 | 0 | 0 | 0 | 0 | 0 | 0 | 0
SCE | GWh | Commercial | Com - Education (Community College) | Lighting | No | Lighting - Halogen Lamp (Reflector) | 0.0073186 | 0.0087314 | 0.0076817 | 0.0086913 | 0.0079373 | 0.0086392 | 0.0082102 | 0.0086412 | 0.0084789 | 0.0086895 | 0.0088612 | 0.0089927
SCE | GWh | Commercial | Com - Education (Community College) | Lighting | No | Lighting - High Bay HID to T5 | 0 | 0 | 0 | 0 | 0 | 0.0052692 | 0.0050219 | 0.0050132 | 0.0047974 | 0.0049146 | 0.0048006 | 0.0048077
SCE | GWh | Commercial | Com - Education (Community College) | Lighting | No | Lighting - Induction Fixture (Indoor) | 0.0359 | 0.039101 | 0.042333 | 0.045111 | 0.048265 | 0.050293 | 0.051857 | 0.054073 | 0.055369 | 0.057766 | 0.059144 | 0.060836
SCE | GWh | Commercial | Com - Education (Community College) | Lighting | No | Lighting - Induction Fixture (Outdoor) | 0.0087347 | 0.011824 | 0.011817 | 0.011946 | 0.012165 | 0.012149 | 0.012079 | 0.012178 | 0.012124 | 0.012309 | 0.012331 | 0.012439
SCE | GWh | Commercial | Com - Education (Community College) | Lighting | No | Lighting - Light Sensor | 0 | 0 | 0 | 0 | 0.001654 | 0.0017144 | 0.0017184 | 0.0017761 | 0.0025825 | 0.0022107 | 0.0019194 | 0.001812
SCE | GWh | Commercial | Com - Education (Community College) | Lighting | No | Lighting - Linear Fluorescent Delamping | 0.0019329 | 0.001858 | 0.0016473 | 0.0012662 | 0 | 0 | 0 | 0 | 0 | 0 | 0 | 0
SCE | GWh | Commercial | Com - Education (Community College) | Lighting | No | Lighting - Linear Fluorescent Fixture (Low Wattage T8) | 0.68408 | 0.78499 | 0.86966 | 0.92863 | 0.98365 | 1.0041 | 1.0093 | 1.0232 | 1.0173 | 1.0302 | 1.0252 | 1.0199
SCE | GWh | Commercial | Com - Education (Community College) | Lighting | No | Lighting - Plug-In Fixture (Compact Fluorescent) | 0.17899 | 0.17783 | 0.17743 | 0.17562 | 0.17669 | 0 | 0 | 0 | 0 | 0 | 0 | 0
SCE | GWh | Commercial | Com - Education (Community College) | Lighting | No | Lighting - Plug-In Fixture (Exterior) | 0.068674 | 0.089256 | 0.089829 | 0.090621 | 0.092378 | 0.091727 | 0.090546 | 0.091115 | 0.090133 | 0.091612 | 0.091402 | 0.092081
SCE | GWh | Commercial | Com - Education (Community College) | Lighting | No | Lighting - Plug-In Fixture (Induction) | 0 | 0 | 0 | 0 | 0 | 0 | 0 | 0 | 0 | 0 | 0.043498 | 0.053252
SCE | GWh | Commercial | Com - Education (Community College) | Lighting | No | Lighting - Plug-In Fixture (Linear Fluorescent) | 0 | 0 | 0 | 0 | 0.30706 | 0 | 0 | 0 | 0 | 0 | 0 | 0
SCE | GWh | Commercial | Com - Education (Community College) | Lighting | No | Lighting - Plug-In Fixture (PSMH with Electronic Ballast) | 0 | 0 | 0.093647 | 0.10672 | 0.11145 | 0.11114 | 0.1096 | 0.10945 | 0.10746 | 0.10787 | 0.097472 | 0.094695
SCE | GWh | Commercial | Com - Education (Community College) | Lighting | No | Lighting - Plug-In Fixture (PSMH) | 0.14518 | 0.16279 | 0.15057 | 0.14143 | 0.14081 | 0.13773 | 0.1342 | 0.13337 | 0.13034 | 0.1308 | 0.12387 | 0.11557
SCE | GWh | Commercial | Com - Education (Community College) | SHW | No | SHW - EF Rated Instantaneous Water Heater (Electric) | 0.00098178 | 0.0011591 | 0.0013378 | 0.0015 | 0.0016746 | 0.0018022 | 0.001907 | 0.0020321 | 0.0021136 | 0.0022355 | 0.0023092 | 0.0023926
SCE | GWh | Commercial | Com - Education (Community College) | SHW | No | SHW - EF Rated Storage Water Heater (Electric) | 0.00078238 | 0.00090542 | 0 | 0 | 0 | 0 | 0 | 0 | 0 | 0 | 0 | 0
SCE | GWh | Commercial | Com - Education (Community College) | Service | No | HVAC - Comprehensive Rooftop Unit Quality Maintenance | 0.12757 | 0.11913 | 0.13056 | 0.14172 | 0.15199 | 0.16102 | 0.16808 | 0.17262 | 0.17415 | 0.17232 | 0.16687 | 0.15811
SCE | GWh | Commercial | Com - Education (Community College) | Service | No | Service - HVAC Fault Detection & Diagnositics | 0 | 0.044023 | 0.045255 | 0.045118 | 0.046248 | 0.04462 | 0.042448 | 0.0423 | 0.04041 | 0.04133 | 0.040315 | 0.040321
SCE | GWh | Commercial | Com - Education (Community College) | Service | No | Service - Retro-Commissioning (Electric) | 0.18661 | 0.14409 | 0.12903 | 0.1132 | 0.093863 | 0.077289 | 0.06058 | 0.044885 | 0.030691 | 0.018153 | 0.0059402 | 0
SCE | GWh | Commercial | Com - Education (Community College) | WholeBlg | No | HVAC - Energy Management System | 0.16658 | 0.21058 | 0.18749 | 0.16349 | 0.1456 | 0.12482 | 0.10576 | 0.10457 | 0.10088 | 0.10399 | 0.10206 | 0.10258
SCE | GWh | Commercial | Com - Education (Community College) | WholeBlg | No | WholeBlg - Com NC Level 2 | 0.0069369 | 0 | 0 | 0 | 0 | 0 | 0 | 0 | 0 | 0 | 0 | 0
SCE | GWh | Commercial | Com - Education (Community College) | WholeBlg | No | WholeBlg - Com NC Level 3 | 0.0065992 | 0 | 0 | 0 | 0 | 0 | 0 | 0 | 0 | 0 | 0 | 0
SCE | GWh | Commercial | Com - Education (Community College) | WholeBlg | No | WholeBlg - Com RET Level 1 | 0.10585 | 0.14429 | 0.18526 | 0.2289 | 0.27516 | 0.32404 | 0.37528 | 0.42873 | 0.48388 | 0.54038 | 0.59749 | 0.65518
SCE | GWh | Commercial | Com - Education (Community College) | WholeBlg | No | WholeBlg - Com RET Level 2 | 0.20062 | 0.27326 | 0.3514 | 0.43588 | 0.52617 | 0.62294 | 0.72524 | 0.83327 | 0.94555 | 1.0619 | 1.1801 | 1.2989
SCE | GWh | Commercial | Com - Education (Primary School) | AppPlug | No | AppPlug - Computer Monitor | 0.002078 | 0.0040889 | 0.0040039 | 0.004091 | 0 | 0 | 0 | 0 | 0 | 0 | 0 | 0
SCE | GWh | Commercial | Com - Education (Primary School) | AppPlug | No | AppPlug - Desktop Computer (Com - Power Management) | 0.10151 | 0.11799 | 0.11656 | 0.11239 | 0.10761 | 0.099487 | 0.090088 | 0.082781 | 0.073848 | 0.068765 | 0.062021 | 0.057406
SCE | GWh | Commercial | Com - Education (Primary School) | AppPlug | No | AppPlug - Occupancy Sensor Plug Strip | 0 | 0.010029 | 0.01496 | 0.017335 | 0.018603 | 0.019474 | 0.018793 | 0.019839 | 0.019081 | 0.020296 | 0.018777 | 0.018056
SCE | GWh | Commercial | Com - Education (Primary School) | AppPlug | No | AppPlug - Vending Machine Controls | 0.16866 | 0.19681 | 0.19583 | 0.18965 | 0.1829 | 0.17009 | 0.15454 | 0.14362 | 0.12863 | 0.12101 | 0.10879 | 0.1002
SCE | GWh | Commercial | Com - Education (Primary School) | BldgEnv | No | BldgEnv - Window Film | 0 | 0 | 0.015538 | 0.034443 | 0.051767 | 0.066785 | 0.077463 | 0.087924 | 0.095536 | 0.10417 | 0.10793 | 0.10825
SCE | GWh | Commercial | Com - Education (Primary School) | FoodServ | No | FoodServ - Electric Griddle | 0.031794 | 0.032538 | 0.033306 | 0.033827 | 0 | 0.033172 | 0.03363 | 0.034482 | 0.034875 | 0.03575 | 0.036144 | 0.036701
SCE | GWh | Commercial | Com - Education (Primary School) | FoodServ | No | FoodServ - Electric Steamer | 0.015285 | 0.015667 | 0.016065 | 0.016311 | 0.016714 | 0.016769 | 0.016737 | 0.016955 | 0.016935 | 0.017278 | 0.017356 | 0.017565
SCE | GWh | Commercial | Com - Education (Primary School) | FoodServ | No | FoodServ - Fryer (Electric) | 0.00056008 | 0.00057171 | 0.00058356 | 0.00059096 | 0.00060303 | 0.00060535 | 0.00060523 | 0.00061211 | 0.00061248 | 0.00062289 | 0.00062628 | 0.00063328
SCE | GWh | Commercial | Com - Education (Primary School) | FoodServ | No | FoodServ - Oven (Electric) | 0.014292 | 0.014678 | 0.015071 | 0.015336 | 0.015732 | 0.015842 | 0.015878 | 0.016117 | 0.016162 | 0.0165 | 0.016626 | 0.016857
SCE | GWh | Commercial | Com - Education (Primary School) | HVAC | No | HVAC - Demand Controlled Ventilation | 0.096707 | 0.10085 | 0.11311 | 0.12339 | 0.13181 | 0.13525 | 0.13398 | 0.12999 | 0.12081 | 0.11151 | 0.098848 | 0.08694
SCE | GWh | Commercial | Com - Education (Primary School) | HVAC | No | HVAC - Direct Evaporative Cooler | 0.25216 | 0.29327 | 0.33785 | 0.385 | 0.43525 | 0.48605 | 0.537 | 0.58983 | 0.64083 | 0.69337 | 0.74223 | 0.78913
SCE | GWh | Commercial | Com - Education (Primary School) | HVAC | No | HVAC - EER Rated Package Rooftop AC (EER 11) | 0.018699 | 0.021312 | 0.024035 | 0.026712 | 0 | 0 | 0 | 0 | 0 | 0 | 0 | 0
SCE | GWh | Commercial | Com - Education (Primary School) | HVAC | No | HVAC - EER Rated Package Rooftop HP (EER 11) | 0.016763 | 0.018963 | 0.021189 | 0.02337 | 0 | 0 | 0 | 0 | 0 | 0 | 0 | 0
SCE | GWh | Commercial | Com - Education (Primary School) | HVAC | No | HVAC - Repair Duct System | 0.12755 | 0.1093 | 0.099557 | 0.087046 | 0 | 0 | 0 | 0 | 0 | 0 | 0 | 0
SCE | GWh | Commercial | Com - Education (Primary School) | HVAC | No | HVAC - SEER Rated Package Rooftop AC (Recharge) | 0.12369 | 0.10312 | 0.091493 | 0.078273 | 0 | 0 | 0 | 0 | 0 | 0 | 0 | 0
SCE | GWh | Commercial | Com - Education (Primary School) | HVAC | No | HVAC - SEER Rated Package Rooftop AC (SEER 14) | 0.12588 | 0.1492 | 0 | 0 | 0 | 0 | 0 | 0 | 0 | 0 | 0 | 0
SCE | GWh | Commercial | Com - Education (Primary School) | HVAC | No | HVAC - SEER Rated Package Rooftop AC (SEER 15) | 0.14844 | 0.17413 | 0.092992 | 0.10464 | 0.11735 | 0.12801 | 0.13777 | 0.14884 | 0.15775 | 0.16896 | 0.17755 | 0.18663
SCE | GWh | Commercial | Com - Education (Primary School) | HVAC | No | HVAC - SEER Rated Package Rooftop HP (SEER 14) | 0.016633 | 0.019693 | 0 | 0 | 0 | 0 | 0 | 0 | 0 | 0 | 0 | 0
SCE | GWh | Commercial | Com - Education (Primary School) | HVAC | No | HVAC - SEER Rated Package Rooftop HP (SEER 15) | 0.062062 | 0.073553 | 0.039625 | 0.044892 | 0.050717 | 0.055567 | 0.059999 | 0.065133 | 0.069209 | 0.074492 | 0.07847 | 0.082729
SCE | GWh | Commercial | Com - Education (Primary School) | HVAC | No | HVAC - SEER Rated Split System AC (SEER 14) | 0.091219 | 0.1037 | 0.11625 | 0 | 0 | 0 | 0 | 0 | 0 | 0 | 0 | 0
SCE | GWh | Commercial | Com - Education (Primary School) | HVAC | No | HVAC - SEER Rated Split System AC (SEER 15) | 0.012693 | 0.016672 | 0.0097378 | 0.011797 | 0.014117 | 0.016293 | 0.018453 | 0.020908 | 0.023154 | 0.025852 | 0.028248 | 0.030814
SCE | GWh | Commercial | Com - Education (Primary School) | HVAC | No | HVAC - SEER Rated Split System HP (SEER 14) | 0.077718 | 0.091929 | 0.014362 | 0.016233 | 0.018292 | 0.01999 | 0.02153 | 0.02331 | 0.024706 | 0.026518 | 0.027868 | 0.02931
SCE | GWh | Commercial | Com - Education (Primary School) | HVAC | No | HVAC - SEER Rated Split System HP (SEER 15) | 0.029787 | 0.035145 | 0.018856 | 0.021275 | 0.023951 | 0.02614 | 0.02812 | 0.030434 | 0.032237 | 0.034616 | 0.036376 | 0.038274
SCE | GWh | Commercial | Com - Education (Primary School) | HVAC | No | HVAC - Thermostat | 1.1766 | 1.2335 | 1.2707 | 1.2386 | 1.1518 | 0.97263 | 0.7832 | 0.62752 | 0.48221 | 0.39638 | 0.33434 | 0.33788
SCE | GWh | Commercial | Com - Education (Primary School) | Lighting | Yes | Lighting - LED Fixture (Replacing T8) - Emerging | 0 | 0 | 0.13445 | 0.27872 | 0.46044 | 0.66317 | 0.87973 | 1.1469 | 1.3924 | 1.6953 | 1.9723 | 2.3047
SCE | GWh | Commercial | Com - Education (Primary School) | Lighting | Yes | Lighting - LED Lamp (Basic High - Indoor) - Emerging | 0.0095171 | 0.010824 | 0.017958 | 0.027421 | 0.041508 | 0.0075834 | 0.010079 | 0.01273 | 0.015258 | 0.017828 | 0.020165 | 0.022392
SCE | GWh | Commercial | Com - Education (Primary School) | Lighting | Yes | Lighting - LED Lamp (Basic Low - Indoor) - Emerging | 0.010051 | 0.015602 | 0.020118 | 0.023583 | 0.027486 | 0.0047455 | 0.0052529 | 0.0088535 | 0.012285 | 0.015645 | 0.018713 | 0.021629
SCE | GWh | Commercial | Com - Education (Primary School) | Lighting | Yes | Lighting - LED Plug-In Indoor Fixture - Emerging | 0.02405 | 0.030187 | 0.037885 | 0.046243 | 0.056707 | 0.0038 | 0.0043765 | 0.0053333 | 0.0067305 | 0.0084311 | 0.010068 | 0.011833
SCE | GWh | Commercial | Com - Education (Primary School) | Lighting | No | Lighting - Cold Cathode Lamp | 0.012968 | 0.013295 | 0.013643 | 0.013845 | 0.014215 | 0 | 0 | 0 | 0 | 0 | 0 | 0
SCE | GWh | Commercial | Com - Education (Primary School) | Lighting | No | Lighting - Compact Fluorescent Fixture (Indoor) | 1.8806 | 1.8942 | 1.9181 | 1.937 | 1.9714 | 0 | 0 | 0 | 0 | 0 | 0 | 0
SCE | GWh | Commercial | Com - Education (Primary School) | Lighting | No | Lighting - Compact Fluorescent Lamp (Basic High - Indoor) | 0.11831 | 0.1196 | 0.12141 | 0.1212 | 0.12459 | 0 | 0 | 0 | 0 | 0 | 0 | 0
SCE | GWh | Commercial | Com - Education (Primary School) | Lighting | No | Lighting - Compact Fluorescent Lamp (Basic Low - Indoor) | 0.27801 | 0.24926 | 0.22778 | 0.21154 | 0.20266 | 0 | 0 | 0 | 0 | 0 | 0 | 0
SCE | GWh | Commercial | Com - Education (Primary School) | Lighting | No | Lighting - Exit Fixture (LED) | 0 | 0 | 0.01658 | 0.016967 | 0.01533 | 0.015114 | 0.011655 | 0.0099536 | 0.00081942 | 0 | 0 | 0
SCE | GWh | Commercial | Com - Education (Primary School) | Lighting | No | Lighting - Halogen Lamp (A-Line) | 0.043515 | 0.050878 | 0.047524 | 0.053558 | 0.052084 | 0 | 0 | 0 | 0 | 0 | 0 | 0
SCE | GWh | Commercial | Com - Education (Primary School) | Lighting | No | Lighting - Halogen Lamp (Reflector) | 0.013148 | 0.015606 | 0.013779 | 0.015512 | 0.014238 | 0.015411 | 0.014721 | 0.015406 | 0.015203 | 0.015625 | 0.015874 | 0.016129
SCE | GWh | Commercial | Com - Education (Primary School) | Lighting | No | Lighting - High Bay HID to T5 | 0 | 0 | 0 | 0 | 0 | 0 | 0 | 0 | 0 | 0 | 0.0071707 | 0.0071822
SCE | GWh | Commercial | Com - Education (Primary School) | Lighting | No | Lighting - Induction Fixture (Indoor) | 0.067654 | 0.074191 | 0.080788 | 0.086511 | 0.092946 | 0.097182 | 0.10048 | 0.10502 | 0.10773 | 0.11257 | 0.11538 | 0.11878
SCE | GWh | Commercial | Com - Education (Primary School) | Lighting | No | Lighting - Induction Fixture (Outdoor) | 0.015505 | 0.020989 | 0.020976 | 0.021206 | 0.021593 | 0.021566 | 0.021441 | 0.021616 | 0.021521 | 0.02185 | 0.021888 | 0.022079
SCE | GWh | Commercial | Com - Education (Primary School) | Lighting | No | Lighting - Light Sensor | 0 | 0 | 0 | 0 | 0 | 0 | 0 | 0 | 0 | 0 | 0 | 0.0015886
SCE | GWh | Commercial | Com - Education (Primary School) | Lighting | No | Lighting - Linear Fluorescent Delamping | 0.0029301 | 0.0028196 | 0.0024929 | 0.0019135 | 0 | 0 | 0 | 0 | 0 | 0 | 0 | 0
SCE | GWh | Commercial | Com - Education (Primary School) | Lighting | No | Lighting - Linear Fluorescent Fixture (Low Wattage T8) | 1.0495 | 1.2025 | 1.3336 | 1.4248 | 1.5089 | 1.5406 | 1.5493 | 1.5708 | 1.5628 | 1.5826 | 1.576 | 1.5541
SCE | GWh | Commercial | Com - Education (Primary School) | Lighting | No | Lighting - Plug-In Fixture (Compact Fluorescent) | 0.31454 | 0.31245 | 0.31171 | 0.30858 | 0.31049 | 0 | 0 | 0 | 0 | 0 | 0 | 0
SCE | GWh | Commercial | Com - Education (Primary School) | Lighting | No | Lighting - Plug-In Fixture (Exterior) | 0.1219 | 0.15844 | 0.15945 | 0.16086 | 0.16398 | 0.16282 | 0.16073 | 0.16174 | 0.15999 | 0.16262 | 0.16225 | 0.16345
SCE | GWh | Commercial | Com - Education (Primary School) | Lighting | No | Lighting - Plug-In Fixture (Induction) | 0 | 0 | 0 | 0 | 0 | 0 | 0 | 0 | 0 | 0 | 0.045063 | 0.053605
SCE | GWh | Commercial | Com - Education (Primary School) | Lighting | No | Lighting - Plug-In Fixture (Linear Fluorescent) | 0 | 0 | 0 | 0 | 0.53646 | 0 | 0 | 0 | 0 | 0 | 0 | 0
SCE | GWh | Commercial | Com - Education (Primary School) | Lighting | No | Lighting - Plug-In Fixture (PSMH with Electronic Ballast) | 0 | 0 | 0.10444 | 0.17412 | 0.18418 | 0.18607 | 0.18495 | 0.18552 | 0.18268 | 0.18366 | 0.1762 | 0.17624
SCE | GWh | Commercial | Com - Education (Primary School) | Lighting | No | Lighting - Plug-In Fixture (PSMH) | 0.24947 | 0.28387 | 0.27082 | 0.25275 | 0.24996 | 0.24275 | 0.23554 | 0.23359 | 0.22807 | 0.2288 | 0.2214 | 0.21379
SCE | GWh | Commercial | Com - Education (Primary School) | SHW | No | SHW - EF Rated Instantaneous Water Heater (Electric) | 0.0019117 | 0.0022615 | 0.0026152 | 0.0029378 | 0.0032849 | 0.0035407 | 0.0037516 | 0.004002 | 0.0041667 | 0.0044101 | 0.0045587 | 0.0047259
SCE | GWh | Commercial | Com - Education (Primary School) | SHW | No | SHW - EF Rated Storage Water Heater (Electric) | 0.0015338 | 0.0017773 | 0 | 0 | 0 | 0 | 0 | 0 | 0 | 0 | 0 | 0
SCE | GWh | Commercial | Com - Education (Primary School) | Service | No | HVAC - Comprehensive Rooftop Unit Quality Maintenance | 0.22644 | 0.21147 | 0.23175 | 0.25156 | 0.26979 | 0.28582 | 0.29835 | 0.30641 | 0.30913 | 0.30588 | 0.29621 | 0.28067
SCE | GWh | Commercial | Com - Education (Primary School) | Service | No | Service - HVAC Fault Detection & Diagnositics | 0 | 0.078143 | 0.080331 | 0.080088 | 0.082093 | 0.079204 | 0.075348 | 0.075085 | 0.071732 | 0.073364 | 0.071562 | 0.071573
SCE | GWh | Commercial | Com - Education (Primary School) | Service | No | Service - Retro-Commissioning (Electric) | 0.33124 | 0.25577 | 0.22904 | 0.20095 | 0.16661 | 0.13719 | 0.10753 | 0.079675 | 0.054478 | 0.032222 | 0.010544 | 0
SCE | GWh | Commercial | Com - Education (Primary School) | WholeBlg | No | HVAC - Energy Management System | 0.29568 | 0.37379 | 0.33282 | 0.29021 | 0.25846 | 0.22157 | 0.18773 | 0.18562 | 0.17907 | 0.18458 | 0.18116 | 0.18209
SCE | GWh | Commercial | Com - Education (Primary School) | WholeBlg | No | WholeBlg - Com NC Level 2 | 0.012314 | 0 | 0 | 0 | 0 | 0 | 0 | 0 | 0 | 0 | 0 | 0
SCE | GWh | Commercial | Com - Education (Primary School) | WholeBlg | No | WholeBlg - Com NC Level 3 | 0.011714 | 0 | 0 | 0 | 0 | 0 | 0 | 0 | 0 | 0 | 0 | 0
SCE | GWh | Commercial | Com - Education (Primary School) | WholeBlg | No | WholeBlg - Com RET Level 1 | 0.18001 | 0.24695 | 0.31861 | 0.39525 | 0.47674 | 0.5631 | 0.65384 | 0.74865 | 0.84666 | 0.94717 | 1.0489 | 1.1507
SCE | GWh | Commercial | Com - Education (Primary School) | WholeBlg | No | WholeBlg - Com RET Level 2 | 0.33119 | 0.45125 | 0.58055 | 0.72063 | 0.87052 | 1.0314 | 1.2015 | 1.3814 | 1.5684 | 1.7624 | 1.9595 | 2.1591
SCE | GWh | Commercial | Com - Education (Relocatable Classroom) | AppPlug | No | AppPlug - Computer Monitor | 0.002078 | 0.0040889 | 0.0040039 | 0.004091 | 0 | 0 | 0 | 0 | 0 | 0 | 0 | 0
SCE | GWh | Commercial | Com - Education (Relocatable Classroom) | AppPlug | No | AppPlug - Desktop Computer (Com - Power Management) | 0.069034 | 0.083865 | 0.082058 | 0.078532 | 0.075021 | 0.069212 | 0.062677 | 0.058005 | 0.05208 | 0.049186 | 0.044866 | 0.042107
SCE | GWh | Commercial | Com - Education (Relocatable Classroom) | AppPlug | No | AppPlug - Occupancy Sensor Plug Strip | 0 | 0.010029 | 0.01496 | 0.017335 | 0.018603 | 0.019474 | 0.018793 | 0.019839 | 0.019081 | 0.020296 | 0.018777 | 0.018056
SCE | GWh | Commercial | Com - Education (Relocatable Classroom) | AppPlug | No | AppPlug - Vending Machine Controls | 0.16866 | 0.19681 | 0.19583 | 0.18965 | 0.1829 | 0.17009 | 0.15454 | 0.14362 | 0.12863 | 0.12101 | 0.10879 | 0.1002
SCE | GWh | Commercial | Com - Education (Relocatable Classroom) | BldgEnv | No | BldgEnv - Window Film | 0 | 1.0492e-05 | 4.651e-05 | 9.464e-05 | 0 | 0 | 0 | 0 | 0 | 0 | 0 | 0
SCE | GWh | Commercial | Com - Education (Relocatable Classroom) | FoodServ | No | FoodServ - Electric Griddle | 0.031794 | 0.032538 | 0.033306 | 0.033827 | 0 | 0.033172 | 0.03363 | 0.034482 | 0.034875 | 0.03575 | 0.036144 | 0.036701
SCE | GWh | Commercial | Com - Education (Relocatable Classroom) | FoodServ | No | FoodServ - Electric Steamer | 0.015285 | 0.015667 | 0.016065 | 0.016311 | 0.016714 | 0.016769 | 0.016737 | 0.016955 | 0.016935 | 0.017278 | 0.017356 | 0.017565
SCE | GWh | Commercial | Com - Education (Relocatable Classroom) | FoodServ | No | FoodServ - Fryer (Electric) | 0.00056008 | 0.00057171 | 0.00058356 | 0.00059096 | 0.00060303 | 0.00060535 | 0.00060523 | 0.00061211 | 0.00061248 | 0.00062289 | 0.00062628 | 0.00063328
SCE | GWh | Commercial | Com - Education (Relocatable Classroom) | FoodServ | No | FoodServ - Oven (Electric) | 0.014292 | 0.014678 | 0.015071 | 0.015336 | 0.015732 | 0.015842 | 0.015878 | 0.016117 | 0.016162 | 0.0165 | 0.016626 | 0.016857
SCE | GWh | Commercial | Com - Education (Relocatable Classroom) | HVAC | No | HVAC - Demand Controlled Ventilation | 0.098524 | 0.10281 | 0.1153 | 0.12578 | 0.13436 | 0.13791 | 0.13666 | 0.13269 | 0.12342 | 0.11405 | 0.1012 | 0.089106
SCE | GWh | Commercial | Com - Education (Relocatable Classroom) | HVAC | No | HVAC - Repair Duct System | 0.19339 | 0.16597 | 0.15138 | 0.13251 | 0 | 0 | 0 | 0 | 0 | 0 | 0 | 0
SCE | GWh | Commercial | Com - Education (Relocatable Classroom) | HVAC | No | HVAC - SEER Rated Package Rooftop AC (Recharge) | 0.19504 | 0.16349 | 0.14566 | 0.12509 | 0 | 0 | 0 | 0 | 0 | 0 | 0 | 0
SCE | GWh | Commercial | Com - Education (Relocatable Classroom) | HVAC | No | HVAC - SEER Rated Package Rooftop AC (SEER 14) | 0.27404 | 0.32579 | 0 | 0 | 0 | 0 | 0 | 0 | 0 | 0 | 0 | 0
SCE | GWh | Commercial | Com - Education (Relocatable Classroom) | HVAC | No | HVAC - SEER Rated Package Rooftop AC (SEER 15) | 0.21712 | 0.25429 | 0.13556 | 0.15244 | 0.17068 | 0.1863 | 0.20072 | 0.21674 | 0.22994 | 0.24594 | 0.25855 | 0.27167
SCE | GWh | Commercial | Com - Education (Relocatable Classroom) | HVAC | No | HVAC - SEER Rated Package Rooftop HP (SEER 14) | 0.026603 | 0.031466 | 0 | 0 | 0 | 0 | 0 | 0 | 0 | 0 | 0 | 0
SCE | GWh | Commercial | Com - Education (Relocatable Classroom) | HVAC | No | HVAC - SEER Rated Package Rooftop HP (SEER 15) | 0.10872 | 0.12917 | 0.069668 | 0.078985 | 0.089302 | 0.097855 | 0.10565 | 0.11471 | 0.12186 | 0.13117 | 0.13814 | 0.1456
SCE | GWh | Commercial | Com - Education (Relocatable Classroom) | HVAC | No | HVAC - SEER Rated Split System AC (SEER 14) | 0.21282 | 0.24914 | 0.28675 | 0 | 0 | 0 | 0 | 0 | 0 | 0 | 0 | 0
SCE | GWh | Commercial | Com - Education (Relocatable Classroom) | HVAC | No | HVAC - SEER Rated Split System AC (SEER 15) | 0.02412 | 0.032694 | 0.019547 | 0.024166 | 0.029413 | 0.034546 | 0.039792 | 0.045753 | 0.051444 | 0.058156 | 0.064375 | 0.071011
SCE | GWh | Commercial | Com - Education (Relocatable Classroom) | HVAC | No | HVAC - SEER Rated Split System HP (SEER 14) | 0.12478 | 0.14757 | 0.02304 | 0.026051 | 0.029338 | 0.032104 | 0.034636 | 0.037507 | 0.039812 | 0.042704 | 0.044913 | 0.047236
SCE | GWh | Commercial | Com - Education (Relocatable Classroom) | HVAC | No | HVAC - SEER Rated Split System HP (SEER 15) | 0.046218 | 0.054572 | 0.029281 | 0.033066 | 0.037219 | 0.040685 | 0.04385 | 0.047476 | 0.050363 | 0.05405 | 0.056841 | 0.059804
SCE | GWh | Commercial | Com - Education (Relocatable Classroom) | HVAC | No | HVAC - Thermostat | 0.86739 | 0.95834 | 0.90955 | 0.83406 | 0.75569 | 0.65033 | 0.54711 | 0.47012 | 0.39101 | 0.34756 | 0.3226 | 0.32588
SCE | GWh | Commercial | Com - Education (Relocatable Classroom) | Lighting | Yes | Lighting - LED Fixture (Replacing T8) - Emerging | 0 | 0.048586 | 0.19455 | 0.35012 | 0.54787 | 0.76899 | 1.0077 | 1.3051 | 1.5816 | 1.9274 | 2.245 | 2.6088
SCE | GWh | Commercial | Com - Education (Relocatable Classroom) | Lighting | Yes | Lighting - LED Lamp (Basic High - Indoor) - Emerging | 0.011463 | 0.013181 | 0.021649 | 0.032726 | 0.048817 | 0.0087863 | 0.01155 | 0.014488 | 0.017289 | 0.020153 | 0.02275 | 0.025235
SCE | GWh | Commercial | Com - Education (Relocatable Classroom) | Lighting | Yes | Lighting - LED Lamp (Basic Low - Indoor) - Emerging | 0.011922 | 0.018448 | 0.023396 | 0.027371 | 0.03183 | 0.0054779 | 0.0060462 | 0.010156 | 0.01398 | 0.017726 | 0.021124 | 0.024355
SCE | GWh | Commercial | Com - Education (Relocatable Classroom) | Lighting | Yes | Lighting - LED Plug-In Indoor Fixture - Emerging | 0.023639 | 0.029765 | 0.037475 | 0.045834 | 0.056344 | 0.0037785 | 0.004353 | 0.0052973 | 0.0066404 | 0.0082956 | 0.0098822 | 0.011603
SCE | GWh | Commercial | Com - Education (Relocatable Classroom) | Lighting | No | Lighting - Cold Cathode Lamp | 0.015318 | 0.015688 | 0.016066 | 0.01627 | 0.016661 | 0 | 0 | 0 | 0 | 0 | 0 | 0
SCE | GWh | Commercial | Com - Education (Relocatable Classroom) | Lighting | No | Lighting - Compact Fluorescent Fixture (Indoor) | 2.1355 | 2.1559 | 2.1878 | 2.2122 | 2.2549 | 0 | 0 | 0 | 0 | 0 | 0 | 0
SCE | GWh | Commercial | Com - Education (Relocatable Classroom) | Lighting | No | Lighting - Compact Fluorescent Lamp (Basic High - Indoor) | 0.13923 | 0.14136 | 0.14317 | 0.14309 | 0.14705 | 0 | 0 | 0 | 0 | 0 | 0 | 0
SCE | GWh | Commercial | Com - Education (Relocatable Classroom) | Lighting | No | Lighting - Compact Fluorescent Lamp (Basic Low - Indoor) | 0.31934 | 0.2854 | 0.26058 | 0.24171 | 0.23151 | 0 | 0 | 0 | 0 | 0 | 0 | 0
SCE | GWh | Commercial | Com - Education (Relocatable Classroom) | Lighting | No | Lighting - Exit Fixture (LED) | 0 | 0 | 0.020486 | 0.020742 | 0.019244 | 0.019066 | 0.015805 | 0.014233 | 0.0054874 | 0.0010162 | 0 | 0.00014876
SCE | GWh | Commercial | Com - Education (Relocatable Classroom) | Lighting | No | Lighting - Halogen Lamp (A-Line) | 0.043498 | 0.050767 | 0.047548 | 0.053465 | 0.052126 | 0 | 0 | 0 | 0 | 0 | 0 | 0
SCE | GWh | Commercial | Com - Education (Relocatable Classroom) | Lighting | No | Lighting - Halogen Lamp (Reflector) | 0.013212 | 0.01565 | 0.013837 | 0.015546 | 0.014298 | 0.015442 | 0.01478 | 0.015432 | 0.015265 | 0.015712 | 0.015931 | 0.016197
SCE | GWh | Commercial | Com - Education (Relocatable Classroom) | Lighting | No | Lighting - High Bay HID to T5 | 0 | 0 | 0 | 0 | 0.010209 | 0.0098675 | 0.009404 | 0.0093875 | 0.0089832 | 0.0092025 | 0.0089886 | 0.0090018
SCE | GWh | Commercial | Com - Education (Relocatable Classroom) | Lighting | No | Lighting - Induction Fixture (Indoor) | 0.067223 | 0.070881 | 0.074522 | 0.077377 | 0.080901 | 0.08266 | 0.083821 | 0.086107 | 0.087097 | 0.089841 | 0.091167 | 0.093055
SCE | GWh | Commercial | Com - Education (Relocatable Classroom) | Lighting | No | Lighting - Induction Fixture (Outdoor) | 0.015505 | 0.020989 | 0.020976 | 0.021206 | 0.021593 | 0.021566 | 0.021441 | 0.021616 | 0.021521 | 0.02185 | 0.021888 | 0.022079
SCE | GWh | Commercial | Com - Education (Relocatable Classroom) | Lighting | No | Lighting - Linear Fluorescent Delamping | 0.0032785 | 0.0031525 | 0.0027926 | 0.0021455 | 0 | 0 | 0 | 0 | 0 | 0 | 0 | 0
SCE | GWh | Commercial | Com - Education (Relocatable Classroom) | Lighting | No | Lighting - Linear Fluorescent Fixture (Low Wattage T8) | 1.2279 | 1.4011 | 1.5551 | 1.6632 | 1.7644 | 1.8009 | 1.8091 | 1.8337 | 1.8213 | 1.844 | 1.8332 | 1.8189
SCE | GWh | Commercial | Com - Education (Relocatable Classroom) | Lighting | No | Lighting - Low Bay HID to T5 | 0 | 0 | 0 | 0 | 0 | 0 | 0 | 0 | 0 | 0 | 0.0024238 | 0.0024767
SCE | GWh | Commercial | Com - Education (Relocatable Classroom) | Lighting | No | Lighting - Plug-In Fixture (Compact Fluorescent) | 0.31227 | 0.3106 | 0.31012 | 0.30696 | 0.30888 | 0 | 0 | 0 | 0 | 0 | 0 | 0
SCE | GWh | Commercial | Com - Education (Relocatable Classroom) | Lighting | No | Lighting - Plug-In Fixture (Exterior) | 0.1219 | 0.15844 | 0.15945 | 0.16086 | 0.16398 | 0.16282 | 0.16073 | 0.16174 | 0.15999 | 0.16262 | 0.16225 | 0.16345
SCE | GWh | Commercial | Com - Education (Relocatable Classroom) | Lighting | No | Lighting - Plug-In Fixture (Induction) | 0 | 0 | 0 | 0 | 0 | 0 | 0 | 0 | 0 | 0 | 0 | 0.030905
SCE | GWh | Commercial | Com - Education (Relocatable Classroom) | Lighting | No | Lighting - Plug-In Fixture (Linear Fluorescent) | 0 | 0 | 0 | 0 | 0.23748 | 0 | 0 | 0 | 0 | 0 | 0 | 0
SCE | GWh | Commercial | Com - Education (Relocatable Classroom) | Lighting | No | Lighting - Plug-In Fixture (PSMH with Electronic Ballast) | 0 | 0 | 0 | 0.057901 | 0.16683 | 0.18462 | 0.18394 | 0.18407 | 0.18081 | 0.18172 | 0.17944 | 0.1723
SCE | GWh | Commercial | Com - Education (Relocatable Classroom) | Lighting | No | Lighting - Plug-In Fixture (PSMH) | 0.2514 | 0.28909 | 0.28679 | 0.27591 | 0.2591 | 0.24114 | 0.23481 | 0.23423 | 0.22936 | 0.23062 | 0.22759 | 0.21828
SCE | GWh | Commercial | Com - Education (Relocatable Classroom) | SHW | No | SHW - EF Rated Instantaneous Water Heater (Electric) | 0.0040152 | 0.0047496 | 0.0054939 | 0.0061768 | 0.0069112 | 0.0074574 | 0.0079103 | 0.0084444 | 0.0087999 | 0.0093183 | 0.0096382 | 0.0099963
SCE | GWh | Commercial | Com - Education (Relocatable Classroom) | SHW | No | SHW - EF Rated Storage Water Heater (Electric) | 0.0035213 | 0.004089 | 0 | 0 | 0 | 0 | 0 | 0 | 0 | 0 | 0 | 0
SCE | GWh | Commercial | Com - Education (Relocatable Classroom) | Service | No | HVAC - Comprehensive Rooftop Unit Quality Maintenance | 0.22644 | 0.21147 | 0.23175 | 0.25156 | 0.26979 | 0.28582 | 0.29835 | 0.30641 | 0.30913 | 0.30588 | 0.29621 | 0.28067
SCE | GWh | Commercial | Com - Education (Relocatable Classroom) | Service | No | Service - HVAC Fault Detection & Diagnositics | 0 | 0.078143 | 0.080331 | 0.080088 | 0.082093 | 0.079204 | 0.075348 | 0.075085 | 0.071732 | 0.073364 | 0.071562 | 0.071573
SCE | GWh | Commercial | Com - Education (Relocatable Classroom) | Service | No | Service - Retro-Commissioning (Electric) | 0.33124 | 0.25577 | 0.22904 | 0.20095 | 0.16661 | 0.13719 | 0.10753 | 0.079675 | 0.054478 | 0.032222 | 0.010544 | 0
SCE | GWh | Commercial | Com - Education (Relocatable Classroom) | WholeBlg | No | HVAC - Energy Management System | 0.29568 | 0.37379 | 0.33282 | 0.29021 | 0.25846 | 0.22157 | 0.18773 | 0.18562 | 0.17907 | 0.18458 | 0.18116 | 0.18209
SCE | GWh | Commercial | Com - Education (Relocatable Classroom) | WholeBlg | No | WholeBlg - Com NC Level 2 | 0.012314 | 0 | 0 | 0 | 0 | 0 | 0 | 0 | 0 | 0 | 0 | 0
SCE | GWh | Commercial | Com - Education (Relocatable Classroom) | WholeBlg | No | WholeBlg - Com NC Level 3 | 0.011714 | 0 | 0 | 0 | 0 | 0 | 0 | 0 | 0 | 0 | 0 | 0
SCE | GWh | Commercial | Com - Education (Relocatable Classroom) | WholeBlg | No | WholeBlg - Com RET Level 1 | 0.17832 | 0.24342 | 0.31285 | 0.3869 | 0.46546 | 0.54854 | 0.6357 | 0.72667 | 0.82062 | 0.91691 | 1.0143 | 1.1118
SCE | GWh | Commercial | Com - Education (Relocatable Classroom) | WholeBlg | No | WholeBlg - Com RET Level 2 | 0.35707 | 0.48609 | 0.62484 | 0.77471 | 0.93489 | 1.1064 | 1.2878 | 1.4791 | 1.6779 | 1.8838 | 2.0926 | 2.3034
SCE | GWh | Commercial | Com - Education (Secondary School) | AppPlug | No | AppPlug - Computer Monitor | 0.001039 | 0.0020444 | 0.0020019 | 0.0020455 | 0 | 0 | 0 | 0 | 0 | 0 | 0 | 0
SCE | GWh | Commercial | Com - Education (Secondary School) | AppPlug | No | AppPlug - Desktop Computer (Com - Power Management) | 0.050524 | 0.058755 | 0.058034 | 0.055948 | 0.053566 | 0.049523 | 0.044844 | 0.04121 | 0.036766 | 0.034241 | 0.030887 | 0.028594
SCE | GWh | Commercial | Com - Education (Secondary School) | AppPlug | No | AppPlug - Occupancy Sensor Plug Strip | 0 | 0.0050144 | 0.0074801 | 0.0086673 | 0.0093016 | 0.009737 | 0.0093963 | 0.0099196 | 0.0095405 | 0.010148 | 0.0093887 | 0.0090281
SCE | GWh | Commercial | Com - Education (Secondary School) | AppPlug | No | AppPlug - Vending Machine Controls | 0.084328 | 0.098407 | 0.097914 | 0.094825 | 0.091452 | 0.085043 | 0.077272 | 0.07181 | 0.064316 | 0.060505 | 0.054395 | 0.050101
SCE | GWh | Commercial | Com - Education (Secondary School) | BldgEnv | No | BldgEnv - Window Film | 0 | 0.0002248 | 0.002363 | 0.0048945 | 0 | 0 | 0 | 0 | 0.0013337 | 0.024597 | 0.029609 | 0.030731
SCE | GWh | Commercial | Com - Education (Secondary School) | FoodServ | No | FoodServ - Electric Griddle | 0.015897 | 0.016269 | 0.016653 | 0.016914 | 0 | 0.016586 | 0.016815 | 0.017241 | 0.017438 | 0.017875 | 0.018072 | 0.01835
SCE | GWh | Commercial | Com - Education (Secondary School) | FoodServ | No | FoodServ - Electric Steamer | 0.0076423 | 0.0078336 | 0.0080323 | 0.0081554 | 0.008357 | 0.0083847 | 0.0083686 | 0.0084775 | 0.0084673 | 0.0086388 | 0.0086778 | 0.0087824
SCE | GWh | Commercial | Com - Education (Secondary School) | FoodServ | No | FoodServ - Fryer (Electric) | 0.00028004 | 0.00028586 | 0.00029178 | 0.00029548 | 0.00030152 | 0.00030267 | 0.00030262 | 0.00030605 | 0.00030624 | 0.00031144 | 0.00031314 | 0.00031664
SCE | GWh | Commercial | Com - Education (Secondary School) | FoodServ | No | FoodServ - Oven (Electric) | 0.0071461 | 0.0073391 | 0.0075357 | 0.0076682 | 0.007866 | 0.0079209 | 0.0079392 | 0.0080585 | 0.008081 | 0.00825 | 0.0083131 | 0.0084286
SCE | GWh | Commercial | Com - Education (Secondary School) | HVAC | No | HVAC - Chiller (Centrifugal) | 0.016877 | 0.020406 | 0.024183 | 0.028121 | 0.028131 | 0.031979 | 0.035927 | 0.039906 | 0.043903 | 0.047819 | 0.051658 | 0.055333
SCE | GWh | Commercial | Com - Education (Secondary School) | HVAC | No | HVAC - Chiller (Reciprocating) | 0.015841 | 0.019232 | 0.02282 | 0.026419 | 0.03041 | 0.033991 | 0.037423 | 0.04129 | 0.044613 | 0.048623 | 0.051896 | 0.055298
SCE | GWh | Commercial | Com - Education (Secondary School) | HVAC | No | HVAC - Demand Controlled Ventilation | 0.050891 | 0.053056 | 0.059509 | 0.064922 | 0.069345 | 0.071149 | 0.070471 | 0.068355 | 0.06351 | 0.0586 | 0.051925 | 0.045651
SCE | GWh | Commercial | Com - Education (Secondary School) | HVAC | No | HVAC - Direct Evaporative Cooler | 0.17539 | 0.20446 | 0.23611 | 0.26968 | 0.30553 | 0.34184 | 0.37829 | 0.416 | 0.45236 | 0.48963 | 0.52415 | 0.55706
SCE | GWh | Commercial | Com - Education (Secondary School) | HVAC | No | HVAC - EER Rated Package Rooftop AC (EER 11) | 0.013658 | 0.015597 | 0.017622 | 0.019614 | 0 | 0 | 0 | 0 | 0 | 0 | 0 | 0.024407
SCE | GWh | Commercial | Com - Education (Secondary School) | HVAC | No | HVAC - EER Rated Package Rooftop HP (EER 11) | 0.0084534 | 0.0095533 | 0.010666 | 0.011754 | 0 | 0 | 0 | 0 | 0 | 0 | 0 | 0
SCE | GWh | Commercial | Com - Education (Secondary School) | HVAC | No | HVAC - Repair Duct System | 0.064294 | 0.054945 | 0.049899 | 0.043506 | 0 | 0 | 0 | 0 | 0 | 0 | 0 | 0
SCE | GWh | Commercial | Com - Education (Secondary School) | HVAC | No | HVAC - SEER Rated Package Rooftop AC (Recharge) | 0.064017 | 0.05342 | 0.047428 | 0.040595 | 0 | 0 | 0 | 0 | 0 | 0 | 0 | 0
SCE | GWh | Commercial | Com - Education (Secondary School) | HVAC | No | HVAC - SEER Rated Package Rooftop AC (SEER 14) | 0.066453 | 0.078745 | 0 | 0 | 0 | 0 | 0 | 0 | 0 | 0 | 0 | 0
SCE | GWh | Commercial | Com - Education (Secondary School) | HVAC | No | HVAC - SEER Rated Package Rooftop AC (SEER 15) | 0.075595 | 0.088652 | 0.047349 | 0.053283 | 0.059757 | 0.065186 | 0.07015 | 0.07579 | 0.080321 | 0.086029 | 0.090401 | 0.095022
SCE | GWh | Commercial | Com - Education (Secondary School) | HVAC | No | HVAC - SEER Rated Package Rooftop HP (SEER 14) | 0.0086858 | 0.010281 | 0 | 0 | 0 | 0 | 0 | 0 | 0 | 0 | 0 | 0
SCE | GWh | Commercial | Com - Education (Secondary School) | HVAC | No | HVAC - SEER Rated Package Rooftop HP (SEER 15) | 0.032397 | 0.038382 | 0.020679 | 0.023428 | 0.026469 | 0.028995 | 0.031302 | 0.033977 | 0.036097 | 0.038851 | 0.04092 | 0.043136
SCE | GWh | Commercial | Com - Education (Secondary School) | HVAC | No | HVAC - SEER Rated Split System AC (SEER 14) | 0.048074 | 0.054467 | 0.060878 | 0 | 0 | 0 | 0 | 0 | 0 | 0 | 0 | 0
SCE | GWh | Commercial | Com - Education (Secondary School) | HVAC | No | HVAC - SEER Rated Split System AC (SEER 15) | 0.006256 | 0.0081945 | 0.0047758 | 0.0057728 | 0.0068945 | 0.0079396 | 0.0089739 | 0.010149 | 0.011218 | 0.012505 | 0.013643 | 0.014862
SCE | GWh | Commercial | Com - Education (Secondary School) | HVAC | No | HVAC - SEER Rated Split System HP (SEER 14) | 0.042091 | 0.049776 | 0.0077781 | 0.0087925 | 0.0099099 | 0.010829 | 0.011663 | 0.012629 | 0.013384 | 0.014368 | 0.0151 | 0.015882
SCE | GWh | Commercial | Com - Education (Secondary School) | HVAC | No | HVAC - SEER Rated Split System HP (SEER 15) | 0.01588 | 0.018733 | 0.010054 | 0.011345 | 0.012775 | 0.013942 | 0.014997 | 0.016233 | 0.017193 | 0.018466 | 0.019404 | 0.020419
SCE | GWh | Commercial | Com - Education (Secondary School) | HVAC | No | HVAC - Thermostat | 0.51302 | 0.54137 | 0.54912 | 0.53102 | 0.49441 | 0.41902 | 0.34151 | 0.27882 | 0.21833 | 0.18266 | 0.15162 | 0.15332
SCE | GWh | Commercial | Com - Education (Secondary School) | Lighting | Yes | Lighting - LED Fixture (Replacing T8) - Emerging | 0 | 0 | 0.070776 | 0.14618 | 0.24136 | 0.3476 | 0.46119 | 0.60125 | 0.73057 | 0.89057 | 1.0373 | 1.2094
SCE | GWh | Commercial | Com - Education (Secondary School) | Lighting | Yes | Lighting - LED Lamp (Basic High - Indoor) - Emerging | 0.0049787 | 0.0056754 | 0.0093941 | 0.014314 | 0.021598 | 0.0039331 | 0.0052151 | 0.0065771 | 0.0078761 | 0.0091978 | 0.010399 | 0.011545
SCE | GWh | Commercial | Com - Education (Secondary School) | Lighting | Yes | Lighting - LED Lamp (Basic Low - Indoor) - Emerging | 0.0052412 | 0.0081297 | 0.010443 | 0.012235 | 0.014251 | 0.0024586 | 0.0027196 | 0.004582 | 0.0063473 | 0.0080758 | 0.009652 | 0.01115
SCE | GWh | Commercial | Com - Education (Secondary School) | Lighting | Yes | Lighting - LED Plug-In Indoor Fixture - Emerging | 0.0097885 | 0.012105 | 0.015216 | 0.01867 | 0.023039 | 0.0015725 | 0.0018477 | 0.00223 | 0.0028292 | 0.0035817 | 0.0043273 | 0.0051452
SCE | GWh | Commercial | Com - Education (Secondary School) | Lighting | No | Lighting - Cold Cathode Lamp | 0.0068816 | 0.0070498 | 0.007226 | 0.0073237 | 0.0075091 | 0 | 0 | 0 | 0 | 0 | 0 | 0
SCE | GWh | Commercial | Com - Education (Secondary School) | Lighting | No | Lighting - Compact Fluorescent Fixture (Indoor) | 0.97118 | 0.97863 | 0.99139 | 1.0014 | 1.0195 | 0 | 0 | 0 | 0 | 0 | 0 | 0
SCE | GWh | Commercial | Com - Education (Secondary School) | Lighting | No | Lighting - Compact Fluorescent Lamp (Basic High - Indoor) | 0.061512 | 0.062236 | 0.063145 | 0.063055 | 0.064818 | 0 | 0 | 0 | 0 | 0 | 0 | 0
SCE | GWh | Commercial | Com - Education (Secondary School) | Lighting | No | Lighting - Compact Fluorescent Lamp (Basic Low - Indoor) | 0.14393 | 0.12894 | 0.1178 | 0.10936 | 0.10476 | 0 | 0 | 0 | 0 | 0 | 0 | 0
SCE | GWh | Commercial | Com - Education (Secondary School) | Lighting | No | Lighting - Exit Fixture (LED) | 0 | 0 | 0.0077636 | 0.0079736 | 0.0071421 | 0.0070315 | 0.0052828 | 0.0044194 | 0 | 0 | 0 | 0
SCE | GWh | Commercial | Com - Education (Secondary School) | Lighting | No | Lighting - Halogen Lamp (A-Line) | 0.021749 | 0.025383 | 0.023774 | 0.026733 | 0.026063 | 0 | 0 | 0 | 0 | 0 | 0 | 0
SCE | GWh | Commercial | Com - Education (Secondary School) | Lighting | No | Lighting - Halogen Lamp (Reflector) | 0.0066058 | 0.0078249 | 0.0069185 | 0.0077731 | 0.0071489 | 0.007721 | 0.00739 | 0.0077162 | 0.0076324 | 0.0078558 | 0.0079656 | 0.0080985
SCE | GWh | Commercial | Com - Education (Secondary School) | Lighting | No | Lighting - High Bay HID to T5 | 0 | 0 | 0 | 0 | 0 | 0 | 0 | 0 | 0.0038844 | 0.0039797 | 0.0038885 | 0.0038947
SCE | GWh | Commercial | Com - Education (Secondary School) | Lighting | No | Lighting - Induction Fixture (Indoor) | 0.033938 | 0.03732 | 0.040739 | 0.043718 | 0.047059 | 0.049282 | 0.051023 | 0.05339 | 0.054819 | 0.057329 | 0.058797 | 0.060563
SCE | GWh | Commercial | Com - Education (Secondary School) | Lighting | No | Lighting - Induction Fixture (Outdoor) | 0.0077524 | 0.010495 | 0.010488 | 0.010603 | 0.010797 | 0.010783 | 0.010721 | 0.010808 | 0.01076 | 0.010925 | 0.010944 | 0.01104
SCE | GWh | Commercial | Com - Education (Secondary School) | Lighting | No | Lighting - Light Sensor | 0 | 0 | 0 | 0 | 0 | 0 | 0 | 0 | 0 | 0 | 0.00084719 | 0.00089778
SCE | GWh | Commercial | Com - Education (Secondary School) | Lighting | No | Lighting - Linear Fluorescent Delamping | 0.0015564 | 0.0014971 | 0.0013249 | 0.0010173 | 0 | 0 | 0 | 0 | 0 | 0 | 0 | 0
SCE | GWh | Commercial | Com - Education (Secondary School) | Lighting | No | Lighting - Linear Fluorescent Fixture (Low Wattage T8) | 0.55984 | 0.64188 | 0.71215 | 0.7609 | 0.80601 | 0.82271 | 0.82704 | 0.83843 | 0.83376 | 0.84429 | 0.84038 | 0.8313
SCE | GWh | Commercial | Com - Education (Secondary School) | Lighting | No | Lighting - Plug-In Fixture (Compact Fluorescent) | 0.14733 | 0.14755 | 0.14841 | 0.14788 | 0.14949 | 0 | 0 | 0 | 0 | 0 | 0 | 0
SCE | GWh | Commercial | Com - Education (Secondary School) | Lighting | No | Lighting - Plug-In Fixture (Exterior) | 0.060951 | 0.079218 | 0.079727 | 0.080429 | 0.081989 | 0.081411 | 0.080363 | 0.080868 | 0.079997 | 0.081309 | 0.081123 | 0.081726
SCE | GWh | Commercial | Com - Education (Secondary School) | Lighting | No | Lighting - Plug-In Fixture (PSMH with Electronic Ballast) | 0 | 0 | 0 | 0 | 0 | 0 | 0.054234 | 0.086214 | 0.087917 | 0.090362 | 0.090558 | 0.091058
SCE | GWh | Commercial | Com - Education (Secondary School) | Lighting | No | Lighting - Plug-In Fixture (PSMH) | 0.13552 | 0.16108 | 0.15932 | 0.15827 | 0.15894 | 0.15412 | 0.14368 | 0.13655 | 0.1324 | 0.13254 | 0.13055 | 0.13014
SCE | GWh | Commercial | Com - Education (Secondary School) | SHW | No | SHW - EF Rated Instantaneous Water Heater (Electric) | 0.0013256 | 0.0015697 | 0.0018171 | 0.0020436 | 0.0022876 | 0.002468 | 0.0026171 | 0.0027939 | 0.0029105 | 0.0030826 | 0.0031878 | 0.0033062
SCE | GWh | Commercial | Com - Education (Secondary School) | SHW | No | SHW - EF Rated Storage Water Heater (Electric) | 0.0010564 | 0.001225 | 0 | 0 | 0 | 0 | 0 | 0 | 0 | 0 | 0 | 0
SCE | GWh | Commercial | Com - Education (Secondary School) | Service | No | HVAC - Comprehensive Rooftop Unit Quality Maintenance | 0.11322 | 0.10574 | 0.11587 | 0.12578 | 0.1349 | 0.14291 | 0.14918 | 0.15321 | 0.15456 | 0.15294 | 0.1481 | 0.14033
SCE | GWh | Commercial | Com - Education (Secondary School) | Service | No | Service - HVAC Fault Detection & Diagnositics | 0 | 0.039072 | 0.040165 | 0.040044 | 0.041047 | 0.039602 | 0.037674 | 0.037543 | 0.035866 | 0.036682 | 0.035781 | 0.035787
SCE | GWh | Commercial | Com - Education (Secondary School) | Service | No | Service - Retro-Commissioning (Electric) | 0.16562 | 0.12789 | 0.11452 | 0.10047 | 0.083307 | 0.068597 | 0.053767 | 0.039838 | 0.027239 | 0.016111 | 0.0052721 | 0
SCE | GWh | Commercial | Com - Education (Secondary School) | WholeBlg | No | HVAC - Energy Management System | 0.14784 | 0.18689 | 0.16641 | 0.14511 | 0.12923 | 0.11078 | 0.093863 | 0.092811 | 0.089534 | 0.092291 | 0.090582 | 0.091047
SCE | GWh | Commercial | Com - Education (Secondary School) | WholeBlg | No | WholeBlg - Com NC Level 2 | 0.0061568 | 0 | 0 | 0 | 0 | 0 | 0 | 0 | 0 | 0 | 0 | 0
SCE | GWh | Commercial | Com - Education (Secondary School) | WholeBlg | No | WholeBlg - Com NC Level 3 | 0.005857 | 0 | 0 | 0 | 0 | 0 | 0 | 0 | 0 | 0 | 0 | 0
SCE | GWh | Commercial | Com - Education (Secondary School) | WholeBlg | No | WholeBlg - Com RET Level 1 | 0.097762 | 0.13363 | 0.17196 | 0.21292 | 0.25643 | 0.30253 | 0.35095 | 0.40155 | 0.45385 | 0.50753 | 0.56184 | 0.61633
SCE | GWh | Commercial | Com - Education (Secondary School) | WholeBlg | No | WholeBlg - Com RET Level 2 | 0.17114 | 0.23319 | 0.3 | 0.37233 | 0.44971 | 0.53271 | 0.62048 | 0.71327 | 0.80972 | 0.90986 | 1.0115 | 1.1146
SCE | GWh | Commercial | Com - Education (University) | AppPlug | No | AppPlug - Computer Monitor | 0.0011706 | 0.0023035 | 0.0022556 | 0.0023047 | 0 | 0 | 0 | 0 | 0 | 0 | 0 | 0
SCE | GWh | Commercial | Com - Education (University) | AppPlug | No | AppPlug - Desktop Computer (Com - Power Management) | 0.038891 | 0.047246 | 0.046228 | 0.044242 | 0.042263 | 0.038991 | 0.035309 | 0.032678 | 0.02934 | 0.027709 | 0.025275 | 0.023721
SCE | GWh | Commercial | Com - Education (University) | AppPlug | No | AppPlug - Occupancy Sensor Plug Strip | 0 | 0.0056498 | 0.0084279 | 0.0097656 | 0.01048 | 0.010971 | 0.010587 | 0.011177 | 0.010749 | 0.011434 | 0.010578 | 0.010172
SCE | GWh | Commercial | Com - Education (University) | AppPlug | No | AppPlug - Vending Machine Controls | 0.13837 | 0.16147 | 0.16066 | 0.15559 | 0.15006 | 0.13954 | 0.12679 | 0.11783 | 0.10553 | 0.09928 | 0.089254 | 0.082208
SCE | GWh | Commercial | Com - Education (University) | BldgEnv | No | BldgEnv - Window Film | 0 | 0.00011194 | 0.00093077 | 0.0019126 | 0 | 0 | 0 | 0 | 0 | 0.00094496 | 0.012144 | 0.014008
SCE | GWh | Commercial | Com - Education (University) | FoodServ | No | FoodServ - Electric Griddle | 0.0015575 | 0.001594 | 0.0016316 | 0.0016571 | 0 | 0.001625 | 0.0016475 | 0.0016892 | 0.0017085 | 0.0017513 | 0.0017706 | 0.0017979
SCE | GWh | Commercial | Com - Education (University) | FoodServ | No | FoodServ - Electric Steamer | 0.0039742 | 0.0040737 | 0.004177 | 0.004241 | 0.0043458 | 0.0043602 | 0.0043518 | 0.0044085 | 0.0044032 | 0.0044924 | 0.0045126 | 0.004567
SCE | GWh | Commercial | Com - Education (University) | FoodServ | No | FoodServ - Fryer (Electric) | 0.00011269 | 0.00011503 | 0.00011741 | 0.0001189 | 0.00012133 | 0.00012179 | 0.00012177 | 0.00012315 | 0.00012323 | 0.00012532 | 0.00012601 | 0.00012741
SCE | GWh | Commercial | Com - Education (University) | FoodServ | No | FoodServ - Oven (Electric) | 0.035303 | 0.036257 | 0.037228 | 0.037882 | 0.03886 | 0.039131 | 0.039221 | 0.039811 | 0.039922 | 0.040757 | 0.041068 | 0.041639
SCE | GWh | Commercial | Com - Education (University) | HVAC | No | HVAC - Chiller (Centrifugal) | 0.032131 | 0.038857 | 0.046005 | 0.0534 | 0.053291 | 0.0604 | 0.067615 | 0.074797 | 0.081915 | 0.088783 | 0.095406 | 0.10163
SCE | GWh | Commercial | Com - Education (University) | HVAC | No | HVAC - Chiller (Reciprocating) | 0.03148 | 0.038119 | 0.045068 | 0.051937 | 0.059482 | 0.066088 | 0.072287 | 0.079235 | 0.085 | 0.092009 | 0.097488 | 0.10314
SCE | GWh | Commercial | Com - Education (University) | HVAC | No | HVAC - EER Rated Package Rooftop AC (EER 11) | 0.022394 | 0.025654 | 0.029067 | 0.03242 | 0.036286 | 0.039621 | 0.042708 | 0.046253 | 0.049123 | 0.05278 | 0.055594 | 0.058593
SCE | GWh | Commercial | Com - Education (University) | HVAC | No | HVAC - EER Rated Package Rooftop HP (EER 11) | 0.015214 | 0.017224 | 0.019254 | 0.021236 | 0 | 0 | 0 | 0 | 0 | 0 | 0 | 0
SCE | GWh | Commercial | Com - Education (University) | HVAC | No | HVAC - Repair Duct System | 0.10523 | 0.090446 | 0.082617 | 0.072411 | 0 | 0 | 0 | 0 | 0 | 0 | 0 | 0
SCE | GWh | Commercial | Com - Education (University) | HVAC | No | HVAC - SEER Rated Package Rooftop AC (Recharge) | 0.084765 | 0.070979 | 0.063197 | 0.054173 | 0 | 0 | 0 | 0 | 0 | 0 | 0 | 0.011197
SCE | GWh | Commercial | Com - Education (University) | HVAC | No | HVAC - SEER Rated Package Rooftop AC (SEER 14) | 0.10654 | 0.12654 | 0 | 0 | 0 | 0 | 0 | 0 | 0 | 0 | 0 | 0
SCE | GWh | Commercial | Com - Education (University) | HVAC | No | HVAC - SEER Rated Package Rooftop AC (SEER 15) | 0.12749 | 0.14973 | 0.08007 | 0.090173 | 0.10125 | 0.11047 | 0.11888 | 0.12853 | 0.13622 | 0.14606 | 0.15352 | 0.16147
SCE | GWh | Commercial | Com - Education (University) | HVAC | No | HVAC - SEER Rated Package Rooftop HP (SEER 14) | 0.012854 | 0.015208 | 0 | 0 | 0 | 0 | 0 | 0 | 0 | 0 | 0 | 0
SCE | GWh | Commercial | Com - Education (University) | HVAC | No | HVAC - SEER Rated Package Rooftop HP (SEER 15) | 0.047641 | 0.056526 | 0.030494 | 0.034578 | 0.039102 | 0.042851 | 0.046269 | 0.050242 | 0.053376 | 0.057465 | 0.06052 | 0.063795
SCE | GWh | Commercial | Com - Education (University) | HVAC | No | HVAC - SEER Rated Split System AC (SEER 14) | 0.082364 | 0.096379 | 0.11093 | 0 | 0 | 0 | 0 | 0 | 0 | 0 | 0 | 0
SCE | GWh | Commercial | Com - Education (University) | HVAC | No | HVAC - SEER Rated Split System AC (SEER 15) | 0.014695 | 0.019771 | 0.011778 | 0.014508 | 0.017644 | 0.020651 | 0.023704 | 0.027242 | 0.03056 | 0.034602 | 0.038273 | 0.042247
SCE | GWh | Commercial | Com - Education (University) | HVAC | No | HVAC - SEER Rated Split System HP (SEER 14) | 0.072479 | 0.085727 | 0.013399 | 0.015151 | 0.017079 | 0.018671 | 0.020118 | 0.021787 | 0.023099 | 0.024799 | 0.026068 | 0.027421
SCE | GWh | Commercial | Com - Education (University) | HVAC | No | HVAC - SEER Rated Split System HP (SEER 15) | 0.028092 | 0.033188 | 0.017837 | 0.020162 | 0.022727 | 0.024847 | 0.026775 | 0.02901 | 0.030769 | 0.033058 | 0.034768 | 0.036599
SCE | GWh | Commercial | Com - Education (University) | HVAC | No | HVAC - Thermostat | 0.43603 | 0.47378 | 0.45766 | 0.42496 | 0.38669 | 0.33246 | 0.27808 | 0.23599 | 0.19371 | 0.1693 | 0.14911 | 0.15074
SCE | GWh | Commercial | Com - Education (University) | Lighting | Yes | Lighting - LED Fixture (Replacing T8) - Emerging | 0 | 0.053799 | 0.12017 | 0.20406 | 0.30936 | 0.42769 | 0.55641 | 0.71781 | 0.86847 | 1.0567 | 1.23 | 1.428
SCE | GWh | Commercial | Com - Education (University) | Lighting | Yes | Lighting - LED Lamp (Basic High - Indoor) - Emerging | 0.0059732 | 0.0068341 | 0.011265 | 0.017097 | 0.025644 | 0.0046412 | 0.006126 | 0.0077032 | 0.0092078 | 0.010741 | 0.012134 | 0.013464
SCE | GWh | Commercial | Com - Education (University) | Lighting | Yes | Lighting - LED Lamp (Basic Low - Indoor) - Emerging | 0.0062485 | 0.0096775 | 0.012338 | 0.014436 | 0.016792 | 0.0028919 | 0.0031941 | 0.0053788 | 0.0074298 | 0.0094371 | 0.011263 | 0.012997
SCE | GWh | Commercial | Com - Education (University) | Lighting | Yes | Lighting - LED Plug-In Indoor Fixture - Emerging | 0.013006 | 0.016311 | 0.020534 | 0.025139 | 0.03094 | 0.0020831 | 0.0024106 | 0.0029312 | 0.0036796 | 0.004609 | 0.0055097 | 0.0064912
SCE | GWh | Commercial | Com - Education (University) | Lighting | No | Lighting - Cold Cathode Lamp | 0.0067674 | 0.0070862 | 0.0072402 | 0.0073555 | 0.0075569 | 0 | 0 | 0 | 0 | 0 | 0 | 0
SCE | GWh | Commercial | Com - Education (University) | Lighting | No | Lighting - Compact Fluorescent Fixture (Indoor) | 1.136 | 1.1454 | 1.1611 | 1.1732 | 1.1949 | 0 | 0 | 0 | 0 | 0 | 0 | 0
SCE | GWh | Commercial | Com - Education (University) | Lighting | No | Lighting - Compact Fluorescent Lamp (Basic High - Indoor) | 0.072604 | 0.073558 | 0.074565 | 0.074505 | 0.076595 | 0 | 0 | 0 | 0 | 0 | 0 | 0
SCE | GWh | Commercial | Com - Education (University) | Lighting | No | Lighting - Compact Fluorescent Lamp (Basic Low - Indoor) | 0.16912 | 0.15123 | 0.13806 | 0.12808 | 0.12265 | 0 | 0 | 0 | 0 | 0 | 0 | 0
SCE | GWh | Commercial | Com - Education (University) | Lighting | No | Lighting - Exit Fixture (LED) | 0 | 0 | 0.0090259 | 0.0092538 | 0.0083237 | 0.0082003 | 0.00624 | 0.0052737 | 0.0001039 | 0 | 0 | 0
SCE | GWh | Commercial | Com - Education (University) | Lighting | No | Lighting - Halogen Lamp (A-Line) | 0.024522 | 0.028718 | 0.02676 | 0.030218 | 0.029321 | 0 | 0 | 0 | 0 | 0 | 0 | 0
SCE | GWh | Commercial | Com - Education (University) | Lighting | No | Lighting - Halogen Lamp (Reflector) | 0.0073755 | 0.0087705 | 0.0077338 | 0.008722 | 0.0079913 | 0.0086668 | 0.0082637 | 0.0086655 | 0.0085339 | 0.0087596 | 0.0089144 | 0.0090522
SCE | GWh | Commercial | Com - Education (University) | Lighting | No | Lighting - High Bay HID to T5 | 0 | 0 | 0 | 0 | 0 | 0.0052138 | 0.0049691 | 0.0049606 | 0.0047472 | 0.0048632 | 0.0047504 | 0.0047577
SCE | GWh | Commercial | Com - Education (University) | Lighting | No | Lighting - Induction Fixture (Indoor) | 0.035729 | 0.038745 | 0.041783 | 0.044372 | 0.047332 | 0.049195 | 0.050615 | 0.052678 | 0.053857 | 0.056111 | 0.057387 | 0.058976
SCE | GWh | Commercial | Com - Education (University) | Lighting | No | Lighting - Induction Fixture (Outdoor) | 0.0087347 | 0.011824 | 0.011817 | 0.011946 | 0.012165 | 0.012149 | 0.012079 | 0.012178 | 0.012124 | 0.012309 | 0.012331 | 0.012439
SCE | GWh | Commercial | Com - Education (University) | Lighting | No | Lighting - Light Sensor | 0 | 0.010504 | 0.0040529 | 0.0040702 | 0.0042055 | 0.0040912 | 0.0039235 | 0.0039423 | 0.0037963 | 0.0039142 | 0.0038466 | 0.0038741
SCE | GWh | Commercial | Com - Education (University) | Lighting | No | Lighting - Linear Fluorescent Delamping | 0.0018701 | 0.001798 | 0.0015934 | 0.0012246 | 0 | 0 | 0 | 0 | 0 | 0 | 0 | 0
SCE | GWh | Commercial | Com - Education (University) | Lighting | No | Lighting - Linear Fluorescent Fixture (Low Wattage T8) | 0.66913 | 0.76785 | 0.8507 | 0.90831 | 0.96219 | 0.98197 | 0.98682 | 1.0004 | 0.99431 | 1.0068 | 1.0017 | 0.99465
SCE | GWh | Commercial | Com - Education (University) | Lighting | No | Lighting - Low Bay HID to T5 | 0 | 0 | 0 | 0 | 0 | 0 | 0 | 0 | 0 | 0 | 0 | 0.0012809
SCE | GWh | Commercial | Com - Education (University) | Lighting | No | Lighting - Plug-In Fixture (Compact Fluorescent) | 0.17772 | 0.17705 | 0.17709 | 0.17558 | 0.17688 | 0 | 0 | 0 | 0 | 0 | 0 | 0
SCE | GWh | Commercial | Com - Education (University) | Lighting | No | Lighting - Plug-In Fixture (Exterior) | 0.068674 | 0.089256 | 0.089829 | 0.090621 | 0.092378 | 0.091727 | 0.090546 | 0.091115 | 0.090133 | 0.091612 | 0.091402 | 0.092081
SCE | GWh | Commercial | Com - Education (University) | Lighting | No | Lighting - Plug-In Fixture (Induction) | 0 | 0 | 0 | 0 | 0 | 0 | 0 | 0 | 0 | 0.021293 | 0.056058 | 0.064886
SCE | GWh | Commercial | Com - Education (University) | Lighting | No | Lighting - Plug-In Fixture (PSMH with Electronic Ballast) | 0 | 0.038322 | 0.11014 | 0.12196 | 0.12666 | 0.12531 | 0.12299 | 0.12248 | 0.12005 | 0.11613 | 0.10358 | 0.10172
SCE | GWh | Commercial | Com - Education (University) | Lighting | No | Lighting - Plug-In Fixture (PSMH) | 0.16075 | 0.17042 | 0.15933 | 0.15157 | 0.15138 | 0.14875 | 0.1453 | 0.14455 | 0.14135 | 0.13638 | 0.13236 | 0.12479
SCE | GWh | Commercial | Com - Education (University) | SHW | No | SHW - EF Rated Instantaneous Water Heater (Electric) | 0.00075357 | 0.00088949 | 0.0010262 | 0.0011501 | 0.0012832 | 0.0013804 | 0.0014599 | 0.001555 | 0.0016167 | 0.0017093 | 0.0017653 | 0.0018286
SCE | GWh | Commercial | Com - Education (University) | SHW | No | SHW - EF Rated Storage Water Heater (Electric) | 0.00056836 | 0.00065703 | 0 | 0 | 0 | 0 | 0 | 0 | 0 | 0 | 0 | 0
SCE | GWh | Commercial | Com - Education (University) | Service | No | HVAC - Comprehensive Rooftop Unit Quality Maintenance | 0.12757 | 0.11913 | 0.13056 | 0.14172 | 0.15199 | 0.16102 | 0.16808 | 0.17262 | 0.17415 | 0.17232 | 0.16687 | 0.15811
SCE | GWh | Commercial | Com - Education (University) | Service | No | Service - HVAC Fault Detection & Diagnositics | 0 | 0.044023 | 0.045255 | 0.045118 | 0.046248 | 0.04462 | 0.042448 | 0.0423 | 0.04041 | 0.04133 | 0.040315 | 0.040321
SCE | GWh | Commercial | Com - Education (University) | Service | No | Service - Retro-Commissioning (Electric) | 0.18661 | 0.14409 | 0.12903 | 0.1132 | 0.093863 | 0.077289 | 0.06058 | 0.044885 | 0.030691 | 0.018153 | 0.0059402 | 0
SCE | GWh | Commercial | Com - Education (University) | WholeBlg | No | HVAC - Energy Management System | 0.16658 | 0.21058 | 0.18749 | 0.16349 | 0.1456 | 0.12482 | 0.10576 | 0.10457 | 0.10088 | 0.10399 | 0.10206 | 0.10258
SCE | GWh | Commercial | Com - Education (University) | WholeBlg | No | WholeBlg - Com NC Level 2 | 0.0069369 | 0 | 0 | 0 | 0 | 0 | 0 | 0 | 0 | 0 | 0 | 0
SCE | GWh | Commercial | Com - Education (University) | WholeBlg | No | WholeBlg - Com NC Level 3 | 0.0065992 | 0 | 0 | 0 | 0 | 0 | 0 | 0 | 0 | 0 | 0 | 0
SCE | GWh | Commercial | Com - Education (University) | WholeBlg | No | WholeBlg - Com RET Level 1 | 0.11322 | 0.15423 | 0.1979 | 0.24439 | 0.29364 | 0.34566 | 0.40018 | 0.45701 | 0.51566 | 0.57571 | 0.6364 | 0.69797
SCE | GWh | Commercial | Com - Education (University) | WholeBlg | No | WholeBlg - Com RET Level 2 | 0.20721 | 0.28212 | 0.36262 | 0.44953 | 0.54236 | 0.64171 | 0.7467 | 0.85744 | 0.97247 | 1.0916 | 1.2124 | 1.3335
SCE | GWh | Commercial | Com - Grocery | AppPlug | No | AppPlug - Computer Monitor | 0.0030021 | 0.0059102 | 0.0057853 | 0.005909 | 0 | 0 | 0 | 0 | 0 | 0 | 0 | 0
SCE | GWh | Commercial | Com - Grocery | AppPlug | No | AppPlug - Desktop Computer (Com - Power Management) | 0.099806 | 0.12117 | 0.11842 | 0.11317 | 0.10759 | 0.098905 | 0.089186 | 0.082074 | 0.07322 | 0.068598 | 0.061986 | 0.057548
SCE | GWh | Commercial | Com - Grocery | AppPlug | No | AppPlug - Occupancy Sensor Plug Strip | 0 | 0.014471 | 0.021564 | 0.024956 | 0.026653 | 0.027832 | 0.02677 | 0.028179 | 0.026994 | 0.028613 | 0.026298 | 0.025108
SCE | GWh | Commercial | Com - Grocery | AppPlug | No | AppPlug - Vending Machine Controls | 0.080489 | 0.093875 | 0.093313 | 0.09026 | 0.086696 | 0.080374 | 0.07276 | 0.067287 | 0.059921 | 0.055964 | 0.049862 | 0.045435
SCE | GWh | Commercial | Com - Grocery | BldgEnv | No | BldgEnv - Window Film | 0 | 0.00042553 | 0.0050779 | 0.010509 | 0 | 0 | 0 | 0.010054 | 0.039354 | 0.051033 | 0.055433 | 0.055453
SCE | GWh | Commercial | Com - Grocery | ComRefrig | No | ComRefrig - Door Gasket (Reach-In Refrigerator) | 3.788 | 3.1234 | 2.6046 | 2.0561 | 0 | 0 | 0 | 0 | 0 | 0 | 0 | 0
SCE | GWh | Commercial | Com - Grocery | ComRefrig | No | ComRefrig - Door Gasket (Walk-In Refrigerator) | 1.4775 | 1.2383 | 1.0487 | 0.84083 | 0 | 0 | 0 | 0 | 0 | 0 | 0 | 0
SCE | GWh | Commercial | Com - Grocery | ComRefrig | No | ComRefrig - Refrigerated Case Night Cover (Low Temp) | 1.0532 | 0.99684 | 1.1635 | 1.3255 | 1.461 | 1.5551 | 1.5843 | 1.5363 | 1.4107 | 1.2214 | 0.98952 | 0.75041
SCE | GWh | Commercial | Com - Grocery | ComRefrig | No | ComRefrig - Refrigerated Case Night Cover (Med Temp) | 1.9028 | 1.7885 | 2.0512 | 2.296 | 2.4923 | 2.6142 | 2.6324 | 2.5321 | 2.3165 | 2.0076 | 1.6395 | 1.2578
SCE | GWh | Commercial | Com - Grocery | ComRefrig | No | ComRefrig - Strip Curtain for Walk In Refrigerator | 1.5148 | 1.204 | 0.94007 | 0.68511 | 0.4555 | 0.26261 | 0.10732 | 0 | 0 | 0 | 0 | 0
SCE | GWh | Commercial | Com - Grocery | FoodServ | No | FoodServ - Electric Steamer | 0.12407 | 0.12715 | 0.1303 | 0.13221 | 0.13536 | 0.1357 | 0.13532 | 0.13694 | 0.13665 | 0.13926 | 0.13973 | 0.14124
SCE | GWh | Commercial | Com - Grocery | FoodServ | No | FoodServ - Oven (Electric) | 0.025429 | 0.026111 | 0.026796 | 0.027252 | 0.027935 | 0.028109 | 0.028155 | 0.028553 | 0.028611 | 0.029181 | 0.029378 | 0.029756
SCE | GWh | Commercial | Com - Grocery | HVAC | No | HVAC - Direct Evaporative Cooler | 0.3888 | 0 | 0 | 0 | 0 | 0 | 0 | 0 | 0 | 0 | 0 | 0
SCE | GWh | Commercial | Com - Grocery | HVAC | No | HVAC - EER Rated Package Rooftop AC (EER 11) | 0.037536 | 0.043045 | 0.048702 | 0.054133 | 0 | 0 | 0 | 0 | 0 | 0 | 0 | 0
SCE | GWh | Commercial | Com - Grocery | HVAC | No | HVAC - EER Rated Package Rooftop HP (EER 11) | 0.051862 | 0.058909 | 0.065969 | 0.072769 | 0 | 0 | 0 | 0 | 0 | 0 | 0 | 0
SCE | GWh | Commercial | Com - Grocery | HVAC | No | HVAC - Repair Duct System | 0.4895 | 0.42389 | 0.3904 | 0.34483 | 0 | 0 | 0 | 0 | 0 | 0 | 0 | 0
SCE | GWh | Commercial | Com - Grocery | HVAC | No | HVAC - SEER Rated Package Rooftop AC (Recharge) | 0.60916 | 0.51198 | 0.45733 | 0.39294 | 0.3228 | 0.25331 | 0.18744 | 0.1281 | 0.076787 | 0.033888 | 0 | 0
SCE | GWh | Commercial | Com - Grocery | HVAC | No | HVAC - SEER Rated Package Rooftop AC (SEER 14) | 0.71483 | 0.85316 | 0 | 0 | 0 | 0 | 0 | 0 | 0 | 0 | 0 | 0
SCE | GWh | Commercial | Com - Grocery | HVAC | No | HVAC - SEER Rated Package Rooftop AC (SEER 15) | 0.6734 | 0.79082 | 0.42226 | 0.47469 | 0.5319 | 0.57923 | 0.62215 | 0.67155 | 0.71052 | 0.7608 | 0.7985 | 0.83876
SCE | GWh | Commercial | Com - Grocery | HVAC | No | HVAC - SEER Rated Package Rooftop HP (SEER 14) | 0.086898 | 0.10276 | 0 | 0 | 0 | 0 | 0 | 0 | 0 | 0 | 0 | 0
SCE | GWh | Commercial | Com - Grocery | HVAC | No | HVAC - SEER Rated Package Rooftop HP (SEER 15) | 0.33352 | 0.39629 | 0.21383 | 0.24274 | 0.27428 | 0.3012 | 0.32604 | 0.35412 | 0.37693 | 0.4053 | 0.42714 | 0.45001
SCE | GWh | Commercial | Com - Grocery | HVAC | No | HVAC - SEER Rated Split System AC (SEER 14) | 0.66601 | 0.80903 | 0.91772 | 0 | 0 | 0 | 0 | 0 | 0 | 0 | 0 | 0
SCE | GWh | Commercial | Com - Grocery | HVAC | No | HVAC - SEER Rated Split System AC (SEER 15) | 0.050718 | 0.10276 | 0.060358 | 0.07359 | 0.08877 | 0.10323 | 0.11782 | 0.1348 | 0.15056 | 0.16992 | 0.18728 | 0.2061
SCE | GWh | Commercial | Com - Grocery | HVAC | No | HVAC - Thermostat | 2.4148 | 2.5449 | 2.5882 | 2.5059 | 2.3308 | 1.9724 | 1.6022 | 1.3013 | 1.0129 | 0.84168 | 0.69671 | 0.70335
SCE | GWh | Commercial | Com - Grocery | Lighting | Yes | Lighting - LED Fixture (Replacing T8) - Emerging | 0.43845 | 0.65908 | 0.98256 | 1.3932 | 1.9225 | 2.5184 | 3.1717 | 3.9786 | 4.756 | 5.721 | 6.62 | 7.5726
SCE | GWh | Commercial | Com - Grocery | Lighting | Yes | Lighting - LED Lamp (Basic High - Indoor) - Emerging | 0.029369 | 0.047046 | 0.064467 | 0.077102 | 0.091191 | 0.013463 | 0.015026 | 0.016573 | 0.020092 | 0.029773 | 0.038188 | 0.045778
SCE | GWh | Commercial | Com - Grocery | Lighting | Yes | Lighting - LED Lamp (Basic Low - Indoor) - Emerging | 0.66215 | 1.5302 | 2.2137 | 3.0046 | 3.9419 | 0.75703 | 0.92266 | 1.0975 | 1.2628 | 1.4333 | 1.5781 | 1.7077
SCE | GWh | Commercial | Com - Grocery | Lighting | Yes | Lighting - LED Plug-In Indoor Fixture - Emerging | 0.14129 | 0.17988 | 0.22401 | 0.26852 | 0.32173 | 0.02096 | 0.023493 | 0.029616 | 0.036676 | 0.044937 | 0.05247 | 0.06037
SCE | GWh | Commercial | Com - Grocery | Lighting | No | Lighting - Cold Cathode Lamp | 0.037277 | 0.038012 | 0.038708 | 0.039037 | 0.03972 | 0 | 0 | 0 | 0 | 0 | 0 | 0
SCE | GWh | Commercial | Com - Grocery | Lighting | No | Lighting - Compact Fluorescent Fixture (Indoor) | 4.0094 | 4.0378 | 4.0919 | 4.1324 | 4.2079 | 0 | 0 | 0 | 0 | 0 | 0 | 0
SCE | GWh | Commercial | Com - Grocery | Lighting | No | Lighting - Compact Fluorescent Lamp (Basic High - Indoor) | 0.81675 | 0.80744 | 0.78562 | 0.75435 | 0.72593 | 0 | 0 | 0 | 0 | 0 | 0 | 0
SCE | GWh | Commercial | Com - Grocery | Lighting | No | Lighting - Compact Fluorescent Lamp (Basic Low - Indoor) | 2.8858 | 4.5905 | 6.2471 | 7.9096 | 9.6371 | 0 | 0 | 0 | 0 | 0 | 0 | 0
SCE | GWh | Commercial | Com - Grocery | Lighting | No | Lighting - Exit Fixture (LED) | 0 | 0 | 0.027698 | 0.028135 | 0.025887 | 0.025605 | 0.020775 | 0.018426 | 0.0055562 | 0 | 0 | 0
SCE | GWh | Commercial | Com - Grocery | Lighting | No | Lighting - Halogen Lamp (A-Line) | 0.062969 | 0.073889 | 0.068646 | 0.07771 | 0.075186 | 0 | 0 | 0 | 0 | 0 | 0 | 0
SCE | GWh | Commercial | Com - Grocery | Lighting | No | Lighting - Halogen Lamp (Reflector) | 0.018829 | 0.022441 | 0.019757 | 0.022332 | 0.020415 | 0.022195 | 0.021114 | 0.022197 | 0.021802 | 0.022343 | 0.022785 | 0.023121
SCE | GWh | Commercial | Com - Grocery | Lighting | No | Lighting - High Bay HID to T5 | 0 | 0.0057888 | 0.0059572 | 0.0059467 | 0.0061017 | 0.0058881 | 0.0056066 | 0.0055917 | 0.0053462 | 0.0054719 | 0.0053402 | 0.0053434
SCE | GWh | Commercial | Com - Grocery | Lighting | No | Lighting - Induction Fixture (Indoor) | 0.083434 | 0.086549 | 0.08973 | 0.092071 | 0.095291 | 0.096525 | 0.097204 | 0.099257 | 0.099921 | 0.10263 | 0.1038 | 0.10565
SCE | GWh | Commercial | Com - Grocery | Lighting | No | Lighting - Induction Fixture (Outdoor) | 0.022419 | 0.030349 | 0.030328 | 0.030659 | 0.031218 | 0.031166 | 0.030982 | 0.031231 | 0.03109 | 0.031561 | 0.031612 | 0.031884
SCE | GWh | Commercial | Com - Grocery | Lighting | No | Lighting - Linear Fluorescent Delamping | 0.011191 | 0.010724 | 0.0096133 | 0.0074349 | 0 | 0 | 0 | 0 | 0 | 0 | 0 | 0
SCE | GWh | Commercial | Com - Grocery | Lighting | No | Lighting - Linear Fluorescent Fixture (Low Wattage T8) | 3.0839 | 3.5378 | 3.941 | 4.2472 | 4.54 | 4.6719 | 4.7255 | 4.8069 | 4.7847 | 4.8407 | 4.803 | 4.7892
SCE | GWh | Commercial | Com - Grocery | Lighting | No | Lighting - Low Bay HID to T5 | 0 | 0.0021689 | 0.0022318 | 0.0022276 | 0.0022855 | 0.0022052 | 0.0020995 | 0.0020937 | 0.0020016 | 0.0020484 | 0.0019989 | 0.0019999
SCE | GWh | Commercial | Com - Grocery | Lighting | No | Lighting - Plug-In Fixture (Compact Fluorescent) | 1.4642 | 1.4399 | 1.4219 | 1.3938 | 1.3906 | 0 | 0 | 0 | 0 | 0 | 0 | 0
SCE | GWh | Commercial | Com - Grocery | Lighting | No | Lighting - Plug-In Fixture (Exterior) | 0.17626 | 0.22908 | 0.23054 | 0.23256 | 0.23705 | 0.23526 | 0.23219 | 0.23361 | 0.23106 | 0.2348 | 0.23422 | 0.23592
SCE | GWh | Commercial | Com - Grocery | Lighting | No | Lighting - Plug-In Fixture (Induction) | 0 | 0 | 0.1346 | 0.31606 | 0.34382 | 0.36468 | 0.37473 | 0.38755 | 0.38907 | 0.40082 | 0.40239 | 0.40744
SCE | GWh | Commercial | Com - Grocery | Lighting | No | Lighting - Plug-In Fixture (Linear Fluorescent) | 2.4008 | 2.5447 | 2.6574 | 2.7071 | 2.7783 | 0 | 0 | 0 | 0 | 0 | 0 | 0
SCE | GWh | Commercial | Com - Grocery | Lighting | No | Lighting - Plug-In Fixture (PSMH with Electronic Ballast) | 0.46581 | 0.54947 | 0.53197 | 0.45635 | 0.43561 | 0.42373 | 0.41268 | 0.41052 | 0.40405 | 0.40748 | 0.40525 | 0.40652
SCE | GWh | Commercial | Com - Grocery | Lighting | No | Lighting - Plug-In Fixture (PSMH) | 0.60961 | 0.59102 | 0.57152 | 0.55833 | 0.56711 | 0.53483 | 0.50938 | 0.49723 | 0.482 | 0.47917 | 0.47108 | 0.46788
SCE | GWh | Commercial | Com - Grocery | SHW | No | SHW - EF Rated Instantaneous Water Heater (Electric) | 0.0032236 | 0.0038304 | 0.0044445 | 0.0050065 | 0.0056092 | 0.0060579 | 0.0064299 | 0.0068668 | 0.0071576 | 0.0075794 | 0.0078397 | 0.0081298
SCE | GWh | Commercial | Com - Grocery | SHW | No | SHW - EF Rated Storage Water Heater (Electric) | 0.0022769 | 0.0026359 | 0 | 0 | 0 | 0 | 0 | 0 | 0 | 0 | 0 | 0
SCE | GWh | Commercial | Com - Grocery | Service | No | HVAC - Comprehensive Rooftop Unit Quality Maintenance | 0.32743 | 0.30579 | 0.3351 | 0.36376 | 0.39011 | 0.41329 | 0.43142 | 0.44307 | 0.44699 | 0.4423 | 0.42831 | 0.40584
SCE | GWh | Commercial | Com - Grocery | Service | No | Service - HVAC Fault Detection & Diagnositics | 0 | 0.11212 | 0.11425 | 0.11273 | 0.11401 | 0.10827 | 0.10121 | 0.098848 | 0.092385 | 0.092299 | 0.087633 | 0.085128
SCE | GWh | Commercial | Com - Grocery | Service | No | Service - Retro-Commissioning (Electric) | 0.47897 | 0.36984 | 0.33119 | 0.29057 | 0.24092 | 0.19838 | 0.15549 | 0.11521 | 0.078775 | 0.046593 | 0.015247 | 0
SCE | GWh | Commercial | Com - Grocery | WholeBlg | No | HVAC - Energy Management System | 0.42756 | 0.54049 | 0.48125 | 0.41965 | 0.37372 | 0.32038 | 0.27145 | 0.26841 | 0.25893 | 0.2669 | 0.26196 | 0.26331
SCE | GWh | Commercial | Com - Grocery | WholeBlg | No | WholeBlg - Com NC Level 2 | 0.018045 | 0 | 0 | 0 | 0 | 0 | 0 | 0 | 0 | 0 | 0 | 0
SCE | GWh | Commercial | Com - Grocery | WholeBlg | No | WholeBlg - Com NC Level 3 | 0.015187 | 0 | 0 | 0 | 0 | 0 | 0 | 0 | 0 | 0 | 0 | 0
SCE | GWh | Commercial | Com - Grocery | WholeBlg | No | WholeBlg - Com NC ZNE | 0.034811 | 0.037257 | 0.081487 | 0.13108 | 0.16006 | 0.21328 | 0.26409 | 0.24872 | 0.28999 | 0.3526 | 0.27019 | 0.31319
SCE | GWh | Commercial | Com - Grocery | WholeBlg | No | WholeBlg - Com RET Level 1 | 0.51841 | 0.86511 | 1.2382 | 1.6417 | 2.0769 | 2.5451 | 3.0449 | 3.5754 | 4.1328 | 4.7139 | 5.3117 | 5.9206
SCE | GWh | Commercial | Com - Grocery | WholeBlg | No | WholeBlg - Com RET Level 2 | 2.6356 | 3.4031 | 4.2498 | 5.1787 | 6.1822 | 7.2634 | 8.4113 | 9.6217 | 10.8761 | 12.1639 | 13.4551 | 14.7343
SCE | GWh | Commercial | Com - Hospital | AppPlug | No | AppPlug - Computer Monitor | 0.0014723 | 0.0028976 | 0.0028374 | 0.0028991 | 0 | 0 | 0 | 0 | 0 | 0 | 0 | 0
SCE | GWh | Commercial | Com - Hospital | AppPlug | No | AppPlug - Desktop Computer (Com - Power Management) | 0.04892 | 0.059432 | 0.058151 | 0.055653 | 0.052921 | 0.048593 | 0.043739 | 0.041106 | 0.036907 | 0.034856 | 0.031795 | 0.029839
SCE | GWh | Commercial | Com - Hospital | AppPlug | No | AppPlug - Occupancy Sensor Plug Strip | 0 | 0.007107 | 0.010602 | 0.012284 | 0.013116 | 0.013674 | 0.013128 | 0.014059 | 0.013522 | 0.014383 | 0.013307 | 0.012796
SCE | GWh | Commercial | Com - Hospital | BldgEnv | No | BldgEnv - Window Film | 0 | 5.4191e-08 | 2.1956e-07 | 4.7105e-07 | 0 | 0 | 0 | 0 | 0 | 0 | 0 | 0
SCE | GWh | Commercial | Com - Hospital | FoodServ | No | FoodServ - Electric Steamer | 0.014164 | 0.014519 | 0.014887 | 0.015115 | 0.015483 | 0.015529 | 0.015494 | 0.015712 | 0.015693 | 0.016011 | 0.016083 | 0.016277
SCE | GWh | Commercial | Com - Hospital | FoodServ | No | FoodServ - Oven (Electric) | 0.0062325 | 0.0064012 | 0.0065726 | 0.0066881 | 0.0068584 | 0.0069043 | 0.0069182 | 0.0070286 | 0.0070482 | 0.0071956 | 0.0072506 | 0.0073514
SCE | GWh | Commercial | Com - Hospital | HVAC | Yes | HVAC - Advanced Package Rooftop AC (> EER 12) - Emerging | 0 | 0 | 0.0015433 | 0.0039407 | 0.0070445 | 0.010775 | 0.01505 | 0.01985 | 0.025204 | 0.031094 | 0.037509 | 0.044458
SCE | GWh | Commercial | Com - Hospital | HVAC | No | HVAC - Chiller (Centrifugal) | 0.065674 | 0.079947 | 0.095216 | 0.1111 | 0.1097 | 0.14467 | 0.16154 | 0.17942 | 0.19617 | 0.21409 | 0.23022 | 0.24613
SCE | GWh | Commercial | Com - Hospital | HVAC | No | HVAC - Chiller (Reciprocating) | 0.07598 | 0.092937 | 0.1109 | 0.12886 | 0.14886 | 0.1666 | 0.18349 | 0.20281 | 0.21905 | 0.23903 | 0.25495 | 0.27157
SCE | GWh | Commercial | Com - Hospital | HVAC | No | HVAC - Demand Controlled Ventilation | 0.37775 | 0.39287 | 0.44093 | 0.48114 | 0.51366 | 0.52643 | 0.52051 | 0.50353 | 0.46623 | 0.4282 | 0.37774 | 0.33056
SCE | GWh | Commercial | Com - Hospital | HVAC | No | HVAC - Direct Evaporative Cooler | 0.58861 | 0.68658 | 0.79204 | 0.90276 | 1.0199 | 1.1374 | 1.2544 | 1.3739 | 1.4875 | 1.6019 | 1.7063 | 1.8041
SCE | GWh | Commercial | Com - Hospital | HVAC | No | HVAC - EER Rated Package Rooftop AC (EER 11) | 0.053494 | 0.061315 | 0.069469 | 0.0775 | 0.086592 | 0.094476 | 0.1018 | 0.1102 | 0.11704 | 0.12565 | 0.13234 | 0.13943
SCE | GWh | Commercial | Com - Hospital | HVAC | No | HVAC - EER Rated Package Rooftop HP (EER 11) | 0.027226 | 0.030829 | 0.03444 | 0.037942 | 0 | 0 | 0 | 0 | 0 | 0 | 0 | 0
SCE | GWh | Commercial | Com - Hospital | HVAC | No | HVAC - Repair Duct System | 0.18027 | 0.15393 | 0.13964 | 0.12161 | 0 | 0 | 0 | 0 | 0 | 0 | 0 | 0
SCE | GWh | Commercial | Com - Hospital | HVAC | No | HVAC - SEER Rated Package Rooftop AC (Recharge) | 0.19907 | 0.16681 | 0.14863 | 0.12738 | 0.10441 | 0.081696 | 0.060241 | 0.040954 | 0.024298 | 0.010381 | 0 | 0
SCE | GWh | Commercial | Com - Hospital | HVAC | No | HVAC - SEER Rated Package Rooftop AC (SEER 14) | 0.34532 | 0.41174 | 0 | 0 | 0 | 0 | 0 | 0 | 0 | 0 | 0 | 0
SCE | GWh | Commercial | Com - Hospital | HVAC | No | HVAC - SEER Rated Package Rooftop AC (SEER 15) | 0.34552 | 0.40583 | 0.21703 | 0.24446 | 0.27443 | 0.2995 | 0.32239 | 0.34871 | 0.36968 | 0.39633 | 0.41663 | 0.43819
SCE | GWh | Commercial | Com - Hospital | HVAC | No | HVAC - SEER Rated Package Rooftop HP (SEER 14) | 0.030557 | 0.036102 | 0 | 0 | 0 | 0 | 0 | 0 | 0 | 0 | 0 | 0
SCE | GWh | Commercial | Com - Hospital | HVAC | No | HVAC - SEER Rated Package Rooftop HP (SEER 15) | 0.11351 | 0.1345 | 0.072461 | 0.082096 | 0.092679 | 0.10152 | 0.1096 | 0.11894 | 0.12633 | 0.13578 | 0.14292 | 0.1505
SCE | GWh | Commercial | Com - Hospital | HVAC | No | HVAC - SEER Rated Split System AC (SEER 14) | 0.23996 | 0.27323 | 0.30672 | 0 | 0 | 0 | 0 | 0 | 0 | 0 | 0 | 0
SCE | GWh | Commercial | Com - Hospital | HVAC | No | HVAC - SEER Rated Split System AC (SEER 15) | 0.028355 | 0.037103 | 0.021618 | 0.026136 | 0.03124 | 0.036006 | 0.040736 | 0.046178 | 0.051135 | 0.057164 | 0.062511 | 0.068289
SCE | GWh | Commercial | Com - Hospital | HVAC | No | HVAC - SEER Rated Split System HP (SEER 14) | 0.20509 | 0.24261 | 0.037916 | 0.042858 | 0.048296 | 0.05276 | 0.0568 | 0.061523 | 0.065188 | 0.069982 | 0.073533 | 0.077337
SCE | GWh | Commercial | Com - Hospital | HVAC | No | HVAC - SEER Rated Split System HP (SEER 15) | 0.074001 | 0.087483 | 0.047031 | 0.053161 | 0.05991 | 0.065473 | 0.070518 | 0.076412 | 0.081008 | 0.087003 | 0.091464 | 0.09624
SCE | GWh | Commercial | Com - Hospital | Lighting | Yes | Lighting - LED Fixture (Replacing T8) - Emerging | 0.1681 | 0.25076 | 0.36802 | 0.51585 | 0.70306 | 0.91516 | 1.1483 | 1.4311 | 1.7098 | 2.0454 | 2.3644 | 2.6959
SCE | GWh | Commercial | Com - Hospital | Lighting | Yes | Lighting - LED Lamp (Basic High - Indoor) - Emerging | 0.0061917 | 0.009616 | 0.013259 | 0.0159 | 0.018811 | 0.0027794 | 0.0031003 | 0.0033973 | 0.0036098 | 0.0038168 | 0.0050433 | 0.0062618
SCE | GWh | Commercial | Com - Hospital | Lighting | Yes | Lighting - LED Lamp (Basic Low - Indoor) - Emerging | 0.06812 | 0.10707 | 0.12165 | 0.13749 | 0.21467 | 0.050409 | 0.068909 | 0.088401 | 0.10746 | 0.1278 | 0.147 | 0.16591
SCE | GWh | Commercial | Com - Hospital | Lighting | Yes | Lighting - LED Plug-In Indoor Fixture - Emerging | 0.078132 | 0.099302 | 0.12322 | 0.14722 | 0.17571 | 0.011413 | 0.012753 | 0.016278 | 0.020197 | 0.024715 | 0.028827 | 0.033106
SCE | GWh | Commercial | Com - Hospital | Lighting | No | Lighting - Cold Cathode Lamp | 0.023072 | 0.023456 | 0.023838 | 0.024 | 0.024386 | 0 | 0 | 0 | 0 | 0 | 0 | 0
SCE | GWh | Commercial | Com - Hospital | Lighting | No | Lighting - Compact Fluorescent Fixture (Indoor) | 2.5237 | 2.531 | 2.5569 | 2.5763 | 2.6174 | 0 | 0 | 0 | 0 | 0 | 0 | 0
SCE | GWh | Commercial | Com - Hospital | Lighting | No | Lighting - Compact Fluorescent Lamp (Basic High - Indoor) | 0.088857 | 0.09787 | 0.10347 | 0.10617 | 0.10698 | 0 | 0 | 0 | 0 | 0 | 0 | 0
SCE | GWh | Commercial | Com - Hospital | Lighting | No | Lighting - Compact Fluorescent Lamp (Basic Low - Indoor) | 1.1806 | 1.1211 | 1.1186 | 1.1307 | 1.0962 | 0 | 0 | 0 | 0 | 0 | 0 | 0
SCE | GWh | Commercial | Com - Hospital | Lighting | No | Lighting - Exit Fixture (LED) | 0 | 0 | 0.011402 | 0.011688 | 0.010519 | 0.010364 | 0.0078996 | 0.0066852 | 0.00018552 | 0 | 0 | 0
SCE | GWh | Commercial | Com - Hospital | Lighting | No | Lighting - Halogen Lamp (A-Line) | 0.030865 | 0.036239 | 0.033637 | 0.038108 | 0.036838 | 0 | 0 | 0 | 0 | 0 | 0 | 0
SCE | GWh | Commercial | Com - Hospital | Lighting | No | Lighting - Halogen Lamp (Reflector) | 0.0092126 | 0.010988 | 0.0096688 | 0.010936 | 0.0099905 | 0.01087 | 0.010334 | 0.010873 | 0.010672 | 0.010936 | 0.011153 | 0.011318
SCE | GWh | Commercial | Com - Hospital | Lighting | No | Lighting - High Bay HID to T5 | 0.009097 | 0.0093397 | 0.01013 | 0.010857 | 0.011557 | 0.012073 | 0.012421 | 0.012744 | 0.012796 | 0.012906 | 0.012693 | 0.012446
SCE | GWh | Commercial | Com - Hospital | Lighting | No | Lighting - Induction Fixture (Indoor) | 0.042045 | 0.043051 | 0.044125 | 0.044827 | 0.04599 | 0.046253 | 0.046288 | 0.047013 | 0.047111 | 0.048179 | 0.048561 | 0.049275
SCE | GWh | Commercial | Com - Hospital | Lighting | No | Lighting - Induction Fixture (Outdoor) | 0.010988 | 0.014874 | 0.014865 | 0.015028 | 0.015302 | 0.015281 | 0.015192 | 0.015319 | 0.015251 | 0.015484 | 0.015511 | 0.015647
SCE | GWh | Commercial | Com - Hospital | Lighting | No | Lighting - Linear Fluorescent Delamping | 0.028769 | 0.027546 | 0.024786 | 0.019222 | 0.010729 | 0 | 0 | 0 | 0 | 0 | 0 | 0
SCE | GWh | Commercial | Com - Hospital | Lighting | No | Lighting - Linear Fluorescent Fixture (Low Wattage T8) | 0.41646 | 0.51093 | 0.60463 | 0.69113 | 0.78005 | 0.84759 | 0.90207 | 0.95822 | 0.99336 | 1.0369 | 1.0573 | 1.0756
SCE | GWh | Commercial | Com - Hospital | Lighting | No | Lighting - Low Bay HID to T5 | 0.00024596 | 0.00025282 | 0.00027162 | 0.00028864 | 0.00030515 | 0.00031694 | 0.00032472 | 0.00033245 | 0.00033368 | 0.00033718 | 0.00033287 | 0.00032823
SCE | GWh | Commercial | Com - Hospital | Lighting | No | Lighting - Plug-In Fixture (Compact Fluorescent) | 0.78156 | 0.76676 | 0.7559 | 0.74054 | 0.73846 | 0 | 0 | 0 | 0 | 0 | 0 | 0
SCE | GWh | Commercial | Com - Hospital | Lighting | No | Lighting - Plug-In Fixture (Exterior) | 0.086395 | 0.11228 | 0.113 | 0.11399 | 0.1162 | 0.11537 | 0.11387 | 0.11462 | 0.11338 | 0.11524 | 0.11498 | 0.11583
SCE | GWh | Commercial | Com - Hospital | Lighting | No | Lighting - Plug-In Fixture (Induction) | 0.19587 | 0.19726 | 0.20238 | 0.20534 | 0.211 | 0.21059 | 0.20862 | 0.2111 | 0.20934 | 0.21393 | 0.21385 | 0.21595
SCE | GWh | Commercial | Com - Hospital | Lighting | No | Lighting - Plug-In Fixture (Linear Fluorescent) | 1.2557 | 1.3306 | 1.3887 | 1.4142 | 1.4498 | 0 | 0 | 0 | 0 | 0 | 0 | 0
SCE | GWh | Commercial | Com - Hospital | Lighting | No | Lighting - Plug-In Fixture (PSMH with Electronic Ballast) | 0.1844 | 0.20527 | 0.20737 | 0.20876 | 0.21206 | 0.21074 | 0.20841 | 0.20928 | 0.20723 | 0.20958 | 0.20889 | 0.20979
SCE | GWh | Commercial | Com - Hospital | Lighting | No | Lighting - Plug-In Fixture (PSMH) | 0.23294 | 0.25908 | 0.25764 | 0.25552 | 0.25581 | 0.25085 | 0.2451 | 0.24321 | 0.23832 | 0.23854 | 0.23567 | 0.23483
SCE | GWh | Commercial | Com - Hospital | SHW | No | SHW - EF Rated Instantaneous Water Heater (Electric) | 0.001796 | 0.0021236 | 0.0024556 | 0.0027591 | 0.0030867 | 0.0033274 | 0.0035255 | 0.0037622 | 0.0039169 | 0.0041481 | 0.0042883 | 0.0044471
SCE | GWh | Commercial | Com - Hospital | SHW | No | SHW - EF Rated Storage Water Heater (Electric) | 0.001429 | 0.0016563 | 0 | 0 | 0 | 0 | 0 | 0 | 0 | 0 | 0 | 0
SCE | GWh | Commercial | Com - Hospital | Service | No | HVAC - Comprehensive Rooftop Unit Quality Maintenance | 0.16047 | 0.14986 | 0.16423 | 0.17827 | 0.19119 | 0.20255 | 0.21143 | 0.21714 | 0.21907 | 0.21676 | 0.20991 | 0.1989
SCE | GWh | Commercial | Com - Hospital | Service | No | Service - HVAC Fault Detection & Diagnositics | 0 | 0.055377 | 0.056927 | 0.056755 | 0.057836 | 0.055491 | 0.052444 | 0.05321 | 0.050833 | 0.05199 | 0.050713 | 0.050721
SCE | GWh | Commercial | Com - Hospital | Service | No | Service - Retro-Commissioning (Electric) | 0.23474 | 0.18126 | 0.16231 | 0.1424 | 0.11807 | 0.097224 | 0.076205 | 0.056463 | 0.038607 | 0.022835 | 0.0074723 | 0
SCE | GWh | Commercial | Com - Hospital | WholeBlg | No | HVAC - Energy Management System | 0.20954 | 0.26489 | 0.23585 | 0.20566 | 0.18316 | 0.15701 | 0.13303 | 0.13154 | 0.1269 | 0.13081 | 0.12838 | 0.12904
SCE | GWh | Commercial | Com - Hospital | WholeBlg | No | WholeBlg - Com NC Level 2 | 0.0087847 | 0 | 0 | 0 | 0 | 0 | 0 | 0 | 0 | 0 | 0 | 0
SCE | GWh | Commercial | Com - Hospital | WholeBlg | No | WholeBlg - Com NC Level 3 | 0.0077495 | 0 | 0 | 0 | 0 | 0 | 0 | 0 | 0 | 0 | 0 | 0
SCE | GWh | Commercial | Com - Hospital | WholeBlg | No | WholeBlg - Com NC ZNE | 0.0017267 | 0 | 0 | 0 | 0.0059751 | 0.011199 | 0.016703 | 0 | 0 | 0 | 0 | 0
SCE | GWh | Commercial | Com - Hospital | WholeBlg | No | WholeBlg - Com RET Level 1 | 0.2557 | 0.34782 | 0.44576 | 0.5499 | 0.66007 | 0.77631 | 0.89805 | 1.0249 | 1.1557 | 1.2896 | 1.4249 | 1.5659
SCE | GWh | Commercial | Com - Hospital | WholeBlg | No | WholeBlg - Com RET Level 2 | 0.4093 | 0.55698 | 0.71537 | 0.88584 | 1.0676 | 1.2616 | 1.4663 | 1.6818 | 1.9054 | 2.1363 | 2.3705 | 2.6004
SCE | GWh | Commercial | Com - Hotel | AppPlug | No | AppPlug - Computer Monitor | 0.0014 | 0.0027547 | 0.0026975 | 0.0027562 | 0 | 0 | 0 | 0 | 0 | 0 | 0 | 0
SCE | GWh | Commercial | Com - Hotel | AppPlug | No | AppPlug - Desktop Computer (Com - Power Management) | 0.04651 | 0.056501 | 0.055284 | 0.052908 | 0.050543 | 0.046629 | 0.042226 | 0.039079 | 0.035087 | 0.033137 | 0.030227 | 0.028368
SCE | GWh | Commercial | Com - Hotel | AppPlug | No | AppPlug - Occupancy Sensor Plug Strip | 0 | 0.0067566 | 0.010079 | 0.011679 | 0.012533 | 0.01312 | 0.012661 | 0.013366 | 0.012855 | 0.013674 | 0.012651 | 0.012165
SCE | GWh | Commercial | Com - Hotel | AppPlug | No | AppPlug - Vending Machine Controls | 0.09046 | 0.10556 | 0.10503 | 0.10172 | 0.098102 | 0.091226 | 0.082891 | 0.077032 | 0.068992 | 0.064905 | 0.05835 | 0.053744
SCE | GWh | Commercial | Com - Hotel | BldgEnv | No | BldgEnv - Window Film | 0.31402 | 0.28848 | 0.31702 | 0.35195 | 0.38488 | 0.41051 | 0.42232 | 0.42523 | 0.41516 | 0.39916 | 0.37003 | 0.33208
SCE | GWh | Commercial | Com - Hotel | FoodServ | No | FoodServ - Electric Griddle | 0.00021166 | 0.00021661 | 0.00022173 | 0.0002252 | 0 | 0.00022083 | 0.00022389 | 0.00022956 | 0.00023217 | 0.000238 | 0.00024062 | 0.00024433
SCE | GWh | Commercial | Com - Hotel | FoodServ | No | FoodServ - Electric Steamer | 0.0063369 | 0.0064956 | 0.0066603 | 0.0067624 | 0.0069295 | 0.0069525 | 0.0069391 | 0.0070295 | 0.007021 | 0.0071632 | 0.0071955 | 0.0072823
SCE | GWh | Commercial | Com - Hotel | FoodServ | No | FoodServ - Fryer (Electric) | 0.00021562 | 0.0002201 | 0.00022466 | 0.00022751 | 0.00023215 | 0.00023305 | 0.000233 | 0.00023565 | 0.00023579 | 0.0002398 | 0.0002411 | 0.0002438
SCE | GWh | Commercial | Com - Hotel | FoodServ | No | FoodServ - Oven (Electric) | 0.0029627 | 0.0030428 | 0.0031243 | 0.0031792 | 0.0032612 | 0.003284 | 0.0032915 | 0.003341 | 0.0033503 | 0.0034204 | 0.0034466 | 0.0034945
SCE | GWh | Commercial | Com - Hotel | HVAC | Yes | HVAC - Advanced Package Rooftop AC (> EER 12) - Emerging | 0 | 0 | 0.00096466 | 0.002445 | 0.0043563 | 0.0066541 | 0.0092896 | 0.012251 | 0.015557 | 0.019195 | 0.023158 | 0.02745
SCE | GWh | Commercial | Com - Hotel | HVAC | No | HVAC - Chiller (Centrifugal) | 0.043319 | 0.052354 | 0.061904 | 0.071708 | 0.070742 | 0.079969 | 0.089266 | 0.098451 | 0.10748 | 0.13128 | 0.14043 | 0.14927
SCE | GWh | Commercial | Com - Hotel | HVAC | No | HVAC - Chiller (Reciprocating) | 0.055564 | 0.06622 | 0.077 | 0.087168 | 0.098092 | 0.10691 | 0.11467 | 0.12339 | 0.12986 | 0.13819 | 0.14391 | 0.14987
SCE | GWh | Commercial | Com - Hotel | HVAC | No | HVAC - Demand Controlled Ventilation | 0.10122 | 0.10535 | 0.11821 | 0.12898 | 0.13773 | 0.14121 | 0.13971 | 0.13525 | 0.12537 | 0.11531 | 0.10187 | 0.089283
SCE | GWh | Commercial | Com - Hotel | HVAC | No | HVAC - EER Rated Package Rooftop AC (EER 11) | 0.03093 | 0.035492 | 0.040242 | 0.044906 | 0.050236 | 0.054835 | 0.059091 | 0.063962 | 0.067912 | 0.072917 | 0.07677 | 0.080758
SCE | GWh | Commercial | Com - Hotel | HVAC | No | HVAC - EER Rated Package Rooftop HP (EER 11) | 0.019054 | 0.021563 | 0.024077 | 0.026516 | 0 | 0 | 0 | 0 | 0 | 0 | 0 | 0.0045984
SCE | GWh | Commercial | Com - Hotel | HVAC | No | HVAC - Repair Duct System | 0.1277 | 0.10963 | 0.1 | 0.087526 | 0 | 0 | 0 | 0 | 0 | 0 | 0.0021087 | 0
SCE | GWh | Commercial | Com - Hotel | HVAC | No | HVAC - SEER Rated Package Rooftop AC (Recharge) | 0.13607 | 0.11387 | 0.10136 | 0.086731 | 0.071051 | 0.055469 | 0.040794 | 0.02762 | 0.016252 | 0.0067605 | 0 | 0
SCE | GWh | Commercial | Com - Hotel | HVAC | No | HVAC - SEER Rated Package Rooftop AC (SEER 14) | 0.17817 | 0.2123 | 0 | 0 | 0 | 0 | 0 | 0 | 0 | 0 | 0 | 0
SCE | GWh | Commercial | Com - Hotel | HVAC | No | HVAC - SEER Rated Package Rooftop AC (SEER 15) | 0.19369 | 0.22755 | 0.12174 | 0.13716 | 0.15406 | 0.16817 | 0.18106 | 0.1958 | 0.20758 | 0.22258 | 0.234 | 0.24613
SCE | GWh | Commercial | Com - Hotel | HVAC | No | HVAC - SEER Rated Package Rooftop HP (SEER 14) | 0.019478 | 0.023038 | 0 | 0 | 0 | 0 | 0 | 0 | 0 | 0 | 0 | 0
SCE | GWh | Commercial | Com - Hotel | HVAC | No | HVAC - SEER Rated Package Rooftop HP (SEER 15) | 0.073316 | 0.08723 | 0.047178 | 0.053631 | 0.060769 | 0.066751 | 0.072234 | 0.07856 | 0.083606 | 0.090094 | 0.094992 | 0.10021
SCE | GWh | Commercial | Com - Hotel | HVAC | No | HVAC - SEER Rated Split System AC (SEER 14) | 0.13785 | 0.16187 | 0.1869 | 0 | 0 | 0 | 0 | 0 | 0 | 0 | 0 | 0
SCE | GWh | Commercial | Com - Hotel | HVAC | No | HVAC - SEER Rated Split System AC (SEER 15) | 0.022743 | 0.030571 | 0.018202 | 0.022418 | 0.027255 | 0.031907 | 0.036633 | 0.042099 | 0.047237 | 0.053469 | 0.059137 | 0.065261
SCE | GWh | Commercial | Com - Hotel | HVAC | No | HVAC - SEER Rated Split System HP (SEER 14) | 0.10949 | 0.12964 | 0.020282 | 0.022945 | 0.025885 | 0.028298 | 0.030484 | 0.033026 | 0.035009 | 0.037607 | 0.03953 | 0.041593
SCE | GWh | Commercial | Com - Hotel | HVAC | No | HVAC - SEER Rated Split System HP (SEER 15) | 0.041766 | 0.049449 | 0.026625 | 0.030133 | 0.034016 | 0.03721 | 0.04011 | 0.043491 | 0.046137 | 0.049614 | 0.052193 | 0.054967
SCE | GWh | Commercial | Com - Hotel | Lighting | Yes | Lighting - LED Fixture (Replacing T8) - Emerging | 0 | 0 | 0 | 0.067169 | 0.14089 | 0.22465 | 0.31177 | 0.41487 | 0.50734 | 0.61762 | 0.7172 | 0.82031
SCE | GWh | Commercial | Com - Hotel | Lighting | Yes | Lighting - LED Lamp (Basic High - Indoor) - Emerging | 0.0051207 | 0.0083939 | 0.013419 | 0.0172 | 0.020787 | 0.0031559 | 0.0036168 | 0.0040845 | 0.0060546 | 0.0087636 | 0.011183 | 0.013419
SCE | GWh | Commercial | Com - Hotel | Lighting | Yes | Lighting - LED Lamp (Basic Low - Indoor) - Emerging | 0.016204 | 0.025998 | 0.036556 | 0.044317 | 0.053309 | 0.0094543 | 0.010678 | 0.014376 | 0.021576 | 0.028661 | 0.035171 | 0.04132
SCE | GWh | Commercial | Com - Hotel | Lighting | Yes | Lighting - LED Plug-In Indoor Fixture - Emerging | 0.022834 | 0.028857 | 0.036127 | 0.04381 | 0.053267 | 0.0035297 | 0.0040201 | 0.0049545 | 0.0062148 | 0.0077231 | 0.0091458 | 0.010663
SCE | GWh | Commercial | Com - Hotel | Lighting | No | Lighting - Cold Cathode Lamp | 0.0048286 | 0.005279 | 0.005366 | 0.0054016 | 0.0056173 | 0 | 0 | 0 | 0 | 0 | 0 | 0
SCE | GWh | Commercial | Com - Hotel | Lighting | No | Lighting - Compact Fluorescent Fixture (Indoor) | 0.91134 | 0.92097 | 0.9341 | 0.9443 | 0.96158 | 0 | 0 | 0 | 0 | 0 | 0 | 0
SCE | GWh | Commercial | Com - Hotel | Lighting | No | Lighting - Compact Fluorescent Lamp (Basic High - Indoor) | 0.22252 | 0.22052 | 0.21337 | 0.20385 | 0.19622 | 0 | 0 | 0 | 0 | 0 | 0 | 0
SCE | GWh | Commercial | Com - Hotel | Lighting | No | Lighting - Compact Fluorescent Lamp (Basic Low - Indoor) | 0.49363 | 0.47227 | 0.44943 | 0.42762 | 0.41294 | 0 | 0 | 0 | 0 | 0 | 0 | 0
SCE | GWh | Commercial | Com - Hotel | Lighting | No | Lighting - Exit Fixture (LED) | 0 | 0 | 0.01184 | 0.012079 | 0.010996 | 0.010854 | 0.0085523 | 0.007424 | 0.0013257 | 0 | 0 | 0
SCE | GWh | Commercial | Com - Hotel | Lighting | No | Lighting - Halogen Lamp (A-Line) | 0.029304 | 0.034194 | 0.032036 | 0.036013 | 0.035122 | 0 | 0 | 0 | 0 | 0 | 0 | 0
SCE | GWh | Commercial | Com - Hotel | Lighting | No | Lighting - Halogen Lamp (Reflector) | 0.0089058 | 0.010547 | 0.0093267 | 0.010476 | 0.0096372 | 0.010406 | 0.0099619 | 0.010399 | 0.010289 | 0.010592 | 0.010737 | 0.010917
SCE | GWh | Commercial | Com - Hotel | Lighting | No | Lighting - Induction Fixture (Indoor) | 0.035695 | 0.040415 | 0.040863 | 0.041264 | 0.042023 | 0.041968 | 0.041724 | 0.042065 | 0.041878 | 0.042519 | 0.042592 | 0.042964
SCE | GWh | Commercial | Com - Hotel | Lighting | No | Lighting - Induction Fixture (Outdoor) | 0.010446 | 0.014141 | 0.014132 | 0.014287 | 0.014548 | 0.014529 | 0.014445 | 0.014563 | 0.014499 | 0.014721 | 0.014746 | 0.014875
SCE | GWh | Commercial | Com - Hotel | Lighting | No | Lighting - Linear Fluorescent Delamping | 0.0021798 | 0.0021019 | 0.0018497 | 0.001416 | 0 | 0 | 0 | 0 | 0 | 0 | 0 | 0
SCE | GWh | Commercial | Com - Hotel | Lighting | No | Lighting - Linear Fluorescent Fixture (Low Wattage T8) | 0.29103 | 0.34397 | 0.39197 | 0.42796 | 0.46045 | 0.47613 | 0.48362 | 0.49336 | 0.49321 | 0.50038 | 0.49857 | 0.49892
SCE | GWh | Commercial | Com - Hotel | Lighting | No | Lighting - Occupancy Sensor | 0 | 0 | 0 | 0 | 0 | 0 | 0 | 0 | 0 | 0 | 0 | 0.042894
SCE | GWh | Commercial | Com - Hotel | Lighting | No | Lighting - Plug-In Fixture (Compact Fluorescent) | 0.27297 | 0.26998 | 0.26816 | 0.26439 | 0.26512 | 0 | 0 | 0 | 0 | 0 | 0 | 0
SCE | GWh | Commercial | Com - Hotel | Lighting | No | Lighting - Plug-In Fixture (Exterior) | 0.08213 | 0.10674 | 0.10743 | 0.10837 | 0.11047 | 0.1097 | 0.10828 | 0.10896 | 0.10779 | 0.10956 | 0.10931 | 0.11012
SCE | GWh | Commercial | Com - Hotel | Lighting | No | Lighting - Plug-In Fixture (Linear Fluorescent) | 0.44986 | 0.46766 | 0.48318 | 0.49039 | 0.50294 | 0 | 0 | 0 | 0 | 0 | 0 | 0
SCE | GWh | Commercial | Com - Hotel | Lighting | No | Lighting - Plug-In Fixture (PSMH with Electronic Ballast) | 0 | 0 | 0 | 0.059115 | 0.10015 | 0.10352 | 0.10417 | 0.10525 | 0.1041 | 0.10497 | 0.10393 | 0.10369
SCE | GWh | Commercial | Com - Hotel | Lighting | No | Lighting - Plug-In Fixture (PSMH) | 0.14641 | 0.17202 | 0.17022 | 0.16142 | 0.15159 | 0.1459 | 0.14094 | 0.1395 | 0.13605 | 0.13647 | 0.13455 | 0.13406
SCE | GWh | Commercial | Com - Hotel | SHW | No | SHW - EF Rated Instantaneous Water Heater (Electric) | 0.00082628 | 0.00097033 | 0.0011152 | 0.0012466 | 0.0013884 | 0.0014915 | 0.001576 | 0.0016775 | 0.0017432 | 0.0018423 | 0.0019021 | 0.0019701
SCE | GWh | Commercial | Com - Hotel | SHW | No | SHW - EF Rated Storage Water Heater (Electric) | 0.00073202 | 0.00084674 | 0 | 0 | 0 | 0 | 0 | 0 | 0 | 0 | 0 | 0
SCE | GWh | Commercial | Com - Hotel | Service | No | HVAC - Comprehensive Rooftop Unit Quality Maintenance | 0.15256 | 0.14247 | 0.15613 | 0.16948 | 0.18176 | 0.19256 | 0.20101 | 0.20644 | 0.20826 | 0.20608 | 0.19956 | 0.18909
SCE | GWh | Commercial | Com - Hotel | Service | No | Service - HVAC Fault Detection & Diagnositics | 0 | 0.052646 | 0.05412 | 0.053956 | 0.055308 | 0.053361 | 0.050763 | 0.050586 | 0.048327 | 0.049427 | 0.048213 | 0.04822
SCE | GWh | Commercial | Com - Hotel | Service | No | Service - Retro-Commissioning (Electric) | 0.22316 | 0.17232 | 0.15431 | 0.13538 | 0.11225 | 0.09243 | 0.072447 | 0.053678 | 0.036703 | 0.021709 | 0.0071038 | 0
SCE | GWh | Commercial | Com - Hotel | WholeBlg | No | HVAC - Energy Management System | 0.19921 | 0.25183 | 0.22422 | 0.19552 | 0.17413 | 0.14927 | 0.12647 | 0.12506 | 0.12064 | 0.12436 | 0.12205 | 0.12268
SCE | GWh | Commercial | Com - Hotel | WholeBlg | No | WholeBlg - Com NC Level 2 | 0.0082937 | 0 | 0 | 0 | 0 | 0 | 0 | 0 | 0 | 0 | 0 | 0
SCE | GWh | Commercial | Com - Hotel | WholeBlg | No | WholeBlg - Com NC Level 3 | 0.0077938 | 0 | 0 | 0 | 0 | 0 | 0 | 0 | 0 | 0 | 0 | 0
SCE | GWh | Commercial | Com - Hotel | WholeBlg | No | WholeBlg - Com RET Level 1 | 0.17954 | 0.24555 | 0.31598 | 0.39104 | 0.47065 | 0.55474 | 0.64298 | 0.73495 | 0.82994 | 0.92716 | 1.0255 | 1.1238
SCE | GWh | Commercial | Com - Hotel | WholeBlg | No | WholeBlg - Com RET Level 2 | 0.28507 | 0.38764 | 0.4977 | 0.61617 | 0.74263 | 0.8777 | 1.0203 | 1.1705 | 1.3263 | 1.4873 | 1.6503 | 1.8144
SCE | GWh | Commercial | Com - Motel | AppPlug | No | AppPlug - Computer Monitor | 0.0014 | 0.0027547 | 0.0026975 | 0.0027562 | 0 | 0 | 0 | 0 | 0 | 0 | 0 | 0
SCE | GWh | Commercial | Com - Motel | AppPlug | No | AppPlug - Desktop Computer (Com - Power Management) | 0.04651 | 0.056501 | 0.055284 | 0.052908 | 0.050543 | 0.046629 | 0.042226 | 0.039079 | 0.035087 | 0.033137 | 0.030227 | 0.028368
SCE | GWh | Commercial | Com - Motel | AppPlug | No | AppPlug - Occupancy Sensor Plug Strip | 0 | 0.0067566 | 0.010079 | 0.011679 | 0.012533 | 0.01312 | 0.012661 | 0.013366 | 0.012855 | 0.013674 | 0.012651 | 0.012165
SCE | GWh | Commercial | Com - Motel | AppPlug | No | AppPlug - Vending Machine Controls | 0.09046 | 0.10556 | 0.10503 | 0.10172 | 0.098102 | 0.091226 | 0.082891 | 0.077032 | 0.068992 | 0.064905 | 0.05835 | 0.053744
SCE | GWh | Commercial | Com - Motel | BldgEnv | No | BldgEnv - Window Film | 0.3508 | 0.32291 | 0.35396 | 0.39101 | 0.42546 | 0.45163 | 0.46264 | 0.46332 | 0.44966 | 0.42904 | 0.39461 | 0.3511
SCE | GWh | Commercial | Com - Motel | FoodServ | No | FoodServ - Electric Griddle | 0.00021166 | 0.00021661 | 0.00022173 | 0.0002252 | 0 | 0.00022083 | 0.00022389 | 0.00022956 | 0.00023217 | 0.000238 | 0.00024062 | 0.00024433
SCE | GWh | Commercial | Com - Motel | FoodServ | No | FoodServ - Electric Steamer | 0.0063369 | 0.0064956 | 0.0066603 | 0.0067624 | 0.0069295 | 0.0069525 | 0.0069391 | 0.0070295 | 0.007021 | 0.0071632 | 0.0071955 | 0.0072823
SCE | GWh | Commercial | Com - Motel | FoodServ | No | FoodServ - Fryer (Electric) | 0.00021562 | 0.0002201 | 0.00022466 | 0.00022751 | 0.00023215 | 0.00023305 | 0.000233 | 0.00023565 | 0.00023579 | 0.0002398 | 0.0002411 | 0.0002438
SCE | GWh | Commercial | Com - Motel | FoodServ | No | FoodServ - Oven (Electric) | 0.0029627 | 0.0030428 | 0.0031243 | 0.0031792 | 0.0032612 | 0.003284 | 0.0032915 | 0.003341 | 0.0033503 | 0.0034204 | 0.0034466 | 0.0034945
SCE | GWh | Commercial | Com - Motel | HVAC | Yes | HVAC - Advanced Package Rooftop AC (> EER 12) - Emerging | 0 | 0 | 0.00096316 | 0.0024413 | 0.0043498 | 0.0066442 | 0.0092758 | 0.012233 | 0.015534 | 0.019166 | 0.023124 | 0.027409
SCE | GWh | Commercial | Com - Motel | HVAC | No | HVAC - Chiller (Centrifugal) | 0.02407 | 0.028958 | 0.034087 | 0.039222 | 0.034165 | 0.038443 | 0.042734 | 0.046957 | 0.051096 | 0.055044 | 0.058819 | 0.062331
SCE | GWh | Commercial | Com - Motel | HVAC | No | HVAC - Chiller (Reciprocating) | 0.06545 | 0.078854 | 0.092379 | 0.1045 | 0.11838 | 0.1278 | 0.1353 | 0.14555 | 0.15144 | 0.1623 | 0.16805 | 0.17522
SCE | GWh | Commercial | Com - Motel | HVAC | No | HVAC - Demand Controlled Ventilation | 0.10122 | 0.10535 | 0.11821 | 0.12898 | 0.13773 | 0.14121 | 0.13971 | 0.13525 | 0.12537 | 0.11531 | 0.10187 | 0.089283
SCE | GWh | Commercial | Com - Motel | HVAC | No | HVAC - EER Rated Package Rooftop AC (EER 11) | 0.030931 | 0.035492 | 0.040242 | 0.044906 | 0.050236 | 0.054835 | 0.059092 | 0.063964 | 0.067914 | 0.072919 | 0.076773 | 0.080761
SCE | GWh | Commercial | Com - Motel | HVAC | No | HVAC - EER Rated Package Rooftop HP (EER 11) | 0.019054 | 0.021563 | 0.024077 | 0.026516 | 0 | 0 | 0 | 0 | 0 | 0 | 0 | 0.0045984
SCE | GWh | Commercial | Com - Motel | HVAC | No | HVAC - Repair Duct System | 0.12282 | 0.10536 | 0.096035 | 0.083995 | 0 | 0 | 0 | 0 | 0 | 0 | 0 | 0
SCE | GWh | Commercial | Com - Motel | HVAC | No | HVAC - SEER Rated Package Rooftop AC (Recharge) | 0.11909 | 0.099606 | 0.088625 | 0.075804 | 0.062076 | 0.048441 | 0.035607 | 0.024089 | 0.014152 | 0.0058553 | 0 | 0
SCE | GWh | Commercial | Com - Motel | HVAC | No | HVAC - SEER Rated Package Rooftop AC (SEER 14) | 0.17818 | 0.2123 | 0 | 0 | 0 | 0 | 0 | 0 | 0 | 0 | 0 | 0
SCE | GWh | Commercial | Com - Motel | HVAC | No | HVAC - SEER Rated Package Rooftop AC (SEER 15) | 0.19369 | 0.22755 | 0.12174 | 0.13716 | 0.15406 | 0.16817 | 0.18106 | 0.1958 | 0.20758 | 0.22258 | 0.234 | 0.24613
SCE | GWh | Commercial | Com - Motel | HVAC | No | HVAC - SEER Rated Package Rooftop HP (SEER 14) | 0.019478 | 0.023038 | 0 | 0 | 0 | 0 | 0 | 0 | 0 | 0 | 0 | 0
SCE | GWh | Commercial | Com - Motel | HVAC | No | HVAC - SEER Rated Package Rooftop HP (SEER 15) | 0.073318 | 0.08723 | 0.047178 | 0.053631 | 0.060769 | 0.066751 | 0.072234 | 0.07856 | 0.083606 | 0.090094 | 0.094992 | 0.10021
SCE | GWh | Commercial | Com - Motel | HVAC | No | HVAC - SEER Rated Split System AC (SEER 14) | 0.13785 | 0.16187 | 0.1869 | 0 | 0 | 0 | 0 | 0 | 0 | 0 | 0 | 0
SCE | GWh | Commercial | Com - Motel | HVAC | No | HVAC - SEER Rated Split System AC (SEER 15) | 0.022744 | 0.030571 | 0.018202 | 0.022418 | 0.027255 | 0.031907 | 0.036633 | 0.042099 | 0.047237 | 0.053469 | 0.059137 | 0.065261
SCE | GWh | Commercial | Com - Motel | HVAC | No | HVAC - SEER Rated Split System HP (SEER 14) | 0.10949 | 0.12964 | 0.020282 | 0.022945 | 0.025885 | 0.028298 | 0.030484 | 0.033026 | 0.035009 | 0.037607 | 0.03953 | 0.041593
SCE | GWh | Commercial | Com - Motel | HVAC | No | HVAC - SEER Rated Split System HP (SEER 15) | 0.041767 | 0.049449 | 0.026625 | 0.030133 | 0.034016 | 0.03721 | 0.04011 | 0.043491 | 0.046137 | 0.049614 | 0.052193 | 0.054967
SCE | GWh | Commercial | Com - Motel | Lighting | Yes | Lighting - LED Fixture (Replacing T8) - Emerging | 0 | 0 | 0 | 0 | 0.095343 | 0.18282 | 0.26666 | 0.35861 | 0.43907 | 0.53271 | 0.61631 | 0.70172
SCE | GWh | Commercial | Com - Motel | Lighting | Yes | Lighting - LED Lamp (Basic High - Indoor) - Emerging | 0.0037465 | 0.0062372 | 0.010326 | 0.013956 | 0.017095 | 0.0026335 | 0.003057 | 0.0034871 | 0.0050359 | 0.0074124 | 0.0095507 | 0.011532
SCE | GWh | Commercial | Com - Motel | Lighting | Yes | Lighting - LED Lamp (Basic Low - Indoor) - Emerging | 0.01261 | 0.020427 | 0.03002 | 0.036769 | 0.044732 | 0.0080162 | 0.0091319 | 0.012257 | 0.018484 | 0.024667 | 0.030406 | 0.035853
SCE | GWh | Commercial | Com - Motel | Lighting | Yes | Lighting - LED Plug-In Indoor Fixture - Emerging | 0.019142 | 0.024142 | 0.030278 | 0.036841 | 0.044988 | 0.0029958 | 0.0034283 | 0.0042009 | 0.0052784 | 0.0065798 | 0.0078171 | 0.0091445
SCE | GWh | Commercial | Com - Motel | Lighting | No | Lighting - Cold Cathode Lamp | 0.0031733 | 0.0038595 | 0.0038959 | 0.0039226 | 0.0040013 | 0 | 0 | 0 | 0 | 0 | 0 | 0
SCE | GWh | Commercial | Com - Motel | Lighting | No | Lighting - Compact Fluorescent Fixture (Indoor) | 0.77853 | 0.78821 | 0.80004 | 0.80904 | 0.82374 | 0 | 0 | 0 | 0 | 0 | 0 | 0
SCE | GWh | Commercial | Com - Motel | Lighting | No | Lighting - Compact Fluorescent Lamp (Basic High - Indoor) | 0.18292 | 0.18535 | 0.18208 | 0.17535 | 0.1697 | 0 | 0 | 0 | 0 | 0 | 0 | 0
SCE | GWh | Commercial | Com - Motel | Lighting | No | Lighting - Compact Fluorescent Lamp (Basic Low - Indoor) | 0.41198 | 0.39944 | 0.38314 | 0.3668 | 0.3556 | 0 | 0 | 0 | 0 | 0 | 0 | 0
SCE | GWh | Commercial | Com - Motel | Lighting | No | Lighting - Exit Fixture (LED) | 0 | 0 | 0.010792 | 0.011065 | 0.0099521 | 0.0098045 | 0.0074601 | 0.0063044 | 0.00012166 | 0 | 0 | 0
SCE | GWh | Commercial | Com - Motel | Lighting | No | Lighting - Halogen Lamp (A-Line) | 0.029268 | 0.033957 | 0.032086 | 0.035815 | 0.035208 | 0 | 0 | 0 | 0 | 0 | 0 | 0
SCE | GWh | Commercial | Com - Motel | Lighting | No | Lighting - Halogen Lamp (Reflector) | 0.0090427 | 0.010639 | 0.0094513 | 0.010549 | 0.0097649 | 0.010471 | 0.010087 | 0.010456 | 0.010465 | 0.010769 | 0.010859 | 0.01106
SCE | GWh | Commercial | Com - Motel | Lighting | No | Lighting - Induction Fixture (Indoor) | 0.034395 | 0.040069 | 0.040433 | 0.040837 | 0.041587 | 0.041534 | 0.041293 | 0.04163 | 0.041445 | 0.042079 | 0.042152 | 0.04252
SCE | GWh | Commercial | Com - Motel | Lighting | No | Lighting - Induction Fixture (Outdoor) | 0.010445 | 0.014141 | 0.014132 | 0.014287 | 0.014548 | 0.014529 | 0.014445 | 0.014563 | 0.014499 | 0.014721 | 0.014746 | 0.014875
SCE | GWh | Commercial | Com - Motel | Lighting | No | Lighting - Linear Fluorescent Delamping | 0.0015238 | 0.0014752 | 0.0012889 | 0.00098287 | 0 | 0 | 0 | 0 | 0 | 0 | 0 | 0
SCE | GWh | Commercial | Com - Motel | Lighting | No | Lighting - Linear Fluorescent Fixture (Low Wattage T8) | 0.24098 | 0.28397 | 0.32328 | 0.35445 | 0.38438 | 0.39686 | 0.40084 | 0.40636 | 0.40544 | 0.4107 | 0.40923 | 0.40961
SCE | GWh | Commercial | Com - Motel | Lighting | No | Lighting - Occupancy Sensor | 0 | 0 | 0 | 0 | 0 | 0 | 0 | 0 | 0 | 0 | 0.050891 | 0.049711
SCE | GWh | Commercial | Com - Motel | Lighting | No | Lighting - Plug-In Fixture (Compact Fluorescent) | 0.23834 | 0.23624 | 0.23511 | 0.2322 | 0.23318 | 0 | 0 | 0 | 0 | 0 | 0 | 0
SCE | GWh | Commercial | Com - Motel | Lighting | No | Lighting - Plug-In Fixture (Exterior) | 0.08212 | 0.10674 | 0.10743 | 0.10837 | 0.11047 | 0.1097 | 0.10828 | 0.10896 | 0.10779 | 0.10956 | 0.10931 | 0.11012
SCE | GWh | Commercial | Com - Motel | Lighting | No | Lighting - Plug-In Fixture (Linear Fluorescent) | 0 | 0 | 0.38882 | 0.412 | 0.43537 | 0 | 0 | 0 | 0 | 0 | 0 | 0
SCE | GWh | Commercial | Com - Motel | Lighting | No | Lighting - Plug-In Fixture (PSMH with Electronic Ballast) | 0 | 0 | 0 | 0 | 0 | 0.050815 | 0.082313 | 0.085767 | 0.086633 | 0.088473 | 0.088297 | 0.088561
SCE | GWh | Commercial | Com - Motel | Lighting | No | Lighting - Plug-In Fixture (PSMH) | 0.1321 | 0.16529 | 0.16195 | 0.16008 | 0.15969 | 0.14802 | 0.135 | 0.13278 | 0.12891 | 0.1292 | 0.12735 | 0.12697
SCE | GWh | Commercial | Com - Motel | SHW | No | SHW - EF Rated Instantaneous Water Heater (Electric) | 0.00073554 | 0.00087201 | 0.0010108 | 0.0011382 | 0.0012756 | 0.0013776 | 0.001462 | 0.001562 | 0.0016282 | 0.0017256 | 0.0017853 | 0.0018524
SCE | GWh | Commercial | Com - Motel | SHW | No | SHW - EF Rated Storage Water Heater (Electric) | 0.00059111 | 0.00068618 | 0 | 0 | 0 | 0 | 0 | 0 | 0 | 0 | 0 | 0
SCE | GWh | Commercial | Com - Motel | Service | No | HVAC - Comprehensive Rooftop Unit Quality Maintenance | 0.15256 | 0.14247 | 0.15613 | 0.16948 | 0.18176 | 0.19256 | 0.20101 | 0.20644 | 0.20826 | 0.20608 | 0.19956 | 0.18909
SCE | GWh | Commercial | Com - Motel | Service | No | Service - HVAC Fault Detection & Diagnositics | 0 | 0.052646 | 0.05412 | 0.053956 | 0.055308 | 0.053361 | 0.050763 | 0.050586 | 0.048327 | 0.049427 | 0.048213 | 0.04822
SCE | GWh | Commercial | Com - Motel | Service | No | Service - Retro-Commissioning (Electric) | 0.22316 | 0.17232 | 0.15431 | 0.13538 | 0.11225 | 0.09243 | 0.072447 | 0.053678 | 0.036703 | 0.021709 | 0.0071038 | 0
SCE | GWh | Commercial | Com - Motel | WholeBlg | No | HVAC - Energy Management System | 0.19921 | 0.25183 | 0.22422 | 0.19552 | 0.17413 | 0.14927 | 0.12647 | 0.12506 | 0.12064 | 0.12436 | 0.12205 | 0.12268
SCE | GWh | Commercial | Com - Motel | WholeBlg | No | WholeBlg - Com NC Level 2 | 0.0082937 | 0 | 0 | 0 | 0 | 0 | 0 | 0 | 0 | 0 | 0 | 0
SCE | GWh | Commercial | Com - Motel | WholeBlg | No | WholeBlg - Com NC Level 3 | 0.0077938 | 0 | 0 | 0 | 0 | 0 | 0 | 0 | 0 | 0 | 0 | 0
SCE | GWh | Commercial | Com - Motel | WholeBlg | No | WholeBlg - Com RET Level 1 | 0.18452 | 0.25235 | 0.32477 | 0.40197 | 0.48385 | 0.57037 | 0.66116 | 0.75576 | 0.85347 | 0.95343 | 1.0544 | 1.1554
SCE | GWh | Commercial | Com - Motel | WholeBlg | No | WholeBlg - Com RET Level 2 | 0.27086 | 0.36837 | 0.47293 | 0.58544 | 0.70545 | 0.83357 | 0.96877 | 1.1111 | 1.2587 | 1.4111 | 1.5656 | 1.7211
SCE | GWh | Commercial | Com - Nusing Home | AppPlug | No | AppPlug - Computer Monitor | 0.0014726 | 0.0028976 | 0.0028374 | 0.0028991 | 0 | 0 | 0 | 0 | 0 | 0 | 0 | 0
SCE | GWh | Commercial | Com - Nusing Home | AppPlug | No | AppPlug - Desktop Computer (Com - Power Management) | 0.048922 | 0.059432 | 0.058151 | 0.055653 | 0.053164 | 0.049048 | 0.044416 | 0.041106 | 0.036907 | 0.034856 | 0.031795 | 0.029839
SCE | GWh | Commercial | Com - Nusing Home | AppPlug | No | AppPlug - Occupancy Sensor Plug Strip | 0 | 0.007107 | 0.010602 | 0.012284 | 0.013183 | 0.0138 | 0.013317 | 0.014059 | 0.013522 | 0.014383 | 0.013307 | 0.012796
SCE | GWh | Commercial | Com - Nusing Home | AppPlug | No | AppPlug - Vending Machine Controls | 0.083548 | 0.097496 | 0.097008 | 0.093947 | 0.090606 | 0.084256 | 0.076557 | 0.071146 | 0.06372 | 0.059945 | 0.053892 | 0.049637
SCE | GWh | Commercial | Com - Nusing Home | BldgEnv | No | BldgEnv - Window Film | 0.35693 | 0.32846 | 0.36016 | 0.39802 | 0.43312 | 0.45998 | 0.47149 | 0.47257 | 0.45908 | 0.43857 | 0.40383 | 0.35969
SCE | GWh | Commercial | Com - Nusing Home | FoodServ | No | FoodServ - Electric Steamer | 0.014164 | 0.014519 | 0.014887 | 0.015115 | 0.015489 | 0.01554 | 0.01551 | 0.015712 | 0.015693 | 0.016011 | 0.016083 | 0.016277
SCE | GWh | Commercial | Com - Nusing Home | FoodServ | No | FoodServ - Oven (Electric) | 0.0062328 | 0.0064012 | 0.0065726 | 0.0066881 | 0.0068607 | 0.0069086 | 0.0069245 | 0.0070286 | 0.0070482 | 0.0071956 | 0.0072506 | 0.0073514
SCE | GWh | Commercial | Com - Nusing Home | HVAC | Yes | HVAC - Advanced Package Rooftop AC (> EER 12) - Emerging | 0 | 0 | 0.0012268 | 0.003149 | 0.0056427 | 0.0086436 | 0.01208 | 0.015932 | 0.020221 | 0.024932 | 0.030056 | 0.035602
SCE | GWh | Commercial | Com - Nusing Home | HVAC | No | HVAC - Chiller (Centrifugal) | 0.04077 | 0.048909 | 0.057436 | 0.066099 | 0.064687 | 0.072675 | 0.080645 | 0.088441 | 0.096034 | 0.10323 | 0.11006 | 0.11636
SCE | GWh | Commercial | Com - Nusing Home | HVAC | No | HVAC - Chiller (Reciprocating) | 0.035784 | 0.043272 | 0.051105 | 0.058831 | 0.06734 | 0.074758 | 0.08171 | 0.089545 | 0.096029 | 0.10398 | 0.11019 | 0.11663
SCE | GWh | Commercial | Com - Nusing Home | HVAC | No | HVAC - Demand Controlled Ventilation | 0.26783 | 0.27863 | 0.31269 | 0.34119 | 0.36432 | 0.37346 | 0.36938 | 0.35736 | 0.33105 | 0.30423 | 0.26854 | 0.23515
SCE | GWh | Commercial | Com - Nusing Home | HVAC | No | HVAC - EER Rated Package Rooftop AC (EER 11) | 0.041734 | 0.04766 | 0.053854 | 0.059983 | 0.049503 | 0.072438 | 0.078191 | 0.084654 | 0.090045 | 0.096602 | 0.10181 | 0.10724
SCE | GWh | Commercial | Com - Nusing Home | HVAC | No | HVAC - EER Rated Package Rooftop HP (EER 11) | 0.022143 | 0.025095 | 0.028056 | 0.030914 | 0 | 0 | 0 | 0 | 0 | 0 | 0 | 0
SCE | GWh | Commercial | Com - Nusing Home | HVAC | No | HVAC - Repair Duct System | 0.15123 | 0.1292 | 0.11729 | 0.10221 | 0 | 0 | 0 | 0 | 0 | 0 | 0 | 0
SCE | GWh | Commercial | Com - Nusing Home | HVAC | No | HVAC - SEER Rated Package Rooftop AC (Recharge) | 0.1614 | 0.13522 | 0.12044 | 0.10326 | 0 | 0 | 0 | 0 | 0 | 0.029858 | 0.022834 | 0.010253
SCE | GWh | Commercial | Com - Nusing Home | HVAC | No | HVAC - SEER Rated Package Rooftop AC (SEER 14) | 0.31613 | 0.37683 | 0 | 0 | 0 | 0 | 0 | 0 | 0 | 0 | 0 | 0
SCE | GWh | Commercial | Com - Nusing Home | HVAC | No | HVAC - SEER Rated Package Rooftop AC (SEER 15) | 0.29636 | 0.34765 | 0.18574 | 0.20905 | 0.23453 | 0.25583 | 0.27527 | 0.29745 | 0.31521 | 0.33773 | 0.3549 | 0.37312
SCE | GWh | Commercial | Com - Nusing Home | HVAC | No | HVAC - SEER Rated Package Rooftop HP (SEER 14) | 0.031335 | 0.037003 | 0 | 0 | 0 | 0 | 0 | 0 | 0 | 0 | 0 | 0
SCE | GWh | Commercial | Com - Nusing Home | HVAC | No | HVAC - SEER Rated Package Rooftop HP (SEER 15) | 0.11882 | 0.14076 | 0.075841 | 0.085956 | 0.097061 | 0.1064 | 0.11496 | 0.12473 | 0.13256 | 0.14247 | 0.15002 | 0.15798
SCE | GWh | Commercial | Com - Nusing Home | HVAC | No | HVAC - SEER Rated Split System AC (SEER 14) | 0.26144 | 0.30751 | 0.3556 | 0 | 0 | 0 | 0 | 0 | 0 | 0 | 0 | 0
SCE | GWh | Commercial | Com - Nusing Home | HVAC | No | HVAC - SEER Rated Split System AC (SEER 15) | 0.037279 | 0.050118 | 0.029838 | 0.036744 | 0.044657 | 0.052266 | 0.059993 | 0.06892 | 0.077308 | 0.087472 | 0.096715 | 0.10669
SCE | GWh | Commercial | Com - Nusing Home | HVAC | No | HVAC - SEER Rated Split System HP (SEER 14) | 0.18728 | 0.22156 | 0.034627 | 0.039126 | 0.044104 | 0.048146 | 0.051788 | 0.056056 | 0.059345 | 0.063719 | 0.066918 | 0.070371
SCE | GWh | Commercial | Com - Nusing Home | HVAC | No | HVAC - SEER Rated Split System HP (SEER 15) | 0.064799 | 0.076619 | 0.041194 | 0.046524 | 0.052449 | 0.057223 | 0.061512 | 0.066589 | 0.070468 | 0.075712 | 0.079511 | 0.083646
SCE | GWh | Commercial | Com - Nusing Home | HVAC | No | HVAC - Thermostat | 0.59802 | 0.64751 | 0.62869 | 0.59058 | 0.54508 | 0.46509 | 0.38804 | 0.32948 | 0.26928 | 0.23531 | 0.20228 | 0.20472
SCE | GWh | Commercial | Com - Nusing Home | Lighting | Yes | Lighting - LED Fixture (Replacing T8) - Emerging | 0.08991 | 0.13516 | 0.20355 | 0.29255 | 0.40865 | 0.54583 | 0.70142 | 0.89444 | 1.0881 | 1.3232 | 1.5515 | 1.7921
SCE | GWh | Commercial | Com - Nusing Home | Lighting | Yes | Lighting - LED Lamp (Basic High - Indoor) - Emerging | 0.0044953 | 0.0070568 | 0.010173 | 0.012266 | 0.014614 | 0.0021764 | 0.0024453 | 0.0026955 | 0.0028769 | 0.0030531 | 0.004066 | 0.0050661
SCE | GWh | Commercial | Com - Nusing Home | Lighting | Yes | Lighting - LED Lamp (Basic Low - Indoor) - Emerging | 0.0515 | 0.083705 | 0.095814 | 0.10861 | 0.16816 | 0.039881 | 0.055006 | 0.071037 | 0.086742 | 0.10354 | 0.11951 | 0.1353
SCE | GWh | Commercial | Com - Nusing Home | Lighting | Yes | Lighting - LED Plug-In Indoor Fixture - Emerging | 0.061767 | 0.078457 | 0.097558 | 0.1169 | 0.14 | 0.0091304 | 0.010242 | 0.012953 | 0.016111 | 0.019781 | 0.023146 | 0.026665
SCE | GWh | Commercial | Com - Nusing Home | Lighting | No | Lighting - Cold Cathode Lamp | 0.018421 | 0.018804 | 0.019175 | 0.019345 | 0.019703 | 0 | 0 | 0 | 0 | 0 | 0 | 0
SCE | GWh | Commercial | Com - Nusing Home | Lighting | No | Lighting - Compact Fluorescent Fixture (Indoor) | 2.0353 | 2.0446 | 2.0678 | 2.0856 | 2.1209 | 0 | 0 | 0 | 0 | 0 | 0 | 0
SCE | GWh | Commercial | Com - Nusing Home | Lighting | No | Lighting - Compact Fluorescent Lamp (Basic High - Indoor) | 0.070717 | 0.078444 | 0.08314 | 0.085532 | 0.086348 | 0 | 0 | 0 | 0 | 0 | 0 | 0
SCE | GWh | Commercial | Com - Nusing Home | Lighting | No | Lighting - Compact Fluorescent Lamp (Basic Low - Indoor) | 0.95099 | 0.90336 | 0.90214 | 0.91308 | 0.8892 | 0 | 0 | 0 | 0 | 0 | 0 | 0
SCE | GWh | Commercial | Com - Nusing Home | Lighting | No | Lighting - Exit Fixture (LED) | 0 | 0 | 0.013333 | 0.013556 | 0.012445 | 0.012304 | 0.0099242 | 0.0087648 | 0.0024327 | 0 | 0 | 0
SCE | GWh | Commercial | Com - Nusing Home | Lighting | No | Lighting - Halogen Lamp (A-Line) | 0.030826 | 0.035983 | 0.033694 | 0.037894 | 0.036937 | 0 | 0 | 0 | 0 | 0 | 0 | 0
SCE | GWh | Commercial | Com - Nusing Home | Lighting | No | Lighting - Halogen Lamp (Reflector) | 0.009359 | 0.011088 | 0.0098025 | 0.011015 | 0.010129 | 0.010941 | 0.010471 | 0.010935 | 0.010814 | 0.011129 | 0.011287 | 0.011474
SCE | GWh | Commercial | Com - Nusing Home | Lighting | No | Lighting - High Bay HID to T5 | 0.0065094 | 0.0066939 | 0.0072594 | 0.007778 | 0.0082751 | 0.0086491 | 0.0089011 | 0.0091343 | 0.0091778 | 0.0092641 | 0.0091174 | 0.0089488
SCE | GWh | Commercial | Com - Nusing Home | Lighting | No | Lighting - Induction Fixture (Indoor) | 0.045004 | 0.046058 | 0.04717 | 0.047879 | 0.049075 | 0.049317 | 0.049316 | 0.050033 | 0.050096 | 0.051185 | 0.05155 | 0.052269
SCE | GWh | Commercial | Com - Nusing Home | Lighting | No | Lighting - Induction Fixture (Outdoor) | 0.010988 | 0.014874 | 0.014865 | 0.015028 | 0.015302 | 0.015283 | 0.015195 | 0.015319 | 0.015251 | 0.015484 | 0.015511 | 0.015647
SCE | GWh | Commercial | Com - Nusing Home | Lighting | No | Lighting - Linear Fluorescent Delamping | 0.019727 | 0.018909 | 0.016929 | 0.013086 | 0 | 0 | 0 | 0 | 0 | 0 | 0 | 0
SCE | GWh | Commercial | Com - Nusing Home | Lighting | No | Lighting - Linear Fluorescent Fixture (Low Wattage T8) | 0.30211 | 0.37426 | 0.44639 | 0.51361 | 0.58306 | 0.63661 | 0.68033 | 0.72519 | 0.75424 | 0.78991 | 0.80772 | 0.82388
SCE | GWh | Commercial | Com - Nusing Home | Lighting | No | Lighting - Low Bay HID to T5 | 0.0001718 | 0.0001809 | 0.00019462 | 0.00020711 | 0.00021911 | 0.00022795 | 0.00023378 | 0.0002395 | 0.00024059 | 0.00024332 | 0.00024033 | 0.00023717
SCE | GWh | Commercial | Com - Nusing Home | Lighting | No | Lighting - Plug-In Fixture (Compact Fluorescent) | 0.64179 | 0.63073 | 0.62274 | 0.61078 | 0.60966 | 0 | 0 | 0 | 0 | 0 | 0 | 0
SCE | GWh | Commercial | Com - Nusing Home | Lighting | No | Lighting - Plug-In Fixture (Exterior) | 0.086392 | 0.11228 | 0.113 | 0.11399 | 0.1162 | 0.11539 | 0.1139 | 0.11462 | 0.11338 | 0.11524 | 0.11498 | 0.11583
SCE | GWh | Commercial | Com - Nusing Home | Lighting | No | Lighting - Plug-In Fixture (Induction) | 0 | 0 | 0 | 0.068936 | 0.12405 | 0.14121 | 0.15108 | 0.15961 | 0.16247 | 0.16853 | 0.17014 | 0.17286
SCE | GWh | Commercial | Com - Nusing Home | Lighting | No | Lighting - Plug-In Fixture (Linear Fluorescent) | 1.0316 | 1.0874 | 1.1317 | 1.1512 | 1.1799 | 0 | 0 | 0 | 0 | 0 | 0 | 0
SCE | GWh | Commercial | Com - Nusing Home | Lighting | No | Lighting - Plug-In Fixture (PSMH with Electronic Ballast) | 0.20524 | 0.24393 | 0.24489 | 0.2167 | 0.20277 | 0.19335 | 0.18573 | 0.18327 | 0.17957 | 0.18059 | 0.17937 | 0.17978
SCE | GWh | Commercial | Com - Nusing Home | Lighting | No | Lighting - Plug-In Fixture (PSMH) | 0.27192 | 0.26743 | 0.26861 | 0.26928 | 0.27006 | 0.24889 | 0.23317 | 0.22533 | 0.21701 | 0.21486 | 0.21067 | 0.20885
SCE | GWh | Commercial | Com - Nusing Home | SHW | No | SHW - EF Rated Instantaneous Water Heater (Electric) | 0.0018101 | 0.0021435 | 0.002482 | 0.0027922 | 0.0031266 | 0.0033739 | 0.0035783 | 0.003821 | 0.0039811 | 0.0042175 | 0.004362 | 0.0045248
SCE | GWh | Commercial | Com - Nusing Home | SHW | No | SHW - EF Rated Storage Water Heater (Electric) | 0.0014436 | 0.0016745 | 0 | 0 | 0 | 0 | 0 | 0 | 0 | 0 | 0 | 0
SCE | GWh | Commercial | Com - Nusing Home | Service | No | HVAC - Comprehensive Rooftop Unit Quality Maintenance | 0.16047 | 0.14986 | 0.16423 | 0.17827 | 0.19119 | 0.20255 | 0.21143 | 0.21714 | 0.21907 | 0.21676 | 0.20991 | 0.1989
SCE | GWh | Commercial | Com - Nusing Home | Service | No | Service - HVAC Fault Detection & Diagnositics | 0 | 0.055377 | 0.056927 | 0.056755 | 0.058176 | 0.056129 | 0.053396 | 0.05321 | 0.050833 | 0.05199 | 0.050713 | 0.050721
SCE | GWh | Commercial | Com - Nusing Home | Service | No | Service - Retro-Commissioning (Electric) | 0.23474 | 0.18126 | 0.16231 | 0.1424 | 0.11807 | 0.097224 | 0.076205 | 0.056463 | 0.038607 | 0.022835 | 0.0074723 | 0
SCE | GWh | Commercial | Com - Nusing Home | WholeBlg | No | HVAC - Energy Management System | 0.20954 | 0.26489 | 0.23585 | 0.20566 | 0.18316 | 0.15701 | 0.13303 | 0.13154 | 0.1269 | 0.13081 | 0.12838 | 0.12904
SCE | GWh | Commercial | Com - Nusing Home | WholeBlg | No | WholeBlg - Com NC Level 2 | 0.0087272 | 0 | 0 | 0 | 0 | 0 | 0 | 0 | 0 | 0 | 0 | 0
SCE | GWh | Commercial | Com - Nusing Home | WholeBlg | No | WholeBlg - Com NC Level 3 | 0.0083632 | 0 | 0 | 0 | 0 | 0 | 0 | 0 | 0 | 0 | 0 | 0
SCE | GWh | Commercial | Com - Nusing Home | WholeBlg | No | WholeBlg - Com RET Level 1 | 0.24297 | 0.33212 | 0.42729 | 0.52886 | 0.63663 | 0.75069 | 0.87043 | 0.99546 | 1.1247 | 1.2572 | 1.3913 | 1.5293
SCE | GWh | Commercial | Com - Nusing Home | WholeBlg | No | WholeBlg - Com RET Level 2 | 0.41166 | 0.56021 | 0.71988 | 0.89216 | 1.0762 | 1.2731 | 1.4812 | 1.7005 | 1.9284 | 2.164 | 2.4029 | 2.6396
SCE | GWh | Commercial | Com - Office (Large) | AppPlug | No | AppPlug - Computer Monitor | 0.010753 | 0.021159 | 0.020719 | 0.02117 | 0 | 0 | 0 | 0 | 0 | 0 | 0 | 0
SCE | GWh | Commercial | Com - Office (Large) | AppPlug | No | AppPlug - Desktop Computer (Com - Power Management) | 0.48549 | 0.5689 | 0.56065 | 0.53953 | 0.51617 | 0.47692 | 0.43183 | 0.39736 | 0.35496 | 0.3315 | 0.29972 | 0.27824
SCE | GWh | Commercial | Com - Office (Large) | AppPlug | No | AppPlug - Occupancy Sensor Plug Strip | 0 | 0.051897 | 0.077416 | 0.089704 | 0.096268 | 0.10077 | 0.097248 | 0.10266 | 0.098741 | 0.10503 | 0.09717 | 0.093437
SCE | GWh | Commercial | Com - Office (Large) | AppPlug | No | AppPlug - Vending Machine Controls | 0.62704 | 0.73172 | 0.72806 | 0.70508 | 0.68001 | 0.63235 | 0.57457 | 0.53396 | 0.47823 | 0.4499 | 0.40446 | 0.37253
SCE | GWh | Commercial | Com - Office (Large) | BldgEnv | No | BldgEnv - Window Film | 0 | 0 | 0.15517 | 0.34736 | 0.52242 | 0.67297 | 0.77865 | 0.8809 | 0.95375 | 1.0358 | 1.069 | 1.0678
SCE | GWh | Commercial | Com - Office (Large) | FoodServ | No | FoodServ - Electric Steamer | 0.060842 | 0.062366 | 0.063947 | 0.064927 | 0.066532 | 0.066753 | 0.066624 | 0.067492 | 0.06741 | 0.068776 | 0.069086 | 0.069919
SCE | GWh | Commercial | Com - Office (Large) | FoodServ | No | FoodServ - Oven (Electric) | 0.028446 | 0.029214 | 0.029997 | 0.030524 | 0.031312 | 0.03153 | 0.031603 | 0.032078 | 0.032167 | 0.03284 | 0.033091 | 0.033551
SCE | GWh | Commercial | Com - Office (Large) | HVAC | No | HVAC - Chiller (Centrifugal) | 0.24986 | 0.30261 | 0.35896 | 0.41757 | 0.41624 | 0.47299 | 0.53104 | 0.58936 | 0.6477 | 0.7046 | 0.76015 | 0.81298
SCE | GWh | Commercial | Com - Office (Large) | HVAC | No | HVAC - Chiller (Reciprocating) | 0.30401 | 0.36794 | 0.43497 | 0.50139 | 0.57454 | 0.63893 | 0.69965 | 0.76784 | 0.82495 | 0.89429 | 0.94922 | 1.0061
SCE | GWh | Commercial | Com - Office (Large) | HVAC | No | HVAC - Demand Controlled Ventilation | 0.56253 | 0.58623 | 0.6576 | 0.71742 | 0.76626 | 0.78607 | 0.77839 | 0.75468 | 0.70083 | 0.6462 | 0.57221 | 0.50273
SCE | GWh | Commercial | Com - Office (Large) | HVAC | No | HVAC - EER Rated Package Rooftop AC (EER 11) | 0.20594 | 0.23588 | 0.26708 | 0.29763 | 0.33218 | 0.3615 | 0.38851 | 0.41978 | 0.44489 | 0.47723 | 0.50191 | 0.52829
SCE | GWh | Commercial | Com - Office (Large) | HVAC | No | HVAC - EER Rated Package Rooftop HP (EER 11) | 0.14154 | 0.16059 | 0.17974 | 0.19835 | 0 | 0 | 0 | 0 | 0 | 0 | 0 | 0
SCE | GWh | Commercial | Com - Office (Large) | HVAC | No | HVAC - Repair Duct System | 1.0943 | 0.94654 | 0.87064 | 0.76805 | 0 | 0 | 0 | 0 | 0 | 0 | 0 | 0
SCE | GWh | Commercial | Com - Office (Large) | HVAC | No | HVAC - SEER Rated Package Rooftop AC (Recharge) | 1.1739 | 0.98859 | 0.88443 | 0.76156 | 0.62625 | 0.49292 | 0.36604 | 0.25151 | 0.15237 | 0.069401 | 0.00059791 | 0
SCE | GWh | Commercial | Com - Office (Large) | HVAC | No | HVAC - SEER Rated Package Rooftop AC (SEER 14) | 0.82297 | 0.97616 | 0 | 0 | 0 | 0 | 0 | 0 | 0 | 0 | 0 | 0
SCE | GWh | Commercial | Com - Office (Large) | HVAC | No | HVAC - SEER Rated Package Rooftop AC (SEER 15) | 1.0229 | 1.2014 | 0.64246 | 0.72334 | 0.81211 | 0.88564 | 0.95251 | 1.0295 | 1.0905 | 1.169 | 1.2282 | 1.2914
SCE | GWh | Commercial | Com - Office (Large) | HVAC | No | HVAC - SEER Rated Package Rooftop HP (SEER 14) | 0.11071 | 0.13088 | 0 | 0 | 0 | 0 | 0 | 0 | 0 | 0 | 0 | 0
SCE | GWh | Commercial | Com - Office (Large) | HVAC | No | HVAC - SEER Rated Package Rooftop HP (SEER 15) | 0.40696 | 0.48172 | 0.25925 | 0.29317 | 0.33077 | 0.36142 | 0.3891 | 0.42157 | 0.4467 | 0.48009 | 0.5046 | 0.53107
SCE | GWh | Commercial | Com - Office (Large) | HVAC | No | HVAC - SEER Rated Split System AC (SEER 14) | 0.57138 | 0.6667 | 0.76528 | 0 | 0 | 0 | 0 | 0 | 0 | 0 | 0 | 0
SCE | GWh | Commercial | Com - Office (Large) | HVAC | No | HVAC - SEER Rated Split System AC (SEER 15) | 0.11062 | 0.14886 | 0.088669 | 0.10919 | 0.13275 | 0.15527 | 0.17809 | 0.20457 | 0.22932 | 0.25954 | 0.28689 | 0.31652
SCE | GWh | Commercial | Com - Office (Large) | HVAC | No | HVAC - SEER Rated Split System HP (SEER 14) | 0.55119 | 0.65093 | 0.10158 | 0.11467 | 0.1291 | 0.14089 | 0.15154 | 0.16393 | 0.17355 | 0.18619 | 0.19551 | 0.20551
SCE | GWh | Commercial | Com - Office (Large) | HVAC | No | HVAC - SEER Rated Split System HP (SEER 15) | 0.22379 | 0.26414 | 0.14181 | 0.16008 | 0.18024 | 0.19675 | 0.21169 | 0.22906 | 0.2426 | 0.26036 | 0.27351 | 0.28762
SCE | GWh | Commercial | Com - Office (Large) | HVAC | No | HVAC - Thermostat | 3.4861 | 3.8511 | 3.6551 | 3.3517 | 3.0368 | 2.6134 | 2.1986 | 1.8892 | 1.5713 | 1.3967 | 1.2964 | 1.3096
SCE | GWh | Commercial | Com - Office (Large) | Lighting | Yes | Lighting - LED Fixture (Replacing T8) - Emerging | 0 | 0.4472 | 1.0058 | 1.7199 | 2.6141 | 3.6309 | 4.7466 | 6.1227 | 7.4386 | 9.039 | 10.5381 | 12.1094
SCE | GWh | Commercial | Com - Office (Large) | Lighting | Yes | Lighting - LED Lamp (Basic High - Indoor) - Emerging | 0.074676 | 0.12359 | 0.16373 | 0.1836 | 0.29758 | 0.057309 | 0.078584 | 0.10188 | 0.12505 | 0.14962 | 0.17297 | 0.19615
SCE | GWh | Commercial | Com - Office (Large) | Lighting | Yes | Lighting - LED Lamp (Basic Low - Indoor) - Emerging | 0.15494 | 0.23545 | 0.284 | 0.32428 | 0.36952 | 0.06261 | 0.091006 | 0.13868 | 0.18138 | 0.22369 | 0.26234 | 0.29944
SCE | GWh | Commercial | Com - Office (Large) | Lighting | Yes | Lighting - LED Plug-In Indoor Fixture - Emerging | 0.50498 | 0.6425 | 0.79869 | 0.95587 | 1.1433 | 0.074378 | 0.083221 | 0.10559 | 0.13082 | 0.16012 | 0.18679 | 0.21465
SCE | GWh | Commercial | Com - Office (Large) | Lighting | No | Lighting - Cold Cathode Lamp | 0.10427 | 0.10653 | 0.10881 | 0.11001 | 0.11234 | 0 | 0 | 0 | 0 | 0 | 0 | 0
SCE | GWh | Commercial | Com - Office (Large) | Lighting | No | Lighting - Compact Fluorescent Fixture (Indoor) | 10.3684 | 10.4347 | 10.5671 | 10.6686 | 10.8594 | 0 | 0 | 0 | 0 | 0 | 0 | 0
SCE | GWh | Commercial | Com - Office (Large) | Lighting | No | Lighting - Compact Fluorescent Lamp (Basic High - Indoor) | 1.6075 | 1.5777 | 1.5938 | 1.6382 | 1.592 | 0 | 0 | 0 | 0 | 0 | 0 | 0
SCE | GWh | Commercial | Com - Office (Large) | Lighting | No | Lighting - Compact Fluorescent Lamp (Basic Low - Indoor) | 3.8965 | 3.3257 | 2.9627 | 2.7226 | 2.6186 | 0 | 0 | 0 | 0 | 0 | 0 | 0
SCE | GWh | Commercial | Com - Office (Large) | Lighting | No | Lighting - Exit Fixture (LED) | 0 | 0 | 0.08124 | 0.083386 | 0.074801 | 0.07366 | 0.055593 | 0.046678 | 0 | 0 | 0 | 0
SCE | GWh | Commercial | Com - Office (Large) | Lighting | No | Lighting - Halogen Lamp (A-Line) | 0.22557 | 0.2659 | 0.24533 | 0.27933 | 0.26848 | 0 | 0 | 0 | 0 | 0 | 0 | 0
SCE | GWh | Commercial | Com - Office (Large) | Lighting | No | Lighting - Halogen Lamp (Reflector) | 0.066554 | 0.079738 | 0.069946 | 0.079471 | 0.072267 | 0.079028 | 0.074777 | 0.079086 | 0.077255 | 0.079562 | 0.080308 | 0.082114
SCE | GWh | Commercial | Com - Office (Large) | Lighting | No | Lighting - High Bay HID to T5 | 0 | 0 | 0.020523 | 0.020498 | 0.021046 | 0.020342 | 0.019386 | 0.019352 | 0.018518 | 0.018969 | 0.018529 | 0.018556
SCE | GWh | Commercial | Com - Office (Large) | Lighting | No | Lighting - Induction Fixture (Indoor) | 0.31365 | 0.32677 | 0.34005 | 0.35003 | 0.36325 | 0.36888 | 0.37217 | 0.38066 | 0.3837 | 0.39456 | 0.39943 | 0.40687
SCE | GWh | Commercial | Com - Office (Large) | Lighting | No | Lighting - Induction Fixture (Outdoor) | 0.080241 | 0.10862 | 0.10855 | 0.10974 | 0.11174 | 0.1116 | 0.11095 | 0.11186 | 0.11137 | 0.11307 | 0.11327 | 0.11426
SCE | GWh | Commercial | Com - Office (Large) | Lighting | No | Lighting - Linear Fluorescent Delamping | 0.033353 | 0.032032 | 0.028479 | 0.021929 | 0 | 0 | 0 | 0 | 0 | 0 | 0 | 0
SCE | GWh | Commercial | Com - Office (Large) | Lighting | No | Lighting - Linear Fluorescent Fixture (Low Wattage T8) | 3.4211 | 4.16 | 4.8326 | 5.3881 | 5.924 | 6.2552 | 6.4689 | 6.6945 | 6.7675 | 6.9215 | 6.9307 | 6.9535
SCE | GWh | Commercial | Com - Office (Large) | Lighting | No | Lighting - Low Bay HID to T5 | 0 | 0 | 0 | 0 | 0 | 0 | 0 | 0.03618 | 0.042592 | 0.043134 | 0.036717 | 0.036426
SCE | GWh | Commercial | Com - Office (Large) | Lighting | No | Lighting - Occupancy Sensor | 0 | 0 | 0 | 0 | 0 | 0 | 0 | 0 | 0 | 0 | 0 | 0.086631
SCE | GWh | Commercial | Com - Office (Large) | Lighting | No | Lighting - Plug-In Fixture (Compact Fluorescent) | 5.1227 | 5.0308 | 4.9633 | 4.8634 | 4.8511 | 0 | 0 | 0 | 0 | 0 | 0 | 0
SCE | GWh | Commercial | Com - Office (Large) | Lighting | No | Lighting - Plug-In Fixture (Exterior) | 0.63089 | 0.81988 | 0.82514 | 0.83242 | 0.84856 | 0.84258 | 0.83173 | 0.83696 | 0.82794 | 0.84152 | 0.83959 | 0.84583
SCE | GWh | Commercial | Com - Office (Large) | Lighting | No | Lighting - Plug-In Fixture (Induction) | 0 | 0 | 0 | 0 | 0 | 0 | 0.21687 | 0.2731 | 0.61767 | 0.68276 | 0.73523 | 0.77879
SCE | GWh | Commercial | Com - Office (Large) | Lighting | No | Lighting - Plug-In Fixture (Linear Fluorescent) | 8.3752 | 8.8821 | 9.2774 | 9.4524 | 9.699 | 0 | 0 | 0 | 0 | 0 | 0 | 0
SCE | GWh | Commercial | Com - Office (Large) | Lighting | No | Lighting - Plug-In Fixture (PSMH with Electronic Ballast) | 1.0684 | 1.2896 | 1.2909 | 1.2882 | 1.2978 | 1.2769 | 1.2051 | 1.1511 | 0.9753 | 0.95034 | 0.93591 | 0.93038
SCE | GWh | Commercial | Com - Office (Large) | Lighting | No | Lighting - Plug-In Fixture (PSMH) | 1.412 | 1.4408 | 1.4407 | 1.4339 | 1.4432 | 1.4129 | 1.3205 | 1.2772 | 1.2693 | 1.2647 | 1.1997 | 1.1621
SCE | GWh | Commercial | Com - Office (Large) | SHW | No | SHW - EF Rated Instantaneous Water Heater (Electric) | 0.0020446 | 0.0024037 | 0.0027617 | 0.0030819 | 0.003425 | 0.0036721 | 0.003873 | 0.0041143 | 0.0042689 | 0.0045037 | 0.0046439 | 0.0048035
SCE | GWh | Commercial | Com - Office (Large) | SHW | No | SHW - EF Rated Storage Water Heater (Electric) | 0.00185 | 0.0021347 | 0 | 0 | 0 | 0 | 0 | 0 | 0 | 0 | 0 | 0
SCE | GWh | Commercial | Com - Office (Large) | Service | No | HVAC - Comprehensive Rooftop Unit Quality Maintenance | 1.1718 | 1.0943 | 1.1993 | 1.3018 | 1.3961 | 1.4791 | 1.5439 | 1.5856 | 1.5997 | 1.5829 | 1.5328 | 1.4524
SCE | GWh | Commercial | Com - Office (Large) | Service | No | Service - HVAC Fault Detection & Diagnositics | 0 | 0.40438 | 0.4157 | 0.41444 | 0.42482 | 0.40987 | 0.38991 | 0.38855 | 0.3712 | 0.37965 | 0.37032 | 0.37038
SCE | GWh | Commercial | Com - Office (Large) | Service | No | Service - Retro-Commissioning (Electric) | 1.7141 | 1.3236 | 1.1852 | 1.0399 | 0.8622 | 0.70996 | 0.55647 | 0.41231 | 0.28192 | 0.16674 | 0.054565 | 0
SCE | GWh | Commercial | Com - Office (Large) | WholeBlg | No | HVAC - Energy Management System | 1.5301 | 1.9343 | 1.7223 | 1.5018 | 1.3375 | 1.1466 | 0.97144 | 0.96056 | 0.92664 | 0.95518 | 0.93749 | 0.94231
SCE | GWh | Commercial | Com - Office (Large) | WholeBlg | No | WholeBlg - Com NC Level 2 | 0.063725 | 0 | 0 | 0 | 0 | 0 | 0 | 0 | 0 | 0 | 0 | 0
SCE | GWh | Commercial | Com - Office (Large) | WholeBlg | No | WholeBlg - Com NC Level 3 | 0.06084 | 0 | 0 | 0 | 0 | 0 | 0 | 0 | 0 | 0 | 0 | 0
SCE | GWh | Commercial | Com - Office (Large) | WholeBlg | No | WholeBlg - Com RET Level 1 | 1.2554 | 1.7185 | 2.2136 | 2.7427 | 3.3046 | 3.8999 | 4.5251 | 5.1784 | 5.8538 | 6.547 | 7.2488 | 7.9528
SCE | GWh | Commercial | Com - Office (Large) | WholeBlg | No | WholeBlg - Com RET Level 2 | 2.2857 | 3.112 | 4.0011 | 4.962 | 5.9894 | 7.0902 | 8.2543 | 9.4831 | 10.7603 | 12.0831 | 13.4251 | 14.7807
SCE | GWh | Commercial | Com - Office (Small) | AppPlug | No | AppPlug - Computer Monitor | 0.0029567 | 0.0058181 | 0.0056971 | 0.0058211 | 0 | 0 | 0 | 0 | 0 | 0 | 0 | 0
SCE | GWh | Commercial | Com - Office (Small) | AppPlug | No | AppPlug - Desktop Computer (Com - Power Management) | 0.13349 | 0.15643 | 0.15416 | 0.14835 | 0.14193 | 0.13114 | 0.11874 | 0.10926 | 0.097603 | 0.091152 | 0.082413 | 0.076507
SCE | GWh | Commercial | Com - Office (Small) | AppPlug | No | AppPlug - Occupancy Sensor Plug Strip | 0 | 0.01427 | 0.021287 | 0.024666 | 0.026471 | 0.02771 | 0.02674 | 0.028229 | 0.02715 | 0.028879 | 0.026719 | 0.025692
SCE | GWh | Commercial | Com - Office (Small) | AppPlug | No | AppPlug - Vending Machine Controls | 0.19105 | 0.22295 | 0.22183 | 0.21483 | 0.20719 | 0.19267 | 0.17507 | 0.16269 | 0.14571 | 0.13708 | 0.12324 | 0.11351
SCE | GWh | Commercial | Com - Office (Small) | BldgEnv | No | BldgEnv - Window Film | 0.13272 | 0.10645 | 0.17382 | 0.2565 | 0.33308 | 0.39648 | 0.43639 | 0.47079 | 0.48895 | 0.50765 | 0.50388 | 0.48477
SCE | GWh | Commercial | Com - Office (Small) | HVAC | No | HVAC - Chiller (Centrifugal) | 0.065669 | 0.079764 | 0.094913 | 0.11078 | 0.11091 | 0.12651 | 0.1426 | 0.1589 | 0.17535 | 0.19155 | 0.2075 | 0.22282
SCE | GWh | Commercial | Com - Office (Small) | HVAC | No | HVAC - Chiller (Reciprocating) | 0.06772 | 0.083042 | 0.099505 | 0.11633 | 0.13524 | 0.15269 | 0.1698 | 0.18926 | 0.20655 | 0.22738 | 0.24506 | 0.2636
SCE | GWh | Commercial | Com - Office (Small) | HVAC | No | HVAC - Demand Controlled Ventilation | 0 | 2.3983e-23 | 2.2397e-22 | 1.4602e-21 | 0 | 0 | 0 | 0 | 0 | 0 | 0 | 0
SCE | GWh | Commercial | Com - Office (Small) | HVAC | No | HVAC - Direct Evaporative Cooler | 0.60769 | 0.70705 | 0.81381 | 0.92573 | 1.0441 | 1.1627 | 1.2808 | 1.4018 | 1.5172 | 1.6343 | 1.7419 | 1.8437
SCE | GWh | Commercial | Com - Office (Small) | HVAC | No | HVAC - EER Rated Package Rooftop AC (EER 11) | 0.059283 | 0.06789 | 0.076874 | 0.085678 | 0 | 0.10219 | 0.11046 | 0.12003 | 0.12777 | 0.13749 | 0.14492 | 0.15278
SCE | GWh | Commercial | Com - Office (Small) | HVAC | No | HVAC - EER Rated Package Rooftop HP (EER 11) | 0.039216 | 0.044467 | 0.049764 | 0.054928 | 0 | 0 | 0 | 0 | 0 | 0 | 0 | 0
SCE | GWh | Commercial | Com - Office (Small) | HVAC | No | HVAC - Repair Duct System | 0.3012 | 0.25977 | 0.23818 | 0.2095 | 0 | 0 | 0 | 0 | 0 | 0 | 0 | 0
SCE | GWh | Commercial | Com - Office (Small) | HVAC | No | HVAC - SEER Rated Package Rooftop AC (Recharge) | 0.31678 | 0.26632 | 0.2379 | 0.20461 | 0 | 0.12867 | 0.11229 | 0.083075 | 0.05317 | 0.027078 | 0.0054928 | 0
SCE | GWh | Commercial | Com - Office (Small) | HVAC | No | HVAC - SEER Rated Package Rooftop AC (SEER 14) | 0.25266 | 0.29987 | 0 | 0 | 0 | 0 | 0 | 0 | 0 | 0 | 0 | 0
SCE | GWh | Commercial | Com - Office (Small) | HVAC | No | HVAC - SEER Rated Package Rooftop AC (SEER 15) | 0.30147 | 0.35399 | 0.18923 | 0.21298 | 0.23904 | 0.2606 | 0.28019 | 0.30276 | 0.32061 | 0.34366 | 0.361 | 0.37954
SCE | GWh | Commercial | Com - Office (Small) | HVAC | No | HVAC - SEER Rated Package Rooftop HP (SEER 14) | 0.031205 | 0.036906 | 0 | 0 | 0 | 0 | 0 | 0 | 0 | 0 | 0 | 0
SCE | GWh | Commercial | Com - Office (Small) | HVAC | No | HVAC - SEER Rated Package Rooftop HP (SEER 15) | 0.1147 | 0.13583 | 0.073125 | 0.082727 | 0.093373 | 0.10207 | 0.10995 | 0.11917 | 0.12633 | 0.13583 | 0.14282 | 0.15036
SCE | GWh | Commercial | Com - Office (Small) | HVAC | No | HVAC - SEER Rated Split System AC (SEER 14) | 0.15922 | 0.18069 | 0.20232 | 0 | 0 | 0 | 0 | 0 | 0 | 0 | 0 | 0
SCE | GWh | Commercial | Com - Office (Small) | HVAC | No | HVAC - SEER Rated Split System AC (SEER 15) | 0.023328 | 0.030562 | 0.017828 | 0.021573 | 0.025819 | 0.029774 | 0.033698 | 0.038211 | 0.042321 | 0.047345 | 0.051791 | 0.0566
SCE | GWh | Commercial | Com - Office (Small) | HVAC | No | HVAC - SEER Rated Split System HP (SEER 14) | 0.15518 | 0.18342 | 0.028643 | 0.032351 | 0.036441 | 0.039781 | 0.042797 | 0.04631 | 0.049036 | 0.052625 | 0.055268 | 0.058109
SCE | GWh | Commercial | Com - Office (Small) | HVAC | No | HVAC - SEER Rated Split System HP (SEER 15) | 0.063222 | 0.074633 | 0.040071 | 0.04524 | 0.050947 | 0.055623 | 0.059857 | 0.064787 | 0.068631 | 0.073682 | 0.077421 | 0.081439
SCE | GWh | Commercial | Com - Office (Small) | HVAC | No | HVAC - Thermostat | 1.559 | 1.6732 | 1.6446 | 1.5453 | 1.4117 | 1.212 | 1.0066 | 0.84295 | 0.68197 | 0.58622 | 0.4999 | 0.50547
SCE | GWh | Commercial | Com - Office (Small) | Lighting | Yes | Lighting - LED Fixture (Replacing T8) - Emerging | 0 | 0.11632 | 0.26281 | 0.45004 | 0.68465 | 0.95192 | 1.2456 | 1.608 | 1.9543 | 2.3746 | 2.7683 | 3.1802
SCE | GWh | Commercial | Com - Office (Small) | Lighting | Yes | Lighting - LED Lamp (Basic High - Indoor) - Emerging | 0.019779 | 0.032738 | 0.043466 | 0.048676 | 0.078941 | 0.015241 | 0.020934 | 0.027168 | 0.033372 | 0.039943 | 0.046192 | 0.052396
SCE | GWh | Commercial | Com - Office (Small) | Lighting | Yes | Lighting - LED Lamp (Basic Low - Indoor) - Emerging | 0.041229 | 0.062643 | 0.075593 | 0.086271 | 0.098259 | 0.016647 | 0.02424 | 0.036999 | 0.048429 | 0.05975 | 0.070099 | 0.080027
SCE | GWh | Commercial | Com - Office (Small) | Lighting | Yes | Lighting - LED Plug-In Indoor Fixture - Emerging | 0.035181 | 0.04425 | 0.055531 | 0.067719 | 0.082949 | 0.0055445 | 0.0063686 | 0.0077781 | 0.0097922 | 0.012239 | 0.014585 | 0.01711
SCE | GWh | Commercial | Com - Office (Small) | Lighting | No | Lighting - Cold Cathode Lamp | 0.028867 | 0.029598 | 0.030296 | 0.030641 | 0.031298 | 0 | 0 | 0 | 0 | 0 | 0 | 0
SCE | GWh | Commercial | Com - Office (Small) | Lighting | No | Lighting - Compact Fluorescent Fixture (Indoor) | 2.7683 | 2.7836 | 2.8169 | 2.8426 | 2.8919 | 0 | 0 | 0 | 0 | 0 | 0 | 0
SCE | GWh | Commercial | Com - Office (Small) | Lighting | No | Lighting - Compact Fluorescent Lamp (Basic High - Indoor) | 0.42641 | 0.4184 | 0.4226 | 0.43461 | 0.4224 | 0 | 0 | 0 | 0 | 0 | 0 | 0
SCE | GWh | Commercial | Com - Office (Small) | Lighting | No | Lighting - Compact Fluorescent Lamp (Basic Low - Indoor) | 1.0391 | 0.88625 | 0.78895 | 0.7248 | 0.69697 | 0 | 0 | 0 | 0 | 0 | 0 | 0
SCE | GWh | Commercial | Com - Office (Small) | Lighting | No | Lighting - Exit Fixture (LED) | 0 | 0 | 0.023116 | 0.023682 | 0.02134 | 0.02103 | 0.016091 | 0.013658 | 0.00062386 | 0 | 0 | 0
SCE | GWh | Commercial | Com - Office (Small) | Lighting | No | Lighting - Halogen Lamp (A-Line) | 0.061843 | 0.0719 | 0.067729 | 0.075795 | 0.074295 | 0 | 0 | 0 | 0 | 0 | 0 | 0
SCE | GWh | Commercial | Com - Office (Small) | Lighting | No | Lighting - Halogen Lamp (Reflector) | 0.018993 | 0.022399 | 0.019866 | 0.022224 | 0.020526 | 0.022065 | 0.021209 | 0.02204 | 0.021943 | 0.022614 | 0.02284 | 0.023251
SCE | GWh | Commercial | Com - Office (Small) | Lighting | No | Lighting - High Bay HID to T5 | 0 | 0 | 0 | 0.0052611 | 0.005403 | 0.0052215 | 0.0049764 | 0.0049681 | 0.0047545 | 0.0048708 | 0.004759 | 0.0047663
SCE | GWh | Commercial | Com - Office (Small) | Lighting | No | Lighting - Induction Fixture (Indoor) | 0.093195 | 0.097093 | 0.10101 | 0.10393 | 0.1078 | 0.10941 | 0.11033 | 0.11277 | 0.11361 | 0.11675 | 0.11813 | 0.12027
SCE | GWh | Commercial | Com - Office (Small) | Lighting | No | Lighting - Induction Fixture (Outdoor) | 0.022064 | 0.029866 | 0.029847 | 0.030174 | 0.030725 | 0.030686 | 0.030509 | 0.030758 | 0.030622 | 0.031091 | 0.031145 | 0.031417
SCE | GWh | Commercial | Com - Office (Small) | Lighting | No | Lighting - Linear Fluorescent Delamping | 0.0088413 | 0.0084919 | 0.0075474 | 0.0058117 | 0 | 0 | 0 | 0 | 0 | 0 | 0 | 0
SCE | GWh | Commercial | Com - Office (Small) | Lighting | No | Lighting - Linear Fluorescent Fixture (Low Wattage T8) | 0.8942 | 1.0873 | 1.263 | 1.4083 | 1.5483 | 1.6353 | 1.6916 | 1.7507 | 1.7704 | 1.8106 | 1.8136 | 1.82
SCE | GWh | Commercial | Com - Office (Small) | Lighting | No | Lighting - Low Bay HID to T5 | 0 | 0 | 0 | 0 | 0 | 0 | 0 | 0 | 0 | 0.010995 | 0.010688 | 0.0092999
SCE | GWh | Commercial | Com - Office (Small) | Lighting | No | Lighting - Occupancy Sensor | 0 | 0 | 0 | 0 | 0 | 0 | 0.30136 | 0.29545 | 0.2355 | 0.18315 | 0.13849 | 0.11382
SCE | GWh | Commercial | Com - Office (Small) | Lighting | No | Lighting - Plug-In Fixture (Compact Fluorescent) | 0.45131 | 0.44786 | 0.44636 | 0.44147 | 0.44389 | 0 | 0 | 0 | 0 | 0 | 0 | 0
SCE | GWh | Commercial | Com - Office (Small) | Lighting | No | Lighting - Plug-In Fixture (Exterior) | 0.17347 | 0.22544 | 0.22689 | 0.22889 | 0.23333 | 0.23168 | 0.2287 | 0.23014 | 0.22766 | 0.23139 | 0.23086 | 0.23258
SCE | GWh | Commercial | Com - Office (Small) | Lighting | No | Lighting - Plug-In Fixture (Induction) | 0 | 0 | 0 | 0 | 0 | 0 | 0 | 0.13884 | 0.1581 | 0.18124 | 0.19421 | 0.20445
SCE | GWh | Commercial | Com - Office (Small) | Lighting | No | Lighting - Plug-In Fixture (Linear Fluorescent) | 1.1718 | 1.2267 | 1.2722 | 1.293 | 1.3263 | 0 | 0 | 0 | 0 | 0 | 0 | 0
SCE | GWh | Commercial | Com - Office (Small) | Lighting | No | Lighting - Plug-In Fixture (PSMH with Electronic Ballast) | 0.27914 | 0.33808 | 0.33817 | 0.33732 | 0.33964 | 0.33414 | 0.32576 | 0.27356 | 0.25401 | 0.25106 | 0.24577 | 0.24404
SCE | GWh | Commercial | Com - Office (Small) | Lighting | No | Lighting - Plug-In Fixture (PSMH) | 0.36915 | 0.37862 | 0.37884 | 0.3773 | 0.37991 | 0.37209 | 0.3633 | 0.35657 | 0.34407 | 0.32634 | 0.31063 | 0.30193
SCE | GWh | Commercial | Com - Office (Small) | SHW | No | SHW - EF Rated Instantaneous Water Heater (Electric) | 0.0032615 | 0.0038468 | 0.0044344 | 0.0049656 | 0.0055359 | 0.0059517 | 0.0062923 | 0.0066987 | 0.0069628 | 0.0073579 | 0.0075965 | 0.0078666
SCE | GWh | Commercial | Com - Office (Small) | SHW | No | SHW - EF Rated Storage Water Heater (Electric) | 0.0026809 | 0.0031004 | 0 | 0 | 0 | 0 | 0 | 0 | 0 | 0 | 0 | 0
SCE | GWh | Commercial | Com - Office (Small) | Service | No | HVAC - Comprehensive Rooftop Unit Quality Maintenance | 0.32221 | 0.30091 | 0.32975 | 0.35795 | 0.38389 | 0.40669 | 0.42453 | 0.436 | 0.43986 | 0.43524 | 0.42147 | 0.39936
SCE | GWh | Commercial | Com - Office (Small) | Service | No | Service - HVAC Fault Detection & Diagnositics | 0 | 0.11119 | 0.1143 | 0.11396 | 0.11681 | 0.1127 | 0.10721 | 0.10684 | 0.10207 | 0.10439 | 0.10183 | 0.10184
SCE | GWh | Commercial | Com - Office (Small) | Service | No | Service - Retro-Commissioning (Electric) | 0.47133 | 0.36394 | 0.3259 | 0.28593 | 0.23708 | 0.19521 | 0.15301 | 0.11337 | 0.077517 | 0.045849 | 0.015003 | 0
SCE | GWh | Commercial | Com - Office (Small) | WholeBlg | No | HVAC - Energy Management System | 0.42073 | 0.53187 | 0.47356 | 0.41295 | 0.36776 | 0.31527 | 0.26711 | 0.26412 | 0.2548 | 0.26264 | 0.25778 | 0.2591
SCE | GWh | Commercial | Com - Office (Small) | WholeBlg | No | WholeBlg - Com NC Level 2 | 0.017523 | 0 | 0 | 0 | 0 | 0 | 0 | 0 | 0 | 0 | 0 | 0
SCE | GWh | Commercial | Com - Office (Small) | WholeBlg | No | WholeBlg - Com NC Level 3 | 0.016772 | 0 | 0 | 0 | 0 | 0 | 0 | 0 | 0 | 0 | 0 | 0
SCE | GWh | Commercial | Com - Office (Small) | WholeBlg | No | WholeBlg - Com RET Level 1 | 0.32444 | 0.44485 | 0.57375 | 0.71174 | 0.85851 | 1.0142 | 1.1779 | 1.3492 | 1.5264 | 1.7086 | 1.8933 | 2.0788
SCE | GWh | Commercial | Com - Office (Small) | WholeBlg | No | WholeBlg - Com RET Level 2 | 0.59286 | 0.80749 | 1.0387 | 1.289 | 1.5568 | 1.8443 | 2.1485 | 2.47 | 2.8045 | 3.1514 | 3.5037 | 3.8601
SCE | GWh | Commercial | Com - Restaurant (Fast Food) | AppPlug | No | AppPlug - Computer Monitor | 0.0010505 | 0.0020678 | 0.0020242 | 0.0020677 | 0 | 0 | 0 | 0 | 0 | 0 | 0 | 0
SCE | GWh | Commercial | Com - Restaurant (Fast Food) | AppPlug | No | AppPlug - Desktop Computer (Com - Power Management) | 0.034918 | 0.042396 | 0.041444 | 0.039619 | 0.037701 | 0.034679 | 0.031295 | 0.028828 | 0.025747 | 0.024156 | 0.021863 | 0.020335
SCE | GWh | Commercial | Com - Restaurant (Fast Food) | AppPlug | No | AppPlug - Occupancy Sensor Plug Strip | 0 | 0.0050649 | 0.0075489 | 0.0087387 | 0.0093412 | 0.0097586 | 0.0093916 | 0.0098905 | 0.0094811 | 0.010056 | 0.0092527 | 0.0088446
SCE | GWh | Commercial | Com - Restaurant (Fast Food) | AppPlug | No | AppPlug - Vending Machine Controls | 0.082822 | 0.096607 | 0.096048 | 0.092928 | 0.089328 | 0.082859 | 0.075059 | 0.069472 | 0.061928 | 0.057913 | 0.051679 | 0.047177
SCE | GWh | Commercial | Com - Restaurant (Fast Food) | BldgEnv | No | BldgEnv - Window Film | 0 | 0 | 0.022312 | 0.05372 | 0.081507 | 0.10435 | 0.11924 | 0.13266 | 0.14099 | 0.15002 | 0.15166 | 0.14831
SCE | GWh | Commercial | Com - Restaurant (Fast Food) | ComRefrig | No | ComRefrig - Strip Curtain for Walk In Refrigerator | 1.5099 | 1.3684 | 1.3742 | 1.3206 | 1.2087 | 1.0504 | 0.86294 | 0.66669 | 0.4794 | 0.31331 | 0.17408 | 0.063276
SCE | GWh | Commercial | Com - Restaurant (Fast Food) | FoodServ | No | FoodServ - Electric Griddle | 0.00015891 | 0.00016262 | 0.00016642 | 0.00016899 | 0 | 0.00016562 | 0.00016787 | 0.00017206 | 0.00017397 | 0.00017827 | 0.00018018 | 0.00018288
SCE | GWh | Commercial | Com - Restaurant (Fast Food) | FoodServ | No | FoodServ - Electric Steamer | 0.28545 | 0.29257 | 0.29991 | 0.30443 | 0.3118 | 0.31275 | 0.31204 | 0.31596 | 0.31547 | 0.3217 | 0.323 | 0.32673
SCE | GWh | Commercial | Com - Restaurant (Fast Food) | FoodServ | No | FoodServ - Fryer (Electric) | 0.0074871 | 0.0076421 | 0.0077988 | 0.007896 | 0.0080543 | 0.0080836 | 0.00808 | 0.008169 | 0.0081717 | 0.0083075 | 0.0083499 | 0.0084401
SCE | GWh | Commercial | Com - Restaurant (Fast Food) | FoodServ | No | FoodServ - Grill to Order Cabinet | 0.19337 | 0.21104 | 0.2289 | 0.24442 | 0.26174 | 0.27314 | 0.28206 | 0.29406 | 0.30106 | 0.31344 | 0.32033 | 0.32877
SCE | GWh | Commercial | Com - Restaurant (Fast Food) | FoodServ | No | FoodServ - Oven (Electric) | 0.031141 | 0.031979 | 0.032828 | 0.033398 | 0.034245 | 0.034476 | 0.034546 | 0.035052 | 0.035139 | 0.035859 | 0.03612 | 0.036607
SCE | GWh | Commercial | Com - Restaurant (Fast Food) | HVAC | Yes | HVAC - Advanced Package Rooftop AC (> EER 12) - Emerging | 0 | 0 | 0.001596 | 0.00408 | 0.0073266 | 0.01126 | 0.015748 | 0.020774 | 0.026371 | 0.032525 | 0.039226 | 0.046487
SCE | GWh | Commercial | Com - Restaurant (Fast Food) | HVAC | No | HVAC - Direct Evaporative Cooler | 0.46641 | 0.5411 | 0.61947 | 0.69999 | 0.78375 | 0.86622 | 0.94729 | 1.029 | 1.1058 | 1.1827 | 1.2524 | 1.3178
SCE | GWh | Commercial | Com - Restaurant (Fast Food) | HVAC | No | HVAC - EER Rated Package Rooftop AC (EER 11) | 0.035281 | 0.040394 | 0.045681 | 0.050839 | 0 | 0 | 0.06402 | 0.069708 | 0.074384 | 0.080148 | 0.08453 | 0.08911
SCE | GWh | Commercial | Com - Restaurant (Fast Food) | HVAC | No | HVAC - EER Rated Package Rooftop HP (EER 11) | 0.03162 | 0.035889 | 0.040157 | 0.044283 | 0 | 0 | 0 | 0 | 0 | 0 | 0 | 0
SCE | GWh | Commercial | Com - Restaurant (Fast Food) | HVAC | No | HVAC - Repair Duct System | 0.20619 | 0.17697 | 0.16141 | 0.14126 | 0 | 0 | 0 | 0 | 0 | 0 | 0 | 0
SCE | GWh | Commercial | Com - Restaurant (Fast Food) | HVAC | No | HVAC - SEER Rated Package Rooftop AC (Recharge) | 0.2145 | 0.18006 | 0.16067 | 0.13793 | 0.11319 | 0.088763 | 0.065627 | 0.044798 | 0.026794 | 0.011742 | 0 | 0
SCE | GWh | Commercial | Com - Restaurant (Fast Food) | HVAC | No | HVAC - SEER Rated Package Rooftop AC (SEER 14) | 0.29697 | 0.35389 | 0 | 0 | 0 | 0 | 0 | 0 | 0 | 0 | 0 | 0
SCE | GWh | Commercial | Com - Restaurant (Fast Food) | HVAC | No | HVAC - SEER Rated Package Rooftop AC (SEER 15) | 0.32911 | 0.38686 | 0.20689 | 0.23294 | 0.26146 | 0.28513 | 0.30671 | 0.33148 | 0.35112 | 0.37639 | 0.39542 | 0.41574
SCE | GWh | Commercial | Com - Restaurant (Fast Food) | HVAC | No | HVAC - SEER Rated Package Rooftop HP (SEER 14) | 0.036957 | 0.043684 | 0 | 0 | 0 | 0 | 0 | 0 | 0 | 0 | 0 | 0
SCE | GWh | Commercial | Com - Restaurant (Fast Food) | HVAC | No | HVAC - SEER Rated Package Rooftop HP (SEER 15) | 0.1396 | 0.16547 | 0.089093 | 0.10081 | 0.11372 | 0.12435 | 0.13401 | 0.14521 | 0.15395 | 0.1654 | 0.17388 | 0.18295
SCE | GWh | Commercial | Com - Restaurant (Fast Food) | HVAC | No | HVAC - SEER Rated Split System AC (SEER 14) | 0.2151 | 0.2465 | 0.27848 | 0 | 0 | 0 | 0 | 0 | 0 | 0 | 0 | 0
SCE | GWh | Commercial | Com - Restaurant (Fast Food) | HVAC | No | HVAC - SEER Rated Split System AC (SEER 15) | 0.027431 | 0.036031 | 0.021073 | 0.025576 | 0.030701 | 0.035524 | 0.040351 | 0.04592 | 0.05104 | 0.057316 | 0.062915 | 0.068986
SCE | GWh | Commercial | Com - Restaurant (Fast Food) | HVAC | No | HVAC - SEER Rated Split System HP (SEER 14) | 0.16882 | 0.19961 | 0.03116 | 0.035174 | 0.039595 | 0.043193 | 0.046446 | 0.050236 | 0.053161 | 0.057034 | 0.05987 | 0.062922
SCE | GWh | Commercial | Com - Restaurant (Fast Food) | HVAC | No | HVAC - SEER Rated Split System HP (SEER 15) | 0.064296 | 0.076046 | 0.040858 | 0.046109 | 0.051927 | 0.056606 | 0.060813 | 0.065783 | 0.069566 | 0.074691 | 0.078388 | 0.08241
SCE | GWh | Commercial | Com - Restaurant (Fast Food) | HVAC | No | HVAC - Thermostat | 0.75012 | 0.79521 | 0.79755 | 0.77129 | 0.72507 | 0.6112 | 0.50074 | 0.41413 | 0.32723 | 0.2773 | 0.23366 | 0.23011
SCE | GWh | Commercial | Com - Restaurant (Fast Food) | Lighting | Yes | Lighting - LED Fixture (Replacing T8) - Emerging | 0.063459 | 0.095939 | 0.14314 | 0.20319 | 0.28029 | 0.36775 | 0.46415 | 0.5822 | 0.69745 | 0.83807 | 0.97049 | 1.1093
SCE | GWh | Commercial | Com - Restaurant (Fast Food) | Lighting | Yes | Lighting - LED Lamp (Basic High - Indoor) - Emerging | 0.44775 | 0.69769 | 0.94615 | 1.2095 | 1.5031 | 0.23239 | 0.2716 | 0.31111 | 0.34589 | 0.37835 | 0.40207 | 0.41989
SCE | GWh | Commercial | Com - Restaurant (Fast Food) | Lighting | Yes | Lighting - LED Lamp (Basic Low - Indoor) - Emerging | 0.601 | 0.98233 | 1.248 | 1.5401 | 1.8633 | 0.33073 | 0.37287 | 0.41264 | 0.44218 | 0.54609 | 0.74132 | 0.91679
SCE | GWh | Commercial | Com - Restaurant (Fast Food) | Lighting | Yes | Lighting - LED Plug-In Indoor Fixture - Emerging | 0.034525 | 0.043865 | 0.054646 | 0.065641 | 0.078863 | 0.0051544 | 0.0057949 | 0.0072828 | 0.0090597 | 0.011139 | 0.013052 | 0.015061
SCE | GWh | Commercial | Com - Restaurant (Fast Food) | Lighting | No | Lighting - Cold Cathode Lamp | 0.020948 | 0.021147 | 0.021373 | 0.021438 | 0.021702 | 0 | 0 | 0 | 0 | 0 | 0 | 0
SCE | GWh | Commercial | Com - Restaurant (Fast Food) | Lighting | No | Lighting - Compact Fluorescent Fixture (Indoor) | 1.9635 | 1.9717 | 1.9942 | 2.0106 | 2.044 | 0 | 0 | 0 | 0 | 0 | 0 | 0
SCE | GWh | Commercial | Com - Restaurant (Fast Food) | Lighting | No | Lighting - Compact Fluorescent Lamp (Basic High - Indoor) | 0 | 0.097945 | 0.22881 | 0.37932 | 0.5504 | 0 | 0 | 0 | 0 | 0 | 0 | 0
SCE | GWh | Commercial | Com - Restaurant (Fast Food) | Lighting | No | Lighting - Compact Fluorescent Lamp (Basic Low - Indoor) | 11.0213 | 11.7751 | 12.2676 | 12.393 | 12.3467 | 0 | 0 | 0 | 0 | 0 | 0 | 0
SCE | GWh | Commercial | Com - Restaurant (Fast Food) | Lighting | No | Lighting - Exit Fixture (LED) | 0 | 0 | 0.008963 | 0.0091401 | 0.0083287 | 0.0082232 | 0.0064977 | 0.0056526 | 0.00108 | 0 | 0 | 0
SCE | GWh | Commercial | Com - Restaurant (Fast Food) | Lighting | No | Lighting - Halogen Lamp (A-Line) | 0.022002 | 0.025669 | 0.024056 | 0.027036 | 0.026373 | 0 | 0 | 0 | 0 | 0 | 0 | 0
SCE | GWh | Commercial | Com - Restaurant (Fast Food) | Lighting | No | Lighting - Halogen Lamp (Reflector) | 0.0066906 | 0.0079216 | 0.0070063 | 0.0078681 | 0.0072395 | 0.0078148 | 0.007483 | 0.0078094 | 0.0077284 | 0.0079572 | 0.0080649 | 0.0082005
SCE | GWh | Commercial | Com - Restaurant (Fast Food) | Lighting | No | Lighting - High Bay HID to T5 | 0.0070035 | 0.0072217 | 0.0078406 | 0.00841 | 0.0089606 | 0.0093672 | 0.0096433 | 0.0099024 | 0.0099516 | 0.010052 | 0.0098981 | 0.0097217
SCE | GWh | Commercial | Com - Restaurant (Fast Food) | Lighting | No | Lighting - Induction Fixture (Indoor) | 0.029234 | 0.029911 | 0.030625 | 0.031081 | 0.031852 | 0.031999 | 0.031998 | 0.03246 | 0.0325 | 0.033202 | 0.033438 | 0.033902
SCE | GWh | Commercial | Com - Restaurant (Fast Food) | Lighting | No | Lighting - Induction Fixture (Outdoor) | 0.0078432 | 0.010617 | 0.01061 | 0.010726 | 0.010922 | 0.010904 | 0.01084 | 0.010928 | 0.010878 | 0.011043 | 0.011062 | 0.011157
SCE | GWh | Commercial | Com - Restaurant (Fast Food) | Lighting | No | Lighting - Linear Fluorescent Delamping | 0.0080361 | 0.0076978 | 0.0069121 | 0.0053536 | 0.0029861 | 0 | 0 | 0 | 0 | 0 | 0 | 0
SCE | GWh | Commercial | Com - Restaurant (Fast Food) | Lighting | No | Lighting - Linear Fluorescent Fixture (Low Wattage T8) | 0.29899 | 0.35571 | 0.40941 | 0.45512 | 0.50019 | 0.52867 | 0.54769 | 0.56784 | 0.57482 | 0.58837 | 0.5892 | 0.59081
SCE | GWh | Commercial | Com - Restaurant (Fast Food) | Lighting | No | Lighting - Occupancy Sensor | 0 | 0 | 0 | 0 | 0 | 0 | 0 | 0 | 0 | 0 | 0 | 0.043307
SCE | GWh | Commercial | Com - Restaurant (Fast Food) | Lighting | No | Lighting - Plug-In Fixture (Compact Fluorescent) | 0.36759 | 0.36175 | 0.35755 | 0.35092 | 0.3505 | 0 | 0 | 0 | 0 | 0 | 0 | 0
SCE | GWh | Commercial | Com - Restaurant (Fast Food) | Lighting | No | Lighting - Plug-In Fixture (Exterior) | 0.061664 | 0.080144 | 0.080655 | 0.081361 | 0.082933 | 0.082313 | 0.081242 | 0.08174 | 0.08085 | 0.082163 | 0.081963 | 0.082562
SCE | GWh | Commercial | Com - Restaurant (Fast Food) | Lighting | No | Lighting - Plug-In Fixture (Induction) | 0.13334 | 0.1344 | 0.13792 | 0.13994 | 0.14388 | 0.14351 | 0.1421 | 0.14375 | 0.14249 | 0.14566 | 0.14558 | 0.14702
SCE | GWh | Commercial | Com - Restaurant (Fast Food) | Lighting | No | Lighting - Plug-In Fixture (Linear Fluorescent) | 0.75092 | 0.79537 | 0.83009 | 0.84541 | 0.86731 | 0 | 0 | 0 | 0 | 0 | 0 | 0
SCE | GWh | Commercial | Com - Restaurant (Fast Food) | Lighting | No | Lighting - Plug-In Fixture (PSMH with Electronic Ballast) | 0.12526 | 0.13966 | 0.14118 | 0.14214 | 0.14445 | 0.14349 | 0.14183 | 0.14238 | 0.14092 | 0.14254 | 0.14201 | 0.1426
SCE | GWh | Commercial | Com - Restaurant (Fast Food) | Lighting | No | Lighting - Plug-In Fixture (PSMH) | 0.15936 | 0.17757 | 0.17659 | 0.17507 | 0.17521 | 0.17166 | 0.16759 | 0.16618 | 0.1627 | 0.1628 | 0.16073 | 0.16008
SCE | GWh | Commercial | Com - Restaurant (Fast Food) | SHW | No | SHW - EF Rated Instantaneous Water Heater (Electric) | 0.0061244 | 0.0072573 | 0.0084078 | 0.0094635 | 0.0106 | 0.011444 | 0.012143 | 0.01297 | 0.013518 | 0.014322 | 0.014815 | 0.01537
SCE | GWh | Commercial | Com - Restaurant (Fast Food) | SHW | No | SHW - EF Rated Storage Water Heater (Electric) | 0.0049488 | 0.0057429 | 0 | 0 | 0 | 0 | 0 | 0 | 0 | 0 | 0 | 0
SCE | GWh | Commercial | Com - Restaurant (Fast Food) | Service | No | HVAC - Comprehensive Rooftop Unit Quality Maintenance | 0.11455 | 0.10698 | 0.11723 | 0.12726 | 0.13648 | 0.14459 | 0.15093 | 0.15501 | 0.15638 | 0.15474 | 0.14984 | 0.14198
SCE | GWh | Commercial | Com - Restaurant (Fast Food) | Service | No | Service - HVAC Fault Detection & Diagnositics | 0 | 0.039287 | 0.040105 | 0.039658 | 0.040208 | 0.038294 | 0.03591 | 0.0352 | 0.033032 | 0.033148 | 0.031631 | 0.030896
SCE | GWh | Commercial | Com - Restaurant (Fast Food) | Service | No | Service - Retro-Commissioning (Electric) | 0.16756 | 0.12939 | 0.11586 | 0.10165 | 0.084285 | 0.069403 | 0.054398 | 0.040305 | 0.027559 | 0.0163 | 0.005334 | 0
SCE | GWh | Commercial | Com - Restaurant (Fast Food) | WholeBlg | No | HVAC - Energy Management System | 0.14958 | 0.18909 | 0.16836 | 0.14681 | 0.13074 | 0.11208 | 0.094964 | 0.0939 | 0.090585 | 0.093374 | 0.091645 | 0.092116
SCE | GWh | Commercial | Com - Restaurant (Fast Food) | WholeBlg | No | WholeBlg - Com NC Level 2 | 0.0063104 | 0 | 0 | 0 | 0 | 0 | 0 | 0 | 0 | 0 | 0 | 0
SCE | GWh | Commercial | Com - Restaurant (Fast Food) | WholeBlg | No | WholeBlg - Com NC Level 3 | 0.0053356 | 0 | 0 | 0 | 0 | 0 | 0 | 0 | 0 | 0 | 0 | 0
SCE | GWh | Commercial | Com - Restaurant (Fast Food) | WholeBlg | No | WholeBlg - Com NC ZNE | 0.012363 | 0.01319 | 0.028854 | 0.046487 | 0.057364 | 0.077024 | 0.095833 | 0.09067 | 0.10603 | 0.12915 | 0.09925 | 0.11533
SCE | GWh | Commercial | Com - Restaurant (Fast Food) | WholeBlg | No | WholeBlg - Com RET Level 1 | 0.20418 | 0.3386 | 0.48222 | 0.6367 | 0.80247 | 0.9802 | 1.1694 | 1.3698 | 1.5799 | 1.7986 | 2.0234 | 2.2556
SCE | GWh | Commercial | Com - Restaurant (Fast Food) | WholeBlg | No | WholeBlg - Com RET Level 2 | 0.98246 | 1.2684 | 1.5828 | 1.9268 | 2.298 | 2.697 | 3.1201 | 3.5657 | 4.0271 | 4.5002 | 4.9745 | 5.44
SCE | GWh | Commercial | Com - Restaurant (Sit Down) | AppPlug | No | AppPlug - Computer Monitor | 0.0010505 | 0.0020678 | 0.0020242 | 0.0020677 | 0 | 0 | 0 | 0 | 0 | 0 | 0 | 0
SCE | GWh | Commercial | Com - Restaurant (Sit Down) | AppPlug | No | AppPlug - Desktop Computer (Com - Power Management) | 0.034918 | 0.042396 | 0.041444 | 0.039619 | 0.037701 | 0.034679 | 0.031295 | 0.028828 | 0.025747 | 0.024156 | 0.021863 | 0.020335
SCE | GWh | Commercial | Com - Restaurant (Sit Down) | AppPlug | No | AppPlug - Occupancy Sensor Plug Strip | 0 | 0.0050649 | 0.0075489 | 0.0087387 | 0.0093412 | 0.0097586 | 0.0093916 | 0.0098905 | 0.0094811 | 0.010056 | 0.0092527 | 0.0088446
SCE | GWh | Commercial | Com - Restaurant (Sit Down) | AppPlug | No | AppPlug - Vending Machine Controls | 0.082822 | 0.096607 | 0.096048 | 0.092928 | 0.089328 | 0.082859 | 0.075059 | 0.069472 | 0.061928 | 0.057913 | 0.051679 | 0.047177
SCE | GWh | Commercial | Com - Restaurant (Sit Down) | BldgEnv | No | BldgEnv - Window Film | 0.21419 | 0.19362 | 0.22058 | 0.2563 | 0.29099 | 0.3199 | 0.33667 | 0.34812 | 0.34919 | 0.34759 | 0.33331 | 0.31007
SCE | GWh | Commercial | Com - Restaurant (Sit Down) | ComRefrig | No | ComRefrig - Refrigerated Case Night Cover (Low Temp) | 0.1132 | 0.10824 | 0.13024 | 0.15421 | 0.17834 | 0.20108 | 0.21926 | 0.22984 | 0.23022 | 0.21908 | 0.19661 | 0.16632
SCE | GWh | Commercial | Com - Restaurant (Sit Down) | ComRefrig | No | ComRefrig - Strip Curtain for Walk In Refrigerator | 1.5099 | 1.3684 | 1.3742 | 1.3206 | 1.2087 | 1.0504 | 0.86294 | 0.66669 | 0.4794 | 0.31331 | 0.17408 | 0.063276
SCE | GWh | Commercial | Com - Restaurant (Sit Down) | FoodServ | No | FoodServ - Electric Griddle | 0.0001589 | 0.00016261 | 0.0001664 | 0.00016895 | 0 | 0.00016555 | 0.00016777 | 0.00017193 | 0.00017382 | 0.00017807 | 0.00017994 | 0.00018261
SCE | GWh | Commercial | Com - Restaurant (Sit Down) | FoodServ | No | FoodServ - Electric Steamer | 0.28544 | 0.29255 | 0.29986 | 0.30434 | 0.31163 | 0.31256 | 0.3118 | 0.31565 | 0.31509 | 0.32123 | 0.32246 | 0.32609
SCE | GWh | Commercial | Com - Restaurant (Sit Down) | FoodServ | No | FoodServ - Fryer (Electric) | 0.0074868 | 0.0076416 | 0.0077978 | 0.0078943 | 0.0080509 | 0.0080798 | 0.0080751 | 0.0081628 | 0.0081643 | 0.0082983 | 0.0083393 | 0.0084276
SCE | GWh | Commercial | Com - Restaurant (Sit Down) | FoodServ | No | FoodServ - Oven (Electric) | 0.03114 | 0.031977 | 0.032824 | 0.033389 | 0.034229 | 0.034458 | 0.034523 | 0.035022 | 0.035104 | 0.035815 | 0.036069 | 0.036547
SCE | GWh | Commercial | Com - Restaurant (Sit Down) | HVAC | Yes | HVAC - Advanced Package Rooftop AC (> EER 12) - Emerging | 0 | 0 | 0.0012687 | 0.0032065 | 0.0057029 | 0.0087003 | 0.012135 | 0.015994 | 0.020299 | 0.025036 | 0.030198 | 0.035788
SCE | GWh | Commercial | Com - Restaurant (Sit Down) | HVAC | No | HVAC - Direct Evaporative Cooler | 0.214 | 0.24859 | 0.28549 | 0.32397 | 0.36448 | 0.40488 | 0.44497 | 0.48592 | 0.52491 | 0.56441 | 0.60065 | 0.63498
SCE | GWh | Commercial | Com - Restaurant (Sit Down) | HVAC | No | HVAC - EER Rated Package Rooftop AC (EER 11) | 0.028059 | 0.032142 | 0.036359 | 0.040478 | 0.045124 | 0.049077 | 0.052718 | 0.05691 | 0.060283 | 0.064597 | 0.067896 | 0.071409
SCE | GWh | Commercial | Com - Restaurant (Sit Down) | HVAC | No | HVAC - EER Rated Package Rooftop HP (EER 11) | 0.022232 | 0.025225 | 0.02821 | 0.031097 | 0 | 0 | 0 | 0 | 0 | 0 | 0 | 0
SCE | GWh | Commercial | Com - Restaurant (Sit Down) | HVAC | No | HVAC - Repair Duct System | 0.14276 | 0.12297 | 0.11258 | 0.098884 | 0 | 0 | 0 | 0 | 0 | 0 | 0 | 0
SCE | GWh | Commercial | Com - Restaurant (Sit Down) | HVAC | No | HVAC - SEER Rated Package Rooftop AC (Recharge) | 0.15301 | 0.12861 | 0.11488 | 0.098735 | 0.081099 | 0.063678 | 0.047151 | 0.032259 | 0.01938 | 0.0086097 | 0 | 0
SCE | GWh | Commercial | Com - Restaurant (Sit Down) | HVAC | No | HVAC - SEER Rated Package Rooftop AC (SEER 14) | 0.14431 | 0.17157 | 0 | 0 | 0 | 0 | 0 | 0 | 0 | 0 | 0 | 0
SCE | GWh | Commercial | Com - Restaurant (Sit Down) | HVAC | No | HVAC - SEER Rated Package Rooftop AC (SEER 15) | 0.18074 | 0.21248 | 0.11365 | 0.128 | 0.14371 | 0.15679 | 0.16871 | 0.18238 | 0.19327 | 0.20719 | 0.21773 | 0.22894
SCE | GWh | Commercial | Com - Restaurant (Sit Down) | HVAC | No | HVAC - SEER Rated Package Rooftop HP (SEER 14) | 0.01964 | 0.023202 | 0 | 0 | 0 | 0 | 0 | 0 | 0 | 0 | 0 | 0
SCE | GWh | Commercial | Com - Restaurant (Sit Down) | HVAC | No | HVAC - SEER Rated Package Rooftop HP (SEER 15) | 0.073624 | 0.087136 | 0.046862 | 0.052993 | 0.059733 | 0.065315 | 0.070391 | 0.076244 | 0.080854 | 0.086808 | 0.091259 | 0.095997
SCE | GWh | Commercial | Com - Restaurant (Sit Down) | HVAC | No | HVAC - SEER Rated Split System AC (SEER 14) | 0.10159 | 0.11598 | 0.13052 | 0 | 0 | 0 | 0 | 0 | 0 | 0 | 0 | 0
SCE | GWh | Commercial | Com - Restaurant (Sit Down) | HVAC | No | HVAC - SEER Rated Split System AC (SEER 15) | 0.014974 | 0.019653 | 0.011477 | 0.013904 | 0.016658 | 0.019231 | 0.02179 | 0.024735 | 0.027424 | 0.03071 | 0.033623 | 0.036772
SCE | GWh | Commercial | Com - Restaurant (Sit Down) | HVAC | No | HVAC - SEER Rated Split System HP (SEER 14) | 0.089432 | 0.10568 | 0.01649 | 0.018613 | 0.020948 | 0.02286 | 0.024589 | 0.026595 | 0.028155 | 0.030197 | 0.031706 | 0.033321
SCE | GWh | Commercial | Com - Restaurant (Sit Down) | HVAC | No | HVAC - SEER Rated Split System HP (SEER 15) | 0.034793 | 0.041114 | 0.022075 | 0.024909 | 0.028041 | 0.030581 | 0.032867 | 0.03555 | 0.037614 | 0.040367 | 0.042375 | 0.044545
SCE | GWh | Commercial | Com - Restaurant (Sit Down) | HVAC | No | HVAC - Thermostat | 0.48131 | 0.51175 | 0.51032 | 0.49185 | 0.4622 | 0.38988 | 0.3204 | 0.26645 | 0.21178 | 0.18052 | 0.15279 | 0.15007
SCE | GWh | Commercial | Com - Restaurant (Sit Down) | Lighting | Yes | Lighting - LED Fixture (Replacing T8) - Emerging | 0.063813 | 0.096469 | 0.14391 | 0.20425 | 0.2817 | 0.36956 | 0.46638 | 0.58493 | 0.70066 | 0.84186 | 0.97483 | 1.1142
SCE | GWh | Commercial | Com - Restaurant (Sit Down) | Lighting | Yes | Lighting - LED Lamp (Basic High - Indoor) - Emerging | 0.45737 | 0.71276 | 0.96653 | 1.2354 | 1.5351 | 0.23731 | 0.27733 | 0.31762 | 0.35311 | 0.3862 | 0.41037 | 0.42851
SCE | GWh | Commercial | Com - Restaurant (Sit Down) | Lighting | Yes | Lighting - LED Lamp (Basic Low - Indoor) - Emerging | 0.61639 | 1.005 | 1.2764 | 1.5743 | 1.9035 | 0.33767 | 0.38052 | 0.42092 | 0.45092 | 0.55633 | 0.75536 | 0.93413
SCE | GWh | Commercial | Com - Restaurant (Sit Down) | Lighting | Yes | Lighting - LED Plug-In Indoor Fixture - Emerging | 0.035278 | 0.044822 | 0.055817 | 0.067017 | 0.080472 | 0.0052565 | 0.0059064 | 0.0074326 | 0.0092449 | 0.011363 | 0.013309 | 0.015351
SCE | GWh | Commercial | Com - Restaurant (Sit Down) | Lighting | No | Lighting - Cold Cathode Lamp | 0.020895 | 0.021104 | 0.021337 | 0.021407 | 0.021676 | 0 | 0 | 0 | 0 | 0 | 0 | 0
SCE | GWh | Commercial | Com - Restaurant (Sit Down) | Lighting | No | Lighting - Compact Fluorescent Fixture (Indoor) | 2.0028 | 2.0106 | 2.0331 | 2.0494 | 2.0831 | 0 | 0 | 0 | 0 | 0 | 0 | 0
SCE | GWh | Commercial | Com - Restaurant (Sit Down) | Lighting | No | Lighting - Compact Fluorescent Lamp (Basic High - Indoor) | 0 | 0.099677 | 0.23288 | 0.38617 | 0.56048 | 0 | 0 | 0 | 0 | 0 | 0 | 0
SCE | GWh | Commercial | Com - Restaurant (Sit Down) | Lighting | No | Lighting - Compact Fluorescent Lamp (Basic Low - Indoor) | 11.2505 | 12.0164 | 12.5158 | 12.6413 | 12.5918 | 0 | 0 | 0 | 0 | 0 | 0 | 0
SCE | GWh | Commercial | Com - Restaurant (Sit Down) | Lighting | No | Lighting - Exit Fixture (LED) | 0 | 0 | 0.0087241 | 0.0089091 | 0.0080906 | 0.0079833 | 0.0062476 | 0.0053957 | 0.00080265 | 0 | 0 | 0
SCE | GWh | Commercial | Com - Restaurant (Sit Down) | Lighting | No | Lighting - Halogen Lamp (A-Line) | 0.022008 | 0.025707 | 0.024047 | 0.027068 | 0.026359 | 0 | 0 | 0 | 0 | 0 | 0 | 0
SCE | GWh | Commercial | Com - Restaurant (Sit Down) | Lighting | No | Lighting - Halogen Lamp (Reflector) | 0.0066686 | 0.0079067 | 0.0069863 | 0.0078564 | 0.0072189 | 0.0078042 | 0.0074627 | 0.0078001 | 0.0077071 | 0.0079274 | 0.0080453 | 0.0081771
SCE | GWh | Commercial | Com - Restaurant (Sit Down) | Lighting | No | Lighting - High Bay HID to T5 | 0.0070327 | 0.0072518 | 0.0078732 | 0.0084447 | 0.0089973 | 0.0094058 | 0.009683 | 0.0099431 | 0.0099924 | 0.010093 | 0.0099386 | 0.009761
SCE | GWh | Commercial | Com - Restaurant (Sit Down) | Lighting | No | Lighting - Induction Fixture (Indoor) | 0.029926 | 0.03062 | 0.031352 | 0.031817 | 0.032606 | 0.032755 | 0.032751 | 0.033222 | 0.033261 | 0.033978 | 0.034218 | 0.034691
SCE | GWh | Commercial | Com - Restaurant (Sit Down) | Lighting | No | Lighting - Induction Fixture (Outdoor) | 0.0078432 | 0.010617 | 0.01061 | 0.010726 | 0.010922 | 0.010904 | 0.01084 | 0.010928 | 0.010878 | 0.011043 | 0.011062 | 0.011157
SCE | GWh | Commercial | Com - Restaurant (Sit Down) | Lighting | No | Lighting - Linear Fluorescent Delamping | 0.0081168 | 0.007775 | 0.0069821 | 0.0054081 | 0.0030165 | 0 | 0 | 0 | 0 | 0 | 0 | 0
SCE | GWh | Commercial | Com - Restaurant (Sit Down) | Lighting | No | Lighting - Linear Fluorescent Fixture (Low Wattage T8) | 0.30022 | 0.35717 | 0.41107 | 0.45695 | 0.50219 | 0.53077 | 0.54985 | 0.57007 | 0.57708 | 0.59067 | 0.5915 | 0.5931
SCE | GWh | Commercial | Com - Restaurant (Sit Down) | Lighting | No | Lighting - Occupancy Sensor | 0 | 0 | 0 | 0 | 0 | 0 | 0 | 0 | 0 | 0 | 0.055153 | 0.054023
SCE | GWh | Commercial | Com - Restaurant (Sit Down) | Lighting | No | Lighting - Plug-In Fixture (Compact Fluorescent) | 0.3735 | 0.36747 | 0.36311 | 0.35631 | 0.35584 | 0 | 0 | 0 | 0 | 0 | 0 | 0
SCE | GWh | Commercial | Com - Restaurant (Sit Down) | Lighting | No | Lighting - Plug-In Fixture (Exterior) | 0.061664 | 0.080144 | 0.080655 | 0.081361 | 0.082933 | 0.082313 | 0.081242 | 0.081741 | 0.08085 | 0.082163 | 0.081965 | 0.082562
SCE | GWh | Commercial | Com - Restaurant (Sit Down) | Lighting | No | Lighting - Plug-In Fixture (Induction) | 0.13374 | 0.13483 | 0.13837 | 0.1404 | 0.14434 | 0.14397 | 0.14253 | 0.14418 | 0.1429 | 0.14607 | 0.14598 | 0.14742
SCE | GWh | Commercial | Com - Restaurant (Sit Down) | Lighting | No | Lighting - Plug-In Fixture (Linear Fluorescent) | 0.75548 | 0.80033 | 0.83534 | 0.85079 | 0.87283 | 0 | 0 | 0 | 0 | 0 | 0 | 0
SCE | GWh | Commercial | Com - Restaurant (Sit Down) | Lighting | No | Lighting - Plug-In Fixture (PSMH with Electronic Ballast) | 0.12553 | 0.1399 | 0.14141 | 0.14236 | 0.14466 | 0.14369 | 0.14202 | 0.14257 | 0.1411 | 0.14271 | 0.14219 | 0.14277
SCE | GWh | Commercial | Com - Restaurant (Sit Down) | Lighting | No | Lighting - Plug-In Fixture (PSMH) | 0.15945 | 0.1776 | 0.17662 | 0.1751 | 0.17524 | 0.1717 | 0.16764 | 0.16623 | 0.16277 | 0.16287 | 0.16081 | 0.16017
SCE | GWh | Commercial | Com - Restaurant (Sit Down) | SHW | No | SHW - EF Rated Instantaneous Water Heater (Electric) | 0.0022861 | 0.002701 | 0.0031187 | 0.0034977 | 0.0039048 | 0.0042034 | 0.0044488 | 0.0047406 | 0.0049315 | 0.0052148 | 0.005387 | 0.0055812
SCE | GWh | Commercial | Com - Restaurant (Sit Down) | SHW | No | SHW - EF Rated Storage Water Heater (Electric) | 0.0018463 | 0.0021371 | 0 | 0 | 0 | 0 | 0 | 0 | 0 | 0 | 0 | 0
SCE | GWh | Commercial | Com - Restaurant (Sit Down) | Service | No | HVAC - Comprehensive Rooftop Unit Quality Maintenance | 0.11455 | 0.10698 | 0.11723 | 0.12726 | 0.13648 | 0.14459 | 0.15093 | 0.15501 | 0.15638 | 0.15474 | 0.14984 | 0.14198
SCE | GWh | Commercial | Com - Restaurant (Sit Down) | Service | No | Service - HVAC Fault Detection & Diagnositics | 0 | 0.039287 | 0.040105 | 0.039658 | 0.040208 | 0.038294 | 0.03591 | 0.0352 | 0.033032 | 0.033148 | 0.031631 | 0.030896
SCE | GWh | Commercial | Com - Restaurant (Sit Down) | Service | No | Service - Retro-Commissioning (Electric) | 0.16756 | 0.12939 | 0.11586 | 0.10165 | 0.084285 | 0.069403 | 0.054398 | 0.040305 | 0.027559 | 0.0163 | 0.005334 | 0
SCE | GWh | Commercial | Com - Restaurant (Sit Down) | WholeBlg | No | HVAC - Energy Management System | 0.14958 | 0.18909 | 0.16836 | 0.14681 | 0.13074 | 0.11208 | 0.094964 | 0.0939 | 0.090585 | 0.093374 | 0.091645 | 0.092116
SCE | GWh | Commercial | Com - Restaurant (Sit Down) | WholeBlg | No | WholeBlg - Com NC Level 2 | 0.0063104 | 0 | 0 | 0 | 0 | 0 | 0 | 0 | 0 | 0 | 0 | 0
SCE | GWh | Commercial | Com - Restaurant (Sit Down) | WholeBlg | No | WholeBlg - Com NC Level 3 | 0.0053356 | 0 | 0 | 0 | 0 | 0 | 0 | 0 | 0 | 0 | 0 | 0
SCE | GWh | Commercial | Com - Restaurant (Sit Down) | WholeBlg | No | WholeBlg - Com NC ZNE | 0.012363 | 0.01319 | 0.028854 | 0.046487 | 0.057364 | 0.077024 | 0.095833 | 0.09067 | 0.10603 | 0.12915 | 0.09925 | 0.11533
SCE | GWh | Commercial | Com - Restaurant (Sit Down) | WholeBlg | No | WholeBlg - Com RET Level 1 | 0.17268 | 0.2879 | 0.41174 | 0.54562 | 0.6899 | 0.84511 | 1.0108 | 1.1868 | 1.3717 | 1.5646 | 1.7632 | 1.9656
SCE | GWh | Commercial | Com - Restaurant (Sit Down) | WholeBlg | No | WholeBlg - Com RET Level 2 | 0.94014 | 1.2161 | 1.5202 | 1.8532 | 2.2133 | 2.6008 | 3.0124 | 3.4458 | 3.8947 | 4.354 | 4.8135 | 5.2656
SCE | GWh | Commercial | Com - Retail (Large Multi Level) | AppPlug | No | AppPlug - Computer Monitor | 0.0038791 | 0.0076344 | 0.0074757 | 0.0076384 | 0 | 0 | 0 | 0 | 0 | 0 | 0 | 0
SCE | GWh | Commercial | Com - Retail (Large Multi Level) | AppPlug | No | AppPlug - Desktop Computer (Com - Power Management) | 0.12889 | 0.15659 | 0.15321 | 0.14663 | 0.13988 | 0.12887 | 0.11649 | 0.10753 | 0.096266 | 0.090595 | 0.08377 | 0.078619
SCE | GWh | Commercial | Com - Retail (Large Multi Level) | AppPlug | No | AppPlug - Occupancy Sensor Plug Strip | 0 | 0.018725 | 0.027932 | 0.032366 | 0.034681 | 0.03626 | 0.034938 | 0.036825 | 0.035348 | 0.037534 | 0.03506 | 0.033713
SCE | GWh | Commercial | Com - Retail (Large Multi Level) | AppPlug | No | AppPlug - Vending Machine Controls | 0.25375 | 0.29612 | 0.29464 | 0.28534 | 0.27488 | 0.2553 | 0.23161 | 0.21477 | 0.19185 | 0.17991 | 0.16368 | 0.15076
SCE | GWh | Commercial | Com - Retail (Large Multi Level) | BldgEnv | No | BldgEnv - Window Film | 0.1295 | 0.10824 | 0.15674 | 0.21759 | 0.2746 | 0.32201 | 0.35169 | 0.37692 | 0.38955 | 0.40222 | 0.3976 | 0.38111
SCE | GWh | Commercial | Com - Retail (Large Multi Level) | FoodServ | No | FoodServ - Electric Steamer | 0.015366 | 0.015752 | 0.016151 | 0.016398 | 0.016797 | 0.016846 | 0.016806 | 0.017016 | 0.016988 | 0.017322 | 0.017449 | 0.017659
SCE | GWh | Commercial | Com - Retail (Large Multi Level) | FoodServ | No | FoodServ - Oven (Electric) | 0.073894 | 0.075894 | 0.077927 | 0.079297 | 0.081312 | 0.081852 | 0.082013 | 0.083208 | 0.083406 | 0.08511 | 0.085966 | 0.087161
SCE | GWh | Commercial | Com - Retail (Large Multi Level) | HVAC | Yes | HVAC - Advanced Package Rooftop AC (> EER 12) - Emerging | 0 | 0 | 0.0017505 | 0.0044662 | 0.0079812 | 0.012206 | 0.017046 | 0.022478 | 0.028534 | 0.035192 | 0.042439 | 0.050281
SCE | GWh | Commercial | Com - Retail (Large Multi Level) | HVAC | No | HVAC - Chiller (Centrifugal) | 0.083155 | 0.098353 | 0.1139 | 0.12921 | 0.12218 | 0.13537 | 0.14817 | 0.16031 | 0.1718 | 0.18236 | 0.19211 | 0.20086
SCE | GWh | Commercial | Com - Retail (Large Multi Level) | HVAC | No | HVAC - Chiller (Reciprocating) | 0.085654 | 0.10253 | 0.11983 | 0.13637 | 0.15432 | 0.16912 | 0.18241 | 0.19744 | 0.20898 | 0.22372 | 0.23447 | 0.24552
SCE | GWh | Commercial | Com - Retail (Large Multi Level) | HVAC | No | HVAC - EER Rated Package Rooftop AC (EER 11) | 0.065901 | 0.07556 | 0.085644 | 0.095567 | 0.10686 | 0.11664 | 0.12572 | 0.13608 | 0.14453 | 0.15519 | 0.16339 | 0.17195
SCE | GWh | Commercial | Com - Retail (Large Multi Level) | HVAC | No | HVAC - EER Rated Package Rooftop HP (EER 11) | 0.044068 | 0.04989 | 0.055731 | 0.061395 | 0 | 0 | 0 | 0 | 0 | 0 | 0.010656 | 0.011166
SCE | GWh | Commercial | Com - Retail (Large Multi Level) | HVAC | No | HVAC - Repair Duct System | 0.27393 | 0.23618 | 0.21644 | 0.19026 | 0 | 0 | 0 | 0 | 0 | 0 | 0 | 0
SCE | GWh | Commercial | Com - Retail (Large Multi Level) | HVAC | No | HVAC - SEER Rated Package Rooftop AC (Recharge) | 0.30066 | 0.25315 | 0.22647 | 0.19489 | 0.1603 | 0.12602 | 0.093443 | 0.06406 | 0.038634 | 0.017368 | 0 | 0
SCE | GWh | Commercial | Com - Retail (Large Multi Level) | HVAC | No | HVAC - SEER Rated Package Rooftop AC (SEER 14) | 0.22949 | 0.27257 | 0 | 0 | 0 | 0 | 0 | 0 | 0 | 0 | 0 | 0
SCE | GWh | Commercial | Com - Retail (Large Multi Level) | HVAC | No | HVAC - SEER Rated Package Rooftop AC (SEER 15) | 0.30722 | 0.36096 | 0.19315 | 0.21766 | 0.24447 | 0.26688 | 0.28735 | 0.31075 | 0.32948 | 0.35331 | 0.37178 | 0.39111
SCE | GWh | Commercial | Com - Retail (Large Multi Level) | HVAC | No | HVAC - SEER Rated Package Rooftop HP (SEER 14) | 0.032161 | 0.038049 | 0 | 0 | 0 | 0 | 0 | 0 | 0 | 0 | 0 | 0
SCE | GWh | Commercial | Com - Retail (Large Multi Level) | HVAC | No | HVAC - SEER Rated Package Rooftop HP (SEER 15) | 0.11942 | 0.1418 | 0.076551 | 0.086823 | 0.098214 | 0.10759 | 0.1161 | 0.12605 | 0.13383 | 0.14411 | 0.15186 | 0.16008
SCE | GWh | Commercial | Com - Retail (Large Multi Level) | HVAC | No | HVAC - SEER Rated Split System AC (SEER 14) | 0.17423 | 0.20385 | 0.23461 | 0 | 0 | 0 | 0 | 0 | 0 | 0 | 0 | 0
SCE | GWh | Commercial | Com - Retail (Large Multi Level) | HVAC | No | HVAC - SEER Rated Split System AC (SEER 15) | 0.035108 | 0.047174 | 0.02808 | 0.034563 | 0.042008 | 0.04912 | 0.056325 | 0.064697 | 0.072517 | 0.082088 | 0.090823 | 0.10023
SCE | GWh | Commercial | Com - Retail (Large Multi Level) | HVAC | No | HVAC - SEER Rated Split System HP (SEER 14) | 0.17125 | 0.20248 | 0.031644 | 0.035782 | 0.040323 | 0.044083 | 0.0475 | 0.051434 | 0.054535 | 0.058532 | 0.061581 | 0.064777
SCE | GWh | Commercial | Com - Retail (Large Multi Level) | HVAC | No | HVAC - SEER Rated Split System HP (SEER 15) | 0.067253 | 0.079465 | 0.04272 | 0.048301 | 0.054445 | 0.05953 | 0.064156 | 0.069507 | 0.073724 | 0.079197 | 0.08337 | 0.087761
SCE | GWh | Commercial | Com - Retail (Large Multi Level) | HVAC | No | HVAC - Thermostat | 1.0318 | 1.0905 | 1.1034 | 1.0646 | 0.98965 | 0.84011 | 0.68613 | 0.56159 | 0.44111 | 0.36983 | 0.30803 | 0.31054
SCE | GWh | Commercial | Com - Retail (Large Multi Level) | Lighting | Yes | Lighting - LED Fixture (Replacing T8) - Emerging | 0.16297 | 0.2441 | 0.36957 | 0.53378 | 0.75151 | 1.0051 | 1.2903 | 1.6498 | 2.0016 | 2.4415 | 2.8624 | 3.3135
SCE | GWh | Commercial | Com - Retail (Large Multi Level) | Lighting | Yes | Lighting - LED Lamp (Basic High - Indoor) - Emerging | 0.071579 | 0.12044 | 0.16829 | 0.20905 | 0.25547 | 0.038868 | 0.044492 | 0.049862 | 0.054002 | 0.058057 | 0.07178 | 0.095258
SCE | GWh | Commercial | Com - Retail (Large Multi Level) | Lighting | Yes | Lighting - LED Lamp (Basic Low - Indoor) - Emerging | 0.29708 | 0.44993 | 0.5285 | 0.60048 | 0.68049 | 0.11471 | 0.1663 | 0.25206 | 0.32852 | 0.40393 | 0.47244 | 0.53784
SCE | GWh | Commercial | Com - Retail (Large Multi Level) | Lighting | Yes | Lighting - LED Plug-In Indoor Fixture - Emerging | 0.11118 | 0.14102 | 0.17576 | 0.21143 | 0.25445 | 0.016677 | 0.018798 | 0.023548 | 0.029386 | 0.036232 | 0.042589 | 0.049262
SCE | GWh | Commercial | Com - Retail (Large Multi Level) | Lighting | No | Lighting - Cold Cathode Lamp | 0.047371 | 0.048318 | 0.049234 | 0.049669 | 0.050571 | 0 | 0 | 0 | 0 | 0 | 0 | 0
SCE | GWh | Commercial | Com - Retail (Large Multi Level) | Lighting | No | Lighting - Compact Fluorescent Fixture (Indoor) | 6.7585 | 6.7872 | 6.8632 | 6.9208 | 7.0364 | 0 | 0 | 0 | 0 | 0 | 0 | 0
SCE | GWh | Commercial | Com - Retail (Large Multi Level) | Lighting | No | Lighting - Compact Fluorescent Lamp (Basic High - Indoor) | 1.5564 | 1.7292 | 1.8466 | 1.9058 | 1.9264 | 0 | 0 | 0 | 0 | 0 | 0 | 0
SCE | GWh | Commercial | Com - Retail (Large Multi Level) | Lighting | No | Lighting - Compact Fluorescent Lamp (Basic Low - Indoor) | 7.0531 | 6.0076 | 5.3545 | 4.9171 | 4.7254 | 0 | 0 | 0 | 0 | 0 | 0 | 0
SCE | GWh | Commercial | Com - Retail (Large Multi Level) | Lighting | No | Lighting - Exit Fixture (LED) | 0 | 0 | 0.030178 | 0.030925 | 0.027849 | 0.027441 | 0.020954 | 0.017758 | 0.00064321 | 0 | 0 | 0
SCE | GWh | Commercial | Com - Retail (Large Multi Level) | Lighting | No | Lighting - Halogen Lamp (A-Line) | 0.08127 | 0.095147 | 0.088699 | 0.10013 | 0.097189 | 0 | 0 | 0 | 0 | 0 | 0 | 0
SCE | GWh | Commercial | Com - Retail (Large Multi Level) | Lighting | No | Lighting - Halogen Lamp (Reflector) | 0.024463 | 0.02908 | 0.025648 | 0.028917 | 0.026503 | 0.028733 | 0.027405 | 0.028727 | 0.028301 | 0.029056 | 0.029561 | 0.030021
SCE | GWh | Commercial | Com - Retail (Large Multi Level) | Lighting | No | Lighting - High Bay HID to T5 | 0 | 0.14071 | 0.14478 | 0.14454 | 0.1484 | 0.14334 | 0.13656 | 0.13627 | 0.13035 | 0.13349 | 0.13058 | 0.13076
SCE | GWh | Commercial | Com - Retail (Large Multi Level) | Lighting | No | Lighting - Induction Fixture (Indoor) | 0.11803 | 0.1227 | 0.12741 | 0.13089 | 0.13559 | 0.13746 | 0.13848 | 0.14145 | 0.14241 | 0.14627 | 0.14801 | 0.15064
SCE | GWh | Commercial | Com - Retail (Large Multi Level) | Lighting | No | Lighting - Induction Fixture (Outdoor) | 0.028951 | 0.03919 | 0.039165 | 0.039594 | 0.040316 | 0.040261 | 0.040026 | 0.04035 | 0.040168 | 0.04078 | 0.040868 | 0.041225
SCE | GWh | Commercial | Com - Retail (Large Multi Level) | Lighting | No | Lighting - Linear Fluorescent Delamping | 0.012949 | 0.012417 | 0.0111 | 0.0085767 | 0 | 0 | 0 | 0 | 0 | 0 | 0 | 0
SCE | GWh | Commercial | Com - Retail (Large Multi Level) | Lighting | No | Lighting - Linear Fluorescent Fixture (Low Wattage T8) | 1.7024 | 1.9268 | 2.1211 | 2.2621 | 2.3966 | 2.4488 | 2.4632 | 2.4966 | 2.48 | 2.508 | 2.4921 | 2.4901
SCE | GWh | Commercial | Com - Retail (Large Multi Level) | Lighting | No | Lighting - Low Bay HID to T5 | 0 | 0 | 0.021815 | 0.022045 | 0.020685 | 0.020151 | 0.019296 | 0.019313 | 0.018506 | 0.01897 | 0.018575 | 0.018611
SCE | GWh | Commercial | Com - Retail (Large Multi Level) | Lighting | No | Lighting - Plug-In Fixture (Compact Fluorescent) | 1.2103 | 1.1919 | 1.179 | 1.1583 | 1.1578 | 0 | 0 | 0 | 0 | 0 | 0 | 0
SCE | GWh | Commercial | Com - Retail (Large Multi Level) | Lighting | No | Lighting - Plug-In Fixture (Exterior) | 0.22762 | 0.29582 | 0.29772 | 0.30034 | 0.30616 | 0.30395 | 0.30001 | 0.30187 | 0.29859 | 0.30346 | 0.30293 | 0.30518
SCE | GWh | Commercial | Com - Retail (Large Multi Level) | Lighting | No | Lighting - Plug-In Fixture (Induction) | 0 | 0 | 0 | 0.25762 | 0.2929 | 0.32183 | 0.33758 | 0.35326 | 0.35767 | 0.37023 | 0.37366 | 0.37966
SCE | GWh | Commercial | Com - Retail (Large Multi Level) | Lighting | No | Lighting - Plug-In Fixture (Linear Fluorescent) | 3.2856 | 3.4861 | 3.6415 | 3.7099 | 3.805 | 0 | 0 | 0 | 0 | 0 | 0 | 0
SCE | GWh | Commercial | Com - Retail (Large Multi Level) | Lighting | No | Lighting - Plug-In Fixture (PSMH with Electronic Ballast) | 0.45477 | 0.54068 | 0.54264 | 0.46153 | 0.42909 | 0.41489 | 0.4025 | 0.39951 | 0.39282 | 0.39584 | 0.39379 | 0.39493
SCE | GWh | Commercial | Com - Retail (Large Multi Level) | Lighting | No | Lighting - Plug-In Fixture (PSMH) | 0.60136 | 0.59339 | 0.59562 | 0.5691 | 0.57866 | 0.53907 | 0.50917 | 0.49424 | 0.47722 | 0.473 | 0.4641 | 0.45993
SCE | GWh | Commercial | Com - Retail (Large Multi Level) | SHW | No | SHW - EF Rated Instantaneous Water Heater (Electric) | 0.00072269 | 0.00085015 | 0.00097717 | 0.0010907 | 0.0012124 | 0.0012999 | 0.0013711 | 0.0014566 | 0.0015113 | 0.0015945 | 0.0016441 | 0.0017006
SCE | GWh | Commercial | Com - Retail (Large Multi Level) | SHW | No | SHW - EF Rated Storage Water Heater (Electric) | 0.00058437 | 0.00067399 | 0 | 0 | 0 | 0 | 0 | 0 | 0 | 0 | 0 | 0
SCE | GWh | Commercial | Com - Retail (Large Multi Level) | Service | No | HVAC - Comprehensive Rooftop Unit Quality Maintenance | 0.4228 | 0.39485 | 0.4327 | 0.4697 | 0.50373 | 0.53366 | 0.55707 | 0.57211 | 0.57718 | 0.57112 | 0.55305 | 0.52404
SCE | GWh | Commercial | Com - Retail (Large Multi Level) | Service | No | Service - HVAC Fault Detection & Diagnositics | 0 | 0.1459 | 0.14999 | 0.14953 | 0.15227 | 0.14597 | 0.13781 | 0.13604 | 0.12864 | 0.1302 | 0.13362 | 0.13364
SCE | GWh | Commercial | Com - Retail (Large Multi Level) | Service | No | Service - Retro-Commissioning (Electric) | 0.61847 | 0.47756 | 0.42764 | 0.37519 | 0.31109 | 0.25616 | 0.20078 | 0.14876 | 0.10172 | 0.060163 | 0.019687 | 0
SCE | GWh | Commercial | Com - Retail (Large Multi Level) | WholeBlg | No | HVAC - Energy Management System | 0.55208 | 0.69791 | 0.62141 | 0.54187 | 0.48257 | 0.41369 | 0.35051 | 0.34658 | 0.33434 | 0.34464 | 0.33826 | 0.33999
SCE | GWh | Commercial | Com - Retail (Large Multi Level) | WholeBlg | No | WholeBlg - Com NC Level 2 | 0.023162 | 0 | 0 | 0 | 0 | 0 | 0 | 0 | 0 | 0 | 0 | 0
SCE | GWh | Commercial | Com - Retail (Large Multi Level) | WholeBlg | No | WholeBlg - Com NC Level 3 | 0.020352 | 0 | 0 | 0 | 0 | 0 | 0 | 0 | 0 | 0 | 0 | 0
SCE | GWh | Commercial | Com - Retail (Large Multi Level) | WholeBlg | No | WholeBlg - Com NC ZNE | 0.0024665 | 0 | 0 | 0 | 0.0085515 | 0.016264 | 0.024405 | 0.026502 | 0.033735 | 0.043204 | 0 | 0
SCE | GWh | Commercial | Com - Retail (Large Multi Level) | WholeBlg | No | WholeBlg - Com RET Level 1 | 0.32587 | 0.44779 | 0.57825 | 0.71773 | 0.86605 | 1.0232 | 1.1885 | 1.3614 | 1.5404 | 1.7243 | 1.911 | 2.0986
SCE | GWh | Commercial | Com - Retail (Large Multi Level) | WholeBlg | No | WholeBlg - Com RET Level 2 | 0.82324 | 1.1187 | 1.4366 | 1.7794 | 2.1465 | 2.5392 | 2.955 | 3.3931 | 3.8486 | 4.3183 | 4.794 | 5.2705
SCE | GWh | Commercial | Com - Retail (Large Single Level) | AppPlug | No | AppPlug - Computer Monitor | 0.0038791 | 0.0076344 | 0.0074757 | 0.0076384 | 0 | 0 | 0 | 0 | 0 | 0 | 0 | 0
SCE | GWh | Commercial | Com - Retail (Large Single Level) | AppPlug | No | AppPlug - Desktop Computer (Com - Power Management) | 0.12889 | 0.15659 | 0.15321 | 0.14663 | 0.13988 | 0.12887 | 0.11649 | 0.10753 | 0.096266 | 0.090595 | 0.08377 | 0.078619
SCE | GWh | Commercial | Com - Retail (Large Single Level) | AppPlug | No | AppPlug - Occupancy Sensor Plug Strip | 0 | 0.018725 | 0.027932 | 0.032366 | 0.034681 | 0.03626 | 0.034938 | 0.036825 | 0.035348 | 0.037534 | 0.03506 | 0.033713
SCE | GWh | Commercial | Com - Retail (Large Single Level) | AppPlug | No | AppPlug - Vending Machine Controls | 0.25375 | 0.29612 | 0.29464 | 0.28534 | 0.27488 | 0.2553 | 0.23161 | 0.21477 | 0.19185 | 0.17991 | 0.16368 | 0.15076
SCE | GWh | Commercial | Com - Retail (Large Single Level) | BldgEnv | No | BldgEnv - Window Film | 0.12821 | 0.10701 | 0.1556 | 0.21647 | 0.27341 | 0.32082 | 0.35052 | 0.37579 | 0.38849 | 0.40123 | 0.3967 | 0.38027
SCE | GWh | Commercial | Com - Retail (Large Single Level) | FoodServ | No | FoodServ - Electric Steamer | 0.015366 | 0.015752 | 0.016151 | 0.016398 | 0.016797 | 0.016846 | 0.016806 | 0.017016 | 0.016988 | 0.017322 | 0.017449 | 0.017659
SCE | GWh | Commercial | Com - Retail (Large Single Level) | FoodServ | No | FoodServ - Oven (Electric) | 0.073894 | 0.075894 | 0.077927 | 0.079297 | 0.081312 | 0.081852 | 0.082013 | 0.083208 | 0.083406 | 0.08511 | 0.085966 | 0.087161
SCE | GWh | Commercial | Com - Retail (Large Single Level) | HVAC | Yes | HVAC - Advanced Package Rooftop AC (> EER 12) - Emerging | 0 | 0 | 0.0020903 | 0.0053447 | 0.0095649 | 0.014653 | 0.020491 | 0.027051 | 0.034371 | 0.042426 | 0.0512 | 0.060708
SCE | GWh | Commercial | Com - Retail (Large Single Level) | HVAC | No | HVAC - Direct Evaporative Cooler | 0.53371 | 0.62204 | 0.71745 | 0.81796 | 0.92465 | 1.032 | 1.1392 | 1.2494 | 1.3548 | 1.462 | 1.5609 | 1.6542
SCE | GWh | Commercial | Com - Retail (Large Single Level) | HVAC | No | HVAC - EER Rated Package Rooftop AC (EER 11) | 0.052419 | 0.060017 | 0.067893 | 0.075604 | 0.059609 | 0.091296 | 0.098396 | 0.10651 | 0.11308 | 0.12134 | 0.12783 | 0.13441
SCE | GWh | Commercial | Com - Retail (Large Single Level) | HVAC | No | HVAC - EER Rated Package Rooftop HP (EER 11) | 0.047297 | 0.053623 | 0.059964 | 0.066116 | 0 | 0 | 0 | 0 | 0 | 0 | 0 | 0.012457
SCE | GWh | Commercial | Com - Retail (Large Single Level) | HVAC | No | HVAC - Repair Duct System | 0.48674 | 0.42448 | 0.39402 | 0.35041 | 0.2977 | 0.2409 | 0.18427 | 0.13224 | 0.086076 | 0.047721 | 0.015893 | 0
SCE | GWh | Commercial | Com - Retail (Large Single Level) | HVAC | No | HVAC - SEER Rated Package Rooftop AC (Recharge) | 0.37163 | 0.31285 | 0.27984 | 0.24076 | 0.19803 | 0.1556 | 0.11532 | 0.078992 | 0.047561 | 0.021277 | 0 | 0
SCE | GWh | Commercial | Com - Retail (Large Single Level) | HVAC | No | HVAC - SEER Rated Package Rooftop AC (SEER 14) | 0.30786 | 0.36623 | 0 | 0 | 0 | 0 | 0 | 0 | 0 | 0 | 0 | 0
SCE | GWh | Commercial | Com - Retail (Large Single Level) | HVAC | No | HVAC - SEER Rated Package Rooftop AC (SEER 15) | 0.37719 | 0.44339 | 0.23719 | 0.26719 | 0.30001 | 0.32737 | 0.35232 | 0.3809 | 0.40368 | 0.43279 | 0.45537 | 0.47896
SCE | GWh | Commercial | Com - Retail (Large Single Level) | HVAC | No | HVAC - SEER Rated Package Rooftop HP (SEER 14) | 0.039039 | 0.046208 | 0 | 0 | 0 | 0 | 0 | 0 | 0 | 0 | 0 | 0
SCE | GWh | Commercial | Com - Retail (Large Single Level) | HVAC | No | HVAC - SEER Rated Package Rooftop HP (SEER 15) | 0.14598 | 0.17348 | 0.093665 | 0.10629 | 0.12024 | 0.13184 | 0.14243 | 0.1547 | 0.1644 | 0.177 | 0.18665 | 0.19678
SCE | GWh | Commercial | Com - Retail (Large Single Level) | HVAC | No | HVAC - SEER Rated Split System AC (SEER 14) | 0.21988 | 0.25048 | 0.28125 | 0 | 0 | 0 | 0 | 0 | 0 | 0 | 0 | 0
SCE | GWh | Commercial | Com - Retail (Large Single Level) | HVAC | No | HVAC - SEER Rated Split System AC (SEER 15) | 0.03015 | 0.039503 | 0.023024 | 0.027834 | 0.03326 | 0.03831 | 0.04331 | 0.049028 | 0.054228 | 0.060546 | 0.066197 | 0.072224
SCE | GWh | Commercial | Com - Retail (Large Single Level) | HVAC | No | HVAC - SEER Rated Split System HP (SEER 14) | 0.19226 | 0.22762 | 0.03558 | 0.04022 | 0.04533 | 0.049513 | 0.053293 | 0.057692 | 0.061111 | 0.065606 | 0.069004 | 0.072578
SCE | GWh | Commercial | Com - Retail (Large Single Level) | HVAC | No | HVAC - SEER Rated Split System HP (SEER 15) | 0.074913 | 0.088624 | 0.047651 | 0.053854 | 0.060709 | 0.066314 | 0.07138 | 0.077309 | 0.081914 | 0.088015 | 0.092622 | 0.097491
SCE | GWh | Commercial | Com - Retail (Large Single Level) | HVAC | No | HVAC - Thermostat | 1.2012 | 1.2695 | 1.2846 | 1.2395 | 1.1521 | 0.97801 | 0.79871 | 0.65368 | 0.51338 | 0.43034 | 0.35862 | 0.36154
SCE | GWh | Commercial | Com - Retail (Large Single Level) | Lighting | Yes | Lighting - LED Fixture (Replacing T8) - Emerging | 0.26173 | 0.39089 | 0.58174 | 0.82507 | 1.1399 | 1.4951 | 1.8843 | 2.3663 | 2.8304 | 3.4089 | 3.9517 | 4.5283
SCE | GWh | Commercial | Com - Retail (Large Single Level) | Lighting | Yes | Lighting - LED Lamp (Basic High - Indoor) - Emerging | 0.088488 | 0.14812 | 0.20224 | 0.25044 | 0.30482 | 0.046157 | 0.052606 | 0.058753 | 0.063464 | 0.0681 | 0.083877 | 0.11098
SCE | GWh | Commercial | Com - Retail (Large Single Level) | Lighting | Yes | Lighting - LED Lamp (Basic Low - Indoor) - Emerging | 0.3587 | 0.54153 | 0.62758 | 0.7116 | 0.80448 | 0.13525 | 0.19493 | 0.29424 | 0.38247 | 0.46933 | 0.54781 | 0.62257
SCE | GWh | Commercial | Com - Retail (Large Single Level) | Lighting | Yes | Lighting - LED Plug-In Indoor Fixture - Emerging | 0.1108 | 0.14061 | 0.17531 | 0.21094 | 0.25393 | 0.016643 | 0.018757 | 0.023484 | 0.02928 | 0.036087 | 0.042402 | 0.049035
SCE | GWh | Commercial | Com - Retail (Large Single Level) | Lighting | No | Lighting - Cold Cathode Lamp | 0.064313 | 0.065459 | 0.066602 | 0.06706 | 0.068173 | 0 | 0 | 0 | 0 | 0 | 0 | 0
SCE | GWh | Commercial | Com - Retail (Large Single Level) | Lighting | No | Lighting - Compact Fluorescent Fixture (Indoor) | 7.8746 | 7.9066 | 7.9955 | 8.0612 | 8.1948 | 0 | 0 | 0 | 0 | 0 | 0 | 0
SCE | GWh | Commercial | Com - Retail (Large Single Level) | Lighting | No | Lighting - Compact Fluorescent Lamp (Basic High - Indoor) | 1.8265 | 2.0221 | 2.1566 | 2.2227 | 2.2449 | 0 | 0 | 0 | 0 | 0 | 0 | 0
SCE | GWh | Commercial | Com - Retail (Large Single Level) | Lighting | No | Lighting - Compact Fluorescent Lamp (Basic Low - Indoor) | 8.2354 | 7.012 | 6.2549 | 5.7426 | 5.5164 | 0 | 0 | 0 | 0 | 0 | 0 | 0
SCE | GWh | Commercial | Com - Retail (Large Single Level) | Lighting | No | Lighting - Exit Fixture (LED) | 0 | 0 | 0.031908 | 0.0326 | 0.029571 | 0.029173 | 0.022754 | 0.019602 | 0.002625 | 0 | 0 | 0
SCE | GWh | Commercial | Com - Retail (Large Single Level) | Lighting | No | Lighting - Halogen Lamp (A-Line) | 0.081185 | 0.09458 | 0.088824 | 0.099652 | 0.097404 | 0 | 0 | 0 | 0 | 0 | 0 | 0
SCE | GWh | Commercial | Com - Retail (Large Single Level) | Lighting | No | Lighting - Halogen Lamp (Reflector) | 0.024788 | 0.029301 | 0.025945 | 0.029091 | 0.026808 | 0.028889 | 0.027706 | 0.028864 | 0.028616 | 0.029495 | 0.029852 | 0.030369
SCE | GWh | Commercial | Com - Retail (Large Single Level) | Lighting | No | Lighting - High Bay HID to T5 | 0 | 0.18262 | 0.18789 | 0.18758 | 0.19252 | 0.18595 | 0.17711 | 0.1767 | 0.16899 | 0.17302 | 0.16923 | 0.16944
SCE | GWh | Commercial | Com - Retail (Large Single Level) | Lighting | No | Lighting - Induction Fixture (Indoor) | 0.11691 | 0.12137 | 0.12589 | 0.1292 | 0.13373 | 0.13548 | 0.13641 | 0.13926 | 0.14016 | 0.14391 | 0.14557 | 0.14813
SCE | GWh | Commercial | Com - Retail (Large Single Level) | Lighting | No | Lighting - Induction Fixture (Outdoor) | 0.028951 | 0.03919 | 0.039165 | 0.039594 | 0.040316 | 0.040261 | 0.040026 | 0.04035 | 0.040169 | 0.04078 | 0.040868 | 0.041225
SCE | GWh | Commercial | Com - Retail (Large Single Level) | Lighting | No | Lighting - Linear Fluorescent Delamping | 0.017204 | 0.016482 | 0.014789 | 0.011452 | 0.0063881 | 0 | 0 | 0 | 0 | 0 | 0 | 0
SCE | GWh | Commercial | Com - Retail (Large Single Level) | Lighting | No | Lighting - Linear Fluorescent Fixture (Low Wattage T8) | 2.2252 | 2.4994 | 2.7345 | 2.9008 | 3.0596 | 3.114 | 3.1218 | 3.1552 | 3.1268 | 3.1557 | 3.1305 | 3.1236
SCE | GWh | Commercial | Com - Retail (Large Single Level) | Lighting | No | Lighting - Low Bay HID to T5 | 0 | 0.025998 | 0.026746 | 0.0267 | 0.027401 | 0.026463 | 0.025203 | 0.025141 | 0.024042 | 0.024613 | 0.024071 | 0.024099
SCE | GWh | Commercial | Com - Retail (Large Single Level) | Lighting | No | Lighting - Plug-In Fixture (Compact Fluorescent) | 1.2063 | 1.188 | 1.1753 | 1.1545 | 1.154 | 0 | 0 | 0 | 0 | 0 | 0 | 0
SCE | GWh | Commercial | Com - Retail (Large Single Level) | Lighting | No | Lighting - Plug-In Fixture (Exterior) | 0.22763 | 0.29582 | 0.29772 | 0.30034 | 0.30616 | 0.30396 | 0.30001 | 0.30187 | 0.29859 | 0.30346 | 0.30293 | 0.30518
SCE | GWh | Commercial | Com - Retail (Large Single Level) | Lighting | No | Lighting - Plug-In Fixture (Induction) | 0 | 0 | 0 | 0.14675 | 0.27095 | 0.30977 | 0.3322 | 0.35164 | 0.3583 | 0.37216 | 0.37633 | 0.38278
SCE | GWh | Commercial | Com - Retail (Large Single Level) | Lighting | No | Lighting - Plug-In Fixture (Linear Fluorescent) | 3.267 | 3.4667 | 3.6216 | 3.6898 | 3.7849 | 0 | 0 | 0 | 0 | 0 | 0 | 0
SCE | GWh | Commercial | Com - Retail (Large Single Level) | Lighting | No | Lighting - Plug-In Fixture (PSMH with Electronic Ballast) | 0.46108 | 0.54875 | 0.55067 | 0.48956 | 0.45041 | 0.42994 | 0.41321 | 0.40791 | 0.3997 | 0.40206 | 0.39953 | 0.40044
SCE | GWh | Commercial | Com - Retail (Large Single Level) | Lighting | No | Lighting - Plug-In Fixture (PSMH) | 0.6099 | 0.60346 | 0.60555 | 0.60312 | 0.60961 | 0.56067 | 0.52449 | 0.50619 | 0.48693 | 0.48166 | 0.47198 | 0.4674
SCE | GWh | Commercial | Com - Retail (Large Single Level) | SHW | No | SHW - EF Rated Instantaneous Water Heater (Electric) | 0.00066944 | 0.00078746 | 0.00090506 | 0.0010101 | 0.0011226 | 0.0012035 | 0.0012692 | 0.0013482 | 0.0013987 | 0.0014756 | 0.0015214 | 0.0015736
SCE | GWh | Commercial | Com - Retail (Large Single Level) | SHW | No | SHW - EF Rated Storage Water Heater (Electric) | 0.00054138 | 0.00062435 | 0 | 0 | 0 | 0 | 0 | 0 | 0 | 0 | 0 | 0
SCE | GWh | Commercial | Com - Retail (Large Single Level) | Service | No | HVAC - Comprehensive Rooftop Unit Quality Maintenance | 0.4228 | 0.39485 | 0.4327 | 0.4697 | 0.50373 | 0.53366 | 0.55707 | 0.57211 | 0.57718 | 0.57112 | 0.55305 | 0.52404
SCE | GWh | Commercial | Com - Retail (Large Single Level) | Service | No | Service - HVAC Fault Detection & Diagnositics | 0 | 0.1459 | 0.14999 | 0.14953 | 0.15227 | 0.14597 | 0.13781 | 0.13604 | 0.12864 | 0.1302 | 0.13362 | 0.13364
SCE | GWh | Commercial | Com - Retail (Large Single Level) | Service | No | Service - Retro-Commissioning (Electric) | 0.61847 | 0.47756 | 0.42764 | 0.37519 | 0.31109 | 0.25616 | 0.20078 | 0.14876 | 0.10172 | 0.060163 | 0.019687 | 0
SCE | GWh | Commercial | Com - Retail (Large Single Level) | WholeBlg | No | HVAC - Energy Management System | 0.55208 | 0.69791 | 0.62141 | 0.54187 | 0.48257 | 0.41369 | 0.35051 | 0.34658 | 0.33434 | 0.34464 | 0.33826 | 0.33999
SCE | GWh | Commercial | Com - Retail (Large Single Level) | WholeBlg | No | WholeBlg - Com NC Level 2 | 0.023162 | 0 | 0 | 0 | 0 | 0 | 0 | 0 | 0 | 0 | 0 | 0
SCE | GWh | Commercial | Com - Retail (Large Single Level) | WholeBlg | No | WholeBlg - Com NC Level 3 | 0.020352 | 0 | 0 | 0 | 0 | 0 | 0 | 0 | 0 | 0 | 0 | 0
SCE | GWh | Commercial | Com - Retail (Large Single Level) | WholeBlg | No | WholeBlg - Com NC ZNE | 0.0024665 | 0 | 0 | 0 | 0.0085515 | 0.016264 | 0.024405 | 0.026502 | 0.033735 | 0.043204 | 0 | 0
SCE | GWh | Commercial | Com - Retail (Large Single Level) | WholeBlg | No | WholeBlg - Com RET Level 1 | 0.34601 | 0.47601 | 0.61515 | 0.76392 | 0.92214 | 1.0898 | 1.2662 | 1.4507 | 1.6419 | 1.8384 | 2.0379 | 2.2385
SCE | GWh | Commercial | Com - Retail (Large Single Level) | WholeBlg | No | WholeBlg - Com RET Level 2 | 0.97657 | 1.3266 | 1.7033 | 2.1095 | 2.5444 | 3.0096 | 3.5023 | 4.0211 | 4.5604 | 5.1161 | 5.6785 | 6.2408
SCE | GWh | Commercial | Com - Retail (Small) | AppPlug | No | AppPlug - Computer Monitor | 0.0038791 | 0.0076344 | 0.0074757 | 0.0076384 | 0 | 0 | 0 | 0 | 0 | 0 | 0 | 0
SCE | GWh | Commercial | Com - Retail (Small) | AppPlug | No | AppPlug - Desktop Computer (Com - Power Management) | 0.12889 | 0.15659 | 0.15321 | 0.14663 | 0.13988 | 0.12887 | 0.11649 | 0.10753 | 0.096266 | 0.090595 | 0.08377 | 0.078619
SCE | GWh | Commercial | Com - Retail (Small) | AppPlug | No | AppPlug - Occupancy Sensor Plug Strip | 0 | 0.018725 | 0.027932 | 0.032366 | 0.034681 | 0.03626 | 0.034938 | 0.036825 | 0.035348 | 0.037534 | 0.03506 | 0.033713
SCE | GWh | Commercial | Com - Retail (Small) | AppPlug | No | AppPlug - Vending Machine Controls | 0.25375 | 0.29612 | 0.29464 | 0.28534 | 0.27488 | 0.2553 | 0.23161 | 0.21477 | 0.19185 | 0.17991 | 0.16368 | 0.15076
SCE | GWh | Commercial | Com - Retail (Small) | BldgEnv | No | BldgEnv - Window Film | 0.22871 | 0.20134 | 0.24832 | 0.30994 | 0.36911 | 0.41868 | 0.44905 | 0.47337 | 0.48293 | 0.49103 | 0.47961 | 0.45454
SCE | GWh | Commercial | Com - Retail (Small) | FoodServ | No | FoodServ - Electric Steamer | 0.015365 | 0.015752 | 0.016151 | 0.016398 | 0.016793 | 0.016839 | 0.016796 | 0.017002 | 0.016969 | 0.017298 | 0.017449 | 0.017659
SCE | GWh | Commercial | Com - Retail (Small) | HVAC | Yes | HVAC - Advanced Package Rooftop AC (> EER 12) - Emerging | 0 | 0 | 0.0022216 | 0.0056868 | 0.010181 | 0.015598 | 0.021811 | 0.028788 | 0.036571 | 0.045133 | 0.054458 | 0.064561
SCE | GWh | Commercial | Com - Retail (Small) | HVAC | No | HVAC - Direct Evaporative Cooler | 0.32172 | 0.37266 | 0.42671 | 0.48274 | 0.54149 | 0.59981 | 0.65749 | 0.71633 | 0.77224 | 0.82896 | 0.88118 | 0.93068
SCE | GWh | Commercial | Com - Retail (Small) | HVAC | No | HVAC - EER Rated Package Rooftop AC (EER 11) | 0.057976 | 0.066378 | 0.075091 | 0.083624 | 0.065872 | 0.10093 | 0.10876 | 0.11772 | 0.12498 | 0.13412 | 0.1413 | 0.14878
SCE | GWh | Commercial | Com - Retail (Small) | HVAC | No | HVAC - EER Rated Package Rooftop HP (EER 11) | 0.050118 | 0.056831 | 0.063561 | 0.070098 | 0 | 0 | 0 | 0 | 0 | 0 | 0 | 0
SCE | GWh | Commercial | Com - Retail (Small) | HVAC | No | HVAC - Repair Duct System | 0.35212 | 0.30431 | 0.2796 | 0.24638 | 0 | 0 | 0 | 0 | 0 | 0 | 0 | 0
SCE | GWh | Commercial | Com - Retail (Small) | HVAC | No | HVAC - SEER Rated Package Rooftop AC (Recharge) | 0.37634 | 0.31713 | 0.28389 | 0.24451 | 0.20121 | 0.15835 | 0.11757 | 0.080755 | 0.048886 | 0.022223 | 0.00019544 | 0
SCE | GWh | Commercial | Com - Retail (Small) | HVAC | No | HVAC - SEER Rated Package Rooftop AC (SEER 14) | 0.28922 | 0.34379 | 0 | 0 | 0 | 0 | 0 | 0 | 0 | 0 | 0 | 0
SCE | GWh | Commercial | Com - Retail (Small) | HVAC | No | HVAC - SEER Rated Package Rooftop AC (SEER 15) | 0.3656 | 0.42972 | 0.22985 | 0.2589 | 0.29068 | 0.31717 | 0.34132 | 0.36899 | 0.39106 | 0.41925 | 0.44112 | 0.46397
SCE | GWh | Commercial | Com - Retail (Small) | HVAC | No | HVAC - SEER Rated Package Rooftop HP (SEER 14) | 0.038996 | 0.046166 | 0 | 0 | 0 | 0 | 0 | 0 | 0 | 0 | 0 | 0
SCE | GWh | Commercial | Com - Retail (Small) | HVAC | No | HVAC - SEER Rated Package Rooftop HP (SEER 15) | 0.14496 | 0.17217 | 0.0929 | 0.10533 | 0.11909 | 0.13044 | 0.14075 | 0.15278 | 0.1622 | 0.17459 | 0.18401 | 0.19393
SCE | GWh | Commercial | Com - Retail (Small) | HVAC | No | HVAC - SEER Rated Split System AC (SEER 14) | 0.20097 | 0.22987 | 0.25926 | 0 | 0 | 0 | 0 | 0 | 0 | 0 | 0 | 0
SCE | GWh | Commercial | Com - Retail (Small) | HVAC | No | HVAC - SEER Rated Split System AC (SEER 15) | 0.033012 | 0.043404 | 0.025399 | 0.030831 | 0.037006 | 0.0428 | 0.048576 | 0.055233 | 0.061335 | 0.068796 | 0.075518 | 0.082719
SCE | GWh | Commercial | Com - Retail (Small) | HVAC | No | HVAC - SEER Rated Split System HP (SEER 14) | 0.21387 | 0.25313 | 0.039562 | 0.044728 | 0.050405 | 0.05508 | 0.059316 | 0.064219 | 0.068057 | 0.073051 | 0.076853 | 0.080837
SCE | GWh | Commercial | Com - Retail (Small) | HVAC | No | HVAC - SEER Rated Split System HP (SEER 15) | 0.082672 | 0.097762 | 0.052552 | 0.059398 | 0.066945 | 0.07316 | 0.078797 | 0.085348 | 0.09048 | 0.097194 | 0.10231 | 0.10768
SCE | GWh | Commercial | Com - Retail (Small) | HVAC | No | HVAC - Thermostat | 1.2594 | 1.3353 | 1.3422 | 1.2902 | 1.1987 | 1.0188 | 0.83552 | 0.68849 | 0.5446 | 0.45971 | 0.38515 | 0.38589
SCE | GWh | Commercial | Com - Retail (Small) | Lighting | Yes | Lighting - LED Fixture (Replacing T8) - Emerging | 0.1169 | 0.16006 | 0.29158 | 0.46373 | 0.69312 | 0.96365 | 1.2721 | 1.6608 | 2.047 | 2.5245 | 2.9861 | 3.4779
SCE | GWh | Commercial | Com - Retail (Small) | Lighting | Yes | Lighting - LED Lamp (Basic High - Indoor) - Emerging | 0.077809 | 0.13065 | 0.18082 | 0.22433 | 0.27369 | 0.041559 | 0.047487 | 0.053144 | 0.057494 | 0.061763 | 0.076249 | 0.10107
SCE | GWh | Commercial | Com - Retail (Small) | Lighting | Yes | Lighting - LED Lamp (Basic Low - Indoor) - Emerging | 0.3198 | 0.48398 | 0.56513 | 0.64157 | 0.72635 | 0.12231 | 0.17687 | 0.26763 | 0.34844 | 0.42807 | 0.50026 | 0.56911
SCE | GWh | Commercial | Com - Retail (Small) | Lighting | Yes | Lighting - LED Plug-In Indoor Fixture - Emerging | 0.02943 | 0.035336 | 0.042978 | 0.051257 | 0.061218 | 0.0040898 | 0.0047263 | 0.0062955 | 0.0082629 | 0.010577 | 0.012916 | 0.015388
SCE | GWh | Commercial | Com - Retail (Small) | Lighting | No | Lighting - Cold Cathode Lamp | 0.053338 | 0.054371 | 0.055381 | 0.055825 | 0.056808 | 0 | 0 | 0 | 0 | 0 | 0 | 0
SCE | GWh | Commercial | Com - Retail (Small) | Lighting | No | Lighting - Compact Fluorescent Fixture (Indoor) | 7.1706 | 7.2008 | 7.2818 | 7.3425 | 7.465 | 0 | 0 | 0 | 0 | 0 | 0 | 0
SCE | GWh | Commercial | Com - Retail (Small) | Lighting | No | Lighting - Compact Fluorescent Lamp (Basic High - Indoor) | 1.6563 | 1.8375 | 1.9611 | 2.0229 | 2.044 | 0 | 0 | 0 | 0 | 0 | 0 | 0
SCE | GWh | Commercial | Com - Retail (Small) | Lighting | No | Lighting - Compact Fluorescent Lamp (Basic Low - Indoor) | 7.4899 | 6.3787 | 5.6873 | 5.2223 | 5.0178 | 0 | 0 | 0 | 0 | 0 | 0 | 0
SCE | GWh | Commercial | Com - Retail (Small) | Lighting | No | Lighting - Exit Fixture (LED) | 0 | 0 | 0.032062 | 0.032749 | 0.029724 | 0.029327 | 0.022914 | 0.019766 | 0.0028018 | 0 | 0 | 0
SCE | GWh | Commercial | Com - Retail (Small) | Lighting | No | Lighting - Halogen Lamp (A-Line) | 0.081172 | 0.094496 | 0.088842 | 0.099582 | 0.097435 | 0 | 0 | 0 | 0 | 0 | 0 | 0
SCE | GWh | Commercial | Com - Retail (Small) | Lighting | No | Lighting - Halogen Lamp (Reflector) | 0.024836 | 0.029334 | 0.025989 | 0.029116 | 0.026853 | 0.028912 | 0.027751 | 0.028884 | 0.028662 | 0.02956 | 0.029894 | 0.03042
SCE | GWh | Commercial | Com - Retail (Small) | Lighting | No | Lighting - High Bay HID to T5 | 0 | 0.13955 | 0.14359 | 0.14338 | 0.14718 | 0.14218 | 0.13545 | 0.13515 | 0.12928 | 0.13239 | 0.12952 | 0.1297
SCE | GWh | Commercial | Com - Retail (Small) | Lighting | No | Lighting - Induction Fixture (Indoor) | 0.11901 | 0.12366 | 0.12837 | 0.13183 | 0.13651 | 0.13835 | 0.13935 | 0.1423 | 0.14324 | 0.14709 | 0.14882 | 0.15144
SCE | GWh | Commercial | Com - Retail (Small) | Lighting | No | Lighting - Induction Fixture (Outdoor) | 0.028951 | 0.03919 | 0.039165 | 0.039594 | 0.040316 | 0.040261 | 0.040025 | 0.040349 | 0.040168 | 0.040779 | 0.040868 | 0.041225
SCE | GWh | Commercial | Com - Retail (Small) | Lighting | No | Lighting - Linear Fluorescent Delamping | 0.012686 | 0.012166 | 0.010872 | 0.0083985 | 0 | 0 | 0 | 0 | 0 | 0 | 0 | 0
SCE | GWh | Commercial | Com - Retail (Small) | Lighting | No | Lighting - Linear Fluorescent Fixture (Low Wattage T8) | 0.8031 | 1.1578 | 1.4462 | 1.6818 | 1.9023 | 2.0476 | 2.1457 | 2.2426 | 2.2817 | 2.3457 | 2.3584 | 2.3732
SCE | GWh | Commercial | Com - Retail (Small) | Lighting | No | Lighting - Low Bay HID to T5 | 0 | 0 | 0.021788 | 0.022014 | 0.020534 | 0.020005 | 0.019156 | 0.019173 | 0.018372 | 0.018832 | 0.018429 | 0.01846
SCE | GWh | Commercial | Com - Retail (Small) | Lighting | No | Lighting - Plug-In Fixture (Compact Fluorescent) | 0.51213 | 0.51129 | 0.5131 | 0.51135 | 0.51943 | 0 | 0 | 0 | 0 | 0 | 0 | 0
SCE | GWh | Commercial | Com - Retail (Small) | Lighting | No | Lighting - Plug-In Fixture (Exterior) | 0.22762 | 0.29582 | 0.29772 | 0.30034 | 0.30615 | 0.30395 | 0.30001 | 0.30186 | 0.29858 | 0.30345 | 0.30293 | 0.30518
SCE | GWh | Commercial | Com - Retail (Small) | Lighting | No | Lighting - Plug-In Fixture (Induction) | 0 | 0 | 0 | 0.24187 | 0.27746 | 0.30525 | 0.32045 | 0.33556 | 0.33988 | 0.35199 | 0.35538 | 0.36122
SCE | GWh | Commercial | Com - Retail (Small) | Lighting | No | Lighting - Plug-In Fixture (Linear Fluorescent) | 1.9255 | 2.0267 | 2.1081 | 2.1446 | 2.2 | 0 | 0 | 0 | 0 | 0 | 0 | 0
SCE | GWh | Commercial | Com - Retail (Small) | Lighting | No | Lighting - Plug-In Fixture (PSMH with Electronic Ballast) | 0.43397 | 0.5175 | 0.51921 | 0.44287 | 0.40802 | 0.39498 | 0.38347 | 0.38085 | 0.37463 | 0.37766 | 0.37582 | 0.37699
SCE | GWh | Commercial | Com - Retail (Small) | Lighting | No | Lighting - Plug-In Fixture (PSMH) | 0.5769 | 0.57097 | 0.57286 | 0.54595 | 0.55675 | 0.51816 | 0.48906 | 0.47444 | 0.45785 | 0.45362 | 0.44489 | 0.44071
SCE | GWh | Commercial | Com - Retail (Small) | SHW | No | SHW - EF Rated Instantaneous Water Heater (Electric) | 0.00043139 | 0.00050694 | 0.00058209 | 0.00064907 | 0.00072077 | 0.00077221 | 0.00081397 | 0.00086418 | 0.00089626 | 0.00094509 | 0.00097418 | 0.0010073
SCE | GWh | Commercial | Com - Retail (Small) | SHW | No | SHW - EF Rated Storage Water Heater (Electric) | 0.00037676 | 0.00043425 | 0 | 0 | 0 | 0 | 0 | 0 | 0 | 0 | 0 | 0
SCE | GWh | Commercial | Com - Retail (Small) | Service | No | HVAC - Comprehensive Rooftop Unit Quality Maintenance | 0.4228 | 0.39485 | 0.4327 | 0.4697 | 0.50373 | 0.53366 | 0.55707 | 0.57211 | 0.57718 | 0.57112 | 0.55305 | 0.52404
SCE | GWh | Commercial | Com - Retail (Small) | Service | No | Service - HVAC Fault Detection & Diagnositics | 0 | 0.1459 | 0.14999 | 0.14953 | 0.15227 | 0.14597 | 0.13781 | 0.13604 | 0.12864 | 0.1302 | 0.13362 | 0.13364
SCE | GWh | Commercial | Com - Retail (Small) | Service | No | Service - Retro-Commissioning (Electric) | 0.61847 | 0.47756 | 0.42764 | 0.37519 | 0.31109 | 0.25616 | 0.20078 | 0.14876 | 0.10172 | 0.060163 | 0.019687 | 0
SCE | GWh | Commercial | Com - Retail (Small) | WholeBlg | No | HVAC - Energy Management System | 0.55208 | 0.69791 | 0.62141 | 0.54187 | 0.48257 | 0.41369 | 0.35051 | 0.34658 | 0.33434 | 0.34464 | 0.33826 | 0.33999
SCE | GWh | Commercial | Com - Retail (Small) | WholeBlg | No | WholeBlg - Com NC Level 2 | 0.023162 | 0 | 0 | 0 | 0 | 0 | 0 | 0 | 0 | 0 | 0 | 0
SCE | GWh | Commercial | Com - Retail (Small) | WholeBlg | No | WholeBlg - Com NC Level 3 | 0.020352 | 0 | 0 | 0 | 0 | 0 | 0 | 0 | 0 | 0 | 0 | 0
SCE | GWh | Commercial | Com - Retail (Small) | WholeBlg | No | WholeBlg - Com NC ZNE | 0.0024665 | 0 | 0 | 0 | 0.0085515 | 0.016264 | 0.024405 | 0.026502 | 0.033735 | 0.043204 | 0 | 0
SCE | GWh | Commercial | Com - Retail (Small) | WholeBlg | No | WholeBlg - Com RET Level 1 | 0.34723 | 0.47772 | 0.61746 | 0.76691 | 0.92589 | 1.0944 | 1.2717 | 1.4571 | 1.6491 | 1.8464 | 2.0466 | 2.2478
SCE | GWh | Commercial | Com - Retail (Small) | WholeBlg | No | WholeBlg - Com RET Level 2 | 0.86895 | 1.1809 | 1.5167 | 1.879 | 2.2671 | 2.6825 | 3.1224 | 3.5861 | 4.0682 | 4.5655 | 5.0691 | 5.5737
SCE | GWh | Commercial | Com - Storage (Conditioned) | AppPlug | No | AppPlug - Computer Monitor | 0.0022791 | 0.0044846 | 0.0043914 | 0.004487 | 0 | 0 | 0 | 0 | 0 | 0 | 0 | 0
SCE | GWh | Commercial | Com - Storage (Conditioned) | AppPlug | No | AppPlug - Desktop Computer (Com - Power Management) | 0.075717 | 0.091983 | 0.090001 | 0.086134 | 0.082282 | 0.075911 | 0.068743 | 0.06362 | 0.057121 | 0.053947 | 0.049209 | 0.046183
SCE | GWh | Commercial | Com - Storage (Conditioned) | AppPlug | No | AppPlug - Occupancy Sensor Plug Strip | 0 | 0.011 | 0.016408 | 0.019013 | 0.020404 | 0.021359 | 0.020612 | 0.02176 | 0.020928 | 0.022261 | 0.020595 | 0.019804
SCE | GWh | Commercial | Com - Storage (Conditioned) | AppPlug | No | AppPlug - Vending Machine Controls | 0.27298 | 0.31856 | 0.31696 | 0.30696 | 0.29604 | 0.2753 | 0.25014 | 0.23246 | 0.2082 | 0.19586 | 0.17608 | 0.16218
SCE | GWh | Commercial | Com - Storage (Conditioned) | BldgEnv | No | BldgEnv - Attic Batt Insulation | 0 | 8.0866e-06 | 2.9688e-05 | 4.7469e-05 | 0 | 0 | 0 | 0 | 0 | 0 | 0 | 0
SCE | GWh | Commercial | Com - Storage (Conditioned) | BldgEnv | No | BldgEnv - Window Film | 0 | 0.00010605 | 0.0015346 | 0.0032125 | 0 | 0.0013312 | 0.0052182 | 0.0090515 | 0.011617 | 0.013409 | 0.014103 | 0.014168
SCE | GWh | Commercial | Com - Storage (Conditioned) | ComRefrig | No | ComRefrig - Strip Curtain for Walk In Refrigerator | 0.19908 | 0.16608 | 0.1381 | 0.10819 | 0.079024 | 0.05289 | 0.030754 | 0.012921 | 0 | 0 | 0 | 0
SCE | GWh | Commercial | Com - Storage (Conditioned) | HVAC | No | HVAC - Direct Evaporative Cooler | 0.25925 | 0.30232 | 0.34888 | 0.39785 | 0.44975 | 0.50186 | 0.5538 | 0.60691 | 0.65754 | 0.70867 | 0.75542 | 0.79937
SCE | GWh | Commercial | Com - Storage (Conditioned) | HVAC | No | HVAC - EER Rated Package Rooftop AC (EER 11) | 0.0068493 | 0.007793 | 0.0087927 | 0.0097782 | 0 | 0 | 0 | 0 | 0 | 0 | 0 | 0
SCE | GWh | Commercial | Com - Storage (Conditioned) | HVAC | No | HVAC - EER Rated Package Rooftop HP (EER 11) | 0.0056709 | 0.0063569 | 0.0070539 | 0.0077331 | 0 | 0 | 0 | 0 | 0 | 0 | 0 | 0
SCE | GWh | Commercial | Com - Storage (Conditioned) | HVAC | No | HVAC - Repair Duct System | 0.055553 | 0.047733 | 0.043601 | 0.038226 | 0 | 0 | 0 | 0 | 0 | 0 | 0 | 0
SCE | GWh | Commercial | Com - Storage (Conditioned) | HVAC | No | HVAC - SEER Rated Package Rooftop AC (Recharge) | 0.043552 | 0.036222 | 0.032076 | 0.027367 | 0 | 0 | 0 | 0 | 0 | 0 | 0 | 0
SCE | GWh | Commercial | Com - Storage (Conditioned) | HVAC | No | HVAC - SEER Rated Package Rooftop AC (SEER 14) | 0.079962 | 0.094714 | 0 | 0 | 0 | 0 | 0 | 0 | 0 | 0 | 0 | 0
SCE | GWh | Commercial | Com - Storage (Conditioned) | HVAC | No | HVAC - SEER Rated Package Rooftop AC (SEER 15) | 0.078153 | 0.091379 | 0.048784 | 0.05486 | 0.061502 | 0.067025 | 0.072054 | 0.077806 | 0.082385 | 0.088226 | 0.092656 | 0.097365
SCE | GWh | Commercial | Com - Storage (Conditioned) | HVAC | No | HVAC - SEER Rated Package Rooftop HP (SEER 14) | 0.0064524 | 0.0076188 | 0 | 0 | 0 | 0 | 0 | 0 | 0 | 0 | 0 | 0
SCE | GWh | Commercial | Com - Storage (Conditioned) | HVAC | No | HVAC - SEER Rated Package Rooftop HP (SEER 15) | 0.024228 | 0.028585 | 0.015387 | 0.017434 | 0.019685 | 0.021592 | 0.023348 | 0.025353 | 0.026979 | 0.02903 | 0.030608 | 0.032279
SCE | GWh | Commercial | Com - Storage (Conditioned) | HVAC | No | HVAC - SEER Rated Split System AC (SEER 14) | 0.059421 | 0.067267 | 0.075291 | 0 | 0 | 0 | 0 | 0 | 0 | 0 | 0 | 0
SCE | GWh | Commercial | Com - Storage (Conditioned) | HVAC | No | HVAC - SEER Rated Split System AC (SEER 15) | 0.0065159 | 0.0084959 | 0.0049478 | 0.0059776 | 0.0071398 | 0.0082214 | 0.0092926 | 0.010518 | 0.011633 | 0.012988 | 0.014187 | 0.015481
SCE | GWh | Commercial | Com - Storage (Conditioned) | HVAC | No | HVAC - SEER Rated Split System HP (SEER 14) | 0.047249 | 0.055855 | 0.0087493 | 0.0099131 | 0.0112 | 0.012264 | 0.013232 | 0.014357 | 0.015243 | 0.016398 | 0.017261 | 0.018187
SCE | GWh | Commercial | Com - Storage (Conditioned) | HVAC | No | HVAC - SEER Rated Split System HP (SEER 15) | 0.015556 | 0.018294 | 0.0098188 | 0.011084 | 0.012487 | 0.013636 | 0.014678 | 0.0159 | 0.016856 | 0.018123 | 0.019064 | 0.020083
SCE | GWh | Commercial | Com - Storage (Conditioned) | Lighting | Yes | Lighting - LED Fixture (Replacing T8) - Emerging | 0.038136 | 0.057699 | 0.088624 | 0.12985 | 0.18509 | 0.25189 | 0.3292 | 0.42707 | 0.52595 | 0.64724 | 0.76615 | 0.89293
SCE | GWh | Commercial | Com - Storage (Conditioned) | Lighting | Yes | Lighting - LED Lamp (Basic High - Indoor) - Emerging | 0.00070387 | 0.0010059 | 0.0014108 | 0.0016299 | 0.0018308 | 0.00025975 | 0.0002854 | 0.00047108 | 0.00063272 | 0.0007835 | 0.00091307 | 0.0010311
SCE | GWh | Commercial | Com - Storage (Conditioned) | Lighting | Yes | Lighting - LED Lamp (Basic Low - Indoor) - Emerging | 0.0055237 | 0.0085436 | 0.010537 | 0.012063 | 0.013839 | 0.0023637 | 0.0041024 | 0.0059262 | 0.0076068 | 0.0093165 | 0.010913 | 0.012467
SCE | GWh | Commercial | Com - Storage (Conditioned) | Lighting | Yes | Lighting - LED Plug-In Indoor Fixture - Emerging | 0.071099 | 0.090214 | 0.11238 | 0.13504 | 0.16231 | 0.01062 | 0.01195 | 0.015012 | 0.018701 | 0.023018 | 0.026997 | 0.031178
SCE | GWh | Commercial | Com - Storage (Conditioned) | Lighting | No | Lighting - Cold Cathode Lamp | 0.01626 | 0.016628 | 0.017022 | 0.017245 | 0.017659 | 0 | 0 | 0 | 0 | 0 | 0 | 0
SCE | GWh | Commercial | Com - Storage (Conditioned) | Lighting | No | Lighting - Compact Fluorescent Fixture (Indoor) | 0.18743 | 0.18867 | 0.19106 | 0.19292 | 0.19637 | 0 | 0 | 0 | 0 | 0 | 0 | 0
SCE | GWh | Commercial | Com - Storage (Conditioned) | Lighting | No | Lighting - Compact Fluorescent Lamp (Basic High - Indoor) | 0.016388 | 0.014459 | 0.012961 | 0.011961 | 0.011484 | 0 | 0 | 0 | 0 | 0 | 0 | 0
SCE | GWh | Commercial | Com - Storage (Conditioned) | Lighting | No | Lighting - Compact Fluorescent Lamp (Basic Low - Indoor) | 0.14059 | 0.12234 | 0.11118 | 0.10428 | 0.10224 | 0 | 0 | 0 | 0 | 0 | 0 | 0
SCE | GWh | Commercial | Com - Storage (Conditioned) | Lighting | No | Lighting - Exit Fixture (LED) | 0 | 0 | 0.02105 | 0.02138 | 0.019677 | 0.019463 | 0.015802 | 0.014022 | 0.0042646 | 0 | 0 | 0
SCE | GWh | Commercial | Com - Storage (Conditioned) | Lighting | No | Lighting - Halogen Lamp (A-Line) | 0.047709 | 0.05567 | 0.052153 | 0.058631 | 0.057176 | 0 | 0 | 0 | 0 | 0 | 0 | 0
SCE | GWh | Commercial | Com - Storage (Conditioned) | Lighting | No | Lighting - Halogen Lamp (Reflector) | 0.014497 | 0.017169 | 0.015182 | 0.017054 | 0.015687 | 0.01694 | 0.016216 | 0.016929 | 0.016748 | 0.01724 | 0.017479 | 0.017771
SCE | GWh | Commercial | Com - Storage (Conditioned) | Lighting | No | Lighting - High Bay HID to T5 | 0 | 0.028867 | 0.029705 | 0.029657 | 0.030453 | 0.029424 | 0.028039 | 0.027989 | 0.026782 | 0.027434 | 0.026801 | 0.026839
SCE | GWh | Commercial | Com - Storage (Conditioned) | Lighting | No | Lighting - Induction Fixture (Indoor) | 0.067157 | 0.07282 | 0.07858 | 0.083506 | 0.089137 | 0.092709 | 0.095444 | 0.099395 | 0.10168 | 0.10599 | 0.10846 | 0.11151
SCE | GWh | Commercial | Com - Storage (Conditioned) | Lighting | No | Lighting - Induction Fixture (Outdoor) | 0.017015 | 0.023021 | 0.023006 | 0.023258 | 0.023683 | 0.023654 | 0.023517 | 0.023709 | 0.023604 | 0.023965 | 0.024007 | 0.024217
SCE | GWh | Commercial | Com - Storage (Conditioned) | Lighting | No | Lighting - Linear Fluorescent Delamping | 0.0059286 | 0.0056894 | 0.0050711 | 0.0039102 | 0 | 0 | 0 | 0 | 0 | 0 | 0 | 0
SCE | GWh | Commercial | Com - Storage (Conditioned) | Lighting | No | Lighting - Linear Fluorescent Fixture (Low Wattage T8) | 0.20588 | 0.25248 | 0.29852 | 0.34028 | 0.38272 | 0.41372 | 0.43763 | 0.46214 | 0.47598 | 0.49438 | 0.50152 | 0.5082
SCE | GWh | Commercial | Com - Storage (Conditioned) | Lighting | No | Lighting - Low Bay HID to T5 | 0 | 0 | 0 | 0 | 0.0012793 | 0.0092195 | 0.0078001 | 0.0078908 | 0.007617 | 0.0078449 | 0.0076886 | 0.0077139
SCE | GWh | Commercial | Com - Storage (Conditioned) | Lighting | No | Lighting - Plug-In Fixture (Compact Fluorescent) | 0.7614 | 0.74884 | 0.74029 | 0.7268 | 0.72614 | 0 | 0 | 0 | 0 | 0 | 0 | 0
SCE | GWh | Commercial | Com - Storage (Conditioned) | Lighting | No | Lighting - Plug-In Fixture (Exterior) | 0.1338 | 0.17377 | 0.17489 | 0.17643 | 0.17985 | 0.17858 | 0.17628 | 0.17739 | 0.17548 | 0.17836 | 0.17795 | 0.17927
SCE | GWh | Commercial | Com - Storage (Conditioned) | Lighting | No | Lighting - Plug-In Fixture (Induction) | 0 | 0 | 0 | 0 | 0 | 0.13681 | 0.15196 | 0.17077 | 0.18048 | 0.19157 | 0.19612 | 0.20103
SCE | GWh | Commercial | Com - Storage (Conditioned) | Lighting | No | Lighting - Plug-In Fixture (Linear Fluorescent) | 1.2382 | 1.3033 | 1.3562 | 1.3798 | 1.4152 | 0 | 0 | 0 | 0 | 0 | 0 | 0
SCE | GWh | Commercial | Com - Storage (Conditioned) | Lighting | No | Lighting - Plug-In Fixture (PSMH with Electronic Ballast) | 0.25354 | 0.30408 | 0.30473 | 0.30385 | 0.30585 | 0.25451 | 0.23317 | 0.22836 | 0.22198 | 0.22208 | 0.21981 | 0.21987
SCE | GWh | Commercial | Com - Storage (Conditioned) | Lighting | No | Lighting - Plug-In Fixture (PSMH) | 0.33648 | 0.3377 | 0.33837 | 0.33684 | 0.33913 | 0.32273 | 0.31554 | 0.29699 | 0.28073 | 0.27445 | 0.26677 | 0.26287
SCE | GWh | Commercial | Com - Storage (Conditioned) | SHW | No | SHW - EF Rated Instantaneous Water Heater (Electric) | 6.9393e-05 | 8.1602e-05 | 9.3757e-05 | 0.00010461 | 0.00011622 | 0.00012457 | 0.00013135 | 0.0001395 | 0.00014471 | 0.00015263 | 0.00015736 | 0.00016274
SCE | GWh | Commercial | Com - Storage (Conditioned) | SHW | No | SHW - EF Rated Storage Water Heater (Electric) | 5.6462e-05 | 6.5094e-05 | 0 | 0 | 0 | 0 | 0 | 0 | 0 | 0 | 0 | 0
SCE | GWh | Commercial | Com - Storage (Conditioned) | Service | No | HVAC - Comprehensive Rooftop Unit Quality Maintenance | 0.24836 | 0.23194 | 0.25418 | 0.27591 | 0.2959 | 0.31348 | 0.32723 | 0.33607 | 0.33905 | 0.33549 | 0.32488 | 0.30783
SCE | GWh | Commercial | Com - Storage (Conditioned) | Service | No | Service - HVAC Fault Detection & Diagnositics | 0 | 0.085707 | 0.088106 | 0.08784 | 0.090039 | 0.086871 | 0.082641 | 0.082353 | 0.078675 | 0.080466 | 0.078489 | 0.078501
SCE | GWh | Commercial | Com - Storage (Conditioned) | Service | No | Service - Retro-Commissioning (Electric) | 0.3633 | 0.28053 | 0.25121 | 0.2204 | 0.18274 | 0.15047 | 0.11794 | 0.087387 | 0.059751 | 0.035341 | 0.011565 | 0
SCE | GWh | Commercial | Com - Storage (Conditioned) | WholeBlg | No | HVAC - Energy Management System | 0.3243 | 0.40997 | 0.36503 | 0.31831 | 0.28347 | 0.24301 | 0.2059 | 0.20359 | 0.1964 | 0.20245 | 0.1987 | 0.19972
SCE | GWh | Commercial | Com - Storage (Conditioned) | WholeBlg | No | WholeBlg - Com RET Level 1 | 0.1036 | 0.14158 | 0.18204 | 0.2251 | 0.27073 | 0.3189 | 0.36946 | 0.42218 | 0.47671 | 0.5326 | 0.58925 | 0.64604
SCE | GWh | Commercial | Com - Storage (Conditioned) | WholeBlg | No | WholeBlg - Com RET Level 2 | 0.29716 | 0.40319 | 0.51752 | 0.64096 | 0.7736 | 0.91572 | 1.0666 | 1.2256 | 1.391 | 1.5613 | 1.7332 | 1.9042
SCE | GWh | Commercial | Com - Storage (Unconditioned) | AppPlug | No | AppPlug - Computer Monitor | 0.0056977 | 0.01125 | 0.010978 | 0.011224 | 0 | 0 | 0 | 0 | 0 | 0 | 0 | 0
SCE | GWh | Commercial | Com - Storage (Unconditioned) | AppPlug | No | AppPlug - Desktop Computer (Com - Power Management) | 0.18929 | 0.22996 | 0.225 | 0.21533 | 0.20571 | 0.18978 | 0.17186 | 0.15905 | 0.1428 | 0.13487 | 0.12302 | 0.11546
SCE | GWh | Commercial | Com - Storage (Unconditioned) | AppPlug | No | AppPlug - Occupancy Sensor Plug Strip | 0 | 0.027499 | 0.04102 | 0.047531 | 0.05101 | 0.053397 | 0.051529 | 0.054399 | 0.05232 | 0.055651 | 0.051487 | 0.04951
SCE | GWh | Commercial | Com - Storage (Unconditioned) | AppPlug | No | AppPlug - Vending Machine Controls | 0.17061 | 0.1991 | 0.1981 | 0.19185 | 0.18503 | 0.17206 | 0.15634 | 0.14529 | 0.13012 | 0.12242 | 0.11005 | 0.10136
SCE | GWh | Commercial | Com - Storage (Unconditioned) | BldgEnv | No | BldgEnv - Window Film | 0 | 0 | 0.020944 | 0.05151 | 0.078412 | 0.1003 | 0.11432 | 0.12677 | 0.13422 | 0.14222 | 0.14317 | 0.1394
SCE | GWh | Commercial | Com - Storage (Unconditioned) | Lighting | Yes | Lighting - LED Fixture (Replacing T8) - Emerging | 0.09317 | 0.14101 | 0.21648 | 0.31716 | 0.45233 | 0.61511 | 0.80317 | 1.0414 | 1.2817 | 1.577 | 1.866 | 2.1745
SCE | GWh | Commercial | Com - Storage (Unconditioned) | Lighting | Yes | Lighting - LED Lamp (Basic High - Indoor) - Emerging | 0.0016912 | 0.002419 | 0.0033957 | 0.0039325 | 0.0044226 | 0.00062791 | 0.0006895 | 0.0011366 | 0.0015259 | 0.0018894 | 0.0022016 | 0.0024862
SCE | GWh | Commercial | Com - Storage (Unconditioned) | Lighting | Yes | Lighting - LED Lamp (Basic Low - Indoor) - Emerging | 0.01329 | 0.02057 | 0.025423 | 0.029136 | 0.033464 | 0.005719 | 0.0099057 | 0.014299 | 0.018346 | 0.022467 | 0.026313 | 0.030058
SCE | GWh | Commercial | Com - Storage (Unconditioned) | Lighting | Yes | Lighting - LED Plug-In Indoor Fixture - Emerging | 0.17291 | 0.2197 | 0.2738 | 0.32906 | 0.39564 | 0.02588 | 0.029108 | 0.036556 | 0.045468 | 0.055915 | 0.065523 | 0.075627
SCE | GWh | Commercial | Com - Storage (Unconditioned) | Lighting | No | Lighting - Cold Cathode Lamp | 0.038588 | 0.039501 | 0.040463 | 0.041026 | 0.04205 | 0 | 0 | 0 | 0 | 0 | 0 | 0
SCE | GWh | Commercial | Com - Storage (Unconditioned) | Lighting | No | Lighting - Compact Fluorescent Fixture (Indoor) | 0.45195 | 0.45715 | 0.46465 | 0.4705 | 0.4799 | 0 | 0 | 0 | 0 | 0 | 0 | 0
SCE | GWh | Commercial | Com - Storage (Unconditioned) | Lighting | No | Lighting - Compact Fluorescent Lamp (Basic High - Indoor) | 0.039537 | 0.03493 | 0.03134 | 0.028931 | 0.027786 | 0 | 0 | 0 | 0 | 0 | 0 | 0
SCE | GWh | Commercial | Com - Storage (Unconditioned) | Lighting | No | Lighting - Compact Fluorescent Lamp (Basic Low - Indoor) | 0.33947 | 0.29578 | 0.26896 | 0.25235 | 0.24746 | 0 | 0 | 0 | 0 | 0 | 0 | 0
SCE | GWh | Commercial | Com - Storage (Unconditioned) | Lighting | No | Lighting - Exit Fixture (LED) | 0 | 0 | 0.055565 | 0.056289 | 0.052154 | 0.051657 | 0.042678 | 0.038343 | 0.014288 | 0.0019865 | 0 | 0
SCE | GWh | Commercial | Com - Storage (Unconditioned) | Lighting | No | Lighting - Halogen Lamp (A-Line) | 0.11912 | 0.1382 | 0.13059 | 0.14577 | 0.14329 | 0 | 0 | 0 | 0 | 0 | 0 | 0
SCE | GWh | Commercial | Com - Storage (Unconditioned) | Lighting | No | Lighting - Halogen Lamp (Reflector) | 0.036804 | 0.043301 | 0.038466 | 0.042934 | 0.039743 | 0.042617 | 0.041056 | 0.042557 | 0.042592 | 0.043829 | 0.044195 | 0.045012
SCE | GWh | Commercial | Com - Storage (Unconditioned) | Lighting | No | Lighting - High Bay HID to T5 | 0 | 0.070929 | 0.07302 | 0.07293 | 0.074877 | 0.072368 | 0.068962 | 0.068836 | 0.065865 | 0.067467 | 0.065896 | 0.06599
SCE | GWh | Commercial | Com - Storage (Unconditioned) | Lighting | No | Lighting - Induction Fixture (Indoor) | 0.15455 | 0.16734 | 0.1803 | 0.19138 | 0.20404 | 0.21208 | 0.21824 | 0.22714 | 0.2323 | 0.24202 | 0.24758 | 0.25443
SCE | GWh | Commercial | Com - Storage (Unconditioned) | Lighting | No | Lighting - Induction Fixture (Outdoor) | 0.042517 | 0.057638 | 0.057515 | 0.058153 | 0.059215 | 0.05914 | 0.058798 | 0.059278 | 0.059016 | 0.059919 | 0.060024 | 0.060548
SCE | GWh | Commercial | Com - Storage (Unconditioned) | Lighting | No | Lighting - Linear Fluorescent Delamping | 0.014638 | 0.014046 | 0.012524 | 0.009663 | 0 | 0 | 0 | 0 | 0 | 0 | 0 | 0
SCE | GWh | Commercial | Com - Storage (Unconditioned) | Lighting | No | Lighting - Linear Fluorescent Fixture (Low Wattage T8) | 0.49921 | 0.6125 | 0.72416 | 0.82533 | 0.92823 | 1.0031 | 1.0607 | 1.1199 | 1.1531 | 1.1976 | 1.2145 | 1.2305
SCE | GWh | Commercial | Com - Storage (Unconditioned) | Lighting | No | Lighting - Low Bay HID to T5 | 0 | 0 | 0 | 0 | 0.023642 | 0.023032 | 0.019442 | 0.019577 | 0.018834 | 0.019355 | 0.01894 | 0.018987
SCE | GWh | Commercial | Com - Storage (Unconditioned) | Lighting | No | Lighting - Plug-In Fixture (Compact Fluorescent) | 1.8458 | 1.8166 | 1.7958 | 1.7628 | 1.761 | 0 | 0 | 0 | 0 | 0 | 0 | 0
SCE | GWh | Commercial | Com - Storage (Unconditioned) | Lighting | No | Lighting - Plug-In Fixture (Exterior) | 0.33429 | 0.43525 | 0.43718 | 0.4411 | 0.44964 | 0.44647 | 0.44072 | 0.44349 | 0.43872 | 0.44591 | 0.44489 | 0.4482
SCE | GWh | Commercial | Com - Storage (Unconditioned) | Lighting | No | Lighting - Plug-In Fixture (Induction) | 0 | 0 | 0 | 0 | 0.34197 | 0.37983 | 0.41589 | 0.4469 | 0.45952 | 0.4802 | 0.48705 | 0.49666
SCE | GWh | Commercial | Com - Storage (Unconditioned) | Lighting | No | Lighting - Plug-In Fixture (Linear Fluorescent) | 3.0417 | 3.2215 | 3.3623 | 3.4261 | 3.5158 | 0 | 0 | 0 | 0 | 0 | 0 | 0
SCE | GWh | Commercial | Com - Storage (Unconditioned) | Lighting | No | Lighting - Plug-In Fixture (PSMH with Electronic Ballast) | 0.60912 | 0.72779 | 0.72994 | 0.72753 | 0.62224 | 0.56684 | 0.54592 | 0.53849 | 0.52698 | 0.52968 | 0.52577 | 0.52679
SCE | GWh | Commercial | Com - Storage (Unconditioned) | Lighting | No | Lighting - Plug-In Fixture (PSMH) | 0.8077 | 0.80447 | 0.80638 | 0.80208 | 0.77516 | 0.76859 | 0.71231 | 0.68238 | 0.65305 | 0.64365 | 0.62877 | 0.62144
SCE | GWh | Commercial | Com - Storage (Unconditioned) | SHW | No | SHW - EF Rated Instantaneous Water Heater (Electric) | 0.00016517 | 0.00019403 | 0.0002227 | 0.0002483 | 0.00027561 | 0.00029534 | 0.00031142 | 0.00033061 | 0.000343 | 0.00036157 | 0.00037277 | 0.00038544
SCE | GWh | Commercial | Com - Storage (Unconditioned) | SHW | No | SHW - EF Rated Storage Water Heater (Electric) | 0.00013498 | 0.00015545 | 0 | 0 | 0 | 0 | 0 | 0 | 0 | 0 | 0 | 0
SCE | GWh | Commercial | Com - Storage (Unconditioned) | Service | No | HVAC - Comprehensive Rooftop Unit Quality Maintenance | 0.62091 | 0.57986 | 0.63545 | 0.68978 | 0.73976 | 0.78371 | 0.81808 | 0.84018 | 0.84762 | 0.83872 | 0.81219 | 0.76958
SCE | GWh | Commercial | Com - Storage (Unconditioned) | Service | No | Service - HVAC Fault Detection & Diagnositics | 0 | 0.21427 | 0.22027 | 0.2196 | 0.2251 | 0.21718 | 0.2066 | 0.20588 | 0.19669 | 0.20116 | 0.19622 | 0.19625
SCE | GWh | Commercial | Com - Storage (Unconditioned) | Service | No | Service - Retro-Commissioning (Electric) | 0.90826 | 0.70133 | 0.62802 | 0.55099 | 0.45685 | 0.37619 | 0.29486 | 0.21847 | 0.14938 | 0.088353 | 0.028912 | 0
SCE | GWh | Commercial | Com - Storage (Unconditioned) | WholeBlg | No | HVAC - Energy Management System | 0.81076 | 1.0249 | 0.91257 | 0.79576 | 0.70868 | 0.60753 | 0.51474 | 0.50897 | 0.491 | 0.50612 | 0.49675 | 0.4993
SCE | GWh | Commercial | Com - Storage (Unconditioned) | WholeBlg | No | WholeBlg - Com NC Level 2 | 0.033768 | 0 | 0 | 0 | 0 | 0 | 0 | 0 | 0 | 0 | 0 | 0
SCE | GWh | Commercial | Com - Storage (Unconditioned) | WholeBlg | No | WholeBlg - Com NC Level 3 | 0.03236 | 0 | 0 | 0 | 0 | 0 | 0 | 0 | 0 | 0 | 0 | 0
SCE | GWh | Commercial | Com - Storage (Unconditioned) | WholeBlg | No | WholeBlg - Com RET Level 1 | 0.27445 | 0.37446 | 0.48255 | 0.59901 | 0.72435 | 0.85834 | 1.0005 | 1.1496 | 1.3039 | 1.4609 | 1.6178 | 1.7705
SCE | GWh | Commercial | Com - Storage (Unconditioned) | WholeBlg | No | WholeBlg - Com RET Level 2 | 0.14869 | 0.20319 | 0.26194 | 0.32572 | 0.39405 | 0.46715 | 0.54464 | 0.62651 | 0.712 | 0.80092 | 0.89171 | 0.98437
SCE | GWh | Commercial | Com - Warehouse (Refrigerated) | AppPlug | No | AppPlug - Computer Monitor | 0.00045407 | 0.00089349 | 0.00087491 | 0.00089395 | 0 | 0 | 0 | 0 | 0 | 0 | 0 | 0
SCE | GWh | Commercial | Com - Warehouse (Refrigerated) | AppPlug | No | AppPlug - Desktop Computer (Com - Power Management) | 0.015085 | 0.018326 | 0.017931 | 0.017161 | 0.016393 | 0.015124 | 0.013696 | 0.012675 | 0.01138 | 0.010748 | 0.009804 | 0.0092011
SCE | GWh | Commercial | Com - Warehouse (Refrigerated) | AppPlug | No | AppPlug - Occupancy Sensor Plug Strip | 0 | 0.0021915 | 0.003269 | 0.0037879 | 0.0040651 | 0.0042554 | 0.0041065 | 0.0043352 | 0.0041695 | 0.004435 | 0.0041032 | 0.0039456
SCE | GWh | Commercial | Com - Warehouse (Refrigerated) | AppPlug | No | AppPlug - Vending Machine Controls | 0.054387 | 0.063467 | 0.063149 | 0.061157 | 0.058981 | 0.054848 | 0.049836 | 0.046314 | 0.04148 | 0.039023 | 0.035082 | 0.032312
SCE | GWh | Commercial | Com - Warehouse (Refrigerated) | BldgEnv | No | BldgEnv - Wall Spray On Insulation | 0 | 0 | 4.6239e-05 | 0.0002284 | 0.00029317 | 0.00031986 | 0.00026072 | 0.00029916 | 0.00023503 | 0.00026406 | 0.00014417 | 6.6447e-05
SCE | GWh | Commercial | Com - Warehouse (Refrigerated) | BldgEnv | No | BldgEnv - Window Film | 0 | 0 | 0.0011819 | 0.0029067 | 0.0044248 | 0.0056598 | 0.0064513 | 0.0071536 | 0.007574 | 0.0080255 | 0.0080792 | 0.0078666
SCE | GWh | Commercial | Com - Warehouse (Refrigerated) | ComRefrig | No | ComRefrig - Strip Curtain for Walk In Refrigerator | 0.039662 | 0.033088 | 0.027514 | 0.021554 | 0.015744 | 0.010537 | 0.0061272 | 0.0025743 | 0 | 0 | 0 | 0
SCE | GWh | Commercial | Com - Warehouse (Refrigerated) | Lighting | Yes | Lighting - LED Fixture (Replacing T8) - Emerging | 0.033236 | 0.049576 | 0.071929 | 0.099628 | 0.13408 | 0.17225 | 0.21344 | 0.26251 | 0.31038 | 0.36752 | 0.42101 | 0.47592
SCE | GWh | Commercial | Com - Warehouse (Refrigerated) | Lighting | Yes | Lighting - LED Lamp (Basic High - Indoor) - Emerging | 0.00054479 | 0.00075016 | 0.00089764 | 0.00098111 | 0.0010712 | 0.00014771 | 0.00018212 | 0.00027197 | 0.00034777 | 0.00041728 | 0.00047606 | 0.00052926
SCE | GWh | Commercial | Com - Warehouse (Refrigerated) | Lighting | Yes | Lighting - LED Lamp (Basic Low - Indoor) - Emerging | 0.0036519 | 0.0053148 | 0.0061089 | 0.0068726 | 0.0077222 | 0.0012921 | 0.0021923 | 0.0030961 | 0.0039145 | 0.0047327 | 0.0054735 | 0.0061828
SCE | GWh | Commercial | Com - Warehouse (Refrigerated) | Lighting | Yes | Lighting - LED Plug-In Indoor Fixture - Emerging | 0.015773 | 0.019994 | 0.024845 | 0.02978 | 0.035684 | 0.002329 | 0.0026149 | 0.0033088 | 0.0041276 | 0.0050761 | 0.0059494 | 0.0068622
SCE | GWh | Commercial | Com - Warehouse (Refrigerated) | Lighting | No | Lighting - Cold Cathode Lamp | 0.0075724 | 0.0076565 | 0.0077489 | 0.0077792 | 0.007879 | 0 | 0 | 0 | 0 | 0 | 0 | 0
SCE | GWh | Commercial | Com - Warehouse (Refrigerated) | Lighting | No | Lighting - Compact Fluorescent Fixture (Indoor) | 0.09697 | 0.096963 | 0.097778 | 0.098352 | 0.09975 | 0 | 0 | 0 | 0 | 0 | 0 | 0
SCE | GWh | Commercial | Com - Warehouse (Refrigerated) | Lighting | No | Lighting - Compact Fluorescent Lamp (Basic High - Indoor) | 0.0088966 | 0.007533 | 0.0066444 | 0.0060794 | 0.0058181 | 0 | 0 | 0 | 0 | 0 | 0 | 0
SCE | GWh | Commercial | Com - Warehouse (Refrigerated) | Lighting | No | Lighting - Compact Fluorescent Lamp (Basic Low - Indoor) | 0.073292 | 0.063401 | 0.057553 | 0.053738 | 0.052419 | 0 | 0 | 0 | 0 | 0 | 0 | 0
SCE | GWh | Commercial | Com - Warehouse (Refrigerated) | Lighting | No | Lighting - Halogen Lamp (A-Line) | 0.0094935 | 0.011014 | 0.010407 | 0.011617 | 0.01142 | 0 | 0 | 0 | 0 | 0 | 0 | 0
SCE | GWh | Commercial | Com - Warehouse (Refrigerated) | Lighting | No | Lighting - Halogen Lamp (Reflector) | 0.0029331 | 0.0034508 | 0.0030655 | 0.0034215 | 0.0031672 | 0.0033963 | 0.0032718 | 0.0033915 | 0.0033943 | 0.0034929 | 0.0035221 | 0.0035871
SCE | GWh | Commercial | Com - Warehouse (Refrigerated) | Lighting | No | Lighting - High Bay HID to T5 | 0 | 0.01216 | 0.012508 | 0.012481 | 0.012808 | 0.01237 | 0.011781 | 0.011752 | 0.011239 | 0.011506 | 0.011234 | 0.011245
SCE | GWh | Commercial | Com - Warehouse (Refrigerated) | Lighting | No | Lighting - Induction Fixture (Indoor) | 0.012009 | 0.012281 | 0.012576 | 0.012767 | 0.013087 | 0.013156 | 0.01316 | 0.013355 | 0.013376 | 0.013671 | 0.013772 | 0.013968
SCE | GWh | Commercial | Com - Warehouse (Refrigerated) | Lighting | No | Lighting - Induction Fixture (Outdoor) | 0.00339 | 0.0045865 | 0.0045836 | 0.0046338 | 0.0047185 | 0.0047126 | 0.0046853 | 0.0047236 | 0.0047027 | 0.0047746 | 0.0047829 | 0.0048247
SCE | GWh | Commercial | Com - Warehouse (Refrigerated) | Lighting | No | Lighting - Linear Fluorescent Delamping | 0.0017763 | 0.0017019 | 0.0015267 | 0.0011821 | 0.00065944 | 0 | 0 | 0 | 0 | 0 | 0 | 0
SCE | GWh | Commercial | Com - Warehouse (Refrigerated) | Lighting | No | Lighting - Linear Fluorescent Fixture (Low Wattage T8) | 0.092272 | 0.11065 | 0.12849 | 0.14435 | 0.16021 | 0.17144 | 0.17981 | 0.1883 | 0.19264 | 0.19857 | 0.2003 | 0.20187
SCE | GWh | Commercial | Com - Warehouse (Refrigerated) | Lighting | No | Lighting - Low Bay HID to T5 | 0 | 0.0034858 | 0.0035852 | 0.0035769 | 0.00367 | 0.0035438 | 0.0033744 | 0.0033656 | 0.0032181 | 0.003294 | 0.0032157 | 0.0032183
SCE | GWh | Commercial | Com - Warehouse (Refrigerated) | Lighting | No | Lighting - Occupancy Sensor | 0 | 0 | 0 | 0 | 0 | 0 | 0.056807 | 0.055771 | 0.044435 | 0.034505 | 0.026069 | 0.021458
SCE | GWh | Commercial | Com - Warehouse (Refrigerated) | Lighting | No | Lighting - Plug-In Fixture (Compact Fluorescent) | 0.16485 | 0.16188 | 0.15983 | 0.15684 | 0.15661 | 0 | 0 | 0 | 0 | 0 | 0 | 0
SCE | GWh | Commercial | Com - Warehouse (Refrigerated) | Lighting | No | Lighting - Plug-In Fixture (Exterior) | 0.026658 | 0.034621 | 0.034843 | 0.03515 | 0.035832 | 0.03558 | 0.035121 | 0.035342 | 0.034961 | 0.035535 | 0.035453 | 0.035717
SCE | GWh | Commercial | Com - Warehouse (Refrigerated) | Lighting | No | Lighting - Plug-In Fixture (Induction) | 0.082684 | 0.084006 | 0.086082 | 0.087204 | 0.089367 | 0.088985 | 0.087937 | 0.088644 | 0.08765 | 0.089213 | 0.088914 | 0.08951
SCE | GWh | Commercial | Com - Warehouse (Refrigerated) | Lighting | No | Lighting - Plug-In Fixture (Linear Fluorescent) | 0.25993 | 0.27357 | 0.28446 | 0.2893 | 0.29636 | 0 | 0 | 0 | 0 | 0 | 0 | 0
SCE | GWh | Commercial | Com - Warehouse (Refrigerated) | Lighting | No | Lighting - Plug-In Fixture (MH Directional) | 0 | 0 | 0 | 0 | 0 | 0 | 0 | 0 | 0.022732 | 0.039752 | 0.040264 | 0.040413
SCE | GWh | Commercial | Com - Warehouse (Refrigerated) | Lighting | No | Lighting - Plug-In Fixture (PSMH with Electronic Ballast) | 0.075318 | 0.082383 | 0.082781 | 0.082963 | 0.083931 | 0.083246 | 0.082227 | 0.082425 | 0.081589 | 0.082423 | 0.082148 | 0.082484
SCE | GWh | Commercial | Com - Warehouse (Refrigerated) | Lighting | No | Lighting - Plug-In Fixture (PSMH) | 0.088227 | 0.0964 | 0.095935 | 0.095247 | 0.095452 | 0.093878 | 0.092032 | 0.091554 | 0.090029 | 0.090334 | 0.089525 | 0.089428
SCE | GWh | Commercial | Com - Warehouse (Refrigerated) | Service | No | HVAC - Comprehensive Rooftop Unit Quality Maintenance | 0.049482 | 0.04621 | 0.050641 | 0.054971 | 0.058954 | 0.062456 | 0.065196 | 0.066957 | 0.06755 | 0.06684 | 0.064726 | 0.06133
SCE | GWh | Commercial | Com - Warehouse (Refrigerated) | Service | No | Service - HVAC Fault Detection & Diagnositics | 0 | 0.017076 | 0.017554 | 0.017501 | 0.017939 | 0.017307 | 0.016465 | 0.016407 | 0.015675 | 0.016031 | 0.015638 | 0.01564
SCE | GWh | Commercial | Com - Warehouse (Refrigerated) | Service | No | Service - Retro-Commissioning (Electric) | 0.072382 | 0.055891 | 0.050049 | 0.04391 | 0.036408 | 0.029979 | 0.023498 | 0.01741 | 0.011904 | 0.0070411 | 0.0023041 | 0
SCE | GWh | Commercial | Com - Warehouse (Refrigerated) | WholeBlg | No | HVAC - Energy Management System | 0.064612 | 0.081679 | 0.072726 | 0.063417 | 0.056477 | 0.048416 | 0.041021 | 0.040561 | 0.039129 | 0.040334 | 0.039587 | 0.039791
SCE | GWh | Commercial | Com - Warehouse (Refrigerated) | WholeBlg | No | WholeBlg - Com RET Level 1 | 0.011481 | 0.019045 | 0.02713 | 0.035826 | 0.045173 | 0.055196 | 0.065874 | 0.077178 | 0.089024 | 0.10132 | 0.11392 | 0.12665
SCE | GWh | Commercial | Com - Warehouse (Refrigerated) | WholeBlg | No | WholeBlg - Com RET Level 2 | 0.064863 | 0.08128 | 0.099343 | 0.11892 | 0.13991 | 0.16216 | 0.18554 | 0.20978 | 0.23461 | 0.25964 | 0.28445 | 0.30856
SCE | MW | Commercial | Com - Assembly | AppPlug | No | AppPlug - Computer Monitor | 0.032944 | 0.062787 | 0.061556 | 0.062878 | 0.0091274 | 0.0088058 | 0.0083749 | 0.008344 | 0.0079698 | 0.0081496 | 0.0079481 | 0.0079481
SCE | MW | Commercial | Com - Assembly | AppPlug | No | AppPlug - Desktop Computer (Com - Power Management) | 0.013098 | 0.015935 | 0.015589 | 0.014917 | 0.01425 | 0.013146 | 0.011905 | 0.01102 | 0.0098965 | 0.0093503 | 0.0085316 | 0.0080101
SCE | MW | Commercial | Com - Assembly | AppPlug | No | AppPlug - Occupancy Sensor Plug Strip | 0 | 0.0051806 | 0.0077279 | 0.0089545 | 0.0096098 | 0.01006 | 0.0097076 | 0.010248 | 0.0098566 | 0.010484 | 0.0096998 | 0.0093272
SCE | MW | Commercial | Com - Assembly | BldgEnv | No | BldgEnv - Window Film | 0.078133 | 0.071747 | 0.078896 | 0.087681 | 0.095972 | 0.10246 | 0.1055 | 0.10634 | 0.10395 | 0.1001 | 0.092936 | 0.08354
SCE | MW | Commercial | Com - Assembly | HVAC | Yes | HVAC - Advanced Package Rooftop AC (> EER 12) - Emerging | 0 | 0 | 0.0019474 | 0.0049943 | 0.0089528 | 0.013723 | 0.019201 | 0.025363 | 0.032246 | 0.039824 | 0.048079 | 0.057023
SCE | MW | Commercial | Com - Assembly | HVAC | No | HVAC - Demand Controlled Ventilation | 0.03413 | 0.035557 | 0.039889 | 0.04352 | 0.046479 | 0.047673 | 0.047196 | 0.045738 | 0.042452 | 0.039116 | 0.034614 | 0.03039
SCE | MW | Commercial | Com - Assembly | HVAC | No | HVAC - Direct Evaporative Cooler | 0.18879 | 0.21983 | 0.25311 | 0.28795 | 0.32474 | 0.36155 | 0.39815 | 0.43552 | 0.47109 | 0.50703 | 0.53991 | 0.57091
SCE | MW | Commercial | Com - Assembly | HVAC | No | HVAC - EER Rated Package Rooftop AC (EER 11) | 0.1071 | 0.12281 | 0.13907 | 0.15495 | 0.1735 | 0.18952 | 0.2043 | 0.22123 | 0.23482 | 0.25217 | 0.26541 | 0.2795
SCE | MW | Commercial | Com - Assembly | HVAC | No | HVAC - EER Rated Package Rooftop HP (EER 11) | 0.073598 | 0.083236 | 0.092949 | 0.10248 | 0 | 0 | 0 | 0 | 0 | 0 | 0 | 0
SCE | MW | Commercial | Com - Assembly | HVAC | No | HVAC - Repair Duct System | 0.43966 | 0.38034 | 0.34985 | 0.30861 | 0 | 0 | 0 | 0 | 0 | 0 | 0 | 0
SCE | MW | Commercial | Com - Assembly | HVAC | No | HVAC - SEER Rated Package Rooftop AC (Recharge) | 0.47199 | 0.39847 | 0.35721 | 0.30822 | 0.25392 | 0.20029 | 0.14911 | 0.10284 | 0.062743 | 0.029176 | 0.0013012 | 0
SCE | MW | Commercial | Com - Assembly | HVAC | No | HVAC - SEER Rated Package Rooftop AC (SEER 14) | 0.12611 | 0.14998 | 0 | 0 | 0 | 0 | 0 | 0 | 0 | 0 | 0 | 0
SCE | MW | Commercial | Com - Assembly | HVAC | No | HVAC - SEER Rated Package Rooftop AC (SEER 15) | 0.31772 | 0.3734 | 0.19969 | 0.22492 | 0.25253 | 0.27559 | 0.29664 | 0.3207 | 0.33994 | 0.3644 | 0.38302 | 0.40279
SCE | MW | Commercial | Com - Assembly | HVAC | No | HVAC - SEER Rated Package Rooftop HP (SEER 14) | 0.041231 | 0.048891 | 0 | 0 | 0 | 0 | 0 | 0 | 0 | 0 | 0 | 0
SCE | MW | Commercial | Com - Assembly | HVAC | No | HVAC - SEER Rated Package Rooftop HP (SEER 15) | 0.15164 | 0.18026 | 0.097356 | 0.11058 | 0.12516 | 0.13746 | 0.14878 | 0.16174 | 0.17218 | 0.18543 | 0.19554 | 0.20625
SCE | MW | Commercial | Com - Assembly | HVAC | No | HVAC - SEER Rated Split System AC (SEER 14) | 0.063893 | 0.07286 | 0.08186 | 0 | 0 | 0 | 0 | 0 | 0 | 0 | 0 | 0
SCE | MW | Commercial | Com - Assembly | HVAC | No | HVAC - SEER Rated Split System AC (SEER 15) | 0.020661 | 0.027099 | 0.015814 | 0.019152 | 0.022922 | 0.026469 | 0.030002 | 0.034031 | 0.037737 | 0.042203 | 0.046196 | 0.050489
SCE | MW | Commercial | Com - Assembly | HVAC | No | HVAC - SEER Rated Split System HP (SEER 14) | 0.19076 | 0.22596 | 0.035348 | 0.040025 | 0.045154 | 0.049452 | 0.053383 | 0.057874 | 0.061462 | 0.066016 | 0.069473 | 0.073131
SCE | MW | Commercial | Com - Assembly | HVAC | No | HVAC - SEER Rated Split System HP (SEER 15) | 0.079031 | 0.093464 | 0.050259 | 0.056873 | 0.064155 | 0.07026 | 0.075854 | 0.08228 | 0.087427 | 0.094006 | 0.099009 | 0.10433
SCE | MW | Commercial | Com - Assembly | Lighting | Yes | Lighting - LED Fixture (Replacing T8) - Emerging | 0 | 0.028711 | 0.064984 | 0.11112 | 0.16892 | 0.23454 | 0.30638 | 0.39551 | 0.47977 | 0.58297 | 0.6788 | 0.77955
SCE | MW | Commercial | Com - Assembly | Lighting | Yes | Lighting - LED Lamp (Basic High - Indoor) - Emerging | 0.013209 | 0.021584 | 0.031831 | 0.035893 | 0.041217 | 0.0093077 | 0.013886 | 0.018815 | 0.023645 | 0.028716 | 0.033522 | 0.038288
SCE | MW | Commercial | Com - Assembly | Lighting | Yes | Lighting - LED Lamp (Basic Low - Indoor) - Emerging | 0.01194 | 0.019418 | 0.024102 | 0.027585 | 0.037112 | 0.0094878 | 0.013613 | 0.017994 | 0.022265 | 0.026836 | 0.03123 | 0.035597
SCE | MW | Commercial | Com - Assembly | Lighting | Yes | Lighting - LED Plug-In Indoor Fixture - Emerging | 0.0084951 | 0.010412 | 0.013092 | 0.016175 | 0.020206 | 0.0013951 | 0.0016577 | 0.0020047 | 0.0025381 | 0.0032225 | 0.0039101 | 0.0046753
SCE | MW | Commercial | Com - Assembly | Lighting | No | Lighting - Cold Cathode Lamp | 0.0020779 | 0.0021306 | 0.0021864 | 0.0022178 | 0.0022772 | 0 | 0 | 0 | 0 | 0 | 0 | 0
SCE | MW | Commercial | Com - Assembly | Lighting | No | Lighting - Compact Fluorescent Fixture (Indoor) | 0.6107 | 0.61596 | 0.62439 | 0.6309 | 0.64256 | 0 | 0 | 0 | 0 | 0 | 0 | 0
SCE | MW | Commercial | Com - Assembly | Lighting | No | Lighting - Compact Fluorescent Lamp (Basic High - Indoor) | 0.37846 | 0.35688 | 0.34525 | 0.34436 | 0.35577 | 0 | 0 | 0 | 0 | 0 | 0 | 0
SCE | MW | Commercial | Com - Assembly | Lighting | No | Lighting - Compact Fluorescent Lamp (Basic Low - Indoor) | 0.26528 | 0.24944 | 0.24466 | 0.2452 | 0.24626 | 0 | 0 | 0 | 0 | 0 | 0 | 0
SCE | MW | Commercial | Com - Assembly | Lighting | No | Lighting - Exit Fixture (LED) | 0 | 0 | 0.0038581 | 0.0039393 | 0.0035786 | 0.0035314 | 0.0027663 | 0.0023909 | 0.00036599 | 0 | 0 | 0
SCE | MW | Commercial | Com - Assembly | Lighting | No | Lighting - Halogen Lamp (A-Line) | 0.001129 | 0.001349 | 0.0013566 | 0.0014961 | 0.0015208 | 0 | 0 | 0 | 0 | 0 | 0 | 0
SCE | MW | Commercial | Com - Assembly | Lighting | No | Lighting - Halogen Lamp (Reflector) | 0.00051719 | 0.00062178 | 0.00053542 | 0.00059317 | 0.00055439 | 0.00059484 | 0.00058912 | 0.00060825 | 0.00060912 | 0.0006208 | 0.00062508 | 0.0006336
SCE | MW | Commercial | Com - Assembly | Lighting | No | Lighting - High Bay HID to T5 | 0 | 0 | 0 | 0 | 0.0054681 | 0.0069612 | 0.0071675 | 0.007364 | 0.0074073 | 0.0074928 | 0.0073883 | 0.0072725
SCE | MW | Commercial | Com - Assembly | Lighting | No | Lighting - Induction Fixture (Indoor) | 0.019786 | 0.020718 | 0.021651 | 0.022366 | 0.023282 | 0.023702 | 0.023963 | 0.024552 | 0.024783 | 0.025516 | 0.025856 | 0.026359
SCE | MW | Commercial | Com - Assembly | Lighting | No | Lighting - Induction Fixture (Outdoor) | 0.0058238 | 0.0078839 | 0.0078789 | 0.0079651 | 0.0081108 | 0.0081005 | 0.0080537 | 0.0081195 | 0.0080835 | 0.0082072 | 0.0082215 | 0.0082933
SCE | MW | Commercial | Com - Assembly | Lighting | No | Lighting - Linear Fluorescent Delamping | 0.00098341 | 0.00094495 | 0.00083878 | 0.00064521 | 0 | 0 | 0 | 0 | 0 | 0 | 0 | 0
SCE | MW | Commercial | Com - Assembly | Lighting | No | Lighting - Linear Fluorescent Fixture (Low Wattage T8) | 0.26665 | 0.31837 | 0.36416 | 0.40002 | 0.43386 | 0.45216 | 0.46215 | 0.4738 | 0.47508 | 0.48313 | 0.4817 | 0.48206
SCE | MW | Commercial | Com - Assembly | Lighting | No | Lighting - Low Bay HID to T5 | 0 | 0 | 0 | 0 | 0 | 0 | 0 | 0 | 0 | 0 | 0.0007562 | 0.0010308
SCE | MW | Commercial | Com - Assembly | Lighting | No | Lighting - Plug-In Fixture (Compact Fluorescent) | 0.13734 | 0.13825 | 0.13979 | 0.13996 | 0.14215 | 0 | 0 | 0 | 0 | 0 | 0 | 0
SCE | MW | Commercial | Com - Assembly | Lighting | No | Lighting - Plug-In Fixture (Linear Fluorescent) | 0 | 0.1422 | 0.2637 | 0.27778 | 0.29018 | 0 | 0 | 0 | 0 | 0 | 0 | 0
SCE | MW | Commercial | Com - Assembly | Lighting | No | Lighting - Plug-In Fixture (PSMH with Electronic Ballast) | 0 | 0 | 0 | 0 | 0.033864 | 0.056635 | 0.057834 | 0.05902 | 0.058705 | 0.059408 | 0.05893 | 0.05889
SCE | MW | Commercial | Com - Assembly | Lighting | No | Lighting - Plug-In Fixture (PSMH) | 0.083832 | 0.097637 | 0.096969 | 0.096389 | 0.093527 | 0.08606 | 0.082757 | 0.081704 | 0.079523 | 0.07973 | 0.078594 | 0.078339
SCE | MW | Commercial | Com - Assembly | SHW | No | SHW - EF Rated Instantaneous Water Heater (Electric) | 0.00073639 | 0.00086888 | 0.0010025 | 0.0011244 | 0.0012554 | 0.001352 | 0.0014316 | 0.0015261 | 0.0015882 | 0.00168 | 0.0017361 | 0.0017992
SCE | MW | Commercial | Com - Assembly | SHW | No | SHW - EF Rated Storage Water Heater (Electric) | 0.00066536 | 0.00077153 | 0 | 0 | 0 | 0 | 0 | 0 | 0 | 0 | 0 | 0
SCE | MW | Commercial | Com - Assembly | Service | No | HVAC - Comprehensive Rooftop Unit Quality Maintenance | 6.2221e-08 | 5.8107e-08 | 6.3678e-08 | 6.9123e-08 | 7.4131e-08 | 7.8535e-08 | 8.198e-08 | 8.4194e-08 | 8.494e-08 | 8.4048e-08 | 8.1389e-08 | 7.7119e-08
SCE | MW | Commercial | Com - Assembly | Service | No | Service - HVAC Fault Detection & Diagnositics | 0 | 7.2311e-05 | 7.4335e-05 | 7.411e-05 | 7.5966e-05 | 7.3293e-05 | 6.9724e-05 | 6.9481e-05 | 6.6378e-05 | 6.7889e-05 | 6.6221e-05 | 6.6231e-05
SCE | MW | Commercial | Com - Assembly | Service | No | Service - Retro-Commissioning (Electric) | 0.00069362 | 0.00053559 | 0.00047961 | 0.00042078 | 0.00034889 | 0.00028729 | 0.00022518 | 0.00016684 | 0.00011408 | 6.7474e-05 | 2.208e-05 | 0
SCE | MW | Commercial | Com - Assembly | WholeBlg | No | HVAC - Energy Management System | 5.1206e-05 | 6.4732e-05 | 5.7636e-05 | 5.0259e-05 | 4.4759e-05 | 3.837e-05 | 3.251e-05 | 3.2146e-05 | 3.1011e-05 | 3.1965e-05 | 3.1374e-05 | 3.1535e-05
SCE | MW | Commercial | Com - Assembly | WholeBlg | No | WholeBlg - Com NC Level 2 | 0.0022778 | 0 | 0 | 0 | 0 | 0 | 0 | 0 | 0 | 0 | 0 | 0
SCE | MW | Commercial | Com - Assembly | WholeBlg | No | WholeBlg - Com NC Level 3 | 0.003309 | 0 | 0 | 0 | 0 | 0 | 0 | 0 | 0 | 0 | 0 | 0
SCE | MW | Commercial | Com - Assembly | WholeBlg | No | WholeBlg - Com RET Level 1 | 0.16465 | 0.22434 | 0.2879 | 0.35556 | 0.42723 | 0.50293 | 0.58225 | 0.66495 | 0.75037 | 0.84135 | 0.93566 | 1.034
SCE | MW | Commercial | Com - Assembly | WholeBlg | No | WholeBlg - Com RET Level 2 | 0.33942 | 0.46226 | 0.59426 | 0.73674 | 0.88882 | 1.0516 | 1.2235 | 1.4048 | 1.593 | 1.7828 | 1.9718 | 2.1571
SCE | MW | Commercial | Com - Education (Community College) | AppPlug | No | AppPlug - Computer Monitor | 0.011281 | 0.0215 | 0.021078 | 0.021531 | 0.0031255 | 0.0030153 | 0.0028678 | 0.0028572 | 0.0027291 | 0.0027906 | 0.0027216 | 0.0027216
SCE | MW | Commercial | Com - Education (Community College) | AppPlug | No | AppPlug - Desktop Computer (Com - Power Management) | 0.0045222 | 0.0054937 | 0.0053754 | 0.0051444 | 0.0049143 | 0.0045338 | 0.0041057 | 0.0037997 | 0.0034116 | 0.003222 | 0.002939 | 0.0027583
SCE | MW | Commercial | Com - Education (Community College) | AppPlug | No | AppPlug - Occupancy Sensor Plug Strip | 0 | 0.001774 | 0.0026462 | 0.0030663 | 0.0032906 | 0.0034447 | 0.0033241 | 0.0035093 | 0.0033751 | 0.0035901 | 0.0033215 | 0.0031939
SCE | MW | Commercial | Com - Education (Community College) | BldgEnv | No | BldgEnv - Window Film | 0 | 3.2061e-05 | 0.00017142 | 0.00034637 | 0 | 0 | 0 | 0 | 0 | 0 | 0 | 0
SCE | MW | Commercial | Com - Education (Community College) | FoodServ | No | FoodServ - Electric Griddle | 0.00038433 | 0.00039333 | 0.00040261 | 0.00040891 | 0 | 0.00040099 | 0.00040654 | 0.00041683 | 0.00042158 | 0.00043215 | 0.00043692 | 0.00044365
SCE | MW | Commercial | Com - Education (Community College) | FoodServ | No | FoodServ - Electric Steamer | 0.0008161 | 0.00083653 | 0.00085774 | 0.00087089 | 0.00089242 | 0.00089537 | 0.00089365 | 0.00090529 | 0.00090419 | 0.00092251 | 0.00092667 | 0.00093785
SCE | MW | Commercial | Com - Education (Community College) | FoodServ | No | FoodServ - Fryer (Electric) | 1.7396e-05 | 1.7757e-05 | 1.8125e-05 | 1.8355e-05 | 1.873e-05 | 1.8802e-05 | 1.8798e-05 | 1.9012e-05 | 1.9023e-05 | 1.9347e-05 | 1.9452e-05 | 1.967e-05
SCE | MW | Commercial | Com - Education (Community College) | FoodServ | No | FoodServ - Oven (Electric) | 0.0071904 | 0.0073846 | 0.0075824 | 0.0077157 | 0.0079147 | 0.00797 | 0.0079884 | 0.0081084 | 0.008131 | 0.0083011 | 0.0083646 | 0.0084809
SCE | MW | Commercial | Com - Education (Community College) | HVAC | No | HVAC - Chiller (Centrifugal) | 0.0087025 | 0.010484 | 0.012379 | 0.014359 | 0.015082 | 0.017077 | 0.019104 | 0.021127 | 0.023137 | 0.025084 | 0.026971 | 0.028755
SCE | MW | Commercial | Com - Education (Community College) | HVAC | No | HVAC - Chiller (Reciprocating) | 0.01365 | 0.016529 | 0.019552 | 0.022558 | 0.025867 | 0.028797 | 0.03157 | 0.034677 | 0.037295 | 0.040456 | 0.042977 | 0.04558
SCE | MW | Commercial | Com - Education (Community College) | HVAC | No | HVAC - Demand Controlled Ventilation | 0.0072819 | 0.0075869 | 0.008511 | 0.0092855 | 0.0099172 | 0.010173 | 0.010072 | 0.009762 | 0.0090624 | 0.0083522 | 0.0073927 | 0.0064921
SCE | MW | Commercial | Com - Education (Community College) | HVAC | No | HVAC - Direct Evaporative Cooler | 0.034206 | 0.039686 | 0.045492 | 0.051503 | 0.057795 | 0.06403 | 0.070185 | 0.076433 | 0.082344 | 0.088296 | 0.093729 | 0.098856
SCE | MW | Commercial | Com - Education (Community College) | HVAC | No | HVAC - EER Rated Package Rooftop AC (EER 11) | 0.024125 | 0.027653 | 0.031338 | 0.034944 | 0 | 0.041757 | 0.045183 | 0.049154 | 0.05235 | 0.056384 | 0.059448 | 0.062699
SCE | MW | Commercial | Com - Education (Community College) | HVAC | No | HVAC - EER Rated Package Rooftop HP (EER 11) | 0.011751 | 0.013309 | 0.014883 | 0.016424 | 0 | 0 | 0 | 0 | 0 | 0 | 0 | 0
SCE | MW | Commercial | Com - Education (Community College) | HVAC | No | HVAC - Repair Duct System | 0.084488 | 0.072632 | 0.066364 | 0.058184 | 0 | 0 | 0 | 0 | 0 | 0 | 0 | 0
SCE | MW | Commercial | Com - Education (Community College) | HVAC | No | HVAC - SEER Rated Package Rooftop AC (Recharge) | 0.090038 | 0.075525 | 0.067342 | 0.057806 | 0 | 0 | 0 | 0 | 0.022668 | 0.018944 | 0.010908 | 0.0033798
SCE | MW | Commercial | Com - Education (Community College) | HVAC | No | HVAC - SEER Rated Package Rooftop AC (SEER 14) | 0.020826 | 0.024768 | 0 | 0 | 0 | 0 | 0 | 0 | 0 | 0 | 0 | 0
SCE | MW | Commercial | Com - Education (Community College) | HVAC | No | HVAC - SEER Rated Package Rooftop AC (SEER 15) | 0.06472 | 0.075977 | 0.040616 | 0.045735 | 0.051336 | 0.056017 | 0.060294 | 0.065177 | 0.069088 | 0.074055 | 0.077842 | 0.081863
SCE | MW | Commercial | Com - Education (Community College) | HVAC | No | HVAC - SEER Rated Package Rooftop HP (SEER 14) | 0.0066806 | 0.0079044 | 0 | 0 | 0 | 0 | 0 | 0 | 0 | 0 | 0 | 0
SCE | MW | Commercial | Com - Education (Community College) | HVAC | No | HVAC - SEER Rated Package Rooftop HP (SEER 15) | 0.024552 | 0.029115 | 0.015697 | 0.017785 | 0.020101 | 0.022008 | 0.023741 | 0.025765 | 0.02735 | 0.029437 | 0.030985 | 0.032651
SCE | MW | Commercial | Com - Education (Community College) | HVAC | No | HVAC - SEER Rated Split System AC (SEER 14) | 0.011396 | 0.012994 | 0.014619 | 0 | 0 | 0 | 0 | 0 | 0 | 0 | 0 | 0
SCE | MW | Commercial | Com - Education (Community College) | HVAC | No | HVAC - SEER Rated Split System AC (SEER 15) | 0.0047798 | 0.0062721 | 0.003667 | 0.0044487 | 0.0053389 | 0.0061743 | 0.0070079 | 0.0079702 | 0.0088534 | 0.0099358 | 0.0109 | 0.011947
SCE | MW | Commercial | Com - Education (Community College) | HVAC | No | HVAC - SEER Rated Split System HP (SEER 14) | 0.035726 | 0.042231 | 0.0065975 | 0.00746 | 0.0084059 | 0.0091933 | 0.0099111 | 0.010733 | 0.011385 | 0.012218 | 0.012847 | 0.013513
SCE | MW | Commercial | Com - Education (Community College) | HVAC | No | HVAC - SEER Rated Split System HP (SEER 15) | 0.01465 | 0.017292 | 0.0092868 | 0.010494 | 0.011821 | 0.012927 | 0.013935 | 0.015095 | 0.016016 | 0.017198 | 0.018089 | 0.019038
SCE | MW | Commercial | Com - Education (Community College) | Lighting | Yes | Lighting - LED Fixture (Replacing T8) - Emerging | 0 | 0.019906 | 0.044432 | 0.075409 | 0.11427 | 0.15794 | 0.20544 | 0.265 | 0.32061 | 0.39012 | 0.45414 | 0.52622
SCE | MW | Commercial | Com - Education (Community College) | Lighting | Yes | Lighting - LED Lamp (Basic High - Indoor) - Emerging | 0.0017809 | 0.0020393 | 0.0033614 | 0.0051001 | 0.0076449 | 0.0013825 | 0.0018238 | 0.0022927 | 0.0027397 | 0.0031959 | 0.00361 | 0.0040058
SCE | MW | Commercial | Com - Education (Community College) | Lighting | Yes | Lighting - LED Lamp (Basic Low - Indoor) - Emerging | 0.0018626 | 0.0028845 | 0.0036746 | 0.0043021 | 0.0050078 | 0.00086301 | 0.00095377 | 0.0016032 | 0.0022126 | 0.0028095 | 0.0033519 | 0.0038676
SCE | MW | Commercial | Com - Education (Community College) | Lighting | Yes | Lighting - LED Plug-In Indoor Fixture - Emerging | 0.0043094 | 0.005422 | 0.006818 | 0.0083308 | 0.010228 | 0.00068546 | 0.00078922 | 0.00096107 | 0.0012078 | 0.00151 | 0.0017996 | 0.0021128
SCE | MW | Commercial | Com - Education (Community College) | Lighting | No | Lighting - Cold Cathode Lamp | 0.00052752 | 0.00055915 | 0.00056923 | 0.00057901 | 0.00059596 | 0 | 0 | 0 | 0 | 0 | 0 | 0
SCE | MW | Commercial | Com - Education (Community College) | Lighting | No | Lighting - Compact Fluorescent Fixture (Indoor) | 0.33825 | 0.34106 | 0.34573 | 0.34932 | 0.35579 | 0 | 0 | 0 | 0 | 0 | 0 | 0
SCE | MW | Commercial | Com - Education (Community College) | Lighting | No | Lighting - Compact Fluorescent Lamp (Basic High - Indoor) | 0.021829 | 0.022148 | 0.022445 | 0.022425 | 0.023047 | 0 | 0 | 0 | 0 | 0 | 0 | 0
SCE | MW | Commercial | Com - Education (Community College) | Lighting | No | Lighting - Compact Fluorescent Lamp (Basic Low - Indoor) | 0.050396 | 0.045086 | 0.041181 | 0.038215 | 0.036606 | 0 | 0 | 0 | 0 | 0 | 0 | 0
SCE | MW | Commercial | Com - Education (Community College) | Lighting | No | Lighting - Exit Fixture (LED) | 0 | 0 | 0.001379 | 0.0014109 | 0.0012753 | 0.0012574 | 0.00097089 | 0.00082992 | 7.302e-05 | 0 | 0 | 0
SCE | MW | Commercial | Com - Education (Community College) | Lighting | No | Lighting - Halogen Lamp (A-Line) | 0.00056862 | 0.00066781 | 0.00061961 | 0.0007022 | 0.00067855 | 0 | 0 | 0 | 0 | 0 | 0 | 0
SCE | MW | Commercial | Com - Education (Community College) | Lighting | No | Lighting - Halogen Lamp (Reflector) | 0.0001696 | 0.00020234 | 0.00017801 | 0.00020141 | 0.00018394 | 0.0002002 | 0.00019026 | 0.00020025 | 0.00019649 | 0.00020137 | 0.00020535 | 0.0002084
SCE | MW | Commercial | Com - Education (Community College) | Lighting | No | Lighting - High Bay HID to T5 | 0 | 0 | 0 | 0 | 0 | 0.0019306 | 0.00184 | 0.0018368 | 0.0017577 | 0.0018007 | 0.0017589 | 0.0017615
SCE | MW | Commercial | Com - Education (Community College) | Lighting | No | Lighting - Induction Fixture (Indoor) | 0.0070909 | 0.0077232 | 0.0083615 | 0.0089102 | 0.0095332 | 0.0099339 | 0.010243 | 0.01068 | 0.010936 | 0.01141 | 0.011682 | 0.012016
SCE | MW | Commercial | Com - Education (Community College) | Lighting | No | Lighting - Induction Fixture (Outdoor) | 0.0019942 | 0.0026997 | 0.0026979 | 0.0027275 | 0.0027773 | 0.0027738 | 0.0027578 | 0.0027803 | 0.002768 | 0.0028104 | 0.0028153 | 0.0028399
SCE | MW | Commercial | Com - Education (Community College) | Lighting | No | Lighting - Light Sensor | 0 | 0 | 0 | 0 | 0.00097088 | 0.0010063 | 0.0010087 | 0.0010425 | 0.0014842 | 0.0012826 | 0.0011219 | 0.0010636
SCE | MW | Commercial | Com - Education (Community College) | Lighting | No | Lighting - Linear Fluorescent Delamping | 0.00042177 | 0.00040544 | 0.00035946 | 0.0002763 | 0 | 0 | 0 | 0 | 0 | 0 | 0 | 0
SCE | MW | Commercial | Com - Education (Community College) | Lighting | No | Lighting - Linear Fluorescent Fixture (Low Wattage T8) | 0.24747 | 0.28398 | 0.3146 | 0.33588 | 0.35578 | 0.36306 | 0.3648 | 0.36975 | 0.36747 | 0.37207 | 0.37013 | 0.36813
SCE | MW | Commercial | Com - Education (Community College) | Lighting | No | Lighting - Plug-In Fixture (Compact Fluorescent) | 0.056505 | 0.056166 | 0.056052 | 0.055471 | 0.055806 | 0 | 0 | 0 | 0 | 0 | 0 | 0
SCE | MW | Commercial | Com - Education (Community College) | Lighting | No | Lighting - Plug-In Fixture (Induction) | 0 | 0 | 0 | 0 | 0 | 0 | 0 | 0 | 0 | 0 | 0.0093077 | 0.0114
SCE | MW | Commercial | Com - Education (Community College) | Lighting | No | Lighting - Plug-In Fixture (Linear Fluorescent) | 0 | 0 | 0 | 0 | 0.096981 | 0 | 0 | 0 | 0 | 0 | 0 | 0
SCE | MW | Commercial | Com - Education (Community College) | Lighting | No | Lighting - Plug-In Fixture (PSMH with Electronic Ballast) | 0 | 0 | 0.020019 | 0.022814 | 0.023834 | 0.023769 | 0.023434 | 0.023403 | 0.022973 | 0.023063 | 0.020834 | 0.020229
SCE | MW | Commercial | Com - Education (Community College) | Lighting | No | Lighting - Plug-In Fixture (PSMH) | 0.031016 | 0.0349 | 0.032287 | 0.030326 | 0.030185 | 0.02951 | 0.028738 | 0.028554 | 0.027893 | 0.027989 | 0.026485 | 0.024701
SCE | MW | Commercial | Com - Education (Community College) | SHW | No | SHW - EF Rated Instantaneous Water Heater (Electric) | 0.00011508 | 0.00013586 | 0.0001568 | 0.00017582 | 0.00019628 | 0.00021125 | 0.00022354 | 0.00023821 | 0.00024777 | 0.00026204 | 0.00027069 | 0.00028047
SCE | MW | Commercial | Com - Education (Community College) | SHW | No | SHW - EF Rated Storage Water Heater (Electric) | 9.1783e-05 | 0.00010621 | 0 | 0 | 0 | 0 | 0 | 0 | 0 | 0 | 0 | 0
SCE | MW | Commercial | Com - Education (Community College) | Service | No | HVAC - Comprehensive Rooftop Unit Quality Maintenance | 2.1306e-08 | 1.9897e-08 | 2.1805e-08 | 2.3669e-08 | 2.5384e-08 | 2.6892e-08 | 2.8072e-08 | 2.883e-08 | 2.9086e-08 | 2.878e-08 | 2.787e-08 | 2.6408e-08
SCE | MW | Commercial | Com - Education (Community College) | Service | No | Service - HVAC Fault Detection & Diagnositics | 0 | 2.4761e-05 | 2.5454e-05 | 2.5377e-05 | 2.6013e-05 | 2.5097e-05 | 2.3875e-05 | 2.3792e-05 | 2.2729e-05 | 2.3247e-05 | 2.2676e-05 | 2.2679e-05
SCE | MW | Commercial | Com - Education (Community College) | Service | No | Service - Retro-Commissioning (Electric) | 0.00023751 | 0.0001834 | 0.00016423 | 0.00014409 | 0.00011947 | 9.8374e-05 | 7.7106e-05 | 5.7131e-05 | 3.9063e-05 | 2.3105e-05 | 7.5607e-06 | 0
SCE | MW | Commercial | Com - Education (Community College) | WholeBlg | No | HVAC - Energy Management System | 1.7534e-05 | 2.2166e-05 | 1.9736e-05 | 1.721e-05 | 1.5327e-05 | 1.3139e-05 | 1.1132e-05 | 1.1007e-05 | 1.0619e-05 | 1.0946e-05 | 1.0743e-05 | 1.0798e-05
SCE | MW | Commercial | Com - Education (Community College) | WholeBlg | No | WholeBlg - Com NC Level 2 | 0.00077998 | 0 | 0 | 0 | 0 | 0 | 0 | 0 | 0 | 0 | 0 | 0
SCE | MW | Commercial | Com - Education (Community College) | WholeBlg | No | WholeBlg - Com NC Level 3 | 0.0011331 | 0 | 0 | 0 | 0 | 0 | 0 | 0 | 0 | 0 | 0 | 0
SCE | MW | Commercial | Com - Education (Community College) | WholeBlg | No | WholeBlg - Com RET Level 1 | 0.035153 | 0.047923 | 0.061528 | 0.076022 | 0.091385 | 0.10762 | 0.12464 | 0.14239 | 0.16071 | 0.17947 | 0.19844 | 0.2176
SCE | MW | Commercial | Com - Education (Community College) | WholeBlg | No | WholeBlg - Com RET Level 2 | 0.07837 | 0.10674 | 0.13727 | 0.17027 | 0.20554 | 0.24334 | 0.2833 | 0.3255 | 0.36936 | 0.41483 | 0.46097 | 0.50739
SCE | MW | Commercial | Com - Education (Primary School) | AppPlug | No | AppPlug - Computer Monitor | 0.019352 | 0.03808 | 0.037288 | 0.0381 | 0 | 0 | 0 | 0 | 0 | 0 | 0 | 0
SCE | MW | Commercial | Com - Education (Primary School) | AppPlug | No | AppPlug - Desktop Computer (Com - Power Management) | 0.010615 | 0.012339 | 0.01219 | 0.011753 | 0.011253 | 0.010404 | 0.0094209 | 0.0086569 | 0.0077226 | 0.0071911 | 0.0064859 | 0.0060032
SCE | MW | Commercial | Com - Education (Primary School) | AppPlug | No | AppPlug - Occupancy Sensor Plug Strip | 0 | 0.0031489 | 0.0046973 | 0.0054428 | 0.0058411 | 0.0061146 | 0.0059006 | 0.0062293 | 0.0059912 | 0.0063727 | 0.0058959 | 0.0056694
SCE | MW | Commercial | Com - Education (Primary School) | BldgEnv | No | BldgEnv - Window Film | 0 | 0 | 0.012344 | 0.027363 | 0.041126 | 0.053057 | 0.06154 | 0.06985 | 0.075897 | 0.08276 | 0.085745 | 0.085998
SCE | MW | Commercial | Com - Education (Primary School) | FoodServ | No | FoodServ - Electric Griddle | 0.0078455 | 0.0080292 | 0.0082187 | 0.0083473 | 0 | 0.0081856 | 0.0082988 | 0.008509 | 0.008606 | 0.0088217 | 0.0089191 | 0.0090564
SCE | MW | Commercial | Com - Education (Primary School) | FoodServ | No | FoodServ - Electric Steamer | 0.0031387 | 0.0032173 | 0.0032989 | 0.0033494 | 0.0034322 | 0.0034436 | 0.003437 | 0.0034817 | 0.0034775 | 0.003548 | 0.003564 | 0.003607
SCE | MW | Commercial | Com - Education (Primary School) | FoodServ | No | FoodServ - Fryer (Electric) | 8.6461e-05 | 8.8258e-05 | 9.0086e-05 | 9.1228e-05 | 9.3092e-05 | 9.345e-05 | 9.3432e-05 | 9.4493e-05 | 9.455e-05 | 9.6157e-05 | 9.6681e-05 | 9.7762e-05
SCE | MW | Commercial | Com - Education (Primary School) | FoodServ | No | FoodServ - Oven (Electric) | 0.002911 | 0.0029896 | 0.0030697 | 0.0031236 | 0.0032042 | 0.0032266 | 0.003234 | 0.0032826 | 0.0032918 | 0.0033606 | 0.0033863 | 0.0034334
SCE | MW | Commercial | Com - Education (Primary School) | HVAC | No | HVAC - Direct Evaporative Cooler | 0.069259 | 0.08055 | 0.092796 | 0.10575 | 0.11955 | 0.1335 | 0.14749 | 0.162 | 0.17601 | 0.19044 | 0.20386 | 0.21674
SCE | MW | Commercial | Com - Education (Primary School) | HVAC | No | HVAC - EER Rated Package Rooftop AC (EER 11) | 0.038002 | 0.043395 | 0.049002 | 0.054479 | 0 | 0 | 0 | 0 | 0 | 0 | 0 | 0
SCE | MW | Commercial | Com - Education (Primary School) | HVAC | No | HVAC - EER Rated Package Rooftop HP (EER 11) | 0.0084444 | 0.0095524 | 0.010675 | 0.011784 | 0 | 0 | 0 | 0 | 0 | 0 | 0 | 0
SCE | MW | Commercial | Com - Education (Primary School) | HVAC | No | HVAC - Repair Duct System | 0.07745 | 0.066372 | 0.060454 | 0.052857 | 0 | 0 | 0 | 0 | 0 | 0 | 0 | 0
SCE | MW | Commercial | Com - Education (Primary School) | HVAC | No | HVAC - SEER Rated Package Rooftop AC (Recharge) | 0.079612 | 0.066374 | 0.058888 | 0.050379 | 0 | 0 | 0 | 0 | 0 | 0 | 0 | 0
SCE | MW | Commercial | Com - Education (Primary School) | HVAC | No | HVAC - SEER Rated Package Rooftop AC (SEER 14) | 0.036829 | 0.04375 | 0 | 0 | 0 | 0 | 0 | 0 | 0 | 0 | 0 | 0
SCE | MW | Commercial | Com - Education (Primary School) | HVAC | No | HVAC - SEER Rated Package Rooftop AC (SEER 15) | 0.11993 | 0.14073 | 0.075162 | 0.08457 | 0.094847 | 0.10344 | 0.11128 | 0.12021 | 0.12737 | 0.13643 | 0.14334 | 0.15067
SCE | MW | Commercial | Com - Education (Primary School) | HVAC | No | HVAC - SEER Rated Package Rooftop HP (SEER 14) | 0.0049041 | 0.0058033 | 0 | 0 | 0 | 0 | 0 | 0 | 0 | 0 | 0 | 0
SCE | MW | Commercial | Com - Education (Primary School) | HVAC | No | HVAC - SEER Rated Package Rooftop HP (SEER 15) | 0.017903 | 0.021207 | 0.011422 | 0.012943 | 0.014619 | 0.016028 | 0.017322 | 0.018807 | 0.02 | 0.02152 | 0.022679 | 0.023911
SCE | MW | Commercial | Com - Education (Primary School) | HVAC | No | HVAC - SEER Rated Split System AC (SEER 14) | 0.024157 | 0.027506 | 0.030868 | 0 | 0 | 0 | 0 | 0 | 0 | 0 | 0 | 0
SCE | MW | Commercial | Com - Education (Primary School) | HVAC | No | HVAC - SEER Rated Split System AC (SEER 15) | 0.0086192 | 0.011318 | 0.0066085 | 0.0080027 | 0.009576 | 0.011046 | 0.012505 | 0.014167 | 0.015683 | 0.017511 | 0.019129 | 0.020866
SCE | MW | Commercial | Com - Education (Primary School) | HVAC | No | HVAC - SEER Rated Split System HP (SEER 14) | 0.026447 | 0.031239 | 0.0048767 | 0.0055159 | 0.0062115 | 0.0068025 | 0.0073463 | 0.0079572 | 0.0084532 | 0.0090658 | 0.0095395 | 0.010034
SCE | MW | Commercial | Com - Education (Primary School) | HVAC | No | HVAC - SEER Rated Split System HP (SEER 15) | 0.012523 | 0.014755 | 0.0079101 | 0.0089304 | 0.010046 | 0.010987 | 0.011849 | 0.012829 | 0.013619 | 0.014612 | 0.015373 | 0.016176
SCE | MW | Commercial | Com - Education (Primary School) | Lighting | Yes | Lighting - LED Fixture (Replacing T8) - Emerging | 0 | 0 | 0.0418 | 0.086733 | 0.14324 | 0.206 | 0.27284 | 0.35553 | 0.43111 | 0.52503 | 0.61045 | 0.71293
SCE | MW | Commercial | Com - Education (Primary School) | Lighting | Yes | Lighting - LED Lamp (Basic High - Indoor) - Emerging | 0.0028121 | 0.0032235 | 0.0053446 | 0.0081554 | 0.012332 | 0.0022497 | 0.0029863 | 0.0037708 | 0.0045169 | 0.0052798 | 0.0059711 | 0.0066326
SCE | MW | Commercial | Com - Education (Primary School) | Lighting | Yes | Lighting - LED Lamp (Basic Low - Indoor) - Emerging | 0.0029692 | 0.0046154 | 0.0059719 | 0.0070301 | 0.0082326 | 0.0014262 | 0.0015831 | 0.0026441 | 0.0036529 | 0.004646 | 0.0055504 | 0.0064131
SCE | MW | Commercial | Com - Education (Primary School) | Lighting | Yes | Lighting - LED Plug-In Indoor Fixture - Emerging | 0.00036432 | 0.00045887 | 0.00057767 | 0.00070647 | 0.00086831 | 5.822e-05 | 6.7049e-05 | 8.1561e-05 | 0.00010237 | 0.00012791 | 0.00015229 | 0.00017868
SCE | MW | Commercial | Com - Education (Primary School) | Lighting | No | Lighting - Cold Cathode Lamp | 5.1966e-06 | 5.3278e-06 | 5.4672e-06 | 5.5484e-06 | 5.6965e-06 | 0 | 0 | 0 | 0 | 0 | 0 | 0
SCE | MW | Commercial | Com - Education (Primary School) | Lighting | No | Lighting - Compact Fluorescent Fixture (Indoor) | 0.55864 | 0.56402 | 0.57221 | 0.57839 | 0.58938 | 0 | 0 | 0 | 0 | 0 | 0 | 0
SCE | MW | Commercial | Com - Education (Primary School) | Lighting | No | Lighting - Compact Fluorescent Lamp (Basic High - Indoor) | 0.037036 | 0.037617 | 0.038164 | 0.038055 | 0.039055 | 0 | 0 | 0 | 0 | 0 | 0 | 0
SCE | MW | Commercial | Com - Education (Primary School) | Lighting | No | Lighting - Compact Fluorescent Lamp (Basic Low - Indoor) | 0.082833 | 0.074537 | 0.068334 | 0.063583 | 0.061016 | 0 | 0 | 0 | 0 | 0 | 0 | 0
SCE | MW | Commercial | Com - Education (Primary School) | Lighting | No | Lighting - Exit Fixture (LED) | 0 | 0 | 0.0018211 | 0.0018636 | 0.0016838 | 0.0016601 | 0.0012802 | 0.0010933 | 9.0005e-05 | 0 | 0 | 0
SCE | MW | Commercial | Com - Education (Primary School) | Lighting | No | Lighting - Halogen Lamp (A-Line) | 0.0010084 | 0.001179 | 0.0011013 | 0.0012411 | 0.001207 | 0 | 0 | 0 | 0 | 0 | 0 | 0
SCE | MW | Commercial | Com - Education (Primary School) | Lighting | No | Lighting - Halogen Lamp (Reflector) | 0.00030469 | 0.00036166 | 0.00031931 | 0.00035947 | 0.00032994 | 0.00035714 | 0.00034113 | 0.000357 | 0.00035231 | 0.00036209 | 0.00036786 | 0.00037376
SCE | MW | Commercial | Com - Education (Primary School) | Lighting | No | Lighting - High Bay HID to T5 | 0 | 0 | 0 | 0 | 0 | 0 | 0 | 0 | 0 | 0 | 0.0023131 | 0.0023169
SCE | MW | Commercial | Com - Education (Primary School) | Lighting | No | Lighting - Induction Fixture (Indoor) | 0.013417 | 0.014714 | 0.016022 | 0.017157 | 0.018433 | 0.019273 | 0.019928 | 0.020828 | 0.021365 | 0.022325 | 0.022882 | 0.023557
SCE | MW | Commercial | Com - Education (Primary School) | Lighting | No | Lighting - Induction Fixture (Outdoor) | 0.0035399 | 0.0047921 | 0.004789 | 0.0048415 | 0.00493 | 0.0049238 | 0.0048953 | 0.0049353 | 0.0049134 | 0.0049886 | 0.0049973 | 0.005041
SCE | MW | Commercial | Com - Education (Primary School) | Lighting | No | Lighting - Light Sensor | 0 | 0 | 0 | 0 | 0 | 0 | 0 | 0 | 0 | 0 | 0 | 0.00090549
SCE | MW | Commercial | Com - Education (Primary School) | Lighting | No | Lighting - Linear Fluorescent Delamping | 2.3469e-05 | 2.2584e-05 | 1.9967e-05 | 1.5326e-05 | 0 | 0 | 0 | 0 | 0 | 0 | 0 | 0
SCE | MW | Commercial | Com - Education (Primary School) | Lighting | No | Lighting - Linear Fluorescent Fixture (Low Wattage T8) | 0.32352 | 0.37086 | 0.4112 | 0.439 | 0.46486 | 0.47401 | 0.47597 | 0.4822 | 0.47902 | 0.48488 | 0.48222 | 0.47525
SCE | MW | Commercial | Com - Education (Primary School) | Lighting | No | Lighting - Plug-In Fixture (Compact Fluorescent) | 0.0047935 | 0.0047672 | 0.004759 | 0.004709 | 0.0047376 | 0 | 0 | 0 | 0 | 0 | 0 | 0
SCE | MW | Commercial | Com - Education (Primary School) | Lighting | No | Lighting - Plug-In Fixture (Induction) | 0 | 0 | 0 | 0 | 0 | 0 | 0 | 0 | 0 | 0 | 0.00046345 | 0.00055129
SCE | MW | Commercial | Com - Education (Primary School) | Lighting | No | Lighting - Plug-In Fixture (Linear Fluorescent) | 0 | 0 | 0 | 0 | 0.0082294 | 0 | 0 | 0 | 0 | 0 | 0 | 0
SCE | MW | Commercial | Com - Education (Primary School) | Lighting | No | Lighting - Plug-In Fixture (PSMH with Electronic Ballast) | 0 | 0 | 0.0010741 | 0.001833 | 0.001944 | 0.0019655 | 0.0019535 | 0.0019601 | 0.0019288 | 0.00194 | 0.0018618 | 0.0018619
SCE | MW | Commercial | Com - Education (Primary School) | Lighting | No | Lighting - Plug-In Fixture (PSMH) | 0.0026279 | 0.0030254 | 0.0028917 | 0.002698 | 0.0026652 | 0.002583 | 0.0025015 | 0.0024788 | 0.0024167 | 0.002424 | 0.0023446 | 0.0022649
SCE | MW | Commercial | Com - Education (Primary School) | SHW | No | SHW - EF Rated Instantaneous Water Heater (Electric) | 0.00017834 | 0.00021098 | 0.00024397 | 0.00027407 | 0.00030645 | 0.00033031 | 0.00034997 | 0.00037333 | 0.00038868 | 0.00041139 | 0.00042524 | 0.00044084
SCE | MW | Commercial | Com - Education (Primary School) | SHW | No | SHW - EF Rated Storage Water Heater (Electric) | 0.00014308 | 0.0001658 | 0 | 0 | 0 | 0 | 0 | 0 | 0 | 0 | 0 | 0
SCE | MW | Commercial | Com - Education (Primary School) | Service | No | HVAC - Comprehensive Rooftop Unit Quality Maintenance | 3.782e-08 | 3.5319e-08 | 3.8705e-08 | 4.2015e-08 | 4.5059e-08 | 4.7736e-08 | 4.983e-08 | 5.1176e-08 | 5.1629e-08 | 5.1087e-08 | 4.9471e-08 | 4.6875e-08
SCE | MW | Commercial | Com - Education (Primary School) | Service | No | Service - HVAC Fault Detection & Diagnositics | 0 | 4.3953e-05 | 4.5183e-05 | 4.5047e-05 | 4.6175e-05 | 4.455e-05 | 4.238e-05 | 4.2233e-05 | 4.0347e-05 | 4.1265e-05 | 4.0251e-05 | 4.0258e-05
SCE | MW | Commercial | Com - Education (Primary School) | Service | No | Service - Retro-Commissioning (Electric) | 0.00042161 | 0.00032555 | 0.00029152 | 0.00025577 | 0.00021207 | 0.00017462 | 0.00013687 | 0.00010141 | 6.934e-05 | 4.1013e-05 | 1.3421e-05 | 0
SCE | MW | Commercial | Com - Education (Primary School) | WholeBlg | No | HVAC - Energy Management System | 3.1125e-05 | 3.9346e-05 | 3.5033e-05 | 3.0549e-05 | 2.7206e-05 | 2.3323e-05 | 1.9761e-05 | 1.9539e-05 | 1.8849e-05 | 1.943e-05 | 1.907e-05 | 1.9168e-05
SCE | MW | Commercial | Com - Education (Primary School) | WholeBlg | No | WholeBlg - Com NC Level 2 | 0.0013845 | 0 | 0 | 0 | 0 | 0 | 0 | 0 | 0 | 0 | 0 | 0
SCE | MW | Commercial | Com - Education (Primary School) | WholeBlg | No | WholeBlg - Com NC Level 3 | 0.0020113 | 0 | 0 | 0 | 0 | 0 | 0 | 0 | 0 | 0 | 0 | 0
SCE | MW | Commercial | Com - Education (Primary School) | WholeBlg | No | WholeBlg - Com RET Level 1 | 0.060659 | 0.083217 | 0.10737 | 0.13319 | 0.16065 | 0.18975 | 0.22033 | 0.25228 | 0.28531 | 0.31918 | 0.35345 | 0.38778
SCE | MW | Commercial | Com - Education (Primary School) | WholeBlg | No | WholeBlg - Com RET Level 2 | 0.14549 | 0.19823 | 0.25504 | 0.31657 | 0.38242 | 0.45308 | 0.52781 | 0.60683 | 0.68898 | 0.77424 | 0.86079 | 0.94848
SCE | MW | Commercial | Com - Education (Relocatable Classroom) | AppPlug | No | AppPlug - Computer Monitor | 0.019352 | 0.03808 | 0.037288 | 0.0381 | 0 | 0 | 0 | 0 | 0 | 0 | 0 | 0
SCE | MW | Commercial | Com - Education (Relocatable Classroom) | AppPlug | No | AppPlug - Desktop Computer (Com - Power Management) | 0.0080273 | 0.0097518 | 0.0095417 | 0.0091317 | 0.0087233 | 0.0080479 | 0.007288 | 0.0067448 | 0.0060559 | 0.0057193 | 0.005217 | 0.0048962
SCE | MW | Commercial | Com - Education (Relocatable Classroom) | AppPlug | No | AppPlug - Occupancy Sensor Plug Strip | 0 | 0.0031489 | 0.0046973 | 0.0054428 | 0.0058411 | 0.0061146 | 0.0059006 | 0.0062293 | 0.0059912 | 0.0063727 | 0.0058959 | 0.0056694
SCE | MW | Commercial | Com - Education (Relocatable Classroom) | BldgEnv | No | BldgEnv - Window Film | 0 | 1.2207e-05 | 5.411e-05 | 0.00011011 | 0 | 0 | 0 | 0 | 0 | 0 | 0 | 0
SCE | MW | Commercial | Com - Education (Relocatable Classroom) | FoodServ | No | FoodServ - Electric Griddle | 0.0078455 | 0.0080292 | 0.0082187 | 0.0083473 | 0 | 0.0081856 | 0.0082988 | 0.008509 | 0.008606 | 0.0088217 | 0.0089191 | 0.0090564
SCE | MW | Commercial | Com - Education (Relocatable Classroom) | FoodServ | No | FoodServ - Electric Steamer | 0.0031387 | 0.0032173 | 0.0032989 | 0.0033494 | 0.0034322 | 0.0034436 | 0.003437 | 0.0034817 | 0.0034775 | 0.003548 | 0.003564 | 0.003607
SCE | MW | Commercial | Com - Education (Relocatable Classroom) | FoodServ | No | FoodServ - Fryer (Electric) | 8.6461e-05 | 8.8258e-05 | 9.0086e-05 | 9.1228e-05 | 9.3092e-05 | 9.345e-05 | 9.3432e-05 | 9.4493e-05 | 9.455e-05 | 9.6157e-05 | 9.6681e-05 | 9.7762e-05
SCE | MW | Commercial | Com - Education (Relocatable Classroom) | FoodServ | No | FoodServ - Oven (Electric) | 0.002911 | 0.0029896 | 0.0030697 | 0.0031236 | 0.0032042 | 0.0032266 | 0.003234 | 0.0032826 | 0.0032918 | 0.0033606 | 0.0033863 | 0.0034334
SCE | MW | Commercial | Com - Education (Relocatable Classroom) | HVAC | No | HVAC - Demand Controlled Ventilation | 0.0072441 | 0.0075592 | 0.0084772 | 0.0092477 | 0.0098792 | 0.01014 | 0.010048 | 0.0097559 | 0.0090745 | 0.0083854 | 0.0074408 | 0.0065516
SCE | MW | Commercial | Com - Education (Relocatable Classroom) | HVAC | No | HVAC - Repair Duct System | 0.14787 | 0.1269 | 0.11574 | 0.10132 | 0 | 0 | 0 | 0 | 0 | 0 | 0 | 0
SCE | MW | Commercial | Com - Education (Relocatable Classroom) | HVAC | No | HVAC - SEER Rated Package Rooftop AC (Recharge) | 0.15636 | 0.13106 | 0.11677 | 0.10028 | 0 | 0 | 0 | 0 | 0 | 0 | 0 | 0
SCE | MW | Commercial | Com - Education (Relocatable Classroom) | HVAC | No | HVAC - SEER Rated Package Rooftop AC (SEER 14) | 0.072282 | 0.086093 | 0 | 0 | 0 | 0 | 0 | 0 | 0 | 0 | 0 | 0
SCE | MW | Commercial | Com - Education (Relocatable Classroom) | HVAC | No | HVAC - SEER Rated Package Rooftop AC (SEER 15) | 0.13836 | 0.16192 | 0.086282 | 0.097058 | 0.10863 | 0.1187 | 0.12805 | 0.1383 | 0.14688 | 0.15704 | 0.1652 | 0.17359
SCE | MW | Commercial | Com - Education (Relocatable Classroom) | HVAC | No | HVAC - SEER Rated Package Rooftop HP (SEER 14) | 0.0081917 | 0.0096943 | 0 | 0 | 0 | 0 | 0 | 0 | 0 | 0 | 0 | 0
SCE | MW | Commercial | Com - Education (Relocatable Classroom) | HVAC | No | HVAC - SEER Rated Package Rooftop HP (SEER 15) | 0.059357 | 0.070545 | 0.038056 | 0.043139 | 0.048781 | 0.053427 | 0.057649 | 0.062585 | 0.06645 | 0.071544 | 0.07532 | 0.079387
SCE | MW | Commercial | Com - Education (Relocatable Classroom) | HVAC | No | HVAC - SEER Rated Split System AC (SEER 14) | 0.051248 | 0.060069 | 0.069186 | 0 | 0 | 0 | 0 | 0 | 0 | 0 | 0 | 0
SCE | MW | Commercial | Com - Education (Relocatable Classroom) | HVAC | No | HVAC - SEER Rated Split System AC (SEER 15) | 0.013291 | 0.017996 | 0.010751 | 0.013281 | 0.016159 | 0.018963 | 0.021823 | 0.025084 | 0.028186 | 0.031865 | 0.03526 | 0.038892
SCE | MW | Commercial | Com - Education (Relocatable Classroom) | HVAC | No | HVAC - SEER Rated Split System HP (SEER 14) | 0.053518 | 0.063254 | 0.0098728 | 0.011166 | 0.012572 | 0.013769 | 0.014871 | 0.016106 | 0.017111 | 0.018348 | 0.019307 | 0.020307
SCE | MW | Commercial | Com - Education (Relocatable Classroom) | HVAC | No | HVAC - SEER Rated Split System HP (SEER 15) | 0.0226 | 0.026658 | 0.014296 | 0.016151 | 0.018171 | 0.019891 | 0.021475 | 0.023257 | 0.024708 | 0.026502 | 0.027894 | 0.029349
SCE | MW | Commercial | Com - Education (Relocatable Classroom) | Lighting | Yes | Lighting - LED Fixture (Replacing T8) - Emerging | 0 | 0.014501 | 0.058014 | 0.1044 | 0.16335 | 0.22927 | 0.30041 | 0.38907 | 0.47149 | 0.57458 | 0.66926 | 0.7777
SCE | MW | Commercial | Com - Education (Relocatable Classroom) | Lighting | Yes | Lighting - LED Lamp (Basic High - Indoor) - Emerging | 0.0033586 | 0.0038673 | 0.0063508 | 0.0095986 | 0.014316 | 0.0025759 | 0.0033855 | 0.0042465 | 0.0050669 | 0.0059065 | 0.0066676 | 0.007396
SCE | MW | Commercial | Com - Education (Relocatable Classroom) | Lighting | Yes | Lighting - LED Lamp (Basic Low - Indoor) - Emerging | 0.0034929 | 0.0054062 | 0.0068601 | 0.008031 | 0.0093466 | 0.0016094 | 0.0017771 | 0.0029805 | 0.0040999 | 0.0051975 | 0.0061926 | 0.0071393
SCE | MW | Commercial | Com - Education (Relocatable Classroom) | Lighting | Yes | Lighting - LED Plug-In Indoor Fixture - Emerging | 0.00036775 | 0.00046326 | 0.00058348 | 0.0007138 | 0.00087774 | 5.8866e-05 | 6.7814e-05 | 8.2505e-05 | 0.00010335 | 0.00012907 | 0.0001537 | 0.00018042
SCE | MW | Commercial | Com - Education (Relocatable Classroom) | Lighting | No | Lighting - Cold Cathode Lamp | 7.1012e-06 | 7.2727e-06 | 7.4483e-06 | 7.5429e-06 | 7.7239e-06 | 0 | 0 | 0 | 0 | 0 | 0 | 0
SCE | MW | Commercial | Com - Education (Relocatable Classroom) | Lighting | No | Lighting - Compact Fluorescent Fixture (Indoor) | 0.62621 | 0.63245 | 0.64204 | 0.64932 | 0.66198 | 0 | 0 | 0 | 0 | 0 | 0 | 0
SCE | MW | Commercial | Com - Education (Relocatable Classroom) | Lighting | No | Lighting - Compact Fluorescent Lamp (Basic High - Indoor) | 0.041177 | 0.041833 | 0.042367 | 0.042334 | 0.043496 | 0 | 0 | 0 | 0 | 0 | 0 | 0
SCE | MW | Commercial | Com - Education (Relocatable Classroom) | Lighting | No | Lighting - Compact Fluorescent Lamp (Basic Low - Indoor) | 0.093689 | 0.083781 | 0.076537 | 0.071017 | 0.068039 | 0 | 0 | 0 | 0 | 0 | 0 | 0
SCE | MW | Commercial | Com - Education (Relocatable Classroom) | Lighting | No | Lighting - Exit Fixture (LED) | 0 | 0 | 0.0024873 | 0.0025184 | 0.0023365 | 0.0023149 | 0.001919 | 0.0017282 | 0.00066627 | 0.00012338 | 0 | 1.8062e-05
SCE | MW | Commercial | Com - Education (Relocatable Classroom) | Lighting | No | Lighting - Halogen Lamp (A-Line) | 0.001008 | 0.0011765 | 0.0011019 | 0.001239 | 0.001208 | 0 | 0 | 0 | 0 | 0 | 0 | 0
SCE | MW | Commercial | Com - Education (Relocatable Classroom) | Lighting | No | Lighting - Halogen Lamp (Reflector) | 0.00030616 | 0.00036266 | 0.00032066 | 0.00036026 | 0.00033133 | 0.00035785 | 0.00034251 | 0.00035763 | 0.00035374 | 0.0003641 | 0.00036919 | 0.00037534
SCE | MW | Commercial | Com - Education (Relocatable Classroom) | Lighting | No | Lighting - High Bay HID to T5 | 0 | 0 | 0 | 0 | 0.003047 | 0.0029451 | 0.0028068 | 0.0028018 | 0.0026812 | 0.0027466 | 0.0026828 | 0.0026867
SCE | MW | Commercial | Com - Education (Relocatable Classroom) | Lighting | No | Lighting - Induction Fixture (Indoor) | 0.010998 | 0.011597 | 0.012193 | 0.01266 | 0.013236 | 0.013524 | 0.013714 | 0.014088 | 0.01425 | 0.014699 | 0.014916 | 0.015225
SCE | MW | Commercial | Com - Education (Relocatable Classroom) | Lighting | No | Lighting - Induction Fixture (Outdoor) | 0.0035399 | 0.0047921 | 0.004789 | 0.0048415 | 0.00493 | 0.0049238 | 0.0048953 | 0.0049353 | 0.0049134 | 0.0049886 | 0.0049973 | 0.005041
SCE | MW | Commercial | Com - Education (Relocatable Classroom) | Lighting | No | Lighting - Linear Fluorescent Delamping | 2.4274e-05 | 2.3341e-05 | 2.0676e-05 | 1.5885e-05 | 0 | 0 | 0 | 0 | 0 | 0 | 0 | 0
SCE | MW | Commercial | Com - Education (Relocatable Classroom) | Lighting | No | Lighting - Linear Fluorescent Fixture (Low Wattage T8) | 0.36602 | 0.41763 | 0.46353 | 0.49577 | 0.52591 | 0.53677 | 0.53919 | 0.54652 | 0.54279 | 0.54955 | 0.54633 | 0.54204
SCE | MW | Commercial | Com - Education (Relocatable Classroom) | Lighting | No | Lighting - Low Bay HID to T5 | 0 | 0 | 0 | 0 | 0 | 0 | 0 | 0 | 0 | 0 | 0.00072342 | 0.0007392
SCE | MW | Commercial | Com - Education (Relocatable Classroom) | Lighting | No | Lighting - Plug-In Fixture (Compact Fluorescent) | 0.0048612 | 0.0048359 | 0.0048288 | 0.0047793 | 0.0048091 | 0 | 0 | 0 | 0 | 0 | 0 | 0
SCE | MW | Commercial | Com - Education (Relocatable Classroom) | Lighting | No | Lighting - Plug-In Fixture (Induction) | 0 | 0 | 0 | 0 | 0 | 0 | 0 | 0 | 0 | 0 | 0 | 0.00033796
SCE | MW | Commercial | Com - Education (Relocatable Classroom) | Lighting | No | Lighting - Plug-In Fixture (Linear Fluorescent) | 0 | 0 | 0 | 0 | 0.0037543 | 0 | 0 | 0 | 0 | 0 | 0 | 0
SCE | MW | Commercial | Com - Education (Relocatable Classroom) | Lighting | No | Lighting - Plug-In Fixture (PSMH with Electronic Ballast) | 0 | 0 | 0 | 0.00063317 | 0.0018261 | 0.0020209 | 0.0020135 | 0.002015 | 0.0019793 | 0.0019892 | 0.0019643 | 0.0018862
SCE | MW | Commercial | Com - Education (Relocatable Classroom) | Lighting | No | Lighting - Plug-In Fixture (PSMH) | 0.0027522 | 0.003164 | 0.0031388 | 0.0030198 | 0.0028358 | 0.0026392 | 0.0025701 | 0.0025637 | 0.0025105 | 0.0025244 | 0.0024913 | 0.0023895
SCE | MW | Commercial | Com - Education (Relocatable Classroom) | SHW | No | SHW - EF Rated Instantaneous Water Heater (Electric) | 0.00034341 | 0.0004064 | 0.00047041 | 0.00052882 | 0.000592 | 0.00063809 | 0.00067586 | 0.00072131 | 0.00075071 | 0.00079526 | 0.00082194 | 0.00085238
SCE | MW | Commercial | Com - Education (Relocatable Classroom) | SHW | No | SHW - EF Rated Storage Water Heater (Electric) | 0.00029873 | 0.00034727 | 0 | 0 | 0 | 0 | 0 | 0 | 0 | 0 | 0 | 0
SCE | MW | Commercial | Com - Education (Relocatable Classroom) | Service | No | HVAC - Comprehensive Rooftop Unit Quality Maintenance | 3.782e-08 | 3.5319e-08 | 3.8705e-08 | 4.2015e-08 | 4.5059e-08 | 4.7736e-08 | 4.983e-08 | 5.1176e-08 | 5.1629e-08 | 5.1087e-08 | 4.9471e-08 | 4.6875e-08
SCE | MW | Commercial | Com - Education (Relocatable Classroom) | Service | No | Service - HVAC Fault Detection & Diagnositics | 0 | 4.3953e-05 | 4.5183e-05 | 4.5047e-05 | 4.6175e-05 | 4.455e-05 | 4.238e-05 | 4.2233e-05 | 4.0347e-05 | 4.1265e-05 | 4.0251e-05 | 4.0258e-05
SCE | MW | Commercial | Com - Education (Relocatable Classroom) | Service | No | Service - Retro-Commissioning (Electric) | 0.00042161 | 0.00032555 | 0.00029152 | 0.00025577 | 0.00021207 | 0.00017462 | 0.00013687 | 0.00010141 | 6.934e-05 | 4.1013e-05 | 1.3421e-05 | 0
SCE | MW | Commercial | Com - Education (Relocatable Classroom) | WholeBlg | No | HVAC - Energy Management System | 3.1125e-05 | 3.9346e-05 | 3.5033e-05 | 3.0549e-05 | 2.7206e-05 | 2.3323e-05 | 1.9761e-05 | 1.9539e-05 | 1.8849e-05 | 1.943e-05 | 1.907e-05 | 1.9168e-05
SCE | MW | Commercial | Com - Education (Relocatable Classroom) | WholeBlg | No | WholeBlg - Com NC Level 2 | 0.0013845 | 0 | 0 | 0 | 0 | 0 | 0 | 0 | 0 | 0 | 0 | 0
SCE | MW | Commercial | Com - Education (Relocatable Classroom) | WholeBlg | No | WholeBlg - Com NC Level 3 | 0.0020113 | 0 | 0 | 0 | 0 | 0 | 0 | 0 | 0 | 0 | 0 | 0
SCE | MW | Commercial | Com - Education (Relocatable Classroom) | WholeBlg | No | WholeBlg - Com RET Level 1 | 0.056177 | 0.076686 | 0.098561 | 0.12189 | 0.14664 | 0.17281 | 0.20027 | 0.22893 | 0.25853 | 0.28886 | 0.31954 | 0.35027
SCE | MW | Commercial | Com - Education (Relocatable Classroom) | WholeBlg | No | WholeBlg - Com RET Level 2 | 0.13683 | 0.18627 | 0.23944 | 0.29686 | 0.35824 | 0.42398 | 0.49347 | 0.56679 | 0.64298 | 0.72185 | 0.80186 | 0.88265
SCE | MW | Commercial | Com - Education (Secondary School) | AppPlug | No | AppPlug - Computer Monitor | 0.0096761 | 0.01904 | 0.018644 | 0.01905 | 0 | 0 | 0 | 0 | 0 | 0 | 0 | 0
SCE | MW | Commercial | Com - Education (Secondary School) | AppPlug | No | AppPlug - Desktop Computer (Com - Power Management) | 0.0052905 | 0.0061523 | 0.0060769 | 0.0058585 | 0.005609 | 0.0051856 | 0.0046957 | 0.0043152 | 0.0038498 | 0.0035855 | 0.0032343 | 0.0029941
SCE | MW | Commercial | Com - Education (Secondary School) | AppPlug | No | AppPlug - Occupancy Sensor Plug Strip | 0 | 0.0015745 | 0.0023486 | 0.0027214 | 0.0029206 | 0.0030573 | 0.0029503 | 0.0031146 | 0.0029956 | 0.0031863 | 0.0029479 | 0.0028347
SCE | MW | Commercial | Com - Education (Secondary School) | BldgEnv | No | BldgEnv - Window Film | 0 | 0.00019297 | 0.0020284 | 0.0042013 | 0 | 0 | 0 | 0 | 0.0011448 | 0.021114 | 0.025416 | 0.026379
SCE | MW | Commercial | Com - Education (Secondary School) | FoodServ | No | FoodServ - Electric Griddle | 0.0039228 | 0.0040146 | 0.0041093 | 0.0041737 | 0 | 0.0040928 | 0.0041494 | 0.0042545 | 0.004303 | 0.0044109 | 0.0044596 | 0.0045282
SCE | MW | Commercial | Com - Education (Secondary School) | FoodServ | No | FoodServ - Electric Steamer | 0.0015694 | 0.0016086 | 0.0016494 | 0.0016747 | 0.0017161 | 0.0017218 | 0.0017185 | 0.0017409 | 0.0017388 | 0.001774 | 0.001782 | 0.0018035
SCE | MW | Commercial | Com - Education (Secondary School) | FoodServ | No | FoodServ - Fryer (Electric) | 4.3231e-05 | 4.4129e-05 | 4.5043e-05 | 4.5614e-05 | 4.6546e-05 | 4.6725e-05 | 4.6716e-05 | 4.7247e-05 | 4.7275e-05 | 4.8079e-05 | 4.834e-05 | 4.8881e-05
SCE | MW | Commercial | Com - Education (Secondary School) | FoodServ | No | FoodServ - Oven (Electric) | 0.0014555 | 0.0014948 | 0.0015348 | 0.0015618 | 0.0016021 | 0.0016133 | 0.001617 | 0.0016413 | 0.0016459 | 0.0016803 | 0.0016932 | 0.0017167
SCE | MW | Commercial | Com - Education (Secondary School) | HVAC | No | HVAC - Chiller (Centrifugal) | 0.0051493 | 0.0062243 | 0.0073752 | 0.0085784 | 0.0087101 | 0.0099015 | 0.011124 | 0.012356 | 0.013593 | 0.014806 | 0.015995 | 0.017132
SCE | MW | Commercial | Com - Education (Secondary School) | HVAC | No | HVAC - Chiller (Reciprocating) | 0.0051627 | 0.0062674 | 0.0074363 | 0.0086094 | 0.0099095 | 0.011078 | 0.012198 | 0.013459 | 0.014544 | 0.01585 | 0.016919 | 0.018028
SCE | MW | Commercial | Com - Education (Secondary School) | HVAC | No | HVAC - Demand Controlled Ventilation | 0.0024461 | 0.0025501 | 0.0028603 | 0.0031205 | 0.0033331 | 0.0034198 | 0.0033872 | 0.0032855 | 0.0030526 | 0.0028166 | 0.0024958 | 0.0021942
SCE | MW | Commercial | Com - Education (Secondary School) | HVAC | No | HVAC - Direct Evaporative Cooler | 0.03714 | 0.043297 | 0.049999 | 0.057108 | 0.0647 | 0.072388 | 0.080107 | 0.088093 | 0.095792 | 0.10368 | 0.11099 | 0.11796
SCE | MW | Commercial | Com - Education (Secondary School) | HVAC | No | HVAC - EER Rated Package Rooftop AC (EER 11) | 0.021776 | 0.024921 | 0.028201 | 0.0314 | 0 | 0 | 0 | 0 | 0 | 0 | 0 | 0.03748
SCE | MW | Commercial | Com - Education (Secondary School) | HVAC | No | HVAC - EER Rated Package Rooftop HP (EER 11) | 0.0042306 | 0.0047811 | 0.0053387 | 0.0058879 | 0 | 0 | 0 | 0 | 0 | 0 | 0 | 0
SCE | MW | Commercial | Com - Education (Secondary School) | HVAC | No | HVAC - Repair Duct System | 0.039503 | 0.033758 | 0.030658 | 0.02673 | 0 | 0 | 0 | 0 | 0 | 0 | 0 | 0
SCE | MW | Commercial | Com - Education (Secondary School) | HVAC | No | HVAC - SEER Rated Package Rooftop AC (Recharge) | 0.038862 | 0.032429 | 0.028792 | 0.024643 | 0 | 0 | 0 | 0 | 0 | 0 | 0 | 0
SCE | MW | Commercial | Com - Education (Secondary School) | HVAC | No | HVAC - SEER Rated Package Rooftop AC (SEER 14) | 0.017903 | 0.021279 | 0 | 0 | 0 | 0 | 0 | 0 | 0 | 0 | 0 | 0
SCE | MW | Commercial | Com - Education (Secondary School) | HVAC | No | HVAC - SEER Rated Package Rooftop AC (SEER 15) | 0.059949 | 0.070324 | 0.037566 | 0.042268 | 0.047411 | 0.051696 | 0.055604 | 0.060069 | 0.063632 | 0.068164 | 0.07161 | 0.075269
SCE | MW | Commercial | Com - Education (Secondary School) | HVAC | No | HVAC - SEER Rated Package Rooftop HP (SEER 14) | 0.0024298 | 0.0028742 | 0 | 0 | 0 | 0 | 0 | 0 | 0 | 0 | 0 | 0
SCE | MW | Commercial | Com - Education (Secondary School) | HVAC | No | HVAC - SEER Rated Package Rooftop HP (SEER 15) | 0.0088794 | 0.010513 | 0.005662 | 0.0064165 | 0.0072469 | 0.0079466 | 0.0085894 | 0.0093253 | 0.0099176 | 0.01067 | 0.011245 | 0.011854
SCE | MW | Commercial | Com - Education (Secondary School) | HVAC | No | HVAC - SEER Rated Split System AC (SEER 14) | 0.011008 | 0.01251 | 0.014011 | 0 | 0 | 0 | 0 | 0 | 0 | 0 | 0 | 0
SCE | MW | Commercial | Com - Education (Secondary School) | HVAC | No | HVAC - SEER Rated Split System AC (SEER 15) | 0.0040865 | 0.0053512 | 0.0031179 | 0.0037674 | 0.0044989 | 0.0051786 | 0.0058505 | 0.0066155 | 0.0073097 | 0.0081485 | 0.0088878 | 0.0096815
SCE | MW | Commercial | Com - Education (Secondary School) | HVAC | No | HVAC - SEER Rated Split System HP (SEER 14) | 0.012947 | 0.01529 | 0.0023874 | 0.0027007 | 0.0030418 | 0.0033313 | 0.0035975 | 0.003897 | 0.0041398 | 0.0044405 | 0.0046725 | 0.0049152
SCE | MW | Commercial | Com - Education (Secondary School) | HVAC | No | HVAC - SEER Rated Split System HP (SEER 15) | 0.0062397 | 0.0073507 | 0.0039417 | 0.0044508 | 0.0050082 | 0.005477 | 0.0059068 | 0.0063961 | 0.0067896 | 0.0072861 | 0.007666 | 0.0080675
SCE | MW | Commercial | Com - Education (Secondary School) | Lighting | Yes | Lighting - LED Fixture (Replacing T8) - Emerging | 0 | 0 | 0.02379 | 0.049189 | 0.081196 | 0.11675 | 0.15463 | 0.20148 | 0.24449 | 0.29813 | 0.34703 | 0.4044
SCE | MW | Commercial | Com - Education (Secondary School) | Lighting | Yes | Lighting - LED Lamp (Basic High - Indoor) - Emerging | 0.0015944 | 0.0018296 | 0.0030265 | 0.0046088 | 0.0069479 | 0.0012636 | 0.0016738 | 0.0021104 | 0.0025259 | 0.0029508 | 0.0033358 | 0.0037044
SCE | MW | Commercial | Com - Education (Secondary School) | Lighting | Yes | Lighting - LED Lamp (Basic Low - Indoor) - Emerging | 0.001678 | 0.0026058 | 0.0033571 | 0.003947 | 0.0046156 | 0.00079851 | 0.00088533 | 0.0014803 | 0.0020431 | 0.0025967 | 0.0031004 | 0.0035806
SCE | MW | Commercial | Com - Education (Secondary School) | Lighting | Yes | Lighting - LED Plug-In Indoor Fixture - Emerging | 0.00014657 | 0.00018185 | 0.00022928 | 0.00028189 | 0.00034861 | 2.3813e-05 | 2.7983e-05 | 3.3749e-05 | 4.2637e-05 | 5.3863e-05 | 6.4912e-05 | 7.7058e-05
SCE | MW | Commercial | Com - Education (Secondary School) | Lighting | No | Lighting - Cold Cathode Lamp | 3.2497e-06 | 3.3292e-06 | 3.4123e-06 | 3.4585e-06 | 3.546e-06 | 0 | 0 | 0 | 0 | 0 | 0 | 0
SCE | MW | Commercial | Com - Education (Secondary School) | Lighting | No | Lighting - Compact Fluorescent Fixture (Indoor) | 0.31236 | 0.3154 | 0.32002 | 0.32352 | 0.32971 | 0 | 0 | 0 | 0 | 0 | 0 | 0
SCE | MW | Commercial | Com - Education (Secondary School) | Lighting | No | Lighting - Compact Fluorescent Lamp (Basic High - Indoor) | 0.02067 | 0.020994 | 0.021291 | 0.02124 | 0.021804 | 0 | 0 | 0 | 0 | 0 | 0 | 0
SCE | MW | Commercial | Com - Education (Secondary School) | Lighting | No | Lighting - Compact Fluorescent Lamp (Basic Low - Indoor) | 0.04641 | 0.041704 | 0.038202 | 0.035524 | 0.034076 | 0 | 0 | 0 | 0 | 0 | 0 | 0
SCE | MW | Commercial | Com - Education (Secondary School) | Lighting | No | Lighting - Exit Fixture (LED) | 0 | 0 | 0.00082387 | 0.00084616 | 0.00075792 | 0.00074619 | 0.00056061 | 0.00046899 | 0 | 0 | 0 | 0
SCE | MW | Commercial | Com - Education (Secondary School) | Lighting | No | Lighting - Halogen Lamp (A-Line) | 0.00050401 | 0.00058823 | 0.00055094 | 0.0006195 | 0.00060398 | 0 | 0 | 0 | 0 | 0 | 0 | 0
SCE | MW | Commercial | Com - Education (Secondary School) | Lighting | No | Lighting - Halogen Lamp (Reflector) | 0.00015308 | 0.00018133 | 0.00016033 | 0.00018013 | 0.00016567 | 0.00017892 | 0.00017125 | 0.00017881 | 0.00017687 | 0.00018205 | 0.00018459 | 0.00018767
SCE | MW | Commercial | Com - Education (Secondary School) | Lighting | No | Lighting - High Bay HID to T5 | 0 | 0 | 0 | 0 | 0 | 0 | 0 | 0 | 0.0013608 | 0.0013942 | 0.0013623 | 0.0013644
SCE | MW | Commercial | Com - Education (Secondary School) | Lighting | No | Lighting - Induction Fixture (Indoor) | 0.0067306 | 0.0074014 | 0.0080794 | 0.0086703 | 0.0093328 | 0.0097737 | 0.010119 | 0.010588 | 0.010872 | 0.01137 | 0.011661 | 0.012011
SCE | MW | Commercial | Com - Education (Secondary School) | Lighting | No | Lighting - Induction Fixture (Outdoor) | 0.00177 | 0.002396 | 0.0023945 | 0.0024207 | 0.002465 | 0.0024619 | 0.0024476 | 0.0024676 | 0.0024567 | 0.0024943 | 0.0024986 | 0.0025205
SCE | MW | Commercial | Com - Education (Secondary School) | Lighting | No | Lighting - Light Sensor | 0 | 0 | 0 | 0 | 0 | 0 | 0 | 0 | 0 | 0 | 0.00049839 | 0.00052815
SCE | MW | Commercial | Com - Education (Secondary School) | Lighting | No | Lighting - Linear Fluorescent Delamping | 1.193e-05 | 1.1476e-05 | 1.0156e-05 | 7.7977e-06 | 0 | 0 | 0 | 0 | 0 | 0 | 0 | 0
SCE | MW | Commercial | Com - Education (Secondary School) | Lighting | No | Lighting - Linear Fluorescent Fixture (Low Wattage T8) | 0.18647 | 0.2139 | 0.23727 | 0.25331 | 0.26829 | 0.27347 | 0.27444 | 0.27798 | 0.27596 | 0.27931 | 0.2776 | 0.2744
SCE | MW | Commercial | Com - Education (Secondary School) | Lighting | No | Lighting - Plug-In Fixture (Compact Fluorescent) | 0.0022214 | 0.0022265 | 0.0022406 | 0.0022315 | 0.0022555 | 0 | 0 | 0 | 0 | 0 | 0 | 0
SCE | MW | Commercial | Com - Education (Secondary School) | Lighting | No | Lighting - Plug-In Fixture (PSMH with Electronic Ballast) | 0 | 0 | 0 | 0 | 0 | 0 | 0.00051878 | 0.00084576 | 0.00086431 | 0.00089028 | 0.00089265 | 0.00089802
SCE | MW | Commercial | Com - Education (Secondary School) | Lighting | No | Lighting - Plug-In Fixture (PSMH) | 0.0013309 | 0.0016033 | 0.0015867 | 0.0015763 | 0.0015837 | 0.0015344 | 0.0014306 | 0.0013577 | 0.0013121 | 0.0013118 | 0.00129 | 0.0012847
SCE | MW | Commercial | Com - Education (Secondary School) | SHW | No | SHW - EF Rated Instantaneous Water Heater (Electric) | 0.000128 | 0.00015156 | 0.00017543 | 0.0001973 | 0.00022084 | 0.0002383 | 0.00025274 | 0.00026983 | 0.00028115 | 0.00029775 | 0.00030795 | 0.0003194
SCE | MW | Commercial | Com - Education (Secondary School) | SHW | No | SHW - EF Rated Storage Water Heater (Electric) | 0.00010217 | 0.00011845 | 0 | 0 | 0 | 0 | 0 | 0 | 0 | 0 | 0 | 0
SCE | MW | Commercial | Com - Education (Secondary School) | Service | No | HVAC - Comprehensive Rooftop Unit Quality Maintenance | 1.891e-08 | 1.766e-08 | 1.9353e-08 | 2.1007e-08 | 2.253e-08 | 2.3868e-08 | 2.4915e-08 | 2.5588e-08 | 2.5815e-08 | 2.5543e-08 | 2.4735e-08 | 2.3438e-08
SCE | MW | Commercial | Com - Education (Secondary School) | Service | No | Service - HVAC Fault Detection & Diagnositics | 0 | 2.1976e-05 | 2.2592e-05 | 2.2523e-05 | 2.3087e-05 | 2.2275e-05 | 2.119e-05 | 2.1116e-05 | 2.0173e-05 | 2.0632e-05 | 2.0126e-05 | 2.0129e-05
SCE | MW | Commercial | Com - Education (Secondary School) | Service | No | Service - Retro-Commissioning (Electric) | 0.0002108 | 0.00016278 | 0.00014576 | 0.00012788 | 0.00010603 | 8.7311e-05 | 6.8435e-05 | 5.0706e-05 | 3.467e-05 | 2.0506e-05 | 6.7104e-06 | 0
SCE | MW | Commercial | Com - Education (Secondary School) | WholeBlg | No | HVAC - Energy Management System | 1.5562e-05 | 1.9673e-05 | 1.7517e-05 | 1.5274e-05 | 1.3603e-05 | 1.1661e-05 | 9.8803e-06 | 9.7695e-06 | 9.4246e-06 | 9.7148e-06 | 9.5349e-06 | 9.5839e-06
SCE | MW | Commercial | Com - Education (Secondary School) | WholeBlg | No | WholeBlg - Com NC Level 2 | 0.00069226 | 0 | 0 | 0 | 0 | 0 | 0 | 0 | 0 | 0 | 0 | 0
SCE | MW | Commercial | Com - Education (Secondary School) | WholeBlg | No | WholeBlg - Com NC Level 3 | 0.0010057 | 0 | 0 | 0 | 0 | 0 | 0 | 0 | 0 | 0 | 0 | 0
SCE | MW | Commercial | Com - Education (Secondary School) | WholeBlg | No | WholeBlg - Com RET Level 1 | 0.031215 | 0.042668 | 0.054906 | 0.067985 | 0.081877 | 0.096598 | 0.11206 | 0.12822 | 0.14491 | 0.16205 | 0.17939 | 0.19679
SCE | MW | Commercial | Com - Education (Secondary School) | WholeBlg | No | WholeBlg - Com RET Level 2 | 0.07608 | 0.10367 | 0.13336 | 0.16552 | 0.19991 | 0.23681 | 0.27583 | 0.31708 | 0.35996 | 0.40447 | 0.44968 | 0.49551
SCE | MW | Commercial | Com - Education (University) | AppPlug | No | AppPlug - Computer Monitor | 0.010902 | 0.021453 | 0.021007 | 0.021464 | 0 | 0 | 0 | 0 | 0 | 0 | 0 | 0
SCE | MW | Commercial | Com - Education (University) | AppPlug | No | AppPlug - Desktop Computer (Com - Power Management) | 0.0045222 | 0.0054937 | 0.0053754 | 0.0051444 | 0.0049143 | 0.0045338 | 0.0041057 | 0.0037997 | 0.0034116 | 0.003222 | 0.002939 | 0.0027583
SCE | MW | Commercial | Com - Education (University) | AppPlug | No | AppPlug - Occupancy Sensor Plug Strip | 0 | 0.001774 | 0.0026462 | 0.0030663 | 0.0032906 | 0.0034447 | 0.0033241 | 0.0035093 | 0.0033751 | 0.0035901 | 0.0033215 | 0.0031939
SCE | MW | Commercial | Com - Education (University) | BldgEnv | No | BldgEnv - Window Film | 0 | 7.582e-05 | 0.00063047 | 0.0012955 | 0 | 0 | 0 | 0 | 0 | 0.00064008 | 0.0082262 | 0.0094882
SCE | MW | Commercial | Com - Education (University) | FoodServ | No | FoodServ - Electric Griddle | 0.00038433 | 0.00039333 | 0.00040261 | 0.00040891 | 0 | 0.00040099 | 0.00040654 | 0.00041683 | 0.00042158 | 0.00043215 | 0.00043692 | 0.00044365
SCE | MW | Commercial | Com - Education (University) | FoodServ | No | FoodServ - Electric Steamer | 0.0008161 | 0.00083653 | 0.00085774 | 0.00087089 | 0.00089242 | 0.00089537 | 0.00089365 | 0.00090529 | 0.00090419 | 0.00092251 | 0.00092667 | 0.00093785
SCE | MW | Commercial | Com - Education (University) | FoodServ | No | FoodServ - Fryer (Electric) | 1.7396e-05 | 1.7757e-05 | 1.8125e-05 | 1.8355e-05 | 1.873e-05 | 1.8802e-05 | 1.8798e-05 | 1.9012e-05 | 1.9023e-05 | 1.9347e-05 | 1.9452e-05 | 1.967e-05
SCE | MW | Commercial | Com - Education (University) | FoodServ | No | FoodServ - Oven (Electric) | 0.0071904 | 0.0073846 | 0.0075824 | 0.0077157 | 0.0079147 | 0.00797 | 0.0079884 | 0.0081084 | 0.008131 | 0.0083011 | 0.0083646 | 0.0084809
SCE | MW | Commercial | Com - Education (University) | HVAC | No | HVAC - Chiller (Centrifugal) | 0.008858 | 0.010706 | 0.012672 | 0.01472 | 0.015241 | 0.017274 | 0.019338 | 0.021392 | 0.023427 | 0.025392 | 0.027286 | 0.029066
SCE | MW | Commercial | Com - Education (University) | HVAC | No | HVAC - Chiller (Reciprocating) | 0.013574 | 0.016435 | 0.019431 | 0.022393 | 0.025645 | 0.028497 | 0.031174 | 0.034172 | 0.036663 | 0.039684 | 0.04205 | 0.044489
SCE | MW | Commercial | Com - Education (University) | HVAC | No | HVAC - EER Rated Package Rooftop AC (EER 11) | 0.024113 | 0.027651 | 0.031349 | 0.034971 | 0.039164 | 0.042751 | 0.046058 | 0.049884 | 0.052953 | 0.056914 | 0.05993 | 0.063163
SCE | MW | Commercial | Com - Education (University) | HVAC | No | HVAC - EER Rated Package Rooftop HP (EER 11) | 0.011686 | 0.013229 | 0.014789 | 0.016317 | 0 | 0 | 0 | 0 | 0 | 0 | 0 | 0
SCE | MW | Commercial | Com - Education (University) | HVAC | No | HVAC - Repair Duct System | 0.086628 | 0.074457 | 0.068012 | 0.059611 | 0 | 0 | 0 | 0 | 0 | 0 | 0 | 0
SCE | MW | Commercial | Com - Education (University) | HVAC | No | HVAC - SEER Rated Package Rooftop AC (Recharge) | 0.086465 | 0.072402 | 0.064464 | 0.055259 | 0 | 0 | 0 | 0 | 0 | 0 | 0 | 0.011421
SCE | MW | Commercial | Com - Education (University) | HVAC | No | HVAC - SEER Rated Package Rooftop AC (SEER 14) | 0.022252 | 0.026457 | 0 | 0 | 0 | 0 | 0 | 0 | 0 | 0 | 0 | 0
SCE | MW | Commercial | Com - Education (University) | HVAC | No | HVAC - SEER Rated Package Rooftop AC (SEER 15) | 0.064144 | 0.075272 | 0.040234 | 0.045327 | 0.050874 | 0.055573 | 0.059893 | 0.064768 | 0.068731 | 0.073661 | 0.077482 | 0.081501
SCE | MW | Commercial | Com - Education (University) | HVAC | No | HVAC - SEER Rated Package Rooftop HP (SEER 14) | 0.0066786 | 0.0079037 | 0 | 0 | 0 | 0 | 0 | 0 | 0 | 0 | 0 | 0
SCE | MW | Commercial | Com - Education (University) | HVAC | No | HVAC - SEER Rated Package Rooftop HP (SEER 15) | 0.024626 | 0.029228 | 0.015771 | 0.01788 | 0.020223 | 0.022151 | 0.023902 | 0.025953 | 0.027557 | 0.029674 | 0.031242 | 0.032932
SCE | MW | Commercial | Com - Education (University) | HVAC | No | HVAC - SEER Rated Split System AC (SEER 14) | 0.01414 | 0.016557 | 0.019065 | 0 | 0 | 0 | 0 | 0 | 0 | 0 | 0 | 0
SCE | MW | Commercial | Com - Education (University) | HVAC | No | HVAC - SEER Rated Split System AC (SEER 15) | 0.006319 | 0.0085101 | 0.005073 | 0.0062538 | 0.0076075 | 0.0089113 | 0.010237 | 0.011768 | 0.01321 | 0.014956 | 0.016548 | 0.018268
SCE | MW | Commercial | Com - Education (University) | HVAC | No | HVAC - SEER Rated Split System HP (SEER 14) | 0.035766 | 0.042289 | 0.0066082 | 0.0074738 | 0.0084233 | 0.0092139 | 0.0099348 | 0.010761 | 0.011416 | 0.012253 | 0.012884 | 0.013554
SCE | MW | Commercial | Com - Education (University) | HVAC | No | HVAC - SEER Rated Split System HP (SEER 15) | 0.014772 | 0.017446 | 0.0093747 | 0.010598 | 0.011944 | 0.013065 | 0.014088 | 0.015265 | 0.016199 | 0.0174 | 0.018306 | 0.01927
SCE | MW | Commercial | Com - Education (University) | Lighting | Yes | Lighting - LED Fixture (Replacing T8) - Emerging | 0 | 0.017792 | 0.039783 | 0.067542 | 0.10238 | 0.14148 | 0.18397 | 0.23731 | 0.28701 | 0.34925 | 0.40648 | 0.47186
SCE | MW | Commercial | Com - Education (University) | Lighting | Yes | Lighting - LED Lamp (Basic High - Indoor) - Emerging | 0.0018191 | 0.0020853 | 0.0034366 | 0.0052146 | 0.0078196 | 0.0014147 | 0.0018667 | 0.0023472 | 0.0028052 | 0.0032726 | 0.0036969 | 0.0041024
SCE | MW | Commercial | Com - Education (University) | Lighting | Yes | Lighting - LED Lamp (Basic Low - Indoor) - Emerging | 0.0019027 | 0.0029479 | 0.0037615 | 0.0044057 | 0.0051303 | 0.00088426 | 0.0009773 | 0.0016421 | 0.0022659 | 0.0028771 | 0.0034327 | 0.003961
SCE | MW | Commercial | Com - Education (University) | Lighting | Yes | Lighting - LED Plug-In Indoor Fixture - Emerging | 0.0042003 | 0.0052732 | 0.0066444 | 0.0081388 | 0.010023 | 0.00067493 | 0.000781 | 0.00094919 | 0.0011897 | 0.0014891 | 0.0017786 | 0.0020943
SCE | MW | Commercial | Com - Education (University) | Lighting | No | Lighting - Cold Cathode Lamp | 0.00054845 | 0.00057428 | 0.00058676 | 0.00059611 | 0.00061242 | 0 | 0 | 0 | 0 | 0 | 0 | 0
SCE | MW | Commercial | Com - Education (University) | Lighting | No | Lighting - Compact Fluorescent Fixture (Indoor) | 0.34637 | 0.34945 | 0.3544 | 0.3582 | 0.36496 | 0 | 0 | 0 | 0 | 0 | 0 | 0
SCE | MW | Commercial | Com - Education (University) | Lighting | No | Lighting - Compact Fluorescent Lamp (Basic High - Indoor) | 0.022421 | 0.02274 | 0.023049 | 0.023024 | 0.02366 | 0 | 0 | 0 | 0 | 0 | 0 | 0
SCE | MW | Commercial | Com - Education (University) | Lighting | No | Lighting - Compact Fluorescent Lamp (Basic Low - Indoor) | 0.051602 | 0.046186 | 0.042196 | 0.039164 | 0.037521 | 0 | 0 | 0 | 0 | 0 | 0 | 0
SCE | MW | Commercial | Com - Education (University) | Lighting | No | Lighting - Exit Fixture (LED) | 0 | 0 | 0.0012156 | 0.0012463 | 0.0011211 | 0.0011044 | 0.00084042 | 0.00071028 | 1.3993e-05 | 0 | 0 | 0
SCE | MW | Commercial | Com - Education (University) | Lighting | No | Lighting - Halogen Lamp (A-Line) | 0.00056828 | 0.00066549 | 0.00062014 | 0.00070027 | 0.00067947 | 0 | 0 | 0 | 0 | 0 | 0 | 0
SCE | MW | Commercial | Com - Education (University) | Lighting | No | Lighting - Halogen Lamp (Reflector) | 0.00017092 | 0.00020324 | 0.00017922 | 0.00020212 | 0.00018519 | 0.00020084 | 0.0001915 | 0.00020081 | 0.00019776 | 0.00020299 | 0.00020658 | 0.00020977
SCE | MW | Commercial | Com - Education (University) | Lighting | No | Lighting - High Bay HID to T5 | 0 | 0 | 0 | 0 | 0 | 0.0017465 | 0.0016645 | 0.0016617 | 0.0015902 | 0.0016291 | 0.0015913 | 0.0015937
SCE | MW | Commercial | Com - Education (University) | Lighting | No | Lighting - Induction Fixture (Indoor) | 0.0070571 | 0.0076528 | 0.008253 | 0.0087644 | 0.0093489 | 0.0097169 | 0.0099975 | 0.010405 | 0.010638 | 0.011083 | 0.011335 | 0.011649
SCE | MW | Commercial | Com - Education (University) | Lighting | No | Lighting - Induction Fixture (Outdoor) | 0.0019942 | 0.0026997 | 0.0026979 | 0.0027275 | 0.0027773 | 0.0027738 | 0.0027578 | 0.0027803 | 0.002768 | 0.0028104 | 0.0028153 | 0.0028399
SCE | MW | Commercial | Com - Education (University) | Lighting | No | Lighting - Light Sensor | 0 | 0.0059648 | 0.002526 | 0.0025368 | 0.0026211 | 0.0025499 | 0.0024453 | 0.0024571 | 0.0023661 | 0.0024396 | 0.0023974 | 0.0024146
SCE | MW | Commercial | Com - Education (University) | Lighting | No | Lighting - Linear Fluorescent Delamping | 0.0003686 | 0.00035439 | 0.00031405 | 0.00024136 | 0 | 0 | 0 | 0 | 0 | 0 | 0 | 0
SCE | MW | Commercial | Com - Education (University) | Lighting | No | Lighting - Linear Fluorescent Fixture (Low Wattage T8) | 0.22085 | 0.25344 | 0.28078 | 0.29974 | 0.31752 | 0.32393 | 0.32537 | 0.32975 | 0.3276 | 0.33169 | 0.32986 | 0.32744
SCE | MW | Commercial | Com - Education (University) | Lighting | No | Lighting - Low Bay HID to T5 | 0 | 0 | 0 | 0 | 0 | 0 | 0 | 0 | 0 | 0 | 0 | 0.00042907
SCE | MW | Commercial | Com - Education (University) | Lighting | No | Lighting - Plug-In Fixture (Compact Fluorescent) | 0.057481 | 0.057281 | 0.057304 | 0.056808 | 0.057224 | 0 | 0 | 0 | 0 | 0 | 0 | 0
SCE | MW | Commercial | Com - Education (University) | Lighting | No | Lighting - Plug-In Fixture (Induction) | 0 | 0 | 0 | 0 | 0 | 0 | 0 | 0 | 0 | 0.0043269 | 0.011231 | 0.012996
SCE | MW | Commercial | Com - Education (University) | Lighting | No | Lighting - Plug-In Fixture (PSMH with Electronic Ballast) | 0 | 0.0077873 | 0.022023 | 0.024375 | 0.025319 | 0.025047 | 0.024575 | 0.024473 | 0.02398 | 0.023185 | 0.020678 | 0.020298
SCE | MW | Commercial | Com - Education (University) | Lighting | No | Lighting - Plug-In Fixture (PSMH) | 0.032091 | 0.034136 | 0.031923 | 0.030369 | 0.030328 | 0.029784 | 0.029077 | 0.028919 | 0.028265 | 0.027252 | 0.026424 | 0.024908
SCE | MW | Commercial | Com - Education (University) | SHW | No | SHW - EF Rated Instantaneous Water Heater (Electric) | 8.6821e-05 | 0.00010248 | 0.00011824 | 0.00013251 | 0.00014785 | 0.00015904 | 0.00016819 | 0.00017913 | 0.00018623 | 0.00019691 | 0.00020334 | 0.00021064
SCE | MW | Commercial | Com - Education (University) | SHW | No | SHW - EF Rated Storage Water Heater (Electric) | 6.5689e-05 | 7.5939e-05 | 0 | 0 | 0 | 0 | 0 | 0 | 0 | 0 | 0 | 0
SCE | MW | Commercial | Com - Education (University) | Service | No | HVAC - Comprehensive Rooftop Unit Quality Maintenance | 2.1306e-08 | 1.9897e-08 | 2.1805e-08 | 2.3669e-08 | 2.5384e-08 | 2.6892e-08 | 2.8072e-08 | 2.883e-08 | 2.9086e-08 | 2.878e-08 | 2.787e-08 | 2.6408e-08
SCE | MW | Commercial | Com - Education (University) | Service | No | Service - HVAC Fault Detection & Diagnositics | 0 | 2.4761e-05 | 2.5454e-05 | 2.5377e-05 | 2.6013e-05 | 2.5097e-05 | 2.3875e-05 | 2.3792e-05 | 2.2729e-05 | 2.3247e-05 | 2.2676e-05 | 2.2679e-05
SCE | MW | Commercial | Com - Education (University) | Service | No | Service - Retro-Commissioning (Electric) | 0.00023751 | 0.0001834 | 0.00016423 | 0.00014409 | 0.00011947 | 9.8374e-05 | 7.7106e-05 | 5.7131e-05 | 3.9063e-05 | 2.3105e-05 | 7.5607e-06 | 0
SCE | MW | Commercial | Com - Education (University) | WholeBlg | No | HVAC - Energy Management System | 1.7534e-05 | 2.2166e-05 | 1.9736e-05 | 1.721e-05 | 1.5327e-05 | 1.3139e-05 | 1.1132e-05 | 1.1007e-05 | 1.0619e-05 | 1.0946e-05 | 1.0743e-05 | 1.0798e-05
SCE | MW | Commercial | Com - Education (University) | WholeBlg | No | WholeBlg - Com NC Level 2 | 0.00077998 | 0 | 0 | 0 | 0 | 0 | 0 | 0 | 0 | 0 | 0 | 0
SCE | MW | Commercial | Com - Education (University) | WholeBlg | No | WholeBlg - Com NC Level 3 | 0.0011331 | 0 | 0 | 0 | 0 | 0 | 0 | 0 | 0 | 0 | 0 | 0
SCE | MW | Commercial | Com - Education (University) | WholeBlg | No | WholeBlg - Com RET Level 1 | 0.03413 | 0.046493 | 0.059657 | 0.073672 | 0.088518 | 0.1042 | 0.12063 | 0.13777 | 0.15544 | 0.17355 | 0.19184 | 0.2104
SCE | MW | Commercial | Com - Education (University) | WholeBlg | No | WholeBlg - Com RET Level 2 | 0.072779 | 0.099088 | 0.12736 | 0.15789 | 0.19049 | 0.22539 | 0.26226 | 0.30116 | 0.34156 | 0.3834 | 0.42584 | 0.46836
SCE | MW | Commercial | Com - Grocery | AppPlug | No | AppPlug - Computer Monitor | 0.027959 | 0.055043 | 0.053879 | 0.055031 | 0 | 0 | 0 | 0 | 0 | 0 | 0 | 0
SCE | MW | Commercial | Com - Grocery | AppPlug | No | AppPlug - Desktop Computer (Com - Power Management) | 0.011605 | 0.014089 | 0.013769 | 0.013159 | 0.012511 | 0.011501 | 0.01037 | 0.0095435 | 0.008514 | 0.0079765 | 0.0072077 | 0.0066917
SCE | MW | Commercial | Com - Grocery | AppPlug | No | AppPlug - Occupancy Sensor Plug Strip | 0 | 0.0045438 | 0.0067708 | 0.007836 | 0.0083686 | 0.008739 | 0.0084055 | 0.0088477 | 0.0084757 | 0.0089842 | 0.0082573 | 0.0078835
SCE | MW | Commercial | Com - Grocery | BldgEnv | No | BldgEnv - Window Film | 0 | 0.00011207 | 0.0013374 | 0.0027678 | 0 | 0 | 0 | 0.002648 | 0.010365 | 0.013441 | 0.014599 | 0.014605
SCE | MW | Commercial | Com - Grocery | ComRefrig | No | ComRefrig - Door Gasket (Reach-In Refrigerator) | 0.74251 | 0.61224 | 0.51054 | 0.40304 | 0 | 0 | 0 | 0 | 0 | 0 | 0 | 0
SCE | MW | Commercial | Com - Grocery | ComRefrig | No | ComRefrig - Door Gasket (Walk-In Refrigerator) | 0.045837 | 0.038417 | 0.032534 | 0.026085 | 0 | 0 | 0 | 0 | 0 | 0 | 0 | 0
SCE | MW | Commercial | Com - Grocery | ComRefrig | No | ComRefrig - Refrigerated Case Night Cover (Low Temp) | 0.12828 | 0.12142 | 0.14171 | 0.16145 | 0.17795 | 0.18942 | 0.19298 | 0.18713 | 0.17183 | 0.14877 | 0.12053 | 0.091402
SCE | MW | Commercial | Com - Grocery | ComRefrig | No | ComRefrig - Refrigerated Case Night Cover (Med Temp) | 0.23106 | 0.21717 | 0.24907 | 0.2788 | 0.30263 | 0.31743 | 0.31964 | 0.30747 | 0.28129 | 0.24378 | 0.19908 | 0.15273
SCE | MW | Commercial | Com - Grocery | ComRefrig | No | ComRefrig - Strip Curtain for Walk In Refrigerator | 0.082855 | 0.065854 | 0.051419 | 0.037473 | 0.024915 | 0.014364 | 0.0058699 | 0 | 0 | 0 | 0 | 0
SCE | MW | Commercial | Com - Grocery | FoodServ | No | FoodServ - Electric Steamer | 0.025478 | 0.02611 | 0.026757 | 0.027149 | 0.027797 | 0.027865 | 0.027788 | 0.028121 | 0.028062 | 0.028596 | 0.028694 | 0.029004
SCE | MW | Commercial | Com - Grocery | FoodServ | No | FoodServ - Oven (Electric) | 0.0051792 | 0.0053181 | 0.0054577 | 0.0055506 | 0.0056896 | 0.0057252 | 0.0057344 | 0.0058155 | 0.0058274 | 0.0059434 | 0.0059836 | 0.0060605
SCE | MW | Commercial | Com - Grocery | HVAC | No | HVAC - Direct Evaporative Cooler | 0.054997 | 0 | 0 | 0 | 0 | 0 | 0 | 0 | 0 | 0 | 0 | 0
SCE | MW | Commercial | Com - Grocery | HVAC | No | HVAC - EER Rated Package Rooftop AC (EER 11) | 0.05144 | 0.058836 | 0.066456 | 0.073835 | 0 | 0 | 0 | 0 | 0 | 0 | 0 | 0
SCE | MW | Commercial | Com - Grocery | HVAC | No | HVAC - EER Rated Package Rooftop HP (EER 11) | 0.04448 | 0.050517 | 0.056593 | 0.06252 | 0 | 0 | 0 | 0 | 0 | 0 | 0 | 0
SCE | MW | Commercial | Com - Grocery | HVAC | No | HVAC - Repair Duct System | 0.3784 | 0.32768 | 0.3018 | 0.26657 | 0 | 0 | 0 | 0 | 0 | 0 | 0 | 0
SCE | MW | Commercial | Com - Grocery | HVAC | No | HVAC - SEER Rated Package Rooftop AC (Recharge) | 0.45154 | 0.37951 | 0.339 | 0.29127 | 0.23927 | 0.18777 | 0.13894 | 0.094952 | 0.056918 | 0.025119 | 0 | 0
SCE | MW | Commercial | Com - Grocery | HVAC | No | HVAC - SEER Rated Package Rooftop AC (SEER 14) | 0.12637 | 0.15085 | 0 | 0 | 0 | 0 | 0 | 0 | 0 | 0 | 0 | 0
SCE | MW | Commercial | Com - Grocery | HVAC | No | HVAC - SEER Rated Package Rooftop AC (SEER 15) | 0.23007 | 0.27015 | 0.14424 | 0.16216 | 0.18169 | 0.1979 | 0.21261 | 0.22951 | 0.24287 | 0.26005 | 0.27297 | 0.28674
SCE | MW | Commercial | Com - Grocery | HVAC | No | HVAC - SEER Rated Package Rooftop HP (SEER 14) | 0.025943 | 0.030761 | 0 | 0 | 0 | 0 | 0 | 0 | 0 | 0 | 0 | 0
SCE | MW | Commercial | Com - Grocery | HVAC | No | HVAC - SEER Rated Package Rooftop HP (SEER 15) | 0.096042 | 0.11442 | 0.061813 | 0.070071 | 0.079249 | 0.086675 | 0.093352 | 0.1013 | 0.10736 | 0.1156 | 0.12154 | 0.128
SCE | MW | Commercial | Com - Grocery | HVAC | No | HVAC - SEER Rated Split System AC (SEER 14) | 0.098816 | 0.12026 | 0.13648 | 0 | 0 | 0 | 0 | 0 | 0 | 0 | 0 | 0
SCE | MW | Commercial | Com - Grocery | HVAC | No | HVAC - SEER Rated Split System AC (SEER 15) | 0.014715 | 0.029802 | 0.017521 | 0.021389 | 0.025813 | 0.030061 | 0.034366 | 0.03934 | 0.043993 | 0.049638 | 0.054745 | 0.060255
SCE | MW | Commercial | Com - Grocery | Lighting | Yes | Lighting - LED Fixture (Replacing T8) - Emerging | 0.075984 | 0.11421 | 0.17025 | 0.24138 | 0.33309 | 0.43627 | 0.54936 | 0.68911 | 0.82368 | 0.99088 | 1.1465 | 1.3116
SCE | MW | Commercial | Com - Grocery | Lighting | Yes | Lighting - LED Lamp (Basic High - Indoor) - Emerging | 0.0046881 | 0.0075102 | 0.010292 | 0.012312 | 0.014564 | 0.0021503 | 0.0024002 | 0.0026478 | 0.0032096 | 0.0047547 | 0.0060977 | 0.0073091
SCE | MW | Commercial | Com - Grocery | Lighting | Yes | Lighting - LED Lamp (Basic Low - Indoor) - Emerging | 0.10573 | 0.24427 | 0.35339 | 0.47967 | 0.62932 | 0.12086 | 0.1473 | 0.17521 | 0.20161 | 0.22884 | 0.25195 | 0.27265
SCE | MW | Commercial | Com - Grocery | Lighting | Yes | Lighting - LED Plug-In Indoor Fixture - Emerging | 0.017983 | 0.022898 | 0.02852 | 0.034189 | 0.040969 | 0.0026691 | 0.0029916 | 0.0037704 | 0.0046679 | 0.0057184 | 0.006676 | 0.0076807
SCE | MW | Commercial | Com - Grocery | Lighting | No | Lighting - Cold Cathode Lamp | 0.0040459 | 0.0041257 | 0.0042011 | 0.0042369 | 0.004311 | 0 | 0 | 0 | 0 | 0 | 0 | 0
SCE | MW | Commercial | Com - Grocery | Lighting | No | Lighting - Compact Fluorescent Fixture (Indoor) | 0.6402 | 0.64485 | 0.65356 | 0.66009 | 0.67221 | 0 | 0 | 0 | 0 | 0 | 0 | 0
SCE | MW | Commercial | Com - Grocery | Lighting | No | Lighting - Compact Fluorescent Lamp (Basic High - Indoor) | 0.13042 | 0.12895 | 0.12548 | 0.12049 | 0.11597 | 0 | 0 | 0 | 0 | 0 | 0 | 0
SCE | MW | Commercial | Com - Grocery | Lighting | No | Lighting - Compact Fluorescent Lamp (Basic Low - Indoor) | 0.4607 | 0.73281 | 0.99724 | 1.2626 | 1.5384 | 0 | 0 | 0 | 0 | 0 | 0 | 0
SCE | MW | Commercial | Com - Grocery | Lighting | No | Lighting - Exit Fixture (LED) | 0 | 0 | 0.0041204 | 0.0041854 | 0.003851 | 0.003809 | 0.0030904 | 0.0027411 | 0.00082654 | 0 | 0 | 0
SCE | MW | Commercial | Com - Grocery | Lighting | No | Lighting - Halogen Lamp (A-Line) | 0.0014592 | 0.0017123 | 0.0015908 | 0.0018008 | 0.0017423 | 0 | 0 | 0 | 0 | 0 | 0 | 0
SCE | MW | Commercial | Com - Grocery | Lighting | No | Lighting - Halogen Lamp (Reflector) | 0.00043634 | 0.00052005 | 0.00045785 | 0.00051751 | 0.00047308 | 0.00051434 | 0.00048928 | 0.00051438 | 0.00050524 | 0.00051776 | 0.00052802 | 0.00053581
SCE | MW | Commercial | Com - Grocery | Lighting | No | Lighting - High Bay HID to T5 | 0 | 0.0010084 | 0.0010378 | 0.0010359 | 0.0010629 | 0.0010257 | 0.00097669 | 0.0009741 | 0.00093133 | 0.00095324 | 0.00093028 | 0.00093084
SCE | MW | Commercial | Com - Grocery | Lighting | No | Lighting - Induction Fixture (Indoor) | 0.017261 | 0.017906 | 0.018564 | 0.019048 | 0.019714 | 0.01997 | 0.02011 | 0.020535 | 0.020672 | 0.021232 | 0.021474 | 0.021857
SCE | MW | Commercial | Com - Grocery | Lighting | No | Lighting - Induction Fixture (Outdoor) | 0.0051185 | 0.006929 | 0.0069243 | 0.0069997 | 0.0071273 | 0.0071156 | 0.0070736 | 0.0071305 | 0.0070981 | 0.0072057 | 0.0072174 | 0.0072795
SCE | MW | Commercial | Com - Grocery | Lighting | No | Lighting - Linear Fluorescent Delamping | 0.0018844 | 0.0018057 | 0.0016187 | 0.0012519 | 0 | 0 | 0 | 0 | 0 | 0 | 0 | 0
SCE | MW | Commercial | Com - Grocery | Lighting | No | Lighting - Linear Fluorescent Fixture (Low Wattage T8) | 0.53387 | 0.61249 | 0.68233 | 0.73532 | 0.78604 | 0.80879 | 0.81795 | 0.83198 | 0.82801 | 0.83768 | 0.83104 | 0.82857
SCE | MW | Commercial | Com - Grocery | Lighting | No | Lighting - Low Bay HID to T5 | 0 | 0.00037783 | 0.00038879 | 0.00038806 | 0.00039814 | 0.00038416 | 0.00036575 | 0.00036474 | 0.00034868 | 0.00035685 | 0.00034822 | 0.0003484
SCE | MW | Commercial | Com - Grocery | Lighting | No | Lighting - Plug-In Fixture (Compact Fluorescent) | 0.1864 | 0.18331 | 0.18103 | 0.17745 | 0.17705 | 0 | 0 | 0 | 0 | 0 | 0 | 0
SCE | MW | Commercial | Com - Grocery | Lighting | No | Lighting - Plug-In Fixture (Induction) | 0 | 0 | 0.016904 | 0.039499 | 0.042976 | 0.045575 | 0.046821 | 0.04842 | 0.048603 | 0.050071 | 0.050264 | 0.050894
SCE | MW | Commercial | Com - Grocery | Lighting | No | Lighting - Plug-In Fixture (Linear Fluorescent) | 0.29994 | 0.31799 | 0.33212 | 0.33836 | 0.34729 | 0 | 0 | 0 | 0 | 0 | 0 | 0
SCE | MW | Commercial | Com - Grocery | Lighting | No | Lighting - Plug-In Fixture (PSMH with Electronic Ballast) | 0.058137 | 0.06859 | 0.066394 | 0.056968 | 0.05438 | 0.052887 | 0.051497 | 0.051225 | 0.05041 | 0.050838 | 0.050555 | 0.050713
SCE | MW | Commercial | Com - Grocery | Lighting | No | Lighting - Plug-In Fixture (PSMH) | 0.076066 | 0.073815 | 0.071364 | 0.069695 | 0.070775 | 0.066738 | 0.063554 | 0.062037 | 0.06013 | 0.059777 | 0.058764 | 0.058363
SCE | MW | Commercial | Com - Grocery | SHW | No | SHW - EF Rated Instantaneous Water Heater (Electric) | 0.00040487 | 0.00048072 | 0.00055732 | 0.00062799 | 0.00070312 | 0.00076061 | 0.00080901 | 0.00086429 | 0.00090256 | 0.00095516 | 0.00098901 | 0.0010258
SCE | MW | Commercial | Com - Grocery | SHW | No | SHW - EF Rated Storage Water Heater (Electric) | 0.00028605 | 0.00033101 | 0 | 0 | 0 | 0 | 0 | 0 | 0 | 0 | 0 | 0
SCE | MW | Commercial | Com - Grocery | Service | No | HVAC - Comprehensive Rooftop Unit Quality Maintenance | 5.4687e-08 | 5.1071e-08 | 5.5967e-08 | 6.0753e-08 | 6.5155e-08 | 6.9026e-08 | 7.2053e-08 | 7.3999e-08 | 7.4655e-08 | 7.3871e-08 | 7.1534e-08 | 6.7781e-08
SCE | MW | Commercial | Com - Grocery | Service | No | Service - HVAC Fault Detection & Diagnositics | 0 | 6.3064e-05 | 6.4259e-05 | 6.3407e-05 | 6.4128e-05 | 6.0901e-05 | 5.6926e-05 | 5.5599e-05 | 5.1964e-05 | 5.1915e-05 | 4.929e-05 | 4.7881e-05
SCE | MW | Commercial | Com - Grocery | Service | No | Service - Retro-Commissioning (Electric) | 0.00060964 | 0.00047074 | 0.00042153 | 0.00036983 | 0.00030665 | 0.0002525 | 0.00019791 | 0.00014664 | 0.00010027 | 5.9304e-05 | 1.9406e-05 | 0
SCE | MW | Commercial | Com - Grocery | WholeBlg | No | HVAC - Energy Management System | 4.5006e-05 | 5.6894e-05 | 5.0657e-05 | 4.4173e-05 | 3.9339e-05 | 3.3724e-05 | 2.8573e-05 | 2.8253e-05 | 2.7256e-05 | 2.8095e-05 | 2.7575e-05 | 2.7716e-05
SCE | MW | Commercial | Com - Grocery | WholeBlg | No | WholeBlg - Com NC Level 2 | 0.002029 | 0 | 0 | 0 | 0 | 0 | 0 | 0 | 0 | 0 | 0 | 0
SCE | MW | Commercial | Com - Grocery | WholeBlg | No | WholeBlg - Com NC Level 3 | 0.0026076 | 0 | 0 | 0 | 0 | 0 | 0 | 0 | 0 | 0 | 0 | 0
SCE | MW | Commercial | Com - Grocery | WholeBlg | No | WholeBlg - Com NC ZNE | 0.0049415 | 0.0052887 | 0.011567 | 0.018607 | 0.02272 | 0.030275 | 0.037489 | 0.035306 | 0.041166 | 0.050053 | 0.038355 | 0.044458
SCE | MW | Commercial | Com - Grocery | WholeBlg | No | WholeBlg - Com RET Level 1 | 0.12227 | 0.20404 | 0.29203 | 0.38721 | 0.48985 | 0.60027 | 0.71815 | 0.84327 | 0.97474 | 1.1118 | 1.2528 | 1.3964
SCE | MW | Commercial | Com - Grocery | WholeBlg | No | WholeBlg - Com RET Level 2 | 0.62136 | 0.8023 | 1.0019 | 1.2209 | 1.4575 | 1.7124 | 1.983 | 2.2683 | 2.5641 | 2.8677 | 3.1721 | 3.4737
SCE | MW | Commercial | Com - Hospital | AppPlug | No | AppPlug - Computer Monitor | 0.013711 | 0.026986 | 0.026425 | 0.027 | 0 | 0 | 0 | 0 | 0 | 0 | 0 | 0
SCE | MW | Commercial | Com - Hospital | AppPlug | No | AppPlug - Desktop Computer (Com - Power Management) | 0.0056884 | 0.0069107 | 0.0067618 | 0.0064712 | 0.0061536 | 0.0056503 | 0.0050859 | 0.0047797 | 0.0042915 | 0.004053 | 0.003697 | 0.0034697
SCE | MW | Commercial | Com - Hospital | AppPlug | No | AppPlug - Occupancy Sensor Plug Strip | 0 | 0.0022315 | 0.0033288 | 0.0038571 | 0.0041182 | 0.0042934 | 0.004122 | 0.0044144 | 0.0042457 | 0.0045161 | 0.0041781 | 0.0040176
SCE | MW | Commercial | Com - Hospital | BldgEnv | No | BldgEnv - Window Film | 0 | 3.6627e-08 | 1.484e-07 | 3.1838e-07 | 0 | 0 | 0 | 0 | 0 | 0 | 0 | 0
SCE | MW | Commercial | Com - Hospital | FoodServ | No | FoodServ - Electric Steamer | 0.0029085 | 0.0029815 | 0.0030571 | 0.0031039 | 0.0031795 | 0.0031889 | 0.0031817 | 0.0032265 | 0.0032226 | 0.0032879 | 0.0033028 | 0.0033426
SCE | MW | Commercial | Com - Hospital | FoodServ | No | FoodServ - Oven (Electric) | 0.0012694 | 0.0013038 | 0.0013387 | 0.0013622 | 0.0013969 | 0.0014062 | 0.0014091 | 0.0014315 | 0.0014355 | 0.0014656 | 0.0014768 | 0.0014973
SCE | MW | Commercial | Com - Hospital | HVAC | Yes | HVAC - Advanced Package Rooftop AC (> EER 12) - Emerging | 0 | 0 | 0.00052576 | 0.0013425 | 0.0023998 | 0.0036708 | 0.0051272 | 0.0067623 | 0.0085861 | 0.010593 | 0.012778 | 0.015145
SCE | MW | Commercial | Com - Hospital | HVAC | No | HVAC - Chiller (Centrifugal) | 0.013437 | 0.016336 | 0.019444 | 0.022719 | 0.024199 | 0.029704 | 0.033285 | 0.036982 | 0.040553 | 0.044202 | 0.047609 | 0.050902
SCE | MW | Commercial | Com - Hospital | HVAC | No | HVAC - Chiller (Reciprocating) | 0.027309 | 0.033401 | 0.039854 | 0.046311 | 0.053498 | 0.059881 | 0.065961 | 0.07291 | 0.078759 | 0.085938 | 0.091668 | 0.097642
SCE | MW | Commercial | Com - Hospital | HVAC | No | HVAC - Demand Controlled Ventilation | 0.0049661 | 0.0051648 | 0.0057967 | 0.0063253 | 0.0067528 | 0.0069207 | 0.0068428 | 0.0066197 | 0.0061293 | 0.0056293 | 0.0049659 | 0.0043457
SCE | MW | Commercial | Com - Hospital | HVAC | No | HVAC - Direct Evaporative Cooler | 0.074099 | 0.086433 | 0.099709 | 0.11365 | 0.1284 | 0.14319 | 0.15791 | 0.17295 | 0.18725 | 0.20167 | 0.2148 | 0.22712
SCE | MW | Commercial | Com - Hospital | HVAC | No | HVAC - EER Rated Package Rooftop AC (EER 11) | 0.03126 | 0.035819 | 0.040574 | 0.045261 | 0.050562 | 0.055171 | 0.059457 | 0.064363 | 0.068373 | 0.073391 | 0.07731 | 0.081451
SCE | MW | Commercial | Com - Hospital | HVAC | No | HVAC - EER Rated Package Rooftop HP (EER 11) | 0.01683 | 0.019058 | 0.021291 | 0.023465 | 0 | 0 | 0 | 0 | 0 | 0 | 0 | 0
SCE | MW | Commercial | Com - Hospital | HVAC | No | HVAC - Repair Duct System | 0.12957 | 0.11063 | 0.10037 | 0.087404 | 0 | 0 | 0 | 0 | 0 | 0 | 0 | 0
SCE | MW | Commercial | Com - Hospital | HVAC | No | HVAC - SEER Rated Package Rooftop AC (Recharge) | 0.14878 | 0.12467 | 0.11108 | 0.095196 | 0.078035 | 0.061057 | 0.045022 | 0.030608 | 0.018159 | 0.0077586 | 0 | 0
SCE | MW | Commercial | Com - Hospital | HVAC | No | HVAC - SEER Rated Package Rooftop AC (SEER 14) | 0.044193 | 0.052676 | 0 | 0 | 0 | 0 | 0 | 0 | 0 | 0 | 0 | 0
SCE | MW | Commercial | Com - Hospital | HVAC | No | HVAC - SEER Rated Package Rooftop AC (SEER 15) | 0.092504 | 0.10848 | 0.057955 | 0.065327 | 0.073277 | 0.080168 | 0.08656 | 0.093667 | 0.099562 | 0.10664 | 0.11227 | 0.1181
SCE | MW | Commercial | Com - Hospital | HVAC | No | HVAC - SEER Rated Package Rooftop HP (SEER 14) | 0.0094499 | 0.011168 | 0 | 0 | 0 | 0 | 0 | 0 | 0 | 0 | 0 | 0
SCE | MW | Commercial | Com - Hospital | HVAC | No | HVAC - SEER Rated Package Rooftop HP (SEER 15) | 0.034813 | 0.041262 | 0.022234 | 0.025187 | 0.028437 | 0.031137 | 0.033596 | 0.036455 | 0.038701 | 0.041607 | 0.043783 | 0.046103
SCE | MW | Commercial | Com - Hospital | HVAC | No | HVAC - SEER Rated Split System AC (SEER 14) | 0.025452 | 0.028971 | 0.032515 | 0 | 0 | 0 | 0 | 0 | 0 | 0 | 0 | 0
SCE | MW | Commercial | Com - Hospital | HVAC | No | HVAC - SEER Rated Split System AC (SEER 15) | 0.0058571 | 0.007696 | 0.0044994 | 0.0054668 | 0.0065446 | 0.00759 | 0.0086435 | 0.0098175 | 0.010927 | 0.012207 | 0.013387 | 0.014634
SCE | MW | Commercial | Com - Hospital | HVAC | No | HVAC - SEER Rated Split System HP (SEER 14) | 0.061891 | 0.073179 | 0.011433 | 0.012927 | 0.014563 | 0.015922 | 0.017158 | 0.018587 | 0.01971 | 0.021154 | 0.022237 | 0.023388
SCE | MW | Commercial | Com - Hospital | HVAC | No | HVAC - SEER Rated Split System HP (SEER 15) | 0.023652 | 0.027945 | 0.015019 | 0.01698 | 0.019131 | 0.020925 | 0.022563 | 0.024452 | 0.025947 | 0.027857 | 0.0293 | 0.030832
SCE | MW | Commercial | Com - Hospital | Lighting | Yes | Lighting - LED Fixture (Replacing T8) - Emerging | 0.029288 | 0.043685 | 0.06411 | 0.089856 | 0.12247 | 0.15939 | 0.19997 | 0.2492 | 0.29771 | 0.35617 | 0.4117 | 0.46944
SCE | MW | Commercial | Com - Hospital | Lighting | Yes | Lighting - LED Lamp (Basic High - Indoor) - Emerging | 0.0011592 | 0.0018004 | 0.0024828 | 0.0029784 | 0.003525 | 0.00052093 | 0.00058118 | 0.00063706 | 0.00067703 | 0.00071615 | 0.00094556 | 0.0011735
SCE | MW | Commercial | Com - Hospital | Lighting | Yes | Lighting - LED Lamp (Basic Low - Indoor) - Emerging | 0.012763 | 0.020066 | 0.022824 | 0.025822 | 0.04029 | 0.0094519 | 0.012914 | 0.016564 | 0.02013 | 0.02394 | 0.027534 | 0.031076
SCE | MW | Commercial | Com - Hospital | Lighting | Yes | Lighting - LED Plug-In Indoor Fixture - Emerging | 0.012641 | 0.016074 | 0.019954 | 0.023846 | 0.02847 | 0.0018493 | 0.0020666 | 0.0026355 | 0.0032671 | 0.0039963 | 0.0046591 | 0.0053495
SCE | MW | Commercial | Com - Hospital | Lighting | No | Lighting - Cold Cathode Lamp | 0.0031356 | 0.0031878 | 0.0032398 | 0.0032617 | 0.0033143 | 0 | 0 | 0 | 0 | 0 | 0 | 0
SCE | MW | Commercial | Com - Hospital | Lighting | No | Lighting - Compact Fluorescent Fixture (Indoor) | 0.47288 | 0.4745 | 0.47957 | 0.48334 | 0.4912 | 0 | 0 | 0 | 0 | 0 | 0 | 0
SCE | MW | Commercial | Com - Hospital | Lighting | No | Lighting - Compact Fluorescent Lamp (Basic High - Indoor) | 0.016646 | 0.018337 | 0.01939 | 0.019899 | 0.020056 | 0 | 0 | 0 | 0 | 0 | 0 | 0
SCE | MW | Commercial | Com - Hospital | Lighting | No | Lighting - Compact Fluorescent Lamp (Basic Low - Indoor) | 0.22214 | 0.21105 | 0.21061 | 0.21282 | 0.20639 | 0 | 0 | 0 | 0 | 0 | 0 | 0
SCE | MW | Commercial | Com - Hospital | Lighting | No | Lighting - Exit Fixture (LED) | 0 | 0 | 0.0014596 | 0.0014961 | 0.0013465 | 0.0013267 | 0.0010112 | 0.00085578 | 2.3749e-05 | 0 | 0 | 0
SCE | MW | Commercial | Com - Hospital | Lighting | No | Lighting - Halogen Lamp (A-Line) | 0.00071525 | 0.0008398 | 0.00077949 | 0.0008831 | 0.00085367 | 0 | 0 | 0 | 0 | 0 | 0 | 0
SCE | MW | Commercial | Com - Hospital | Lighting | No | Lighting - Halogen Lamp (Reflector) | 0.00021349 | 0.00025463 | 0.00022406 | 0.00025344 | 0.00023152 | 0.00025191 | 0.00023947 | 0.00025196 | 0.0002473 | 0.00025343 | 0.00025846 | 0.00026228
SCE | MW | Commercial | Com - Hospital | Lighting | No | Lighting - High Bay HID to T5 | 0.0015783 | 0.0016219 | 0.0017597 | 0.0018864 | 0.0020085 | 0.0020987 | 0.0021595 | 0.0022161 | 0.0022257 | 0.0022455 | 0.0022092 | 0.002167
SCE | MW | Commercial | Com - Hospital | Lighting | No | Lighting - Induction Fixture (Indoor) | 0.0078307 | 0.008018 | 0.008218 | 0.0083488 | 0.0085654 | 0.0086143 | 0.0086208 | 0.008756 | 0.0087741 | 0.0089731 | 0.0090441 | 0.0091771
SCE | MW | Commercial | Com - Hospital | Lighting | No | Lighting - Induction Fixture (Outdoor) | 0.0025088 | 0.003396 | 0.0033938 | 0.0034309 | 0.0034936 | 0.0034888 | 0.0034684 | 0.0034974 | 0.0034819 | 0.0035352 | 0.0035414 | 0.0035723
SCE | MW | Commercial | Com - Hospital | Lighting | No | Lighting - Linear Fluorescent Delamping | 0.0048573 | 0.0046509 | 0.0041848 | 0.0032455 | 0.0018114 | 0 | 0 | 0 | 0 | 0 | 0 | 0
SCE | MW | Commercial | Com - Hospital | Lighting | No | Lighting - Linear Fluorescent Fixture (Low Wattage T8) | 0.072503 | 0.088956 | 0.10527 | 0.12033 | 0.13582 | 0.14756 | 0.15702 | 0.16679 | 0.17288 | 0.18046 | 0.18399 | 0.18717
SCE | MW | Commercial | Com - Hospital | Lighting | No | Lighting - Low Bay HID to T5 | 4.2671e-05 | 4.3906e-05 | 4.7184e-05 | 5.0154e-05 | 5.3037e-05 | 5.5098e-05 | 5.6458e-05 | 5.7818e-05 | 5.8043e-05 | 5.8671e-05 | 5.7938e-05 | 5.7152e-05
SCE | MW | Commercial | Com - Hospital | Lighting | No | Lighting - Plug-In Fixture (Compact Fluorescent) | 0.12653 | 0.12416 | 0.12242 | 0.11992 | 0.11959 | 0 | 0 | 0 | 0 | 0 | 0 | 0
SCE | MW | Commercial | Com - Hospital | Lighting | No | Lighting - Plug-In Fixture (Induction) | 0.031893 | 0.032146 | 0.032981 | 0.033463 | 0.034388 | 0.034316 | 0.033989 | 0.034393 | 0.034101 | 0.034849 | 0.034834 | 0.035176
SCE | MW | Commercial | Com - Hospital | Lighting | No | Lighting - Plug-In Fixture (Linear Fluorescent) | 0.20457 | 0.21681 | 0.22633 | 0.23051 | 0.23635 | 0 | 0 | 0 | 0 | 0 | 0 | 0
SCE | MW | Commercial | Com - Hospital | Lighting | No | Lighting - Plug-In Fixture (PSMH with Electronic Ballast) | 0.030006 | 0.033407 | 0.03375 | 0.033973 | 0.034511 | 0.034291 | 0.033904 | 0.034043 | 0.033705 | 0.034088 | 0.033971 | 0.034116
SCE | MW | Commercial | Com - Hospital | Lighting | No | Lighting - Plug-In Fixture (PSMH) | 0.037896 | 0.042154 | 0.041922 | 0.041576 | 0.041624 | 0.040811 | 0.039869 | 0.03956 | 0.038759 | 0.038794 | 0.038324 | 0.038187
SCE | MW | Commercial | Com - Hospital | SHW | No | SHW - EF Rated Instantaneous Water Heater (Electric) | 0.00020283 | 0.00023981 | 0.0002773 | 0.00031157 | 0.00034856 | 0.00037575 | 0.00039815 | 0.00042488 | 0.00044238 | 0.00046849 | 0.00048433 | 0.00050227
SCE | MW | Commercial | Com - Hospital | SHW | No | SHW - EF Rated Storage Water Heater (Electric) | 0.0001616 | 0.00018731 | 0 | 0 | 0 | 0 | 0 | 0 | 0 | 0 | 0 | 0
SCE | MW | Commercial | Com - Hospital | Service | No | HVAC - Comprehensive Rooftop Unit Quality Maintenance | 2.6801e-08 | 2.5029e-08 | 2.7429e-08 | 2.9774e-08 | 3.1932e-08 | 3.3829e-08 | 3.5312e-08 | 3.6266e-08 | 3.6587e-08 | 3.6203e-08 | 3.5058e-08 | 3.3219e-08
SCE | MW | Commercial | Com - Hospital | Service | No | Service - HVAC Fault Detection & Diagnositics | 0 | 3.1148e-05 | 3.2019e-05 | 3.1923e-05 | 3.2531e-05 | 3.1212e-05 | 2.9498e-05 | 2.9929e-05 | 2.8592e-05 | 2.9243e-05 | 2.8524e-05 | 2.8529e-05
SCE | MW | Commercial | Com - Hospital | Service | No | Service - Retro-Commissioning (Electric) | 0.00029878 | 0.0002307 | 0.00020659 | 0.00018125 | 0.00015028 | 0.00012375 | 9.6994e-05 | 7.1866e-05 | 4.9139e-05 | 2.9064e-05 | 9.5108e-06 | 0
SCE | MW | Commercial | Com - Hospital | WholeBlg | No | HVAC - Energy Management System | 2.2057e-05 | 2.7883e-05 | 2.4827e-05 | 2.1649e-05 | 1.928e-05 | 1.6528e-05 | 1.4003e-05 | 1.3847e-05 | 1.3358e-05 | 1.3769e-05 | 1.3514e-05 | 1.3583e-05
SCE | MW | Commercial | Com - Hospital | WholeBlg | No | WholeBlg - Com NC Level 2 | 0.00098774 | 0 | 0 | 0 | 0 | 0 | 0 | 0 | 0 | 0 | 0 | 0
SCE | MW | Commercial | Com - Hospital | WholeBlg | No | WholeBlg - Com NC Level 3 | 0.0013306 | 0 | 0 | 0 | 0 | 0 | 0 | 0 | 0 | 0 | 0 | 0
SCE | MW | Commercial | Com - Hospital | WholeBlg | No | WholeBlg - Com NC ZNE | 0.00037619 | 0 | 0 | 0 | 0.0013018 | 0.00244 | 0.0036391 | 0 | 0 | 0 | 0 | 0
SCE | MW | Commercial | Com - Hospital | WholeBlg | No | WholeBlg - Com RET Level 1 | 0.053792 | 0.073171 | 0.093776 | 0.11568 | 0.13886 | 0.16331 | 0.18892 | 0.2156 | 0.24312 | 0.2713 | 0.29977 | 0.32943
SCE | MW | Commercial | Com - Hospital | WholeBlg | No | WholeBlg - Com RET Level 2 | 0.094601 | 0.12873 | 0.16534 | 0.20474 | 0.24675 | 0.29159 | 0.33891 | 0.38871 | 0.44038 | 0.49377 | 0.54789 | 0.60102
SCE | MW | Commercial | Com - Hotel | AppPlug | No | AppPlug - Computer Monitor | 0.013038 | 0.025655 | 0.025122 | 0.025668 | 0 | 0 | 0 | 0 | 0 | 0 | 0 | 0
SCE | MW | Commercial | Com - Hotel | AppPlug | No | AppPlug - Desktop Computer (Com - Power Management) | 0.0054081 | 0.0065699 | 0.0064284 | 0.0061521 | 0.005877 | 0.005422 | 0.00491 | 0.0045441 | 0.0040799 | 0.0038532 | 0.0035147 | 0.0032986
SCE | MW | Commercial | Com - Hotel | AppPlug | No | AppPlug - Occupancy Sensor Plug Strip | 0 | 0.0021215 | 0.0031646 | 0.0036669 | 0.0039353 | 0.0041195 | 0.0039753 | 0.0041967 | 0.0040363 | 0.0042934 | 0.0039721 | 0.0038195
SCE | MW | Commercial | Com - Hotel | BldgEnv | No | BldgEnv - Window Film | 0.10221 | 0.093896 | 0.10319 | 0.11456 | 0.12527 | 0.13362 | 0.13746 | 0.13841 | 0.13513 | 0.12992 | 0.12044 | 0.10809
SCE | MW | Commercial | Com - Hotel | FoodServ | No | FoodServ - Electric Griddle | 5.223e-05 | 5.3452e-05 | 5.4714e-05 | 5.557e-05 | 0 | 5.4494e-05 | 5.5247e-05 | 5.6646e-05 | 5.7292e-05 | 5.8728e-05 | 5.9377e-05 | 6.0291e-05
SCE | MW | Commercial | Com - Hotel | FoodServ | No | FoodServ - Electric Steamer | 0.0013013 | 0.0013339 | 0.0013677 | 0.0013887 | 0.001423 | 0.0014277 | 0.001425 | 0.0014435 | 0.0014418 | 0.001471 | 0.0014776 | 0.0014954
SCE | MW | Commercial | Com - Hotel | FoodServ | No | FoodServ - Fryer (Electric) | 3.3286e-05 | 3.3978e-05 | 3.4681e-05 | 3.5121e-05 | 3.5839e-05 | 3.5976e-05 | 3.597e-05 | 3.6378e-05 | 3.64e-05 | 3.7019e-05 | 3.722e-05 | 3.7636e-05
SCE | MW | Commercial | Com - Hotel | FoodServ | No | FoodServ - Oven (Electric) | 0.00060344 | 0.00061974 | 0.00063633 | 0.00064752 | 0.00066422 | 0.00066886 | 0.00067041 | 0.00068048 | 0.00068238 | 0.00069665 | 0.00070198 | 0.00071174
SCE | MW | Commercial | Com - Hotel | HVAC | Yes | HVAC - Advanced Package Rooftop AC (> EER 12) - Emerging | 0 | 0 | 0.00037909 | 0.00096085 | 0.0017119 | 0.0026149 | 0.0036506 | 0.0048145 | 0.0061136 | 0.0075432 | 0.0091007 | 0.010787
SCE | MW | Commercial | Com - Hotel | HVAC | No | HVAC - Chiller (Centrifugal) | 0.010326 | 0.01247 | 0.01474 | 0.017089 | 0.017683 | 0.01999 | 0.022313 | 0.024609 | 0.026866 | 0.031533 | 0.033744 | 0.035853
SCE | MW | Commercial | Com - Hotel | HVAC | No | HVAC - Chiller (Reciprocating) | 0.021585 | 0.025723 | 0.029909 | 0.03386 | 0.038102 | 0.041533 | 0.044553 | 0.047941 | 0.050463 | 0.053697 | 0.055921 | 0.058235
SCE | MW | Commercial | Com - Hotel | HVAC | No | HVAC - Demand Controlled Ventilation | 0.033203 | 0.034557 | 0.038777 | 0.04231 | 0.045181 | 0.046323 | 0.045831 | 0.044365 | 0.041125 | 0.037827 | 0.033418 | 0.029288
SCE | MW | Commercial | Com - Hotel | HVAC | No | HVAC - EER Rated Package Rooftop AC (EER 11) | 0.021981 | 0.025244 | 0.028638 | 0.031962 | 0.035772 | 0.039037 | 0.042049 | 0.045517 | 0.048307 | 0.051881 | 0.054609 | 0.057443
SCE | MW | Commercial | Com - Hotel | HVAC | No | HVAC - EER Rated Package Rooftop HP (EER 11) | 0.012425 | 0.01406 | 0.015701 | 0.017295 | 0 | 0 | 0 | 0 | 0 | 0 | 0 | 0.0028481
SCE | MW | Commercial | Com - Hotel | HVAC | No | HVAC - Repair Duct System | 0.082392 | 0.070732 | 0.064521 | 0.056472 | 0 | 0 | 0 | 0 | 0 | 0 | 0.0013606 | 0
SCE | MW | Commercial | Com - Hotel | HVAC | No | HVAC - SEER Rated Package Rooftop AC (Recharge) | 0.090835 | 0.076013 | 0.067662 | 0.057897 | 0.04743 | 0.037029 | 0.027232 | 0.018438 | 0.010849 | 0.004513 | 0 | 0
SCE | MW | Commercial | Com - Hotel | HVAC | No | HVAC - SEER Rated Package Rooftop AC (SEER 14) | 0.027076 | 0.032257 | 0 | 0 | 0 | 0 | 0 | 0 | 0 | 0 | 0 | 0
SCE | MW | Commercial | Com - Hotel | HVAC | No | HVAC - SEER Rated Package Rooftop AC (SEER 15) | 0.061033 | 0.071616 | 0.038285 | 0.04316 | 0.048444 | 0.052982 | 0.057176 | 0.061854 | 0.065712 | 0.070409 | 0.074106 | 0.077957
SCE | MW | Commercial | Com - Hotel | HVAC | No | HVAC - SEER Rated Package Rooftop HP (SEER 14) | 0.0070469 | 0.0083371 | 0 | 0 | 0 | 0 | 0 | 0 | 0 | 0 | 0 | 0
SCE | MW | Commercial | Com - Hotel | HVAC | No | HVAC - SEER Rated Package Rooftop HP (SEER 15) | 0.026216 | 0.031197 | 0.016875 | 0.019181 | 0.021736 | 0.023867 | 0.025816 | 0.028075 | 0.029867 | 0.03219 | 0.033933 | 0.035795
SCE | MW | Commercial | Com - Hotel | HVAC | No | HVAC - SEER Rated Split System AC (SEER 14) | 0.015549 | 0.018261 | 0.021087 | 0 | 0 | 0 | 0 | 0 | 0 | 0 | 0 | 0
SCE | MW | Commercial | Com - Hotel | HVAC | No | HVAC - SEER Rated Split System AC (SEER 15) | 0.0059437 | 0.0080155 | 0.0047833 | 0.0059065 | 0.0071879 | 0.0084374 | 0.0097142 | 0.011174 | 0.012564 | 0.014218 | 0.015743 | 0.017377
SCE | MW | Commercial | Com - Hotel | HVAC | No | HVAC - SEER Rated Split System HP (SEER 14) | 0.039054 | 0.046223 | 0.0072292 | 0.0081806 | 0.0092263 | 0.010094 | 0.010885 | 0.011794 | 0.012512 | 0.013437 | 0.01413 | 0.014868
SCE | MW | Commercial | Com - Hotel | HVAC | No | HVAC - SEER Rated Split System HP (SEER 15) | 0.01574 | 0.018624 | 0.010024 | 0.011348 | 0.012806 | 0.014022 | 0.015132 | 0.016411 | 0.017426 | 0.018733 | 0.019717 | 0.020766
SCE | MW | Commercial | Com - Hotel | Lighting | Yes | Lighting - LED Fixture (Replacing T8) - Emerging | 0 | 0 | 0 | 0.010134 | 0.021264 | 0.033874 | 0.046958 | 0.062464 | 0.076325 | 0.092928 | 0.10787 | 0.12338
SCE | MW | Commercial | Com - Hotel | Lighting | Yes | Lighting - LED Lamp (Basic High - Indoor) - Emerging | 0.00071714 | 0.0011759 | 0.0018805 | 0.0024131 | 0.0029213 | 0.00044408 | 0.00050947 | 0.00057611 | 0.00085168 | 0.0012307 | 0.0015691 | 0.001882
SCE | MW | Commercial | Com - Hotel | Lighting | Yes | Lighting - LED Lamp (Basic Low - Indoor) - Emerging | 0.0022691 | 0.003642 | 0.0051258 | 0.0062237 | 0.007499 | 0.0013315 | 0.0015053 | 0.0020246 | 0.0030307 | 0.0040224 | 0.004933 | 0.005794
SCE | MW | Commercial | Com - Hotel | Lighting | Yes | Lighting - LED Plug-In Indoor Fixture - Emerging | 0.0027603 | 0.0034929 | 0.0043778 | 0.0053126 | 0.006465 | 0.00042847 | 0.00048797 | 0.00060075 | 0.00075186 | 0.00093337 | 0.001104 | 0.0012864
SCE | MW | Commercial | Com - Hotel | Lighting | No | Lighting - Cold Cathode Lamp | 0.00016324 | 0.00017846 | 0.0001814 | 0.0001826 | 0.0001899 | 0 | 0 | 0 | 0 | 0 | 0 | 0
SCE | MW | Commercial | Com - Hotel | Lighting | No | Lighting - Compact Fluorescent Fixture (Indoor) | 0.12787 | 0.12931 | 0.13122 | 0.13269 | 0.13517 | 0 | 0 | 0 | 0 | 0 | 0 | 0
SCE | MW | Commercial | Com - Hotel | Lighting | No | Lighting - Compact Fluorescent Lamp (Basic High - Indoor) | 0.031245 | 0.030991 | 0.030016 | 0.028697 | 0.027645 | 0 | 0 | 0 | 0 | 0 | 0 | 0
SCE | MW | Commercial | Com - Hotel | Lighting | No | Lighting - Compact Fluorescent Lamp (Basic Low - Indoor) | 0.069312 | 0.06638 | 0.063233 | 0.060201 | 0.05817 | 0 | 0 | 0 | 0 | 0 | 0 | 0
SCE | MW | Commercial | Com - Hotel | Lighting | No | Lighting - Exit Fixture (LED) | 0 | 0 | 0.0016005 | 0.0016328 | 0.0014863 | 0.0014672 | 0.001156 | 0.0010035 | 0.0001792 | 0 | 0 | 0
SCE | MW | Commercial | Com - Hotel | Lighting | No | Lighting - Halogen Lamp (A-Line) | 0.00067909 | 0.00079241 | 0.00074239 | 0.00083456 | 0.0008139 | 0 | 0 | 0 | 0 | 0 | 0 | 0
SCE | MW | Commercial | Com - Hotel | Lighting | No | Lighting - Halogen Lamp (Reflector) | 0.00020638 | 0.00024441 | 0.00021613 | 0.00024278 | 0.00022333 | 0.00024114 | 0.00023086 | 0.00024099 | 0.00023843 | 0.00024545 | 0.00024883 | 0.00025299
SCE | MW | Commercial | Com - Hotel | Lighting | No | Lighting - Induction Fixture (Indoor) | 0.0070202 | 0.0079483 | 0.0080366 | 0.0081154 | 0.0082645 | 0.0082538 | 0.0082059 | 0.0082729 | 0.0082361 | 0.0083621 | 0.0083766 | 0.0084497
SCE | MW | Commercial | Com - Hotel | Lighting | No | Lighting - Induction Fixture (Outdoor) | 0.0023849 | 0.0032285 | 0.0032264 | 0.0032618 | 0.0033214 | 0.0033172 | 0.003298 | 0.003325 | 0.0033103 | 0.0033609 | 0.0033668 | 0.0033962
SCE | MW | Commercial | Com - Hotel | Lighting | No | Lighting - Linear Fluorescent Delamping | 0.00031196 | 0.0003008 | 0.00026471 | 0.00020265 | 0 | 0 | 0 | 0 | 0 | 0 | 0 | 0
SCE | MW | Commercial | Com - Hotel | Lighting | No | Lighting - Linear Fluorescent Fixture (Low Wattage T8) | 0.043684 | 0.051646 | 0.058865 | 0.064236 | 0.069098 | 0.071391 | 0.072445 | 0.073871 | 0.073785 | 0.074844 | 0.07452 | 0.074536
SCE | MW | Commercial | Com - Hotel | Lighting | No | Lighting - Occupancy Sensor | 0 | 0 | 0 | 0 | 0 | 0 | 0 | 0 | 0 | 0 | 0 | 0.0025873
SCE | MW | Commercial | Com - Hotel | Lighting | No | Lighting - Plug-In Fixture (Compact Fluorescent) | 0.033062 | 0.032716 | 0.032506 | 0.032043 | 0.03213 | 0 | 0 | 0 | 0 | 0 | 0 | 0
SCE | MW | Commercial | Com - Hotel | Lighting | No | Lighting - Plug-In Fixture (Linear Fluorescent) | 0.055631 | 0.057871 | 0.059824 | 0.060725 | 0.062307 | 0 | 0 | 0 | 0 | 0 | 0 | 0
SCE | MW | Commercial | Com - Hotel | Lighting | No | Lighting - Plug-In Fixture (PSMH with Electronic Ballast) | 0 | 0 | 0 | 0.007147 | 0.0123 | 0.01273 | 0.012816 | 0.012957 | 0.012812 | 0.012924 | 0.012792 | 0.012762
SCE | MW | Commercial | Com - Hotel | Lighting | No | Lighting - Plug-In Fixture (PSMH) | 0.017985 | 0.0213 | 0.021085 | 0.020015 | 0.018801 | 0.018063 | 0.017422 | 0.017231 | 0.016785 | 0.016834 | 0.016586 | 0.01652
SCE | MW | Commercial | Com - Hotel | SHW | No | SHW - EF Rated Instantaneous Water Heater (Electric) | 9.1128e-05 | 0.00010701 | 0.00012299 | 0.00013748 | 0.00015311 | 0.0001645 | 0.00017382 | 0.00018501 | 0.00019226 | 0.00020319 | 0.00020979 | 0.00021728
SCE | MW | Commercial | Com - Hotel | SHW | No | SHW - EF Rated Storage Water Heater (Electric) | 8.0661e-05 | 9.3302e-05 | 0 | 0 | 0 | 0 | 0 | 0 | 0 | 0 | 0 | 0
SCE | MW | Commercial | Com - Hotel | Service | No | HVAC - Comprehensive Rooftop Unit Quality Maintenance | 2.548e-08 | 2.3795e-08 | 2.6076e-08 | 2.8306e-08 | 3.0357e-08 | 3.2161e-08 | 3.3571e-08 | 3.4478e-08 | 3.4783e-08 | 3.4418e-08 | 3.3329e-08 | 3.1581e-08
SCE | MW | Commercial | Com - Hotel | Service | No | Service - HVAC Fault Detection & Diagnositics | 0 | 2.9612e-05 | 3.0441e-05 | 3.0349e-05 | 3.1109e-05 | 3.0014e-05 | 2.8552e-05 | 2.8453e-05 | 2.7182e-05 | 2.7801e-05 | 2.7118e-05 | 2.7122e-05
SCE | MW | Commercial | Com - Hotel | Service | No | Service - Retro-Commissioning (Electric) | 0.00028404 | 0.00021933 | 0.0001964 | 0.00017231 | 0.00014287 | 0.00011765 | 9.2211e-05 | 6.8322e-05 | 4.6716e-05 | 2.7631e-05 | 9.0418e-06 | 0
SCE | MW | Commercial | Com - Hotel | WholeBlg | No | HVAC - Energy Management System | 2.0969e-05 | 2.6508e-05 | 2.3602e-05 | 2.0581e-05 | 1.8329e-05 | 1.5713e-05 | 1.3313e-05 | 1.3164e-05 | 1.2699e-05 | 1.309e-05 | 1.2848e-05 | 1.2914e-05
SCE | MW | Commercial | Com - Hotel | WholeBlg | No | WholeBlg - Com NC Level 2 | 0.00093254 | 0 | 0 | 0 | 0 | 0 | 0 | 0 | 0 | 0 | 0 | 0
SCE | MW | Commercial | Com - Hotel | WholeBlg | No | WholeBlg - Com NC Level 3 | 0.0013382 | 0 | 0 | 0 | 0 | 0 | 0 | 0 | 0 | 0 | 0 | 0
SCE | MW | Commercial | Com - Hotel | WholeBlg | No | WholeBlg - Com RET Level 1 | 0.041528 | 0.056794 | 0.073087 | 0.090448 | 0.10886 | 0.12831 | 0.14872 | 0.16999 | 0.19196 | 0.21445 | 0.23719 | 0.25992
SCE | MW | Commercial | Com - Hotel | WholeBlg | No | WholeBlg - Com RET Level 2 | 0.071994 | 0.097898 | 0.12569 | 0.15561 | 0.18755 | 0.22166 | 0.25768 | 0.2956 | 0.33496 | 0.3756 | 0.41679 | 0.45822
SCE | MW | Commercial | Com - Motel | AppPlug | No | AppPlug - Computer Monitor | 0.013038 | 0.025655 | 0.025122 | 0.025668 | 0 | 0 | 0 | 0 | 0 | 0 | 0 | 0
SCE | MW | Commercial | Com - Motel | AppPlug | No | AppPlug - Desktop Computer (Com - Power Management) | 0.0054081 | 0.0065699 | 0.0064284 | 0.0061521 | 0.005877 | 0.005422 | 0.00491 | 0.0045441 | 0.0040799 | 0.0038532 | 0.0035147 | 0.0032986
SCE | MW | Commercial | Com - Motel | AppPlug | No | AppPlug - Occupancy Sensor Plug Strip | 0 | 0.0021215 | 0.0031646 | 0.0036669 | 0.0039353 | 0.0041195 | 0.0039753 | 0.0041967 | 0.0040363 | 0.0042934 | 0.0039721 | 0.0038195
SCE | MW | Commercial | Com - Motel | BldgEnv | No | BldgEnv - Window Film | 0.14644 | 0.1348 | 0.14776 | 0.16323 | 0.17761 | 0.18854 | 0.19313 | 0.19342 | 0.18771 | 0.17911 | 0.16473 | 0.14657
SCE | MW | Commercial | Com - Motel | FoodServ | No | FoodServ - Electric Griddle | 5.223e-05 | 5.3452e-05 | 5.4714e-05 | 5.557e-05 | 0 | 5.4494e-05 | 5.5247e-05 | 5.6646e-05 | 5.7292e-05 | 5.8728e-05 | 5.9377e-05 | 6.0291e-05
SCE | MW | Commercial | Com - Motel | FoodServ | No | FoodServ - Electric Steamer | 0.0013013 | 0.0013339 | 0.0013677 | 0.0013887 | 0.001423 | 0.0014277 | 0.001425 | 0.0014435 | 0.0014418 | 0.001471 | 0.0014776 | 0.0014954
SCE | MW | Commercial | Com - Motel | FoodServ | No | FoodServ - Fryer (Electric) | 3.3286e-05 | 3.3978e-05 | 3.4681e-05 | 3.5121e-05 | 3.5839e-05 | 3.5976e-05 | 3.597e-05 | 3.6378e-05 | 3.64e-05 | 3.7019e-05 | 3.722e-05 | 3.7636e-05
SCE | MW | Commercial | Com - Motel | FoodServ | No | FoodServ - Oven (Electric) | 0.00060344 | 0.00061974 | 0.00063633 | 0.00064752 | 0.00066422 | 0.00066886 | 0.00067041 | 0.00068048 | 0.00068238 | 0.00069665 | 0.00070198 | 0.00071174
SCE | MW | Commercial | Com - Motel | HVAC | Yes | HVAC - Advanced Package Rooftop AC (> EER 12) - Emerging | 0 | 0 | 0.00037869 | 0.00095986 | 0.0017102 | 0.0026123 | 0.003647 | 0.0048096 | 0.0061074 | 0.0075357 | 0.0090915 | 0.010776
SCE | MW | Commercial | Com - Motel | HVAC | No | HVAC - Chiller (Centrifugal) | 0.0050655 | 0.0060879 | 0.0071618 | 0.0082462 | 0.0075811 | 0.0085305 | 0.0094828 | 0.01042 | 0.011338 | 0.012214 | 0.013052 | 0.013831
SCE | MW | Commercial | Com - Motel | HVAC | No | HVAC - Chiller (Reciprocating) | 0.025507 | 0.030721 | 0.035983 | 0.040706 | 0.046102 | 0.049786 | 0.052729 | 0.056721 | 0.059036 | 0.063255 | 0.065507 | 0.068297
SCE | MW | Commercial | Com - Motel | HVAC | No | HVAC - Demand Controlled Ventilation | 0.033203 | 0.034557 | 0.038777 | 0.04231 | 0.045181 | 0.046323 | 0.045831 | 0.044365 | 0.041125 | 0.037827 | 0.033418 | 0.029288
SCE | MW | Commercial | Com - Motel | HVAC | No | HVAC - EER Rated Package Rooftop AC (EER 11) | 0.021982 | 0.025244 | 0.028638 | 0.031962 | 0.035773 | 0.039038 | 0.04205 | 0.045518 | 0.048308 | 0.051882 | 0.054611 | 0.057445
SCE | MW | Commercial | Com - Motel | HVAC | No | HVAC - EER Rated Package Rooftop HP (EER 11) | 0.012425 | 0.01406 | 0.015701 | 0.017295 | 0 | 0 | 0 | 0 | 0 | 0 | 0 | 0.0028481
SCE | MW | Commercial | Com - Motel | HVAC | No | HVAC - Repair Duct System | 0.078024 | 0.066933 | 0.061007 | 0.053359 | 0 | 0 | 0 | 0 | 0 | 0 | 0 | 0
SCE | MW | Commercial | Com - Motel | HVAC | No | HVAC - SEER Rated Package Rooftop AC (Recharge) | 0.081225 | 0.067937 | 0.060448 | 0.051703 | 0.04234 | 0.03304 | 0.024286 | 0.01643 | 0.0096522 | 0.0039937 | 0 | 0
SCE | MW | Commercial | Com - Motel | HVAC | No | HVAC - SEER Rated Package Rooftop AC (SEER 14) | 0.027077 | 0.032257 | 0 | 0 | 0 | 0 | 0 | 0 | 0 | 0 | 0 | 0
SCE | MW | Commercial | Com - Motel | HVAC | No | HVAC - SEER Rated Package Rooftop AC (SEER 15) | 0.061034 | 0.071616 | 0.038285 | 0.04316 | 0.048444 | 0.052982 | 0.057176 | 0.061854 | 0.065712 | 0.070409 | 0.074106 | 0.077957
SCE | MW | Commercial | Com - Motel | HVAC | No | HVAC - SEER Rated Package Rooftop HP (SEER 14) | 0.0070471 | 0.0083371 | 0 | 0 | 0 | 0 | 0 | 0 | 0 | 0 | 0 | 0
SCE | MW | Commercial | Com - Motel | HVAC | No | HVAC - SEER Rated Package Rooftop HP (SEER 15) | 0.026216 | 0.031197 | 0.016875 | 0.019181 | 0.021736 | 0.023867 | 0.025816 | 0.028075 | 0.029867 | 0.03219 | 0.033933 | 0.035795
SCE | MW | Commercial | Com - Motel | HVAC | No | HVAC - SEER Rated Split System AC (SEER 14) | 0.015549 | 0.018261 | 0.021087 | 0 | 0 | 0 | 0 | 0 | 0 | 0 | 0 | 0
SCE | MW | Commercial | Com - Motel | HVAC | No | HVAC - SEER Rated Split System AC (SEER 15) | 0.0059439 | 0.0080155 | 0.0047833 | 0.0059065 | 0.0071879 | 0.0084374 | 0.0097142 | 0.011174 | 0.012564 | 0.014218 | 0.015743 | 0.017377
SCE | MW | Commercial | Com - Motel | HVAC | No | HVAC - SEER Rated Split System HP (SEER 14) | 0.039055 | 0.046223 | 0.0072292 | 0.0081806 | 0.0092263 | 0.010094 | 0.010885 | 0.011794 | 0.012512 | 0.013437 | 0.01413 | 0.014868
SCE | MW | Commercial | Com - Motel | HVAC | No | HVAC - SEER Rated Split System HP (SEER 15) | 0.01574 | 0.018624 | 0.010024 | 0.011348 | 0.012806 | 0.014022 | 0.015132 | 0.016411 | 0.017426 | 0.018733 | 0.019717 | 0.020766
SCE | MW | Commercial | Com - Motel | Lighting | Yes | Lighting - LED Fixture (Replacing T8) - Emerging | 0 | 0 | 0 | 0 | 0.0124 | 0.023762 | 0.034627 | 0.04655 | 0.056946 | 0.069089 | 0.079904 | 0.090977
SCE | MW | Commercial | Com - Motel | Lighting | Yes | Lighting - LED Lamp (Basic High - Indoor) - Emerging | 0.00047074 | 0.00078381 | 0.001298 | 0.0017556 | 0.0021535 | 0.0003321 | 0.00038584 | 0.0004406 | 0.00063507 | 0.00093343 | 0.0012017 | 0.0014504
SCE | MW | Commercial | Com - Motel | Lighting | Yes | Lighting - LED Lamp (Basic Low - Indoor) - Emerging | 0.0015841 | 0.0025669 | 0.0037749 | 0.0046295 | 0.0056398 | 0.0010117 | 0.0011534 | 0.001547 | 0.0023279 | 0.0031043 | 0.0038246 | 0.0045089
SCE | MW | Commercial | Com - Motel | Lighting | Yes | Lighting - LED Plug-In Indoor Fixture - Emerging | 0.0019935 | 0.0025169 | 0.0031596 | 0.0038468 | 0.0047009 | 0.00031309 | 0.00035827 | 0.00043869 | 0.0005502 | 0.00068526 | 0.00081334 | 0.00095092
SCE | MW | Commercial | Com - Motel | Lighting | No | Lighting - Cold Cathode Lamp | 7.8965e-05 | 9.6041e-05 | 9.6946e-05 | 9.761e-05 | 9.9569e-05 | 0 | 0 | 0 | 0 | 0 | 0 | 0
SCE | MW | Commercial | Com - Motel | Lighting | No | Lighting - Compact Fluorescent Fixture (Indoor) | 0.097957 | 0.099217 | 0.10074 | 0.10189 | 0.10376 | 0 | 0 | 0 | 0 | 0 | 0 | 0
SCE | MW | Commercial | Com - Motel | Lighting | No | Lighting - Compact Fluorescent Lamp (Basic High - Indoor) | 0.023029 | 0.023351 | 0.022956 | 0.022118 | 0.021419 | 0 | 0 | 0 | 0 | 0 | 0 | 0
SCE | MW | Commercial | Com - Motel | Lighting | No | Lighting - Compact Fluorescent Lamp (Basic Low - Indoor) | 0.051867 | 0.050328 | 0.04831 | 0.046272 | 0.044881 | 0 | 0 | 0 | 0 | 0 | 0 | 0
SCE | MW | Commercial | Com - Motel | Lighting | No | Lighting - Exit Fixture (LED) | 0 | 0 | 0.0013768 | 0.0014115 | 0.0012696 | 0.0012508 | 0.00095172 | 0.00080428 | 1.5521e-05 | 0 | 0 | 0
SCE | MW | Commercial | Com - Motel | Lighting | No | Lighting - Halogen Lamp (A-Line) | 0.00067825 | 0.0007869 | 0.00074357 | 0.00082997 | 0.0008159 | 0 | 0 | 0 | 0 | 0 | 0 | 0
SCE | MW | Commercial | Com - Motel | Lighting | No | Lighting - Halogen Lamp (Reflector) | 0.00020955 | 0.00024655 | 0.00021902 | 0.00024446 | 0.00022629 | 0.00024266 | 0.00023377 | 0.00024232 | 0.00024252 | 0.00024956 | 0.00025164 | 0.00025629
SCE | MW | Commercial | Com - Motel | Lighting | No | Lighting - Induction Fixture (Indoor) | 0.0069799 | 0.0081313 | 0.0082052 | 0.0082873 | 0.0084395 | 0.0084286 | 0.0083796 | 0.0084481 | 0.0084105 | 0.0085392 | 0.008554 | 0.0086287
SCE | MW | Commercial | Com - Motel | Lighting | No | Lighting - Induction Fixture (Outdoor) | 0.0023847 | 0.0032285 | 0.0032264 | 0.0032618 | 0.0033214 | 0.0033172 | 0.003298 | 0.003325 | 0.0033103 | 0.0033609 | 0.0033668 | 0.0033962
SCE | MW | Commercial | Com - Motel | Lighting | No | Lighting - Linear Fluorescent Delamping | 0.00018966 | 0.0001836 | 0.00016042 | 0.00012233 | 0 | 0 | 0 | 0 | 0 | 0 | 0 | 0
SCE | MW | Commercial | Com - Motel | Lighting | No | Lighting - Linear Fluorescent Fixture (Low Wattage T8) | 0.03119 | 0.036762 | 0.041859 | 0.045891 | 0.049751 | 0.051324 | 0.051797 | 0.052488 | 0.05233 | 0.052998 | 0.052779 | 0.052808
SCE | MW | Commercial | Com - Motel | Lighting | No | Lighting - Occupancy Sensor | 0 | 0 | 0 | 0 | 0 | 0 | 0 | 0 | 0 | 0 | 0.0025049 | 0.0024466
SCE | MW | Commercial | Com - Motel | Lighting | No | Lighting - Plug-In Fixture (Compact Fluorescent) | 0.024863 | 0.024654 | 0.024542 | 0.024234 | 0.024336 | 0 | 0 | 0 | 0 | 0 | 0 | 0
SCE | MW | Commercial | Com - Motel | Lighting | No | Lighting - Plug-In Fixture (Linear Fluorescent) | 0 | 0 | 0.041198 | 0.043677 | 0.046187 | 0 | 0 | 0 | 0 | 0 | 0 | 0
SCE | MW | Commercial | Com - Motel | Lighting | No | Lighting - Plug-In Fixture (PSMH with Electronic Ballast) | 0 | 0 | 0 | 0 | 0 | 0.0052943 | 0.0086746 | 0.009053 | 0.0091494 | 0.0093505 | 0.0093325 | 0.0093618
SCE | MW | Commercial | Com - Motel | Lighting | No | Lighting - Plug-In Fixture (PSMH) | 0.013931 | 0.017548 | 0.0172 | 0.017004 | 0.016967 | 0.015734 | 0.014338 | 0.014085 | 0.013656 | 0.013682 | 0.013477 | 0.013431
SCE | MW | Commercial | Com - Motel | SHW | No | SHW - EF Rated Instantaneous Water Heater (Electric) | 8.1555e-05 | 9.6686e-05 | 0.00011207 | 0.0001262 | 0.00014144 | 0.00015274 | 0.0001621 | 0.00017319 | 0.00018053 | 0.00019133 | 0.00019795 | 0.00020539
SCE | MW | Commercial | Com - Motel | SHW | No | SHW - EF Rated Storage Water Heater (Electric) | 6.5544e-05 | 7.6085e-05 | 0 | 0 | 0 | 0 | 0 | 0 | 0 | 0 | 0 | 0
SCE | MW | Commercial | Com - Motel | Service | No | HVAC - Comprehensive Rooftop Unit Quality Maintenance | 2.548e-08 | 2.3795e-08 | 2.6076e-08 | 2.8306e-08 | 3.0357e-08 | 3.2161e-08 | 3.3571e-08 | 3.4478e-08 | 3.4783e-08 | 3.4418e-08 | 3.3329e-08 | 3.1581e-08
SCE | MW | Commercial | Com - Motel | Service | No | Service - HVAC Fault Detection & Diagnositics | 0 | 2.9612e-05 | 3.0441e-05 | 3.0349e-05 | 3.1109e-05 | 3.0014e-05 | 2.8552e-05 | 2.8453e-05 | 2.7182e-05 | 2.7801e-05 | 2.7118e-05 | 2.7122e-05
SCE | MW | Commercial | Com - Motel | Service | No | Service - Retro-Commissioning (Electric) | 0.00028404 | 0.00021933 | 0.0001964 | 0.00017231 | 0.00014287 | 0.00011765 | 9.2211e-05 | 6.8322e-05 | 4.6716e-05 | 2.7631e-05 | 9.0418e-06 | 0
SCE | MW | Commercial | Com - Motel | WholeBlg | No | HVAC - Energy Management System | 2.0969e-05 | 2.6508e-05 | 2.3602e-05 | 2.0581e-05 | 1.8329e-05 | 1.5713e-05 | 1.3313e-05 | 1.3164e-05 | 1.2699e-05 | 1.309e-05 | 1.2848e-05 | 1.2914e-05
SCE | MW | Commercial | Com - Motel | WholeBlg | No | WholeBlg - Com NC Level 2 | 0.00093254 | 0 | 0 | 0 | 0 | 0 | 0 | 0 | 0 | 0 | 0 | 0
SCE | MW | Commercial | Com - Motel | WholeBlg | No | WholeBlg - Com NC Level 3 | 0.0013382 | 0 | 0 | 0 | 0 | 0 | 0 | 0 | 0 | 0 | 0 | 0
SCE | MW | Commercial | Com - Motel | WholeBlg | No | WholeBlg - Com RET Level 1 | 0.045268 | 0.061911 | 0.079678 | 0.098617 | 0.11871 | 0.13993 | 0.1622 | 0.18541 | 0.20938 | 0.23391 | 0.25869 | 0.28345
SCE | MW | Commercial | Com - Motel | WholeBlg | No | WholeBlg - Com RET Level 2 | 0.071803 | 0.097652 | 0.12537 | 0.15519 | 0.18701 | 0.22097 | 0.25681 | 0.29453 | 0.33367 | 0.37408 | 0.41502 | 0.45625
SCE | MW | Commercial | Com - Nusing Home | AppPlug | No | AppPlug - Computer Monitor | 0.013714 | 0.026986 | 0.026425 | 0.027 | 0 | 0 | 0 | 0 | 0 | 0 | 0 | 0
SCE | MW | Commercial | Com - Nusing Home | AppPlug | No | AppPlug - Desktop Computer (Com - Power Management) | 0.0056886 | 0.0069107 | 0.0067618 | 0.0064712 | 0.0061819 | 0.0057032 | 0.0051647 | 0.0047797 | 0.0042915 | 0.004053 | 0.003697 | 0.0034697
SCE | MW | Commercial | Com - Nusing Home | AppPlug | No | AppPlug - Occupancy Sensor Plug Strip | 0 | 0.0022315 | 0.0033288 | 0.0038571 | 0.0041394 | 0.0043331 | 0.0041815 | 0.0044144 | 0.0042457 | 0.0045161 | 0.0041781 | 0.0040176
SCE | MW | Commercial | Com - Nusing Home | BldgEnv | No | BldgEnv - Window Film | 0.149 | 0.13712 | 0.15035 | 0.16615 | 0.18081 | 0.19202 | 0.19683 | 0.19728 | 0.19165 | 0.18308 | 0.16858 | 0.15016
SCE | MW | Commercial | Com - Nusing Home | FoodServ | No | FoodServ - Electric Steamer | 0.0029087 | 0.0029815 | 0.0030571 | 0.0031039 | 0.0031807 | 0.0031912 | 0.0031851 | 0.0032265 | 0.0032226 | 0.0032879 | 0.0033028 | 0.0033426
SCE | MW | Commercial | Com - Nusing Home | FoodServ | No | FoodServ - Oven (Electric) | 0.0012695 | 0.0013038 | 0.0013387 | 0.0013622 | 0.0013973 | 0.0014071 | 0.0014104 | 0.0014315 | 0.0014355 | 0.0014656 | 0.0014768 | 0.0014973
SCE | MW | Commercial | Com - Nusing Home | HVAC | Yes | HVAC - Advanced Package Rooftop AC (> EER 12) - Emerging | 0 | 0 | 0.00044114 | 0.0011324 | 0.0020291 | 0.0031082 | 0.0043439 | 0.005729 | 0.0072712 | 0.0089653 | 0.010808 | 0.012802
SCE | MW | Commercial | Com - Nusing Home | HVAC | No | HVAC - Chiller (Centrifugal) | 0.011447 | 0.013714 | 0.016095 | 0.018545 | 0.019497 | 0.021904 | 0.024307 | 0.026656 | 0.028945 | 0.031113 | 0.033171 | 0.035072
SCE | MW | Commercial | Com - Nusing Home | HVAC | No | HVAC - Chiller (Reciprocating) | 0.01834 | 0.022176 | 0.026189 | 0.030149 | 0.034508 | 0.038314 | 0.041883 | 0.0459 | 0.049229 | 0.053301 | 0.056489 | 0.059793
SCE | MW | Commercial | Com - Nusing Home | HVAC | No | HVAC - Demand Controlled Ventilation | 0.017243 | 0.017939 | 0.020132 | 0.021966 | 0.023455 | 0.024043 | 0.023781 | 0.023007 | 0.021313 | 0.019587 | 0.017289 | 0.015139
SCE | MW | Commercial | Com - Nusing Home | HVAC | No | HVAC - EER Rated Package Rooftop AC (EER 11) | 0.027564 | 0.031483 | 0.035578 | 0.039629 | 0.032607 | 0.047856 | 0.051653 | 0.055924 | 0.059481 | 0.063816 | 0.06725 | 0.070841
SCE | MW | Commercial | Com - Nusing Home | HVAC | No | HVAC - EER Rated Package Rooftop HP (EER 11) | 0.016317 | 0.018492 | 0.020679 | 0.022815 | 0 | 0 | 0 | 0 | 0 | 0 | 0 | 0
SCE | MW | Commercial | Com - Nusing Home | HVAC | No | HVAC - Repair Duct System | 0.12809 | 0.10944 | 0.099345 | 0.086573 | 0 | 0 | 0 | 0 | 0 | 0 | 0 | 0
SCE | MW | Commercial | Com - Nusing Home | HVAC | No | HVAC - SEER Rated Package Rooftop AC (Recharge) | 0.14311 | 0.11989 | 0.10679 | 0.091555 | 0 | 0 | 0 | 0 | 0 | 0.026473 | 0.020246 | 0.0090906
SCE | MW | Commercial | Com - Nusing Home | HVAC | No | HVAC - SEER Rated Package Rooftop AC (SEER 14) | 0.038639 | 0.046027 | 0 | 0 | 0 | 0 | 0 | 0 | 0 | 0 | 0 | 0
SCE | MW | Commercial | Com - Nusing Home | HVAC | No | HVAC - SEER Rated Package Rooftop AC (SEER 15) | 0.087225 | 0.10219 | 0.054551 | 0.061434 | 0.068872 | 0.075282 | 0.081213 | 0.087793 | 0.093242 | 0.099826 | 0.10503 | 0.11044
SCE | MW | Commercial | Com - Nusing Home | HVAC | No | HVAC - SEER Rated Package Rooftop HP (SEER 14) | 0.0090943 | 0.010741 | 0 | 0 | 0 | 0 | 0 | 0 | 0 | 0 | 0 | 0
SCE | MW | Commercial | Com - Nusing Home | HVAC | No | HVAC - SEER Rated Package Rooftop HP (SEER 15) | 0.03353 | 0.039732 | 0.021411 | 0.024263 | 0.027401 | 0.030026 | 0.032426 | 0.035179 | 0.037373 | 0.040173 | 0.042291 | 0.044536
SCE | MW | Commercial | Com - Nusing Home | HVAC | No | HVAC - SEER Rated Split System AC (SEER 14) | 0.029508 | 0.034701 | 0.040123 | 0 | 0 | 0 | 0 | 0 | 0 | 0 | 0 | 0
SCE | MW | Commercial | Com - Nusing Home | HVAC | No | HVAC - SEER Rated Split System AC (SEER 15) | 0.0078102 | 0.010588 | 0.0063403 | 0.0078584 | 0.0095744 | 0.011282 | 0.013041 | 0.015016 | 0.016933 | 0.019146 | 0.021229 | 0.023433
SCE | MW | Commercial | Com - Nusing Home | HVAC | No | HVAC - SEER Rated Split System HP (SEER 14) | 0.058615 | 0.069272 | 0.01082 | 0.012232 | 0.013781 | 0.015068 | 0.016241 | 0.017585 | 0.01865 | 0.020012 | 0.021037 | 0.022124
SCE | MW | Commercial | Com - Nusing Home | HVAC | No | HVAC - SEER Rated Split System HP (SEER 15) | 0.022455 | 0.026509 | 0.014239 | 0.016093 | 0.018126 | 0.019826 | 0.021377 | 0.023153 | 0.024567 | 0.026368 | 0.027732 | 0.029177
SCE | MW | Commercial | Com - Nusing Home | Lighting | Yes | Lighting - LED Fixture (Replacing T8) - Emerging | 0.017981 | 0.027028 | 0.040705 | 0.058493 | 0.081713 | 0.10911 | 0.14018 | 0.17875 | 0.2174 | 0.2644 | 0.30999 | 0.35809
SCE | MW | Commercial | Com - Nusing Home | Lighting | Yes | Lighting - LED Lamp (Basic High - Indoor) - Emerging | 0.00085948 | 0.0013492 | 0.0019451 | 0.0023464 | 0.0027968 | 0.00041666 | 0.00046825 | 0.00051636 | 0.00055123 | 0.0005853 | 0.00077873 | 0.00096978
SCE | MW | Commercial | Com - Nusing Home | Lighting | Yes | Lighting - LED Lamp (Basic Low - Indoor) - Emerging | 0.0098556 | 0.016022 | 0.018365 | 0.020844 | 0.032249 | 0.0076394 | 0.01053 | 0.013595 | 0.016596 | 0.01981 | 0.022863 | 0.025882
SCE | MW | Commercial | Com - Nusing Home | Lighting | Yes | Lighting - LED Plug-In Indoor Fixture - Emerging | 0.0099626 | 0.012662 | 0.015753 | 0.018882 | 0.022624 | 0.0014755 | 0.0016552 | 0.0020914 | 0.0025984 | 0.0031887 | 0.003729 | 0.0042947
SCE | MW | Commercial | Com - Nusing Home | Lighting | No | Lighting - Cold Cathode Lamp | 0.0022956 | 0.0023433 | 0.0023895 | 0.0024106 | 0.0024553 | 0 | 0 | 0 | 0 | 0 | 0 | 0
SCE | MW | Commercial | Com - Nusing Home | Lighting | No | Lighting - Compact Fluorescent Fixture (Indoor) | 0.38951 | 0.39155 | 0.39617 | 0.39969 | 0.40659 | 0 | 0 | 0 | 0 | 0 | 0 | 0
SCE | MW | Commercial | Com - Nusing Home | Lighting | No | Lighting - Compact Fluorescent Lamp (Basic High - Indoor) | 0.01353 | 0.015011 | 0.015914 | 0.016374 | 0.016535 | 0 | 0 | 0 | 0 | 0 | 0 | 0
SCE | MW | Commercial | Com - Nusing Home | Lighting | No | Lighting - Compact Fluorescent Lamp (Basic Low - Indoor) | 0.18293 | 0.17389 | 0.17367 | 0.17572 | 0.17117 | 0 | 0 | 0 | 0 | 0 | 0 | 0
SCE | MW | Commercial | Com - Nusing Home | Lighting | No | Lighting - Exit Fixture (LED) | 0 | 0 | 0.0018942 | 0.0019258 | 0.001768 | 0.001748 | 0.0014099 | 0.0012452 | 0.00034561 | 0 | 0 | 0
SCE | MW | Commercial | Com - Nusing Home | Lighting | No | Lighting - Halogen Lamp (A-Line) | 0.00071436 | 0.00083386 | 0.00078082 | 0.00087814 | 0.00085598 | 0 | 0 | 0 | 0 | 0 | 0 | 0
SCE | MW | Commercial | Com - Nusing Home | Lighting | No | Lighting - Halogen Lamp (Reflector) | 0.00021688 | 0.00025695 | 0.00022716 | 0.00025526 | 0.00023472 | 0.00025355 | 0.00024264 | 0.0002534 | 0.0002506 | 0.00025791 | 0.00026155 | 0.0002659
SCE | MW | Commercial | Com - Nusing Home | Lighting | No | Lighting - High Bay HID to T5 | 0.0012911 | 0.0013303 | 0.0014435 | 0.0015474 | 0.0016472 | 0.0017223 | 0.001773 | 0.0018204 | 0.0018297 | 0.0018483 | 0.00182 | 0.0017877
SCE | MW | Commercial | Com - Nusing Home | Lighting | No | Lighting - Induction Fixture (Indoor) | 0.0087778 | 0.0089833 | 0.0092002 | 0.0093384 | 0.0095718 | 0.0096189 | 0.0096188 | 0.0097587 | 0.0097709 | 0.0099833 | 0.010055 | 0.010195
SCE | MW | Commercial | Com - Nusing Home | Lighting | No | Lighting - Induction Fixture (Outdoor) | 0.0025087 | 0.003396 | 0.0033938 | 0.0034309 | 0.0034937 | 0.0034893 | 0.0034691 | 0.0034974 | 0.0034819 | 0.0035352 | 0.0035414 | 0.0035723
SCE | MW | Commercial | Com - Nusing Home | Lighting | No | Lighting - Linear Fluorescent Delamping | 0.0037429 | 0.0035877 | 0.0032121 | 0.0024828 | 0 | 0 | 0 | 0 | 0 | 0 | 0 | 0
SCE | MW | Commercial | Com - Nusing Home | Lighting | No | Lighting - Linear Fluorescent Fixture (Low Wattage T8) | 0.060345 | 0.074768 | 0.089185 | 0.10261 | 0.11649 | 0.12716 | 0.13585 | 0.1448 | 0.15055 | 0.15768 | 0.1612 | 0.16441
SCE | MW | Commercial | Com - Nusing Home | Lighting | No | Lighting - Low Bay HID to T5 | 3.4053e-05 | 3.5951e-05 | 3.87e-05 | 4.1205e-05 | 4.3618e-05 | 4.5395e-05 | 4.6572e-05 | 4.7737e-05 | 4.7972e-05 | 4.8551e-05 | 4.798e-05 | 4.7382e-05
SCE | MW | Commercial | Com - Nusing Home | Lighting | No | Lighting - Plug-In Fixture (Compact Fluorescent) | 0.1036 | 0.10184 | 0.10057 | 0.098631 | 0.098448 | 0 | 0 | 0 | 0 | 0 | 0 | 0
SCE | MW | Commercial | Com - Nusing Home | Lighting | No | Lighting - Plug-In Fixture (Induction) | 0 | 0 | 0 | 0.011165 | 0.0203 | 0.023117 | 0.024729 | 0.026128 | 0.026589 | 0.027585 | 0.027845 | 0.028289
SCE | MW | Commercial | Com - Nusing Home | Lighting | No | Lighting - Plug-In Fixture (Linear Fluorescent) | 0.16894 | 0.17816 | 0.18549 | 0.1887 | 0.19348 | 0 | 0 | 0 | 0 | 0 | 0 | 0
SCE | MW | Commercial | Com - Nusing Home | Lighting | No | Lighting - Plug-In Fixture (PSMH with Electronic Ballast) | 0.03353 | 0.039875 | 0.040035 | 0.035466 | 0.033181 | 0.031613 | 0.030346 | 0.029935 | 0.029317 | 0.029482 | 0.029276 | 0.02934
SCE | MW | Commercial | Com - Nusing Home | Lighting | No | Lighting - Plug-In Fixture (PSMH) | 0.044412 | 0.043786 | 0.043979 | 0.044079 | 0.044165 | 0.04068 | 0.03809 | 0.036801 | 0.035428 | 0.035078 | 0.034386 | 0.034087
SCE | MW | Commercial | Com - Nusing Home | SHW | No | SHW - EF Rated Instantaneous Water Heater (Electric) | 0.00018143 | 0.00021488 | 0.00024886 | 0.00027996 | 0.00031353 | 0.00033823 | 0.00035857 | 0.00038286 | 0.00039875 | 0.00042248 | 0.00043686 | 0.00045314
SCE | MW | Commercial | Com - Nusing Home | SHW | No | SHW - EF Rated Storage Water Heater (Electric) | 0.00014442 | 0.00016757 | 0 | 0 | 0 | 0 | 0 | 0 | 0 | 0 | 0 | 0
SCE | MW | Commercial | Com - Nusing Home | Service | No | HVAC - Comprehensive Rooftop Unit Quality Maintenance | 2.6801e-08 | 2.5029e-08 | 2.7429e-08 | 2.9774e-08 | 3.1932e-08 | 3.3829e-08 | 3.5312e-08 | 3.6266e-08 | 3.6587e-08 | 3.6203e-08 | 3.5058e-08 | 3.3219e-08
SCE | MW | Commercial | Com - Nusing Home | Service | No | Service - HVAC Fault Detection & Diagnositics | 0 | 3.1148e-05 | 3.2019e-05 | 3.1923e-05 | 3.2722e-05 | 3.157e-05 | 3.0033e-05 | 2.9929e-05 | 2.8592e-05 | 2.9243e-05 | 2.8524e-05 | 2.8529e-05
SCE | MW | Commercial | Com - Nusing Home | Service | No | Service - Retro-Commissioning (Electric) | 0.00029878 | 0.0002307 | 0.00020659 | 0.00018125 | 0.00015028 | 0.00012375 | 9.6994e-05 | 7.1866e-05 | 4.9139e-05 | 2.9064e-05 | 9.5108e-06 | 0
SCE | MW | Commercial | Com - Nusing Home | WholeBlg | No | HVAC - Energy Management System | 2.2057e-05 | 2.7883e-05 | 2.4827e-05 | 2.1649e-05 | 1.928e-05 | 1.6528e-05 | 1.4003e-05 | 1.3847e-05 | 1.3358e-05 | 1.3769e-05 | 1.3514e-05 | 1.3583e-05
SCE | MW | Commercial | Com - Nusing Home | WholeBlg | No | WholeBlg - Com NC Level 2 | 0.00098127 | 0 | 0 | 0 | 0 | 0 | 0 | 0 | 0 | 0 | 0 | 0
SCE | MW | Commercial | Com - Nusing Home | WholeBlg | No | WholeBlg - Com NC Level 3 | 0.001436 | 0 | 0 | 0 | 0 | 0 | 0 | 0 | 0 | 0 | 0 | 0
SCE | MW | Commercial | Com - Nusing Home | WholeBlg | No | WholeBlg - Com RET Level 1 | 0.058493 | 0.079956 | 0.10287 | 0.12732 | 0.15327 | 0.18073 | 0.20955 | 0.23965 | 0.27076 | 0.30266 | 0.33495 | 0.36817
SCE | MW | Commercial | Com - Nusing Home | WholeBlg | No | WholeBlg - Com RET Level 2 | 0.10348 | 0.14082 | 0.18096 | 0.22426 | 0.27053 | 0.32002 | 0.37233 | 0.42746 | 0.48474 | 0.54396 | 0.60401 | 0.66352
SCE | MW | Commercial | Com - Office (Large) | AppPlug | No | AppPlug - Computer Monitor | 0.10014 | 0.19706 | 0.19296 | 0.19716 | 0 | 0 | 0 | 0 | 0 | 0 | 0 | 0
SCE | MW | Commercial | Com - Office (Large) | AppPlug | No | AppPlug - Desktop Computer (Com - Power Management) | 0.051924 | 0.060845 | 0.059962 | 0.057704 | 0.055205 | 0.051008 | 0.046185 | 0.042498 | 0.037964 | 0.035455 | 0.032056 | 0.029758
SCE | MW | Commercial | Com - Office (Large) | AppPlug | No | AppPlug - Occupancy Sensor Plug Strip | 0 | 0.016295 | 0.024308 | 0.028166 | 0.030227 | 0.031642 | 0.030535 | 0.032235 | 0.031003 | 0.032978 | 0.03051 | 0.029338
SCE | MW | Commercial | Com - Office (Large) | BldgEnv | No | BldgEnv - Window Film | 0 | 0 | 0.11297 | 0.2529 | 0.38035 | 0.48997 | 0.56691 | 0.64136 | 0.69439 | 0.75416 | 0.77827 | 0.7774
SCE | MW | Commercial | Com - Office (Large) | FoodServ | No | FoodServ - Electric Steamer | 0.012494 | 0.012807 | 0.013132 | 0.013333 | 0.013662 | 0.013708 | 0.013681 | 0.01386 | 0.013843 | 0.014123 | 0.014187 | 0.014358
SCE | MW | Commercial | Com - Office (Large) | FoodServ | No | FoodServ - Oven (Electric) | 0.0057938 | 0.0059503 | 0.0061096 | 0.006217 | 0.0063774 | 0.0064219 | 0.0064368 | 0.0065335 | 0.0065517 | 0.0066887 | 0.0067399 | 0.0068336
SCE | MW | Commercial | Com - Office (Large) | HVAC | No | HVAC - Chiller (Centrifugal) | 0.124 | 0.15011 | 0.17803 | 0.20716 | 0.21083 | 0.23957 | 0.26898 | 0.29851 | 0.32806 | 0.35688 | 0.38502 | 0.41178
SCE | MW | Commercial | Com - Office (Large) | HVAC | No | HVAC - Chiller (Reciprocating) | 0.18356 | 0.22216 | 0.26261 | 0.30272 | 0.34688 | 0.38579 | 0.42251 | 0.4637 | 0.49823 | 0.54009 | 0.57329 | 0.60762
SCE | MW | Commercial | Com - Office (Large) | HVAC | No | HVAC - Demand Controlled Ventilation | 0.01103 | 0.011495 | 0.012894 | 0.014067 | 0.015025 | 0.015413 | 0.015263 | 0.014798 | 0.013742 | 0.012671 | 0.01122 | 0.0098576
SCE | MW | Commercial | Com - Office (Large) | HVAC | No | HVAC - EER Rated Package Rooftop AC (EER 11) | 0.20572 | 0.23613 | 0.26775 | 0.2985 | 0.33352 | 0.36269 | 0.38933 | 0.42069 | 0.44535 | 0.47806 | 0.50246 | 0.52888
SCE | MW | Commercial | Com - Office (Large) | HVAC | No | HVAC - EER Rated Package Rooftop HP (EER 11) | 0.11553 | 0.13108 | 0.14672 | 0.16194 | 0 | 0 | 0 | 0 | 0 | 0 | 0 | 0
SCE | MW | Commercial | Com - Office (Large) | HVAC | No | HVAC - Repair Duct System | 0.86629 | 0.74935 | 0.68926 | 0.60805 | 0 | 0 | 0 | 0 | 0 | 0 | 0 | 0
SCE | MW | Commercial | Com - Office (Large) | HVAC | No | HVAC - SEER Rated Package Rooftop AC (Recharge) | 0.93333 | 0.78602 | 0.7032 | 0.60551 | 0.49793 | 0.39192 | 0.29103 | 0.19997 | 0.12114 | 0.055181 | 0.00047539 | 0
SCE | MW | Commercial | Com - Office (Large) | HVAC | No | HVAC - SEER Rated Package Rooftop AC (SEER 14) | 0.28767 | 0.34133 | 0 | 0 | 0 | 0 | 0 | 0 | 0 | 0 | 0 | 0
SCE | MW | Commercial | Com - Office (Large) | HVAC | No | HVAC - SEER Rated Package Rooftop AC (SEER 15) | 0.60556 | 0.71083 | 0.37998 | 0.42793 | 0.4803 | 0.52425 | 0.56446 | 0.61019 | 0.64695 | 0.69329 | 0.72879 | 0.76634
SCE | MW | Commercial | Com - Office (Large) | HVAC | No | HVAC - SEER Rated Package Rooftop HP (SEER 14) | 0.065889 | 0.077907 | 0 | 0 | 0 | 0 | 0 | 0 | 0 | 0 | 0 | 0
SCE | MW | Commercial | Com - Office (Large) | HVAC | No | HVAC - SEER Rated Package Rooftop HP (SEER 15) | 0.24159 | 0.28605 | 0.15397 | 0.17409 | 0.19644 | 0.21456 | 0.23088 | 0.25013 | 0.26493 | 0.28478 | 0.29925 | 0.31494
SCE | MW | Commercial | Com - Office (Large) | HVAC | No | HVAC - SEER Rated Split System AC (SEER 14) | 0.15155 | 0.17686 | 0.20303 | 0 | 0 | 0 | 0 | 0 | 0 | 0 | 0 | 0
SCE | MW | Commercial | Com - Office (Large) | HVAC | No | HVAC - SEER Rated Split System AC (SEER 15) | 0.059267 | 0.079745 | 0.047498 | 0.058484 | 0.071103 | 0.083158 | 0.09537 | 0.10955 | 0.12279 | 0.13897 | 0.15361 | 0.16947
SCE | MW | Commercial | Com - Office (Large) | HVAC | No | HVAC - SEER Rated Split System HP (SEER 14) | 0.36265 | 0.42824 | 0.066829 | 0.075443 | 0.084934 | 0.092698 | 0.099717 | 0.10787 | 0.11421 | 0.12252 | 0.12867 | 0.13525
SCE | MW | Commercial | Com - Office (Large) | HVAC | No | HVAC - SEER Rated Split System HP (SEER 15) | 0.14599 | 0.1723 | 0.0925 | 0.10442 | 0.11756 | 0.12835 | 0.13811 | 0.14945 | 0.15829 | 0.16988 | 0.17846 | 0.18767
SCE | MW | Commercial | Com - Office (Large) | Lighting | Yes | Lighting - LED Fixture (Replacing T8) - Emerging | 0 | 0.13588 | 0.30539 | 0.52237 | 0.79406 | 1.1034 | 1.4431 | 1.8617 | 2.2625 | 2.7489 | 3.2053 | 3.683
SCE | MW | Commercial | Com - Office (Large) | Lighting | Yes | Lighting - LED Lamp (Basic High - Indoor) - Emerging | 0.018052 | 0.029871 | 0.039529 | 0.044239 | 0.071797 | 0.013844 | 0.018998 | 0.024639 | 0.030255 | 0.0362 | 0.041855 | 0.047467
SCE | MW | Commercial | Com - Office (Large) | Lighting | Yes | Lighting - LED Lamp (Basic Low - Indoor) - Emerging | 0.037529 | 0.057002 | 0.068666 | 0.078298 | 0.089083 | 0.015077 | 0.021954 | 0.033512 | 0.043867 | 0.054114 | 0.06348 | 0.072461
SCE | MW | Commercial | Com - Office (Large) | Lighting | Yes | Lighting - LED Plug-In Indoor Fixture - Emerging | 0.083992 | 0.10677 | 0.13263 | 0.15866 | 0.18966 | 0.012337 | 0.013805 | 0.017539 | 0.021767 | 0.026661 | 0.031127 | 0.035785
SCE | MW | Commercial | Com - Office (Large) | Lighting | No | Lighting - Cold Cathode Lamp | 0.013374 | 0.013664 | 0.013956 | 0.014111 | 0.014409 | 0 | 0 | 0 | 0 | 0 | 0 | 0
SCE | MW | Commercial | Com - Office (Large) | Lighting | No | Lighting - Compact Fluorescent Fixture (Indoor) | 2.5075 | 2.5213 | 2.5515 | 2.575 | 2.6199 | 0 | 0 | 0 | 0 | 0 | 0 | 0
SCE | MW | Commercial | Com - Office (Large) | Lighting | No | Lighting - Compact Fluorescent Lamp (Basic High - Indoor) | 0.38488 | 0.37749 | 0.38132 | 0.39223 | 0.38096 | 0 | 0 | 0 | 0 | 0 | 0 | 0
SCE | MW | Commercial | Com - Office (Large) | Lighting | No | Lighting - Compact Fluorescent Lamp (Basic Low - Indoor) | 0.9409 | 0.80195 | 0.71359 | 0.65536 | 0.63005 | 0 | 0 | 0 | 0 | 0 | 0 | 0
SCE | MW | Commercial | Com - Office (Large) | Lighting | No | Lighting - Exit Fixture (LED) | 0 | 0 | 0.011637 | 0.011945 | 0.010715 | 0.010552 | 0.0079635 | 0.0066864 | 0 | 0 | 0 | 0
SCE | MW | Commercial | Com - Office (Large) | Lighting | No | Lighting - Halogen Lamp (A-Line) | 0.0052273 | 0.0061619 | 0.0056852 | 0.0064732 | 0.0062216 | 0 | 0 | 0 | 0 | 0 | 0 | 0
SCE | MW | Commercial | Com - Office (Large) | Lighting | No | Lighting - Halogen Lamp (Reflector) | 0.0015423 | 0.0018478 | 0.0016209 | 0.0018417 | 0.0016747 | 0.0018314 | 0.0017329 | 0.0018327 | 0.0017903 | 0.0018438 | 0.001861 | 0.0019029
SCE | MW | Commercial | Com - Office (Large) | Lighting | No | Lighting - High Bay HID to T5 | 0 | 0 | 0.0061481 | 0.0061408 | 0.0063049 | 0.006094 | 0.0058076 | 0.0057973 | 0.0055475 | 0.0056828 | 0.0055507 | 0.0055588
SCE | MW | Commercial | Com - Office (Large) | Lighting | No | Lighting - Induction Fixture (Indoor) | 0.066091 | 0.068855 | 0.071654 | 0.073756 | 0.076542 | 0.07773 | 0.078423 | 0.080211 | 0.080851 | 0.083141 | 0.084167 | 0.085735
SCE | MW | Commercial | Com - Office (Large) | Lighting | No | Lighting - Induction Fixture (Outdoor) | 0.01832 | 0.024798 | 0.024782 | 0.025054 | 0.025512 | 0.02548 | 0.025332 | 0.025539 | 0.025426 | 0.025815 | 0.02586 | 0.026086
SCE | MW | Commercial | Com - Office (Large) | Lighting | No | Lighting - Linear Fluorescent Delamping | 0.0098251 | 0.0094358 | 0.0083892 | 0.0064597 | 0 | 0 | 0 | 0 | 0 | 0 | 0 | 0
SCE | MW | Commercial | Com - Office (Large) | Lighting | No | Lighting - Linear Fluorescent Fixture (Low Wattage T8) | 1.0412 | 1.266 | 1.4707 | 1.64 | 1.8031 | 1.9044 | 1.9702 | 2.0392 | 2.0621 | 2.1091 | 2.1125 | 2.1198
SCE | MW | Commercial | Com - Office (Large) | Lighting | No | Lighting - Low Bay HID to T5 | 0 | 0 | 0 | 0 | 0 | 0 | 0 | 0.010838 | 0.012814 | 0.01297 | 0.011004 | 0.010912
SCE | MW | Commercial | Com - Office (Large) | Lighting | No | Lighting - Occupancy Sensor | 0 | 0 | 0 | 0 | 0 | 0 | 0 | 0 | 0 | 0 | 0 | 0.012217
SCE | MW | Commercial | Com - Office (Large) | Lighting | No | Lighting - Plug-In Fixture (Compact Fluorescent) | 0.85118 | 0.83555 | 0.82413 | 0.80765 | 0.80564 | 0 | 0 | 0 | 0 | 0 | 0 | 0
SCE | MW | Commercial | Com - Office (Large) | Lighting | No | Lighting - Plug-In Fixture (Induction) | 0 | 0 | 0 | 0 | 0 | 0 | 0.056952 | 0.071718 | 0.16429 | 0.18161 | 0.19569 | 0.20734
SCE | MW | Commercial | Com - Office (Large) | Lighting | No | Lighting - Plug-In Fixture (Linear Fluorescent) | 1.3635 | 1.4453 | 1.509 | 1.5372 | 1.5768 | 0 | 0 | 0 | 0 | 0 | 0 | 0
SCE | MW | Commercial | Com - Office (Large) | Lighting | No | Lighting - Plug-In Fixture (PSMH with Electronic Ballast) | 0.28513 | 0.34385 | 0.34416 | 0.34349 | 0.34601 | 0.34055 | 0.32168 | 0.30741 | 0.26035 | 0.25369 | 0.24991 | 0.24847
SCE | MW | Commercial | Com - Office (Large) | Lighting | No | Lighting - Plug-In Fixture (PSMH) | 0.3768 | 0.38345 | 0.38339 | 0.38165 | 0.38411 | 0.37619 | 0.35196 | 0.34067 | 0.33892 | 0.33778 | 0.32045 | 0.3104
SCE | MW | Commercial | Com - Office (Large) | SHW | No | SHW - EF Rated Instantaneous Water Heater (Electric) | 0.00023487 | 0.00027614 | 0.00031727 | 0.00035405 | 0.00039349 | 0.00042182 | 0.00044483 | 0.00047253 | 0.00049023 | 0.0005172 | 0.00053326 | 0.00055159
SCE | MW | Commercial | Com - Office (Large) | SHW | No | SHW - EF Rated Storage Water Heater (Electric) | 0.00021195 | 0.00024462 | 0 | 0 | 0 | 0 | 0 | 0 | 0 | 0 | 0 | 0
SCE | MW | Commercial | Com - Office (Large) | Service | No | HVAC - Comprehensive Rooftop Unit Quality Maintenance | 1.9571e-07 | 1.8277e-07 | 2.0029e-07 | 2.1742e-07 | 2.3317e-07 | 2.4703e-07 | 2.5786e-07 | 2.6483e-07 | 2.6717e-07 | 2.6437e-07 | 2.56e-07 | 2.4257e-07
SCE | MW | Commercial | Com - Office (Large) | Service | No | Service - HVAC Fault Detection & Diagnositics | 0 | 0.00022745 | 0.00023381 | 0.00023311 | 0.00023895 | 0.00023054 | 0.00021931 | 0.00021855 | 0.00020879 | 0.00021354 | 0.00020829 | 0.00020833
SCE | MW | Commercial | Com - Office (Large) | Service | No | Service - Retro-Commissioning (Electric) | 0.0021817 | 0.0016847 | 0.0015086 | 0.0013235 | 0.0010974 | 0.00090364 | 0.00070828 | 0.00052479 | 0.00035882 | 0.00021223 | 6.945e-05 | 0
SCE | MW | Commercial | Com - Office (Large) | WholeBlg | No | HVAC - Energy Management System | 0.00016106 | 0.00020361 | 0.00018129 | 0.00015809 | 0.00014079 | 0.00012069 | 0.00010226 | 0.00010111 | 9.7541e-05 | 0.00010054 | 9.8683e-05 | 9.919e-05
SCE | MW | Commercial | Com - Office (Large) | WholeBlg | No | WholeBlg - Com NC Level 2 | 0.0071651 | 0 | 0 | 0 | 0 | 0 | 0 | 0 | 0 | 0 | 0 | 0
SCE | MW | Commercial | Com - Office (Large) | WholeBlg | No | WholeBlg - Com NC Level 3 | 0.010446 | 0 | 0 | 0 | 0 | 0 | 0 | 0 | 0 | 0 | 0 | 0
SCE | MW | Commercial | Com - Office (Large) | WholeBlg | No | WholeBlg - Com RET Level 1 | 0.48704 | 0.66673 | 0.8588 | 1.064 | 1.2821 | 1.513 | 1.7556 | 2.009 | 2.2711 | 2.54 | 2.8122 | 3.0854
SCE | MW | Commercial | Com - Office (Large) | WholeBlg | No | WholeBlg - Com RET Level 2 | 0.90828 | 1.2366 | 1.5899 | 1.9718 | 2.38 | 2.8175 | 3.2801 | 3.7683 | 4.2759 | 4.8015 | 5.3348 | 5.8734
SCE | MW | Commercial | Com - Office (Small) | AppPlug | No | AppPlug - Computer Monitor | 0.027536 | 0.054184 | 0.053058 | 0.054213 | 0 | 0 | 0 | 0 | 0 | 0 | 0 | 0
SCE | MW | Commercial | Com - Office (Small) | AppPlug | No | AppPlug - Desktop Computer (Com - Power Management) | 0.014277 | 0.01673 | 0.016488 | 0.015867 | 0.01518 | 0.014025 | 0.012699 | 0.011686 | 0.010439 | 0.0097489 | 0.0088143 | 0.0081825
SCE | MW | Commercial | Com - Office (Small) | AppPlug | No | AppPlug - Occupancy Sensor Plug Strip | 0 | 0.0044806 | 0.0066838 | 0.0077446 | 0.0083114 | 0.0087005 | 0.008396 | 0.0088636 | 0.0085248 | 0.0090677 | 0.0083892 | 0.008067
SCE | MW | Commercial | Com - Office (Small) | BldgEnv | No | BldgEnv - Window Film | 0.060906 | 0.048854 | 0.079773 | 0.11771 | 0.15286 | 0.18195 | 0.20027 | 0.21606 | 0.22439 | 0.23297 | 0.23124 | 0.22247
SCE | MW | Commercial | Com - Office (Small) | HVAC | No | HVAC - Chiller (Centrifugal) | 0.039843 | 0.048383 | 0.057566 | 0.067204 | 0.06801 | 0.077579 | 0.087445 | 0.097441 | 0.10753 | 0.11746 | 0.12724 | 0.13664
SCE | MW | Commercial | Com - Office (Small) | HVAC | No | HVAC - Chiller (Reciprocating) | 0.046583 | 0.057119 | 0.068441 | 0.080016 | 0.093023 | 0.10503 | 0.11682 | 0.1302 | 0.14212 | 0.15644 | 0.16861 | 0.18137
SCE | MW | Commercial | Com - Office (Small) | HVAC | No | HVAC - Demand Controlled Ventilation | 0 | 6.6556e-22 | 6.2155e-21 | 4.0523e-20 | 0 | 0 | 0 | 0 | 0 | 0 | 0 | 0
SCE | MW | Commercial | Com - Office (Small) | HVAC | No | HVAC - Direct Evaporative Cooler | 0.11429 | 0.13298 | 0.15306 | 0.17411 | 0.19637 | 0.21868 | 0.24089 | 0.26364 | 0.28535 | 0.30737 | 0.3276 | 0.34676
SCE | MW | Commercial | Com - Office (Small) | HVAC | No | HVAC - EER Rated Package Rooftop AC (EER 11) | 0.066768 | 0.076594 | 0.086835 | 0.096812 | 0 | 0.11549 | 0.12473 | 0.13556 | 0.14417 | 0.15524 | 0.16354 | 0.17242
SCE | MW | Commercial | Com - Office (Small) | HVAC | No | HVAC - EER Rated Package Rooftop HP (EER 11) | 0.036306 | 0.041168 | 0.046073 | 0.05086 | 0 | 0 | 0 | 0 | 0 | 0 | 0 | 0
SCE | MW | Commercial | Com - Office (Small) | HVAC | No | HVAC - Repair Duct System | 0.27151 | 0.23417 | 0.2147 | 0.18885 | 0 | 0 | 0 | 0 | 0 | 0 | 0 | 0
SCE | MW | Commercial | Com - Office (Small) | HVAC | No | HVAC - SEER Rated Package Rooftop AC (Recharge) | 0.28702 | 0.2413 | 0.21555 | 0.18539 | 0 | 0.11658 | 0.10174 | 0.075271 | 0.048176 | 0.024534 | 0.0049768 | 0
SCE | MW | Commercial | Com - Office (Small) | HVAC | No | HVAC - SEER Rated Package Rooftop AC (SEER 14) | 0.10042 | 0.11922 | 0 | 0 | 0 | 0 | 0 | 0 | 0 | 0 | 0 | 0
SCE | MW | Commercial | Com - Office (Small) | HVAC | No | HVAC - SEER Rated Package Rooftop AC (SEER 15) | 0.19561 | 0.22954 | 0.12266 | 0.13809 | 0.15494 | 0.16908 | 0.18201 | 0.19671 | 0.20853 | 0.22343 | 0.23484 | 0.24692
SCE | MW | Commercial | Com - Office (Small) | HVAC | No | HVAC - SEER Rated Package Rooftop HP (SEER 14) | 0.020754 | 0.024553 | 0 | 0 | 0 | 0 | 0 | 0 | 0 | 0 | 0 | 0
SCE | MW | Commercial | Com - Office (Small) | HVAC | No | HVAC - SEER Rated Package Rooftop HP (SEER 15) | 0.075963 | 0.089988 | 0.048455 | 0.05481 | 0.061874 | 0.067607 | 0.072776 | 0.078874 | 0.083571 | 0.089872 | 0.09447 | 0.099458
SCE | MW | Commercial | Com - Office (Small) | HVAC | No | HVAC - SEER Rated Split System AC (SEER 14) | 0.045161 | 0.051249 | 0.057383 | 0 | 0 | 0 | 0 | 0 | 0 | 0 | 0 | 0
SCE | MW | Commercial | Com - Office (Small) | HVAC | No | HVAC - SEER Rated Split System AC (SEER 15) | 0.013735 | 0.01799 | 0.010492 | 0.012693 | 0.015189 | 0.01751 | 0.019811 | 0.022461 | 0.02487 | 0.027824 | 0.030432 | 0.033256
SCE | MW | Commercial | Com - Office (Small) | HVAC | No | HVAC - SEER Rated Split System HP (SEER 14) | 0.11336 | 0.13398 | 0.02092 | 0.02363 | 0.026616 | 0.02906 | 0.031271 | 0.033839 | 0.035838 | 0.038458 | 0.040394 | 0.042471
SCE | MW | Commercial | Com - Office (Small) | HVAC | No | HVAC - SEER Rated Split System HP (SEER 15) | 0.045876 | 0.054151 | 0.029072 | 0.032824 | 0.036962 | 0.040362 | 0.043442 | 0.047021 | 0.04982 | 0.053483 | 0.056202 | 0.059119
SCE | MW | Commercial | Com - Office (Small) | Lighting | Yes | Lighting - LED Fixture (Replacing T8) - Emerging | 0 | 0.035258 | 0.079718 | 0.13647 | 0.20759 | 0.28849 | 0.37731 | 0.48705 | 0.59173 | 0.71905 | 0.83816 | 0.96294
SCE | MW | Commercial | Com - Office (Small) | Lighting | Yes | Lighting - LED Lamp (Basic High - Indoor) - Emerging | 0.0051325 | 0.0084971 | 0.011293 | 0.01267 | 0.020524 | 0.0039579 | 0.0054324 | 0.0070477 | 0.008654 | 0.010358 | 0.011976 | 0.013585
SCE | MW | Commercial | Com - Office (Small) | Lighting | Yes | Lighting - LED Lamp (Basic Low - Indoor) - Emerging | 0.01068 | 0.016234 | 0.019614 | 0.022413 | 0.025565 | 0.0043358 | 0.006303 | 0.0096054 | 0.012563 | 0.015496 | 0.018176 | 0.020749
SCE | MW | Commercial | Com - Office (Small) | Lighting | Yes | Lighting - LED Plug-In Indoor Fixture - Emerging | 0.017819 | 0.022435 | 0.02818 | 0.034384 | 0.042145 | 0.0028174 | 0.0032361 | 0.00395 | 0.0049647 | 0.0062006 | 0.0073823 | 0.0086564
SCE | MW | Commercial | Com - Office (Small) | Lighting | No | Lighting - Cold Cathode Lamp | 0.0048832 | 0.0050069 | 0.005125 | 0.0051833 | 0.0052945 | 0 | 0 | 0 | 0 | 0 | 0 | 0
SCE | MW | Commercial | Com - Office (Small) | Lighting | No | Lighting - Compact Fluorescent Fixture (Indoor) | 0.71815 | 0.72271 | 0.73181 | 0.73875 | 0.75189 | 0 | 0 | 0 | 0 | 0 | 0 | 0
SCE | MW | Commercial | Com - Office (Small) | Lighting | No | Lighting - Compact Fluorescent Lamp (Basic High - Indoor) | 0.11165 | 0.10963 | 0.11073 | 0.1138 | 0.11066 | 0 | 0 | 0 | 0 | 0 | 0 | 0
SCE | MW | Commercial | Com - Office (Small) | Lighting | No | Lighting - Compact Fluorescent Lamp (Basic Low - Indoor) | 0.26994 | 0.23053 | 0.20544 | 0.18885 | 0.18167 | 0 | 0 | 0 | 0 | 0 | 0 | 0
SCE | MW | Commercial | Com - Office (Small) | Lighting | No | Lighting - Exit Fixture (LED) | 0 | 0 | 0.0032688 | 0.0033487 | 0.0030177 | 0.0029738 | 0.0022753 | 0.0019313 | 8.8217e-05 | 0 | 0 | 0
SCE | MW | Commercial | Com - Office (Small) | Lighting | No | Lighting - Halogen Lamp (A-Line) | 0.0014331 | 0.0016662 | 0.0015695 | 0.0017564 | 0.0017217 | 0 | 0 | 0 | 0 | 0 | 0 | 0
SCE | MW | Commercial | Com - Office (Small) | Lighting | No | Lighting - Halogen Lamp (Reflector) | 0.00044014 | 0.00051908 | 0.00046036 | 0.00051501 | 0.00047566 | 0.00051134 | 0.00049149 | 0.00051076 | 0.0005085 | 0.00052405 | 0.00052929 | 0.00053881
SCE | MW | Commercial | Com - Office (Small) | Lighting | No | Lighting - High Bay HID to T5 | 0 | 0 | 0 | 0.0016189 | 0.0016626 | 0.0016067 | 0.0015313 | 0.0015287 | 0.001463 | 0.0014988 | 0.0014644 | 0.0014666
SCE | MW | Commercial | Com - Office (Small) | Lighting | No | Lighting - Induction Fixture (Indoor) | 0.017754 | 0.018497 | 0.019244 | 0.019799 | 0.020537 | 0.020844 | 0.021018 | 0.021484 | 0.021643 | 0.022242 | 0.022504 | 0.022911
SCE | MW | Commercial | Com - Office (Small) | Lighting | No | Lighting - Induction Fixture (Outdoor) | 0.0050374 | 0.0068187 | 0.0068143 | 0.0068889 | 0.0070149 | 0.007006 | 0.0069655 | 0.0070224 | 0.0069913 | 0.0070983 | 0.0071107 | 0.0071728
SCE | MW | Commercial | Com - Office (Small) | Lighting | No | Lighting - Linear Fluorescent Delamping | 0.0025983 | 0.0024956 | 0.002218 | 0.001708 | 0 | 0 | 0 | 0 | 0 | 0 | 0 | 0
SCE | MW | Commercial | Com - Office (Small) | Lighting | No | Lighting - Linear Fluorescent Fixture (Low Wattage T8) | 0.27057 | 0.32899 | 0.38215 | 0.42606 | 0.46843 | 0.49459 | 0.51144 | 0.52922 | 0.53497 | 0.54713 | 0.54786 | 0.54967
SCE | MW | Commercial | Com - Office (Small) | Lighting | No | Lighting - Low Bay HID to T5 | 0 | 0 | 0 | 0 | 0 | 0 | 0 | 0 | 0 | 0.0033683 | 0.0032759 | 0.0028609
SCE | MW | Commercial | Com - Office (Small) | Lighting | No | Lighting - Occupancy Sensor | 0 | 0 | 0 | 0 | 0 | 0 | 0.042205 | 0.041372 | 0.032968 | 0.025627 | 0.019367 | 0.015909
SCE | MW | Commercial | Com - Office (Small) | Lighting | No | Lighting - Plug-In Fixture (Compact Fluorescent) | 0.22895 | 0.22728 | 0.22657 | 0.22406 | 0.22528 | 0 | 0 | 0 | 0 | 0 | 0 | 0
SCE | MW | Commercial | Com - Office (Small) | Lighting | No | Lighting - Plug-In Fixture (Induction) | 0 | 0 | 0 | 0 | 0 | 0 | 0 | 0.041029 | 0.04675 | 0.053602 | 0.057425 | 0.060449
SCE | MW | Commercial | Com - Office (Small) | Lighting | No | Lighting - Plug-In Fixture (Linear Fluorescent) | 0.39335 | 0.41194 | 0.42737 | 0.4344 | 0.44571 | 0 | 0 | 0 | 0 | 0 | 0 | 0
SCE | MW | Commercial | Com - Office (Small) | Lighting | No | Lighting - Plug-In Fixture (PSMH with Electronic Ballast) | 0.082362 | 0.099854 | 0.099887 | 0.099628 | 0.10032 | 0.098669 | 0.096162 | 0.080798 | 0.074972 | 0.074078 | 0.072486 | 0.071963
SCE | MW | Commercial | Com - Office (Small) | Lighting | No | Lighting - Plug-In Fixture (PSMH) | 0.10893 | 0.11206 | 0.11213 | 0.11166 | 0.11243 | 0.11008 | 0.10742 | 0.10531 | 0.10151 | 0.096268 | 0.09161 | 0.089032
SCE | MW | Commercial | Com - Office (Small) | SHW | No | SHW - EF Rated Instantaneous Water Heater (Electric) | 0.00036497 | 0.00043047 | 0.00049624 | 0.00055567 | 0.0006195 | 0.00066601 | 0.0007041 | 0.00074957 | 0.0007791 | 0.00082331 | 0.00085 | 0.00088022
SCE | MW | Commercial | Com - Office (Small) | SHW | No | SHW - EF Rated Storage Water Heater (Electric) | 0.00029949 | 0.00034635 | 0 | 0 | 0 | 0 | 0 | 0 | 0 | 0 | 0 | 0
SCE | MW | Commercial | Com - Office (Small) | Service | No | HVAC - Comprehensive Rooftop Unit Quality Maintenance | 5.3814e-08 | 5.0256e-08 | 5.5074e-08 | 5.9783e-08 | 6.4115e-08 | 6.7924e-08 | 7.0903e-08 | 7.2818e-08 | 7.3463e-08 | 7.2692e-08 | 7.0392e-08 | 6.6699e-08
SCE | MW | Commercial | Com - Office (Small) | Service | No | Service - HVAC Fault Detection & Diagnositics | 0 | 6.2541e-05 | 6.4291e-05 | 6.4097e-05 | 6.5702e-05 | 6.339e-05 | 6.0303e-05 | 6.0093e-05 | 5.7409e-05 | 5.8716e-05 | 5.7274e-05 | 5.7283e-05
SCE | MW | Commercial | Com - Office (Small) | Service | No | Service - Retro-Commissioning (Electric) | 0.00059991 | 0.00046323 | 0.00041481 | 0.00036393 | 0.00030175 | 0.00024847 | 0.00019475 | 0.0001443 | 9.8665e-05 | 5.8357e-05 | 1.9097e-05 | 0
SCE | MW | Commercial | Com - Office (Small) | WholeBlg | No | HVAC - Energy Management System | 4.4287e-05 | 5.5986e-05 | 4.9849e-05 | 4.3468e-05 | 3.8711e-05 | 3.3186e-05 | 2.8117e-05 | 2.7802e-05 | 2.6821e-05 | 2.7647e-05 | 2.7135e-05 | 2.7274e-05
SCE | MW | Commercial | Com - Office (Small) | WholeBlg | No | WholeBlg - Com NC Level 2 | 0.0019702 | 0 | 0 | 0 | 0 | 0 | 0 | 0 | 0 | 0 | 0 | 0
SCE | MW | Commercial | Com - Office (Small) | WholeBlg | No | WholeBlg - Com NC Level 3 | 0.0028798 | 0 | 0 | 0 | 0 | 0 | 0 | 0 | 0 | 0 | 0 | 0
SCE | MW | Commercial | Com - Office (Small) | WholeBlg | No | WholeBlg - Com RET Level 1 | 0.13179 | 0.18071 | 0.23307 | 0.28912 | 0.34874 | 0.41199 | 0.47849 | 0.54807 | 0.62007 | 0.69408 | 0.76907 | 0.84446
SCE | MW | Commercial | Com - Office (Small) | WholeBlg | No | WholeBlg - Com RET Level 2 | 0.2455 | 0.33438 | 0.43011 | 0.53376 | 0.64468 | 0.7637 | 0.88967 | 1.0228 | 1.1613 | 1.305 | 1.4508 | 1.5984
SCE | MW | Commercial | Com - Restaurant (Fast Food) | AppPlug | No | AppPlug - Computer Monitor | 0.0097829 | 0.019258 | 0.018852 | 0.019257 | 0 | 0 | 0 | 0 | 0 | 0 | 0 | 0
SCE | MW | Commercial | Com - Restaurant (Fast Food) | AppPlug | No | AppPlug - Desktop Computer (Com - Power Management) | 0.0040602 | 0.0049298 | 0.0048191 | 0.0046068 | 0.0043838 | 0.0040325 | 0.0036389 | 0.003352 | 0.0029938 | 0.0028088 | 0.0025422 | 0.0023646
SCE | MW | Commercial | Com - Restaurant (Fast Food) | AppPlug | No | AppPlug - Occupancy Sensor Plug Strip | 0 | 0.0015903 | 0.0023702 | 0.0027438 | 0.002933 | 0.0030641 | 0.0029488 | 0.0031055 | 0.0029769 | 0.0031574 | 0.0029052 | 0.0027771
SCE | MW | Commercial | Com - Restaurant (Fast Food) | BldgEnv | No | BldgEnv - Window Film | 0 | 0 | 0.010171 | 0.024487 | 0.037153 | 0.047564 | 0.054352 | 0.060471 | 0.064268 | 0.068383 | 0.06913 | 0.067603
SCE | MW | Commercial | Com - Restaurant (Fast Food) | ComRefrig | No | ComRefrig - Strip Curtain for Walk In Refrigerator | 0.082589 | 0.074848 | 0.075164 | 0.072235 | 0.066112 | 0.057453 | 0.047201 | 0.036466 | 0.026222 | 0.017137 | 0.0095219 | 0.003461
SCE | MW | Commercial | Com - Restaurant (Fast Food) | FoodServ | No | FoodServ - Electric Griddle | 3.9213e-05 | 4.0128e-05 | 4.1067e-05 | 4.1701e-05 | 0 | 4.087e-05 | 4.1424e-05 | 4.2459e-05 | 4.2931e-05 | 4.399e-05 | 4.4461e-05 | 4.5128e-05
SCE | MW | Commercial | Com - Restaurant (Fast Food) | FoodServ | No | FoodServ - Electric Steamer | 0.058617 | 0.060079 | 0.061587 | 0.062514 | 0.064029 | 0.064224 | 0.064078 | 0.064884 | 0.064781 | 0.066061 | 0.066329 | 0.067094
SCE | MW | Commercial | Com - Restaurant (Fast Food) | FoodServ | No | FoodServ - Fryer (Electric) | 0.0011558 | 0.0011797 | 0.0012039 | 0.0012189 | 0.0012434 | 0.0012479 | 0.0012473 | 0.0012611 | 0.0012615 | 0.0012825 | 0.001289 | 0.0013029
SCE | MW | Commercial | Com - Restaurant (Fast Food) | FoodServ | No | FoodServ - Grill to Order Cabinet | 0.029579 | 0.032281 | 0.035013 | 0.037388 | 0.040037 | 0.04178 | 0.043145 | 0.04498 | 0.046052 | 0.047945 | 0.048999 | 0.05029
SCE | MW | Commercial | Com - Restaurant (Fast Food) | FoodServ | No | FoodServ - Oven (Electric) | 0.0063426 | 0.0065134 | 0.0066863 | 0.0068023 | 0.0069748 | 0.007022 | 0.0070361 | 0.0071392 | 0.007157 | 0.0073036 | 0.0073568 | 0.0074559
SCE | MW | Commercial | Com - Restaurant (Fast Food) | HVAC | Yes | HVAC - Advanced Package Rooftop AC (> EER 12) - Emerging | 0 | 0 | 0.00068877 | 0.0017608 | 0.003162 | 0.0048593 | 0.0067966 | 0.0089656 | 0.011381 | 0.014037 | 0.016929 | 0.020063
SCE | MW | Commercial | Com - Restaurant (Fast Food) | HVAC | No | HVAC - Direct Evaporative Cooler | 0.065049 | 0.075465 | 0.086396 | 0.097625 | 0.10931 | 0.12081 | 0.13211 | 0.14351 | 0.15423 | 0.16494 | 0.17467 | 0.18379
SCE | MW | Commercial | Com - Restaurant (Fast Food) | HVAC | No | HVAC - EER Rated Package Rooftop AC (EER 11) | 0.03626 | 0.041537 | 0.04699 | 0.052301 | 0 | 0 | 0.065844 | 0.071698 | 0.076488 | 0.08243 | 0.086924 | 0.091634
SCE | MW | Commercial | Com - Restaurant (Fast Food) | HVAC | No | HVAC - EER Rated Package Rooftop HP (EER 11) | 0.024032 | 0.027276 | 0.030525 | 0.033683 | 0 | 0 | 0 | 0 | 0 | 0 | 0 | 0
SCE | MW | Commercial | Com - Restaurant (Fast Food) | HVAC | No | HVAC - Repair Duct System | 0.16375 | 0.14054 | 0.12818 | 0.11218 | 0 | 0 | 0 | 0 | 0 | 0 | 0 | 0
SCE | MW | Commercial | Com - Restaurant (Fast Food) | HVAC | No | HVAC - SEER Rated Package Rooftop AC (Recharge) | 0.14652 | 0.123 | 0.10975 | 0.094219 | 0.077318 | 0.060633 | 0.044829 | 0.030601 | 0.018303 | 0.0080211 | 0 | 0
SCE | MW | Commercial | Com - Restaurant (Fast Food) | HVAC | No | HVAC - SEER Rated Package Rooftop AC (SEER 14) | 0.045819 | 0.054615 | 0 | 0 | 0 | 0 | 0 | 0 | 0 | 0 | 0 | 0
SCE | MW | Commercial | Com - Restaurant (Fast Food) | HVAC | No | HVAC - SEER Rated Package Rooftop AC (SEER 15) | 0.11905 | 0.13993 | 0.074826 | 0.084253 | 0.094564 | 0.10314 | 0.11097 | 0.11994 | 0.12707 | 0.1362 | 0.14311 | 0.15046
SCE | MW | Commercial | Com - Restaurant (Fast Food) | HVAC | No | HVAC - SEER Rated Package Rooftop HP (SEER 14) | 0.013403 | 0.015846 | 0 | 0 | 0 | 0 | 0 | 0 | 0 | 0 | 0 | 0
SCE | MW | Commercial | Com - Restaurant (Fast Food) | HVAC | No | HVAC - SEER Rated Package Rooftop HP (SEER 15) | 0.049324 | 0.058478 | 0.031491 | 0.035628 | 0.040197 | 0.043934 | 0.047324 | 0.051275 | 0.05434 | 0.05839 | 0.061367 | 0.064568
SCE | MW | Commercial | Com - Restaurant (Fast Food) | HVAC | No | HVAC - SEER Rated Split System AC (SEER 14) | 0.02545 | 0.02915 | 0.032921 | 0 | 0 | 0 | 0 | 0 | 0 | 0 | 0 | 0
SCE | MW | Commercial | Com - Restaurant (Fast Food) | HVAC | No | HVAC - SEER Rated Split System AC (SEER 15) | 0.0083931 | 0.011025 | 0.0064485 | 0.007827 | 0.0093958 | 0.010873 | 0.012351 | 0.014057 | 0.015625 | 0.017546 | 0.019261 | 0.02112
SCE | MW | Commercial | Com - Restaurant (Fast Food) | HVAC | No | HVAC - SEER Rated Split System HP (SEER 14) | 0.071936 | 0.084991 | 0.013262 | 0.014976 | 0.016853 | 0.018406 | 0.019821 | 0.021444 | 0.022722 | 0.024367 | 0.025597 | 0.026904
SCE | MW | Commercial | Com - Restaurant (Fast Food) | HVAC | No | HVAC - SEER Rated Split System HP (SEER 15) | 0.029008 | 0.034262 | 0.018395 | 0.020772 | 0.023379 | 0.025537 | 0.027503 | 0.029764 | 0.031544 | 0.033842 | 0.03556 | 0.03739
SCE | MW | Commercial | Com - Restaurant (Fast Food) | Lighting | Yes | Lighting - LED Fixture (Replacing T8) - Emerging | 0.01219 | 0.018417 | 0.02747 | 0.038977 | 0.053765 | 0.070499 | 0.088918 | 0.11152 | 0.13353 | 0.16051 | 0.18584 | 0.21245
SCE | MW | Commercial | Com - Restaurant (Fast Food) | Lighting | Yes | Lighting - LED Lamp (Basic High - Indoor) - Emerging | 0.084126 | 0.131 | 0.17765 | 0.2271 | 0.2823 | 0.043641 | 0.051 | 0.058427 | 0.064955 | 0.071073 | 0.075535 | 0.078902
SCE | MW | Commercial | Com - Restaurant (Fast Food) | Lighting | Yes | Lighting - LED Lamp (Basic Low - Indoor) - Emerging | 0.11279 | 0.18439 | 0.23454 | 0.28967 | 0.3508 | 0.0623 | 0.070269 | 0.077829 | 0.083443 | 0.103 | 0.13955 | 0.17244
SCE | MW | Commercial | Com - Restaurant (Fast Food) | Lighting | Yes | Lighting - LED Plug-In Indoor Fixture - Emerging | 0.0092616 | 0.011782 | 0.014693 | 0.01766 | 0.021236 | 0.0013882 | 0.0015606 | 0.001958 | 0.00243 | 0.0029848 | 0.0034932 | 0.0040284
SCE | MW | Commercial | Com - Restaurant (Fast Food) | Lighting | No | Lighting - Cold Cathode Lamp | 0.0031367 | 0.0031664 | 0.0032003 | 0.0032099 | 0.0032495 | 0 | 0 | 0 | 0 | 0 | 0 | 0
SCE | MW | Commercial | Com - Restaurant (Fast Food) | Lighting | No | Lighting - Compact Fluorescent Fixture (Indoor) | 0.36932 | 0.3714 | 0.37606 | 0.37941 | 0.38599 | 0 | 0 | 0 | 0 | 0 | 0 | 0
SCE | MW | Commercial | Com - Restaurant (Fast Food) | Lighting | No | Lighting - Compact Fluorescent Lamp (Basic High - Indoor) | 0 | 0.018427 | 0.04301 | 0.071261 | 0.10338 | 0 | 0 | 0 | 0 | 0 | 0 | 0
SCE | MW | Commercial | Com - Restaurant (Fast Food) | Lighting | No | Lighting - Compact Fluorescent Lamp (Basic Low - Indoor) | 2.0717 | 2.2145 | 2.3084 | 2.333 | 2.3257 | 0 | 0 | 0 | 0 | 0 | 0 | 0
SCE | MW | Commercial | Com - Restaurant (Fast Food) | Lighting | No | Lighting - Exit Fixture (LED) | 0 | 0 | 0.0011911 | 0.0012146 | 0.0011068 | 0.0010928 | 0.00086346 | 0.00075116 | 0.00014352 | 0 | 0 | 0
SCE | MW | Commercial | Com - Restaurant (Fast Food) | Lighting | No | Lighting - Halogen Lamp (A-Line) | 0.00050988 | 0.00059484 | 0.00055746 | 0.00062652 | 0.00061117 | 0 | 0 | 0 | 0 | 0 | 0 | 0
SCE | MW | Commercial | Com - Restaurant (Fast Food) | Lighting | No | Lighting - Halogen Lamp (Reflector) | 0.00015505 | 0.00018357 | 0.00016236 | 0.00018233 | 0.00016777 | 0.0001811 | 0.00017341 | 0.00018097 | 0.0001791 | 0.0001844 | 0.00018689 | 0.00019004
SCE | MW | Commercial | Com - Restaurant (Fast Food) | Lighting | No | Lighting - High Bay HID to T5 | 0.0013191 | 0.0013658 | 0.0014845 | 0.0015939 | 0.0017002 | 0.0017787 | 0.0018323 | 0.0018835 | 0.0018943 | 0.0019162 | 0.0018891 | 0.0018583
SCE | MW | Commercial | Com - Restaurant (Fast Food) | Lighting | No | Lighting - Induction Fixture (Indoor) | 0.0056767 | 0.0058081 | 0.0059469 | 0.0060354 | 0.0061851 | 0.0062137 | 0.0062134 | 0.0063031 | 0.0063109 | 0.0064472 | 0.006493 | 0.0065831
SCE | MW | Commercial | Com - Restaurant (Fast Food) | Lighting | No | Lighting - Induction Fixture (Outdoor) | 0.0017907 | 0.0024241 | 0.0024224 | 0.0024489 | 0.0024935 | 0.0024896 | 0.0024749 | 0.0024949 | 0.0024836 | 0.0025213 | 0.0025255 | 0.0025473
SCE | MW | Commercial | Com - Restaurant (Fast Food) | Lighting | No | Lighting - Linear Fluorescent Delamping | 0.0015114 | 0.0014477 | 0.0013 | 0.0010069 | 0.0005616 | 0 | 0 | 0 | 0 | 0 | 0 | 0
SCE | MW | Commercial | Com - Restaurant (Fast Food) | Lighting | No | Lighting - Linear Fluorescent Fixture (Low Wattage T8) | 0.057172 | 0.068041 | 0.078328 | 0.087063 | 0.095704 | 0.1011 | 0.10467 | 0.1085 | 0.10976 | 0.11235 | 0.11244 | 0.11271
SCE | MW | Commercial | Com - Restaurant (Fast Food) | Lighting | No | Lighting - Occupancy Sensor | 0 | 0 | 0 | 0 | 0 | 0 | 0 | 0 | 0 | 0 | 0 | 0.0057611
SCE | MW | Commercial | Com - Restaurant (Fast Food) | Lighting | No | Lighting - Plug-In Fixture (Compact Fluorescent) | 0.098769 | 0.097256 | 0.09616 | 0.094359 | 0.094243 | 0 | 0 | 0 | 0 | 0 | 0 | 0
SCE | MW | Commercial | Com - Restaurant (Fast Food) | Lighting | No | Lighting - Plug-In Fixture (Induction) | 0.025474 | 0.025764 | 0.026444 | 0.026829 | 0.027589 | 0.027504 | 0.027213 | 0.027527 | 0.027267 | 0.027881 | 0.027855 | 0.02813
SCE | MW | Commercial | Com - Restaurant (Fast Food) | Lighting | No | Lighting - Plug-In Fixture (Linear Fluorescent) | 0.16421 | 0.17411 | 0.18186 | 0.18527 | 0.19018 | 0 | 0 | 0 | 0 | 0 | 0 | 0
SCE | MW | Commercial | Com - Restaurant (Fast Food) | Lighting | No | Lighting - Plug-In Fixture (PSMH with Electronic Ballast) | 0.02387 | 0.026631 | 0.026922 | 0.027098 | 0.027538 | 0.027335 | 0.026998 | 0.027095 | 0.026798 | 0.027107 | 0.026995 | 0.027102
SCE | MW | Commercial | Com - Restaurant (Fast Food) | Lighting | No | Lighting - Plug-In Fixture (PSMH) | 0.030334 | 0.03382 | 0.03364 | 0.033345 | 0.033377 | 0.032682 | 0.031885 | 0.03161 | 0.03093 | 0.03095 | 0.030545 | 0.030417
SCE | MW | Commercial | Com - Restaurant (Fast Food) | SHW | No | SHW - EF Rated Instantaneous Water Heater (Electric) | 0.00066181 | 0.00078422 | 0.00090853 | 0.0010226 | 0.0011455 | 0.0012367 | 0.0013122 | 0.0014016 | 0.0014608 | 0.0015477 | 0.0016011 | 0.001661
SCE | MW | Commercial | Com - Restaurant (Fast Food) | SHW | No | SHW - EF Rated Storage Water Heater (Electric) | 0.00053413 | 0.00061981 | 0 | 0 | 0 | 0 | 0 | 0 | 0 | 0 | 0 | 0
SCE | MW | Commercial | Com - Restaurant (Fast Food) | Service | No | HVAC - Comprehensive Rooftop Unit Quality Maintenance | 1.9132e-08 | 1.7867e-08 | 1.958e-08 | 2.1254e-08 | 2.2794e-08 | 2.4148e-08 | 2.5207e-08 | 2.5888e-08 | 2.6118e-08 | 2.5843e-08 | 2.5026e-08 | 2.3713e-08
SCE | MW | Commercial | Com - Restaurant (Fast Food) | Service | No | Service - HVAC Fault Detection & Diagnositics | 0 | 2.2098e-05 | 2.2558e-05 | 2.2306e-05 | 2.2615e-05 | 2.1539e-05 | 2.0198e-05 | 1.9799e-05 | 1.8579e-05 | 1.8645e-05 | 1.7791e-05 | 1.7378e-05
SCE | MW | Commercial | Com - Restaurant (Fast Food) | Service | No | Service - Retro-Commissioning (Electric) | 0.00021328 | 0.00016469 | 0.00014747 | 0.00012938 | 0.00010728 | 8.8336e-05 | 6.9238e-05 | 5.1301e-05 | 3.5077e-05 | 2.0747e-05 | 6.7892e-06 | 0
SCE | MW | Commercial | Com - Restaurant (Fast Food) | WholeBlg | No | HVAC - Energy Management System | 1.5745e-05 | 1.9904e-05 | 1.7722e-05 | 1.5454e-05 | 1.3763e-05 | 1.1798e-05 | 9.9962e-06 | 9.8842e-06 | 9.5352e-06 | 9.8289e-06 | 9.6469e-06 | 9.6964e-06
SCE | MW | Commercial | Com - Restaurant (Fast Food) | WholeBlg | No | WholeBlg - Com NC Level 2 | 0.00070954 | 0 | 0 | 0 | 0 | 0 | 0 | 0 | 0 | 0 | 0 | 0
SCE | MW | Commercial | Com - Restaurant (Fast Food) | WholeBlg | No | WholeBlg - Com NC Level 3 | 0.00091612 | 0 | 0 | 0 | 0 | 0 | 0 | 0 | 0 | 0 | 0 | 0
SCE | MW | Commercial | Com - Restaurant (Fast Food) | WholeBlg | No | WholeBlg - Com NC ZNE | 0.0031804 | 0.0033931 | 0.0074225 | 0.011958 | 0.014756 | 0.019814 | 0.024652 | 0.023324 | 0.027275 | 0.033224 | 0.025531 | 0.029668
SCE | MW | Commercial | Com - Restaurant (Fast Food) | WholeBlg | No | WholeBlg - Com RET Level 1 | 0.04928 | 0.081721 | 0.11638 | 0.15367 | 0.19368 | 0.23657 | 0.28224 | 0.33059 | 0.38131 | 0.4341 | 0.48834 | 0.54439
SCE | MW | Commercial | Com - Restaurant (Fast Food) | WholeBlg | No | WholeBlg - Com RET Level 2 | 0.25271 | 0.32625 | 0.40714 | 0.49563 | 0.5911 | 0.69373 | 0.80258 | 0.91718 | 1.0359 | 1.1576 | 1.2796 | 1.3993
SCE | MW | Commercial | Com - Restaurant (Sit Down) | AppPlug | No | AppPlug - Computer Monitor | 0.0097829 | 0.019258 | 0.018852 | 0.019257 | 0 | 0 | 0 | 0 | 0 | 0 | 0 | 0
SCE | MW | Commercial | Com - Restaurant (Sit Down) | AppPlug | No | AppPlug - Desktop Computer (Com - Power Management) | 0.0040602 | 0.0049298 | 0.0048191 | 0.0046068 | 0.0043838 | 0.0040325 | 0.0036389 | 0.003352 | 0.0029938 | 0.0028088 | 0.0025422 | 0.0023646
SCE | MW | Commercial | Com - Restaurant (Sit Down) | AppPlug | No | AppPlug - Occupancy Sensor Plug Strip | 0 | 0.0015903 | 0.0023702 | 0.0027438 | 0.002933 | 0.0030641 | 0.0029488 | 0.0031055 | 0.0029769 | 0.0031574 | 0.0029052 | 0.0027771
SCE | MW | Commercial | Com - Restaurant (Sit Down) | BldgEnv | No | BldgEnv - Window Film | 0.098 | 0.088589 | 0.10092 | 0.11726 | 0.13314 | 0.14637 | 0.15404 | 0.15927 | 0.15977 | 0.15904 | 0.1525 | 0.14187
SCE | MW | Commercial | Com - Restaurant (Sit Down) | ComRefrig | No | ComRefrig - Refrigerated Case Night Cover (Low Temp) | 0.013788 | 0.013184 | 0.015863 | 0.018783 | 0.021723 | 0.024492 | 0.026706 | 0.027996 | 0.028042 | 0.026684 | 0.023947 | 0.020258
SCE | MW | Commercial | Com - Restaurant (Sit Down) | ComRefrig | No | ComRefrig - Strip Curtain for Walk In Refrigerator | 0.082589 | 0.074848 | 0.075164 | 0.072235 | 0.066112 | 0.057453 | 0.047201 | 0.036466 | 0.026222 | 0.017137 | 0.0095219 | 0.003461
SCE | MW | Commercial | Com - Restaurant (Sit Down) | FoodServ | No | FoodServ - Electric Griddle | 3.9212e-05 | 4.0126e-05 | 4.1061e-05 | 4.1692e-05 | 0 | 4.0851e-05 | 4.1399e-05 | 4.2426e-05 | 4.2891e-05 | 4.3941e-05 | 4.4404e-05 | 4.506e-05
SCE | MW | Commercial | Com - Restaurant (Sit Down) | FoodServ | No | FoodServ - Electric Steamer | 0.058615 | 0.060075 | 0.061577 | 0.062497 | 0.063994 | 0.064184 | 0.064028 | 0.064819 | 0.064705 | 0.065966 | 0.066218 | 0.066964
SCE | MW | Commercial | Com - Restaurant (Sit Down) | FoodServ | No | FoodServ - Fryer (Electric) | 0.0011558 | 0.0011797 | 0.0012038 | 0.0012187 | 0.0012429 | 0.0012473 | 0.0012466 | 0.0012601 | 0.0012604 | 0.001281 | 0.0012874 | 0.001301
SCE | MW | Commercial | Com - Restaurant (Sit Down) | FoodServ | No | FoodServ - Oven (Electric) | 0.0063424 | 0.006513 | 0.0066853 | 0.0068006 | 0.0069716 | 0.0070182 | 0.0070314 | 0.0071331 | 0.0071497 | 0.0072947 | 0.0073464 | 0.0074437
SCE | MW | Commercial | Com - Restaurant (Sit Down) | HVAC | Yes | HVAC - Advanced Package Rooftop AC (> EER 12) - Emerging | 0 | 0 | 0.00064877 | 0.0016397 | 0.0029162 | 0.0044489 | 0.0062055 | 0.0081784 | 0.01038 | 0.012802 | 0.015442 | 0.0183
SCE | MW | Commercial | Com - Restaurant (Sit Down) | HVAC | No | HVAC - Direct Evaporative Cooler | 0.043368 | 0.050378 | 0.057858 | 0.065655 | 0.073864 | 0.082052 | 0.090177 | 0.098476 | 0.10638 | 0.11438 | 0.12173 | 0.12868
SCE | MW | Commercial | Com - Restaurant (Sit Down) | HVAC | No | HVAC - EER Rated Package Rooftop AC (EER 11) | 0.028416 | 0.032547 | 0.036814 | 0.040985 | 0.045686 | 0.04969 | 0.05338 | 0.057625 | 0.061043 | 0.065409 | 0.068752 | 0.07231
SCE | MW | Commercial | Com - Restaurant (Sit Down) | HVAC | No | HVAC - EER Rated Package Rooftop HP (EER 11) | 0.018277 | 0.020737 | 0.023195 | 0.025586 | 0 | 0 | 0 | 0 | 0 | 0 | 0 | 0
SCE | MW | Commercial | Com - Restaurant (Sit Down) | HVAC | No | HVAC - Repair Duct System | 0.10669 | 0.091898 | 0.084137 | 0.073901 | 0 | 0 | 0 | 0 | 0 | 0 | 0 | 0
SCE | MW | Commercial | Com - Restaurant (Sit Down) | HVAC | No | HVAC - SEER Rated Package Rooftop AC (Recharge) | 0.11879 | 0.099848 | 0.089189 | 0.076653 | 0.062961 | 0.049436 | 0.036606 | 0.025044 | 0.015046 | 0.0066841 | 0 | 0
SCE | MW | Commercial | Com - Restaurant (Sit Down) | HVAC | No | HVAC - SEER Rated Package Rooftop AC (SEER 14) | 0.035651 | 0.042432 | 0 | 0 | 0 | 0 | 0 | 0 | 0 | 0 | 0 | 0
SCE | MW | Commercial | Com - Restaurant (Sit Down) | HVAC | No | HVAC - SEER Rated Package Rooftop AC (SEER 15) | 0.08663 | 0.10183 | 0.054466 | 0.061345 | 0.068873 | 0.075149 | 0.080874 | 0.087429 | 0.092657 | 0.099327 | 0.10439 | 0.10976
SCE | MW | Commercial | Com - Restaurant (Sit Down) | HVAC | No | HVAC - SEER Rated Package Rooftop HP (SEER 14) | 0.0099325 | 0.011735 | 0 | 0 | 0 | 0 | 0 | 0 | 0 | 0 | 0 | 0
SCE | MW | Commercial | Com - Restaurant (Sit Down) | HVAC | No | HVAC - SEER Rated Package Rooftop HP (SEER 15) | 0.036523 | 0.04323 | 0.023251 | 0.026291 | 0.029636 | 0.032401 | 0.034913 | 0.037815 | 0.040096 | 0.043051 | 0.045254 | 0.047604
SCE | MW | Commercial | Com - Restaurant (Sit Down) | HVAC | No | HVAC - SEER Rated Split System AC (SEER 14) | 0.016001 | 0.018284 | 0.020589 | 0 | 0 | 0 | 0 | 0 | 0 | 0 | 0 | 0
SCE | MW | Commercial | Com - Restaurant (Sit Down) | HVAC | No | HVAC - SEER Rated Split System AC (SEER 15) | 0.0060244 | 0.0079084 | 0.0046194 | 0.0055976 | 0.0067068 | 0.0077456 | 0.0087794 | 0.009967 | 0.011054 | 0.012378 | 0.013554 | 0.014824
SCE | MW | Commercial | Com - Restaurant (Sit Down) | HVAC | No | HVAC - SEER Rated Split System HP (SEER 14) | 0.046764 | 0.055219 | 0.0086128 | 0.0097253 | 0.010942 | 0.011954 | 0.012876 | 0.01393 | 0.014765 | 0.01583 | 0.016632 | 0.01748
SCE | MW | Commercial | Com - Restaurant (Sit Down) | HVAC | No | HVAC - SEER Rated Split System HP (SEER 15) | 0.019689 | 0.02324 | 0.012471 | 0.014079 | 0.015842 | 0.017305 | 0.018637 | 0.020165 | 0.021373 | 0.022923 | 0.024088 | 0.025324
SCE | MW | Commercial | Com - Restaurant (Sit Down) | Lighting | Yes | Lighting - LED Fixture (Replacing T8) - Emerging | 0.011978 | 0.018089 | 0.026973 | 0.038254 | 0.052758 | 0.069143 | 0.08716 | 0.1093 | 0.13082 | 0.15727 | 0.18206 | 0.20814
SCE | MW | Commercial | Com - Restaurant (Sit Down) | Lighting | Yes | Lighting - LED Lamp (Basic High - Indoor) - Emerging | 0.083298 | 0.12972 | 0.1759 | 0.22484 | 0.27945 | 0.043197 | 0.050475 | 0.057819 | 0.064274 | 0.070322 | 0.07473 | 0.078053
SCE | MW | Commercial | Com - Restaurant (Sit Down) | Lighting | Yes | Lighting - LED Lamp (Basic Low - Indoor) - Emerging | 0.11212 | 0.18284 | 0.23252 | 0.28705 | 0.34745 | 0.061673 | 0.069532 | 0.076985 | 0.082518 | 0.10175 | 0.13786 | 0.17033
SCE | MW | Commercial | Com - Restaurant (Sit Down) | Lighting | Yes | Lighting - LED Plug-In Indoor Fixture - Emerging | 0.009221 | 0.011731 | 0.014626 | 0.017573 | 0.021121 | 0.0013799 | 0.0015504 | 0.0019474 | 0.002416 | 0.0029661 | 0.0034698 | 0.0039996
SCE | MW | Commercial | Com - Restaurant (Sit Down) | Lighting | No | Lighting - Cold Cathode Lamp | 0.0031445 | 0.003176 | 0.0032111 | 0.0032216 | 0.0032621 | 0 | 0 | 0 | 0 | 0 | 0 | 0
SCE | MW | Commercial | Com - Restaurant (Sit Down) | Lighting | No | Lighting - Compact Fluorescent Fixture (Indoor) | 0.36519 | 0.3672 | 0.37178 | 0.37505 | 0.38152 | 0 | 0 | 0 | 0 | 0 | 0 | 0
SCE | MW | Commercial | Com - Restaurant (Sit Down) | Lighting | No | Lighting - Compact Fluorescent Lamp (Basic High - Indoor) | 0 | 0.018181 | 0.042436 | 0.070323 | 0.10204 | 0 | 0 | 0 | 0 | 0 | 0 | 0
SCE | MW | Commercial | Com - Restaurant (Sit Down) | Lighting | No | Lighting - Compact Fluorescent Lamp (Basic Low - Indoor) | 2.05 | 2.1908 | 2.2833 | 2.3072 | 2.2998 | 0 | 0 | 0 | 0 | 0 | 0 | 0
SCE | MW | Commercial | Com - Restaurant (Sit Down) | Lighting | No | Lighting - Exit Fixture (LED) | 0 | 0 | 0.0011857 | 0.0012108 | 0.0010996 | 0.001085 | 0.00084909 | 0.00073332 | 0.00010908 | 0 | 0 | 0
SCE | MW | Commercial | Com - Restaurant (Sit Down) | Lighting | No | Lighting - Halogen Lamp (A-Line) | 0.00051001 | 0.00059573 | 0.00055727 | 0.00062726 | 0.00061084 | 0 | 0 | 0 | 0 | 0 | 0 | 0
SCE | MW | Commercial | Com - Restaurant (Sit Down) | Lighting | No | Lighting - Halogen Lamp (Reflector) | 0.00015454 | 0.00018323 | 0.0001619 | 0.00018206 | 0.00016729 | 0.00018085 | 0.00017294 | 0.00018076 | 0.0001786 | 0.00018371 | 0.00018644 | 0.00018949
SCE | MW | Commercial | Com - Restaurant (Sit Down) | Lighting | No | Lighting - High Bay HID to T5 | 0.0012789 | 0.0013275 | 0.0014439 | 0.0015511 | 0.0016558 | 0.001733 | 0.0017859 | 0.001837 | 0.0018484 | 0.0018714 | 0.0018463 | 0.0018178
SCE | MW | Commercial | Com - Restaurant (Sit Down) | Lighting | No | Lighting - Induction Fixture (Indoor) | 0.0058053 | 0.0059399 | 0.0060818 | 0.0061722 | 0.0063251 | 0.006354 | 0.0063533 | 0.0064447 | 0.0064523 | 0.0065913 | 0.0066379 | 0.0067296
SCE | MW | Commercial | Com - Restaurant (Sit Down) | Lighting | No | Lighting - Induction Fixture (Outdoor) | 0.0017907 | 0.0024241 | 0.0024224 | 0.0024489 | 0.0024935 | 0.0024896 | 0.0024749 | 0.0024949 | 0.0024836 | 0.0025213 | 0.0025255 | 0.0025473
SCE | MW | Commercial | Com - Restaurant (Sit Down) | Lighting | No | Lighting - Linear Fluorescent Delamping | 0.0015181 | 0.0014542 | 0.0013059 | 0.0010115 | 0.00056421 | 0 | 0 | 0 | 0 | 0 | 0 | 0
SCE | MW | Commercial | Com - Restaurant (Sit Down) | Lighting | No | Lighting - Linear Fluorescent Fixture (Low Wattage T8) | 0.055943 | 0.066587 | 0.076662 | 0.085202 | 0.093666 | 0.098914 | 0.10236 | 0.10609 | 0.10728 | 0.10981 | 0.10987 | 0.1101
SCE | MW | Commercial | Com - Restaurant (Sit Down) | Lighting | No | Lighting - Occupancy Sensor | 0 | 0 | 0 | 0 | 0 | 0 | 0 | 0 | 0 | 0 | 0.0065252 | 0.0063912
SCE | MW | Commercial | Com - Restaurant (Sit Down) | Lighting | No | Lighting - Plug-In Fixture (Compact Fluorescent) | 0.097799 | 0.096278 | 0.095172 | 0.093374 | 0.093245 | 0 | 0 | 0 | 0 | 0 | 0 | 0
SCE | MW | Commercial | Com - Restaurant (Sit Down) | Lighting | No | Lighting - Plug-In Fixture (Induction) | 0.02517 | 0.025514 | 0.02619 | 0.026569 | 0.027325 | 0.027229 | 0.026929 | 0.027235 | 0.026966 | 0.027574 | 0.027541 | 0.02781
SCE | MW | Commercial | Com - Restaurant (Sit Down) | Lighting | No | Lighting - Plug-In Fixture (Linear Fluorescent) | 0.16225 | 0.17217 | 0.17993 | 0.18336 | 0.18829 | 0 | 0 | 0 | 0 | 0 | 0 | 0
SCE | MW | Commercial | Com - Restaurant (Sit Down) | Lighting | No | Lighting - Plug-In Fixture (PSMH with Electronic Ballast) | 0.023528 | 0.02625 | 0.026535 | 0.026699 | 0.027131 | 0.026917 | 0.026571 | 0.026662 | 0.026358 | 0.026661 | 0.026544 | 0.026646
SCE | MW | Commercial | Com - Restaurant (Sit Down) | Lighting | No | Lighting - Plug-In Fixture (PSMH) | 0.029831 | 0.033258 | 0.033086 | 0.032793 | 0.032827 | 0.032134 | 0.031338 | 0.031066 | 0.030387 | 0.030411 | 0.030007 | 0.02988
SCE | MW | Commercial | Com - Restaurant (Sit Down) | SHW | No | SHW - EF Rated Instantaneous Water Heater (Electric) | 0.00022676 | 0.00026792 | 0.00030935 | 0.00034695 | 0.00038732 | 0.00041694 | 0.00044127 | 0.00047021 | 0.00048914 | 0.00051724 | 0.00053432 | 0.00055357
SCE | MW | Commercial | Com - Restaurant (Sit Down) | SHW | No | SHW - EF Rated Storage Water Heater (Electric) | 0.0001832 | 0.00021205 | 0 | 0 | 0 | 0 | 0 | 0 | 0 | 0 | 0 | 0
SCE | MW | Commercial | Com - Restaurant (Sit Down) | Service | No | HVAC - Comprehensive Rooftop Unit Quality Maintenance | 1.9132e-08 | 1.7867e-08 | 1.958e-08 | 2.1254e-08 | 2.2794e-08 | 2.4148e-08 | 2.5207e-08 | 2.5888e-08 | 2.6118e-08 | 2.5843e-08 | 2.5026e-08 | 2.3713e-08
SCE | MW | Commercial | Com - Restaurant (Sit Down) | Service | No | Service - HVAC Fault Detection & Diagnositics | 0 | 2.2098e-05 | 2.2558e-05 | 2.2306e-05 | 2.2615e-05 | 2.1539e-05 | 2.0198e-05 | 1.9799e-05 | 1.8579e-05 | 1.8645e-05 | 1.7791e-05 | 1.7378e-05
SCE | MW | Commercial | Com - Restaurant (Sit Down) | Service | No | Service - Retro-Commissioning (Electric) | 0.00021328 | 0.00016469 | 0.00014747 | 0.00012938 | 0.00010728 | 8.8336e-05 | 6.9238e-05 | 5.1301e-05 | 3.5077e-05 | 2.0747e-05 | 6.7892e-06 | 0
SCE | MW | Commercial | Com - Restaurant (Sit Down) | WholeBlg | No | HVAC - Energy Management System | 1.5745e-05 | 1.9904e-05 | 1.7722e-05 | 1.5454e-05 | 1.3763e-05 | 1.1798e-05 | 9.9962e-06 | 9.8842e-06 | 9.5352e-06 | 9.8289e-06 | 9.6469e-06 | 9.6964e-06
SCE | MW | Commercial | Com - Restaurant (Sit Down) | WholeBlg | No | WholeBlg - Com NC Level 2 | 0.00070954 | 0 | 0 | 0 | 0 | 0 | 0 | 0 | 0 | 0 | 0 | 0
SCE | MW | Commercial | Com - Restaurant (Sit Down) | WholeBlg | No | WholeBlg - Com NC Level 3 | 0.00091612 | 0 | 0 | 0 | 0 | 0 | 0 | 0 | 0 | 0 | 0 | 0
SCE | MW | Commercial | Com - Restaurant (Sit Down) | WholeBlg | No | WholeBlg - Com NC ZNE | 0.0031804 | 0.0033931 | 0.0074225 | 0.011958 | 0.014756 | 0.019814 | 0.024652 | 0.023324 | 0.027275 | 0.033224 | 0.025531 | 0.029668
SCE | MW | Commercial | Com - Restaurant (Sit Down) | WholeBlg | No | WholeBlg - Com RET Level 1 | 0.046801 | 0.078029 | 0.11159 | 0.14788 | 0.18699 | 0.22905 | 0.27397 | 0.32165 | 0.37178 | 0.42406 | 0.47788 | 0.53273
SCE | MW | Commercial | Com - Restaurant (Sit Down) | WholeBlg | No | WholeBlg - Com RET Level 2 | 0.26789 | 0.34653 | 0.43318 | 0.52806 | 0.63066 | 0.74107 | 0.85836 | 0.98185 | 1.1098 | 1.2406 | 1.3716 | 1.5004
SCE | MW | Commercial | Com - Retail (Large Multi Level) | AppPlug | No | AppPlug - Computer Monitor | 0.036126 | 0.0711 | 0.069622 | 0.071137 | 0 | 0 | 0 | 0 | 0 | 0 | 0 | 0
SCE | MW | Commercial | Com - Retail (Large Multi Level) | AppPlug | No | AppPlug - Desktop Computer (Com - Power Management) | 0.014987 | 0.018208 | 0.017815 | 0.01705 | 0.016265 | 0.014985 | 0.013545 | 0.012504 | 0.011194 | 0.010534 | 0.0097407 | 0.0091417
SCE | MW | Commercial | Com - Retail (Large Multi Level) | AppPlug | No | AppPlug - Occupancy Sensor Plug Strip | 0 | 0.0058794 | 0.0087704 | 0.010162 | 0.01089 | 0.011385 | 0.01097 | 0.011563 | 0.011099 | 0.011785 | 0.011008 | 0.010585
SCE | MW | Commercial | Com - Retail (Large Multi Level) | BldgEnv | No | BldgEnv - Window Film | 0.04777 | 0.039926 | 0.057815 | 0.080263 | 0.10129 | 0.11878 | 0.12973 | 0.13904 | 0.14369 | 0.14837 | 0.14667 | 0.14058
SCE | MW | Commercial | Com - Retail (Large Multi Level) | FoodServ | No | FoodServ - Electric Steamer | 0.0031554 | 0.0032346 | 0.0033166 | 0.0033674 | 0.0034492 | 0.0034593 | 0.0034512 | 0.0034943 | 0.0034884 | 0.003557 | 0.0035831 | 0.0036263
SCE | MW | Commercial | Com - Retail (Large Multi Level) | FoodServ | No | FoodServ - Oven (Electric) | 0.01505 | 0.015458 | 0.015872 | 0.016151 | 0.016561 | 0.016671 | 0.016704 | 0.016947 | 0.016988 | 0.017335 | 0.017509 | 0.017752
SCE | MW | Commercial | Com - Retail (Large Multi Level) | HVAC | Yes | HVAC - Advanced Package Rooftop AC (> EER 12) - Emerging | 0 | 0 | 0.00091592 | 0.0023368 | 0.004176 | 0.0063864 | 0.0089188 | 0.011761 | 0.014929 | 0.018413 | 0.022205 | 0.026308
SCE | MW | Commercial | Com - Retail (Large Multi Level) | HVAC | No | HVAC - Chiller (Centrifugal) | 0.028855 | 0.034086 | 0.039449 | 0.044813 | 0.045733 | 0.050671 | 0.055459 | 0.060004 | 0.064306 | 0.068257 | 0.071908 | 0.075183
SCE | MW | Commercial | Com - Retail (Large Multi Level) | HVAC | No | HVAC - Chiller (Reciprocating) | 0.050027 | 0.059883 | 0.069979 | 0.079641 | 0.090122 | 0.098777 | 0.10655 | 0.11533 | 0.12209 | 0.13069 | 0.13698 | 0.14343
SCE | MW | Commercial | Com - Retail (Large Multi Level) | HVAC | No | HVAC - EER Rated Package Rooftop AC (EER 11) | 0.054147 | 0.062138 | 0.070475 | 0.078654 | 0.087995 | 0.096021 | 0.10344 | 0.11197 | 0.11887 | 0.12767 | 0.13438 | 0.14142
SCE | MW | Commercial | Com - Retail (Large Multi Level) | HVAC | No | HVAC - EER Rated Package Rooftop HP (EER 11) | 0.03123 | 0.035355 | 0.039497 | 0.043522 | 0 | 0 | 0 | 0 | 0 | 0 | 0.0071288 | 0.0074703
SCE | MW | Commercial | Com - Retail (Large Multi Level) | HVAC | No | HVAC - Repair Duct System | 0.18508 | 0.15957 | 0.14624 | 0.12855 | 0 | 0 | 0 | 0 | 0 | 0 | 0 | 0
SCE | MW | Commercial | Com - Retail (Large Multi Level) | HVAC | No | HVAC - SEER Rated Package Rooftop AC (Recharge) | 0.20613 | 0.17356 | 0.15526 | 0.13361 | 0.1099 | 0.086394 | 0.064062 | 0.043918 | 0.026487 | 0.011907 | 0 | 0
SCE | MW | Commercial | Com - Retail (Large Multi Level) | HVAC | No | HVAC - SEER Rated Package Rooftop AC (SEER 14) | 0.054858 | 0.065154 | 0 | 0 | 0 | 0 | 0 | 0 | 0 | 0 | 0 | 0
SCE | MW | Commercial | Com - Retail (Large Multi Level) | HVAC | No | HVAC - SEER Rated Package Rooftop AC (SEER 15) | 0.14365 | 0.16873 | 0.090265 | 0.10174 | 0.11425 | 0.12478 | 0.13444 | 0.1454 | 0.15425 | 0.16537 | 0.17407 | 0.18312
SCE | MW | Commercial | Com - Retail (Large Multi Level) | HVAC | No | HVAC - SEER Rated Package Rooftop HP (SEER 14) | 0.017514 | 0.02072 | 0 | 0 | 0 | 0 | 0 | 0 | 0 | 0 | 0 | 0
SCE | MW | Commercial | Com - Retail (Large Multi Level) | HVAC | No | HVAC - SEER Rated Package Rooftop HP (SEER 15) | 0.064701 | 0.07682 | 0.041469 | 0.047036 | 0.053205 | 0.058287 | 0.062906 | 0.068303 | 0.072527 | 0.078092 | 0.082298 | 0.086752
SCE | MW | Commercial | Com - Retail (Large Multi Level) | HVAC | No | HVAC - SEER Rated Split System AC (SEER 14) | 0.030258 | 0.035385 | 0.040711 | 0 | 0 | 0 | 0 | 0 | 0 | 0 | 0 | 0
SCE | MW | Commercial | Com - Retail (Large Multi Level) | HVAC | No | HVAC - SEER Rated Split System AC (SEER 15) | 0.014302 | 0.019225 | 0.011447 | 0.014093 | 0.017131 | 0.020038 | 0.022984 | 0.026404 | 0.029603 | 0.033509 | 0.037079 | 0.040919
SCE | MW | Commercial | Com - Retail (Large Multi Level) | HVAC | No | HVAC - SEER Rated Split System HP (SEER 14) | 0.084755 | 0.1002 | 0.015657 | 0.017706 | 0.019952 | 0.021818 | 0.023517 | 0.025467 | 0.027009 | 0.028986 | 0.030501 | 0.032084
SCE | MW | Commercial | Com - Retail (Large Multi Level) | HVAC | No | HVAC - SEER Rated Split System HP (SEER 15) | 0.035001 | 0.041351 | 0.022228 | 0.025133 | 0.028328 | 0.030982 | 0.033399 | 0.036187 | 0.038393 | 0.041239 | 0.043417 | 0.045704
SCE | MW | Commercial | Com - Retail (Large Multi Level) | Lighting | Yes | Lighting - LED Fixture (Replacing T8) - Emerging | 0.039699 | 0.059461 | 0.090029 | 0.13002 | 0.18307 | 0.2448 | 0.31418 | 0.40171 | 0.48727 | 0.59446 | 0.69687 | 0.80675
SCE | MW | Commercial | Com - Retail (Large Multi Level) | Lighting | Yes | Lighting - LED Lamp (Basic High - Indoor) - Emerging | 0.013538 | 0.02278 | 0.031833 | 0.039547 | 0.048335 | 0.0073545 | 0.0084192 | 0.0094364 | 0.010221 | 0.01099 | 0.013585 | 0.018024
SCE | MW | Commercial | Com - Retail (Large Multi Level) | Lighting | Yes | Lighting - LED Lamp (Basic Low - Indoor) - Emerging | 0.056187 | 0.085105 | 0.099995 | 0.11365 | 0.12883 | 0.021721 | 0.031479 | 0.047696 | 0.062153 | 0.076417 | 0.089373 | 0.10174
SCE | MW | Commercial | Com - Retail (Large Multi Level) | Lighting | Yes | Lighting - LED Plug-In Indoor Fixture - Emerging | 0.026247 | 0.033299 | 0.041509 | 0.04994 | 0.060109 | 0.0039398 | 0.0044407 | 0.0055615 | 0.0069379 | 0.0085527 | 0.010052 | 0.011625
SCE | MW | Commercial | Com - Retail (Large Multi Level) | Lighting | No | Lighting - Cold Cathode Lamp | 0.0072247 | 0.0073691 | 0.0075088 | 0.0075751 | 0.0077127 | 0 | 0 | 0 | 0 | 0 | 0 | 0
SCE | MW | Commercial | Com - Retail (Large Multi Level) | Lighting | No | Lighting - Compact Fluorescent Fixture (Indoor) | 1.2787 | 1.2843 | 1.2989 | 1.3099 | 1.332 | 0 | 0 | 0 | 0 | 0 | 0 | 0
SCE | MW | Commercial | Com - Retail (Large Multi Level) | Lighting | No | Lighting - Compact Fluorescent Lamp (Basic High - Indoor) | 0.29443 | 0.32713 | 0.34937 | 0.36059 | 0.36452 | 0 | 0 | 0 | 0 | 0 | 0 | 0
SCE | MW | Commercial | Com - Retail (Large Multi Level) | Lighting | No | Lighting - Compact Fluorescent Lamp (Basic Low - Indoor) | 1.3348 | 1.1373 | 1.0139 | 0.93119 | 0.89496 | 0 | 0 | 0 | 0 | 0 | 0 | 0
SCE | MW | Commercial | Com - Retail (Large Multi Level) | Lighting | No | Lighting - Exit Fixture (LED) | 0 | 0 | 0.004107 | 0.0042086 | 0.00379 | 0.0037345 | 0.0028517 | 0.0024167 | 8.7535e-05 | 0 | 0 | 0
SCE | MW | Commercial | Com - Retail (Large Multi Level) | Lighting | No | Lighting - Halogen Lamp (A-Line) | 0.0018833 | 0.0022049 | 0.0020555 | 0.0023203 | 0.0022522 | 0 | 0 | 0 | 0 | 0 | 0 | 0
SCE | MW | Commercial | Com - Retail (Large Multi Level) | Lighting | No | Lighting - Halogen Lamp (Reflector) | 0.0005669 | 0.0006739 | 0.00059437 | 0.00067012 | 0.00061417 | 0.00066585 | 0.00063507 | 0.00066571 | 0.00065583 | 0.00067333 | 0.00068504 | 0.00069571
SCE | MW | Commercial | Com - Retail (Large Multi Level) | Lighting | No | Lighting - High Bay HID to T5 | 0 | 0.03467 | 0.035674 | 0.035614 | 0.036565 | 0.035319 | 0.033647 | 0.033576 | 0.032119 | 0.032891 | 0.032175 | 0.03222
SCE | MW | Commercial | Com - Retail (Large Multi Level) | Lighting | No | Lighting - Induction Fixture (Indoor) | 0.023624 | 0.024558 | 0.025501 | 0.026198 | 0.027138 | 0.027512 | 0.027717 | 0.02831 | 0.028503 | 0.029276 | 0.029623 | 0.030151
SCE | MW | Commercial | Com - Retail (Large Multi Level) | Lighting | No | Lighting - Induction Fixture (Outdoor) | 0.0066098 | 0.0089474 | 0.0089417 | 0.0090396 | 0.0092046 | 0.009192 | 0.0091383 | 0.0092122 | 0.0091709 | 0.0093105 | 0.0093306 | 0.0094121
SCE | MW | Commercial | Com - Retail (Large Multi Level) | Lighting | No | Lighting - Linear Fluorescent Delamping | 0.003105 | 0.0029773 | 0.0026616 | 0.0020566 | 0 | 0 | 0 | 0 | 0 | 0 | 0 | 0
SCE | MW | Commercial | Com - Retail (Large Multi Level) | Lighting | No | Lighting - Linear Fluorescent Fixture (Low Wattage T8) | 0.41405 | 0.46868 | 0.516 | 0.55026 | 0.58303 | 0.5956 | 0.5989 | 0.60694 | 0.6027 | 0.60947 | 0.60542 | 0.6048
SCE | MW | Commercial | Com - Retail (Large Multi Level) | Lighting | No | Lighting - Low Bay HID to T5 | 0 | 0 | 0.0053639 | 0.005421 | 0.0050967 | 0.0049651 | 0.0047544 | 0.0047586 | 0.0045598 | 0.0046742 | 0.0045769 | 0.0045857
SCE | MW | Commercial | Com - Retail (Large Multi Level) | Lighting | No | Lighting - Plug-In Fixture (Compact Fluorescent) | 0.28583 | 0.28149 | 0.27847 | 0.27356 | 0.27344 | 0 | 0 | 0 | 0 | 0 | 0 | 0
SCE | MW | Commercial | Com - Retail (Large Multi Level) | Lighting | No | Lighting - Plug-In Fixture (Induction) | 0 | 0 | 0 | 0.052239 | 0.059447 | 0.06531 | 0.068489 | 0.071665 | 0.072541 | 0.075094 | 0.075779 | 0.076995
SCE | MW | Commercial | Com - Retail (Large Multi Level) | Lighting | No | Lighting - Plug-In Fixture (Linear Fluorescent) | 0.46236 | 0.49079 | 0.51284 | 0.52254 | 0.53607 | 0 | 0 | 0 | 0 | 0 | 0 | 0
SCE | MW | Commercial | Com - Retail (Large Multi Level) | Lighting | No | Lighting - Plug-In Fixture (PSMH with Electronic Ballast) | 0.092084 | 0.10954 | 0.10994 | 0.093547 | 0.086973 | 0.084048 | 0.081501 | 0.080881 | 0.079501 | 0.080112 | 0.079681 | 0.079906
SCE | MW | Commercial | Com - Retail (Large Multi Level) | Lighting | No | Lighting - Plug-In Fixture (PSMH) | 0.12175 | 0.12038 | 0.12083 | 0.11538 | 0.11722 | 0.10917 | 0.10308 | 0.10005 | 0.096575 | 0.095725 | 0.093908 | 0.093058
SCE | MW | Commercial | Com - Retail (Large Multi Level) | SHW | No | SHW - EF Rated Instantaneous Water Heater (Electric) | 8.2213e-05 | 9.6715e-05 | 0.00011117 | 0.00012409 | 0.00013793 | 0.00014788 | 0.00015596 | 0.00016568 | 0.00017189 | 0.00018135 | 0.00018699 | 0.00019342
SCE | MW | Commercial | Com - Retail (Large Multi Level) | SHW | No | SHW - EF Rated Storage Water Heater (Electric) | 6.6466e-05 | 7.6663e-05 | 0 | 0 | 0 | 0 | 0 | 0 | 0 | 0 | 0 | 0
SCE | MW | Commercial | Com - Retail (Large Multi Level) | Service | No | HVAC - Comprehensive Rooftop Unit Quality Maintenance | 7.0614e-08 | 6.5945e-08 | 7.2268e-08 | 7.8447e-08 | 8.4131e-08 | 8.9129e-08 | 9.3039e-08 | 9.5552e-08 | 9.6398e-08 | 9.5385e-08 | 9.2368e-08 | 8.7522e-08
SCE | MW | Commercial | Com - Retail (Large Multi Level) | Service | No | Service - HVAC Fault Detection & Diagnositics | 0 | 8.2066e-05 | 8.4363e-05 | 8.4108e-05 | 8.5648e-05 | 8.2103e-05 | 7.7515e-05 | 7.6516e-05 | 7.2356e-05 | 7.3235e-05 | 7.5154e-05 | 7.5166e-05
SCE | MW | Commercial | Com - Retail (Large Multi Level) | Service | No | Service - Retro-Commissioning (Electric) | 0.00078719 | 0.00060784 | 0.00054431 | 0.00047755 | 0.00039596 | 0.00032604 | 0.00025555 | 0.00018935 | 0.00012947 | 7.6576e-05 | 2.5058e-05 | 0
SCE | MW | Commercial | Com - Retail (Large Multi Level) | WholeBlg | No | HVAC - Energy Management System | 5.8114e-05 | 7.3464e-05 | 6.5411e-05 | 5.7039e-05 | 5.0797e-05 | 4.3546e-05 | 3.6895e-05 | 3.6482e-05 | 3.5194e-05 | 3.6278e-05 | 3.5606e-05 | 3.5789e-05
SCE | MW | Commercial | Com - Retail (Large Multi Level) | WholeBlg | No | WholeBlg - Com NC Level 2 | 0.0026044 | 0 | 0 | 0 | 0 | 0 | 0 | 0 | 0 | 0 | 0 | 0
SCE | MW | Commercial | Com - Retail (Large Multi Level) | WholeBlg | No | WholeBlg - Com NC Level 3 | 0.0034945 | 0 | 0 | 0 | 0 | 0 | 0 | 0 | 0 | 0 | 0 | 0
SCE | MW | Commercial | Com - Retail (Large Multi Level) | WholeBlg | No | WholeBlg - Com NC ZNE | 0.00086711 | 0 | 0 | 0 | 0.0030064 | 0.0057177 | 0.0085799 | 0.0093171 | 0.01186 | 0.015189 | 0 | 0
SCE | MW | Commercial | Com - Retail (Large Multi Level) | WholeBlg | No | WholeBlg - Com RET Level 1 | 0.10111 | 0.13894 | 0.17942 | 0.2227 | 0.26872 | 0.31749 | 0.36878 | 0.42242 | 0.47796 | 0.53504 | 0.59296 | 0.65117
SCE | MW | Commercial | Com - Retail (Large Multi Level) | WholeBlg | No | WholeBlg - Com RET Level 2 | 0.25865 | 0.35148 | 0.45136 | 0.55908 | 0.67441 | 0.79779 | 0.92844 | 1.0661 | 1.2092 | 1.3568 | 1.5062 | 1.656
SCE | MW | Commercial | Com - Retail (Large Single Level) | AppPlug | No | AppPlug - Computer Monitor | 0.036126 | 0.0711 | 0.069622 | 0.071137 | 0 | 0 | 0 | 0 | 0 | 0 | 0 | 0
SCE | MW | Commercial | Com - Retail (Large Single Level) | AppPlug | No | AppPlug - Desktop Computer (Com - Power Management) | 0.014987 | 0.018208 | 0.017815 | 0.01705 | 0.016265 | 0.014985 | 0.013545 | 0.012504 | 0.011194 | 0.010534 | 0.0097407 | 0.0091417
SCE | MW | Commercial | Com - Retail (Large Single Level) | AppPlug | No | AppPlug - Occupancy Sensor Plug Strip | 0 | 0.0058794 | 0.0087704 | 0.010162 | 0.01089 | 0.011385 | 0.01097 | 0.011563 | 0.011099 | 0.011785 | 0.011008 | 0.010585
SCE | MW | Commercial | Com - Retail (Large Single Level) | BldgEnv | No | BldgEnv - Window Film | 0.047292 | 0.039472 | 0.057396 | 0.079851 | 0.10086 | 0.11834 | 0.1293 | 0.13862 | 0.1433 | 0.148 | 0.14633 | 0.14027
SCE | MW | Commercial | Com - Retail (Large Single Level) | FoodServ | No | FoodServ - Electric Steamer | 0.0031554 | 0.0032346 | 0.0033166 | 0.0033674 | 0.0034492 | 0.0034593 | 0.0034512 | 0.0034943 | 0.0034884 | 0.003557 | 0.0035831 | 0.0036263
SCE | MW | Commercial | Com - Retail (Large Single Level) | FoodServ | No | FoodServ - Oven (Electric) | 0.01505 | 0.015458 | 0.015872 | 0.016151 | 0.016561 | 0.016671 | 0.016704 | 0.016947 | 0.016988 | 0.017335 | 0.017509 | 0.017752
SCE | MW | Commercial | Com - Retail (Large Single Level) | HVAC | Yes | HVAC - Advanced Package Rooftop AC (> EER 12) - Emerging | 0 | 0 | 0.0010165 | 0.0025991 | 0.0046514 | 0.0071255 | 0.0099649 | 0.013155 | 0.016714 | 0.020632 | 0.024898 | 0.029522
SCE | MW | Commercial | Com - Retail (Large Single Level) | HVAC | No | HVAC - Direct Evaporative Cooler | 0.092558 | 0.10788 | 0.12442 | 0.14185 | 0.16036 | 0.17898 | 0.19757 | 0.21667 | 0.23496 | 0.25355 | 0.27069 | 0.28688
SCE | MW | Commercial | Com - Retail (Large Single Level) | HVAC | No | HVAC - EER Rated Package Rooftop AC (EER 11) | 0.052887 | 0.060573 | 0.068538 | 0.076328 | 0.059801 | 0.092168 | 0.099321 | 0.10751 | 0.11413 | 0.12248 | 0.12902 | 0.13566
SCE | MW | Commercial | Com - Retail (Large Single Level) | HVAC | No | HVAC - EER Rated Package Rooftop HP (EER 11) | 0.035535 | 0.040287 | 0.045055 | 0.049702 | 0 | 0 | 0 | 0 | 0 | 0 | 0 | 0.0083636
SCE | MW | Commercial | Com - Retail (Large Single Level) | HVAC | No | HVAC - Repair Duct System | 0.3559 | 0.31038 | 0.28811 | 0.25622 | 0.21768 | 0.17614 | 0.13474 | 0.096691 | 0.062938 | 0.034894 | 0.011621 | 0
SCE | MW | Commercial | Com - Retail (Large Single Level) | HVAC | No | HVAC - SEER Rated Package Rooftop AC (Recharge) | 0.27389 | 0.23057 | 0.20625 | 0.17744 | 0.14595 | 0.11468 | 0.084992 | 0.058218 | 0.035053 | 0.015681 | 0 | 0
SCE | MW | Commercial | Com - Retail (Large Single Level) | HVAC | No | HVAC - SEER Rated Package Rooftop AC (SEER 14) | 0.060503 | 0.071951 | 0 | 0 | 0 | 0 | 0 | 0 | 0 | 0 | 0 | 0
SCE | MW | Commercial | Com - Retail (Large Single Level) | HVAC | No | HVAC - SEER Rated Package Rooftop AC (SEER 15) | 0.16286 | 0.19137 | 0.10235 | 0.11532 | 0.12946 | 0.14134 | 0.15221 | 0.16458 | 0.17452 | 0.18707 | 0.19688 | 0.20709
SCE | MW | Commercial | Com - Retail (Large Single Level) | HVAC | No | HVAC - SEER Rated Package Rooftop HP (SEER 14) | 0.019798 | 0.023436 | 0 | 0 | 0 | 0 | 0 | 0 | 0 | 0 | 0 | 0
SCE | MW | Commercial | Com - Retail (Large Single Level) | HVAC | No | HVAC - SEER Rated Package Rooftop HP (SEER 15) | 0.073056 | 0.086828 | 0.046882 | 0.0532 | 0.060183 | 0.065979 | 0.071262 | 0.077397 | 0.082237 | 0.088545 | 0.093368 | 0.098434
SCE | MW | Commercial | Com - Retail (Large Single Level) | HVAC | No | HVAC - SEER Rated Split System AC (SEER 14) | 0.033925 | 0.038625 | 0.043354 | 0 | 0 | 0 | 0 | 0 | 0 | 0 | 0 | 0
SCE | MW | Commercial | Com - Retail (Large Single Level) | HVAC | No | HVAC - SEER Rated Split System AC (SEER 15) | 0.011168 | 0.014637 | 0.0085329 | 0.010319 | 0.012333 | 0.014212 | 0.016074 | 0.0182 | 0.020137 | 0.022483 | 0.024586 | 0.026826
SCE | MW | Commercial | Com - Retail (Large Single Level) | HVAC | No | HVAC - SEER Rated Split System HP (SEER 14) | 0.098937 | 0.11705 | 0.018289 | 0.020681 | 0.023302 | 0.025479 | 0.02746 | 0.029734 | 0.031531 | 0.033837 | 0.03561 | 0.037456
SCE | MW | Commercial | Com - Retail (Large Single Level) | HVAC | No | HVAC - SEER Rated Split System HP (SEER 15) | 0.040345 | 0.047692 | 0.025632 | 0.028978 | 0.032655 | 0.035709 | 0.038491 | 0.041698 | 0.044235 | 0.047508 | 0.050024 | 0.052656
SCE | MW | Commercial | Com - Retail (Large Single Level) | Lighting | Yes | Lighting - LED Fixture (Replacing T8) - Emerging | 0.058758 | 0.087727 | 0.13056 | 0.1851 | 0.25577 | 0.33528 | 0.42228 | 0.53031 | 0.634 | 0.76389 | 0.88543 | 1.0148
SCE | MW | Commercial | Com - Retail (Large Single Level) | Lighting | Yes | Lighting - LED Lamp (Basic High - Indoor) - Emerging | 0.01613 | 0.027003 | 0.036898 | 0.045734 | 0.05572 | 0.0084422 | 0.0096262 | 0.01076 | 0.011629 | 0.012493 | 0.015368 | 0.020298
SCE | MW | Commercial | Com - Retail (Large Single Level) | Lighting | Yes | Lighting - LED Lamp (Basic Low - Indoor) - Emerging | 0.065382 | 0.098787 | 0.11474 | 0.13037 | 0.14773 | 0.024878 | 0.035755 | 0.053832 | 0.06988 | 0.085722 | 0.10002 | 0.11366
SCE | MW | Commercial | Com - Retail (Large Single Level) | Lighting | Yes | Lighting - LED Plug-In Indoor Fixture - Emerging | 0.029882 | 0.037975 | 0.047406 | 0.057082 | 0.068785 | 0.0045089 | 0.0050816 | 0.0063508 | 0.0078974 | 0.009722 | 0.011409 | 0.013184
SCE | MW | Commercial | Com - Retail (Large Single Level) | Lighting | No | Lighting - Cold Cathode Lamp | 0.008674 | 0.0088285 | 0.0089826 | 0.0090444 | 0.0091945 | 0 | 0 | 0 | 0 | 0 | 0 | 0
SCE | MW | Commercial | Com - Retail (Large Single Level) | Lighting | No | Lighting - Compact Fluorescent Fixture (Indoor) | 1.439 | 1.4471 | 1.4652 | 1.4783 | 1.504 | 0 | 0 | 0 | 0 | 0 | 0 | 0
SCE | MW | Commercial | Com - Retail (Large Single Level) | Lighting | No | Lighting - Compact Fluorescent Lamp (Basic High - Indoor) | 0.33346 | 0.36934 | 0.39412 | 0.40638 | 0.41072 | 0 | 0 | 0 | 0 | 0 | 0 | 0
SCE | MW | Commercial | Com - Retail (Large Single Level) | Lighting | No | Lighting - Compact Fluorescent Lamp (Basic Low - Indoor) | 1.5085 | 1.2872 | 1.1502 | 1.057 | 1.0161 | 0 | 0 | 0 | 0 | 0 | 0 | 0
SCE | MW | Commercial | Com - Retail (Large Single Level) | Lighting | No | Lighting - Exit Fixture (LED) | 0 | 0 | 0.0043748 | 0.0044696 | 0.0040543 | 0.0039998 | 0.0031197 | 0.0026876 | 0.00035989 | 0 | 0 | 0
SCE | MW | Commercial | Com - Retail (Large Single Level) | Lighting | No | Lighting - Halogen Lamp (A-Line) | 0.0018814 | 0.0021918 | 0.0020584 | 0.0023093 | 0.0022572 | 0 | 0 | 0 | 0 | 0 | 0 | 0
SCE | MW | Commercial | Com - Retail (Large Single Level) | Lighting | No | Lighting - Halogen Lamp (Reflector) | 0.00057442 | 0.00067902 | 0.00060124 | 0.00067414 | 0.00062124 | 0.00066947 | 0.00064205 | 0.00066889 | 0.00066313 | 0.00068352 | 0.00069177 | 0.00070375
SCE | MW | Commercial | Com - Retail (Large Single Level) | Lighting | No | Lighting - High Bay HID to T5 | 0 | 0.042105 | 0.04332 | 0.043248 | 0.044387 | 0.042873 | 0.040835 | 0.040739 | 0.038962 | 0.039892 | 0.039017 | 0.039066
SCE | MW | Commercial | Com - Retail (Large Single Level) | Lighting | No | Lighting - Induction Fixture (Indoor) | 0.02231 | 0.023161 | 0.024024 | 0.024656 | 0.02552 | 0.025854 | 0.026032 | 0.026576 | 0.026746 | 0.027462 | 0.02778 | 0.028268
SCE | MW | Commercial | Com - Retail (Large Single Level) | Lighting | No | Lighting - Induction Fixture (Outdoor) | 0.0066099 | 0.0089474 | 0.0089417 | 0.0090396 | 0.0092046 | 0.009192 | 0.0091383 | 0.0092123 | 0.0091709 | 0.0093105 | 0.0093306 | 0.0094121
SCE | MW | Commercial | Com - Retail (Large Single Level) | Lighting | No | Lighting - Linear Fluorescent Delamping | 0.0036653 | 0.0035116 | 0.003151 | 0.0024399 | 0.001361 | 0 | 0 | 0 | 0 | 0 | 0 | 0
SCE | MW | Commercial | Com - Retail (Large Single Level) | Lighting | No | Lighting - Linear Fluorescent Fixture (Low Wattage T8) | 0.49732 | 0.55879 | 0.61149 | 0.64862 | 0.68424 | 0.69601 | 0.69718 | 0.7044 | 0.69745 | 0.70378 | 0.69763 | 0.6957
SCE | MW | Commercial | Com - Retail (Large Single Level) | Lighting | No | Lighting - Low Bay HID to T5 | 0 | 0.0059941 | 0.0061667 | 0.0061559 | 0.0063175 | 0.0061014 | 0.0058109 | 0.0057966 | 0.0055431 | 0.0056749 | 0.0055498 | 0.0055562
SCE | MW | Commercial | Com - Retail (Large Single Level) | Lighting | No | Lighting - Plug-In Fixture (Compact Fluorescent) | 0.32596 | 0.32124 | 0.31791 | 0.31223 | 0.31207 | 0 | 0 | 0 | 0 | 0 | 0 | 0
SCE | MW | Commercial | Com - Retail (Large Single Level) | Lighting | No | Lighting - Plug-In Fixture (Induction) | 0 | 0 | 0 | 0.032563 | 0.06144 | 0.070293 | 0.07537 | 0.079791 | 0.081262 | 0.084428 | 0.085348 | 0.086809
SCE | MW | Commercial | Com - Retail (Large Single Level) | Lighting | No | Lighting - Plug-In Fixture (Linear Fluorescent) | 0.5234 | 0.55601 | 0.58136 | 0.59252 | 0.60817 | 0 | 0 | 0 | 0 | 0 | 0 | 0
SCE | MW | Commercial | Com - Retail (Large Single Level) | Lighting | No | Lighting - Plug-In Fixture (PSMH with Electronic Ballast) | 0.10416 | 0.12414 | 0.12459 | 0.11101 | 0.10213 | 0.097314 | 0.093388 | 0.092131 | 0.090191 | 0.090718 | 0.090098 | 0.090285
SCE | MW | Commercial | Com - Retail (Large Single Level) | Lighting | No | Lighting - Plug-In Fixture (PSMH) | 0.13774 | 0.13698 | 0.13746 | 0.13686 | 0.13802 | 0.12679 | 0.11848 | 0.1143 | 0.10986 | 0.10867 | 0.10644 | 0.10539
SCE | MW | Commercial | Com - Retail (Large Single Level) | SHW | No | SHW - EF Rated Instantaneous Water Heater (Electric) | 7.4731e-05 | 8.7907e-05 | 0.00010103 | 0.00011276 | 0.00012532 | 0.00013435 | 0.00014168 | 0.0001505 | 0.00015613 | 0.00016472 | 0.00016983 | 0.00017566
SCE | MW | Commercial | Com - Retail (Large Single Level) | SHW | No | SHW - EF Rated Storage Water Heater (Electric) | 6.0341e-05 | 6.9591e-05 | 0 | 0 | 0 | 0 | 0 | 0 | 0 | 0 | 0 | 0
SCE | MW | Commercial | Com - Retail (Large Single Level) | Service | No | HVAC - Comprehensive Rooftop Unit Quality Maintenance | 7.0614e-08 | 6.5945e-08 | 7.2268e-08 | 7.8447e-08 | 8.4131e-08 | 8.9129e-08 | 9.3039e-08 | 9.5552e-08 | 9.6398e-08 | 9.5385e-08 | 9.2368e-08 | 8.7522e-08
SCE | MW | Commercial | Com - Retail (Large Single Level) | Service | No | Service - HVAC Fault Detection & Diagnositics | 0 | 8.2066e-05 | 8.4363e-05 | 8.4108e-05 | 8.5648e-05 | 8.2103e-05 | 7.7515e-05 | 7.6516e-05 | 7.2356e-05 | 7.3235e-05 | 7.5154e-05 | 7.5166e-05
SCE | MW | Commercial | Com - Retail (Large Single Level) | Service | No | Service - Retro-Commissioning (Electric) | 0.00078719 | 0.00060784 | 0.00054431 | 0.00047755 | 0.00039596 | 0.00032604 | 0.00025555 | 0.00018935 | 0.00012947 | 7.6576e-05 | 2.5058e-05 | 0
SCE | MW | Commercial | Com - Retail (Large Single Level) | WholeBlg | No | HVAC - Energy Management System | 5.8114e-05 | 7.3464e-05 | 6.5411e-05 | 5.7039e-05 | 5.0797e-05 | 4.3546e-05 | 3.6895e-05 | 3.6482e-05 | 3.5194e-05 | 3.6278e-05 | 3.5606e-05 | 3.5789e-05
SCE | MW | Commercial | Com - Retail (Large Single Level) | WholeBlg | No | WholeBlg - Com NC Level 2 | 0.0026044 | 0 | 0 | 0 | 0 | 0 | 0 | 0 | 0 | 0 | 0 | 0
SCE | MW | Commercial | Com - Retail (Large Single Level) | WholeBlg | No | WholeBlg - Com NC Level 3 | 0.0034945 | 0 | 0 | 0 | 0 | 0 | 0 | 0 | 0 | 0 | 0 | 0
SCE | MW | Commercial | Com - Retail (Large Single Level) | WholeBlg | No | WholeBlg - Com NC ZNE | 0.00086711 | 0 | 0 | 0 | 0.0030064 | 0.0057177 | 0.0085799 | 0.0093171 | 0.01186 | 0.015189 | 0 | 0
SCE | MW | Commercial | Com - Retail (Large Single Level) | WholeBlg | No | WholeBlg - Com RET Level 1 | 0.10326 | 0.14205 | 0.18357 | 0.22796 | 0.27518 | 0.32522 | 0.37786 | 0.43292 | 0.48996 | 0.5486 | 0.60813 | 0.668
SCE | MW | Commercial | Com - Retail (Large Single Level) | WholeBlg | No | WholeBlg - Com RET Level 2 | 0.29329 | 0.39843 | 0.51157 | 0.63354 | 0.76417 | 0.90388 | 1.0518 | 1.2077 | 1.3696 | 1.5365 | 1.7054 | 1.8743
SCE | MW | Commercial | Com - Retail (Small) | AppPlug | No | AppPlug - Computer Monitor | 0.036126 | 0.0711 | 0.069622 | 0.071137 | 0 | 0 | 0 | 0 | 0 | 0 | 0 | 0
SCE | MW | Commercial | Com - Retail (Small) | AppPlug | No | AppPlug - Desktop Computer (Com - Power Management) | 0.014987 | 0.018208 | 0.017815 | 0.01705 | 0.016265 | 0.014985 | 0.013545 | 0.012504 | 0.011194 | 0.010534 | 0.0097407 | 0.0091417
SCE | MW | Commercial | Com - Retail (Small) | AppPlug | No | AppPlug - Occupancy Sensor Plug Strip | 0 | 0.0058794 | 0.0087704 | 0.010162 | 0.01089 | 0.011385 | 0.01097 | 0.011563 | 0.011099 | 0.011785 | 0.011008 | 0.010585
SCE | MW | Commercial | Com - Retail (Small) | BldgEnv | No | BldgEnv - Window Film | 0.08903 | 0.078376 | 0.096663 | 0.12065 | 0.14368 | 0.16298 | 0.1748 | 0.18427 | 0.18799 | 0.19115 | 0.1867 | 0.17694
SCE | MW | Commercial | Com - Retail (Small) | FoodServ | No | FoodServ - Electric Steamer | 0.0031553 | 0.0032346 | 0.0033166 | 0.0033674 | 0.0034485 | 0.0034579 | 0.0034492 | 0.0034913 | 0.0034846 | 0.0035522 | 0.0035831 | 0.0036263
SCE | MW | Commercial | Com - Retail (Small) | HVAC | Yes | HVAC - Advanced Package Rooftop AC (> EER 12) - Emerging | 0 | 0 | 0.0011228 | 0.002874 | 0.0051455 | 0.0078829 | 0.011023 | 0.014549 | 0.018483 | 0.02281 | 0.027522 | 0.032629
SCE | MW | Commercial | Com - Retail (Small) | HVAC | No | HVAC - Direct Evaporative Cooler | 0.087603 | 0.10147 | 0.11619 | 0.13145 | 0.14745 | 0.16333 | 0.17903 | 0.19506 | 0.21028 | 0.22572 | 0.23994 | 0.25342
SCE | MW | Commercial | Com - Retail (Small) | HVAC | No | HVAC - EER Rated Package Rooftop AC (EER 11) | 0.062555 | 0.071681 | 0.081136 | 0.090371 | 0.070084 | 0.10906 | 0.11749 | 0.12717 | 0.13496 | 0.14488 | 0.15261 | 0.16069
SCE | MW | Commercial | Com - Retail (Small) | HVAC | No | HVAC - EER Rated Package Rooftop HP (EER 11) | 0.039317 | 0.044583 | 0.049865 | 0.055008 | 0 | 0 | 0 | 0 | 0 | 0 | 0 | 0
SCE | MW | Commercial | Com - Retail (Small) | HVAC | No | HVAC - Repair Duct System | 0.26825 | 0.23183 | 0.213 | 0.1877 | 0 | 0 | 0 | 0 | 0 | 0 | 0 | 0
SCE | MW | Commercial | Com - Retail (Small) | HVAC | No | HVAC - SEER Rated Package Rooftop AC (Recharge) | 0.29362 | 0.24742 | 0.22149 | 0.19076 | 0.15698 | 0.12354 | 0.091725 | 0.063004 | 0.03814 | 0.017338 | 0.00015248 | 0
SCE | MW | Commercial | Com - Retail (Small) | HVAC | No | HVAC - SEER Rated Package Rooftop AC (SEER 14) | 0.071523 | 0.085033 | 0 | 0 | 0 | 0 | 0 | 0 | 0 | 0 | 0 | 0
SCE | MW | Commercial | Com - Retail (Small) | HVAC | No | HVAC - SEER Rated Package Rooftop AC (SEER 15) | 0.18867 | 0.22155 | 0.11844 | 0.13347 | 0.14978 | 0.16366 | 0.17642 | 0.19078 | 0.20249 | 0.21697 | 0.22846 | 0.24031
SCE | MW | Commercial | Com - Retail (Small) | HVAC | No | HVAC - SEER Rated Package Rooftop HP (SEER 14) | 0.022089 | 0.026153 | 0 | 0 | 0 | 0 | 0 | 0 | 0 | 0 | 0 | 0
SCE | MW | Commercial | Com - Retail (Small) | HVAC | No | HVAC - SEER Rated Package Rooftop HP (SEER 15) | 0.081653 | 0.096993 | 0.052339 | 0.05934 | 0.067096 | 0.073476 | 0.079264 | 0.086037 | 0.091325 | 0.09831 | 0.1036 | 0.10919
SCE | MW | Commercial | Com - Retail (Small) | HVAC | No | HVAC - SEER Rated Split System AC (SEER 14) | 0.037319 | 0.04265 | 0.048074 | 0 | 0 | 0 | 0 | 0 | 0 | 0 | 0 | 0
SCE | MW | Commercial | Com - Retail (Small) | HVAC | No | HVAC - SEER Rated Split System AC (SEER 15) | 0.014674 | 0.019311 | 0.011309 | 0.013742 | 0.0165 | 0.019108 | 0.021716 | 0.024703 | 0.027461 | 0.030797 | 0.033825 | 0.037055
SCE | MW | Commercial | Com - Retail (Small) | HVAC | No | HVAC - SEER Rated Split System HP (SEER 14) | 0.11361 | 0.13441 | 0.021003 | 0.02375 | 0.02676 | 0.029258 | 0.031531 | 0.034141 | 0.036203 | 0.038852 | 0.040886 | 0.043006
SCE | MW | Commercial | Com - Retail (Small) | HVAC | No | HVAC - SEER Rated Split System HP (SEER 15) | 0.046139 | 0.054538 | 0.02931 | 0.033134 | 0.037336 | 0.040828 | 0.044009 | 0.047674 | 0.050575 | 0.054314 | 0.05719 | 0.060197
SCE | MW | Commercial | Com - Retail (Small) | Lighting | Yes | Lighting - LED Fixture (Replacing T8) - Emerging | 0.033572 | 0.046022 | 0.083647 | 0.13288 | 0.1985 | 0.2758 | 0.36389 | 0.47498 | 0.58524 | 0.72182 | 0.85369 | 0.9943
SCE | MW | Commercial | Com - Retail (Small) | Lighting | Yes | Lighting - LED Lamp (Basic High - Indoor) - Emerging | 0.015534 | 0.026084 | 0.036113 | 0.044822 | 0.05471 | 0.0083098 | 0.0094971 | 0.010632 | 0.011506 | 0.012366 | 0.015258 | 0.020208
SCE | MW | Commercial | Com - Retail (Small) | Lighting | Yes | Lighting - LED Lamp (Basic Low - Indoor) - Emerging | 0.063845 | 0.096655 | 0.11297 | 0.12838 | 0.1455 | 0.024519 | 0.035412 | 0.053521 | 0.069636 | 0.085539 | 0.099947 | 0.1137
SCE | MW | Commercial | Com - Retail (Small) | Lighting | Yes | Lighting - LED Plug-In Indoor Fixture - Emerging | 0.017827 | 0.021419 | 0.026072 | 0.031111 | 0.037178 | 0.0024848 | 0.0028722 | 0.0038224 | 0.0050124 | 0.0064135 | 0.0078277 | 0.0093228
SCE | MW | Commercial | Com - Retail (Small) | Lighting | No | Lighting - Cold Cathode Lamp | 0.0091713 | 0.0093488 | 0.0095225 | 0.0095989 | 0.0097678 | 0 | 0 | 0 | 0 | 0 | 0 | 0
SCE | MW | Commercial | Com - Retail (Small) | Lighting | No | Lighting - Compact Fluorescent Fixture (Indoor) | 1.4332 | 1.4402 | 1.4572 | 1.4698 | 1.4949 | 0 | 0 | 0 | 0 | 0 | 0 | 0
SCE | MW | Commercial | Com - Retail (Small) | Lighting | No | Lighting - Compact Fluorescent Lamp (Basic High - Indoor) | 0.3309 | 0.36718 | 0.39199 | 0.4044 | 0.40876 | 0 | 0 | 0 | 0 | 0 | 0 | 0
SCE | MW | Commercial | Com - Retail (Small) | Lighting | No | Lighting - Compact Fluorescent Lamp (Basic Low - Indoor) | 1.4986 | 1.2775 | 1.14 | 1.0472 | 1.0065 | 0 | 0 | 0 | 0 | 0 | 0 | 0
SCE | MW | Commercial | Com - Retail (Small) | Lighting | No | Lighting - Exit Fixture (LED) | 0 | 0 | 0.0045088 | 0.0046054 | 0.0041799 | 0.0041242 | 0.0032224 | 0.0027797 | 0.00039401 | 0 | 0 | 0
SCE | MW | Commercial | Com - Retail (Small) | Lighting | No | Lighting - Halogen Lamp (A-Line) | 0.0018811 | 0.0021898 | 0.0020588 | 0.0023077 | 0.0022579 | 0 | 0 | 0 | 0 | 0 | 0 | 0
SCE | MW | Commercial | Com - Retail (Small) | Lighting | No | Lighting - Halogen Lamp (Reflector) | 0.00057555 | 0.00067978 | 0.00060226 | 0.00067473 | 0.00062229 | 0.00067001 | 0.00064308 | 0.00066936 | 0.00066421 | 0.00068502 | 0.00069276 | 0.00070494
SCE | MW | Commercial | Com - Retail (Small) | Lighting | No | Lighting - High Bay HID to T5 | 0 | 0.040409 | 0.04158 | 0.041517 | 0.042619 | 0.041171 | 0.039222 | 0.039136 | 0.037435 | 0.038336 | 0.037505 | 0.037557
SCE | MW | Commercial | Com - Retail (Small) | Lighting | No | Lighting - Induction Fixture (Indoor) | 0.022695 | 0.023582 | 0.024479 | 0.025139 | 0.026033 | 0.026384 | 0.026574 | 0.027136 | 0.027315 | 0.02805 | 0.028379 | 0.02888
SCE | MW | Commercial | Com - Retail (Small) | Lighting | No | Lighting - Induction Fixture (Outdoor) | 0.0066097 | 0.0089474 | 0.0089417 | 0.0090396 | 0.0092046 | 0.0091919 | 0.0091382 | 0.0092121 | 0.0091707 | 0.0093103 | 0.0093306 | 0.0094121
SCE | MW | Commercial | Com - Retail (Small) | Lighting | No | Lighting - Linear Fluorescent Delamping | 0.0035212 | 0.0033767 | 0.0030176 | 0.0023311 | 0 | 0 | 0 | 0 | 0 | 0 | 0 | 0
SCE | MW | Commercial | Com - Retail (Small) | Lighting | No | Lighting - Linear Fluorescent Fixture (Low Wattage T8) | 0.2295 | 0.33076 | 0.41315 | 0.48042 | 0.54345 | 0.58482 | 0.61266 | 0.64025 | 0.65121 | 0.66945 | 0.67291 | 0.67703
SCE | MW | Commercial | Com - Retail (Small) | Lighting | No | Lighting - Low Bay HID to T5 | 0 | 0 | 0.0062948 | 0.0063608 | 0.005946 | 0.0057926 | 0.005547 | 0.0055519 | 0.00532 | 0.005453 | 0.0053365 | 0.0053455
SCE | MW | Commercial | Com - Retail (Small) | Lighting | No | Lighting - Plug-In Fixture (Compact Fluorescent) | 0.3119 | 0.31149 | 0.31265 | 0.31158 | 0.31653 | 0 | 0 | 0 | 0 | 0 | 0 | 0
SCE | MW | Commercial | Com - Retail (Small) | Lighting | No | Lighting - Plug-In Fixture (Induction) | 0 | 0 | 0 | 0.057523 | 0.066049 | 0.072655 | 0.07625 | 0.079841 | 0.080847 | 0.083734 | 0.084528 | 0.085915
SCE | MW | Commercial | Com - Retail (Small) | Lighting | No | Lighting - Plug-In Fixture (Linear Fluorescent) | 0.51575 | 0.54309 | 0.56507 | 0.57493 | 0.5899 | 0 | 0 | 0 | 0 | 0 | 0 | 0
SCE | MW | Commercial | Com - Retail (Small) | Lighting | No | Lighting - Plug-In Fixture (PSMH with Electronic Ballast) | 0.10304 | 0.12294 | 0.12336 | 0.10526 | 0.096988 | 0.093831 | 0.091052 | 0.09041 | 0.088903 | 0.089621 | 0.089166 | 0.089437
SCE | MW | Commercial | Com - Retail (Small) | Lighting | No | Lighting - Plug-In Fixture (PSMH) | 0.13696 | 0.13585 | 0.1363 | 0.12981 | 0.13226 | 0.12305 | 0.1161 | 0.11262 | 0.10865 | 0.10765 | 0.10556 | 0.10456
SCE | MW | Commercial | Com - Retail (Small) | SHW | No | SHW - EF Rated Instantaneous Water Heater (Electric) | 4.5058e-05 | 5.2946e-05 | 6.0791e-05 | 6.7789e-05 | 7.5273e-05 | 8.0658e-05 | 8.5036e-05 | 9.0286e-05 | 9.3653e-05 | 9.8749e-05 | 0.0001018 | 0.00010527
SCE | MW | Commercial | Com - Retail (Small) | SHW | No | SHW - EF Rated Storage Water Heater (Electric) | 3.9364e-05 | 4.5363e-05 | 0 | 0 | 0 | 0 | 0 | 0 | 0 | 0 | 0 | 0
SCE | MW | Commercial | Com - Retail (Small) | Service | No | HVAC - Comprehensive Rooftop Unit Quality Maintenance | 7.0614e-08 | 6.5945e-08 | 7.2268e-08 | 7.8447e-08 | 8.4131e-08 | 8.9129e-08 | 9.3039e-08 | 9.5552e-08 | 9.6398e-08 | 9.5385e-08 | 9.2368e-08 | 8.7522e-08
SCE | MW | Commercial | Com - Retail (Small) | Service | No | Service - HVAC Fault Detection & Diagnositics | 0 | 8.2066e-05 | 8.4363e-05 | 8.4108e-05 | 8.5648e-05 | 8.2103e-05 | 7.7515e-05 | 7.6516e-05 | 7.2356e-05 | 7.3235e-05 | 7.5154e-05 | 7.5166e-05
SCE | MW | Commercial | Com - Retail (Small) | Service | No | Service - Retro-Commissioning (Electric) | 0.00078719 | 0.00060784 | 0.00054431 | 0.00047755 | 0.00039596 | 0.00032604 | 0.00025555 | 0.00018935 | 0.00012947 | 7.6576e-05 | 2.5058e-05 | 0
SCE | MW | Commercial | Com - Retail (Small) | WholeBlg | No | HVAC - Energy Management System | 5.8114e-05 | 7.3464e-05 | 6.5411e-05 | 5.7039e-05 | 5.0797e-05 | 4.3546e-05 | 3.6895e-05 | 3.6482e-05 | 3.5194e-05 | 3.6278e-05 | 3.5606e-05 | 3.5789e-05
SCE | MW | Commercial | Com - Retail (Small) | WholeBlg | No | WholeBlg - Com NC Level 2 | 0.0026044 | 0 | 0 | 0 | 0 | 0 | 0 | 0 | 0 | 0 | 0 | 0
SCE | MW | Commercial | Com - Retail (Small) | WholeBlg | No | WholeBlg - Com NC Level 3 | 0.0034945 | 0 | 0 | 0 | 0 | 0 | 0 | 0 | 0 | 0 | 0 | 0
SCE | MW | Commercial | Com - Retail (Small) | WholeBlg | No | WholeBlg - Com NC ZNE | 0.00086711 | 0 | 0 | 0 | 0.0030064 | 0.0057177 | 0.0085799 | 0.0093171 | 0.01186 | 0.015189 | 0 | 0
SCE | MW | Commercial | Com - Retail (Small) | WholeBlg | No | WholeBlg - Com RET Level 1 | 0.11039 | 0.15187 | 0.1963 | 0.24381 | 0.29435 | 0.34792 | 0.40427 | 0.46321 | 0.52426 | 0.58699 | 0.65064 | 0.71461
SCE | MW | Commercial | Com - Retail (Small) | WholeBlg | No | WholeBlg - Com RET Level 2 | 0.29281 | 0.39793 | 0.51108 | 0.63318 | 0.76396 | 0.90393 | 1.0522 | 1.2084 | 1.3709 | 1.5385 | 1.7082 | 1.8782
SCE | MW | Commercial | Com - Storage (Conditioned) | AppPlug | No | AppPlug - Computer Monitor | 0.021225 | 0.041766 | 0.040898 | 0.041788 | 0 | 0 | 0 | 0 | 0 | 0 | 0 | 0
SCE | MW | Commercial | Com - Storage (Conditioned) | AppPlug | No | AppPlug - Desktop Computer (Com - Power Management) | 0.0088042 | 0.010696 | 0.010465 | 0.010016 | 0.0095677 | 0.0088269 | 0.0079934 | 0.0073976 | 0.006642 | 0.0062729 | 0.0057219 | 0.0053701
SCE | MW | Commercial | Com - Storage (Conditioned) | AppPlug | No | AppPlug - Occupancy Sensor Plug Strip | 0 | 0.0034537 | 0.0051519 | 0.0059697 | 0.0064065 | 0.0067064 | 0.0064717 | 0.0068322 | 0.0065711 | 0.0069895 | 0.0064665 | 0.0062181
SCE | MW | Commercial | Com - Storage (Conditioned) | BldgEnv | No | BldgEnv - Attic Batt Insulation | 0 | 2.1452e-05 | 7.8756e-05 | 0.00012592 | 0 | 0 | 0 | 0 | 0 | 0 | 0 | 0
SCE | MW | Commercial | Com - Storage (Conditioned) | BldgEnv | No | BldgEnv - Window Film | 0 | 0.00010413 | 0.0015068 | 0.0031544 | 0 | 0.0013071 | 0.0051237 | 0.0088876 | 0.011407 | 0.013166 | 0.013847 | 0.013912
SCE | MW | Commercial | Com - Storage (Conditioned) | ComRefrig | No | ComRefrig - Strip Curtain for Walk In Refrigerator | 0.010889 | 0.0090839 | 0.0075537 | 0.0059175 | 0.0043224 | 0.0028929 | 0.0016822 | 0.00070675 | 0 | 0 | 0 | 0
SCE | MW | Commercial | Com - Storage (Conditioned) | HVAC | No | HVAC - Direct Evaporative Cooler | 0.033171 | 0.038682 | 0.04464 | 0.050905 | 0.057546 | 0.064213 | 0.070859 | 0.077655 | 0.084133 | 0.090675 | 0.096657 | 0.10228
SCE | MW | Commercial | Com - Storage (Conditioned) | HVAC | No | HVAC - EER Rated Package Rooftop AC (EER 11) | 0.01368 | 0.015564 | 0.017559 | 0.019527 | 0 | 0 | 0 | 0 | 0 | 0 | 0 | 0
SCE | MW | Commercial | Com - Storage (Conditioned) | HVAC | No | HVAC - EER Rated Package Rooftop HP (EER 11) | 0.0082079 | 0.0092021 | 0.010212 | 0.011201 | 0 | 0 | 0 | 0 | 0 | 0 | 0 | 0
SCE | MW | Commercial | Com - Storage (Conditioned) | HVAC | No | HVAC - Repair Duct System | 0.087777 | 0.07542 | 0.068892 | 0.060399 | 0 | 0 | 0 | 0 | 0 | 0 | 0 | 0
SCE | MW | Commercial | Com - Storage (Conditioned) | HVAC | No | HVAC - SEER Rated Package Rooftop AC (Recharge) | 0.068328 | 0.056828 | 0.050323 | 0.042936 | 0 | 0 | 0 | 0 | 0 | 0 | 0 | 0
SCE | MW | Commercial | Com - Storage (Conditioned) | HVAC | No | HVAC - SEER Rated Package Rooftop AC (SEER 14) | 0.018369 | 0.021744 | 0 | 0 | 0 | 0 | 0 | 0 | 0 | 0 | 0 | 0
SCE | MW | Commercial | Com - Storage (Conditioned) | HVAC | No | HVAC - SEER Rated Package Rooftop AC (SEER 15) | 0.040468 | 0.047169 | 0.025117 | 0.028301 | 0.031655 | 0.034734 | 0.037656 | 0.040719 | 0.043429 | 0.046391 | 0.04892 | 0.051432
SCE | MW | Commercial | Com - Storage (Conditioned) | HVAC | No | HVAC - SEER Rated Package Rooftop HP (SEER 14) | 0.0048296 | 0.0057035 | 0 | 0 | 0 | 0 | 0 | 0 | 0 | 0 | 0 | 0
SCE | MW | Commercial | Com - Storage (Conditioned) | HVAC | No | HVAC - SEER Rated Package Rooftop HP (SEER 15) | 0.017589 | 0.020755 | 0.011174 | 0.012659 | 0.014295 | 0.015674 | 0.016941 | 0.018394 | 0.019566 | 0.021056 | 0.022196 | 0.023408
SCE | MW | Commercial | Com - Storage (Conditioned) | HVAC | No | HVAC - SEER Rated Split System AC (SEER 14) | 0.012242 | 0.013846 | 0.015487 | 0 | 0 | 0 | 0 | 0 | 0 | 0 | 0 | 0
SCE | MW | Commercial | Com - Storage (Conditioned) | HVAC | No | HVAC - SEER Rated Split System AC (SEER 15) | 0.002785 | 0.0036484 | 0.0021316 | 0.0025873 | 0.0030949 | 0.0035844 | 0.0040764 | 0.0046229 | 0.0051377 | 0.0057328 | 0.0062793 | 0.0068565
SCE | MW | Commercial | Com - Storage (Conditioned) | HVAC | No | HVAC - SEER Rated Split System HP (SEER 14) | 0.031239 | 0.036907 | 0.0057785 | 0.00655 | 0.0073969 | 0.0081107 | 0.0087659 | 0.0095136 | 0.010115 | 0.010876 | 0.011458 | 0.012073
SCE | MW | Commercial | Com - Storage (Conditioned) | HVAC | No | HVAC - SEER Rated Split System HP (SEER 15) | 0.011664 | 0.013704 | 0.0073498 | 0.0083013 | 0.0093453 | 0.010225 | 0.011033 | 0.011956 | 0.012701 | 0.013645 | 0.01437 | 0.015139
SCE | MW | Commercial | Com - Storage (Conditioned) | Lighting | Yes | Lighting - LED Fixture (Replacing T8) - Emerging | 0.009768 | 0.014781 | 0.022701 | 0.033268 | 0.047415 | 0.064552 | 0.084401 | 0.1095 | 0.1349 | 0.16597 | 0.19649 | 0.22899
SCE | MW | Commercial | Com - Storage (Conditioned) | Lighting | Yes | Lighting - LED Lamp (Basic High - Indoor) - Emerging | 0.00018288 | 0.00026125 | 0.00036629 | 0.00042278 | 0.00047431 | 6.7229e-05 | 7.3815e-05 | 0.0001221 | 0.00016415 | 0.00020332 | 0.00023701 | 0.00026767
SCE | MW | Commercial | Com - Storage (Conditioned) | Lighting | Yes | Lighting - LED Lamp (Basic Low - Indoor) - Emerging | 0.0014349 | 0.0022184 | 0.0027328 | 0.0031244 | 0.0035793 | 0.00061069 | 0.0010629 | 0.001537 | 0.0019741 | 0.0024181 | 0.002833 | 0.0032365
SCE | MW | Commercial | Com - Storage (Conditioned) | Lighting | Yes | Lighting - LED Plug-In Indoor Fixture - Emerging | 0.014714 | 0.018656 | 0.023223 | 0.027895 | 0.033509 | 0.0021924 | 0.002467 | 0.0031023 | 0.0038704 | 0.0047669 | 0.0055949 | 0.0064641
SCE | MW | Commercial | Com - Storage (Conditioned) | Lighting | No | Lighting - Cold Cathode Lamp | 0.0029482 | 0.0030151 | 0.0030864 | 0.0031269 | 0.0032019 | 0 | 0 | 0 | 0 | 0 | 0 | 0
SCE | MW | Commercial | Com - Storage (Conditioned) | Lighting | No | Lighting - Compact Fluorescent Fixture (Indoor) | 0.048632 | 0.048923 | 0.049516 | 0.049985 | 0.050861 | 0 | 0 | 0 | 0 | 0 | 0 | 0
SCE | MW | Commercial | Com - Storage (Conditioned) | Lighting | No | Lighting - Compact Fluorescent Lamp (Basic High - Indoor) | 0.0042473 | 0.0037435 | 0.0033524 | 0.0030921 | 0.0029674 | 0 | 0 | 0 | 0 | 0 | 0 | 0
SCE | MW | Commercial | Com - Storage (Conditioned) | Lighting | No | Lighting - Compact Fluorescent Lamp (Basic Low - Indoor) | 0.036402 | 0.031639 | 0.028726 | 0.026933 | 0.026399 | 0 | 0 | 0 | 0 | 0 | 0 | 0
SCE | MW | Commercial | Com - Storage (Conditioned) | Lighting | No | Lighting - Exit Fixture (LED) | 0 | 0 | 0.0033854 | 0.0034385 | 0.0031646 | 0.0031302 | 0.0025413 | 0.0022551 | 0.00068585 | 0 | 0 | 0
SCE | MW | Commercial | Com - Storage (Conditioned) | Lighting | No | Lighting - Halogen Lamp (A-Line) | 0.0011056 | 0.0012901 | 0.0012086 | 0.0013587 | 0.001325 | 0 | 0 | 0 | 0 | 0 | 0 | 0
SCE | MW | Commercial | Com - Storage (Conditioned) | Lighting | No | Lighting - Halogen Lamp (Reflector) | 0.00033596 | 0.00039786 | 0.00035182 | 0.00039521 | 0.00036354 | 0.00039255 | 0.00037579 | 0.0003923 | 0.00038812 | 0.00039953 | 0.00040504 | 0.00041182
SCE | MW | Commercial | Com - Storage (Conditioned) | Lighting | No | Lighting - High Bay HID to T5 | 0 | 0.0072438 | 0.0074539 | 0.0074419 | 0.0076415 | 0.0073835 | 0.0070359 | 0.0070232 | 0.0067204 | 0.0068841 | 0.0067252 | 0.0067347
SCE | MW | Commercial | Com - Storage (Conditioned) | Lighting | No | Lighting - Induction Fixture (Indoor) | 0.013752 | 0.014911 | 0.016091 | 0.017099 | 0.018252 | 0.018984 | 0.019544 | 0.020353 | 0.02082 | 0.021704 | 0.022209 | 0.022834
SCE | MW | Commercial | Com - Storage (Conditioned) | Lighting | No | Lighting - Induction Fixture (Outdoor) | 0.0038848 | 0.0052559 | 0.0052526 | 0.0053101 | 0.0054072 | 0.0054003 | 0.0053691 | 0.005413 | 0.005389 | 0.0054715 | 0.005481 | 0.0055289
SCE | MW | Commercial | Com - Storage (Conditioned) | Lighting | No | Lighting - Linear Fluorescent Delamping | 0.0015831 | 0.0015192 | 0.0013541 | 0.0010441 | 0 | 0 | 0 | 0 | 0 | 0 | 0 | 0
SCE | MW | Commercial | Com - Storage (Conditioned) | Lighting | No | Lighting - Linear Fluorescent Fixture (Low Wattage T8) | 0.052832 | 0.064779 | 0.076581 | 0.087302 | 0.09818 | 0.10617 | 0.11235 | 0.11866 | 0.12226 | 0.12698 | 0.12886 | 0.13059
SCE | MW | Commercial | Com - Storage (Conditioned) | Lighting | No | Lighting - Low Bay HID to T5 | 0 | 0 | 0 | 0 | 0.00033183 | 0.0023235 | 0.0019573 | 0.0019801 | 0.0019114 | 0.0019685 | 0.0019293 | 0.0019357
SCE | MW | Commercial | Com - Storage (Conditioned) | Lighting | No | Lighting - Plug-In Fixture (Compact Fluorescent) | 0.15741 | 0.15476 | 0.15296 | 0.15019 | 0.15005 | 0 | 0 | 0 | 0 | 0 | 0 | 0
SCE | MW | Commercial | Com - Storage (Conditioned) | Lighting | No | Lighting - Plug-In Fixture (Induction) | 0 | 0 | 0 | 0 | 0 | 0.028582 | 0.031716 | 0.03564 | 0.037682 | 0.039993 | 0.040954 | 0.041982
SCE | MW | Commercial | Com - Storage (Conditioned) | Lighting | No | Lighting - Plug-In Fixture (Linear Fluorescent) | 0.25831 | 0.27173 | 0.2826 | 0.28746 | 0.29473 | 0 | 0 | 0 | 0 | 0 | 0 | 0
SCE | MW | Commercial | Com - Storage (Conditioned) | Lighting | No | Lighting - Plug-In Fixture (PSMH with Electronic Ballast) | 0.053082 | 0.063596 | 0.063725 | 0.063547 | 0.063958 | 0.053197 | 0.048774 | 0.047798 | 0.046496 | 0.04652 | 0.046062 | 0.046083
SCE | MW | Commercial | Com - Storage (Conditioned) | Lighting | No | Lighting - Plug-In Fixture (PSMH) | 0.070444 | 0.070452 | 0.070589 | 0.070284 | 0.070764 | 0.067444 | 0.066054 | 0.062188 | 0.058811 | 0.057494 | 0.055902 | 0.055091
SCE | MW | Commercial | Com - Storage (Conditioned) | SHW | No | SHW - EF Rated Instantaneous Water Heater (Electric) | 7.1288e-06 | 8.3836e-06 | 9.633e-06 | 1.0747e-05 | 1.1941e-05 | 1.2796e-05 | 1.349e-05 | 1.4326e-05 | 1.4859e-05 | 1.5673e-05 | 1.6157e-05 | 1.6709e-05
SCE | MW | Commercial | Com - Storage (Conditioned) | SHW | No | SHW - EF Rated Storage Water Heater (Electric) | 5.8279e-06 | 6.7197e-06 | 0 | 0 | 0 | 0 | 0 | 0 | 0 | 0 | 0 | 0
SCE | MW | Commercial | Com - Storage (Conditioned) | Service | No | HVAC - Comprehensive Rooftop Unit Quality Maintenance | 4.148e-08 | 3.8738e-08 | 4.2452e-08 | 4.6082e-08 | 4.9421e-08 | 5.2357e-08 | 5.4653e-08 | 5.6129e-08 | 5.6627e-08 | 5.6032e-08 | 5.4259e-08 | 5.1413e-08
SCE | MW | Commercial | Com - Storage (Conditioned) | Service | No | Service - HVAC Fault Detection & Diagnositics | 0 | 4.8207e-05 | 4.9557e-05 | 4.9407e-05 | 5.0644e-05 | 4.8862e-05 | 4.6483e-05 | 4.6321e-05 | 4.4252e-05 | 4.5259e-05 | 4.4147e-05 | 4.4154e-05
SCE | MW | Commercial | Com - Storage (Conditioned) | Service | No | Service - Retro-Commissioning (Electric) | 0.00046242 | 0.00035706 | 0.00031974 | 0.00028052 | 0.00023259 | 0.00019152 | 0.00015012 | 0.00011123 | 7.6052e-05 | 4.4982e-05 | 1.472e-05 | 0
SCE | MW | Commercial | Com - Storage (Conditioned) | WholeBlg | No | HVAC - Energy Management System | 3.4137e-05 | 4.3155e-05 | 3.8424e-05 | 3.3506e-05 | 2.9839e-05 | 2.558e-05 | 2.1673e-05 | 2.143e-05 | 2.0674e-05 | 2.131e-05 | 2.0916e-05 | 2.1023e-05
SCE | MW | Commercial | Com - Storage (Conditioned) | WholeBlg | No | WholeBlg - Com RET Level 1 | 0.032766 | 0.044778 | 0.057575 | 0.071192 | 0.085622 | 0.10086 | 0.11685 | 0.13352 | 0.15077 | 0.16845 | 0.18636 | 0.20432
SCE | MW | Commercial | Com - Storage (Conditioned) | WholeBlg | No | WholeBlg - Com RET Level 2 | 0.093088 | 0.1263 | 0.16212 | 0.20078 | 0.24233 | 0.28686 | 0.33411 | 0.38394 | 0.43575 | 0.48908 | 0.54294 | 0.59651
SCE | MW | Commercial | Com - Storage (Unconditioned) | AppPlug | No | AppPlug - Computer Monitor | 0.053064 | 0.10477 | 0.10224 | 0.10453 | 0 | 0 | 0 | 0 | 0 | 0 | 0 | 0
SCE | MW | Commercial | Com - Storage (Unconditioned) | AppPlug | No | AppPlug - Desktop Computer (Com - Power Management) | 0.022011 | 0.026739 | 0.026163 | 0.025039 | 0.023919 | 0.022067 | 0.019984 | 0.018494 | 0.016605 | 0.015682 | 0.014305 | 0.013425
SCE | MW | Commercial | Com - Storage (Unconditioned) | AppPlug | No | AppPlug - Occupancy Sensor Plug Strip | 0 | 0.0086343 | 0.01288 | 0.014924 | 0.016016 | 0.016766 | 0.016179 | 0.017081 | 0.016428 | 0.017474 | 0.016166 | 0.015545
SCE | MW | Commercial | Com - Storage (Unconditioned) | BldgEnv | No | BldgEnv - Window Film | 0 | 0 | 0.010532 | 0.025903 | 0.039432 | 0.050437 | 0.057491 | 0.06375 | 0.067496 | 0.07152 | 0.071998 | 0.070103
SCE | MW | Commercial | Com - Storage (Unconditioned) | Lighting | Yes | Lighting - LED Fixture (Replacing T8) - Emerging | 0.01907 | 0.028861 | 0.044309 | 0.064916 | 0.092581 | 0.1259 | 0.16439 | 0.21316 | 0.26233 | 0.32277 | 0.38193 | 0.44508
SCE | MW | Commercial | Com - Storage (Unconditioned) | Lighting | Yes | Lighting - LED Lamp (Basic High - Indoor) - Emerging | 0.00035232 | 0.00050396 | 0.00070744 | 0.00081927 | 0.00092136 | 0.00013081 | 0.00014365 | 0.0002368 | 0.00031789 | 0.00039362 | 0.00045867 | 0.00051796
SCE | MW | Commercial | Com - Storage (Unconditioned) | Lighting | Yes | Lighting - LED Lamp (Basic Low - Indoor) - Emerging | 0.0027688 | 0.0042854 | 0.0052965 | 0.00607 | 0.0069717 | 0.0011915 | 0.0020637 | 0.0029789 | 0.003822 | 0.0046807 | 0.0054819 | 0.006262
SCE | MW | Commercial | Com - Storage (Unconditioned) | Lighting | Yes | Lighting - LED Plug-In Indoor Fixture - Emerging | 0.028894 | 0.036713 | 0.045752 | 0.054987 | 0.066113 | 0.0043245 | 0.004864 | 0.0061086 | 0.0075979 | 0.0093435 | 0.010949 | 0.012638
SCE | MW | Commercial | Com - Storage (Unconditioned) | Lighting | No | Lighting - Cold Cathode Lamp | 0.0056207 | 0.0057537 | 0.0058937 | 0.0059758 | 0.006125 | 0 | 0 | 0 | 0 | 0 | 0 | 0
SCE | MW | Commercial | Com - Storage (Unconditioned) | Lighting | No | Lighting - Compact Fluorescent Fixture (Indoor) | 0.094156 | 0.09524 | 0.096801 | 0.09802 | 0.09998 | 0 | 0 | 0 | 0 | 0 | 0 | 0
SCE | MW | Commercial | Com - Storage (Unconditioned) | Lighting | No | Lighting - Compact Fluorescent Lamp (Basic High - Indoor) | 0.0082368 | 0.0072772 | 0.0065293 | 0.0060274 | 0.0057887 | 0 | 0 | 0 | 0 | 0 | 0 | 0
SCE | MW | Commercial | Com - Storage (Unconditioned) | Lighting | No | Lighting - Compact Fluorescent Lamp (Basic Low - Indoor) | 0.070722 | 0.061621 | 0.056034 | 0.052573 | 0.051554 | 0 | 0 | 0 | 0 | 0 | 0 | 0
SCE | MW | Commercial | Com - Storage (Unconditioned) | Lighting | No | Lighting - Exit Fixture (LED) | 0 | 0 | 0.0063449 | 0.0064276 | 0.0059554 | 0.0058986 | 0.0048733 | 0.0043784 | 0.0016315 | 0.00022684 | 0 | 0
SCE | MW | Commercial | Com - Storage (Unconditioned) | Lighting | No | Lighting - Halogen Lamp (A-Line) | 0.0027605 | 0.0032026 | 0.0030263 | 0.0033779 | 0.0033207 | 0 | 0 | 0 | 0 | 0 | 0 | 0
SCE | MW | Commercial | Com - Storage (Unconditioned) | Lighting | No | Lighting - Halogen Lamp (Reflector) | 0.00085288 | 0.0010034 | 0.00089141 | 0.00099494 | 0.00092099 | 0.0009876 | 0.00095141 | 0.00098621 | 0.00098702 | 0.0010157 | 0.0010242 | 0.0010431
SCE | MW | Commercial | Com - Storage (Unconditioned) | Lighting | No | Lighting - High Bay HID to T5 | 0 | 0.014518 | 0.014946 | 0.014927 | 0.015326 | 0.014812 | 0.014115 | 0.014089 | 0.013481 | 0.013809 | 0.013487 | 0.013507
SCE | MW | Commercial | Com - Storage (Unconditioned) | Lighting | No | Lighting - Induction Fixture (Indoor) | 0.028274 | 0.030615 | 0.032985 | 0.035013 | 0.037329 | 0.0388 | 0.039927 | 0.041554 | 0.042498 | 0.044276 | 0.045294 | 0.046547
SCE | MW | Commercial | Com - Storage (Unconditioned) | Lighting | No | Lighting - Induction Fixture (Outdoor) | 0.0097071 | 0.013159 | 0.013131 | 0.013277 | 0.013519 | 0.013502 | 0.013424 | 0.013534 | 0.013474 | 0.01368 | 0.013704 | 0.013824
SCE | MW | Commercial | Com - Storage (Unconditioned) | Lighting | No | Lighting - Linear Fluorescent Delamping | 0.0029945 | 0.0028733 | 0.002562 | 0.0019767 | 0 | 0 | 0 | 0 | 0 | 0 | 0 | 0
SCE | MW | Commercial | Com - Storage (Unconditioned) | Lighting | No | Lighting - Linear Fluorescent Fixture (Low Wattage T8) | 0.10218 | 0.12537 | 0.14822 | 0.16893 | 0.18999 | 0.20531 | 0.2171 | 0.22922 | 0.23601 | 0.24512 | 0.24859 | 0.25185
SCE | MW | Commercial | Com - Storage (Unconditioned) | Lighting | No | Lighting - Low Bay HID to T5 | 0 | 0 | 0 | 0 | 0.0048391 | 0.0047142 | 0.0039794 | 0.004007 | 0.003855 | 0.0039615 | 0.0038765 | 0.0038862
SCE | MW | Commercial | Com - Storage (Unconditioned) | Lighting | No | Lighting - Plug-In Fixture (Compact Fluorescent) | 0.30843 | 0.30356 | 0.30009 | 0.29456 | 0.29427 | 0 | 0 | 0 | 0 | 0 | 0 | 0
SCE | MW | Commercial | Com - Storage (Unconditioned) | Lighting | No | Lighting - Plug-In Fixture (Induction) | 0 | 0 | 0 | 0 | 0.057145 | 0.06347 | 0.069495 | 0.074678 | 0.076788 | 0.080243 | 0.081388 | 0.082993
SCE | MW | Commercial | Com - Storage (Unconditioned) | Lighting | No | Lighting - Plug-In Fixture (Linear Fluorescent) | 0.50827 | 0.53833 | 0.56185 | 0.57252 | 0.58749 | 0 | 0 | 0 | 0 | 0 | 0 | 0
SCE | MW | Commercial | Com - Storage (Unconditioned) | Lighting | No | Lighting - Plug-In Fixture (PSMH with Electronic Ballast) | 0.10179 | 0.12162 | 0.12198 | 0.12157 | 0.10398 | 0.09472 | 0.091224 | 0.089983 | 0.08806 | 0.088511 | 0.087857 | 0.088028
SCE | MW | Commercial | Com - Storage (Unconditioned) | Lighting | No | Lighting - Plug-In Fixture (PSMH) | 0.13497 | 0.13443 | 0.13475 | 0.13403 | 0.12953 | 0.12843 | 0.11903 | 0.11403 | 0.10913 | 0.10756 | 0.10507 | 0.10384
SCE | MW | Commercial | Com - Storage (Unconditioned) | SHW | No | SHW - EF Rated Instantaneous Water Heater (Electric) | 1.2785e-05 | 1.5023e-05 | 1.7249e-05 | 1.9227e-05 | 2.1347e-05 | 2.2857e-05 | 2.4077e-05 | 2.5555e-05 | 2.6489e-05 | 2.7931e-05 | 2.8781e-05 | 2.9756e-05
SCE | MW | Commercial | Com - Storage (Unconditioned) | SHW | No | SHW - EF Rated Storage Water Heater (Electric) | 1.0425e-05 | 1.2015e-05 | 0 | 0 | 0 | 0 | 0 | 0 | 0 | 0 | 0 | 0
SCE | MW | Commercial | Com - Storage (Unconditioned) | Service | No | HVAC - Comprehensive Rooftop Unit Quality Maintenance | 1.037e-07 | 9.6845e-08 | 1.0613e-07 | 1.152e-07 | 1.2355e-07 | 1.3089e-07 | 1.3663e-07 | 1.4032e-07 | 1.4157e-07 | 1.4008e-07 | 1.3565e-07 | 1.2853e-07
SCE | MW | Commercial | Com - Storage (Unconditioned) | Service | No | Service - HVAC Fault Detection & Diagnositics | 0 | 0.00012052 | 0.00012389 | 0.00012352 | 0.00012661 | 0.00012215 | 0.00011621 | 0.0001158 | 0.00011063 | 0.00011315 | 0.00011037 | 0.00011039
SCE | MW | Commercial | Com - Storage (Unconditioned) | Service | No | Service - Retro-Commissioning (Electric) | 0.001156 | 0.00089265 | 0.00079935 | 0.00070131 | 0.00058149 | 0.00047881 | 0.00037529 | 0.00027807 | 0.00019013 | 0.00011246 | 3.68e-05 | 0
SCE | MW | Commercial | Com - Storage (Unconditioned) | WholeBlg | No | HVAC - Energy Management System | 8.5343e-05 | 0.00010789 | 9.606e-05 | 8.3765e-05 | 7.4598e-05 | 6.395e-05 | 5.4183e-05 | 5.3576e-05 | 5.1684e-05 | 5.3276e-05 | 5.2289e-05 | 5.2558e-05
SCE | MW | Commercial | Com - Storage (Unconditioned) | WholeBlg | No | WholeBlg - Com NC Level 2 | 0.0037968 | 0 | 0 | 0 | 0 | 0 | 0 | 0 | 0 | 0 | 0 | 0
SCE | MW | Commercial | Com - Storage (Unconditioned) | WholeBlg | No | WholeBlg - Com NC Level 3 | 0.0055562 | 0 | 0 | 0 | 0 | 0 | 0 | 0 | 0 | 0 | 0 | 0
SCE | MW | Commercial | Com - Storage (Unconditioned) | WholeBlg | No | WholeBlg - Com RET Level 1 | 0.042644 | 0.058184 | 0.07498 | 0.093076 | 0.11255 | 0.13337 | 0.15546 | 0.17862 | 0.2026 | 0.22699 | 0.25137 | 0.2751
SCE | MW | Commercial | Com - Storage (Unconditioned) | WholeBlg | No | WholeBlg - Com RET Level 2 | 0.024368 | 0.033299 | 0.042927 | 0.053379 | 0.064577 | 0.076557 | 0.089255 | 0.10267 | 0.11668 | 0.13125 | 0.14613 | 0.16132
SCE | MW | Commercial | Com - Warehouse (Refrigerated) | AppPlug | No | AppPlug - Computer Monitor | 0.0042288 | 0.0083211 | 0.0081481 | 0.0083255 | 0 | 0 | 0 | 0 | 0 | 0 | 0 | 0
SCE | MW | Commercial | Com - Warehouse (Refrigerated) | AppPlug | No | AppPlug - Desktop Computer (Com - Power Management) | 0.0017541 | 0.0021309 | 0.002085 | 0.0019954 | 0.0019062 | 0.0017586 | 0.0015925 | 0.0014738 | 0.0013233 | 0.0012498 | 0.00114 | 0.0010699
SCE | MW | Commercial | Com - Warehouse (Refrigerated) | AppPlug | No | AppPlug - Occupancy Sensor Plug Strip | 0 | 0.00068809 | 0.0010264 | 0.0011894 | 0.0012764 | 0.0013361 | 0.0012894 | 0.0013612 | 0.0013092 | 0.0013925 | 0.0012883 | 0.0012389
SCE | MW | Commercial | Com - Warehouse (Refrigerated) | BldgEnv | No | BldgEnv - Wall Spray On Insulation | 0 | 0 | 0.00012915 | 0.00063798 | 0.00081888 | 0.00089342 | 0.00072824 | 0.00083561 | 0.00065649 | 0.00073757 | 0.00040269 | 0.0001856
SCE | MW | Commercial | Com - Warehouse (Refrigerated) | BldgEnv | No | BldgEnv - Window Film | 0 | 0 | 0.00059434 | 0.0014617 | 0.0022252 | 0.0028462 | 0.0032442 | 0.0035974 | 0.0038088 | 0.0040359 | 0.0040629 | 0.0039559
SCE | MW | Commercial | Com - Warehouse (Refrigerated) | ComRefrig | No | ComRefrig - Strip Curtain for Walk In Refrigerator | 0.0021694 | 0.0018098 | 0.0015049 | 0.001179 | 0.00086116 | 0.00057637 | 0.00033514 | 0.00014081 | 0 | 0 | 0 | 0
SCE | MW | Commercial | Com - Warehouse (Refrigerated) | Lighting | Yes | Lighting - LED Fixture (Replacing T8) - Emerging | 0.0032677 | 0.004867 | 0.007058 | 0.009767 | 0.013146 | 0.016868 | 0.020872 | 0.02567 | 0.03032 | 0.035933 | 0.041152 | 0.046544
SCE | MW | Commercial | Com - Warehouse (Refrigerated) | Lighting | Yes | Lighting - LED Lamp (Basic High - Indoor) - Emerging | 5.1134e-05 | 7.0498e-05 | 8.455e-05 | 9.2675e-05 | 0.00010152 | 1.4032e-05 | 1.7276e-05 | 2.5689e-05 | 3.2777e-05 | 3.9309e-05 | 4.4819e-05 | 4.9822e-05
SCE | MW | Commercial | Com - Warehouse (Refrigerated) | Lighting | Yes | Lighting - LED Lamp (Basic Low - Indoor) - Emerging | 0.00034304 | 0.00050011 | 0.00057704 | 0.00065142 | 0.00073474 | 0.00012325 | 0.00020745 | 0.00029215 | 0.00036874 | 0.00044566 | 0.00051513 | 0.00058184
SCE | MW | Commercial | Com - Warehouse (Refrigerated) | Lighting | Yes | Lighting - LED Plug-In Indoor Fixture - Emerging | 0.0028793 | 0.0036579 | 0.0045542 | 0.0054653 | 0.0065593 | 0.00042824 | 0.00048077 | 0.0006064 | 0.00075324 | 0.00092464 | 0.0010815 | 0.0012461
SCE | MW | Commercial | Com - Warehouse (Refrigerated) | Lighting | No | Lighting - Cold Cathode Lamp | 0.00086796 | 0.00087759 | 0.00088818 | 0.00089166 | 0.00090309 | 0 | 0 | 0 | 0 | 0 | 0 | 0
SCE | MW | Commercial | Com - Warehouse (Refrigerated) | Lighting | No | Lighting - Compact Fluorescent Fixture (Indoor) | 0.0091398 | 0.0091645 | 0.0092625 | 0.0093298 | 0.0094763 | 0 | 0 | 0 | 0 | 0 | 0 | 0
SCE | MW | Commercial | Com - Warehouse (Refrigerated) | Lighting | No | Lighting - Compact Fluorescent Lamp (Basic High - Indoor) | 0.00084129 | 0.00071479 | 0.00063235 | 0.0005795 | 0.00055523 | 0 | 0 | 0 | 0 | 0 | 0 | 0
SCE | MW | Commercial | Com - Warehouse (Refrigerated) | Lighting | No | Lighting - Compact Fluorescent Lamp (Basic Low - Indoor) | 0.0069504 | 0.0060334 | 0.0054913 | 0.0051336 | 0.0050113 | 0 | 0 | 0 | 0 | 0 | 0 | 0
SCE | MW | Commercial | Com - Warehouse (Refrigerated) | Lighting | No | Lighting - Halogen Lamp (A-Line) | 0.00022 | 0.00025523 | 0.00024117 | 0.0002692 | 0.00026463 | 0 | 0 | 0 | 0 | 0 | 0 | 0
SCE | MW | Commercial | Com - Warehouse (Refrigerated) | Lighting | No | Lighting - Halogen Lamp (Reflector) | 6.7972e-05 | 7.9968e-05 | 7.1039e-05 | 7.929e-05 | 7.3396e-05 | 7.8705e-05 | 7.5821e-05 | 7.8594e-05 | 7.8659e-05 | 8.0943e-05 | 8.1619e-05 | 8.3127e-05
SCE | MW | Commercial | Com - Warehouse (Refrigerated) | Lighting | No | Lighting - High Bay HID to T5 | 0 | 0.0012877 | 0.0013245 | 0.0013217 | 0.0013563 | 0.0013099 | 0.0012475 | 0.0012445 | 0.0011902 | 0.0012185 | 0.0011897 | 0.0011908
SCE | MW | Commercial | Com - Warehouse (Refrigerated) | Lighting | No | Lighting - Induction Fixture (Indoor) | 0.002459 | 0.0025147 | 0.0025752 | 0.0026143 | 0.0026799 | 0.0026939 | 0.0026947 | 0.0027347 | 0.002739 | 0.0027993 | 0.0028201 | 0.0028602
SCE | MW | Commercial | Com - Warehouse (Refrigerated) | Lighting | No | Lighting - Induction Fixture (Outdoor) | 0.00077397 | 0.0010472 | 0.0010465 | 0.0010579 | 0.0010773 | 0.0010759 | 0.0010697 | 0.0010784 | 0.0010737 | 0.0010901 | 0.001092 | 0.0011015
SCE | MW | Commercial | Com - Warehouse (Refrigerated) | Lighting | No | Lighting - Linear Fluorescent Delamping | 0.00020725 | 0.00019856 | 0.00017812 | 0.00013792 | 7.6937e-05 | 0 | 0 | 0 | 0 | 0 | 0 | 0
SCE | MW | Commercial | Com - Warehouse (Refrigerated) | Lighting | No | Lighting - Linear Fluorescent Fixture (Low Wattage T8) | 0.0089957 | 0.010796 | 0.012544 | 0.014089 | 0.015644 | 0.016721 | 0.01751 | 0.018329 | 0.018724 | 0.019302 | 0.019447 | 0.019585
SCE | MW | Commercial | Com - Warehouse (Refrigerated) | Lighting | No | Lighting - Low Bay HID to T5 | 0 | 0.00036913 | 0.00037966 | 0.00037878 | 0.00038864 | 0.00037528 | 0.00035733 | 0.00035641 | 0.00034078 | 0.00034882 | 0.00034053 | 0.00034081
SCE | MW | Commercial | Com - Warehouse (Refrigerated) | Lighting | No | Lighting - Occupancy Sensor | 0 | 0 | 0 | 0 | 0 | 0 | 0.0035866 | 0.0035208 | 0.0028043 | 0.0021767 | 0.0016435 | 0.0013521
SCE | MW | Commercial | Com - Warehouse (Refrigerated) | Lighting | No | Lighting - Plug-In Fixture (Compact Fluorescent) | 0.030186 | 0.029672 | 0.029315 | 0.028757 | 0.028713 | 0 | 0 | 0 | 0 | 0 | 0 | 0
SCE | MW | Commercial | Com - Warehouse (Refrigerated) | Lighting | No | Lighting - Plug-In Fixture (Induction) | 0.0080028 | 0.0081862 | 0.0083935 | 0.0085009 | 0.0087171 | 0.0086694 | 0.0085537 | 0.008621 | 0.0085122 | 0.0086695 | 0.0086335 | 0.008691
SCE | MW | Commercial | Com - Warehouse (Refrigerated) | Lighting | No | Lighting - Plug-In Fixture (Linear Fluorescent) | 0.048801 | 0.051481 | 0.053631 | 0.054583 | 0.055994 | 0 | 0 | 0 | 0 | 0 | 0 | 0
SCE | MW | Commercial | Com - Warehouse (Refrigerated) | Lighting | No | Lighting - Plug-In Fixture (MH Directional) | 0 | 0 | 0 | 0 | 0 | 0 | 0 | 0 | 0.0020927 | 0.0038617 | 0.0039199 | 0.0039418
SCE | MW | Commercial | Com - Warehouse (Refrigerated) | Lighting | No | Lighting - Plug-In Fixture (PSMH with Electronic Ballast) | 0.0072329 | 0.0079224 | 0.0079628 | 0.007975 | 0.0080689 | 0.0079906 | 0.0078783 | 0.007893 | 0.0078002 | 0.0078815 | 0.0078471 | 0.0078764
SCE | MW | Commercial | Com - Warehouse (Refrigerated) | Lighting | No | Lighting - Plug-In Fixture (PSMH) | 0.0084594 | 0.0092549 | 0.0092147 | 0.0091442 | 0.0091663 | 0.0090024 | 0.00881 | 0.0087602 | 0.0086008 | 0.0086319 | 0.008546 | 0.0085339
SCE | MW | Commercial | Com - Warehouse (Refrigerated) | Service | No | HVAC - Comprehensive Rooftop Unit Quality Maintenance | 8.2642e-09 | 7.7179e-09 | 8.4578e-09 | 9.181e-09 | 9.8462e-09 | 1.0431e-08 | 1.0889e-08 | 1.1183e-08 | 1.1282e-08 | 1.1163e-08 | 1.081e-08 | 1.0243e-08
SCE | MW | Commercial | Com - Warehouse (Refrigerated) | Service | No | Service - HVAC Fault Detection & Diagnositics | 0 | 9.6045e-06 | 9.8733e-06 | 9.8435e-06 | 1.009e-05 | 9.7348e-06 | 9.2608e-06 | 9.2286e-06 | 8.8164e-06 | 9.0171e-06 | 8.7956e-06 | 8.797e-06
SCE | MW | Commercial | Com - Warehouse (Refrigerated) | Service | No | Service - Retro-Commissioning (Electric) | 9.2128e-05 | 7.1138e-05 | 6.3702e-05 | 5.5889e-05 | 4.634e-05 | 3.8158e-05 | 2.9908e-05 | 2.216e-05 | 1.5152e-05 | 8.962e-06 | 2.9327e-06 | 0
SCE | MW | Commercial | Com - Warehouse (Refrigerated) | WholeBlg | No | HVAC - Energy Management System | 6.8013e-06 | 8.5978e-06 | 7.6553e-06 | 6.6755e-06 | 5.945e-06 | 5.0964e-06 | 4.318e-06 | 4.2696e-06 | 4.1189e-06 | 4.2457e-06 | 4.1671e-06 | 4.1885e-06
SCE | MW | Commercial | Com - Warehouse (Refrigerated) | WholeBlg | No | WholeBlg - Com RET Level 1 | 0.0021286 | 0.003531 | 0.00503 | 0.0066422 | 0.008375 | 0.010233 | 0.012213 | 0.014309 | 0.016505 | 0.018785 | 0.02112 | 0.02348
SCE | MW | Commercial | Com - Warehouse (Refrigerated) | WholeBlg | No | WholeBlg - Com RET Level 2 | 0.0096223 | 0.012058 | 0.014737 | 0.017641 | 0.020755 | 0.024057 | 0.027524 | 0.03112 | 0.034804 | 0.038516 | 0.042198 | 0.045775
SCG | MM Therms | Commercial | Com - Assembly | HVAC | No | HVAC - Gas Furnace | 0.0066662 | 0.0073592 | 0.0080398 | 0.0087125 | 0.0093654 | 0.0099841 | 0.010559 | 0.011089 | 0.011579 | 0.012024 | 0.012441 | 0.012822
SCG | MM Therms | Commercial | Com - Assembly | SHW | Yes | SHW - EF Rated Storage Water Heater (Gas) - Emerging | 0 | 0 | 0 | 0.0026106 | 0.0059182 | 0.0096125 | 0.013589 | 0.018071 | 0.022602 | 0.02787 | 0.032904 | 0.038364
SCG | MM Therms | Commercial | Com - Assembly | SHW | Yes | SHW - ET Rated Storage Water Heater - Emerging | 0.020646 | 0.031867 | 0.044476 | 0.058094 | 0.073329 | 0.088512 | 0.10384 | 0.12045 | 0.13622 | 0.15374 | 0.16919 | 0.18485
SCG | MM Therms | Commercial | Com - Assembly | SHW | No | SHW - EF Rated Instantaneous Water Heater (Gas) | 0.0067204 | 0.0084617 | 0.0056063 | 0.010376 | 0.011863 | 0.01308 | 0.014148 | 0.015302 | 0.016207 | 0.017317 | 0.018085 | 0.018891
SCG | MM Therms | Commercial | Com - Assembly | SHW | No | SHW - EF Rated Storage Water Heater (Gas) | 0.00431 | 0.0053114 | 0.0043159 | 0.0049426 | 0.0055862 | 0.0061 | 0.0065453 | 0.0070289 | 0.007402 | 0.0078664 | 0.0081811 | 0.0085133
SCG | MM Therms | Commercial | Com - Assembly | SHW | No | SHW - ET Rated Instantaneous Water Heater | 0 | 0 | 0 | 0 | 0 | 0 | 0 | 0 | 0 | 0 | 0.0043979 | 0.0046195
SCG | MM Therms | Commercial | Com - Assembly | SHW | No | SHW - ET Rated Storage Water Heater | 0 | 0 | 0 | 0 | 0 | 0 | 0 | 0 | 0 | 0 | 0 | 0.01125
SCG | MM Therms | Commercial | Com - Assembly | SHW | No | SHW - Pipe and Tank Insulation | 0 | 0 | 0 | 0 | 0 | 0 | 0.048641 | 0.04843 | 0.045917 | 0.042048 | 0.037318 | 0.032179
SCG | MM Therms | Commercial | Com - Assembly | Service | No | Service - Retro-Commissioning (Gas) | 0.0089188 | 0.0083965 | 0.0097573 | 0.011059 | 0.01215 | 0.012844 | 0.012999 | 0.01252 | 0.011407 | 0.0097912 | 0.0078794 | 0.005909
SCG | MM Therms | Commercial | Com - Assembly | WholeBlg | No | HVAC - Energy Management System | 0.046873 | 0.054629 | 0.049087 | 0.042901 | 0.037659 | 0.03178 | 0.026523 | 0.023104 | 0.021066 | 0.021773 | 0.021256 | 0.02139
SCG | MM Therms | Commercial | Com - Assembly | WholeBlg | No | WholeBlg - Com NC Level 2 | 0.00035206 | 0 | 0 | 0 | 0 | 0 | 0 | 0 | 0 | 0 | 0 | 0
SCG | MM Therms | Commercial | Com - Assembly | WholeBlg | No | WholeBlg - Com NC Level 3 | 0.00033664 | 0.00082122 | 0.0011463 | 0.0014809 | 0 | 0 | 0 | 0 | 0 | 0 | 0 | 0
SCG | MM Therms | Commercial | Com - Assembly | WholeBlg | No | WholeBlg - Com NC ZNE | 9.1849e-07 | 9.0764e-07 | 1.9541e-06 | 3.1243e-06 | 5.3046e-06 | 9.0625e-06 | 1.3095e-05 | 1.4255e-05 | 1.8519e-05 | 2.3977e-05 | 0 | 0
SCG | MM Therms | Commercial | Com - Assembly | WholeBlg | No | WholeBlg - Com RET Level 1 | 0.0044259 | 0.0060221 | 0.0077341 | 0.0095687 | 0.011529 | 0.013612 | 0.01581 | 0.018106 | 0.020476 | 0.022887 | 0.025297 | 0.027654
SCG | MM Therms | Commercial | Com - Assembly | WholeBlg | No | WholeBlg - Com RET Level 2 | 1.0901e-10 | 1.608e-10 | 2.3113e-10 | 3.3936e-10 | 5.0263e-10 | 7.2048e-10 | 1.0068e-09 | 1.3863e-09 | 1.864e-09 | 2.4747e-09 | 3.2296e-09 | 4.2125e-09
SCG | MM Therms | Commercial | Com - Education (Community College) | FoodServ | No | FoodServ - Fryer (Gas) | 0.0016821 | 0.0017205 | 0.0017622 | 0.0017943 | 0.0018448 | 0.0018636 | 0.0018733 | 0.0019017 | 0.0019127 | 0.0019531 | 0.0019724 | 0.0020043
SCG | MM Therms | Commercial | Com - Education (Community College) | FoodServ | No | FoodServ - Oven (Gas) | 0.0023618 | 0.0024699 | 0.0025801 | 0.0026742 | 0.0027953 | 0.0028611 | 0.0029078 | 0.0029817 | 0.0030234 | 0.0031119 | 0.0031628 | 0.0032336
SCG | MM Therms | Commercial | Com - Education (Community College) | HVAC | No | HVAC - AFUE Rated Boiler (High) | 0.0028502 | 0.003286 | 0.0037354 | 0.0041843 | 0.004773 | 0.0052407 | 0.0056906 | 0.0061863 | 0.006634 | 0.0071582 | 0.0076091 | 0.0080905
SCG | MM Therms | Commercial | Com - Education (Community College) | HVAC | No | HVAC - AFUE Rated Boiler (Standard) | 0.00028593 | 0.00033028 | 0.00037601 | 0.00042127 | 0.00047872 | 0.0005255 | 0.00057064 | 0.00061974 | 0.00066443 | 0.00071586 | 0.00076036 | 0.00080704
SCG | MM Therms | Commercial | Com - Education (Community College) | HVAC | No | HVAC - Gas Furnace | 0.00077945 | 0.00085292 | 0.00092455 | 0.00099457 | 0.0010618 | 0.0011256 | 0.0011846 | 0.0012387 | 0.0012888 | 0.0013341 | 0.0013768 | 0.0014155
SCG | MM Therms | Commercial | Com - Education (Community College) | HVAC | No | HVAC - Thermostat | 0.060531 | 0.070312 | 0.062895 | 0.056069 | 0.053206 | 0.044195 | 0.037053 | 0.032713 | 0.029731 | 0.030704 | 0.030177 | 0.030406
SCG | MM Therms | Commercial | Com - Education (Community College) | SHW | Yes | SHW - EF Rated Storage Water Heater (Gas) - Emerging | 0 | 0 | 0 | 0.00070196 | 0.0015795 | 0.0025532 | 0.0035985 | 0.0047742 | 0.0059624 | 0.0073411 | 0.0086588 | 0.010083
SCG | MM Therms | Commercial | Com - Education (Community College) | SHW | Yes | SHW - ET Rated Storage Water Heater - Emerging | 0.0027142 | 0.0041965 | 0.0058572 | 0.0076363 | 0.0096132 | 0.011577 | 0.013554 | 0.015691 | 0.017715 | 0.019961 | 0.021947 | 0.02396
SCG | MM Therms | Commercial | Com - Education (Community College) | SHW | No | SHW - EF Rated Instantaneous Water Heater (Gas) | 0.00090146 | 0.0011244 | 0 | 0.0013572 | 0.0015446 | 0.0016962 | 0.0018278 | 0.0019696 | 0.0020788 | 0.0022138 | 0.0023051 | 0.0024008
SCG | MM Therms | Commercial | Com - Education (Community College) | SHW | No | SHW - EF Rated Storage Water Heater (Gas) | 0.00058981 | 0.00072626 | 0.00058921 | 0.00067486 | 0.000762 | 0.00083096 | 0.00089026 | 0.00095462 | 0.0010037 | 0.0010651 | 0.0011061 | 0.0011493
SCG | MM Therms | Commercial | Com - Education (Community College) | SHW | No | SHW - ET Rated Instantaneous Water Heater | 0 | 0 | 0 | 0 | 0 | 0 | 0 | 0 | 0 | 0 | 0.001654 | 0.0023834
SCG | MM Therms | Commercial | Com - Education (Community College) | SHW | No | SHW - Pipe and Tank Insulation | 0 | 0 | 0 | 0 | 0 | 0 | 0.019362 | 0.019278 | 0.018278 | 0.016738 | 0.014855 | 0.012809
SCG | MM Therms | Commercial | Com - Education (Community College) | Service | No | Service - Retro-Commissioning (Gas) | 0.0035503 | 0.0033424 | 0.003884 | 0.0044022 | 0.0048363 | 0.0051127 | 0.0051746 | 0.0049836 | 0.0045407 | 0.0038975 | 0.0031365 | 0.0023522
SCG | MM Therms | Commercial | Com - Education (Community College) | WholeBlg | No | HVAC - Energy Management System | 0.018659 | 0.021746 | 0.01954 | 0.017077 | 0.014991 | 0.01265 | 0.010558 | 0.0091967 | 0.0083857 | 0.0086669 | 0.0084611 | 0.0085146
SCG | MM Therms | Commercial | Com - Education (Community College) | WholeBlg | No | WholeBlg - Com NC Level 2 | 0.00014014 | 0 | 0 | 0 | 0 | 0 | 0 | 0 | 0 | 0 | 0 | 0
SCG | MM Therms | Commercial | Com - Education (Community College) | WholeBlg | No | WholeBlg - Com NC Level 3 | 0.000134 | 0.0003269 | 0.0004563 | 0.0005895 | 0 | 0 | 0 | 0 | 0 | 0 | 0 | 0
SCG | MM Therms | Commercial | Com - Education (Community College) | WholeBlg | No | WholeBlg - Com NC ZNE | 3.6562e-07 | 3.613e-07 | 7.7785e-07 | 1.2437e-06 | 2.1116e-06 | 3.6075e-06 | 5.2125e-06 | 5.6746e-06 | 7.3718e-06 | 9.5445e-06 | 0 | 0
SCG | MM Therms | Commercial | Com - Education (Community College) | WholeBlg | No | WholeBlg - Com RET Level 1 | 0.0012286 | 0.0017068 | 0.0022235 | 0.0027854 | 0 | 0 | 0 | 0.0048435 | 0.0056932 | 0.0065696 | 0.0074436 | 0.0083155
SCG | MM Therms | Commercial | Com - Education (Community College) | WholeBlg | No | WholeBlg - Com RET Level 2 | 0.0097037 | 0.013141 | 0.016807 | 0.020696 | 0.025458 | 0.030658 | 0.036066 | 0.040712 | 0.045323 | 0.050078 | 0.054973 | 0.059879
SCG | MM Therms | Commercial | Com - Education (Primary School) | FoodServ | No | FoodServ - Fryer (Gas) | 0.010137 | 0.010369 | 0.01062 | 0.010813 | 0.011118 | 0.011231 | 0.011289 | 0.011461 | 0.011527 | 0.011771 | 0.011887 | 0.012079
SCG | MM Therms | Commercial | Com - Education (Primary School) | FoodServ | No | FoodServ - Oven (Gas) | 0.012709 | 0.01329 | 0.013883 | 0.014389 | 0.015041 | 0.015395 | 0.015646 | 0.016044 | 0.016268 | 0.016745 | 0.017018 | 0.0174
SCG | MM Therms | Commercial | Com - Education (Primary School) | HVAC | No | HVAC - AFUE Rated Boiler (High) | 0.0063234 | 0.0072798 | 0.0082704 | 0.0092635 | 0.010523 | 0.011554 | 0.012549 | 0.013634 | 0.014622 | 0.01576 | 0.016749 | 0.017795
SCG | MM Therms | Commercial | Com - Education (Primary School) | HVAC | No | HVAC - AFUE Rated Boiler (Standard) | 0.00064088 | 0.00074041 | 0.00084375 | 0.00094697 | 0.0010741 | 0.001181 | 0.0012847 | 0.0013965 | 0.0014995 | 0.0016159 | 0.0017181 | 0.0018246
SCG | MM Therms | Commercial | Com - Education (Primary School) | HVAC | No | HVAC - Gas Furnace | 0.00037274 | 0.00040741 | 0.00044116 | 0.00047405 | 0.0005055 | 0.00053536 | 0.00056301 | 0.00058829 | 0.00061167 | 0.00063282 | 0.00065268 | 0.00067067
SCG | MM Therms | Commercial | Com - Education (Primary School) | HVAC | No | HVAC - Thermostat | 0.086978 | 0.095012 | 0.088195 | 0.078961 | 0.071775 | 0.06017 | 0.049587 | 0.041951 | 0.034607 | 0.03118 | 0.030707 | 0.030979
SCG | MM Therms | Commercial | Com - Education (Primary School) | SHW | Yes | SHW - EF Rated Storage Water Heater (Gas) - Emerging | 0 | 0 | 0 | 0.00085711 | 0.0019392 | 0.0031436 | 0.0044378 | 0.0058944 | 0.0073668 | 0.009077 | 0.010713 | 0.012484
SCG | MM Therms | Commercial | Com - Education (Primary School) | SHW | Yes | SHW - ET Rated Storage Water Heater - Emerging | 0.0021727 | 0.0045393 | 0.0064109 | 0.0084405 | 0.010689 | 0.012953 | 0.015243 | 0.017698 | 0.020052 | 0.022618 | 0.024943 | 0.027296
SCG | MM Therms | Commercial | Com - Education (Primary School) | SHW | No | SHW - EF Rated Instantaneous Water Heater (Gas) | 0 | 0.0013105 | 0 | 0 | 0.0018138 | 0.0020032 | 0.0021675 | 0.0023413 | 0.0024745 | 0.0026366 | 0.0027459 | 0.0028597
SCG | MM Therms | Commercial | Com - Education (Primary School) | SHW | No | SHW - EF Rated Storage Water Heater (Gas) | 0.00064951 | 0.00079968 | 0.00064811 | 0.00074292 | 0.00083905 | 0.00091464 | 0.00097952 | 0.0010499 | 0.0011037 | 0.001171 | 0.0012161 | 0.0012637
SCG | MM Therms | Commercial | Com - Education (Primary School) | SHW | No | SHW - Pipe and Tank Insulation | 0 | 0 | 0 | 0 | 0 | 0 | 0.029172 | 0.029045 | 0.027538 | 0.025218 | 0.022381 | 0.019299
SCG | MM Therms | Commercial | Com - Education (Primary School) | Service | No | Service - Retro-Commissioning (Gas) | 0.0053489 | 0.0050357 | 0.0058518 | 0.0066325 | 0.0072865 | 0.007703 | 0.0077962 | 0.0075084 | 0.0068412 | 0.0058721 | 0.0047256 | 0.0035439
SCG | MM Therms | Commercial | Com - Education (Primary School) | WholeBlg | No | HVAC - Energy Management System | 0.028111 | 0.032763 | 0.029439 | 0.025729 | 0.022585 | 0.01906 | 0.015907 | 0.013856 | 0.012634 | 0.013058 | 0.012748 | 0.012828
SCG | MM Therms | Commercial | Com - Education (Primary School) | WholeBlg | No | WholeBlg - Com NC Level 2 | 0.00021114 | 0 | 0 | 0 | 0 | 0 | 0 | 0 | 0 | 0 | 0 | 0
SCG | MM Therms | Commercial | Com - Education (Primary School) | WholeBlg | No | WholeBlg - Com NC Level 3 | 0.0002019 | 0.00049252 | 0.00068748 | 0.00088816 | 0 | 0 | 0 | 0 | 0 | 0 | 0 | 0
SCG | MM Therms | Commercial | Com - Education (Primary School) | WholeBlg | No | WholeBlg - Com NC ZNE | 5.5085e-07 | 5.4435e-07 | 1.1719e-06 | 1.8738e-06 | 3.1813e-06 | 5.4351e-06 | 7.8533e-06 | 8.5495e-06 | 1.1107e-05 | 1.438e-05 | 0 | 0
SCG | MM Therms | Commercial | Com - Education (Primary School) | WholeBlg | No | WholeBlg - Com RET Level 1 | 0.0022705 | 0.003125 | 0.0040384 | 0.0050155 | 0 | 0 | 0 | 0 | 0.009577 | 0.011103 | 0.012621 | 0.014104
SCG | MM Therms | Commercial | Com - Education (Primary School) | WholeBlg | No | WholeBlg - Com RET Level 2 | 0.014296 | 0.019383 | 0.024823 | 0.030635 | 0.037708 | 0.045378 | 0.053352 | 0.061423 | 0.068549 | 0.075664 | 0.082995 | 0.090439
SCG | MM Therms | Commercial | Com - Education (Relocatable Classroom) | FoodServ | No | FoodServ - Fryer (Gas) | 0.010137 | 0.010369 | 0.01062 | 0.010813 | 0.011118 | 0.011231 | 0.011289 | 0.011461 | 0.011527 | 0.011771 | 0.011887 | 0.012079
SCG | MM Therms | Commercial | Com - Education (Relocatable Classroom) | FoodServ | No | FoodServ - Oven (Gas) | 0.012709 | 0.01329 | 0.013883 | 0.014389 | 0.015041 | 0.015395 | 0.015646 | 0.016044 | 0.016268 | 0.016745 | 0.017018 | 0.0174
SCG | MM Therms | Commercial | Com - Education (Relocatable Classroom) | HVAC | No | HVAC - Gas Furnace | 0.00054516 | 0.00059967 | 0.00065301 | 0.00070539 | 0.00075587 | 0.00080378 | 0.00084826 | 0.00088906 | 0.0009268 | 0.000961 | 0.00099308 | 0.0010222
SCG | MM Therms | Commercial | Com - Education (Relocatable Classroom) | HVAC | No | HVAC - Thermostat | 0.040521 | 0.054481 | 0.048294 | 0.043398 | 0.044869 | 0.038566 | 0.037277 | 0.037358 | 0.036188 | 0.037175 | 0.03653 | 0.036713
SCG | MM Therms | Commercial | Com - Education (Relocatable Classroom) | SHW | Yes | SHW - EF Rated Storage Water Heater (Gas) - Emerging | 0 | 0 | 0 | 0.00088772 | 0.0020424 | 0.0033438 | 0.0047485 | 0.0063353 | 0.0079406 | 0.0098122 | 0.011605 | 0.013557
SCG | MM Therms | Commercial | Com - Education (Relocatable Classroom) | SHW | Yes | SHW - ET Rated Storage Water Heater - Emerging | 0.0055665 | 0.011306 | 0.016032 | 0.021232 | 0.027041 | 0.032927 | 0.038915 | 0.045355 | 0.051571 | 0.058336 | 0.064515 | 0.07079
SCG | MM Therms | Commercial | Com - Education (Relocatable Classroom) | SHW | No | SHW - EF Rated Instantaneous Water Heater (Gas) | 0 | 0.0029224 | 0 | 0 | 0.0041188 | 0.0045969 | 0.0050158 | 0.0054545 | 0.0057946 | 0.0062014 | 0.0064818 | 0.0067732
SCG | MM Therms | Commercial | Com - Education (Relocatable Classroom) | SHW | No | SHW - EF Rated Storage Water Heater (Gas) | 0.0015221 | 0.0018757 | 0.0015212 | 0.0017468 | 0.0019768 | 0.002158 | 0.0023144 | 0.0024846 | 0.0026161 | 0.0027804 | 0.0028926 | 0.0030113
SCG | MM Therms | Commercial | Com - Education (Relocatable Classroom) | SHW | No | SHW - Pipe and Tank Insulation | 0 | 0 | 0 | 0 | 0 | 0 | 0.029172 | 0.029045 | 0.027538 | 0.025218 | 0.022381 | 0.019299
SCG | MM Therms | Commercial | Com - Education (Relocatable Classroom) | Service | No | Service - Retro-Commissioning (Gas) | 0.0053489 | 0.0050357 | 0.0058518 | 0.0066325 | 0.0072865 | 0.007703 | 0.0077962 | 0.0075084 | 0.0068412 | 0.0058721 | 0.0047256 | 0.0035439
SCG | MM Therms | Commercial | Com - Education (Relocatable Classroom) | WholeBlg | No | HVAC - Energy Management System | 0.028111 | 0.032763 | 0.029439 | 0.025729 | 0.022585 | 0.01906 | 0.015907 | 0.013856 | 0.012634 | 0.013058 | 0.012748 | 0.012828
SCG | MM Therms | Commercial | Com - Education (Relocatable Classroom) | WholeBlg | No | WholeBlg - Com NC Level 2 | 0.00021114 | 0 | 0 | 0 | 0 | 0 | 0 | 0 | 0 | 0 | 0 | 0
SCG | MM Therms | Commercial | Com - Education (Relocatable Classroom) | WholeBlg | No | WholeBlg - Com NC Level 3 | 0.0002019 | 0.00049252 | 0.00068748 | 0.00088816 | 0 | 0 | 0 | 0 | 0 | 0 | 0 | 0
SCG | MM Therms | Commercial | Com - Education (Relocatable Classroom) | WholeBlg | No | WholeBlg - Com NC ZNE | 5.5085e-07 | 5.4435e-07 | 1.1719e-06 | 1.8738e-06 | 3.1813e-06 | 5.4351e-06 | 7.8533e-06 | 8.5495e-06 | 1.1107e-05 | 1.438e-05 | 0 | 0
SCG | MM Therms | Commercial | Com - Education (Relocatable Classroom) | WholeBlg | No | WholeBlg - Com RET Level 1 | 0.0082505 | 0.01136 | 0.014739 | 0.018401 | 0 | 0.026569 | 0.031042 | 0.03572 | 0.040536 | 0.0454 | 0.050201 | 0.054806
SCG | MM Therms | Commercial | Com - Education (Relocatable Classroom) | WholeBlg | No | WholeBlg - Com RET Level 2 | 1.2876e-05 | 1.7983e-05 | 2.3886e-05 | 3.1473e-05 | 4.5107e-05 | 5.7179e-05 | 6.8883e-05 | 8.1635e-05 | 9.5407e-05 | 0.00011094 | 0.00012823 | 0.00014831
SCG | MM Therms | Commercial | Com - Education (Secondary School) | FoodServ | No | FoodServ - Fryer (Gas) | 0.0050686 | 0.0051843 | 0.00531 | 0.0054066 | 0.005559 | 0.0056156 | 0.0056447 | 0.0057303 | 0.0057634 | 0.0058853 | 0.0059434 | 0.0060394
SCG | MM Therms | Commercial | Com - Education (Secondary School) | FoodServ | No | FoodServ - Oven (Gas) | 0.0063543 | 0.0066451 | 0.0069416 | 0.0071947 | 0.0075206 | 0.0076976 | 0.0078231 | 0.008022 | 0.0081342 | 0.0083723 | 0.0085092 | 0.0086998
SCG | MM Therms | Commercial | Com - Education (Secondary School) | HVAC | No | HVAC - AFUE Rated Boiler (High) | 0.0031611 | 0.0036394 | 0.0041341 | 0.0046299 | 0.0052617 | 0.0057769 | 0.0062742 | 0.0068167 | 0.0073109 | 0.0078799 | 0.0083744 | 0.0088976
SCG | MM Therms | Commercial | Com - Education (Secondary School) | HVAC | No | HVAC - AFUE Rated Boiler (Standard) | 0.00032038 | 0.00037016 | 0.00042177 | 0.00047331 | 0.00053706 | 0.00059049 | 0.00064235 | 0.00069826 | 0.00074971 | 0.00080794 | 0.00085904 | 0.00091229
SCG | MM Therms | Commercial | Com - Education (Secondary School) | HVAC | No | HVAC - Gas Furnace | 0.00018367 | 0.00020081 | 0.00021749 | 0.00023376 | 0.00024932 | 0.0002641 | 0.00027778 | 0.00029029 | 0.00030186 | 0.00031233 | 0.00032216 | 0.00033107
SCG | MM Therms | Commercial | Com - Education (Secondary School) | HVAC | No | HVAC - Thermostat | 0.043174 | 0.047929 | 0.043876 | 0.039168 | 0.03604 | 0.030137 | 0.024997 | 0.021467 | 0.017915 | 0.017076 | 0.01681 | 0.016957
SCG | MM Therms | Commercial | Com - Education (Secondary School) | SHW | Yes | SHW - EF Rated Storage Water Heater (Gas) - Emerging | 0 | 0 | 0 | 0.00039856 | 0.00090889 | 0.0014804 | 0.0020959 | 0.0027898 | 0.0034915 | 0.0043079 | 0.0050892 | 0.0059374
SCG | MM Therms | Commercial | Com - Education (Secondary School) | SHW | Yes | SHW - ET Rated Storage Water Heater - Emerging | 0.0016742 | 0.003482 | 0.0049273 | 0.0065049 | 0.0082616 | 0.010032 | 0.011827 | 0.013757 | 0.015611 | 0.017637 | 0.019475 | 0.021341
SCG | MM Therms | Commercial | Com - Education (Secondary School) | SHW | No | SHW - EF Rated Instantaneous Water Heater (Gas) | 0 | 0.00097994 | 0 | 0 | 0.0013709 | 0.0015225 | 0.0016546 | 0.0017938 | 0.0019012 | 0.0020308 | 0.0021192 | 0.0022112
SCG | MM Therms | Commercial | Com - Education (Secondary School) | SHW | No | SHW - EF Rated Storage Water Heater (Gas) | 0.00048393 | 0.00059601 | 0.00048315 | 0.00055412 | 0.00062632 | 0.0006831 | 0.00073196 | 0.0007851 | 0.00082591 | 0.00087701 | 0.00091152 | 0.000948
SCG | MM Therms | Commercial | Com - Education (Secondary School) | SHW | No | SHW - Pipe and Tank Insulation | 0 | 0 | 0 | 0 | 0 | 0 | 0.014586 | 0.014523 | 0.013769 | 0.012609 | 0.01119 | 0.0096496
SCG | MM Therms | Commercial | Com - Education (Secondary School) | Service | No | Service - Retro-Commissioning (Gas) | 0.0026745 | 0.0025178 | 0.0029259 | 0.0033162 | 0.0036433 | 0.0038515 | 0.0038981 | 0.0037542 | 0.0034206 | 0.0029361 | 0.0023628 | 0.0017719
SCG | MM Therms | Commercial | Com - Education (Secondary School) | WholeBlg | No | HVAC - Energy Management System | 0.014056 | 0.016382 | 0.01472 | 0.012865 | 0.011293 | 0.0095298 | 0.0079534 | 0.006928 | 0.0063171 | 0.0065289 | 0.0063739 | 0.0064142
SCG | MM Therms | Commercial | Com - Education (Secondary School) | WholeBlg | No | WholeBlg - Com NC Level 2 | 0.00010557 | 0 | 0 | 0 | 0 | 0 | 0 | 0 | 0 | 0 | 0 | 0
SCG | MM Therms | Commercial | Com - Education (Secondary School) | WholeBlg | No | WholeBlg - Com NC Level 3 | 0.00010095 | 0.00024626 | 0.00034374 | 0.00044408 | 0 | 0 | 0 | 0 | 0 | 0 | 0 | 0
SCG | MM Therms | Commercial | Com - Education (Secondary School) | WholeBlg | No | WholeBlg - Com NC ZNE | 2.7543e-07 | 2.7217e-07 | 5.8597e-07 | 9.3688e-07 | 1.5907e-06 | 2.7176e-06 | 3.9267e-06 | 4.2747e-06 | 5.5533e-06 | 7.19e-06 | 0 | 0
SCG | MM Therms | Commercial | Com - Education (Secondary School) | WholeBlg | No | WholeBlg - Com RET Level 1 | 0.0012453 | 0.0017147 | 0.0022166 | 0.0027535 | 0 | 0 | 0 | 0 | 0.0052738 | 0.00611 | 0.0069414 | 0.0077543
SCG | MM Therms | Commercial | Com - Education (Secondary School) | WholeBlg | No | WholeBlg - Com RET Level 2 | 0.0075722 | 0.010268 | 0.013149 | 0.016227 | 0.019985 | 0.024063 | 0.0283 | 0.032583 | 0.036344 | 0.040096 | 0.043966 | 0.047901
SCG | MM Therms | Commercial | Com - Education (University) | FoodServ | No | FoodServ - Fryer (Gas) | 0.0016821 | 0.0017205 | 0.0017622 | 0.0017943 | 0.0018448 | 0.0018636 | 0.0018733 | 0.0019017 | 0.0019127 | 0.0019531 | 0.0019724 | 0.0020043
SCG | MM Therms | Commercial | Com - Education (University) | FoodServ | No | FoodServ - Oven (Gas) | 0.0023618 | 0.0024699 | 0.0025801 | 0.0026742 | 0.0027953 | 0.0028611 | 0.0029078 | 0.0029817 | 0.0030234 | 0.0031119 | 0.0031628 | 0.0032336
SCG | MM Therms | Commercial | Com - Education (University) | HVAC | No | HVAC - AFUE Rated Boiler (High) | 0.0037203 | 0.0043074 | 0.0049162 | 0.0055304 | 0.0063186 | 0.0069647 | 0.0075916 | 0.008276 | 0.0089035 | 0.0096191 | 0.010242 | 0.010899
SCG | MM Therms | Commercial | Com - Education (University) | HVAC | No | HVAC - AFUE Rated Boiler (Standard) | 0.0004127 | 0.00047691 | 0.00054312 | 0.00060902 | 0.0006906 | 0.0007588 | 0.00082498 | 0.00089615 | 0.0009617 | 0.0010351 | 0.0010993 | 0.0011657
SCG | MM Therms | Commercial | Com - Education (University) | HVAC | No | HVAC - ET Rated Boiler (High) | 0 | 0 | 0 | 0 | 0 | 0 | 0 | 0 | 0 | 0.009456 | 0.010491 | 0.011467
SCG | MM Therms | Commercial | Com - Education (University) | HVAC | No | HVAC - Gas Furnace | 0.00024382 | 0.00026657 | 0.00028872 | 0.00031031 | 0.00033097 | 0.00035058 | 0.00036874 | 0.00038535 | 0.00040071 | 0.0004146 | 0.00042765 | 0.00043948
SCG | MM Therms | Commercial | Com - Education (University) | HVAC | No | HVAC - Thermostat | 0.060555 | 0.07034 | 0.062922 | 0.056095 | 0.053226 | 0.044212 | 0.037067 | 0.032726 | 0.029743 | 0.030717 | 0.030189 | 0.030418
SCG | MM Therms | Commercial | Com - Education (University) | SHW | Yes | SHW - EF Rated Storage Water Heater (Gas) - Emerging | 0 | 0 | 0 | 0.00073096 | 0.0016372 | 0.0026384 | 0.0037114 | 0.0049167 | 0.0061344 | 0.0075481 | 0.0088942 | 0.01035
SCG | MM Therms | Commercial | Com - Education (University) | SHW | Yes | SHW - ET Rated Storage Water Heater - Emerging | 0.0023869 | 0.0036895 | 0.0051456 | 0.0067 | 0.0084207 | 0.010129 | 0.011846 | 0.013695 | 0.015446 | 0.017372 | 0.01907 | 0.020791
SCG | MM Therms | Commercial | Com - Education (University) | SHW | No | SHW - EF Rated Instantaneous Water Heater (Gas) | 0.00071886 | 0.00089464 | 0 | 0.0010788 | 0.001225 | 0.0013426 | 0.0014444 | 0.0015541 | 0.0016383 | 0.0017431 | 0.0018127 | 0.0018861
SCG | MM Therms | Commercial | Com - Education (University) | SHW | No | SHW - EF Rated Storage Water Heater (Gas) | 0.00048495 | 0.00059741 | 0.00048478 | 0.00055512 | 0.00062649 | 0.0006829 | 0.00073134 | 0.00078388 | 0.00082383 | 0.0008741 | 0.00090709 | 0.00094205
SCG | MM Therms | Commercial | Com - Education (University) | SHW | No | SHW - ET Rated Instantaneous Water Heater | 0 | 0 | 0 | 0 | 0 | 0 | 0 | 0 | 0 | 0.0019698 | 0.0020581 | 0.0021474
SCG | MM Therms | Commercial | Com - Education (University) | SHW | No | SHW - ET Rated Storage Water Heater | 0 | 0 | 0 | 0 | 0 | 0 | 0 | 0 | 0 | 0 | 0 | 0.0014427
SCG | MM Therms | Commercial | Com - Education (University) | SHW | No | SHW - Pipe and Tank Insulation | 0 | 0 | 0 | 0 | 0 | 0 | 0.019362 | 0.019278 | 0.018278 | 0.016738 | 0.014855 | 0.012809
SCG | MM Therms | Commercial | Com - Education (University) | Service | No | Service - Retro-Commissioning (Gas) | 0.0035503 | 0.0033424 | 0.003884 | 0.0044022 | 0.0048363 | 0.0051127 | 0.0051746 | 0.0049836 | 0.0045407 | 0.0038975 | 0.0031365 | 0.0023522
SCG | MM Therms | Commercial | Com - Education (University) | WholeBlg | No | HVAC - Energy Management System | 0.018659 | 0.021746 | 0.01954 | 0.017077 | 0.014991 | 0.01265 | 0.010558 | 0.0091967 | 0.0083857 | 0.0086669 | 0.0084611 | 0.0085146
SCG | MM Therms | Commercial | Com - Education (University) | WholeBlg | No | WholeBlg - Com NC Level 2 | 0.00014014 | 0 | 0 | 0 | 0 | 0 | 0 | 0 | 0 | 0 | 0 | 0
SCG | MM Therms | Commercial | Com - Education (University) | WholeBlg | No | WholeBlg - Com NC Level 3 | 0.000134 | 0.0003269 | 0.0004563 | 0.0005895 | 0 | 0 | 0 | 0 | 0 | 0 | 0 | 0
SCG | MM Therms | Commercial | Com - Education (University) | WholeBlg | No | WholeBlg - Com NC ZNE | 3.6562e-07 | 3.613e-07 | 7.7785e-07 | 1.2437e-06 | 2.1116e-06 | 3.6075e-06 | 5.2125e-06 | 5.6746e-06 | 7.3718e-06 | 9.5445e-06 | 0 | 0
SCG | MM Therms | Commercial | Com - Education (University) | WholeBlg | No | WholeBlg - Com RET Level 1 | 0.0028638 | 0.0039546 | 0.005137 | 0.0064146 | 0 | 0 | 0.010408 | 0.012119 | 0.013892 | 0.015692 | 0.017492 | 0.019266
SCG | MM Therms | Commercial | Com - Education (University) | WholeBlg | No | WholeBlg - Com RET Level 2 | 0.004251 | 0.0057706 | 0.0073714 | 0.0090594 | 0.011488 | 0.014231 | 0.016145 | 0.017854 | 0.019623 | 0.021494 | 0.02346 | 0.025479
SCG | MM Therms | Commercial | Com - Grocery | FoodServ | No | FoodServ - Oven (Gas) | 0.026611 | 0.027816 | 0.029019 | 0.030039 | 0.031346 | 0.032029 | 0.032497 | 0.033259 | 0.033669 | 0.034578 | 0.034979 | 0.035668
SCG | MM Therms | Commercial | Com - Grocery | HVAC | No | HVAC - Gas Furnace | 0.0027038 | 0.0029829 | 0.0032567 | 0.0035261 | 0.0037862 | 0.0040332 | 0.0042628 | 0.0044736 | 0.0046686 | 0.0048454 | 0.0050109 | 0.0051609
SCG | MM Therms | Commercial | Com - Grocery | HVAC | No | HVAC - Thermostat | 0.033419 | 0.037511 | 0.034096 | 0.030139 | 0.027858 | 0.02346 | 0.019542 | 0.016858 | 0.014136 | 0.013783 | 0.01342 | 0.013461
SCG | MM Therms | Commercial | Com - Grocery | SHW | Yes | SHW - EF Rated Storage Water Heater (Gas) - Emerging | 0 | 0 | 0 | 0.0018726 | 0.0041904 | 0.0067496 | 0.0094914 | 0.012569 | 0.015679 | 0.019298 | 0.022707 | 0.026407
SCG | MM Therms | Commercial | Com - Grocery | SHW | Yes | SHW - ET Rated Storage Water Heater - Emerging | 0.0058966 | 0.0090447 | 0.01254 | 0.016265 | 0.020398 | 0.024423 | 0.028431 | 0.032813 | 0.03689 | 0.041542 | 0.045424 | 0.049471
SCG | MM Therms | Commercial | Com - Grocery | SHW | No | SHW - EF Rated Instantaneous Water Heater (Gas) | 0.0018235 | 0.0022685 | 0 | 0.0027292 | 0.0030959 | 0.0033895 | 0.0036429 | 0.0039172 | 0.0041267 | 0.0043922 | 0.0045601 | 0.0047418
SCG | MM Therms | Commercial | Com - Grocery | SHW | No | SHW - EF Rated Storage Water Heater (Gas) | 0.0013501 | 0.0016642 | 0.0013484 | 0.0015453 | 0.0017433 | 0.0018996 | 0.0020338 | 0.0021796 | 0.0022904 | 0.0024315 | 0.0025202 | 0.0026165
SCG | MM Therms | Commercial | Com - Grocery | SHW | No | SHW - ET Rated Instantaneous Water Heater | 0 | 0 | 0 | 0 | 0 | 0 | 0 | 0 | 0 | 0.0046318 | 0.0048234 | 0.0050243
SCG | MM Therms | Commercial | Com - Grocery | SHW | No | SHW - ET Rated Storage Water Heater | 0 | 0 | 0 | 0 | 0 | 0 | 0 | 0 | 0 | 0 | 0.0055732 | 0.0058341
SCG | MM Therms | Commercial | Com - Grocery | SHW | No | SHW - Pipe and Tank Insulation | 0 | 0 | 0 | 0 | 0 | 0 | 0.042453 | 0.042268 | 0.040075 | 0.036698 | 0.03257 | 0.028085
SCG | MM Therms | Commercial | Com - Grocery | Service | No | Service - Retro-Commissioning (Gas) | 0.0077841 | 0.0073283 | 0.0085159 | 0.009652 | 0.010604 | 0.01121 | 0.011346 | 0.010927 | 0.0099558 | 0.0085455 | 0.0068769 | 0.0051572
SCG | MM Therms | Commercial | Com - Grocery | WholeBlg | No | HVAC - Energy Management System | 0.04091 | 0.047679 | 0.042842 | 0.037443 | 0.032868 | 0.027737 | 0.023149 | 0.020164 | 0.018386 | 0.019003 | 0.018551 | 0.018669
SCG | MM Therms | Commercial | Com - Grocery | WholeBlg | No | WholeBlg - Com NC Level 2 | 0.00031085 | 0 | 0 | 0 | 0 | 0 | 0 | 0 | 0 | 0 | 0 | 0
SCG | MM Therms | Commercial | Com - Grocery | WholeBlg | No | WholeBlg - Com NC Level 3 | 0.00027703 | 0.00071293 | 0.00099141 | 0.001277 | 0 | 0 | 0 | 0 | 0 | 0 | 0 | 0
SCG | MM Therms | Commercial | Com - Grocery | WholeBlg | No | WholeBlg - Com NC ZNE | 0.00026855 | 0.00027658 | 0.000584 | 0.00091126 | 0.0011211 | 0.0015326 | 0.0019433 | 0.00185 | 0.0021934 | 0.0026812 | 0.0020465 | 0.0023766
SCG | MM Therms | Commercial | Com - Grocery | WholeBlg | No | WholeBlg - Com RET Level 1 | 0.0068284 | 0.0093452 | 0.012066 | 0.015001 | 0.018155 | 0.021521 | 0.025083 | 0.028808 | 0.032648 | 0.036538 | 0.040399 | 0.044133
SCG | MM Therms | Commercial | Com - Grocery | WholeBlg | No | WholeBlg - Com RET Level 2 | 4.606e-07 | 6.5228e-07 | 8.8358e-07 | 1.1966e-06 | 1.6149e-06 | 2.0943e-06 | 2.6487e-06 | 3.3032e-06 | 4.0395e-06 | 4.889e-06 | 5.848e-06 | 6.9874e-06
SCG | MM Therms | Commercial | Com - Hospital | FoodServ | No | FoodServ - Oven (Gas) | 0.0083995 | 0.0087833 | 0.0091735 | 0.009506 | 0.0099331 | 0.010163 | 0.010324 | 0.010581 | 0.010724 | 0.011032 | 0.011249 | 0.011501
SCG | MM Therms | Commercial | Com - Hospital | HVAC | No | HVAC - AFUE Rated Boiler (High) | 0.016508 | 0.019038 | 0.0221 | 0.024786 | 0.028989 | 0.031765 | 0.03435 | 0.037429 | 0.040012 | 0.043463 | 0.046152 | 0.049165
SCG | MM Therms | Commercial | Com - Hospital | HVAC | No | HVAC - AFUE Rated Boiler (Standard) | 0.0028253 | 0.0032138 | 0.003681 | 0.0040757 | 0.0046984 | 0.0050902 | 0.0054481 | 0.0058761 | 0.0062252 | 0.0066998 | 0.0070568 | 0.0074569
SCG | MM Therms | Commercial | Com - Hospital | HVAC | No | HVAC - ET Rated Boiler (High) | 0 | 0 | 0.012263 | 0.033822 | 0.040335 | 0.04481 | 0.048947 | 0.053749 | 0.057773 | 0.063051 | 0.067165 | 0.071732
SCG | MM Therms | Commercial | Com - Hospital | HVAC | No | HVAC - ET Rated Boiler (Standard) | 0 | 0 | 0.0035184 | 0.0099006 | 0.011535 | 0.012602 | 0.013581 | 0.014737 | 0.015691 | 0.016967 | 0.01794 | 0.019023
SCG | MM Therms | Commercial | Com - Hospital | HVAC | No | HVAC - Gas Furnace | 0.00064648 | 0.00071296 | 0.00077811 | 0.00084213 | 0.00090388 | 0.00096252 | 0.001017 | 0.001067 | 0.0011132 | 0.001155 | 0.0011942 | 0.0012296
SCG | MM Therms | Commercial | Com - Hospital | SHW | Yes | SHW - EF Rated Storage Water Heater (Gas) - Emerging | 0 | 0 | 0 | 0.0004293 | 0.0009802 | 0.0015993 | 0.0022669 | 0.0030197 | 0.0037796 | 0.0046633 | 0.0055061 | 0.0064224
SCG | MM Therms | Commercial | Com - Hospital | SHW | Yes | SHW - ET Rated Storage Water Heater - Emerging | 0.011654 | 0.017802 | 0.024713 | 0.032208 | 0.040676 | 0.049051 | 0.057384 | 0.06629 | 0.074578 | 0.083848 | 0.091919 | 0.10019
SCG | MM Therms | Commercial | Com - Hospital | SHW | No | SHW - EF Rated Instantaneous Water Heater (Gas) | 0.0031753 | 0.0040954 | 0.0044412 | 0.0051988 | 0.0060031 | 0.0066732 | 0.0072746 | 0.0079313 | 0.0084581 | 0.0091032 | 0.0095616 | 0.010046
SCG | MM Therms | Commercial | Com - Hospital | SHW | No | SHW - EF Rated Storage Water Heater (Gas) | 0.0020129 | 0.0024932 | 0.0020302 | 0.0023266 | 0.0026372 | 0.0028887 | 0.0031097 | 0.003351 | 0.0035395 | 0.0037739 | 0.0039354 | 0.0041076
SCG | MM Therms | Commercial | Com - Hospital | SHW | No | SHW - ET Rated Instantaneous Water Heater | 0 | 0 | 0 | 0 | 0 | 0 | 0.0054533 | 0.005849 | 0.0061133 | 0.0064184 | 0.006577 | 0.0067376
SCG | MM Therms | Commercial | Com - Hospital | SHW | No | SHW - ET Rated Storage Water Heater | 0 | 0 | 0 | 0 | 0 | 0 | 0 | 0.0063252 | 0.0066888 | 0.0070909 | 0.007314 | 0.0075239
SCG | MM Therms | Commercial | Com - Hospital | SHW | No | SHW - Pipe and Tank Insulation | 0 | 0 | 0 | 0 | 0 | 0 | 0.022956 | 0.022856 | 0.02167 | 0.019844 | 0.017612 | 0.015187
SCG | MM Therms | Commercial | Com - Hospital | Service | No | Service - Retro-Commissioning (Gas) | 0.0042092 | 0.0039627 | 0.0046049 | 0.0052192 | 0.0057339 | 0.0060616 | 0.006135 | 0.0059085 | 0.0053835 | 0.0046209 | 0.0037186 | 0.0027887
SCG | MM Therms | Commercial | Com - Hospital | WholeBlg | No | HVAC - Energy Management System | 0.022121 | 0.025782 | 0.023166 | 0.020247 | 0.017773 | 0.014998 | 0.012517 | 0.010904 | 0.009942 | 0.010275 | 0.010032 | 0.010095
SCG | MM Therms | Commercial | Com - Hospital | WholeBlg | No | WholeBlg - Com NC Level 2 | 0.00016696 | 0 | 0 | 0 | 0 | 0 | 0 | 0 | 0 | 0 | 0 | 0
SCG | MM Therms | Commercial | Com - Hospital | WholeBlg | No | WholeBlg - Com NC Level 3 | 0.00015596 | 0.00038735 | 0.00054047 | 0.000698 | 0 | 0 | 0 | 0 | 0 | 0 | 0 | 0
SCG | MM Therms | Commercial | Com - Hospital | WholeBlg | No | WholeBlg - Com NC ZNE | 5.3268e-05 | 5.3225e-05 | 0.00011347 | 0.00017961 | 0.00026151 | 0.00040623 | 0.00055758 | 0.0005743 | 0.00071883 | 0.00090951 | 0 | 0
SCG | MM Therms | Commercial | Com - Hospital | WholeBlg | No | WholeBlg - Com RET Level 1 | 0.0028816 | 0.00393 | 0.0050476 | 0.0062489 | 0.007536 | 0.0088903 | 0.010311 | 0.011799 | 0.013338 | 0.014924 | 0.016538 | 0.018174
SCG | MM Therms | Commercial | Com - Hospital | WholeBlg | No | WholeBlg - Com RET Level 2 | 0.013304 | 0.018025 | 0.022994 | 0.028169 | 0.033544 | 0.039183 | 0.045052 | 0.051087 | 0.057279 | 0.063534 | 0.069799 | 0.075946
SCG | MM Therms | Commercial | Com - Hotel | FoodServ | No | FoodServ - Fryer (Gas) | 0.0031953 | 0.0032682 | 0.0033474 | 0.0034082 | 0.003506 | 0.0035427 | 0.0035621 | 0.0036177 | 0.00364 | 0.0037188 | 0.0037469 | 0.0038074
SCG | MM Therms | Commercial | Com - Hotel | FoodServ | No | FoodServ - Oven (Gas) | 0.0051275 | 0.0053621 | 0.0056012 | 0.0058052 | 0.0060713 | 0.0062161 | 0.0063194 | 0.006483 | 0.0065765 | 0.0067724 | 0.0068664 | 0.0070203
SCG | MM Therms | Commercial | Com - Hotel | HVAC | No | HVAC - AFUE Rated Boiler (High) | 0.0059332 | 0.0068325 | 0.0078165 | 0.0087728 | 0.010387 | 0.011427 | 0.012375 | 0.013464 | 0.014395 | 0.015584 | 0.01651 | 0.017574
SCG | MM Therms | Commercial | Com - Hotel | HVAC | No | HVAC - AFUE Rated Boiler (Standard) | 0.00078276 | 0.00089313 | 0.0010118 | 0.0011243 | 0.0013085 | 0.0014267 | 0.0015339 | 0.001655 | 0.001758 | 0.0018874 | 0.0019871 | 0.0020997
SCG | MM Therms | Commercial | Com - Hotel | HVAC | No | HVAC - ET Rated Boiler (High) | 0 | 0 | 0 | 0 | 0 | 0.0096241 | 0.016069 | 0.017976 | 0.019614 | 0.02154 | 0.023033 | 0.024675
SCG | MM Therms | Commercial | Com - Hotel | HVAC | No | HVAC - ET Rated Boiler (Standard) | 0 | 0 | 0 | 0 | 0 | 0 | 0 | 0.0028923 | 0.0043685 | 0.0047443 | 0.0050389 | 0.0053603
SCG | MM Therms | Commercial | Com - Hotel | HVAC | No | HVAC - Gas Furnace | 4.4534e-05 | 4.8874e-05 | 5.3114e-05 | 5.7268e-05 | 6.1263e-05 | 6.5052e-05 | 6.8565e-05 | 7.1784e-05 | 7.476e-05 | 7.7455e-05 | 7.9983e-05 | 8.2276e-05
SCG | MM Therms | Commercial | Com - Hotel | SHW | Yes | SHW - EF Rated Storage Water Heater (Gas) - Emerging | 0 | 0 | 0 | 0.00022152 | 0.00050996 | 0.0008361 | 0.0011889 | 0.0015879 | 0.0019916 | 0.0024622 | 0.002906 | 0.0033948
SCG | MM Therms | Commercial | Com - Hotel | SHW | Yes | SHW - ET Rated Storage Water Heater - Emerging | 0.0037792 | 0.0057964 | 0.0080726 | 0.010537 | 0.013341 | 0.016104 | 0.018882 | 0.021945 | 0.024822 | 0.028027 | 0.030701 | 0.03352
SCG | MM Therms | Commercial | Com - Hotel | SHW | No | SHW - EF Rated Instantaneous Water Heater (Gas) | 0.0012887 | 0.0016468 | 0.0017742 | 0.0020719 | 0.0023879 | 0.0026495 | 0.0028829 | 0.0031368 | 0.0033404 | 0.0035887 | 0.0037582 | 0.0039434
SCG | MM Therms | Commercial | Com - Hotel | SHW | No | SHW - EF Rated Storage Water Heater (Gas) | 0.00082795 | 0.0010223 | 0.00083057 | 0.00095216 | 0.0010798 | 0.0011828 | 0.0012729 | 0.001371 | 0.0014478 | 0.0015428 | 0.0016056 | 0.0016749
SCG | MM Therms | Commercial | Com - Hotel | SHW | No | SHW - ET Rated Instantaneous Water Heater | 0 | 0 | 0 | 0 | 0 | 0 | 0 | 0 | 0 | 0.0023842 | 0.0024947 | 0.0026011
SCG | MM Therms | Commercial | Com - Hotel | SHW | No | SHW - ET Rated Storage Water Heater | 0 | 0 | 0 | 0 | 0 | 0 | 0 | 0 | 0 | 0.0019942 | 0.0029155 | 0.0030607
SCG | MM Therms | Commercial | Com - Hotel | SHW | No | SHW - Pipe and Tank Insulation | 0 | 0 | 0 | 0 | 0 | 0 | 0.021018 | 0.020927 | 0.019841 | 0.018169 | 0.016125 | 0.013905
SCG | MM Therms | Commercial | Com - Hotel | Service | No | Service - Retro-Commissioning (Gas) | 0.0038538 | 0.0036281 | 0.0042162 | 0.0047786 | 0.0052498 | 0.0055499 | 0.005617 | 0.0054097 | 0.004929 | 0.0042308 | 0.0034047 | 0.0025533
SCG | MM Therms | Commercial | Com - Hotel | WholeBlg | No | HVAC - Energy Management System | 0.020254 | 0.023605 | 0.02121 | 0.018537 | 0.016272 | 0.013732 | 0.011461 | 0.0099831 | 0.0091027 | 0.009408 | 0.0091846 | 0.0092427
SCG | MM Therms | Commercial | Com - Hotel | WholeBlg | No | WholeBlg - Com NC Level 2 | 0.00015246 | 0 | 0 | 0 | 0 | 0 | 0 | 0 | 0 | 0 | 0 | 0
SCG | MM Therms | Commercial | Com - Hotel | WholeBlg | No | WholeBlg - Com NC Level 3 | 0.00014432 | 0.00035478 | 0.00049515 | 0.00063961 | 0 | 0 | 0 | 0 | 0 | 0 | 0 | 0
SCG | MM Therms | Commercial | Com - Hotel | WholeBlg | No | WholeBlg - Com NC ZNE | 3.7742e-05 | 3.7359e-05 | 7.9796e-05 | 0.00012701 | 0 | 0 | 0 | 0 | 0 | 0 | 0 | 0
SCG | MM Therms | Commercial | Com - Hotel | WholeBlg | No | WholeBlg - Com RET Level 1 | 0.0011857 | 0.0016221 | 0.0020881 | 0.0025934 | 0.003141 | 0.0037142 | 0.0043158 | 0.0049482 | 0.0056028 | 0.0062805 | 0.0069751 | 0.0076866
SCG | MM Therms | Commercial | Com - Hotel | WholeBlg | No | WholeBlg - Com RET Level 2 | 0.0072825 | 0.0098662 | 0.01261 | 0.015496 | 0.018521 | 0.021734 | 0.025113 | 0.028623 | 0.032255 | 0.035954 | 0.039672 | 0.043333
SCG | MM Therms | Commercial | Com - Motel | FoodServ | No | FoodServ - Fryer (Gas) | 0.0031953 | 0.0032682 | 0.0033474 | 0.0034082 | 0.003506 | 0.0035427 | 0.0035621 | 0.0036177 | 0.00364 | 0.0037188 | 0.0037469 | 0.0038074
SCG | MM Therms | Commercial | Com - Motel | FoodServ | No | FoodServ - Oven (Gas) | 0.0051275 | 0.0053621 | 0.0056012 | 0.0058052 | 0.0060713 | 0.0062161 | 0.0063194 | 0.006483 | 0.0065765 | 0.0067724 | 0.0068664 | 0.0070203
SCG | MM Therms | Commercial | Com - Motel | HVAC | No | HVAC - AFUE Rated Boiler (High) | 0.0059332 | 0.0068325 | 0.0078165 | 0.0087728 | 0.010387 | 0.011427 | 0.012375 | 0.013464 | 0.014395 | 0.015584 | 0.01651 | 0.017574
SCG | MM Therms | Commercial | Com - Motel | HVAC | No | HVAC - AFUE Rated Boiler (Standard) | 0.00078276 | 0.00089313 | 0.0010118 | 0.0011243 | 0.0013085 | 0.0014267 | 0.0015339 | 0.001655 | 0.001758 | 0.0018874 | 0.0019871 | 0.0020997
SCG | MM Therms | Commercial | Com - Motel | HVAC | No | HVAC - ET Rated Boiler (High) | 0 | 0 | 0 | 0 | 0 | 0.0096241 | 0.016069 | 0.017976 | 0.019614 | 0.02154 | 0.023033 | 0.024675
SCG | MM Therms | Commercial | Com - Motel | HVAC | No | HVAC - ET Rated Boiler (Standard) | 0 | 0 | 0 | 0 | 0 | 0 | 0 | 0.0028923 | 0.0043685 | 0.0047443 | 0.0050389 | 0.0053603
SCG | MM Therms | Commercial | Com - Motel | HVAC | No | HVAC - Gas Furnace | 4.4534e-05 | 4.8874e-05 | 5.3114e-05 | 5.7268e-05 | 6.1263e-05 | 6.5052e-05 | 6.8565e-05 | 7.1784e-05 | 7.476e-05 | 7.7455e-05 | 7.9983e-05 | 8.2276e-05
SCG | MM Therms | Commercial | Com - Motel | SHW | Yes | SHW - EF Rated Storage Water Heater (Gas) - Emerging | 0 | 0 | 0 | 0.00015846 | 0.00036532 | 0.00059868 | 0.00085075 | 0.0011357 | 0.0014242 | 0.0017606 | 0.0020781 | 0.0024279
SCG | MM Therms | Commercial | Com - Motel | SHW | Yes | SHW - ET Rated Storage Water Heater - Emerging | 0.00091456 | 0.0018954 | 0.0026902 | 0.0035637 | 0.0045431 | 0.0055317 | 0.0065363 | 0.0076207 | 0.0086647 | 0.0098091 | 0.010837 | 0.011896
SCG | MM Therms | Commercial | Com - Motel | SHW | No | SHW - EF Rated Instantaneous Water Heater (Gas) | 0 | 0.00056926 | 0 | 0 | 0.00080537 | 0.00090009 | 0.00098319 | 0.0010703 | 0.001138 | 0.0012189 | 0.0012722 | 0.0013299
SCG | MM Therms | Commercial | Com - Motel | SHW | No | SHW - EF Rated Storage Water Heater (Gas) | 0.00027607 | 0.00033993 | 0.00027546 | 0.00031617 | 0.00035795 | 0.00039076 | 0.00041907 | 0.00044992 | 0.0004738 | 0.0005036 | 0.00052293 | 0.00054436
SCG | MM Therms | Commercial | Com - Motel | SHW | No | SHW - Pipe and Tank Insulation | 0 | 0 | 0 | 0 | 0 | 0 | 0.021018 | 0.020927 | 0.019841 | 0.018169 | 0.016125 | 0.013905
SCG | MM Therms | Commercial | Com - Motel | Service | No | Service - Retro-Commissioning (Gas) | 0.0038538 | 0.0036281 | 0.0042162 | 0.0047786 | 0.0052498 | 0.0055499 | 0.005617 | 0.0054097 | 0.004929 | 0.0042308 | 0.0034047 | 0.0025533
SCG | MM Therms | Commercial | Com - Motel | WholeBlg | No | HVAC - Energy Management System | 0.020254 | 0.023605 | 0.02121 | 0.018537 | 0.016272 | 0.013732 | 0.011461 | 0.0099831 | 0.0091027 | 0.009408 | 0.0091846 | 0.0092427
SCG | MM Therms | Commercial | Com - Motel | WholeBlg | No | WholeBlg - Com NC Level 2 | 0.00015246 | 0 | 0 | 0 | 0 | 0 | 0 | 0 | 0 | 0 | 0 | 0
SCG | MM Therms | Commercial | Com - Motel | WholeBlg | No | WholeBlg - Com NC Level 3 | 0.00014432 | 0.00035478 | 0.00049515 | 0.00063961 | 0 | 0 | 0 | 0 | 0 | 0 | 0 | 0
SCG | MM Therms | Commercial | Com - Motel | WholeBlg | No | WholeBlg - Com NC ZNE | 3.7742e-05 | 3.7359e-05 | 7.9796e-05 | 0.00012701 | 0 | 0 | 0 | 0 | 0 | 0 | 0 | 0
SCG | MM Therms | Commercial | Com - Motel | WholeBlg | No | WholeBlg - Com RET Level 1 | 0.00090234 | 0.0012362 | 0.0015934 | 0.0019832 | 0.0024084 | 0.0028532 | 0.0033205 | 0.0038132 | 0.004324 | 0.0048546 | 0.0054005 | 0.0059635
SCG | MM Therms | Commercial | Com - Motel | WholeBlg | No | WholeBlg - Com RET Level 2 | 0.0072572 | 0.0098303 | 0.012569 | 0.015456 | 0.018491 | 0.02172 | 0.025123 | 0.028665 | 0.032332 | 0.03607 | 0.039826 | 0.043521
SCG | MM Therms | Commercial | Com - Nusing Home | FoodServ | No | FoodServ - Oven (Gas) | 0.0084008 | 0.0087855 | 0.0091782 | 0.0095134 | 0.0099467 | 0.010184 | 0.010353 | 0.010621 | 0.010774 | 0.011095 | 0.011249 | 0.011501
SCG | MM Therms | Commercial | Com - Nusing Home | HVAC | No | HVAC - AFUE Rated Boiler (High) | 0.012874 | 0.015024 | 0.017226 | 0.019353 | 0.022479 | 0.024686 | 0.026664 | 0.028967 | 0.030909 | 0.033437 | 0.035326 | 0.037557
SCG | MM Therms | Commercial | Com - Nusing Home | HVAC | No | HVAC - AFUE Rated Boiler (Standard) | 0.0016174 | 0.001871 | 0.0021262 | 0.0023652 | 0.0027098 | 0.0029493 | 0.0031621 | 0.0034078 | 0.0036122 | 0.0038769 | 0.0040699 | 0.0042951
SCG | MM Therms | Commercial | Com - Nusing Home | HVAC | No | HVAC - ET Rated Boiler (High) | 0 | 0 | 0 | 0 | 0 | 0 | 0.012497 | 0.037653 | 0.041547 | 0.046093 | 0.049491 | 0.053203
SCG | MM Therms | Commercial | Com - Nusing Home | HVAC | No | HVAC - ET Rated Boiler (Standard) | 0 | 0 | 0 | 0 | 0 | 0 | 0 | 0 | 0 | 0.009682 | 0.010316 | 0.011017
SCG | MM Therms | Commercial | Com - Nusing Home | HVAC | No | HVAC - Gas Furnace | 0.00097317 | 0.0010701 | 0.001165 | 0.0012581 | 0.001348 | 0.0014331 | 0.0015122 | 0.0015847 | 0.0016517 | 0.0017125 | 0.0017695 | 0.0018212
SCG | MM Therms | Commercial | Com - Nusing Home | HVAC | No | HVAC - Thermostat | 0.058571 | 0.070859 | 0.063155 | 0.056662 | 0.055002 | 0.045813 | 0.0388 | 0.035503 | 0.034598 | 0.035723 | 0.034871 | 0.035118
SCG | MM Therms | Commercial | Com - Nusing Home | SHW | Yes | SHW - EF Rated Storage Water Heater (Gas) - Emerging | 0 | 0 | 0 | 0.00045424 | 0.0010379 | 0.0016943 | 0.0024026 | 0.0032024 | 0.0040111 | 0.0049528 | 0.0058396 | 0.0068146
SCG | MM Therms | Commercial | Com - Nusing Home | SHW | Yes | SHW - ET Rated Storage Water Heater - Emerging | 0.007473 | 0.011481 | 0.015993 | 0.020891 | 0.026414 | 0.03191 | 0.037458 | 0.043498 | 0.049138 | 0.055301 | 0.0606 | 0.066105
SCG | MM Therms | Commercial | Com - Nusing Home | SHW | No | SHW - EF Rated Instantaneous Water Heater (Gas) | 0.0022206 | 0.0028315 | 0.0030456 | 0.0035485 | 0.0040788 | 0.0045164 | 0.0049049 | 0.0053285 | 0.0056655 | 0.0060795 | 0.0063582 | 0.0066638
SCG | MM Therms | Commercial | Com - Nusing Home | SHW | No | SHW - EF Rated Storage Water Heater (Gas) | 0.0014135 | 0.0017455 | 0.0014185 | 0.0016249 | 0.0018403 | 0.0020137 | 0.0021649 | 0.0023299 | 0.0024581 | 0.0026178 | 0.0027219 | 0.0028374
SCG | MM Therms | Commercial | Com - Nusing Home | SHW | No | SHW - ET Rated Instantaneous Water Heater | 0 | 0 | 0 | 0 | 0 | 0 | 0 | 0 | 0.0043678 | 0.0046633 | 0.0048368 | 0.0050092
SCG | MM Therms | Commercial | Com - Nusing Home | SHW | No | SHW - ET Rated Storage Water Heater | 0 | 0 | 0 | 0 | 0 | 0 | 0 | 0 | 0 | 0.0046849 | 0.0049079 | 0.0051249
SCG | MM Therms | Commercial | Com - Nusing Home | SHW | No | SHW - Pipe and Tank Insulation | 0 | 0 | 0 | 0 | 0 | 0 | 0.022956 | 0.022856 | 0.02167 | 0.019844 | 0.017612 | 0.015187
SCG | MM Therms | Commercial | Com - Nusing Home | Service | No | Service - Retro-Commissioning (Gas) | 0.0042092 | 0.0039627 | 0.0046049 | 0.0052192 | 0.0057339 | 0.0060616 | 0.006135 | 0.0059085 | 0.0053835 | 0.0046209 | 0.0037186 | 0.0027887
SCG | MM Therms | Commercial | Com - Nusing Home | WholeBlg | No | HVAC - Energy Management System | 0.022121 | 0.025782 | 0.023166 | 0.020247 | 0.017773 | 0.014998 | 0.012517 | 0.010904 | 0.009942 | 0.010275 | 0.010032 | 0.010095
SCG | MM Therms | Commercial | Com - Nusing Home | WholeBlg | No | WholeBlg - Com NC Level 2 | 0.00016586 | 0 | 0 | 0 | 0 | 0 | 0 | 0 | 0 | 0 | 0 | 0
SCG | MM Therms | Commercial | Com - Nusing Home | WholeBlg | No | WholeBlg - Com NC Level 3 | 0.00016791 | 0.00038801 | 0.00054178 | 0.00070012 | 0 | 0 | 0 | 0 | 0 | 0 | 0 | 0
SCG | MM Therms | Commercial | Com - Nusing Home | WholeBlg | No | WholeBlg - Com NC ZNE | 1.6947e-07 | 1.6808e-07 | 3.7942e-07 | 6.4707e-07 | 0 | 0 | 0 | 0 | 0 | 0 | 0 | 0
SCG | MM Therms | Commercial | Com - Nusing Home | WholeBlg | No | WholeBlg - Com RET Level 1 | 0.0020154 | 0.0027726 | 0.0035834 | 0.0044559 | 0 | 0 | 0 | 0.0075748 | 0.0088799 | 0.010218 | 0.011543 | 0.012856
SCG | MM Therms | Commercial | Com - Nusing Home | WholeBlg | No | WholeBlg - Com RET Level 2 | 0.016824 | 0.022798 | 0.029175 | 0.035964 | 0.04415 | 0.053022 | 0.062252 | 0.070438 | 0.078633 | 0.087087 | 0.095774 | 0.10449
SCG | MM Therms | Commercial | Com - Office (Large) | FoodServ | No | FoodServ - Oven (Gas) | 0.050663 | 0.052981 | 0.055344 | 0.057359 | 0.05999 | 0.061366 | 0.062347 | 0.064057 | 0.064981 | 0.066917 | 0.067846 | 0.069366
SCG | MM Therms | Commercial | Com - Office (Large) | HVAC | No | HVAC - AFUE Rated Boiler (High) | 0.031611 | 0.036375 | 0.04124 | 0.046034 | 0.052672 | 0.057636 | 0.062356 | 0.067722 | 0.072428 | 0.078139 | 0.082761 | 0.087917
SCG | MM Therms | Commercial | Com - Office (Large) | HVAC | No | HVAC - AFUE Rated Boiler (Standard) | 0.003363 | 0.0038809 | 0.0044113 | 0.0049302 | 0.005617 | 0.0061505 | 0.0066613 | 0.0072303 | 0.0077365 | 0.0083342 | 0.0088254 | 0.0093588
SCG | MM Therms | Commercial | Com - Office (Large) | HVAC | No | HVAC - Gas Furnace | 0.0013798 | 0.0015085 | 0.0016338 | 0.0017559 | 0.0018728 | 0.0019837 | 0.0020864 | 0.0021803 | 0.0022672 | 0.0023458 | 0.0024196 | 0.0024865
SCG | MM Therms | Commercial | Com - Office (Large) | HVAC | No | HVAC - Thermostat | 0.21947 | 0.29718 | 0.26476 | 0.23943 | 0.24312 | 0.20897 | 0.20205 | 0.20328 | 0.19727 | 0.20302 | 0.19767 | 0.19866
SCG | MM Therms | Commercial | Com - Office (Large) | SHW | Yes | SHW - EF Rated Storage Water Heater (Gas) - Emerging | 0 | 0 | 0 | 0.0074624 | 0.016591 | 0.02658 | 0.037251 | 0.049283 | 0.061395 | 0.07542 | 0.088596 | 0.10295
SCG | MM Therms | Commercial | Com - Office (Large) | SHW | Yes | SHW - ET Rated Storage Water Heater - Emerging | 0.0056711 | 0.0087716 | 0.012225 | 0.015868 | 0.019885 | 0.023822 | 0.027759 | 0.032024 | 0.036016 | 0.040453 | 0.044286 | 0.048238
SCG | MM Therms | Commercial | Com - Office (Large) | SHW | No | SHW - EF Rated Instantaneous Water Heater (Gas) | 0.0020174 | 0.0024917 | 0 | 0.0029903 | 0.0033789 | 0.0036846 | 0.0039474 | 0.0042361 | 0.0044525 | 0.0047218 | 0.0048898 | 0.0050746
SCG | MM Therms | Commercial | Com - Office (Large) | SHW | No | SHW - EF Rated Storage Water Heater (Gas) | 0.0013559 | 0.0016691 | 0.0013533 | 0.0015495 | 0.0017474 | 0.0019022 | 0.0020348 | 0.0021809 | 0.0022901 | 0.0024264 | 0.002511 | 0.0026043
SCG | MM Therms | Commercial | Com - Office (Large) | SHW | No | SHW - ET Rated Instantaneous Water Heater | 0 | 0 | 0 | 0 | 0 | 0 | 0 | 0 | 0 | 0 | 0 | 0.0015233
SCG | MM Therms | Commercial | Com - Office (Large) | SHW | No | SHW - Pipe and Tank Insulation | 0 | 0 | 0 | 0 | 0 | 0 | 0.18171 | 0.18093 | 0.17154 | 0.15708 | 0.13941 | 0.12022
SCG | MM Therms | Commercial | Com - Office (Large) | Service | No | Service - Retro-Commissioning (Gas) | 0.033319 | 0.031368 | 0.036452 | 0.041314 | 0.045389 | 0.047983 | 0.048563 | 0.046771 | 0.042615 | 0.036578 | 0.029436 | 0.022075
SCG | MM Therms | Commercial | Com - Office (Large) | WholeBlg | No | HVAC - Energy Management System | 0.17511 | 0.20409 | 0.18338 | 0.16027 | 0.14069 | 0.11872 | 0.099086 | 0.086311 | 0.078699 | 0.081338 | 0.079408 | 0.079909
SCG | MM Therms | Commercial | Com - Office (Large) | WholeBlg | No | WholeBlg - Com NC Level 2 | 0.0013132 | 0 | 0 | 0 | 0 | 0 | 0 | 0 | 0 | 0 | 0 | 0
SCG | MM Therms | Commercial | Com - Office (Large) | WholeBlg | No | WholeBlg - Com NC Level 3 | 0.001264 | 0.0030683 | 0.0042832 | 0.0055338 | 0 | 0 | 0 | 0 | 0 | 0 | 0 | 0
SCG | MM Therms | Commercial | Com - Office (Large) | WholeBlg | No | WholeBlg - Com NC ZNE | 2.1267e-05 | 2.1e-05 | 4.5479e-05 | 7.3313e-05 | 0 | 0.00017295 | 0.00030011 | 0 | 0 | 0 | 0 | 0
SCG | MM Therms | Commercial | Com - Office (Large) | WholeBlg | No | WholeBlg - Com RET Level 1 | 0.0073073 | 0.010139 | 0.013193 | 0.016512 | 0 | 0 | 0 | 0.028229 | 0.033297 | 0.038542 | 0.043775 | 0.049004
SCG | MM Therms | Commercial | Com - Office (Large) | WholeBlg | No | WholeBlg - Com RET Level 2 | 0.084789 | 0.11483 | 0.14704 | 0.18147 | 0.22187 | 0.26559 | 0.31134 | 0.35384 | 0.39679 | 0.44089 | 0.48578 | 0.53032
SCG | MM Therms | Commercial | Com - Office (Small) | HVAC | No | HVAC - AFUE Rated Boiler (High) | 0.0089054 | 0.01015 | 0.011448 | 0.012762 | 0.01439 | 0.015759 | 0.01709 | 0.018509 | 0.019826 | 0.021285 | 0.022574 | 0.02393
SCG | MM Therms | Commercial | Com - Office (Small) | HVAC | No | HVAC - AFUE Rated Boiler (Standard) | 0.0008716 | 0.0010017 | 0.0011384 | 0.0012774 | 0.0014444 | 0.0015902 | 0.0017332 | 0.0018843 | 0.0020266 | 0.0021818 | 0.002321 | 0.002465
SCG | MM Therms | Commercial | Com - Office (Small) | HVAC | No | HVAC - Gas Furnace | 0.0001084 | 0.0001181 | 0.00012751 | 0.0001366 | 0.00014523 | 0.00015345 | 0.00016105 | 0.00016797 | 0.00017438 | 0.00018016 | 0.00018558 | 0.00019046
SCG | MM Therms | Commercial | Com - Office (Small) | HVAC | No | HVAC - Thermostat | 0.11231 | 0.12757 | 0.11505 | 0.1019 | 0.094941 | 0.079606 | 0.066605 | 0.058143 | 0.049483 | 0.051222 | 0.050078 | 0.050469
SCG | MM Therms | Commercial | Com - Office (Small) | SHW | Yes | SHW - EF Rated Storage Water Heater (Gas) - Emerging | 0 | 0 | 0 | 0.0034698 | 0.0077813 | 0.012545 | 0.017654 | 0.023396 | 0.029197 | 0.03592 | 0.042244 | 0.049149
SCG | MM Therms | Commercial | Com - Office (Small) | SHW | Yes | SHW - ET Rated Storage Water Heater - Emerging | 0.0020404 | 0.0032917 | 0.0046934 | 0.006237 | 0.0078989 | 0.0096628 | 0.011492 | 0.013363 | 0.015249 | 0.017117 | 0.018952 | 0.020714
SCG | MM Therms | Commercial | Com - Office (Small) | SHW | No | SHW - EF Rated Instantaneous Water Heater (Gas) | 0 | 0 | 0 | 0 | 0 | 0 | 0 | 0.002359 | 0.0024921 | 0.0026528 | 0.0027543 | 0.0028634
SCG | MM Therms | Commercial | Com - Office (Small) | SHW | No | SHW - EF Rated Storage Water Heater (Gas) | 0.00060852 | 0.00074804 | 0.00060593 | 0.00069448 | 0.00078421 | 0.00085483 | 0.00091531 | 0.00098014 | 0.0010291 | 0.0010903 | 0.0011285 | 0.0011707
SCG | MM Therms | Commercial | Com - Office (Small) | SHW | No | SHW - Pipe and Tank Insulation | 0 | 0 | 0 | 0 | 0 | 0 | 0.04278 | 0.042595 | 0.040384 | 0.036981 | 0.032821 | 0.028302
SCG | MM Therms | Commercial | Com - Office (Small) | Service | No | Service - Retro-Commissioning (Gas) | 0.0078442 | 0.0073848 | 0.0085816 | 0.0097264 | 0.010686 | 0.011296 | 0.011433 | 0.011011 | 0.010033 | 0.0086114 | 0.00693 | 0.005197
SCG | MM Therms | Commercial | Com - Office (Small) | WholeBlg | No | HVAC - Energy Management System | 0.041225 | 0.048047 | 0.043172 | 0.037731 | 0.033121 | 0.027951 | 0.023327 | 0.02032 | 0.018528 | 0.019149 | 0.018695 | 0.018813
SCG | MM Therms | Commercial | Com - Office (Small) | WholeBlg | No | WholeBlg - Com NC Level 2 | 0.00027179 | 0 | 0 | 0 | 0 | 0 | 0 | 0 | 0 | 0 | 0 | 0
SCG | MM Therms | Commercial | Com - Office (Small) | WholeBlg | No | WholeBlg - Com NC Level 3 | 0.00037307 | 0.00081087 | 0.0011026 | 0.0014004 | 0 | 0 | 0 | 0 | 0 | 0 | 0 | 0
SCG | MM Therms | Commercial | Com - Office (Small) | WholeBlg | No | WholeBlg - Com NC ZNE | -1.875e-07 | -1.7708e-07 | -3.8573e-07 | -6.2597e-07 | 0 | 0 | 0 | 0 | 0 | 0 | 0 | 0
SCG | MM Therms | Commercial | Com - Office (Small) | WholeBlg | No | WholeBlg - Com RET Level 1 | 0.0017762 | 0.0024509 | 0.0031727 | 0.0039443 | 0 | 0 | 0 | 0 | 0 | 0.008466 | 0.0097132 | 0.010944
SCG | MM Therms | Commercial | Com - Office (Small) | WholeBlg | No | WholeBlg - Com RET Level 2 | 0.017974 | 0.02438 | 0.031241 | 0.038597 | 0.04741 | 0.056935 | 0.066857 | 0.076951 | 0.087189 | 0.096472 | 0.10574 | 0.11513
SCG | MM Therms | Commercial | Com - Restaurant (Fast Food) | FoodServ | No | FoodServ - Fryer (Gas) | 0.16871 | 0.17253 | 0.17663 | 0.17976 | 0.18471 | 0.18648 | 0.18734 | 0.19006 | 0.19106 | 0.19496 | 0.19623 | 0.19916
SCG | MM Therms | Commercial | Com - Restaurant (Fast Food) | FoodServ | No | FoodServ - Oven (Gas) | 0.08962 | 0.093705 | 0.097836 | 0.10135 | 0.10587 | 0.1083 | 0.10999 | 0.11272 | 0.11423 | 0.11748 | 0.11898 | 0.12149
SCG | MM Therms | Commercial | Com - Restaurant (Fast Food) | HVAC | No | HVAC - Gas Furnace | 0.00097933 | 0.0010814 | 0.0011815 | 0.0012799 | 0.0013749 | 0.0014651 | 0.001549 | 0.001626 | 0.0016972 | 0.0017616 | 0.0018219 | 0.0018765
SCG | MM Therms | Commercial | Com - Restaurant (Fast Food) | HVAC | No | HVAC - Thermostat | 0.0045064 | 0.0060261 | 0.0053838 | 0.0047423 | 0.0047322 | 0.0041031 | 0.0038911 | 0.003894 | 0.0037665 | 0.0038627 | 0.0037443 | 0.003744
SCG | MM Therms | Commercial | Com - Restaurant (Fast Food) | SHW | Yes | SHW - EF Rated Storage Water Heater (Gas) - Emerging | 0 | 0 | 0 | 0.0015234 | 0.0034984 | 0.0057169 | 0.0081098 | 0.01081 | 0.013543 | 0.016723 | 0.019722 | 0.023019
SCG | MM Therms | Commercial | Com - Restaurant (Fast Food) | SHW | Yes | SHW - ET Rated Storage Water Heater - Emerging | 0.0064878 | 0.010414 | 0.018918 | 0.025096 | 0.032018 | 0.038999 | 0.046083 | 0.053701 | 0.061036 | 0.069048 | 0.07625 | 0.083656
SCG | MM Therms | Commercial | Com - Restaurant (Fast Food) | SHW | No | SHW - EF Rated Instantaneous Water Heater (Gas) | 0 | 0.0042112 | 0 | 0 | 0.0059012 | 0.0065686 | 0.0071517 | 0.0077632 | 0.0082358 | 0.0088025 | 0.0091718 | 0.0095721
SCG | MM Therms | Commercial | Com - Restaurant (Fast Food) | SHW | No | SHW - EF Rated Storage Water Heater (Gas) | 0.0020303 | 0.0025008 | 0.0020233 | 0.0023202 | 0.0026253 | 0.002863 | 0.0030676 | 0.0032901 | 0.0034616 | 0.0036756 | 0.0038133 | 0.0039656
SCG | MM Therms | Commercial | Com - Restaurant (Fast Food) | SHW | No | SHW - Pipe and Tank Insulation | 0 | 0 | 0 | 0 | 0 | 0 | 0.015357 | 0.01529 | 0.014497 | 0.013275 | 0.011782 | 0.01016
SCG | MM Therms | Commercial | Com - Restaurant (Fast Food) | Service | No | Service - Retro-Commissioning (Gas) | 0.0028158 | 0.0026509 | 0.0030805 | 0.0034915 | 0.0038358 | 0.004055 | 0.0041041 | 0.0039526 | 0.0036014 | 0.0030912 | 0.0024877 | 0.0018656
SCG | MM Therms | Commercial | Com - Restaurant (Fast Food) | WholeBlg | No | HVAC - Energy Management System | 0.014799 | 0.017247 | 0.015497 | 0.013544 | 0.01189 | 0.010033 | 0.0083738 | 0.0072942 | 0.0066509 | 0.0068739 | 0.0067108 | 0.0067532
SCG | MM Therms | Commercial | Com - Restaurant (Fast Food) | WholeBlg | No | WholeBlg - Com NC Level 2 | 0.0001124 | 0 | 0 | 0 | 0 | 0 | 0 | 0 | 0 | 0 | 0 | 0
SCG | MM Therms | Commercial | Com - Restaurant (Fast Food) | WholeBlg | No | WholeBlg - Com NC Level 3 | 0.00010063 | 0.00025821 | 0.00035937 | 0.00046321 | 0 | 0 | 0 | 0 | 0 | 0 | 0 | 0
SCG | MM Therms | Commercial | Com - Restaurant (Fast Food) | WholeBlg | No | WholeBlg - Com NC ZNE | 0.00069377 | 0.00071204 | 0.0015033 | 0.0023493 | 0.0029226 | 0.0040281 | 0.0051339 | 0.0049115 | 0.0058416 | 0.0071547 | 0.0054773 | 0.0063775
SCG | MM Therms | Commercial | Com - Restaurant (Fast Food) | WholeBlg | No | WholeBlg - Com RET Level 1 | 0.016724 | 0.022771 | 0.029226 | 0.0362 | 0 | 0 | 0 | 0.064743 | 0.074404 | 0.084347 | 0.09429 | 0.10419
SCG | MM Therms | Commercial | Com - Restaurant (Fast Food) | WholeBlg | No | WholeBlg - Com RET Level 2 | 0.032881 | 0.044566 | 0.057138 | 0.070614 | 0 | 0 | 0.11946 | 0.13691 | 0.1544 | 0.17229 | 0.19042 | 0.20844
SCG | MM Therms | Commercial | Com - Restaurant (Sit Down) | FoodServ | No | FoodServ - Fryer (Gas) | 0.16871 | 0.17253 | 0.17663 | 0.17976 | 0.18471 | 0.18648 | 0.18734 | 0.19006 | 0.19106 | 0.19496 | 0.19623 | 0.19916
SCG | MM Therms | Commercial | Com - Restaurant (Sit Down) | FoodServ | No | FoodServ - Oven (Gas) | 0.08962 | 0.093705 | 0.097836 | 0.10135 | 0.10587 | 0.1083 | 0.10999 | 0.11272 | 0.11423 | 0.11748 | 0.11898 | 0.12149
SCG | MM Therms | Commercial | Com - Restaurant (Sit Down) | HVAC | No | HVAC - Gas Furnace | 0.00096778 | 0.0010651 | 0.0011605 | 0.0012544 | 0.001345 | 0.001431 | 0.0015108 | 0.0015841 | 0.0016519 | 0.0017134 | 0.0017712 | 0.0018236
SCG | MM Therms | Commercial | Com - Restaurant (Sit Down) | HVAC | No | HVAC - Thermostat | 0.0028034 | 0.0039225 | 0.0035153 | 0.0031106 | 0.0031667 | 0.0029129 | 0.0028068 | 0.0028046 | 0.0027094 | 0.0027757 | 0.0026884 | 0.0026863
SCG | MM Therms | Commercial | Com - Restaurant (Sit Down) | SHW | Yes | SHW - EF Rated Storage Water Heater (Gas) - Emerging | 0 | 0 | 0 | 0.0018294 | 0.004096 | 0.0065993 | 0.0092812 | 0.012293 | 0.015336 | 0.018861 | 0.022175 | 0.025817
SCG | MM Therms | Commercial | Com - Restaurant (Sit Down) | SHW | Yes | SHW - ET Rated Storage Water Heater - Emerging | 0.0049055 | 0.0075806 | 0.010559 | 0.01375 | 0.017275 | 0.020763 | 0.024264 | 0.028045 | 0.031617 | 0.035584 | 0.039022 | 0.042582
SCG | MM Therms | Commercial | Com - Restaurant (Sit Down) | SHW | No | SHW - EF Rated Instantaneous Water Heater (Gas) | 0.0017267 | 0.0021472 | 0 | 0.0025849 | 0.0029335 | 0.0032143 | 0.0034575 | 0.0037191 | 0.0039205 | 0.0041685 | 0.0043268 | 0.0045038
SCG | MM Therms | Commercial | Com - Restaurant (Sit Down) | SHW | No | SHW - EF Rated Storage Water Heater (Gas) | 0.0011346 | 0.0013967 | 0.0011309 | 0.0012958 | 0.0014616 | 0.0015929 | 0.0017057 | 0.0018277 | 0.0019208 | 0.0020367 | 0.0021097 | 0.0021919
SCG | MM Therms | Commercial | Com - Restaurant (Sit Down) | SHW | No | SHW - ET Rated Instantaneous Water Heater | 0 | 0 | 0 | 0 | 0 | 0 | 0 | 0 | 0 | 0 | 0.003069 | 0.0044547
SCG | MM Therms | Commercial | Com - Restaurant (Sit Down) | SHW | No | SHW - Pipe and Tank Insulation | 0 | 0 | 0 | 0 | 0 | 0 | 0.015357 | 0.01529 | 0.014497 | 0.013275 | 0.011782 | 0.01016
SCG | MM Therms | Commercial | Com - Restaurant (Sit Down) | Service | No | Service - Retro-Commissioning (Gas) | 0.0028158 | 0.0026509 | 0.0030805 | 0.0034915 | 0.0038358 | 0.004055 | 0.0041041 | 0.0039526 | 0.0036014 | 0.0030912 | 0.0024877 | 0.0018656
SCG | MM Therms | Commercial | Com - Restaurant (Sit Down) | WholeBlg | No | HVAC - Energy Management System | 0.014799 | 0.017247 | 0.015497 | 0.013544 | 0.01189 | 0.010033 | 0.0083738 | 0.0072942 | 0.0066509 | 0.0068739 | 0.0067108 | 0.0067532
SCG | MM Therms | Commercial | Com - Restaurant (Sit Down) | WholeBlg | No | WholeBlg - Com NC Level 2 | 0.0001124 | 0 | 0 | 0 | 0 | 0 | 0 | 0 | 0 | 0 | 0 | 0
SCG | MM Therms | Commercial | Com - Restaurant (Sit Down) | WholeBlg | No | WholeBlg - Com NC Level 3 | 0.00010063 | 0.00025821 | 0.00035937 | 0.00046321 | 0 | 0 | 0 | 0 | 0 | 0 | 0 | 0
SCG | MM Therms | Commercial | Com - Restaurant (Sit Down) | WholeBlg | No | WholeBlg - Com NC ZNE | 0.00069377 | 0.00071204 | 0.0015033 | 0.0023493 | 0.0029226 | 0.0040281 | 0.0051339 | 0.0049115 | 0.0058416 | 0.0071547 | 0.0054773 | 0.0063775
SCG | MM Therms | Commercial | Com - Restaurant (Sit Down) | WholeBlg | No | WholeBlg - Com RET Level 1 | 0.016925 | 0.023059 | 0.02961 | 0.036682 | 0 | 0 | 0 | 0.06579 | 0.075538 | 0.085566 | 0.095599 | 0.10558
SCG | MM Therms | Commercial | Com - Restaurant (Sit Down) | WholeBlg | No | WholeBlg - Com RET Level 2 | 0.03223 | 0.043683 | 0.055996 | 0.069185 | 0 | 0 | 0.11707 | 0.13409 | 0.15113 | 0.16858 | 0.18627 | 0.20388
SCG | MM Therms | Commercial | Com - Retail (Large Multi Level) | FoodServ | No | FoodServ - Oven (Gas) | 0.011564 | 0.012092 | 0.012629 | 0.013087 | 0.013673 | 0.013988 | 0.014208 | 0.01456 | 0.014754 | 0.015175 | 0.015366 | 0.015687
SCG | MM Therms | Commercial | Com - Retail (Large Multi Level) | HVAC | No | HVAC - AFUE Rated Boiler (High) | 0.0039693 | 0.0045229 | 0.0050982 | 0.0056736 | 0.0064111 | 0.0070046 | 0.0075757 | 0.0081948 | 0.0087583 | 0.0094018 | 0.0099511 | 0.01054
SCG | MM Therms | Commercial | Com - Retail (Large Multi Level) | HVAC | No | HVAC - AFUE Rated Boiler (Standard) | 0.00038789 | 0.00044586 | 0.00050657 | 0.0005672 | 0.00064352 | 0.00070642 | 0.00076735 | 0.00083313 | 0.00089349 | 0.00096199 | 0.0010207 | 0.0010829
SCG | MM Therms | Commercial | Com - Retail (Large Multi Level) | HVAC | No | HVAC - Gas Furnace | 0.00041998 | 0.00045914 | 0.00049728 | 0.00053445 | 0.00057002 | 0.00060379 | 0.00063506 | 0.00066364 | 0.00069008 | 0.00071401 | 0.00073648 | 0.00075683
SCG | MM Therms | Commercial | Com - Retail (Large Multi Level) | HVAC | No | HVAC - Thermostat | 0.01367 | 0.015615 | 0.01416 | 0.012493 | 0.011524 | 0.009803 | 0.0082461 | 0.0072049 | 0.0061288 | 0.0062148 | 0.0060671 | 0.0061034
SCG | MM Therms | Commercial | Com - Retail (Large Multi Level) | SHW | Yes | SHW - EF Rated Storage Water Heater (Gas) - Emerging | 0 | 0 | 0 | 0.0026752 | 0.0059367 | 0.0095237 | 0.01334 | 0.017613 | 0.021924 | 0.02691 | 0.031587 | 0.036672
SCG | MM Therms | Commercial | Com - Retail (Large Multi Level) | SHW | Yes | SHW - ET Rated Storage Water Heater - Emerging | 0.00055525 | 0.00089552 | 0.001275 | 0.0016897 | 0.0021334 | 0.0026024 | 0.0030872 | 0.0035799 | 0.0040752 | 0.0045629 | 0.0050408 | 0.0054969
SCG | MM Therms | Commercial | Com - Retail (Large Multi Level) | SHW | No | SHW - EF Rated Instantaneous Water Heater (Gas) | 0 | 0 | 0 | 0 | 0 | 0.00059515 | 0.00063759 | 0.00068312 | 0.00071749 | 0.00076011 | 0.00078634 | 0.00081513
SCG | MM Therms | Commercial | Com - Retail (Large Multi Level) | SHW | No | SHW - EF Rated Storage Water Heater (Gas) | 0.00019671 | 0.000242 | 0.00019601 | 0.00022441 | 0.00025272 | 0.00027539 | 0.00029442 | 0.00031493 | 0.00033041 | 0.00034974 | 0.00036163 | 0.00037473
SCG | MM Therms | Commercial | Com - Retail (Large Multi Level) | SHW | No | SHW - Pipe and Tank Insulation | 0 | 0 | 0 | 0 | 0 | 0 | 0.055309 | 0.055069 | 0.052211 | 0.047812 | 0.042434 | 0.036591
SCG | MM Therms | Commercial | Com - Retail (Large Multi Level) | Service | No | Service - Retro-Commissioning (Gas) | 0.010142 | 0.0095476 | 0.011095 | 0.012575 | 0.013815 | 0.014605 | 0.014781 | 0.014236 | 0.012971 | 0.011133 | 0.0089596 | 0.0067191
SCG | MM Therms | Commercial | Com - Retail (Large Multi Level) | WholeBlg | No | HVAC - Energy Management System | 0.053299 | 0.062119 | 0.055816 | 0.048782 | 0.042822 | 0.036137 | 0.030159 | 0.026271 | 0.023954 | 0.024757 | 0.02417 | 0.024322
SCG | MM Therms | Commercial | Com - Retail (Large Multi Level) | WholeBlg | No | WholeBlg - Com NC Level 2 | 0.00034754 | 0 | 0 | 0 | 0 | 0 | 0 | 0 | 0 | 0 | 0 | 0
SCG | MM Therms | Commercial | Com - Retail (Large Multi Level) | WholeBlg | No | WholeBlg - Com NC Level 3 | 0.00045912 | 0.0010333 | 0.001406 | 0.0017866 | 0 | 0 | 0 | 0 | 0 | 0 | 0 | 0
SCG | MM Therms | Commercial | Com - Retail (Large Multi Level) | WholeBlg | No | WholeBlg - Com NC ZNE | -2.0527e-05 | -1.9682e-05 | -4.1998e-05 | -6.6354e-05 | -9.7326e-05 | -0.00015254 | -0.0002105 | -0.00021792 | -0.00027377 | -0.00034704 | -0.00027974 | -0.00033875
SCG | MM Therms | Commercial | Com - Retail (Large Multi Level) | WholeBlg | No | WholeBlg - Com RET Level 1 | 0.0021639 | 0.0029613 | 0.0038113 | 0.0047185 | 0.0056828 | 0.0067005 | 0.0077682 | 0.0088835 | 0.010036 | 0.01122 | 0.012422 | 0.01363
SCG | MM Therms | Commercial | Com - Retail (Large Multi Level) | WholeBlg | No | WholeBlg - Com RET Level 2 | 0.0075983 | 0.010301 | 0.01317 | 0.016204 | 0.019408 | 0.022786 | 0.026328 | 0.030009 | 0.033808 | 0.037682 | 0.041589 | 0.045465
SCG | MM Therms | Commercial | Com - Retail (Large Single Level) | FoodServ | No | FoodServ - Oven (Gas) | 0.011564 | 0.012092 | 0.012629 | 0.013087 | 0.013673 | 0.013988 | 0.014208 | 0.01456 | 0.014754 | 0.015175 | 0.015366 | 0.015687
SCG | MM Therms | Commercial | Com - Retail (Large Single Level) | HVAC | No | HVAC - Gas Furnace | 0.00041998 | 0.00045914 | 0.00049728 | 0.00053445 | 0.00057002 | 0.00060379 | 0.00063506 | 0.00066364 | 0.00069008 | 0.00071401 | 0.00073648 | 0.00075683
SCG | MM Therms | Commercial | Com - Retail (Large Single Level) | HVAC | No | HVAC - Thermostat | 0.014855 | 0.016912 | 0.015301 | 0.013457 | 0.012529 | 0.010654 | 0.0089585 | 0.0078221 | 0.0066479 | 0.0067363 | 0.0065703 | 0.0066032
SCG | MM Therms | Commercial | Com - Retail (Large Single Level) | SHW | Yes | SHW - EF Rated Storage Water Heater (Gas) - Emerging | 0 | 0 | 0 | 0.0026824 | 0.0059516 | 0.0095275 | 0.013371 | 0.017653 | 0.021974 | 0.02697 | 0.031657 | 0.036752
SCG | MM Therms | Commercial | Com - Retail (Large Single Level) | SHW | Yes | SHW - ET Rated Storage Water Heater - Emerging | 0.00042142 | 0.00067992 | 0.00096822 | 0.0012832 | 0.00162 | 0.0019761 | 0.0023442 | 0.0027181 | 0.0030941 | 0.0034642 | 0.003827 | 0.0041731
SCG | MM Therms | Commercial | Com - Retail (Large Single Level) | SHW | No | SHW - EF Rated Instantaneous Water Heater (Gas) | 0 | 0 | 0 | 0 | 0 | 0 | 0.00049185 | 0.00052702 | 0.00055361 | 0.00058654 | 0.00060679 | 0.00062899
SCG | MM Therms | Commercial | Com - Retail (Large Single Level) | SHW | No | SHW - EF Rated Storage Water Heater (Gas) | 0.00014216 | 0.00017487 | 0.00014162 | 0.00016214 | 0.00018258 | 0.00019864 | 0.00021272 | 0.00022752 | 0.00023868 | 0.00025262 | 0.00026119 | 0.00027063
SCG | MM Therms | Commercial | Com - Retail (Large Single Level) | SHW | No | SHW - Pipe and Tank Insulation | 0 | 0 | 0 | 0 | 0 | 0 | 0.055309 | 0.055069 | 0.052211 | 0.047812 | 0.042434 | 0.036591
SCG | MM Therms | Commercial | Com - Retail (Large Single Level) | Service | No | Service - Retro-Commissioning (Gas) | 0.010142 | 0.0095476 | 0.011095 | 0.012575 | 0.013815 | 0.014605 | 0.014781 | 0.014236 | 0.012971 | 0.011133 | 0.0089596 | 0.0067191
SCG | MM Therms | Commercial | Com - Retail (Large Single Level) | WholeBlg | No | HVAC - Energy Management System | 0.053299 | 0.062119 | 0.055816 | 0.048782 | 0.042822 | 0.036137 | 0.030159 | 0.026271 | 0.023954 | 0.024757 | 0.02417 | 0.024322
SCG | MM Therms | Commercial | Com - Retail (Large Single Level) | WholeBlg | No | WholeBlg - Com NC Level 2 | 0.00034754 | 0 | 0 | 0 | 0 | 0 | 0 | 0 | 0 | 0 | 0 | 0
SCG | MM Therms | Commercial | Com - Retail (Large Single Level) | WholeBlg | No | WholeBlg - Com NC Level 3 | 0.00045912 | 0.0010333 | 0.001406 | 0.0017866 | 0 | 0 | 0 | 0 | 0 | 0 | 0 | 0
SCG | MM Therms | Commercial | Com - Retail (Large Single Level) | WholeBlg | No | WholeBlg - Com NC ZNE | -2.0527e-05 | -1.9682e-05 | -4.1998e-05 | -6.6354e-05 | -9.7326e-05 | -0.00015254 | -0.0002105 | -0.00021792 | -0.00027377 | -0.00034704 | -0.00027974 | -0.00033875
SCG | MM Therms | Commercial | Com - Retail (Large Single Level) | WholeBlg | No | WholeBlg - Com RET Level 1 | 0.0045054 | 0.0061416 | 0.0079094 | 0.009817 | 0.011868 | 0.014058 | 0.016377 | 0.018803 | 0.021305 | 0.02384 | 0.026352 | 0.028778
SCG | MM Therms | Commercial | Com - Retail (Large Single Level) | WholeBlg | No | WholeBlg - Com RET Level 2 | 3.6308e-14 | 5.6343e-14 | 8.9289e-14 | 1.4115e-13 | 2.2371e-13 | 3.559e-13 | 5.5125e-13 | 8.449e-13 | 1.2782e-12 | 1.8987e-12 | 2.7616e-12 | 3.9935e-12
SCG | MM Therms | Commercial | Com - Retail (Small) | HVAC | No | HVAC - Gas Furnace | 0.00066687 | 0.00072835 | 0.00078817 | 0.00084635 | 0.00090193 | 0.00095471 | 0.0010036 | 0.0010482 | 0.0010895 | 0.0011268 | 0.0011619 | 0.0011936
SCG | MM Therms | Commercial | Com - Retail (Small) | HVAC | No | HVAC - Thermostat | 0.01796 | 0.020773 | 0.018683 | 0.016396 | 0.015403 | 0.013116 | 0.011074 | 0.0097479 | 0.0085604 | 0.0088385 | 0.0086142 | 0.0086527
SCG | MM Therms | Commercial | Com - Retail (Small) | SHW | Yes | SHW - EF Rated Storage Water Heater (Gas) - Emerging | 0 | 0 | 0 | 0.0027081 | 0.0060049 | 0.0096155 | 0.013464 | 0.017774 | 0.022124 | 0.027156 | 0.031879 | 0.037015
SCG | MM Therms | Commercial | Com - Retail (Small) | SHW | Yes | SHW - ET Rated Storage Water Heater - Emerging | 0.00040078 | 0.00064639 | 0.0012385 | 0.0016121 | 0.002021 | 0.0024269 | 0.0028331 | 0.0032659 | 0.0036761 | 0.0041241 | 0.0045172 | 0.0049184
SCG | MM Therms | Commercial | Com - Retail (Small) | SHW | No | SHW - EF Rated Instantaneous Water Heater (Gas) | 0 | 0 | 0 | 0 | 0 | 0.00039833 | 0.00042652 | 0.00045682 | 0.00047971 | 0.00050813 | 0.00052568 | 0.00054494
SCG | MM Therms | Commercial | Com - Retail (Small) | SHW | No | SHW - EF Rated Storage Water Heater (Gas) | 0.00014609 | 0.00017976 | 0.00014578 | 0.00016691 | 0.00018803 | 0.00020473 | 0.00021892 | 0.00023422 | 0.00024578 | 0.00026021 | 0.0002691 | 0.00027889
SCG | MM Therms | Commercial | Com - Retail (Small) | SHW | No | SHW - Pipe and Tank Insulation | 0 | 0 | 0 | 0 | 0 | 0 | 0.055309 | 0.055069 | 0.052211 | 0.047812 | 0.042434 | 0.036591
SCG | MM Therms | Commercial | Com - Retail (Small) | Service | No | Service - Retro-Commissioning (Gas) | 0.010142 | 0.0095476 | 0.011095 | 0.012575 | 0.013815 | 0.014605 | 0.014781 | 0.014236 | 0.012971 | 0.011133 | 0.0089596 | 0.0067191
SCG | MM Therms | Commercial | Com - Retail (Small) | WholeBlg | No | HVAC - Energy Management System | 0.053299 | 0.062119 | 0.055816 | 0.048782 | 0.042822 | 0.036137 | 0.030159 | 0.026271 | 0.023954 | 0.024757 | 0.02417 | 0.024322
SCG | MM Therms | Commercial | Com - Retail (Small) | WholeBlg | No | WholeBlg - Com NC Level 2 | 0.00034754 | 0 | 0 | 0 | 0 | 0 | 0 | 0 | 0 | 0 | 0 | 0
SCG | MM Therms | Commercial | Com - Retail (Small) | WholeBlg | No | WholeBlg - Com NC Level 3 | 0.00045912 | 0.0010333 | 0.001406 | 0.0017866 | 0 | 0 | 0 | 0 | 0 | 0 | 0 | 0
SCG | MM Therms | Commercial | Com - Retail (Small) | WholeBlg | No | WholeBlg - Com NC ZNE | -2.0527e-05 | -1.9682e-05 | -4.1998e-05 | -6.6354e-05 | -9.7326e-05 | -0.00015254 | -0.0002105 | -0.00021792 | -0.00027377 | -0.00034704 | -0.00027974 | -0.00033875
SCG | MM Therms | Commercial | Com - Storage (Conditioned) | HVAC | No | HVAC - Gas Furnace | 0.00031467 | 0.00034388 | 0.00037232 | 0.00040002 | 0.00042651 | 0.00045166 | 0.00047495 | 0.00049624 | 0.00051593 | 0.00053374 | 0.00055048 | 0.00056564
SCG | MM Therms | Commercial | Com - Storage (Conditioned) | SHW | Yes | SHW - EF Rated Storage Water Heater (Gas) - Emerging | 0 | 0 | 0 | 0.00033929 | 0.00075287 | 0.0012057 | 0.0016891 | 0.002231 | 0.0027783 | 0.0034118 | 0.0040069 | 0.0046548
SCG | MM Therms | Commercial | Com - Storage (Conditioned) | SHW | Yes | SHW - ET Rated Storage Water Heater - Emerging | 0.0001085 | 0.00016805 | 0.00023437 | 0.00030417 | 0.00038092 | 0.00045641 | 0.00053182 | 0.0006128 | 0.00068898 | 0.00077342 | 0.00084651 | 0.00092183
SCG | MM Therms | Commercial | Com - Storage (Conditioned) | SHW | No | SHW - EF Rated Instantaneous Water Heater (Gas) | 4.2373e-05 | 5.2235e-05 | 0 | 6.2622e-05 | 7.0649e-05 | 7.7002e-05 | 8.244e-05 | 8.8309e-05 | 9.2751e-05 | 9.8283e-05 | 0.00010172 | 0.0001055
SCG | MM Therms | Commercial | Com - Storage (Conditioned) | SHW | No | SHW - EF Rated Storage Water Heater (Gas) | 2.7806e-05 | 3.422e-05 | 2.7745e-05 | 3.1769e-05 | 3.5805e-05 | 3.8991e-05 | 4.1714e-05 | 4.4655e-05 | 4.6879e-05 | 4.9653e-05 | 5.1371e-05 | 5.3265e-05
SCG | MM Therms | Commercial | Com - Storage (Conditioned) | SHW | No | SHW - ET Rated Instantaneous Water Heater | 0 | 0 | 0 | 0 | 0 | 0 | 0 | 0 | 0 | 0 | 0 | 8.8932e-05
SCG | MM Therms | Commercial | Com - Storage (Conditioned) | SHW | No | SHW - Pipe and Tank Insulation | 0 | 0 | 0 | 0 | 0 | 0 | 0.032427 | 0.032287 | 0.030611 | 0.028032 | 0.024879 | 0.021453
SCG | MM Therms | Commercial | Com - Storage (Conditioned) | Service | No | Service - Retro-Commissioning (Gas) | 0.0059459 | 0.0055977 | 0.0065049 | 0.0073726 | 0.0080997 | 0.0085626 | 0.0086662 | 0.0083464 | 0.0076047 | 0.0065275 | 0.0052529 | 0.0039393
SCG | MM Therms | Commercial | Com - Storage (Conditioned) | WholeBlg | No | HVAC - Energy Management System | 0.031249 | 0.03642 | 0.032724 | 0.0286 | 0.025106 | 0.021187 | 0.017682 | 0.015402 | 0.014044 | 0.014515 | 0.01417 | 0.01426
SCG | MM Therms | Commercial | Com - Storage (Unconditioned) | SHW | Yes | SHW - EF Rated Storage Water Heater (Gas) - Emerging | 0 | 0 | 0 | 0.0014266 | 0.0031628 | 0.0050617 | 0.007088 | 0.0093592 | 0.011652 | 0.014306 | 0.016799 | 0.019512
SCG | MM Therms | Commercial | Com - Storage (Unconditioned) | SHW | Yes | SHW - ET Rated Storage Water Heater - Emerging | 0.00026635 | 0.00041235 | 0.00057481 | 0.00074554 | 0.00093317 | 0.0011174 | 0.0013011 | 0.0014986 | 0.001684 | 0.0018898 | 0.0020675 | 0.0022509
SCG | MM Therms | Commercial | Com - Storage (Unconditioned) | SHW | No | SHW - EF Rated Instantaneous Water Heater (Gas) | 6.5847e-05 | 0.00012749 | 0 | 0 | 0.00017232 | 0.00018781 | 0.00020107 | 0.00021535 | 0.00022617 | 0.0002396 | 0.00024795 | 0.00025711
SCG | MM Therms | Commercial | Com - Storage (Unconditioned) | SHW | No | SHW - EF Rated Storage Water Heater (Gas) | 6.8427e-05 | 8.4207e-05 | 6.8268e-05 | 7.8177e-05 | 8.8103e-05 | 9.5938e-05 | 0.00010264 | 0.00010986 | 0.00011533 | 0.00012214 | 0.00012636 | 0.00013101
SCG | MM Therms | Commercial | Com - Storage (Unconditioned) | SHW | No | SHW - Pipe and Tank Insulation | 0 | 0 | 0 | 0 | 0 | 0 | 0.081069 | 0.080717 | 0.076528 | 0.07008 | 0.062196 | 0.053632
SCG | MM Therms | Commercial | Com - Storage (Unconditioned) | Service | No | Service - Retro-Commissioning (Gas) | 0.014865 | 0.013994 | 0.016262 | 0.018432 | 0.020249 | 0.021407 | 0.021666 | 0.020866 | 0.019012 | 0.016319 | 0.013132 | 0.0098484
SCG | MM Therms | Commercial | Com - Storage (Unconditioned) | WholeBlg | No | HVAC - Energy Management System | 0.078122 | 0.091049 | 0.081811 | 0.071501 | 0.062765 | 0.052967 | 0.044205 | 0.038506 | 0.03511 | 0.036288 | 0.035426 | 0.03565
SCG | MM Therms | Commercial | Com - Storage (Unconditioned) | WholeBlg | No | WholeBlg - Com NC Level 2 | 0.00058574 | 0 | 0 | 0 | 0 | 0 | 0 | 0 | 0 | 0 | 0 | 0
SCG | MM Therms | Commercial | Com - Storage (Unconditioned) | WholeBlg | No | WholeBlg - Com NC Level 3 | 0.00059357 | 0.0013703 | 0.0019133 | 0.0024725 | 0 | 0 | 0 | 0 | 0 | 0 | 0 | 0
SCG | MM Therms | Commercial | Com - Storage (Unconditioned) | WholeBlg | No | WholeBlg - Com NC ZNE | 1.543e-07 | 1.5315e-07 | 3.4637e-07 | 5.9323e-07 | 0 | 0 | 0 | 0 | 0 | 0 | 0 | 0
SCG | MM Therms | Commercial | Com - Warehouse (Refrigerated) | SHW | No | SHW - Pipe and Tank Insulation | 0 | 0 | 0 | 0 | 0 | 0 | 0.0062901 | 0.0062628 | 0.0059377 | 0.0054375 | 0.0048258 | 0.0041613
SCG | MM Therms | Commercial | Com - Warehouse (Refrigerated) | Service | No | Service - Retro-Commissioning (Gas) | 0.0011533 | 0.0010858 | 0.0012618 | 0.0014301 | 0.0015711 | 0.0016609 | 0.001681 | 0.001619 | 0.0014751 | 0.0012662 | 0.0010189 | 0.00076413
SCG | MM Therms | Commercial | Com - Warehouse (Refrigerated) | WholeBlg | No | HVAC - Energy Management System | 0.0060614 | 0.0070644 | 0.0063477 | 0.0055477 | 0.0048699 | 0.0041097 | 0.0034299 | 0.0029877 | 0.0027242 | 0.0028155 | 0.0027487 | 0.0027661
SDG&E | GWh | Commercial | Com - Assembly | AppPlug | No | AppPlug - Computer Monitor | 0.0041283 | 0.0041059 | 0.0041223 | 0.0042371 | 0.004251 | 0.0041161 | 0.0038055 | 0.0037274 | 0.0037424 | 0.0037866 | 0.0039149 | 0.0040179
SDG&E | GWh | Commercial | Com - Assembly | AppPlug | No | AppPlug - Desktop Computer (Com - Power Management) | 0.041253 | 0.045456 | 0.046476 | 0.046585 | 0.045097 | 0.04212 | 0.037729 | 0.03361 | 0.029736 | 0.026097 | 0.023126 | 0.020468
SDG&E | GWh | Commercial | Com - Assembly | AppPlug | No | AppPlug - Occupancy Sensor Plug Strip | 0 | 0 | 0 | 0 | 0 | 0 | 0 | 0 | 0 | 0.047925 | 0.04237 | 0.030246
SDG&E | GWh | Commercial | Com - Assembly | AppPlug | No | AppPlug - Vending Machine Controls | 0.020203 | 0.021934 | 0.023059 | 0.02373 | 0.023604 | 0.022618 | 0.020775 | 0.018925 | 0.016972 | 0.01505 | 0.013314 | 0.011681
SDG&E | GWh | Commercial | Com - Assembly | BldgEnv | No | BldgEnv - Window Film | 0.012273 | 0.010236 | 0.01166 | 0.013594 | 0.01517 | 0.016092 | 0.016385 | 0.016427 | 0.016155 | 0.015838 | 0.015303 | 0.014522
SDG&E | GWh | Commercial | Com - Assembly | HVAC | Yes | HVAC - Advanced Package Rooftop AC (> EER 12) - Emerging | 0 | 0 | 0.00046363 | 0.0012071 | 0.002124 | 0.0031574 | 0.0042714 | 0.0054592 | 0.0067431 | 0.008134 | 0.0096301 | 0.011284
SDG&E | GWh | Commercial | Com - Assembly | HVAC | No | HVAC - Demand Controlled Ventilation | 0.057411 | 0.064029 | 0.062596 | 0.059974 | 0.055631 | 0.049739 | 0.042584 | 0.036693 | 0.031628 | 0.027336 | 0.024063 | 0.021255
SDG&E | GWh | Commercial | Com - Assembly | HVAC | No | HVAC - Direct Evaporative Cooler | 1.4079 | 1.3537 | 1.3124 | 1.2795 | 1.2481 | 1.2157 | 1.1812 | 1.1521 | 1.1251 | 1.1081 | 1.0998 | 1.09
SDG&E | GWh | Commercial | Com - Assembly | HVAC | No | HVAC - EER Rated Package Rooftop AC (EER 11) | 0 | 0 | 0 | 0.04254 | 0.045182 | 0.046609 | 0.046738 | 0.047237 | 0.047836 | 0.048418 | 0.049211 | 0.049908
SDG&E | GWh | Commercial | Com - Assembly | HVAC | No | HVAC - SEER Rated Package Rooftop AC (SEER 14) | 0.26881 | 0.26602 | 0 | 0 | 0 | 0 | 0 | 0 | 0 | 0 | 0 | 0
SDG&E | GWh | Commercial | Com - Assembly | HVAC | No | HVAC - SEER Rated Package Rooftop AC (SEER 15) | 0.29222 | 0.29026 | 0.13427 | 0.13501 | 0.13489 | 0.1334 | 0.13023 | 0.12934 | 0.1294 | 0.12979 | 0.13093 | 0.13189
SDG&E | GWh | Commercial | Com - Assembly | HVAC | No | HVAC - SEER Rated Package Rooftop HP (SEER 14) | 0.037064 | 0.036694 | 0 | 0 | 0 | 0 | 0 | 0 | 0 | 0 | 0 | 0
SDG&E | GWh | Commercial | Com - Assembly | HVAC | No | HVAC - SEER Rated Package Rooftop HP (SEER 15) | 0.1432 | 0.1418 | 0.06542 | 0.06562 | 0.065407 | 0.064535 | 0.062845 | 0.062261 | 0.062133 | 0.06216 | 0.062555 | 0.062848
SDG&E | GWh | Commercial | Com - Assembly | HVAC | No | HVAC - SEER Rated Split System AC (SEER 14) | 0.094142 | 0.093153 | 0.092007 | 0 | 0 | 0 | 0 | 0 | 0 | 0 | 0 | 0
SDG&E | GWh | Commercial | Com - Assembly | HVAC | No | HVAC - SEER Rated Split System AC (SEER 15) | 0.042491 | 0.043837 | 0.020826 | 0.021348 | 0.021647 | 0.02166 | 0.021342 | 0.021313 | 0.02139 | 0.021544 | 0.021849 | 0.022088
SDG&E | GWh | Commercial | Com - Assembly | HVAC | No | HVAC - SEER Rated Split System HP (SEER 14) | 0.14979 | 0.14824 | 0.019851 | 0.019888 | 0.019789 | 0.019473 | 0.018898 | 0.018686 | 0.018622 | 0.018608 | 0.018713 | 0.018785
SDG&E | GWh | Commercial | Com - Assembly | HVAC | No | HVAC - SEER Rated Split System HP (SEER 15) | 0.063098 | 0.062561 | 0.0289 | 0.029053 | 0.028989 | 0.028584 | 0.027763 | 0.027503 | 0.027472 | 0.027515 | 0.027743 | 0.027913
SDG&E | GWh | Commercial | Com - Assembly | Lighting | Yes | Lighting - LED Fixture (Replacing T8) - Emerging | 0 | 0.022388 | 0.049682 | 0.084145 | 0.12361 | 0.16812 | 0.21386 | 0.26907 | 0.3274 | 0.3895 | 0.45634 | 0.52115
SDG&E | GWh | Commercial | Com - Assembly | Lighting | Yes | Lighting - LED Lamp (Basic High - Indoor) - Emerging | 0.0082319 | 0.013138 | 0.019008 | 0.021547 | 0.024416 | 0.0045876 | 0.0073047 | 0.010127 | 0.012944 | 0.015718 | 0.01847 | 0.021098
SDG&E | GWh | Commercial | Com - Assembly | Lighting | Yes | Lighting - LED Lamp (Basic Low - Indoor) - Emerging | 0.020577 | 0.029268 | 0.034569 | 0.040402 | 0.046415 | 0.0091961 | 0.014569 | 0.019958 | 0.025257 | 0.030485 | 0.03564 | 0.040442
SDG&E | GWh | Commercial | Com - Assembly | Lighting | Yes | Lighting - LED Plug-In Indoor Fixture - Emerging | 0.0037606 | 0.0045671 | 0.0056228 | 0.0069124 | 0.0083762 | 0.00056235 | 0.00064028 | 0.00072895 | 0.00090356 | 0.001145 | 0.0014149 | 0.0016961
SDG&E | GWh | Commercial | Com - Assembly | Lighting | No | Lighting - Cold Cathode Lamp | 0.0036772 | 0.0038046 | 0.0038913 | 0.0039834 | 0.003996 | 0 | 0 | 0 | 0 | 0 | 0 | 0
SDG&E | GWh | Commercial | Com - Assembly | Lighting | No | Lighting - Compact Fluorescent Fixture (Indoor) | 0.68844 | 0.6843 | 0.68402 | 0.68809 | 0.6868 | 0 | 0 | 0 | 0 | 0 | 0 | 0
SDG&E | GWh | Commercial | Com - Assembly | Lighting | No | Lighting - Compact Fluorescent Lamp (Basic High - Indoor) | 0.25628 | 0.23032 | 0.21326 | 0.20867 | 0.20777 | 0 | 0 | 0 | 0 | 0 | 0 | 0
SDG&E | GWh | Commercial | Com - Assembly | Lighting | No | Lighting - Compact Fluorescent Lamp (Basic Low - Indoor) | 0.40933 | 0.35755 | 0.32662 | 0.31139 | 0.3049 | 0 | 0 | 0 | 0 | 0 | 0 | 0
SDG&E | GWh | Commercial | Com - Assembly | Lighting | No | Lighting - Exit Fixture (LED) | 0.18955 | 0.17283 | 0.14092 | 0.10049 | 0.06215 | 0.032057 | 0.011085 | 0 | 0 | 0 | 0 | 0
SDG&E | GWh | Commercial | Com - Assembly | Lighting | No | Lighting - Halogen Lamp (A-Line) | 0.011057 | 0.014464 | 0.017555 | 0.020932 | 0.024372 | 0 | 0 | 0 | 0 | 0 | 0 | 0
SDG&E | GWh | Commercial | Com - Assembly | Lighting | No | Lighting - Halogen Lamp (Reflector) | 0.0040634 | 0.0052524 | 0.0062553 | 0.0073039 | 0.0083494 | 0.0093553 | 0.010058 | 0.010778 | 0.011335 | 0.011893 | 0.012503 | 0.012925
SDG&E | GWh | Commercial | Com - Assembly | Lighting | No | Lighting - High Bay HID to T5 | 0 | 0 | 0 | 0 | 0 | 0.030824 | 0.035221 | 0.030142 | 0.024999 | 0.020225 | 0.016402 | 0.013336
SDG&E | GWh | Commercial | Com - Assembly | Lighting | No | Lighting - Induction Fixture (Indoor) | 0.026928 | 0.033084 | 0.039319 | 0.045871 | 0.051864 | 0.056741 | 0.060006 | 0.063781 | 0.067411 | 0.070556 | 0.073574 | 0.075773
SDG&E | GWh | Commercial | Com - Assembly | Lighting | No | Lighting - Induction Fixture (Outdoor) | 0.0089795 | 0.010747 | 0.012557 | 0.014484 | 0.016251 | 0.017696 | 0.018677 | 0.019853 | 0.02102 | 0.022083 | 0.023142 | 0.023985
SDG&E | GWh | Commercial | Com - Assembly | Lighting | No | Lighting - Linear Fluorescent Delamping | 0.0045604 | 0.0043775 | 0.0041609 | 0.0033533 | 0 | 0 | 0 | 0 | 0 | 0 | 0 | 0
SDG&E | GWh | Commercial | Com - Assembly | Lighting | No | Lighting - Linear Fluorescent Fixture (Low Wattage T8) | 0.063244 | 0.076981 | 0.089521 | 0.10216 | 0.11341 | 0.12233 | 0.12831 | 0.13462 | 0.14071 | 0.1457 | 0.15016 | 0.15313
SDG&E | GWh | Commercial | Com - Assembly | Lighting | No | Lighting - Plug-In Fixture (Compact Fluorescent) | 0.060482 | 0.058677 | 0.057442 | 0.057078 | 0.05636 | 0 | 0 | 0 | 0 | 0 | 0 | 0
SDG&E | GWh | Commercial | Com - Assembly | Lighting | No | Lighting - Plug-In Fixture (Exterior) | 0.04628 | 0.04606 | 0.046093 | 0.046689 | 0.046774 | 0.046063 | 0.044415 | 0.043948 | 0.043919 | 0.044015 | 0.044477 | 0.044758
SDG&E | GWh | Commercial | Com - Assembly | Lighting | No | Lighting - Plug-In Fixture (Linear Fluorescent) | 0 | 0.11632 | 0.23944 | 0.24833 | 0.25033 | 0 | 0 | 0 | 0 | 0 | 0 | 0
SDG&E | GWh | Commercial | Com - Assembly | Lighting | No | Lighting - Plug-In Fixture (PSMH with Electronic Ballast) | 0 | 0 | 0 | 0.033101 | 0.033029 | 0.050194 | 0.049981 | 0.050034 | 0.050054 | 0.0499 | 0.050568 | 0.051262
SDG&E | GWh | Commercial | Com - Assembly | Lighting | No | Lighting - Plug-In Fixture (PSMH) | 0.069001 | 0.070949 | 0.070427 | 0.06826 | 0.068617 | 0.065903 | 0.062235 | 0.060517 | 0.059596 | 0.058939 | 0.057786 | 0.056068
SDG&E | GWh | Commercial | Com - Assembly | SHW | No | SHW - EF Rated Instantaneous Water Heater (Electric) | 0.0014355 | 0.0017637 | 0.0021134 | 0.0024872 | 0.0028305 | 0.0031116 | 0.0033043 | 0.0035292 | 0.0037515 | 0.0039523 | 0.0041522 | 0.0043125
SDG&E | GWh | Commercial | Com - Assembly | SHW | No | SHW - EF Rated Storage Water Heater (Electric) | 0.0012591 | 0.0015241 | 0 | 0 | 0 | 0 | 0 | 0 | 0 | 0 | 0 | 0
SDG&E | GWh | Commercial | Com - Assembly | Service | No | HVAC - Comprehensive Rooftop Unit Quality Maintenance | 0.1703 | 0.15314 | 0.15756 | 0.15841 | 0.15504 | 0.1477 | 0.13665 | 0.12245 | 0.10619 | 0.088736 | 0.071261 | 0.054539
SDG&E | GWh | Commercial | Com - Assembly | Service | No | Service - HVAC Fault Detection & Diagnositics | 0 | 0.029303 | 0.028725 | 0.028833 | 0.028281 | 0.026779 | 0.024214 | 0.023201 | 0.022776 | 0.022521 | 0.022728 | 0.022731
SDG&E | GWh | Commercial | Com - Assembly | Service | No | Service - Retro-Commissioning (Electric) | 0 | 0 | 0 | 0 | 0 | 0 | 0 | 0 | 0.10872 | 0.097965 | 0.05919 | 0.0252
SDG&E | GWh | Commercial | Com - Assembly | WholeBlg | No | HVAC - Energy Management System | 0.072915 | 0.095767 | 0.083519 | 0.073324 | 0.063322 | 0.053233 | 0.042947 | 0.041642 | 0.041258 | 0.041099 | 0.04172 | 0.041924
SDG&E | GWh | Commercial | Com - Assembly | WholeBlg | No | WholeBlg - Com NC Level 2 | 0.0039247 | 0 | 0 | 0 | 0 | 0 | 0 | 0 | 0 | 0 | 0 | 0
SDG&E | GWh | Commercial | Com - Assembly | WholeBlg | No | WholeBlg - Com NC Level 3 | 0.0034856 | 0 | 0 | 0 | 0 | 0 | 0 | 0 | 0 | 0 | 0 | 0
SDG&E | GWh | Commercial | Com - Assembly | WholeBlg | No | WholeBlg - Com RET Level 1 | 0.058688 | 0.080355 | 0.10348 | 0.12811 | 0.15419 | 0.18178 | 0.21071 | 0.24088 | 0.27205 | 0.30522 | 0.33967 | 0.37568
SDG&E | GWh | Commercial | Com - Assembly | WholeBlg | No | WholeBlg - Com RET Level 2 | 0.094283 | 0.12841 | 0.16496 | 0.20436 | 0.24631 | 0.29096 | 0.33799 | 0.38746 | 0.43877 | 0.49042 | 0.54193 | 0.59243
SDG&E | GWh | Commercial | Com - Education (Community College) | AppPlug | No | AppPlug - Computer Monitor | 0.0025584 | 0.0025445 | 0.0025546 | 0.0026258 | 0.0026344 | 0.0025508 | 0.0023583 | 0.0023099 | 0.0023192 | 0.0023466 | 0.0024261 | 0.0024899
SDG&E | GWh | Commercial | Com - Education (Community College) | AppPlug | No | AppPlug - Desktop Computer (Com - Power Management) | 0.025746 | 0.028358 | 0.029005 | 0.029082 | 0.028158 | 0.026302 | 0.023561 | 0.020986 | 0.018563 | 0.016286 | 0.014427 | 0.012765
SDG&E | GWh | Commercial | Com - Education (Community College) | AppPlug | No | AppPlug - Occupancy Sensor Plug Strip | 0 | 0 | 0 | 0 | 0 | 0 | 0 | 0 | 0 | 0.029699 | 0.026257 | 0.018744
SDG&E | GWh | Commercial | Com - Education (Community College) | AppPlug | No | AppPlug - Vending Machine Controls | 0.04942 | 0.053654 | 0.056408 | 0.058048 | 0.057741 | 0.055329 | 0.050821 | 0.046296 | 0.041516 | 0.036816 | 0.032568 | 0.028574
SDG&E | GWh | Commercial | Com - Education (Community College) | FoodServ | No | FoodServ - Electric Griddle | 0.0027077 | 0.0028973 | 0.0030953 | 0.0033131 | 0.0034843 | 0.0035797 | 0.0035786 | 0.0036202 | 0.0036622 | 0.0036859 | 0.0037145 | 0.0037111
SDG&E | GWh | Commercial | Com - Education (Community College) | FoodServ | No | FoodServ - Electric Steamer | 0.0022089 | 0.0022292 | 0.0022469 | 0.0022746 | 0.0022649 | 0.0022052 | 0.0020905 | 0.0020231 | 0.0019711 | 0.0019214 | 0.0018875 | 0.0018448
SDG&E | GWh | Commercial | Com - Education (Community College) | FoodServ | No | FoodServ - Fryer (Electric) | 0 | 0 | 0 | 0 | 0 | 0 | 0 | 0 | 0 | 0 | 0.00016324 | 0.00016366
SDG&E | GWh | Commercial | Com - Education (Community College) | FoodServ | No | FoodServ - Oven (Electric) | 0.032306 | 0.033637 | 0.034946 | 0.036387 | 0.037214 | 0.03717 | 0.036114 | 0.03564 | 0.035278 | 0.034833 | 0.034551 | 0.034041
SDG&E | GWh | Commercial | Com - Education (Community College) | HVAC | No | HVAC - Chiller (Centrifugal) | 0.026188 | 0.026228 | 0.026306 | 0.026421 | 0.026538 | 0.026663 | 0.026777 | 0.026836 | 0.026894 | 0.026952 | 0.027026 | 0.02713
SDG&E | GWh | Commercial | Com - Education (Community College) | HVAC | No | HVAC - Chiller (Reciprocating) | 0.035752 | 0.035314 | 0.034994 | 0.034973 | 0.03472 | 0.034128 | 0.033137 | 0.032694 | 0.032478 | 0.032334 | 0.032384 | 0.032387
SDG&E | GWh | Commercial | Com - Education (Community College) | HVAC | No | HVAC - Demand Controlled Ventilation | 0.01977 | 0.022056 | 0.021569 | 0.020672 | 0.019182 | 0.017157 | 0.014696 | 0.012669 | 0.010926 | 0.0094481 | 0.0083199 | 0.0073512
SDG&E | GWh | Commercial | Com - Education (Community College) | HVAC | No | HVAC - Direct Evaporative Cooler | 0.32399 | 0.31416 | 0.30713 | 0.30201 | 0.29728 | 0.29234 | 0.28694 | 0.28276 | 0.27907 | 0.27583 | 0.27302 | 0.27021
SDG&E | GWh | Commercial | Com - Education (Community College) | HVAC | No | HVAC - EER Rated Package Rooftop AC (EER 11) | 0 | 0 | 0 | 0 | 0.0093926 | 0.013922 | 0.01429 | 0.014652 | 0.014958 | 0.0152 | 0.015467 | 0.015681
SDG&E | GWh | Commercial | Com - Education (Community College) | HVAC | No | HVAC - SEER Rated Package Rooftop AC (Recharge) | 0 | 0 | 0 | 0 | 0 | 0 | 0 | 0.0048149 | 0.004347 | 0.0020365 | 0 | 0
SDG&E | GWh | Commercial | Com - Education (Community College) | HVAC | No | HVAC - SEER Rated Package Rooftop AC (SEER 14) | 0.08201 | 0.081157 | 0 | 0 | 0 | 0 | 0 | 0 | 0 | 0 | 0 | 0
SDG&E | GWh | Commercial | Com - Education (Community College) | HVAC | No | HVAC - SEER Rated Package Rooftop AC (SEER 15) | 0.085546 | 0.084982 | 0.039326 | 0.039544 | 0.039523 | 0.039121 | 0.038245 | 0.038008 | 0.038038 | 0.038161 | 0.0385 | 0.038788
SDG&E | GWh | Commercial | Com - Education (Community College) | HVAC | No | HVAC - SEER Rated Package Rooftop HP (SEER 14) | 0.0099762 | 0.0098706 | 0 | 0 | 0 | 0 | 0 | 0 | 0 | 0 | 0 | 0
SDG&E | GWh | Commercial | Com - Education (Community College) | HVAC | No | HVAC - SEER Rated Package Rooftop HP (SEER 15) | 0.038409 | 0.038027 | 0.017545 | 0.017608 | 0.017547 | 0.017291 | 0.016797 | 0.016625 | 0.016583 | 0.016585 | 0.016692 | 0.016768
SDG&E | GWh | Commercial | Com - Education (Community College) | HVAC | No | HVAC - SEER Rated Split System AC (SEER 14) | 0.034639 | 0.034296 | 0.033982 | 0 | 0 | 0 | 0 | 0 | 0 | 0 | 0 | 0
SDG&E | GWh | Commercial | Com - Education (Community College) | HVAC | No | HVAC - SEER Rated Split System AC (SEER 15) | 0.016051 | 0.016606 | 0.0079368 | 0.0081961 | 0.0083757 | 0.0084461 | 0.0083846 | 0.0084357 | 0.0085274 | 0.0086218 | 0.0087519 | 0.0088597
SDG&E | GWh | Commercial | Com - Education (Community College) | HVAC | No | HVAC - SEER Rated Split System HP (SEER 14) | 0.04725 | 0.046768 | 0.0062645 | 0.006276 | 0.006244 | 0.006144 | 0.0059628 | 0.0058943 | 0.005871 | 0.0058631 | 0.0058924 | 0.0059106
SDG&E | GWh | Commercial | Com - Education (Community College) | HVAC | No | HVAC - SEER Rated Split System HP (SEER 15) | 0.019874 | 0.019699 | 0.0090959 | 0.0091316 | 0.0091033 | 0.0089746 | 0.0087244 | 0.0086379 | 0.0086173 | 0.0086184 | 0.0086736 | 0.0087118
SDG&E | GWh | Commercial | Com - Education (Community College) | HVAC | No | HVAC - Thermostat | 0 | 0.048291 | 0.047389 | 0.047648 | 0.046842 | 0.044437 | 0.04025 | 0.038636 | 0.037992 | 0.037635 | 0.038045 | 0.038117
SDG&E | GWh | Commercial | Com - Education (Community College) | Lighting | Yes | Lighting - LED Fixture (Replacing T8) - Emerging | 0 | 0 | 0.040301 | 0.078979 | 0.11985 | 0.16257 | 0.20408 | 0.25272 | 0.30308 | 0.35643 | 0.41394 | 0.46981
SDG&E | GWh | Commercial | Com - Education (Community College) | Lighting | Yes | Lighting - LED Lamp (Basic High - Indoor) - Emerging | 0.0017263 | 0.0017265 | 0.002747 | 0.0043004 | 0.0062886 | 0.0010996 | 0.0013965 | 0.0016954 | 0.0019791 | 0.0022402 | 0.0024813 | 0.0026909
SDG&E | GWh | Commercial | Com - Education (Community College) | Lighting | Yes | Lighting - LED Lamp (Basic Low - Indoor) - Emerging | 0.0019358 | 0.0027435 | 0.0032002 | 0.0037412 | 0.0055172 | 0.0013196 | 0.0018227 | 0.00236 | 0.0029129 | 0.0034749 | 0.0040392 | 0.0045705
SDG&E | GWh | Commercial | Com - Education (Community College) | Lighting | Yes | Lighting - LED Plug-In Indoor Fixture - Emerging | 0.0039707 | 0.0048915 | 0.0060131 | 0.0073311 | 0.0087713 | 0.00057845 | 0.0006464 | 0.00072618 | 0.00092616 | 0.0011607 | 0.0014136 | 0.0016703
SDG&E | GWh | Commercial | Com - Education (Community College) | Lighting | No | Lighting - Cold Cathode Lamp | 0.0021042 | 0.002171 | 0.0022179 | 0.0022701 | 0.0022786 | 0 | 0 | 0 | 0 | 0 | 0 | 0
SDG&E | GWh | Commercial | Com - Education (Community College) | Lighting | No | Lighting - Compact Fluorescent Fixture (Indoor) | 0.51961 | 0.51672 | 0.51667 | 0.51985 | 0.51879 | 0 | 0 | 0 | 0 | 0 | 0 | 0
SDG&E | GWh | Commercial | Com - Education (Community College) | Lighting | No | Lighting - Compact Fluorescent Lamp (Basic High - Indoor) | 0.014055 | 0.013466 | 0.013246 | 0.0132 | 0.013131 | 0 | 0 | 0 | 0 | 0 | 0 | 0
SDG&E | GWh | Commercial | Com - Education (Community College) | Lighting | No | Lighting - Compact Fluorescent Lamp (Basic Low - Indoor) | 0.033607 | 0.031268 | 0.030405 | 0.030645 | 0.02935 | 0 | 0 | 0 | 0 | 0 | 0 | 0
SDG&E | GWh | Commercial | Com - Education (Community College) | Lighting | No | Lighting - Exit Fixture (LED) | 0.12089 | 0.1102 | 0.089847 | 0.064061 | 0.039594 | 0.020388 | 0.0070111 | 0 | 0 | 0 | 0 | 0
SDG&E | GWh | Commercial | Com - Education (Community College) | Lighting | No | Lighting - Halogen Lamp (A-Line) | 0.0068519 | 0.0089615 | 0.010875 | 0.012965 | 0.015094 | 0 | 0 | 0 | 0 | 0 | 0 | 0
SDG&E | GWh | Commercial | Com - Education (Community College) | Lighting | No | Lighting - Halogen Lamp (Reflector) | 0.0025193 | 0.0032553 | 0.0038757 | 0.0045243 | 0.0051706 | 0.0057858 | 0.0062218 | 0.0066632 | 0.0070077 | 0.0073469 | 0.0077278 | 0.0079867
SDG&E | GWh | Commercial | Com - Education (Community College) | Lighting | No | Lighting - High Bay HID to T5 | 0 | 0 | 0 | 0 | 0 | 0 | 0.010451 | 0.0082306 | 0.0066118 | 0.0056396 | 0.0057483 | 0.0057893
SDG&E | GWh | Commercial | Com - Education (Community College) | Lighting | No | Lighting - Induction Fixture (Indoor) | 0.016746 | 0.020849 | 0.025019 | 0.029405 | 0.033435 | 0.03673 | 0.038943 | 0.041458 | 0.043839 | 0.045856 | 0.047747 | 0.04905
SDG&E | GWh | Commercial | Com - Education (Community College) | Lighting | No | Lighting - Induction Fixture (Outdoor) | 0.0055647 | 0.00666 | 0.0077817 | 0.0089757 | 0.010071 | 0.010966 | 0.011575 | 0.012303 | 0.013026 | 0.013685 | 0.014341 | 0.014864
SDG&E | GWh | Commercial | Com - Education (Community College) | Lighting | No | Lighting - Light Sensor | 0 | 0 | 0 | 0 | 0.0051711 | 0.0051249 | 0.0047879 | 0.0046915 | 0.0046765 | 0.0046755 | 0.0047574 | 0.0047891
SDG&E | GWh | Commercial | Com - Education (Community College) | Lighting | No | Lighting - Linear Fluorescent Delamping | 0.0010774 | 0.0010343 | 0.00098285 | 0.000792 | 0 | 0 | 0 | 0 | 0 | 0 | 0 | 0
SDG&E | GWh | Commercial | Com - Education (Community College) | Lighting | No | Lighting - Linear Fluorescent Fixture (Low Wattage T8) | 0.036543 | 0.046707 | 0.056084 | 0.064668 | 0.072094 | 0.077995 | 0.082071 | 0.086367 | 0.090711 | 0.094485 | 0.098049 | 0.10078
SDG&E | GWh | Commercial | Com - Education (Community College) | Lighting | No | Lighting - Plug-In Fixture (Compact Fluorescent) | 0.054878 | 0.052847 | 0.051346 | 0.050679 | 0.049749 | 0 | 0 | 0 | 0 | 0 | 0 | 0
SDG&E | GWh | Commercial | Com - Education (Community College) | Lighting | No | Lighting - Plug-In Fixture (Exterior) | 0.02868 | 0.028544 | 0.028564 | 0.028933 | 0.028986 | 0.028545 | 0.027524 | 0.027235 | 0.027217 | 0.027276 | 0.027563 | 0.027737
SDG&E | GWh | Commercial | Com - Education (Community College) | Lighting | No | Lighting - Plug-In Fixture (Induction) | 0 | 0 | 0 | 0 | 0 | 0 | 0 | 0 | 0 | 0 | 0.012006 | 0.014416
SDG&E | GWh | Commercial | Com - Education (Community College) | Lighting | No | Lighting - Plug-In Fixture (Linear Fluorescent) | 0 | 0 | 0 | 0 | 0.097539 | 0 | 0 | 0 | 0 | 0 | 0 | 0
SDG&E | GWh | Commercial | Com - Education (Community College) | Lighting | No | Lighting - Plug-In Fixture (PSMH with Electronic Ballast) | 0 | 0.012154 | 0.032427 | 0.033292 | 0.033293 | 0.032646 | 0.031359 | 0.030747 | 0.030394 | 0.030093 | 0.029829 | 0.028599
SDG&E | GWh | Commercial | Com - Education (Community College) | Lighting | No | Lighting - Plug-In Fixture (PSMH) | 0.040286 | 0.039786 | 0.036786 | 0.036724 | 0.036478 | 0.035692 | 0.034306 | 0.033694 | 0.033364 | 0.033088 | 0.029622 | 0.028096
SDG&E | GWh | Commercial | Com - Education (Community College) | SHW | No | SHW - EF Rated Instantaneous Water Heater (Electric) | 0.00036853 | 0.00045339 | 0.00054298 | 0.00063845 | 0.00072597 | 0.0007975 | 0.00084638 | 0.00090375 | 0.00096052 | 0.0010118 | 0.0010629 | 0.0011039
SDG&E | GWh | Commercial | Com - Education (Community College) | SHW | No | SHW - EF Rated Storage Water Heater (Electric) | 0.00028228 | 0.00034122 | 0 | 0 | 0 | 0 | 0 | 0 | 0 | 0 | 0 | 0
SDG&E | GWh | Commercial | Com - Education (Community College) | Service | No | HVAC - Comprehensive Rooftop Unit Quality Maintenance | 0.10554 | 0.094902 | 0.097643 | 0.098168 | 0.096082 | 0.091531 | 0.084684 | 0.075886 | 0.065804 | 0.05499 | 0.044161 | 0.033798
SDG&E | GWh | Commercial | Com - Education (Community College) | Service | No | Service - HVAC Fault Detection & Diagnositics | 0 | 0.018159 | 0.017801 | 0.017868 | 0.017526 | 0.016595 | 0.015006 | 0.014378 | 0.014114 | 0.013957 | 0.014085 | 0.014086
SDG&E | GWh | Commercial | Com - Education (Community College) | Service | No | Service - Retro-Commissioning (Electric) | 0 | 0 | 0 | 0 | 0 | 0 | 0 | 0 | 0.067373 | 0.06071 | 0.03668 | 0.015617
SDG&E | GWh | Commercial | Com - Education (Community College) | WholeBlg | No | HVAC - Energy Management System | 0.045186 | 0.059348 | 0.051758 | 0.04544 | 0.039241 | 0.032989 | 0.026614 | 0.025806 | 0.025568 | 0.02547 | 0.025854 | 0.02598
SDG&E | GWh | Commercial | Com - Education (Community College) | WholeBlg | No | WholeBlg - Com NC Level 2 | 0.0024321 | 0 | 0 | 0 | 0 | 0 | 0 | 0 | 0 | 0 | 0 | 0
SDG&E | GWh | Commercial | Com - Education (Community College) | WholeBlg | No | WholeBlg - Com NC Level 3 | 0.00216 | 0 | 0 | 0 | 0 | 0 | 0 | 0 | 0 | 0 | 0 | 0
SDG&E | GWh | Commercial | Com - Education (Community College) | WholeBlg | No | WholeBlg - Com RET Level 1 | 0.025452 | 0.034778 | 0.044724 | 0.055334 | 0.066578 | 0.078478 | 0.090961 | 0.104 | 0.11747 | 0.1313 | 0.14531 | 0.15962
SDG&E | GWh | Commercial | Com - Education (Community College) | WholeBlg | No | WholeBlg - Com RET Level 2 | 0.050522 | 0.068827 | 0.088498 | 0.10976 | 0.13244 | 0.15667 | 0.18225 | 0.20924 | 0.23728 | 0.26633 | 0.29592 | 0.32564
SDG&E | GWh | Commercial | Com - Education (Primary School) | AppPlug | No | AppPlug - Desktop Computer (Com - Power Management) | 0.048675 | 0.052922 | 0.054899 | 0.055615 | 0.054249 | 0.050864 | 0.045581 | 0.040391 | 0.035387 | 0.030668 | 0.026787 | 0.023375
SDG&E | GWh | Commercial | Com - Education (Primary School) | AppPlug | No | AppPlug - Occupancy Sensor Plug Strip | 0 | 0 | 0 | 0 | 0 | 0 | 0 | 0 | 0 | 0.043389 | 0.03836 | 0.027383
SDG&E | GWh | Commercial | Com - Education (Primary School) | AppPlug | No | AppPlug - Vending Machine Controls | 0.049577 | 0.053825 | 0.056587 | 0.058232 | 0.057924 | 0.055505 | 0.050982 | 0.046442 | 0.041648 | 0.036932 | 0.032672 | 0.028665
SDG&E | GWh | Commercial | Com - Education (Primary School) | BldgEnv | No | BldgEnv - Window Film | 0 | 0 | 0 | 0 | 0.0069323 | 0.014033 | 0.018082 | 0.019246 | 0.018512 | 0.017155 | 0.015671 | 0.014329
SDG&E | GWh | Commercial | Com - Education (Primary School) | FoodServ | No | FoodServ - Electric Griddle | 0.045492 | 0.048677 | 0.052003 | 0.055663 | 0.058539 | 0.060141 | 0.060122 | 0.060822 | 0.061528 | 0.061926 | 0.062406 | 0.062349
SDG&E | GWh | Commercial | Com - Education (Primary School) | FoodServ | No | FoodServ - Electric Steamer | 0.006992 | 0.0070562 | 0.0071121 | 0.0071998 | 0.007169 | 0.0069803 | 0.0066172 | 0.0064038 | 0.0062393 | 0.0060818 | 0.0059747 | 0.0058393
SDG&E | GWh | Commercial | Com - Education (Primary School) | FoodServ | No | FoodServ - Fryer (Electric) | 0 | 0 | 0 | 0 | 0 | 0 | 0 | 0 | 0 | 0 | 0.00066774 | 0.00066945
SDG&E | GWh | Commercial | Com - Education (Primary School) | FoodServ | No | FoodServ - Oven (Electric) | 0.010764 | 0.011208 | 0.011644 | 0.012124 | 0.012399 | 0.012385 | 0.012033 | 0.011875 | 0.011755 | 0.011606 | 0.011512 | 0.011342
SDG&E | GWh | Commercial | Com - Education (Primary School) | HVAC | No | HVAC - Demand Controlled Ventilation | 0.025618 | 0.028662 | 0.028101 | 0.027013 | 0.025144 | 0.022566 | 0.019406 | 0.016806 | 0.014553 | 0.01264 | 0.011166 | 0.0098912
SDG&E | GWh | Commercial | Com - Education (Primary School) | HVAC | No | HVAC - Direct Evaporative Cooler | 0.34208 | 0.33494 | 0.3324 | 0.33255 | 0.33295 | 0.3327 | 0.33142 | 0.33131 | 0.33127 | 0.33152 | 0.33591 | 0.34146
SDG&E | GWh | Commercial | Com - Education (Primary School) | HVAC | No | HVAC - SEER Rated Package Rooftop AC (SEER 14) | 0.09353 | 0.09263 | 0 | 0 | 0 | 0 | 0 | 0 | 0 | 0 | 0 | 0
SDG&E | GWh | Commercial | Com - Education (Primary School) | HVAC | No | HVAC - SEER Rated Package Rooftop AC (SEER 15) | 0.092603 | 0.092037 | 0.042594 | 0.042818 | 0.042786 | 0.042347 | 0.041406 | 0.04114 | 0.041153 | 0.041263 | 0.041602 | 0.041886
SDG&E | GWh | Commercial | Com - Education (Primary School) | HVAC | No | HVAC - SEER Rated Package Rooftop HP (SEER 14) | 0.012259 | 0.012135 | 0 | 0 | 0 | 0 | 0 | 0 | 0 | 0 | 0 | 0
SDG&E | GWh | Commercial | Com - Education (Primary School) | HVAC | No | HVAC - SEER Rated Package Rooftop HP (SEER 15) | 0.046281 | 0.045878 | 0.021193 | 0.021293 | 0.021248 | 0.020975 | 0.02042 | 0.020243 | 0.020221 | 0.020251 | 0.020407 | 0.020525
SDG&E | GWh | Commercial | Com - Education (Primary School) | HVAC | No | HVAC - SEER Rated Split System AC (SEER 14) | 0.042091 | 0.041573 | 0.041001 | 0 | 0 | 0 | 0 | 0 | 0 | 0 | 0 | 0
SDG&E | GWh | Commercial | Com - Education (Primary School) | HVAC | No | HVAC - SEER Rated Split System AC (SEER 15) | 0.018127 | 0.018709 | 0.0088965 | 0.0091248 | 0.0092606 | 0.0092773 | 0.0091567 | 0.0091479 | 0.0091779 | 0.0092039 | 0.0093187 | 0.009428
SDG&E | GWh | Commercial | Com - Education (Primary School) | HVAC | No | HVAC - SEER Rated Split System HP (SEER 14) | 0.048738 | 0.048241 | 0.006461 | 0.0064737 | 0.00644 | 0.0063337 | 0.0061413 | 0.0060689 | 0.0060447 | 0.0060366 | 0.006068 | 0.0060876
SDG&E | GWh | Commercial | Com - Education (Primary School) | HVAC | No | HVAC - SEER Rated Split System HP (SEER 15) | 0.020241 | 0.020071 | 0.0092706 | 0.0093148 | 0.0092887 | 0.0091532 | 0.0088858 | 0.0087964 | 0.0087786 | 0.008784 | 0.0088478 | 0.008893
SDG&E | GWh | Commercial | Com - Education (Primary School) | HVAC | No | HVAC - Thermostat | 0 | 0.10019 | 0.098285 | 0.098831 | 0.097226 | 0.092234 | 0.083526 | 0.080168 | 0.078811 | 0.078054 | 0.07889 | 0.079032
SDG&E | GWh | Commercial | Com - Education (Primary School) | Lighting | Yes | Lighting - LED Fixture (Replacing T8) - Emerging | 0 | 0 | 0.056306 | 0.11175 | 0.16931 | 0.22844 | 0.28471 | 0.34986 | 0.4155 | 0.48388 | 0.55648 | 0.62575
SDG&E | GWh | Commercial | Com - Education (Primary School) | Lighting | Yes | Lighting - LED Lamp (Basic High - Indoor) - Emerging | 0.0022429 | 0.0022392 | 0.0035622 | 0.005646 | 0.0083471 | 0.0014724 | 0.0018818 | 0.0022936 | 0.0026833 | 0.0030418 | 0.0033723 | 0.0036595
SDG&E | GWh | Commercial | Com - Education (Primary School) | Lighting | Yes | Lighting - LED Lamp (Basic Low - Indoor) - Emerging | 0.0025507 | 0.003658 | 0.0042618 | 0.0049838 | 0.0073605 | 0.001769 | 0.0024536 | 0.003186 | 0.0039398 | 0.004707 | 0.0054787 | 0.0062063
SDG&E | GWh | Commercial | Com - Education (Primary School) | Lighting | Yes | Lighting - LED Plug-In Indoor Fixture - Emerging | 0.0057668 | 0.0070988 | 0.0087212 | 0.010626 | 0.01271 | 0.00083835 | 0.00093741 | 0.0010531 | 0.0013463 | 0.0016901 | 0.0020603 | 0.002436
SDG&E | GWh | Commercial | Com - Education (Primary School) | Lighting | No | Lighting - Cold Cathode Lamp | 0.0033075 | 0.0034081 | 0.0034767 | 0.0035526 | 0.0035609 | 0 | 0 | 0 | 0 | 0 | 0 | 0
SDG&E | GWh | Commercial | Com - Education (Primary School) | Lighting | No | Lighting - Compact Fluorescent Fixture (Indoor) | 0.70259 | 0.69795 | 0.69732 | 0.70117 | 0.69964 | 0 | 0 | 0 | 0 | 0 | 0 | 0
SDG&E | GWh | Commercial | Com - Education (Primary School) | Lighting | No | Lighting - Compact Fluorescent Lamp (Basic High - Indoor) | 0.018788 | 0.017928 | 0.017674 | 0.017589 | 0.01749 | 0 | 0 | 0 | 0 | 0 | 0 | 0
SDG&E | GWh | Commercial | Com - Education (Primary School) | Lighting | No | Lighting - Compact Fluorescent Lamp (Basic Low - Indoor) | 0.045131 | 0.042006 | 0.040895 | 0.041269 | 0.039576 | 0 | 0 | 0 | 0 | 0 | 0 | 0
SDG&E | GWh | Commercial | Com - Education (Primary School) | Lighting | No | Lighting - Exit Fixture (LED) | 0.17486 | 0.15941 | 0.12997 | 0.092677 | 0.057293 | 0.029519 | 0.01017 | 0 | 0 | 0 | 0 | 0
SDG&E | GWh | Commercial | Com - Education (Primary School) | Lighting | No | Lighting - Halogen Lamp (A-Line) | 0.01001 | 0.013094 | 0.015891 | 0.018948 | 0.022061 | 0 | 0 | 0 | 0 | 0 | 0 | 0
SDG&E | GWh | Commercial | Com - Education (Primary School) | Lighting | No | Lighting - Halogen Lamp (Reflector) | 0.0036793 | 0.0047554 | 0.0056629 | 0.0066116 | 0.0075574 | 0.0084643 | 0.0091008 | 0.0097503 | 0.010254 | 0.010757 | 0.01131 | 0.011691
SDG&E | GWh | Commercial | Com - Education (Primary School) | Lighting | No | Lighting - High Bay HID to T5 | 0 | 0 | 0 | 0 | 0 | 0 | 0 | 0 | 0 | 0 | 0 | 0.0070988
SDG&E | GWh | Commercial | Com - Education (Primary School) | Lighting | No | Lighting - Induction Fixture (Indoor) | 0.025924 | 0.032339 | 0.038856 | 0.04571 | 0.052008 | 0.057157 | 0.060611 | 0.064528 | 0.068224 | 0.071342 | 0.074251 | 0.076234
SDG&E | GWh | Commercial | Com - Education (Primary School) | Lighting | No | Lighting - Induction Fixture (Outdoor) | 0.0081296 | 0.0097298 | 0.011368 | 0.013113 | 0.014713 | 0.016021 | 0.01691 | 0.017974 | 0.019031 | 0.019993 | 0.020952 | 0.021715
SDG&E | GWh | Commercial | Com - Education (Primary School) | Lighting | No | Lighting - Light Sensor | 0 | 0 | 0 | 0 | 0 | 0 | 0 | 0 | 0 | 0 | 0 | 0.0037559
SDG&E | GWh | Commercial | Com - Education (Primary School) | Lighting | No | Lighting - Linear Fluorescent Delamping | 0.0014005 | 0.0013445 | 0.0012769 | 0.0010286 | 0 | 0 | 0 | 0 | 0 | 0 | 0 | 0
SDG&E | GWh | Commercial | Com - Education (Primary School) | Lighting | No | Lighting - Linear Fluorescent Fixture (Low Wattage T8) | 0.046057 | 0.058943 | 0.071808 | 0.083576 | 0.093776 | 0.10196 | 0.10769 | 0.11359 | 0.11944 | 0.12446 | 0.12914 | 0.13267
SDG&E | GWh | Commercial | Com - Education (Primary School) | Lighting | No | Lighting - Plug-In Fixture (Compact Fluorescent) | 0.079626 | 0.076686 | 0.074518 | 0.073555 | 0.072231 | 0 | 0 | 0 | 0 | 0 | 0 | 0
SDG&E | GWh | Commercial | Com - Education (Primary School) | Lighting | No | Lighting - Plug-In Fixture (Exterior) | 0.041899 | 0.0417 | 0.04173 | 0.04227 | 0.042347 | 0.041703 | 0.040211 | 0.039788 | 0.039762 | 0.039849 | 0.040267 | 0.040522
SDG&E | GWh | Commercial | Com - Education (Primary School) | Lighting | No | Lighting - Plug-In Fixture (Induction) | 0 | 0 | 0 | 0 | 0 | 0 | 0 | 0 | 0 | 0 | 0.010543 | 0.018527
SDG&E | GWh | Commercial | Com - Education (Primary School) | Lighting | No | Lighting - Plug-In Fixture (Linear Fluorescent) | 0 | 0 | 0 | 0.071092 | 0.13898 | 0 | 0 | 0 | 0 | 0 | 0 | 0
SDG&E | GWh | Commercial | Com - Education (Primary School) | Lighting | No | Lighting - Plug-In Fixture (PSMH with Electronic Ballast) | 0 | 0.028431 | 0.043741 | 0.04544 | 0.046081 | 0.045603 | 0.044074 | 0.043358 | 0.042944 | 0.042569 | 0.044085 | 0.042025
SDG&E | GWh | Commercial | Com - Education (Primary School) | Lighting | No | Lighting - Plug-In Fixture (PSMH) | 0.056996 | 0.056788 | 0.054848 | 0.054162 | 0.053171 | 0.05165 | 0.04945 | 0.048463 | 0.047937 | 0.047522 | 0.043724 | 0.041277
SDG&E | GWh | Commercial | Com - Education (Primary School) | SHW | No | SHW - EF Rated Instantaneous Water Heater (Electric) | 0.00059238 | 0.00072907 | 0.00087404 | 0.0010288 | 0.0011708 | 0.001287 | 0.0013666 | 0.0014598 | 0.0015518 | 0.0016349 | 0.0017177 | 0.0017838
SDG&E | GWh | Commercial | Com - Education (Primary School) | SHW | No | SHW - EF Rated Storage Water Heater (Electric) | 0.00045509 | 0.00054997 | 0 | 0 | 0 | 0 | 0 | 0 | 0 | 0 | 0 | 0
SDG&E | GWh | Commercial | Com - Education (Primary School) | Service | No | HVAC - Comprehensive Rooftop Unit Quality Maintenance | 0.15418 | 0.13865 | 0.14265 | 0.14342 | 0.14037 | 0.13372 | 0.12372 | 0.11086 | 0.096135 | 0.080337 | 0.064516 | 0.049376
SDG&E | GWh | Commercial | Com - Education (Primary School) | Service | No | Service - HVAC Fault Detection & Diagnositics | 0 | 0.026529 | 0.026006 | 0.026104 | 0.025604 | 0.024245 | 0.021922 | 0.021005 | 0.02062 | 0.02039 | 0.020576 | 0.020579
SDG&E | GWh | Commercial | Com - Education (Primary School) | Service | No | Service - Retro-Commissioning (Electric) | 0 | 0 | 0 | 0 | 0 | 0 | 0 | 0 | 0.098428 | 0.088693 | 0.053588 | 0.022815
SDG&E | GWh | Commercial | Com - Education (Primary School) | WholeBlg | No | HVAC - Energy Management System | 0.066013 | 0.086703 | 0.075614 | 0.066384 | 0.057329 | 0.048195 | 0.038882 | 0.0377 | 0.037353 | 0.037209 | 0.037771 | 0.037955
SDG&E | GWh | Commercial | Com - Education (Primary School) | WholeBlg | No | WholeBlg - Com NC Level 2 | 0.0035532 | 0 | 0 | 0 | 0 | 0 | 0 | 0 | 0 | 0 | 0 | 0
SDG&E | GWh | Commercial | Com - Education (Primary School) | WholeBlg | No | WholeBlg - Com NC Level 3 | 0.0031557 | 0 | 0 | 0 | 0 | 0 | 0 | 0 | 0 | 0 | 0 | 0
SDG&E | GWh | Commercial | Com - Education (Primary School) | WholeBlg | No | WholeBlg - Com RET Level 1 | 0.04406 | 0.056606 | 0.069065 | 0.082591 | 0.097452 | 0.11366 | 0.13103 | 0.14942 | 0.16857 | 0.18832 | 0.20835 | 0.22848
SDG&E | GWh | Commercial | Com - Education (Primary School) | WholeBlg | No | WholeBlg - Com RET Level 2 | 0 | 0.063045 | 0.092934 | 0.12484 | 0.15747 | 0.191 | 0.22538 | 0.26094 | 0.29741 | 0.33496 | 0.37303 | 0.41165
SDG&E | GWh | Commercial | Com - Education (Relocatable Classroom) | AppPlug | No | AppPlug - Desktop Computer (Com - Power Management) | 0.037613 | 0.041429 | 0.042375 | 0.042486 | 0.041137 | 0.038426 | 0.034421 | 0.03066 | 0.027119 | 0.023793 | 0.021077 | 0.018648
SDG&E | GWh | Commercial | Com - Education (Relocatable Classroom) | AppPlug | No | AppPlug - Occupancy Sensor Plug Strip | 0 | 0 | 0 | 0 | 0 | 0 | 0 | 0 | 0 | 0.043389 | 0.03836 | 0.027383
SDG&E | GWh | Commercial | Com - Education (Relocatable Classroom) | AppPlug | No | AppPlug - Vending Machine Controls | 0.049577 | 0.053825 | 0.056587 | 0.058232 | 0.057924 | 0.055505 | 0.050982 | 0.046442 | 0.041648 | 0.036932 | 0.032672 | 0.028665
SDG&E | GWh | Commercial | Com - Education (Relocatable Classroom) | FoodServ | No | FoodServ - Electric Griddle | 0.045492 | 0.048677 | 0.052003 | 0.055663 | 0.058539 | 0.060141 | 0.060122 | 0.060822 | 0.061528 | 0.061926 | 0.062406 | 0.062349
SDG&E | GWh | Commercial | Com - Education (Relocatable Classroom) | FoodServ | No | FoodServ - Electric Steamer | 0.006992 | 0.0070562 | 0.0071121 | 0.0071998 | 0.007169 | 0.0069803 | 0.0066172 | 0.0064038 | 0.0062393 | 0.0060818 | 0.0059747 | 0.0058393
SDG&E | GWh | Commercial | Com - Education (Relocatable Classroom) | FoodServ | No | FoodServ - Fryer (Electric) | 0 | 0 | 0 | 0 | 0 | 0 | 0 | 0 | 0 | 0 | 0.00066774 | 0.00066945
SDG&E | GWh | Commercial | Com - Education (Relocatable Classroom) | FoodServ | No | FoodServ - Oven (Electric) | 0.010764 | 0.011208 | 0.011644 | 0.012124 | 0.012399 | 0.012385 | 0.012033 | 0.011875 | 0.011755 | 0.011606 | 0.011512 | 0.011342
SDG&E | GWh | Commercial | Com - Education (Relocatable Classroom) | HVAC | No | HVAC - Demand Controlled Ventilation | 0.021542 | 0.024136 | 0.023694 | 0.02281 | 0.021264 | 0.019116 | 0.016471 | 0.014295 | 0.012404 | 0.010797 | 0.0095522 | 0.0084717
SDG&E | GWh | Commercial | Com - Education (Relocatable Classroom) | HVAC | No | HVAC - SEER Rated Package Rooftop AC (SEER 14) | 0.20515 | 0.20313 | 0 | 0 | 0 | 0 | 0 | 0 | 0 | 0 | 0 | 0
SDG&E | GWh | Commercial | Com - Education (Relocatable Classroom) | HVAC | No | HVAC - SEER Rated Package Rooftop AC (SEER 15) | 0.12635 | 0.12576 | 0.058272 | 0.058604 | 0.058635 | 0.058178 | 0.057112 | 0.05686 | 0.056953 | 0.057171 | 0.05767 | 0.058113
SDG&E | GWh | Commercial | Com - Education (Relocatable Classroom) | HVAC | No | HVAC - SEER Rated Package Rooftop HP (SEER 14) | 0.01878 | 0.018597 | 0 | 0 | 0 | 0 | 0 | 0 | 0 | 0 | 0 | 0
SDG&E | GWh | Commercial | Com - Education (Relocatable Classroom) | HVAC | No | HVAC - SEER Rated Package Rooftop HP (SEER 15) | 0.087437 | 0.086572 | 0.039938 | 0.040084 | 0.039942 | 0.039348 | 0.0382 | 0.037799 | 0.037703 | 0.037705 | 0.037954 | 0.038126
SDG&E | GWh | Commercial | Com - Education (Relocatable Classroom) | HVAC | No | HVAC - SEER Rated Split System AC (SEER 14) | 0.1418 | 0.13922 | 0.13736 | 0 | 0 | 0 | 0 | 0 | 0 | 0 | 0 | 0
SDG&E | GWh | Commercial | Com - Education (Relocatable Classroom) | HVAC | No | HVAC - SEER Rated Split System AC (SEER 15) | 0.039483 | 0.040874 | 0.019616 | 0.020355 | 0.020941 | 0.021292 | 0.021349 | 0.021648 | 0.022032 | 0.022427 | 0.022902 | 0.023327
SDG&E | GWh | Commercial | Com - Education (Relocatable Classroom) | HVAC | No | HVAC - SEER Rated Split System HP (SEER 14) | 0.075829 | 0.075128 | 0.010068 | 0.010086 | 0.01004 | 0.0098921 | 0.009623 | 0.0095213 | 0.0094871 | 0.0094762 | 0.0095212 | 0.0095502
SDG&E | GWh | Commercial | Com - Education (Relocatable Classroom) | HVAC | No | HVAC - SEER Rated Split System HP (SEER 15) | 0.030146 | 0.029904 | 0.013813 | 0.013868 | 0.013829 | 0.013641 | 0.013274 | 0.013147 | 0.013118 | 0.01312 | 0.013203 | 0.01326
SDG&E | GWh | Commercial | Com - Education (Relocatable Classroom) | HVAC | No | HVAC - Thermostat | 0 | 0.06691 | 0.065647 | 0.065984 | 0.064842 | 0.061493 | 0.055681 | 0.053432 | 0.052526 | 0.052016 | 0.052568 | 0.052651
SDG&E | GWh | Commercial | Com - Education (Relocatable Classroom) | Lighting | Yes | Lighting - LED Fixture (Replacing T8) - Emerging | 0 | 0.01479 | 0.069414 | 0.12396 | 0.18199 | 0.2435 | 0.30388 | 0.37547 | 0.45007 | 0.52934 | 0.615 | 0.69831
SDG&E | GWh | Commercial | Com - Education (Relocatable Classroom) | Lighting | Yes | Lighting - LED Lamp (Basic High - Indoor) - Emerging | 0.0027425 | 0.0027517 | 0.0043742 | 0.0067861 | 0.0098454 | 0.0017105 | 0.0021623 | 0.0026177 | 0.0030509 | 0.0034498 | 0.0038189 | 0.0041398
SDG&E | GWh | Commercial | Com - Education (Relocatable Classroom) | Lighting | Yes | Lighting - LED Lamp (Basic Low - Indoor) - Emerging | 0.0030475 | 0.0042887 | 0.0050126 | 0.0058649 | 0.0086336 | 0.0020548 | 0.0028273 | 0.0036517 | 0.0045001 | 0.0053621 | 0.0062268 | 0.0070403
SDG&E | GWh | Commercial | Com - Education (Relocatable Classroom) | Lighting | Yes | Lighting - LED Plug-In Indoor Fixture - Emerging | 0.0057404 | 0.0070769 | 0.0087074 | 0.010628 | 0.012724 | 0.00083928 | 0.00093749 | 0.0010534 | 0.0013389 | 0.0016748 | 0.002038 | 0.0024067
SDG&E | GWh | Commercial | Com - Education (Relocatable Classroom) | Lighting | No | Lighting - Cold Cathode Lamp | 0.0037365 | 0.0038602 | 0.0039454 | 0.0040344 | 0.0040464 | 0 | 0 | 0 | 0 | 0 | 0 | 0
SDG&E | GWh | Commercial | Com - Education (Relocatable Classroom) | Lighting | No | Lighting - Compact Fluorescent Fixture (Indoor) | 0.80351 | 0.80038 | 0.80135 | 0.80719 | 0.80597 | 0 | 0 | 0 | 0 | 0 | 0 | 0
SDG&E | GWh | Commercial | Com - Education (Relocatable Classroom) | Lighting | No | Lighting - Compact Fluorescent Lamp (Basic High - Indoor) | 0.022127 | 0.021273 | 0.020888 | 0.02083 | 0.020716 | 0 | 0 | 0 | 0 | 0 | 0 | 0
SDG&E | GWh | Commercial | Com - Education (Relocatable Classroom) | Lighting | No | Lighting - Compact Fluorescent Lamp (Basic Low - Indoor) | 0.052378 | 0.04873 | 0.047341 | 0.047666 | 0.045608 | 0 | 0 | 0 | 0 | 0 | 0 | 0
SDG&E | GWh | Commercial | Com - Education (Relocatable Classroom) | Lighting | No | Lighting - Exit Fixture (LED) | 0.15153 | 0.13828 | 0.11279 | 0.080494 | 0.04993 | 0.025953 | 0.0091979 | 0 | 0 | 0 | 0 | 0
SDG&E | GWh | Commercial | Com - Education (Relocatable Classroom) | Lighting | No | Lighting - Halogen Lamp (A-Line) | 0.010011 | 0.013095 | 0.015893 | 0.01895 | 0.022064 | 0 | 0 | 0 | 0 | 0 | 0 | 0
SDG&E | GWh | Commercial | Com - Education (Relocatable Classroom) | Lighting | No | Lighting - Halogen Lamp (Reflector) | 0.0036788 | 0.0047553 | 0.0056632 | 0.0066125 | 0.0075589 | 0.0084693 | 0.0091055 | 0.0097569 | 0.010261 | 0.010767 | 0.011319 | 0.011701
SDG&E | GWh | Commercial | Com - Education (Relocatable Classroom) | Lighting | No | Lighting - High Bay HID to T5 | 0 | 0 | 0 | 0 | 0 | 0.0092453 | 0.015699 | 0.01243 | 0.010052 | 0.008633 | 0.0087993 | 0.008862
SDG&E | GWh | Commercial | Com - Education (Relocatable Classroom) | Lighting | No | Lighting - Induction Fixture (Indoor) | 0.025815 | 0.031796 | 0.037854 | 0.044219 | 0.050044 | 0.054787 | 0.057963 | 0.061623 | 0.065132 | 0.068159 | 0.071052 | 0.073141
SDG&E | GWh | Commercial | Com - Education (Relocatable Classroom) | Lighting | No | Lighting - Induction Fixture (Outdoor) | 0.0081296 | 0.0097298 | 0.011368 | 0.013113 | 0.014713 | 0.016021 | 0.01691 | 0.017974 | 0.019031 | 0.019993 | 0.020952 | 0.021715
SDG&E | GWh | Commercial | Com - Education (Relocatable Classroom) | Lighting | No | Lighting - Linear Fluorescent Delamping | 0.0015228 | 0.0014618 | 0.0013889 | 0.0011191 | 0 | 0 | 0 | 0 | 0 | 0 | 0 | 0
SDG&E | GWh | Commercial | Com - Education (Relocatable Classroom) | Lighting | No | Lighting - Linear Fluorescent Fixture (Low Wattage T8) | 0.054485 | 0.068423 | 0.081948 | 0.094683 | 0.1058 | 0.11463 | 0.12068 | 0.12704 | 0.13346 | 0.13903 | 0.14429 | 0.14831
SDG&E | GWh | Commercial | Com - Education (Relocatable Classroom) | Lighting | No | Lighting - Plug-In Fixture (Compact Fluorescent) | 0.079712 | 0.076764 | 0.074581 | 0.073615 | 0.072238 | 0 | 0 | 0 | 0 | 0 | 0 | 0
SDG&E | GWh | Commercial | Com - Education (Relocatable Classroom) | Lighting | No | Lighting - Plug-In Fixture (Exterior) | 0.041899 | 0.0417 | 0.04173 | 0.04227 | 0.042347 | 0.041703 | 0.040211 | 0.039788 | 0.039762 | 0.039849 | 0.040267 | 0.040522
SDG&E | GWh | Commercial | Com - Education (Relocatable Classroom) | Lighting | No | Lighting - Plug-In Fixture (Induction) | 0 | 0 | 0 | 0 | 0 | 0 | 0 | 0 | 0 | 0 | 0.0066169 | 0.018805
SDG&E | GWh | Commercial | Com - Education (Relocatable Classroom) | Lighting | No | Lighting - Plug-In Fixture (Linear Fluorescent) | 0 | 0 | 0 | 0 | 0.14279 | 0 | 0 | 0 | 0 | 0 | 0 | 0
SDG&E | GWh | Commercial | Com - Education (Relocatable Classroom) | Lighting | No | Lighting - Plug-In Fixture (PSMH with Electronic Ballast) | 0 | 0 | 0.01683 | 0.045848 | 0.046851 | 0.046154 | 0.044415 | 0.043585 | 0.043105 | 0.042688 | 0.041092 | 0.041866
SDG&E | GWh | Commercial | Com - Education (Relocatable Classroom) | Lighting | No | Lighting - Plug-In Fixture (PSMH) | 0.058006 | 0.059657 | 0.057205 | 0.053587 | 0.052704 | 0.051555 | 0.049545 | 0.048688 | 0.048236 | 0.047855 | 0.046262 | 0.040555
SDG&E | GWh | Commercial | Com - Education (Relocatable Classroom) | SHW | No | SHW - EF Rated Instantaneous Water Heater (Electric) | 0.0012321 | 0.001515 | 0.0018185 | 0.0021439 | 0.0024434 | 0.0026893 | 0.0028589 | 0.0030556 | 0.0032494 | 0.0034242 | 0.0035977 | 0.0037367
SDG&E | GWh | Commercial | Com - Education (Relocatable Classroom) | SHW | No | SHW - EF Rated Storage Water Heater (Electric) | 0.0010455 | 0.001265 | 0 | 0 | 0 | 0 | 0 | 0 | 0 | 0 | 0 | 0
SDG&E | GWh | Commercial | Com - Education (Relocatable Classroom) | Service | No | HVAC - Comprehensive Rooftop Unit Quality Maintenance | 0.15418 | 0.13865 | 0.14265 | 0.14342 | 0.14037 | 0.13372 | 0.12372 | 0.11086 | 0.096135 | 0.080337 | 0.064516 | 0.049376
SDG&E | GWh | Commercial | Com - Education (Relocatable Classroom) | Service | No | Service - HVAC Fault Detection & Diagnositics | 0 | 0.026529 | 0.026006 | 0.026104 | 0.025604 | 0.024245 | 0.021922 | 0.021005 | 0.02062 | 0.02039 | 0.020576 | 0.020579
SDG&E | GWh | Commercial | Com - Education (Relocatable Classroom) | Service | No | Service - Retro-Commissioning (Electric) | 0 | 0 | 0 | 0 | 0 | 0 | 0 | 0 | 0.098428 | 0.088693 | 0.053588 | 0.022815
SDG&E | GWh | Commercial | Com - Education (Relocatable Classroom) | WholeBlg | No | HVAC - Energy Management System | 0.066013 | 0.086703 | 0.075614 | 0.066384 | 0.057329 | 0.048195 | 0.038882 | 0.0377 | 0.037353 | 0.037209 | 0.037771 | 0.037955
SDG&E | GWh | Commercial | Com - Education (Relocatable Classroom) | WholeBlg | No | WholeBlg - Com NC Level 2 | 0.0035532 | 0 | 0 | 0 | 0 | 0 | 0 | 0 | 0 | 0 | 0 | 0
SDG&E | GWh | Commercial | Com - Education (Relocatable Classroom) | WholeBlg | No | WholeBlg - Com NC Level 3 | 0.0031557 | 0 | 0 | 0 | 0 | 0 | 0 | 0 | 0 | 0 | 0 | 0
SDG&E | GWh | Commercial | Com - Education (Relocatable Classroom) | WholeBlg | No | WholeBlg - Com RET Level 1 | 0.038403 | 0.052522 | 0.067611 | 0.083732 | 0.10084 | 0.11896 | 0.13799 | 0.15786 | 0.1784 | 0.19946 | 0.22078 | 0.24216
SDG&E | GWh | Commercial | Com - Education (Relocatable Classroom) | WholeBlg | No | WholeBlg - Com RET Level 2 | 0.064588 | 0.087944 | 0.11297 | 0.13993 | 0.16862 | 0.1992 | 0.2314 | 0.26528 | 0.30039 | 0.33669 | 0.37356 | 0.41087
SDG&E | GWh | Commercial | Com - Education (Secondary School) | AppPlug | No | AppPlug - Desktop Computer (Com - Power Management) | 0.02426 | 0.026381 | 0.027362 | 0.027715 | 0.027032 | 0.025344 | 0.022712 | 0.020127 | 0.017636 | 0.015287 | 0.013355 | 0.011656
SDG&E | GWh | Commercial | Com - Education (Secondary School) | AppPlug | No | AppPlug - Occupancy Sensor Plug Strip | 0 | 0 | 0 | 0 | 0 | 0 | 0 | 0 | 0 | 0.021694 | 0.01918 | 0.013692
SDG&E | GWh | Commercial | Com - Education (Secondary School) | AppPlug | No | AppPlug - Vending Machine Controls | 0.024788 | 0.026912 | 0.028293 | 0.029116 | 0.028962 | 0.027752 | 0.025491 | 0.023221 | 0.020824 | 0.018466 | 0.016336 | 0.014332
SDG&E | GWh | Commercial | Com - Education (Secondary School) | BldgEnv | No | BldgEnv - Window Film | 0 | 0 | 0 | 0 | 0 | 0 | 0 | 0 | 0 | 0 | 0.0014605 | 0.002989
SDG&E | GWh | Commercial | Com - Education (Secondary School) | FoodServ | No | FoodServ - Electric Griddle | 0.022746 | 0.024338 | 0.026001 | 0.027831 | 0.029269 | 0.030071 | 0.030061 | 0.030411 | 0.030764 | 0.030963 | 0.031203 | 0.031175
SDG&E | GWh | Commercial | Com - Education (Secondary School) | FoodServ | No | FoodServ - Electric Steamer | 0.003496 | 0.0035281 | 0.0035561 | 0.0035999 | 0.0035845 | 0.0034901 | 0.0033086 | 0.0032019 | 0.0031197 | 0.0030409 | 0.0029874 | 0.0029197
SDG&E | GWh | Commercial | Com - Education (Secondary School) | FoodServ | No | FoodServ - Fryer (Electric) | 0 | 0 | 0 | 0 | 0 | 0 | 0 | 0 | 0 | 0 | 0.00033387 | 0.00033472
SDG&E | GWh | Commercial | Com - Education (Secondary School) | FoodServ | No | FoodServ - Oven (Electric) | 0.005382 | 0.0056038 | 0.0058219 | 0.006062 | 0.0061997 | 0.0061925 | 0.0060165 | 0.0059376 | 0.0058773 | 0.0058031 | 0.0057561 | 0.0056712
SDG&E | GWh | Commercial | Com - Education (Secondary School) | HVAC | No | HVAC - Chiller (Centrifugal) | 0.017967 | 0.018019 | 0.018096 | 0.018198 | 0.018302 | 0.018409 | 0.018507 | 0.018568 | 0.018626 | 0.018684 | 0.018752 | 0.018841
SDG&E | GWh | Commercial | Com - Education (Secondary School) | HVAC | No | HVAC - Chiller (Reciprocating) | 0.020673 | 0.020449 | 0.020292 | 0.020302 | 0.020181 | 0.01987 | 0.019334 | 0.019103 | 0.018999 | 0.018934 | 0.018978 | 0.018996
SDG&E | GWh | Commercial | Com - Education (Secondary School) | HVAC | No | HVAC - Demand Controlled Ventilation | 0.01371 | 0.015325 | 0.015012 | 0.014416 | 0.013404 | 0.012017 | 0.01032 | 0.0089241 | 0.0077171 | 0.0066931 | 0.0059063 | 0.0052274
SDG&E | GWh | Commercial | Com - Education (Secondary School) | HVAC | No | HVAC - Direct Evaporative Cooler | 0.26622 | 0.25842 | 0.25379 | 0.25101 | 0.24834 | 0.24517 | 0.24126 | 0.23818 | 0.23534 | 0.23645 | 0.23742 | 0.23781
SDG&E | GWh | Commercial | Com - Education (Secondary School) | HVAC | No | HVAC - EER Rated Package Rooftop AC (EER 11) | 0 | 0 | 0 | 0 | 0 | 0 | 0 | 0 | 0 | 0 | 0.0054973 | 0.0058084
SDG&E | GWh | Commercial | Com - Education (Secondary School) | HVAC | No | HVAC - SEER Rated Package Rooftop AC (SEER 14) | 0.048784 | 0.048302 | 0 | 0 | 0 | 0 | 0 | 0 | 0 | 0 | 0 | 0
SDG&E | GWh | Commercial | Com - Education (Secondary School) | HVAC | No | HVAC - SEER Rated Package Rooftop AC (SEER 15) | 0.046786 | 0.046493 | 0.021516 | 0.021629 | 0.021612 | 0.021389 | 0.020911 | 0.020775 | 0.020781 | 0.020835 | 0.021005 | 0.021147
SDG&E | GWh | Commercial | Com - Education (Secondary School) | HVAC | No | HVAC - SEER Rated Package Rooftop HP (SEER 14) | 0.0063761 | 0.0063094 | 0 | 0 | 0 | 0 | 0 | 0 | 0 | 0 | 0 | 0
SDG&E | GWh | Commercial | Com - Education (Secondary School) | HVAC | No | HVAC - SEER Rated Package Rooftop HP (SEER 15) | 0.023992 | 0.023773 | 0.010979 | 0.011029 | 0.011002 | 0.010854 | 0.010557 | 0.01046 | 0.010446 | 0.010459 | 0.010538 | 0.010598
SDG&E | GWh | Commercial | Com - Education (Secondary School) | HVAC | No | HVAC - SEER Rated Split System AC (SEER 14) | 0.01926 | 0.019019 | 0.018727 | 0 | 0 | 0 | 0 | 0 | 0 | 0 | 0 | 0
SDG&E | GWh | Commercial | Com - Education (Secondary School) | HVAC | No | HVAC - SEER Rated Split System AC (SEER 15) | 0.0080492 | 0.0082923 | 0.0039295 | 0.0040133 | 0.0040546 | 0.0040431 | 0.0039721 | 0.003951 | 0.0039491 | 0.0039761 | 0.0040147 | 0.0040404
SDG&E | GWh | Commercial | Com - Education (Secondary School) | HVAC | No | HVAC - SEER Rated Split System HP (SEER 14) | 0.02601 | 0.025737 | 0.0034465 | 0.0034533 | 0.0034349 | 0.0033773 | 0.0032732 | 0.0032341 | 0.0032209 | 0.0032165 | 0.0032334 | 0.0032439
SDG&E | GWh | Commercial | Com - Education (Secondary School) | HVAC | No | HVAC - SEER Rated Split System HP (SEER 15) | 0.01054 | 0.010448 | 0.0048253 | 0.0048487 | 0.0048347 | 0.0047627 | 0.0046206 | 0.0045732 | 0.0045637 | 0.0045666 | 0.0046005 | 0.0046243
SDG&E | GWh | Commercial | Com - Education (Secondary School) | HVAC | No | HVAC - Thermostat | 0 | 0.044543 | 0.043709 | 0.043985 | 0.043325 | 0.041135 | 0.037278 | 0.035807 | 0.035225 | 0.034913 | 0.035313 | 0.035406
SDG&E | GWh | Commercial | Com - Education (Secondary School) | Lighting | Yes | Lighting - LED Fixture (Replacing T8) - Emerging | 0 | 0 | 0.02868 | 0.056608 | 0.085817 | 0.11606 | 0.14512 | 0.17896 | 0.2135 | 0.24978 | 0.28857 | 0.32591
SDG&E | GWh | Commercial | Com - Education (Secondary School) | Lighting | Yes | Lighting - LED Lamp (Basic High - Indoor) - Emerging | 0.0011724 | 0.0011716 | 0.0018636 | 0.0029402 | 0.0043291 | 0.00076117 | 0.00097055 | 0.0011812 | 0.0013808 | 0.0015645 | 0.0017339 | 0.0018812
SDG&E | GWh | Commercial | Com - Education (Secondary School) | Lighting | Yes | Lighting - LED Lamp (Basic Low - Indoor) - Emerging | 0.0013266 | 0.0018944 | 0.0022084 | 0.0025825 | 0.0038117 | 0.00091432 | 0.0012661 | 0.0016423 | 0.0020294 | 0.0024233 | 0.0028191 | 0.0031923
SDG&E | GWh | Commercial | Com - Education (Secondary School) | Lighting | Yes | Lighting - LED Plug-In Indoor Fixture - Emerging | 0.0026668 | 0.0032701 | 0.0040225 | 0.0049134 | 0.0058946 | 0.000391 | 0.00043982 | 0.00049615 | 0.00062694 | 0.00079004 | 0.00096781 | 0.0011497
SDG&E | GWh | Commercial | Com - Education (Secondary School) | Lighting | No | Lighting - Cold Cathode Lamp | 0.0017322 | 0.001782 | 0.0018153 | 0.0018526 | 0.001855 | 0 | 0 | 0 | 0 | 0 | 0 | 0
SDG&E | GWh | Commercial | Com - Education (Secondary School) | Lighting | No | Lighting - Compact Fluorescent Fixture (Indoor) | 0.36197 | 0.35975 | 0.35956 | 0.36166 | 0.3609 | 0 | 0 | 0 | 0 | 0 | 0 | 0
SDG&E | GWh | Commercial | Com - Education (Secondary School) | Lighting | No | Lighting - Compact Fluorescent Lamp (Basic High - Indoor) | 0.0097306 | 0.0092995 | 0.0091599 | 0.0091204 | 0.0090699 | 0 | 0 | 0 | 0 | 0 | 0 | 0
SDG&E | GWh | Commercial | Com - Education (Secondary School) | Lighting | No | Lighting - Compact Fluorescent Lamp (Basic Low - Indoor) | 0.023318 | 0.0217 | 0.021117 | 0.021299 | 0.020416 | 0 | 0 | 0 | 0 | 0 | 0 | 0
SDG&E | GWh | Commercial | Com - Education (Secondary School) | Lighting | No | Lighting - Exit Fixture (LED) | 0.089895 | 0.081938 | 0.066803 | 0.047626 | 0.029424 | 0.015136 | 0.0051873 | 0 | 0 | 0 | 0 | 0
SDG&E | GWh | Commercial | Com - Education (Secondary School) | Lighting | No | Lighting - Halogen Lamp (A-Line) | 0.0050053 | 0.0065476 | 0.0079465 | 0.0094752 | 0.011032 | 0 | 0 | 0 | 0 | 0 | 0 | 0
SDG&E | GWh | Commercial | Com - Education (Secondary School) | Lighting | No | Lighting - Halogen Lamp (Reflector) | 0.0018394 | 0.0023776 | 0.0028316 | 0.0033062 | 0.0037795 | 0.0042346 | 0.0045527 | 0.0048784 | 0.0051307 | 0.0053833 | 0.0056594 | 0.0058504
SDG&E | GWh | Commercial | Com - Education (Secondary School) | Lighting | No | Lighting - High Bay HID to T5 | 0 | 0 | 0 | 0 | 0 | 0 | 0 | 0 | 0.00066769 | 0.0037556 | 0.003828 | 0.0038554
SDG&E | GWh | Commercial | Com - Education (Secondary School) | Lighting | No | Lighting - Induction Fixture (Indoor) | 0.012993 | 0.016221 | 0.019501 | 0.022951 | 0.026121 | 0.028713 | 0.030452 | 0.032421 | 0.034278 | 0.035841 | 0.037298 | 0.038286
SDG&E | GWh | Commercial | Com - Education (Secondary School) | Lighting | No | Lighting - Induction Fixture (Outdoor) | 0.0040648 | 0.0048649 | 0.0056842 | 0.0065564 | 0.0073563 | 0.0080104 | 0.0084548 | 0.0089869 | 0.0095153 | 0.0099964 | 0.010476 | 0.010857
SDG&E | GWh | Commercial | Com - Education (Secondary School) | Lighting | No | Lighting - Light Sensor | 0 | 0 | 0 | 0 | 0 | 0 | 0 | 0 | 0 | 0 | 0 | 0.0020277
SDG&E | GWh | Commercial | Com - Education (Secondary School) | Lighting | No | Lighting - Linear Fluorescent Delamping | 0.00073372 | 0.00070437 | 0.00066908 | 0.00053905 | 0 | 0 | 0 | 0 | 0 | 0 | 0 | 0
SDG&E | GWh | Commercial | Com - Education (Secondary School) | Lighting | No | Lighting - Linear Fluorescent Fixture (Low Wattage T8) | 0.024624 | 0.031496 | 0.038128 | 0.044201 | 0.049458 | 0.053655 | 0.056574 | 0.059611 | 0.062647 | 0.065268 | 0.067723 | 0.069587
SDG&E | GWh | Commercial | Com - Education (Secondary School) | Lighting | No | Lighting - Plug-In Fixture (Compact Fluorescent) | 0.038893 | 0.037546 | 0.036571 | 0.036169 | 0.035567 | 0 | 0 | 0 | 0 | 0 | 0 | 0
SDG&E | GWh | Commercial | Com - Education (Secondary School) | Lighting | No | Lighting - Plug-In Fixture (Exterior) | 0.02095 | 0.02085 | 0.020865 | 0.021135 | 0.021173 | 0.020851 | 0.020106 | 0.019894 | 0.019881 | 0.019924 | 0.020134 | 0.020261
SDG&E | GWh | Commercial | Com - Education (Secondary School) | Lighting | No | Lighting - Plug-In Fixture (PSMH with Electronic Ballast) | 0 | 0 | 0 | 0 | 0.01449 | 0.01447 | 0.021185 | 0.02147 | 0.021661 | 0.021709 | 0.022133 | 0.022516
SDG&E | GWh | Commercial | Com - Education (Secondary School) | Lighting | No | Lighting - Plug-In Fixture (PSMH) | 0.03059 | 0.031695 | 0.031469 | 0.031643 | 0.030284 | 0.029901 | 0.028233 | 0.027351 | 0.02686 | 0.026521 | 0.025895 | 0.025078
SDG&E | GWh | Commercial | Com - Education (Secondary School) | SHW | No | SHW - EF Rated Instantaneous Water Heater (Electric) | 0.0004107 | 0.00050552 | 0.00060677 | 0.00071517 | 0.00081476 | 0.00089634 | 0.00095222 | 0.0010175 | 0.001082 | 0.0011401 | 0.001198 | 0.0012443
SDG&E | GWh | Commercial | Com - Education (Secondary School) | SHW | No | SHW - EF Rated Storage Water Heater (Electric) | 0.00031309 | 0.00037833 | 0 | 0 | 0 | 0 | 0 | 0 | 0 | 0 | 0 | 0
SDG&E | GWh | Commercial | Com - Education (Secondary School) | Service | No | HVAC - Comprehensive Rooftop Unit Quality Maintenance | 0.077091 | 0.069323 | 0.071325 | 0.071708 | 0.070184 | 0.06686 | 0.061859 | 0.055432 | 0.048067 | 0.040168 | 0.032258 | 0.024688
SDG&E | GWh | Commercial | Com - Education (Secondary School) | Service | No | Service - HVAC Fault Detection & Diagnositics | 0 | 0.013265 | 0.013003 | 0.013052 | 0.012802 | 0.012122 | 0.010961 | 0.010503 | 0.01031 | 0.010195 | 0.010288 | 0.01029
SDG&E | GWh | Commercial | Com - Education (Secondary School) | Service | No | Service - Retro-Commissioning (Electric) | 0 | 0 | 0 | 0 | 0 | 0 | 0 | 0 | 0.049214 | 0.044346 | 0.026794 | 0.011408
SDG&E | GWh | Commercial | Com - Education (Secondary School) | WholeBlg | No | HVAC - Energy Management System | 0.033007 | 0.043351 | 0.037807 | 0.033192 | 0.028664 | 0.024097 | 0.019441 | 0.01885 | 0.018677 | 0.018605 | 0.018886 | 0.018978
SDG&E | GWh | Commercial | Com - Education (Secondary School) | WholeBlg | No | WholeBlg - Com NC Level 2 | 0.0017766 | 0 | 0 | 0 | 0 | 0 | 0 | 0 | 0 | 0 | 0 | 0
SDG&E | GWh | Commercial | Com - Education (Secondary School) | WholeBlg | No | WholeBlg - Com NC Level 3 | 0.0015778 | 0 | 0 | 0 | 0 | 0 | 0 | 0 | 0 | 0 | 0 | 0
SDG&E | GWh | Commercial | Com - Education (Secondary School) | WholeBlg | No | WholeBlg - Com RET Level 1 | 0.024437 | 0.03153 | 0.038601 | 0.046246 | 0.054601 | 0.063691 | 0.073408 | 0.083693 | 0.094394 | 0.10544 | 0.11664 | 0.12805
SDG&E | GWh | Commercial | Com - Education (Secondary School) | WholeBlg | No | WholeBlg - Com RET Level 2 | 0 | 0.034574 | 0.050157 | 0.06686 | 0.084011 | 0.10169 | 0.11985 | 0.13865 | 0.15795 | 0.17783 | 0.19799 | 0.21831
SDG&E | GWh | Commercial | Com - Education (University) | AppPlug | No | AppPlug - Desktop Computer (Com - Power Management) | 0.025746 | 0.028358 | 0.029005 | 0.029082 | 0.028158 | 0.026302 | 0.023561 | 0.020986 | 0.018563 | 0.016286 | 0.014427 | 0.012765
SDG&E | GWh | Commercial | Com - Education (University) | AppPlug | No | AppPlug - Occupancy Sensor Plug Strip | 0 | 0 | 0 | 0 | 0 | 0 | 0 | 0 | 0 | 0.029699 | 0.026257 | 0.018744
SDG&E | GWh | Commercial | Com - Education (University) | AppPlug | No | AppPlug - Vending Machine Controls | 0.04942 | 0.053654 | 0.056408 | 0.058048 | 0.057741 | 0.055329 | 0.050821 | 0.046296 | 0.041516 | 0.036816 | 0.032568 | 0.028574
SDG&E | GWh | Commercial | Com - Education (University) | BldgEnv | No | BldgEnv - Window Film | 0 | 0 | 0 | 0 | 0 | 0 | 0 | 0 | 0 | 0 | 0 | 0.00094672
SDG&E | GWh | Commercial | Com - Education (University) | FoodServ | No | FoodServ - Electric Griddle | 0.0027077 | 0.0028973 | 0.0030953 | 0.0033131 | 0.0034843 | 0.0035797 | 0.0035786 | 0.0036202 | 0.0036622 | 0.0036859 | 0.0037145 | 0.0037111
SDG&E | GWh | Commercial | Com - Education (University) | FoodServ | No | FoodServ - Electric Steamer | 0.0022089 | 0.0022292 | 0.0022469 | 0.0022746 | 0.0022649 | 0.0022052 | 0.0020905 | 0.0020231 | 0.0019711 | 0.0019214 | 0.0018875 | 0.0018448
SDG&E | GWh | Commercial | Com - Education (University) | FoodServ | No | FoodServ - Fryer (Electric) | 0 | 0 | 0 | 0 | 0 | 0 | 0 | 0 | 0 | 0 | 0.00016324 | 0.00016366
SDG&E | GWh | Commercial | Com - Education (University) | FoodServ | No | FoodServ - Oven (Electric) | 0.032306 | 0.033637 | 0.034946 | 0.036387 | 0.037214 | 0.03717 | 0.036114 | 0.03564 | 0.035278 | 0.034833 | 0.034551 | 0.034041
SDG&E | GWh | Commercial | Com - Education (University) | HVAC | No | HVAC - Chiller (Centrifugal) | 0.038069 | 0.038041 | 0.038078 | 0.038178 | 0.038279 | 0.038391 | 0.03849 | 0.038511 | 0.038532 | 0.038554 | 0.038603 | 0.038697
SDG&E | GWh | Commercial | Com - Education (University) | HVAC | No | HVAC - Chiller (Reciprocating) | 0.043115 | 0.042535 | 0.042106 | 0.042043 | 0.041697 | 0.040941 | 0.039704 | 0.039134 | 0.038841 | 0.038637 | 0.038669 | 0.038643
SDG&E | GWh | Commercial | Com - Education (University) | HVAC | No | HVAC - EER Rated Package Rooftop AC (EER 11) | 0 | 0 | 0.015231 | 0.016384 | 0.017139 | 0.01745 | 0.017332 | 0.017413 | 0.017565 | 0.017728 | 0.017979 | 0.018195
SDG&E | GWh | Commercial | Com - Education (University) | HVAC | No | HVAC - SEER Rated Package Rooftop AC (Recharge) | 0 | 0 | 0 | 0 | 0 | 0 | 0 | 0 | 0 | 0 | 0 | 0.004089
SDG&E | GWh | Commercial | Com - Education (University) | HVAC | No | HVAC - SEER Rated Package Rooftop AC (SEER 14) | 0.09818 | 0.097112 | 0 | 0 | 0 | 0 | 0 | 0 | 0 | 0 | 0 | 0
SDG&E | GWh | Commercial | Com - Education (University) | HVAC | No | HVAC - SEER Rated Package Rooftop AC (SEER 15) | 0.099371 | 0.098679 | 0.045657 | 0.045921 | 0.045892 | 0.045399 | 0.044329 | 0.044039 | 0.044074 | 0.044221 | 0.044629 | 0.044973
SDG&E | GWh | Commercial | Com - Education (University) | HVAC | No | HVAC - SEER Rated Package Rooftop HP (SEER 14) | 0.01153 | 0.011403 | 0 | 0 | 0 | 0 | 0 | 0 | 0 | 0 | 0 | 0
SDG&E | GWh | Commercial | Com - Education (University) | HVAC | No | HVAC - SEER Rated Package Rooftop HP (SEER 15) | 0.045004 | 0.044531 | 0.02054 | 0.020613 | 0.020538 | 0.020227 | 0.019629 | 0.01942 | 0.01937 | 0.019371 | 0.0195 | 0.01959
SDG&E | GWh | Commercial | Com - Education (University) | HVAC | No | HVAC - SEER Rated Split System AC (SEER 14) | 0.067155 | 0.065866 | 0.064948 | 0 | 0 | 0 | 0 | 0 | 0 | 0 | 0 | 0
SDG&E | GWh | Commercial | Com - Education (University) | HVAC | No | HVAC - SEER Rated Split System AC (SEER 15) | 0.031075 | 0.032074 | 0.015368 | 0.015952 | 0.016397 | 0.01663 | 0.016595 | 0.016801 | 0.017095 | 0.017402 | 0.017787 | 0.018125
SDG&E | GWh | Commercial | Com - Education (University) | HVAC | No | HVAC - SEER Rated Split System HP (SEER 14) | 0.052564 | 0.052017 | 0.0069668 | 0.0069793 | 0.0069433 | 0.0068311 | 0.0066282 | 0.0065516 | 0.0065256 | 0.0065168 | 0.0065496 | 0.0065701
SDG&E | GWh | Commercial | Com - Education (University) | HVAC | No | HVAC - SEER Rated Split System HP (SEER 15) | 0.022917 | 0.022708 | 0.010484 | 0.010526 | 0.010492 | 0.010342 | 0.010049 | 0.0099482 | 0.0099243 | 0.0099259 | 0.0099905 | 0.010035
SDG&E | GWh | Commercial | Com - Education (University) | HVAC | No | HVAC - Thermostat | 0 | 0.048575 | 0.047668 | 0.047928 | 0.047118 | 0.044699 | 0.040487 | 0.038864 | 0.038216 | 0.037856 | 0.038269 | 0.038341
SDG&E | GWh | Commercial | Com - Education (University) | Lighting | Yes | Lighting - LED Fixture (Replacing T8) - Emerging | 0 | 0.0098242 | 0.046644 | 0.083453 | 0.12248 | 0.16372 | 0.20409 | 0.25183 | 0.30129 | 0.35369 | 0.41011 | 0.46481
SDG&E | GWh | Commercial | Com - Education (University) | Lighting | Yes | Lighting - LED Lamp (Basic High - Indoor) - Emerging | 0.001704 | 0.0017071 | 0.002713 | 0.0042501 | 0.0062189 | 0.0010879 | 0.0013821 | 0.0016783 | 0.0019594 | 0.0022182 | 0.0024573 | 0.0026651
SDG&E | GWh | Commercial | Com - Education (University) | Lighting | Yes | Lighting - LED Lamp (Basic Low - Indoor) - Emerging | 0.0019142 | 0.0027178 | 0.0031726 | 0.0037116 | 0.0054709 | 0.0013075 | 0.0018052 | 0.0023372 | 0.0028846 | 0.0034413 | 0.0040004 | 0.004527
SDG&E | GWh | Commercial | Com - Education (University) | Lighting | Yes | Lighting - LED Plug-In Indoor Fixture - Emerging | 0.0039463 | 0.0048585 | 0.005977 | 0.0072953 | 0.008736 | 0.00057689 | 0.0006454 | 0.00072591 | 0.00092069 | 0.0011534 | 0.0014058 | 0.0016628
SDG&E | GWh | Commercial | Com - Education (University) | Lighting | No | Lighting - Cold Cathode Lamp | 0.0021564 | 0.0022153 | 0.0022562 | 0.0023036 | 0.0023088 | 0 | 0 | 0 | 0 | 0 | 0 | 0
SDG&E | GWh | Commercial | Com - Education (University) | Lighting | No | Lighting - Compact Fluorescent Fixture (Indoor) | 0.51483 | 0.51227 | 0.51247 | 0.51586 | 0.51498 | 0 | 0 | 0 | 0 | 0 | 0 | 0
SDG&E | GWh | Commercial | Com - Education (University) | Lighting | No | Lighting - Compact Fluorescent Lamp (Basic High - Indoor) | 0.014011 | 0.013422 | 0.013202 | 0.013153 | 0.01308 | 0 | 0 | 0 | 0 | 0 | 0 | 0
SDG&E | GWh | Commercial | Com - Education (University) | Lighting | No | Lighting - Compact Fluorescent Lamp (Basic Low - Indoor) | 0.033353 | 0.031034 | 0.030177 | 0.030414 | 0.02913 | 0 | 0 | 0 | 0 | 0 | 0 | 0
SDG&E | GWh | Commercial | Com - Education (University) | Lighting | No | Lighting - Exit Fixture (LED) | 0.12393 | 0.11296 | 0.092092 | 0.065653 | 0.040555 | 0.020853 | 0.0071372 | 0 | 0 | 0 | 0 | 0
SDG&E | GWh | Commercial | Com - Education (University) | Lighting | No | Lighting - Halogen Lamp (A-Line) | 0.0068521 | 0.0089625 | 0.010877 | 0.012968 | 0.015098 | 0 | 0 | 0 | 0 | 0 | 0 | 0
SDG&E | GWh | Commercial | Com - Education (University) | Lighting | No | Lighting - Halogen Lamp (Reflector) | 0.0025188 | 0.0032551 | 0.003876 | 0.0045251 | 0.0051721 | 0.0057909 | 0.0062267 | 0.0066701 | 0.007015 | 0.0073571 | 0.0077368 | 0.0079968
SDG&E | GWh | Commercial | Com - Education (University) | Lighting | No | Lighting - High Bay HID to T5 | 0 | 0 | 0 | 0 | 0 | 0 | 0.005622 | 0.0080977 | 0.006519 | 0.0055734 | 0.0056809 | 0.0057215
SDG&E | GWh | Commercial | Com - Education (University) | Lighting | No | Lighting - Induction Fixture (Indoor) | 0.01668 | 0.020738 | 0.024862 | 0.0292 | 0.033184 | 0.036441 | 0.038628 | 0.041118 | 0.043479 | 0.045485 | 0.04737 | 0.048678
SDG&E | GWh | Commercial | Com - Education (University) | Lighting | No | Lighting - Induction Fixture (Outdoor) | 0.0055649 | 0.00666 | 0.0077817 | 0.0089757 | 0.010071 | 0.010966 | 0.011575 | 0.012303 | 0.013026 | 0.013685 | 0.014341 | 0.014864
SDG&E | GWh | Commercial | Com - Education (University) | Lighting | No | Lighting - Light Sensor | 0 | 0.022235 | 0.011742 | 0.011837 | 0.011663 | 0.011093 | 0.010075 | 0.0096974 | 0.0095617 | 0.009497 | 0.0096252 | 0.0096658
SDG&E | GWh | Commercial | Com - Education (University) | Lighting | No | Lighting - Linear Fluorescent Delamping | 0.0010495 | 0.0010074 | 0.00095723 | 0.00077132 | 0 | 0 | 0 | 0 | 0 | 0 | 0 | 0
SDG&E | GWh | Commercial | Com - Education (University) | Lighting | No | Lighting - Linear Fluorescent Fixture (Low Wattage T8) | 0.035833 | 0.045082 | 0.054178 | 0.062726 | 0.070196 | 0.076153 | 0.080269 | 0.08456 | 0.088868 | 0.092597 | 0.096107 | 0.098783
SDG&E | GWh | Commercial | Com - Education (University) | Lighting | No | Lighting - Plug-In Fixture (Compact Fluorescent) | 0.055408 | 0.053388 | 0.051902 | 0.051251 | 0.050318 | 0 | 0 | 0 | 0 | 0 | 0 | 0
SDG&E | GWh | Commercial | Com - Education (University) | Lighting | No | Lighting - Plug-In Fixture (Exterior) | 0.028681 | 0.028544 | 0.028564 | 0.028933 | 0.028986 | 0.028545 | 0.027524 | 0.027235 | 0.027217 | 0.027276 | 0.027563 | 0.027737
SDG&E | GWh | Commercial | Com - Education (University) | Lighting | No | Lighting - Plug-In Fixture (Induction) | 0 | 0 | 0 | 0 | 0 | 0 | 0 | 0 | 0.0053132 | 0.0065687 | 0.016166 | 0.01809
SDG&E | GWh | Commercial | Com - Education (University) | Lighting | No | Lighting - Plug-In Fixture (PSMH with Electronic Ballast) | 0.015196 | 0.017118 | 0.03767 | 0.03824 | 0.037695 | 0.036668 | 0.035078 | 0.034321 | 0.03275 | 0.031543 | 0.031262 | 0.030478
SDG&E | GWh | Commercial | Com - Education (University) | Lighting | No | Lighting - Plug-In Fixture (PSMH) | 0.042183 | 0.040836 | 0.039035 | 0.039211 | 0.039291 | 0.038612 | 0.037187 | 0.036544 | 0.035021 | 0.033863 | 0.031299 | 0.030126
SDG&E | GWh | Commercial | Com - Education (University) | SHW | No | SHW - EF Rated Instantaneous Water Heater (Electric) | 0.00028379 | 0.00034927 | 0.00041796 | 0.00049093 | 0.00055771 | 0.00061232 | 0.00064963 | 0.0006935 | 0.00073693 | 0.0007762 | 0.00081533 | 0.00084666
SDG&E | GWh | Commercial | Com - Education (University) | SHW | No | SHW - EF Rated Storage Water Heater (Electric) | 0.00020487 | 0.00024751 | 0 | 0 | 0 | 0 | 0 | 0 | 0 | 0 | 0 | 0
SDG&E | GWh | Commercial | Com - Education (University) | Service | No | HVAC - Comprehensive Rooftop Unit Quality Maintenance | 0.10554 | 0.094902 | 0.097643 | 0.098168 | 0.096082 | 0.091531 | 0.084684 | 0.075886 | 0.065804 | 0.05499 | 0.044161 | 0.033798
SDG&E | GWh | Commercial | Com - Education (University) | Service | No | Service - HVAC Fault Detection & Diagnositics | 0 | 0.018159 | 0.017801 | 0.017868 | 0.017526 | 0.016595 | 0.015006 | 0.014378 | 0.014114 | 0.013957 | 0.014085 | 0.014086
SDG&E | GWh | Commercial | Com - Education (University) | Service | No | Service - Retro-Commissioning (Electric) | 0 | 0 | 0 | 0 | 0 | 0 | 0 | 0 | 0.067373 | 0.06071 | 0.03668 | 0.015617
SDG&E | GWh | Commercial | Com - Education (University) | WholeBlg | No | HVAC - Energy Management System | 0.045186 | 0.059348 | 0.051758 | 0.04544 | 0.039241 | 0.032989 | 0.026614 | 0.025806 | 0.025568 | 0.02547 | 0.025854 | 0.02598
SDG&E | GWh | Commercial | Com - Education (University) | WholeBlg | No | WholeBlg - Com NC Level 2 | 0.0024321 | 0 | 0 | 0 | 0 | 0 | 0 | 0 | 0 | 0 | 0 | 0
SDG&E | GWh | Commercial | Com - Education (University) | WholeBlg | No | WholeBlg - Com NC Level 3 | 0.00216 | 0 | 0 | 0 | 0 | 0 | 0 | 0 | 0 | 0 | 0 | 0
SDG&E | GWh | Commercial | Com - Education (University) | WholeBlg | No | WholeBlg - Com RET Level 1 | 0.029614 | 0.04043 | 0.05197 | 0.064286 | 0.077337 | 0.091147 | 0.10564 | 0.12076 | 0.13637 | 0.15239 | 0.16859 | 0.18516
SDG&E | GWh | Commercial | Com - Education (University) | WholeBlg | No | WholeBlg - Com RET Level 2 | 0.050345 | 0.068562 | 0.088087 | 0.10912 | 0.13151 | 0.15536 | 0.18048 | 0.20691 | 0.2343 | 0.26262 | 0.29139 | 0.32013
SDG&E | GWh | Commercial | Com - Grocery | AppPlug | No | AppPlug - Desktop Computer (Com - Power Management) | 0.060809 | 0.066959 | 0.06843 | 0.068543 | 0.066282 | 0.061821 | 0.055289 | 0.049128 | 0.043314 | 0.037867 | 0.033371 | 0.029339
SDG&E | GWh | Commercial | Com - Grocery | AppPlug | No | AppPlug - Occupancy Sensor Plug Strip | 0 | 0 | 0 | 0 | 0 | 0 | 0 | 0 | 0 | 0.070065 | 0.061859 | 0.044038
SDG&E | GWh | Commercial | Com - Grocery | AppPlug | No | AppPlug - Vending Machine Controls | 0.026457 | 0.028718 | 0.03017 | 0.031021 | 0.030822 | 0.029497 | 0.027057 | 0.024599 | 0.021999 | 0.01945 | 0.017127 | 0.01494
SDG&E | GWh | Commercial | Com - Grocery | BldgEnv | No | BldgEnv - Window Film | 0 | 0 | 0 | 0 | 0 | 0 | 0 | 0 | 0 | 0.0035563 | 0.0072628 | 0.0094652
SDG&E | GWh | Commercial | Com - Grocery | ComRefrig | No | ComRefrig - Refrigerated Case Night Cover (Low Temp) | 0 | 0 | 0 | 0 | 0 | 0 | 0 | 0.72259 | 0.67466 | 0.55376 | 0.40825 | 0.26872
SDG&E | GWh | Commercial | Com - Grocery | ComRefrig | No | ComRefrig - Refrigerated Case Night Cover (Med Temp) | 0 | 0 | 0.86432 | 1.0299 | 1.1677 | 1.2549 | 1.2667 | 1.189 | 1.0292 | 0.81465 | 0.58508 | 0.37453
SDG&E | GWh | Commercial | Com - Grocery | ComRefrig | No | ComRefrig - Strip Curtain for Walk In Refrigerator | 0 | 0.78443 | 0.7205 | 0.60795 | 0.46849 | 0.32688 | 0.20161 | 0.10165 | 0.028001 | 0 | 0 | 0
SDG&E | GWh | Commercial | Com - Grocery | FoodServ | No | FoodServ - Electric Steamer | 0.063501 | 0.064079 | 0.064572 | 0.065352 | 0.065052 | 0.063318 | 0.060006 | 0.058048 | 0.056531 | 0.055076 | 0.054073 | 0.052813
SDG&E | GWh | Commercial | Com - Grocery | FoodServ | No | FoodServ - Oven (Electric) | 0.021427 | 0.022308 | 0.023171 | 0.024121 | 0.024662 | 0.024626 | 0.02392 | 0.023597 | 0.023348 | 0.023043 | 0.022844 | 0.022494
SDG&E | GWh | Commercial | Com - Grocery | HVAC | No | HVAC - Direct Evaporative Cooler | 1.7825 | 0 | 0 | 0 | 0 | 0 | 0 | 0 | 0 | 0 | 0 | 0
SDG&E | GWh | Commercial | Com - Grocery | HVAC | No | HVAC - SEER Rated Package Rooftop AC (SEER 14) | 0.68652 | 0.67887 | 0 | 0 | 0 | 0 | 0 | 0 | 0 | 0 | 0 | 0
SDG&E | GWh | Commercial | Com - Grocery | HVAC | No | HVAC - SEER Rated Package Rooftop AC (SEER 15) | 0.46369 | 0.46068 | 0.21301 | 0.21409 | 0.21378 | 0.2113 | 0.20614 | 0.20465 | 0.20469 | 0.20527 | 0.20705 | 0.20853
SDG&E | GWh | Commercial | Com - Grocery | HVAC | No | HVAC - SEER Rated Package Rooftop HP (SEER 14) | 0.067984 | 0.067398 | 0 | 0 | 0 | 0 | 0 | 0 | 0 | 0 | 0 | 0
SDG&E | GWh | Commercial | Com - Grocery | HVAC | No | HVAC - SEER Rated Package Rooftop HP (SEER 15) | 0.2837 | 0.28093 | 0.12949 | 0.12965 | 0.12908 | 0.1273 | 0.12405 | 0.1228 | 0.12237 | 0.12221 | 0.12273 | 0.12306
SDG&E | GWh | Commercial | Com - Grocery | HVAC | No | HVAC - SEER Rated Split System AC (SEER 14) | 0.33805 | 0.49303 | 0.48483 | 0 | 0 | 0 | 0 | 0 | 0 | 0 | 0 | 0
SDG&E | GWh | Commercial | Com - Grocery | HVAC | No | HVAC - SEER Rated Split System AC (SEER 15) | 0.058221 | 0.13911 | 0.066603 | 0.069088 | 0.070942 | 0.071824 | 0.071498 | 0.072288 | 0.073482 | 0.074743 | 0.076359 | 0.07776
SDG&E | GWh | Commercial | Com - Grocery | HVAC | No | HVAC - Thermostat | 0 | 0.23046 | 0.226 | 0.22718 | 0.22352 | 0.21197 | 0.19186 | 0.18403 | 0.18078 | 0.1789 | 0.18065 | 0.1808
SDG&E | GWh | Commercial | Com - Grocery | Lighting | Yes | Lighting - LED Fixture (Replacing T8) - Emerging | 0.10781 | 0.15822 | 0.22978 | 0.32446 | 0.4353 | 0.55989 | 0.68543 | 0.83848 | 1.0056 | 1.1842 | 1.3792 | 1.5681
SDG&E | GWh | Commercial | Com - Grocery | Lighting | Yes | Lighting - LED Lamp (Basic High - Indoor) - Emerging | 0.0056644 | 0.0078884 | 0.010381 | 0.011526 | 0.012662 | 0.0017614 | 0.0022065 | 0.0033265 | 0.0043205 | 0.0052014 | 0.0060028 | 0.0067092
SDG&E | GWh | Commercial | Com - Grocery | Lighting | Yes | Lighting - LED Lamp (Basic Low - Indoor) - Emerging | 0.076187 | 0.12748 | 0.17903 | 0.24043 | 0.30954 | 0.058294 | 0.069043 | 0.079714 | 0.089637 | 0.098292 | 0.10543 | 0.11051
SDG&E | GWh | Commercial | Com - Grocery | Lighting | Yes | Lighting - LED Plug-In Indoor Fixture - Emerging | 0.036773 | 0.045778 | 0.055819 | 0.066966 | 0.078461 | 0.0050496 | 0.0055096 | 0.0063905 | 0.0081666 | 0.010006 | 0.011901 | 0.013758
SDG&E | GWh | Commercial | Com - Grocery | Lighting | No | Lighting - Cold Cathode Lamp | 0.0099817 | 0.0099622 | 0.0099328 | 0.0099634 | 0.00987 | 0 | 0 | 0 | 0 | 0 | 0 | 0
SDG&E | GWh | Commercial | Com - Grocery | Lighting | No | Lighting - Compact Fluorescent Fixture (Indoor) | 0.85112 | 0.84706 | 0.84737 | 0.85262 | 0.84986 | 0 | 0 | 0 | 0 | 0 | 0 | 0
SDG&E | GWh | Commercial | Com - Grocery | Lighting | No | Lighting - Compact Fluorescent Lamp (Basic High - Indoor) | 0.11559 | 0.097792 | 0.08524 | 0.078595 | 0.074486 | 0 | 0 | 0 | 0 | 0 | 0 | 0
SDG&E | GWh | Commercial | Com - Grocery | Lighting | No | Lighting - Compact Fluorescent Lamp (Basic Low - Indoor) | 0.50341 | 0.65242 | 0.79074 | 0.92085 | 1.0347 | 0 | 0 | 0 | 0 | 0 | 0 | 0
SDG&E | GWh | Commercial | Com - Grocery | Lighting | No | Lighting - Exit Fixture (LED) | 0.25564 | 0.23321 | 0.1902 | 0.1357 | 0.084088 | 0.043592 | 0.015319 | 0 | 0 | 0 | 0 | 0
SDG&E | GWh | Commercial | Com - Grocery | Lighting | No | Lighting - Halogen Lamp (A-Line) | 0.016192 | 0.021178 | 0.025699 | 0.030641 | 0.035672 | 0 | 0 | 0 | 0 | 0 | 0 | 0
SDG&E | GWh | Commercial | Com - Grocery | Lighting | No | Lighting - Halogen Lamp (Reflector) | 0.0059531 | 0.0076925 | 0.009159 | 0.010692 | 0.01222 | 0.013676 | 0.014706 | 0.01575 | 0.016564 | 0.017368 | 0.018267 | 0.018879
SDG&E | GWh | Commercial | Com - Grocery | Lighting | No | Lighting - High Bay HID to T5 | 0.027629 | 0.029515 | 0.029776 | 0.028703 | 0.026136 | 0.022483 | 0.018203 | 0.014542 | 0.01159 | 0.0092885 | 0.0077386 | 0.0077542
SDG&E | GWh | Commercial | Com - Grocery | Lighting | No | Lighting - Induction Fixture (Indoor) | 0.035713 | 0.043725 | 0.05184 | 0.06037 | 0.068166 | 0.07449 | 0.07873 | 0.083653 | 0.088404 | 0.09254 | 0.096529 | 0.099468
SDG&E | GWh | Commercial | Com - Grocery | Lighting | No | Lighting - Induction Fixture (Outdoor) | 0.01315 | 0.015738 | 0.018388 | 0.021208 | 0.023794 | 0.025903 | 0.027338 | 0.029056 | 0.030762 | 0.032314 | 0.03386 | 0.035089
SDG&E | GWh | Commercial | Com - Grocery | Lighting | No | Lighting - Linear Fluorescent Delamping | 0.0024158 | 0.0023182 | 0.0022078 | 0.0017811 | 0.0010089 | 0 | 0 | 0 | 0 | 0 | 0 | 0
SDG&E | GWh | Commercial | Com - Grocery | Lighting | No | Lighting - Linear Fluorescent Fixture (Low Wattage T8) | 0.40902 | 0.46683 | 0.52013 | 0.57195 | 0.61241 | 0.63757 | 0.64582 | 0.65801 | 0.66877 | 0.67538 | 0.68108 | 0.68155
SDG&E | GWh | Commercial | Com - Grocery | Lighting | No | Lighting - Low Bay HID to T5 | 0 | 0.044909 | 0.028199 | 0.028319 | 0.027786 | 0.026303 | 0.023788 | 0.022796 | 0.022381 | 0.022133 | 0.022338 | 0.022343
SDG&E | GWh | Commercial | Com - Grocery | Lighting | No | Lighting - Plug-In Fixture (Compact Fluorescent) | 0.40327 | 0.38503 | 0.37101 | 0.36349 | 0.35449 | 0 | 0 | 0 | 0 | 0 | 0 | 0
SDG&E | GWh | Commercial | Com - Grocery | Lighting | No | Lighting - Plug-In Fixture (Exterior) | 0.067775 | 0.067449 | 0.067494 | 0.068362 | 0.068482 | 0.067418 | 0.065001 | 0.064311 | 0.064261 | 0.064394 | 0.065061 | 0.065464
SDG&E | GWh | Commercial | Com - Grocery | Lighting | No | Lighting - Plug-In Fixture (Induction) | 0 | 0.037342 | 0.042234 | 0.084749 | 0.090724 | 0.093477 | 0.092682 | 0.093422 | 0.094488 | 0.095466 | 0.097037 | 0.098074
SDG&E | GWh | Commercial | Com - Grocery | Lighting | No | Lighting - Plug-In Fixture (Linear Fluorescent) | 0.65592 | 0.69094 | 0.71353 | 0.73378 | 0.73642 | 0 | 0 | 0 | 0 | 0 | 0 | 0
SDG&E | GWh | Commercial | Com - Grocery | Lighting | No | Lighting - Plug-In Fixture (PSMH with Electronic Ballast) | 0.14558 | 0.13968 | 0.13421 | 0.13101 | 0.12672 | 0.12183 | 0.1162 | 0.11368 | 0.11251 | 0.11186 | 0.11209 | 0.11213
SDG&E | GWh | Commercial | Com - Grocery | Lighting | No | Lighting - Plug-In Fixture (PSMH) | 0.14727 | 0.14139 | 0.13621 | 0.12738 | 0.12238 | 0.11697 | 0.11104 | 0.10804 | 0.10634 | 0.10514 | 0.10478 | 0.1043
SDG&E | GWh | Commercial | Com - Grocery | SHW | No | SHW - EF Rated Instantaneous Water Heater (Electric) | 0.0011216 | 0.0013838 | 0.0016585 | 0.0019501 | 0.002217 | 0.002436 | 0.0025872 | 0.0027638 | 0.0029382 | 0.0030954 | 0.0032514 | 0.0033757
SDG&E | GWh | Commercial | Com - Grocery | SHW | No | SHW - EF Rated Storage Water Heater (Electric) | 0.00072521 | 0.00087383 | 0 | 0 | 0 | 0 | 0 | 0 | 0 | 0 | 0 | 0
SDG&E | GWh | Commercial | Com - Grocery | Service | No | HVAC - Comprehensive Rooftop Unit Quality Maintenance | 0.2494 | 0.22427 | 0.23074 | 0.23198 | 0.22705 | 0.2163 | 0.20012 | 0.17933 | 0.1555 | 0.12995 | 0.10436 | 0.079868
SDG&E | GWh | Commercial | Com - Grocery | Service | No | Service - HVAC Fault Detection & Diagnositics | 0 | 0.042668 | 0.041557 | 0.0414 | 0.040214 | 0.037646 | 0.033613 | 0.031746 | 0.030682 | 0.029838 | 0.029545 | 0.028953
SDG&E | GWh | Commercial | Com - Grocery | Service | No | Service - Retro-Commissioning (Electric) | 0 | 0 | 0 | 0 | 0 | 0 | 0 | 0 | 0.15921 | 0.14346 | 0.08668 | 0.036905
SDG&E | GWh | Commercial | Com - Grocery | WholeBlg | No | HVAC - Energy Management System | 0.10678 | 0.14025 | 0.12231 | 0.10738 | 0.092732 | 0.077957 | 0.062893 | 0.060982 | 0.060421 | 0.060188 | 0.061097 | 0.061395
SDG&E | GWh | Commercial | Com - Grocery | WholeBlg | No | WholeBlg - Com NC Level 2 | 0.0059361 | 0 | 0 | 0 | 0 | 0 | 0 | 0 | 0 | 0 | 0 | 0
SDG&E | GWh | Commercial | Com - Grocery | WholeBlg | No | WholeBlg - Com NC Level 3 | 0.0047164 | 0 | 0 | 0 | 0 | 0 | 0 | 0 | 0 | 0 | 0 | 0
SDG&E | GWh | Commercial | Com - Grocery | WholeBlg | No | WholeBlg - Com NC ZNE | 0.010734 | 0.010479 | 0.021831 | 0.035327 | 0.041212 | 0.053836 | 0.06333 | 0.057344 | 0.068713 | 0.080815 | 0.064083 | 0.074296
SDG&E | GWh | Commercial | Com - Grocery | WholeBlg | No | WholeBlg - Com RET Level 1 | 0.099844 | 0.16614 | 0.23723 | 0.31392 | 0.39631 | 0.48473 | 0.57894 | 0.67878 | 0.78357 | 0.89276 | 1.0051 | 1.1197
SDG&E | GWh | Commercial | Com - Grocery | WholeBlg | No | WholeBlg - Com RET Level 2 | 0.47144 | 0.60852 | 0.75905 | 0.9237 | 1.1008 | 1.2908 | 1.4921 | 1.704 | 1.9236 | 2.1491 | 2.3762 | 2.6025
SDG&E | GWh | Commercial | Com - Hospital | AppPlug | No | AppPlug - Desktop Computer (Com - Power Management) | 0.034754 | 0.038298 | 0.039173 | 0.039275 | 0.037932 | 0.035346 | 0.031572 | 0.028343 | 0.02507 | 0.021995 | 0.019484 | 0.017239
SDG&E | GWh | Commercial | Com - Hospital | AppPlug | No | AppPlug - Occupancy Sensor Plug Strip | 0 | 0 | 0 | 0 | 0 | 0 | 0 | 0 | 0 | 0.04011 | 0.035461 | 0.025314
SDG&E | GWh | Commercial | Com - Hospital | FoodServ | No | FoodServ - Electric Steamer | 0.0084522 | 0.00853 | 0.0085976 | 0.0087036 | 0.0086652 | 0.008436 | 0.0079962 | 0.0077413 | 0.0075425 | 0.007352 | 0.0072226 | 0.007059
SDG&E | GWh | Commercial | Com - Hospital | FoodServ | No | FoodServ - Oven (Electric) | 0.0061233 | 0.0063758 | 0.0066239 | 0.006897 | 0.0070528 | 0.0070438 | 0.0068429 | 0.0067555 | 0.0066869 | 0.0066026 | 0.0065491 | 0.0064524
SDG&E | GWh | Commercial | Com - Hospital | HVAC | Yes | HVAC - Advanced Package Rooftop AC (> EER 12) - Emerging | 0 | 0 | 0.00037355 | 0.00096111 | 0.0016731 | 0.0024667 | 0.0033175 | 0.0042223 | 0.0051996 | 0.0062584 | 0.0073971 | 0.0086548
SDG&E | GWh | Commercial | Com - Hospital | HVAC | Yes | HVAC - Energy Recovery Ventilation - Emerging | 0.030446 | 0.046314 | 0.047786 | 0.050032 | 0.048641 | 0.046945 | 0.042686 | 0.040016 | 0.038701 | 0.037029 | 0.035015 | 0.034338
SDG&E | GWh | Commercial | Com - Hospital | HVAC | No | HVAC - Chiller (Centrifugal) | 0.10245 | 0.10184 | 0.11323 | 0.11367 | 0.11362 | 0.11297 | 0.11164 | 0.11081 | 0.11023 | 0.10974 | 0.10954 | 0.10936
SDG&E | GWh | Commercial | Com - Hospital | HVAC | No | HVAC - Chiller (Reciprocating) | 0.14061 | 0.1381 | 0.13615 | 0.13546 | 0.13381 | 0.13075 | 0.12606 | 0.12375 | 0.1224 | 0.12137 | 0.12117 | 0.12076
SDG&E | GWh | Commercial | Com - Hospital | HVAC | No | HVAC - Demand Controlled Ventilation | 0.13101 | 0.14531 | 0.14138 | 0.13468 | 0.12416 | 0.11025 | 0.093635 | 0.079971 | 0.068361 | 0.058561 | 0.051223 | 0.045687
SDG&E | GWh | Commercial | Com - Hospital | HVAC | No | HVAC - Direct Evaporative Cooler | 1.5839 | 1.5059 | 1.4415 | 1.3865 | 1.3337 | 1.2806 | 1.2264 | 1.1831 | 1.1543 | 1.127 | 1.1011 | 1.0746
SDG&E | GWh | Commercial | Com - Hospital | HVAC | No | HVAC - EER Rated Package Rooftop AC (EER 11) | 0.044422 | 0.044282 | 0.044305 | 0.044741 | 0.044916 | 0.044674 | 0.043888 | 0.043816 | 0.044045 | 0.044388 | 0.044979 | 0.04553
SDG&E | GWh | Commercial | Com - Hospital | HVAC | No | HVAC - SEER Rated Package Rooftop AC (Recharge) | 0 | 0 | 0 | 0 | 0.00063986 | 0.00023343 | 0 | 0 | 0 | 0 | 0 | 0
SDG&E | GWh | Commercial | Com - Hospital | HVAC | No | HVAC - SEER Rated Package Rooftop AC (SEER 14) | 0.37505 | 0.37028 | 0 | 0 | 0 | 0 | 0 | 0 | 0 | 0 | 0 | 0
SDG&E | GWh | Commercial | Com - Hospital | HVAC | No | HVAC - SEER Rated Package Rooftop AC (SEER 15) | 0.28769 | 0.28558 | 0.1321 | 0.1328 | 0.13269 | 0.13131 | 0.12833 | 0.12754 | 0.12762 | 0.12801 | 0.12913 | 0.13007
SDG&E | GWh | Commercial | Com - Hospital | HVAC | No | HVAC - SEER Rated Package Rooftop HP (SEER 14) | 0.028278 | 0.027985 | 0 | 0 | 0 | 0 | 0 | 0 | 0 | 0 | 0 | 0
SDG&E | GWh | Commercial | Com - Hospital | HVAC | No | HVAC - SEER Rated Package Rooftop HP (SEER 15) | 0.11073 | 0.10955 | 0.0505 | 0.050603 | 0.050365 | 0.049591 | 0.048171 | 0.047642 | 0.047463 | 0.047403 | 0.047635 | 0.04778
SDG&E | GWh | Commercial | Com - Hospital | HVAC | No | HVAC - SEER Rated Split System AC (SEER 14) | 0.10311 | 0.10181 | 0.1002 | 0 | 0 | 0 | 0 | 0 | 0 | 0 | 0 | 0
SDG&E | GWh | Commercial | Com - Hospital | HVAC | No | HVAC - SEER Rated Split System AC (SEER 15) | 0.034202 | 0.035185 | 0.016637 | 0.016955 | 0.017093 | 0.017018 | 0.016699 | 0.016626 | 0.016712 | 0.01679 | 0.016926 | 0.017019
SDG&E | GWh | Commercial | Com - Hospital | HVAC | No | HVAC - SEER Rated Split System HP (SEER 14) | 0.16909 | 0.16725 | 0.022393 | 0.02243 | 0.022302 | 0.02192 | 0.021237 | 0.020978 | 0.020882 | 0.020842 | 0.020939 | 0.020994
SDG&E | GWh | Commercial | Com - Hospital | HVAC | No | HVAC - SEER Rated Split System HP (SEER 15) | 0.06624 | 0.065577 | 0.030248 | 0.030333 | 0.0302 | 0.029727 | 0.028846 | 0.028526 | 0.028424 | 0.028395 | 0.028548 | 0.028644
SDG&E | GWh | Commercial | Com - Hospital | Lighting | Yes | Lighting - LED Fixture (Replacing T8) - Emerging | 0.086894 | 0.11926 | 0.16364 | 0.22078 | 0.28691 | 0.36137 | 0.43761 | 0.52885 | 0.62832 | 0.73472 | 0.84973 | 0.96108
SDG&E | GWh | Commercial | Com - Hospital | Lighting | Yes | Lighting - LED Lamp (Basic High - Indoor) - Emerging | 0.0034607 | 0.0060005 | 0.0086239 | 0.01086 | 0.013332 | 0.002049 | 0.0023638 | 0.0026672 | 0.0029389 | 0.0031586 | 0.003335 | 0.0034552
SDG&E | GWh | Commercial | Com - Hospital | Lighting | Yes | Lighting - LED Lamp (Basic Low - Indoor) - Emerging | 0.024674 | 0.032357 | 0.037585 | 0.043399 | 0.06086 | 0.014655 | 0.020073 | 0.025728 | 0.031492 | 0.037285 | 0.042998 | 0.048317
SDG&E | GWh | Commercial | Com - Hospital | Lighting | Yes | Lighting - LED Plug-In Indoor Fixture - Emerging | 0.023545 | 0.029292 | 0.035645 | 0.042645 | 0.049852 | 0.0032033 | 0.0034925 | 0.0040943 | 0.005245 | 0.0064293 | 0.0076412 | 0.0088247
SDG&E | GWh | Commercial | Com - Hospital | Lighting | No | Lighting - Cold Cathode Lamp | 0.007188 | 0.0071334 | 0.0070795 | 0.0070729 | 0.0069821 | 0 | 0 | 0 | 0 | 0 | 0 | 0
SDG&E | GWh | Commercial | Com - Hospital | Lighting | No | Lighting - Compact Fluorescent Fixture (Indoor) | 1.0871 | 1.0775 | 1.0743 | 1.0775 | 1.071 | 0 | 0 | 0 | 0 | 0 | 0 | 0
SDG&E | GWh | Commercial | Com - Hospital | Lighting | No | Lighting - Compact Fluorescent Lamp (Basic High - Indoor) | 0.028408 | 0.036854 | 0.044283 | 0.051078 | 0.056676 | 0 | 0 | 0 | 0 | 0 | 0 | 0
SDG&E | GWh | Commercial | Com - Hospital | Lighting | No | Lighting - Compact Fluorescent Lamp (Basic Low - Indoor) | 0.3758 | 0.34645 | 0.333 | 0.33226 | 0.31951 | 0 | 0 | 0 | 0 | 0 | 0 | 0
SDG&E | GWh | Commercial | Com - Hospital | Lighting | No | Lighting - Exit Fixture (LED) | 0.16625 | 0.15154 | 0.12355 | 0.08808 | 0.054417 | 0.027991 | 0.0095926 | 0 | 0 | 0 | 0 | 0
SDG&E | GWh | Commercial | Com - Hospital | Lighting | No | Lighting - Halogen Lamp (A-Line) | 0.0092538 | 0.012103 | 0.014687 | 0.017511 | 0.020386 | 0 | 0 | 0 | 0 | 0 | 0 | 0
SDG&E | GWh | Commercial | Com - Hospital | Lighting | No | Lighting - Halogen Lamp (Reflector) | 0.0034024 | 0.0043963 | 0.0052343 | 0.0061102 | 0.0069831 | 0.0078144 | 0.0084031 | 0.0089996 | 0.0094649 | 0.0099233 | 0.010438 | 0.010787
SDG&E | GWh | Commercial | Com - Hospital | Lighting | No | Lighting - High Bay HID to T5 | 0.028094 | 0.029111 | 0.032067 | 0.033923 | 0.034003 | 0.032108 | 0.028376 | 0.024097 | 0.019766 | 0.015791 | 0.012634 | 0.01014
SDG&E | GWh | Commercial | Com - Hospital | Lighting | No | Lighting - Induction Fixture (Indoor) | 0.02089 | 0.025448 | 0.030058 | 0.034899 | 0.039313 | 0.042891 | 0.045277 | 0.048075 | 0.050784 | 0.053158 | 0.055466 | 0.057193
SDG&E | GWh | Commercial | Com - Hospital | Lighting | No | Lighting - Induction Fixture (Outdoor) | 0.0075157 | 0.0089944 | 0.010509 | 0.012122 | 0.0136 | 0.014809 | 0.01563 | 0.016615 | 0.017592 | 0.018482 | 0.019368 | 0.020074
SDG&E | GWh | Commercial | Com - Hospital | Lighting | No | Lighting - Linear Fluorescent Delamping | 0.010605 | 0.010176 | 0.0096969 | 0.0078252 | 0.0044328 | 0 | 0 | 0 | 0 | 0 | 0 | 0
SDG&E | GWh | Commercial | Com - Hospital | Lighting | No | Lighting - Linear Fluorescent Fixture (Low Wattage T8) | 0.035571 | 0.045698 | 0.055294 | 0.065131 | 0.074203 | 0.081778 | 0.087541 | 0.093743 | 0.10023 | 0.10633 | 0.1124 | 0.11772
SDG&E | GWh | Commercial | Com - Hospital | Lighting | No | Lighting - Low Bay HID to T5 | 0.0029543 | 0.0030976 | 0.0032947 | 0.0033966 | 0.003353 | 0.0031582 | 0.0028218 | 0.0024604 | 0.0020968 | 0.0017517 | 0.0014651 | 0.0012217
SDG&E | GWh | Commercial | Com - Hospital | Lighting | No | Lighting - Plug-In Fixture (Compact Fluorescent) | 0.25171 | 0.24018 | 0.23136 | 0.22658 | 0.22109 | 0 | 0 | 0 | 0 | 0 | 0 | 0
SDG&E | GWh | Commercial | Com - Hospital | Lighting | No | Lighting - Plug-In Fixture (Exterior) | 0.038736 | 0.038549 | 0.038577 | 0.039075 | 0.039145 | 0.038546 | 0.037166 | 0.036782 | 0.036757 | 0.036837 | 0.037224 | 0.037459
SDG&E | GWh | Commercial | Com - Hospital | Lighting | No | Lighting - Plug-In Fixture (Induction) | 0.061928 | 0.061247 | 0.061288 | 0.062195 | 0.062403 | 0.061556 | 0.059471 | 0.058986 | 0.059082 | 0.059354 | 0.060115 | 0.060637
SDG&E | GWh | Commercial | Com - Hospital | Lighting | No | Lighting - Plug-In Fixture (Linear Fluorescent) | 0.40227 | 0.42349 | 0.43704 | 0.44895 | 0.45025 | 0 | 0 | 0 | 0 | 0 | 0 | 0
SDG&E | GWh | Commercial | Com - Hospital | Lighting | No | Lighting - Plug-In Fixture (PSMH with Electronic Ballast) | 0.07059 | 0.073009 | 0.072491 | 0.072872 | 0.072626 | 0.07149 | 0.069335 | 0.068545 | 0.068265 | 0.068133 | 0.068424 | 0.068555
SDG&E | GWh | Commercial | Com - Hospital | Lighting | No | Lighting - Plug-In Fixture (PSMH) | 0.06687 | 0.069248 | 0.068639 | 0.068755 | 0.068263 | 0.066948 | 0.064725 | 0.063731 | 0.063209 | 0.062812 | 0.062805 | 0.062675
SDG&E | GWh | Commercial | Com - Hospital | SHW | No | SHW - EF Rated Instantaneous Water Heater (Electric) | 0.00072418 | 0.00089082 | 0.0010697 | 0.0012617 | 0.0014381 | 0.0015824 | 0.0016808 | 0.001796 | 0.00191 | 0.0020128 | 0.0021154 | 0.0021973
SDG&E | GWh | Commercial | Com - Hospital | SHW | No | SHW - EF Rated Storage Water Heater (Electric) | 0.00055356 | 0.00066915 | 0 | 0 | 0 | 0 | 0 | 0 | 0 | 0 | 0 | 0
SDG&E | GWh | Commercial | Com - Hospital | Service | No | HVAC - Comprehensive Rooftop Unit Quality Maintenance | 0.14253 | 0.12817 | 0.13187 | 0.13258 | 0.12976 | 0.12362 | 0.11437 | 0.10249 | 0.08887 | 0.074266 | 0.05964 | 0.045645
SDG&E | GWh | Commercial | Com - Hospital | Service | No | Service - HVAC Fault Detection & Diagnositics | 0 | 0.024525 | 0.024041 | 0.024131 | 0.023571 | 0.022233 | 0.020012 | 0.019418 | 0.019062 | 0.018849 | 0.019021 | 0.019024
SDG&E | GWh | Commercial | Com - Hospital | Service | No | Service - Retro-Commissioning (Electric) | 0 | 0 | 0 | 0 | 0 | 0 | 0 | 0 | 0.090989 | 0.08199 | 0.049538 | 0.021091
SDG&E | GWh | Commercial | Com - Hospital | WholeBlg | No | HVAC - Energy Management System | 0.061024 | 0.08015 | 0.0699 | 0.061367 | 0.052996 | 0.044552 | 0.035943 | 0.034851 | 0.03453 | 0.034397 | 0.034917 | 0.035087
SDG&E | GWh | Commercial | Com - Hospital | WholeBlg | No | WholeBlg - Com NC Level 2 | 0.0033526 | 0 | 0 | 0 | 0 | 0 | 0 | 0 | 0 | 0 | 0 | 0
SDG&E | GWh | Commercial | Com - Hospital | WholeBlg | No | WholeBlg - Com NC Level 3 | 0.0027967 | 0 | 0 | 0 | 0 | 0 | 0 | 0 | 0 | 0 | 0 | 0
SDG&E | GWh | Commercial | Com - Hospital | WholeBlg | No | WholeBlg - Com NC ZNE | 0.00060403 | 0 | 0 | 0 | 0.0017325 | 0.0031649 | 0.0044754 | 0 | 0 | 0 | 0 | 0
SDG&E | GWh | Commercial | Com - Hospital | WholeBlg | No | WholeBlg - Com RET Level 1 | 0.065373 | 0.089243 | 0.11465 | 0.14165 | 0.17017 | 0.20028 | 0.23183 | 0.26469 | 0.29861 | 0.33338 | 0.36859 | 0.40552
SDG&E | GWh | Commercial | Com - Hospital | WholeBlg | No | WholeBlg - Com RET Level 2 | 0.11119 | 0.15132 | 0.19428 | 0.24049 | 0.28972 | 0.34202 | 0.39712 | 0.45501 | 0.51504 | 0.57702 | 0.64003 | 0.7019
SDG&E | GWh | Commercial | Com - Hotel | AppPlug | No | AppPlug - Desktop Computer (Com - Power Management) | 0.043501 | 0.047915 | 0.049009 | 0.049137 | 0.047577 | 0.044441 | 0.03981 | 0.035459 | 0.031365 | 0.027518 | 0.024377 | 0.021568
SDG&E | GWh | Commercial | Com - Hotel | AppPlug | No | AppPlug - Occupancy Sensor Plug Strip | 0 | 0 | 0 | 0 | 0 | 0 | 0 | 0 | 0 | 0.050181 | 0.044365 | 0.03167
SDG&E | GWh | Commercial | Com - Hotel | AppPlug | No | AppPlug - Vending Machine Controls | 0.045648 | 0.049559 | 0.052102 | 0.053617 | 0.053333 | 0.051106 | 0.046941 | 0.042762 | 0.038347 | 0.034005 | 0.030082 | 0.026393
SDG&E | GWh | Commercial | Com - Hotel | BldgEnv | No | BldgEnv - Window Film | 0.06236 | 0.05359 | 0.058666 | 0.065667 | 0.071312 | 0.074353 | 0.074797 | 0.074072 | 0.071969 | 0.069564 | 0.066255 | 0.061978
SDG&E | GWh | Commercial | Com - Hotel | FoodServ | No | FoodServ - Electric Griddle | 0.0005199 | 0.0005563 | 0.00059431 | 0.00063613 | 0.000669 | 0.00068732 | 0.0006871 | 0.00069509 | 0.00070316 | 0.00070771 | 0.0007132 | 0.00071255
SDG&E | GWh | Commercial | Com - Hotel | FoodServ | No | FoodServ - Electric Steamer | 0.0049764 | 0.005022 | 0.0050618 | 0.0051243 | 0.0051024 | 0.004968 | 0.0047096 | 0.0045577 | 0.0044407 | 0.0043285 | 0.0042523 | 0.004156
SDG&E | GWh | Commercial | Com - Hotel | FoodServ | No | FoodServ - Fryer (Electric) | 0 | 0 | 0 | 0 | 0 | 0 | 0 | 0 | 0 | 0 | 0.0004413 | 0.00044243
SDG&E | GWh | Commercial | Com - Hotel | FoodServ | No | FoodServ - Oven (Electric) | 0.0038305 | 0.0039883 | 0.0041436 | 0.0043144 | 0.0044125 | 0.0044073 | 0.0042821 | 0.0042259 | 0.004183 | 0.0041302 | 0.0040968 | 0.0040363
SDG&E | GWh | Commercial | Com - Hotel | HVAC | Yes | HVAC - Advanced Package Rooftop AC (> EER 12) - Emerging | 0 | 0 | 0.00033267 | 0.00084743 | 0.0014682 | 0.0021595 | 0.0029011 | 0.003691 | 0.0045454 | 0.0054718 | 0.0064693 | 0.0075709
SDG&E | GWh | Commercial | Com - Hotel | HVAC | No | HVAC - Chiller (Centrifugal) | 0.054224 | 0.054063 | 0.053978 | 0.053968 | 0.053984 | 0.054024 | 0.054048 | 0.060061 | 0.060177 | 0.060243 | 0.060393 | 0.060483
SDG&E | GWh | Commercial | Com - Hotel | HVAC | No | HVAC - Chiller (Reciprocating) | 0.066999 | 0.066096 | 0.065436 | 0.065368 | 0.064829 | 0.063592 | 0.061534 | 0.060616 | 0.060161 | 0.059856 | 0.05994 | 0.059916
SDG&E | GWh | Commercial | Com - Hotel | HVAC | No | HVAC - Demand Controlled Ventilation | 0.045213 | 0.050275 | 0.049022 | 0.046823 | 0.043292 | 0.038567 | 0.032881 | 0.028196 | 0.024197 | 0.020816 | 0.018262 | 0.016087
SDG&E | GWh | Commercial | Com - Hotel | HVAC | No | HVAC - EER Rated Package Rooftop AC (EER 11) | 0.036369 | 0.036207 | 0.036183 | 0.036513 | 0.036621 | 0.036375 | 0.03567 | 0.035573 | 0.035739 | 0.036002 | 0.036476 | 0.036851
SDG&E | GWh | Commercial | Com - Hotel | HVAC | No | HVAC - EER Rated Package Rooftop HP (EER 11) | 0 | 0 | 0 | 0 | 0 | 0 | 0 | 0 | 0 | 0 | 0 | 0.001604
SDG&E | GWh | Commercial | Com - Hotel | HVAC | No | HVAC - Repair Duct System | 0 | 0 | 0 | 0 | 0 | 0 | 0 | 0 | 0 | 0 | 0 | 0.0016133
SDG&E | GWh | Commercial | Com - Hotel | HVAC | No | HVAC - SEER Rated Package Rooftop AC (SEER 14) | 0.25255 | 0.24938 | 0 | 0 | 0 | 0 | 0 | 0 | 0 | 0 | 0 | 0
SDG&E | GWh | Commercial | Com - Hotel | HVAC | No | HVAC - SEER Rated Package Rooftop AC (SEER 15) | 0.21556 | 0.21397 | 0.098976 | 0.099505 | 0.099428 | 0.098384 | 0.096139 | 0.095521 | 0.095582 | 0.095878 | 0.096718 | 0.097423
SDG&E | GWh | Commercial | Com - Hotel | HVAC | No | HVAC - SEER Rated Package Rooftop HP (SEER 14) | 0.024621 | 0.024338 | 0 | 0 | 0 | 0 | 0 | 0 | 0 | 0 | 0 | 0
SDG&E | GWh | Commercial | Com - Hotel | HVAC | No | HVAC - SEER Rated Package Rooftop HP (SEER 15) | 0.10293 | 0.10168 | 0.04684 | 0.046951 | 0.046729 | 0.045981 | 0.044586 | 0.044073 | 0.043919 | 0.043885 | 0.04414 | 0.044307
SDG&E | GWh | Commercial | Com - Hotel | HVAC | No | HVAC - SEER Rated Split System AC (SEER 14) | 0.1768 | 0.17286 | 0.16999 | 0 | 0 | 0 | 0 | 0 | 0 | 0 | 0 | 0
SDG&E | GWh | Commercial | Com - Hotel | HVAC | No | HVAC - SEER Rated Split System AC (SEER 15) | 0.068701 | 0.070863 | 0.033937 | 0.035197 | 0.036157 | 0.03666 | 0.036586 | 0.03702 | 0.037637 | 0.038277 | 0.03908 | 0.039778
SDG&E | GWh | Commercial | Com - Hotel | HVAC | No | HVAC - SEER Rated Split System HP (SEER 14) | 0.11774 | 0.11639 | 0.01558 | 0.015605 | 0.015516 | 0.015249 | 0.014771 | 0.014589 | 0.014525 | 0.014501 | 0.014574 | 0.014617
SDG&E | GWh | Commercial | Com - Hotel | HVAC | No | HVAC - SEER Rated Split System HP (SEER 15) | 0.051004 | 0.050476 | 0.023284 | 0.023367 | 0.023275 | 0.022912 | 0.02222 | 0.021975 | 0.021909 | 0.021902 | 0.022041 | 0.022133
SDG&E | GWh | Commercial | Com - Hotel | Lighting | Yes | Lighting - LED Fixture (Replacing T8) - Emerging | 0 | 0 | 0 | 0.039415 | 0.077789 | 0.1179 | 0.15543 | 0.19793 | 0.24235 | 0.28871 | 0.33736 | 0.38345
SDG&E | GWh | Commercial | Com - Hotel | Lighting | Yes | Lighting - LED Lamp (Basic High - Indoor) - Emerging | 0.0024811 | 0.004345 | 0.0071797 | 0.0096707 | 0.012188 | 0.0019268 | 0.0022668 | 0.0025926 | 0.0028793 | 0.0031164 | 0.0041253 | 0.0055237
SDG&E | GWh | Commercial | Com - Hotel | Lighting | Yes | Lighting - LED Lamp (Basic Low - Indoor) - Emerging | 0.0085484 | 0.013278 | 0.0164 | 0.020062 | 0.023951 | 0.0042119 | 0.0053869 | 0.0081959 | 0.010963 | 0.013666 | 0.01631 | 0.018755
SDG&E | GWh | Commercial | Com - Hotel | Lighting | Yes | Lighting - LED Plug-In Indoor Fixture - Emerging | 0.0092406 | 0.011432 | 0.014017 | 0.016996 | 0.020193 | 0.0013207 | 0.0014641 | 0.0016349 | 0.0021234 | 0.0026454 | 0.0031989 | 0.0037539
SDG&E | GWh | Commercial | Com - Hotel | Lighting | No | Lighting - Cold Cathode Lamp | 0.0024017 | 0.0025135 | 0.0025962 | 0.0026831 | 0.0027112 | 0 | 0 | 0 | 0 | 0 | 0 | 0
SDG&E | GWh | Commercial | Com - Hotel | Lighting | No | Lighting - Compact Fluorescent Fixture (Indoor) | 0.52113 | 0.51878 | 0.51928 | 0.52324 | 0.52357 | 0 | 0 | 0 | 0 | 0 | 0 | 0
SDG&E | GWh | Commercial | Com - Hotel | Lighting | No | Lighting - Compact Fluorescent Lamp (Basic High - Indoor) | 0.085633 | 0.097618 | 0.10529 | 0.11 | 0.11124 | 0 | 0 | 0 | 0 | 0 | 0 | 0
SDG&E | GWh | Commercial | Com - Hotel | Lighting | No | Lighting - Compact Fluorescent Lamp (Basic Low - Indoor) | 0.18538 | 0.1743 | 0.16608 | 0.16055 | 0.15646 | 0 | 0 | 0 | 0 | 0 | 0 | 0
SDG&E | GWh | Commercial | Com - Hotel | Lighting | No | Lighting - Exit Fixture (LED) | 0.19637 | 0.17906 | 0.146 | 0.10412 | 0.064412 | 0.033245 | 0.011519 | 0 | 0 | 0 | 0 | 0
SDG&E | GWh | Commercial | Com - Hotel | Lighting | No | Lighting - Halogen Lamp (A-Line) | 0.011578 | 0.015145 | 0.018381 | 0.021917 | 0.025519 | 0 | 0 | 0 | 0 | 0 | 0 | 0
SDG&E | GWh | Commercial | Com - Hotel | Lighting | No | Lighting - Halogen Lamp (Reflector) | 0.0042547 | 0.0054997 | 0.0065498 | 0.0076478 | 0.0087425 | 0.0097958 | 0.010532 | 0.011285 | 0.011869 | 0.012453 | 0.013092 | 0.013534
SDG&E | GWh | Commercial | Com - Hotel | Lighting | No | Lighting - Induction Fixture (Indoor) | 0.027439 | 0.03305 | 0.038699 | 0.044622 | 0.04999 | 0.054312 | 0.057163 | 0.06055 | 0.063869 | 0.066813 | 0.069715 | 0.071944
SDG&E | GWh | Commercial | Com - Hotel | Lighting | No | Lighting - Induction Fixture (Outdoor) | 0.0094024 | 0.011253 | 0.013148 | 0.015166 | 0.017016 | 0.018529 | 0.019557 | 0.020788 | 0.02201 | 0.023123 | 0.024232 | 0.025114
SDG&E | GWh | Commercial | Com - Hotel | Lighting | No | Lighting - Linear Fluorescent Delamping | 0.001752 | 0.0016824 | 0.0015958 | 0.0012848 | 0 | 0 | 0 | 0 | 0 | 0 | 0 | 0
SDG&E | GWh | Commercial | Com - Hotel | Lighting | No | Lighting - Linear Fluorescent Fixture (Low Wattage T8) | 0.057293 | 0.069716 | 0.082272 | 0.094382 | 0.10313 | 0.10869 | 0.11127 | 0.1141 | 0.11757 | 0.12042 | 0.12295 | 0.12443
SDG&E | GWh | Commercial | Com - Hotel | Lighting | No | Lighting - Occupancy Sensor | 0 | 0 | 0 | 0 | 0 | 0 | 0 | 0 | 0 | 0 | 0 | 0.11712
SDG&E | GWh | Commercial | Com - Hotel | Lighting | No | Lighting - Plug-In Fixture (Compact Fluorescent) | 0.1182 | 0.11347 | 0.10992 | 0.1082 | 0.10598 | 0 | 0 | 0 | 0 | 0 | 0 | 0
SDG&E | GWh | Commercial | Com - Hotel | Lighting | No | Lighting - Plug-In Fixture (Exterior) | 0.048459 | 0.048229 | 0.048263 | 0.048887 | 0.048976 | 0.048231 | 0.046506 | 0.046017 | 0.045987 | 0.046087 | 0.046571 | 0.046865
SDG&E | GWh | Commercial | Com - Hotel | Lighting | No | Lighting - Plug-In Fixture (Induction) | 0 | 0 | 0 | 0 | 0 | 0 | 0 | 0 | 0 | 0 | 0 | 0.015937
SDG&E | GWh | Commercial | Com - Hotel | Lighting | No | Lighting - Plug-In Fixture (Linear Fluorescent) | 0.19216 | 0.20017 | 0.20557 | 0.21094 | 0.2119 | 0 | 0 | 0 | 0 | 0 | 0 | 0
SDG&E | GWh | Commercial | Com - Hotel | Lighting | No | Lighting - Plug-In Fixture (PSMH with Electronic Ballast) | 0 | 0 | 0 | 0.043496 | 0.045273 | 0.045209 | 0.043904 | 0.043297 | 0.042949 | 0.042619 | 0.042567 | 0.043084
SDG&E | GWh | Commercial | Com - Hotel | Lighting | No | Lighting - Plug-In Fixture (PSMH) | 0.058583 | 0.061927 | 0.061453 | 0.056711 | 0.055187 | 0.053587 | 0.051302 | 0.050332 | 0.04984 | 0.049451 | 0.04941 | 0.042818
SDG&E | GWh | Commercial | Com - Hotel | SHW | No | SHW - EF Rated Instantaneous Water Heater (Electric) | 0 | 0 | 0 | 0.00069597 | 0.00081147 | 0.00090723 | 0.00097375 | 0.0010479 | 0.001119 | 0.001182 | 0.0012439 | 0.0012933
SDG&E | GWh | Commercial | Com - Hotel | SHW | No | SHW - EF Rated Storage Water Heater (Electric) | 0.00040011 | 0.00048926 | 0 | 0 | 0 | 0 | 0 | 0 | 0 | 0 | 0 | 0
SDG&E | GWh | Commercial | Com - Hotel | Service | No | HVAC - Comprehensive Rooftop Unit Quality Maintenance | 0.17832 | 0.16035 | 0.16498 | 0.16587 | 0.16234 | 0.15465 | 0.14309 | 0.12822 | 0.11118 | 0.092913 | 0.074615 | 0.057106
SDG&E | GWh | Commercial | Com - Hotel | Service | No | Service - HVAC Fault Detection & Diagnositics | 0 | 0.030683 | 0.030077 | 0.03019 | 0.029613 | 0.02804 | 0.025354 | 0.024293 | 0.023848 | 0.023582 | 0.023798 | 0.023801
SDG&E | GWh | Commercial | Com - Hotel | Service | No | Service - Retro-Commissioning (Electric) | 0 | 0 | 0 | 0 | 0 | 0 | 0 | 0 | 0.11384 | 0.10258 | 0.061977 | 0.026387
SDG&E | GWh | Commercial | Com - Hotel | WholeBlg | No | HVAC - Energy Management System | 0.076347 | 0.10028 | 0.087452 | 0.076776 | 0.066304 | 0.055739 | 0.044969 | 0.043602 | 0.043201 | 0.043034 | 0.043684 | 0.043897
SDG&E | GWh | Commercial | Com - Hotel | WholeBlg | No | WholeBlg - Com NC Level 2 | 0.0041156 | 0 | 0 | 0 | 0 | 0 | 0 | 0 | 0 | 0 | 0 | 0
SDG&E | GWh | Commercial | Com - Hotel | WholeBlg | No | WholeBlg - Com NC Level 3 | 0.0036403 | 0 | 0 | 0 | 0 | 0 | 0 | 0 | 0 | 0 | 0 | 0
SDG&E | GWh | Commercial | Com - Hotel | WholeBlg | No | WholeBlg - Com RET Level 1 | 0.057204 | 0.078596 | 0.10145 | 0.12579 | 0.15152 | 0.17875 | 0.20732 | 0.23709 | 0.26788 | 0.29942 | 0.33141 | 0.3635
SDG&E | GWh | Commercial | Com - Hotel | WholeBlg | No | WholeBlg - Com RET Level 2 | 0.095091 | 0.12934 | 0.166 | 0.20543 | 0.24748 | 0.29216 | 0.33924 | 0.38871 | 0.44002 | 0.49298 | 0.54681 | 0.60116
SDG&E | GWh | Commercial | Com - Motel | AppPlug | No | AppPlug - Desktop Computer (Com - Power Management) | 0.043501 | 0.047915 | 0.049009 | 0.049137 | 0.047577 | 0.044441 | 0.03981 | 0.035459 | 0.031365 | 0.027518 | 0.024377 | 0.021568
SDG&E | GWh | Commercial | Com - Motel | AppPlug | No | AppPlug - Occupancy Sensor Plug Strip | 0 | 0 | 0 | 0 | 0 | 0 | 0 | 0 | 0 | 0.050181 | 0.044365 | 0.03167
SDG&E | GWh | Commercial | Com - Motel | AppPlug | No | AppPlug - Vending Machine Controls | 0.045648 | 0.049559 | 0.052102 | 0.053617 | 0.053333 | 0.051106 | 0.046941 | 0.042762 | 0.038347 | 0.034005 | 0.030082 | 0.026393
SDG&E | GWh | Commercial | Com - Motel | BldgEnv | No | BldgEnv - Window Film | 0.065526 | 0.056525 | 0.061597 | 0.068588 | 0.074209 | 0.077183 | 0.077503 | 0.076604 | 0.07428 | 0.071626 | 0.06805 | 0.063497
SDG&E | GWh | Commercial | Com - Motel | FoodServ | No | FoodServ - Electric Griddle | 0.0005199 | 0.0005563 | 0.00059431 | 0.00063613 | 0.000669 | 0.00068732 | 0.0006871 | 0.00069509 | 0.00070316 | 0.00070771 | 0.0007132 | 0.00071255
SDG&E | GWh | Commercial | Com - Motel | FoodServ | No | FoodServ - Electric Steamer | 0.0049764 | 0.005022 | 0.0050618 | 0.0051243 | 0.0051024 | 0.004968 | 0.0047096 | 0.0045577 | 0.0044407 | 0.0043285 | 0.0042523 | 0.004156
SDG&E | GWh | Commercial | Com - Motel | FoodServ | No | FoodServ - Fryer (Electric) | 0 | 0 | 0 | 0 | 0 | 0 | 0 | 0 | 0 | 0 | 0.0004413 | 0.00044243
SDG&E | GWh | Commercial | Com - Motel | FoodServ | No | FoodServ - Oven (Electric) | 0.0038305 | 0.0039883 | 0.0041436 | 0.0043144 | 0.0044125 | 0.0044073 | 0.0042821 | 0.0042259 | 0.004183 | 0.0041302 | 0.0040968 | 0.0040363
SDG&E | GWh | Commercial | Com - Motel | HVAC | Yes | HVAC - Advanced Package Rooftop AC (> EER 12) - Emerging | 0 | 0 | 0.00033199 | 0.00084577 | 0.0014654 | 0.0021553 | 0.0028956 | 0.0036839 | 0.0045366 | 0.0054613 | 0.0064568 | 0.0075562
SDG&E | GWh | Commercial | Com - Motel | HVAC | No | HVAC - Chiller (Centrifugal) | 0 | 0 | 0 | 0 | 0 | 0 | 0 | 0 | 0 | 0 | 0.014699 | 0.015538
SDG&E | GWh | Commercial | Com - Motel | HVAC | No | HVAC - Chiller (Reciprocating) | 0.020073 | 0.019846 | 0.019695 | 0.019751 | 0.019627 | 0.019237 | 0.01854 | 0.018267 | 0.018161 | 0.018107 | 0.018191 | 0.018228
SDG&E | GWh | Commercial | Com - Motel | HVAC | No | HVAC - Demand Controlled Ventilation | 0.045213 | 0.050275 | 0.049022 | 0.046823 | 0.043292 | 0.038567 | 0.032881 | 0.028196 | 0.024197 | 0.020816 | 0.018262 | 0.016087
SDG&E | GWh | Commercial | Com - Motel | HVAC | No | HVAC - EER Rated Package Rooftop AC (EER 11) | 0.036369 | 0.036207 | 0.036184 | 0.036513 | 0.036622 | 0.036375 | 0.035671 | 0.035574 | 0.03574 | 0.036003 | 0.036477 | 0.036853
SDG&E | GWh | Commercial | Com - Motel | HVAC | No | HVAC - EER Rated Package Rooftop HP (EER 11) | 0 | 0 | 0 | 0 | 0 | 0 | 0 | 0 | 0 | 0 | 0 | 0.001604
SDG&E | GWh | Commercial | Com - Motel | HVAC | No | HVAC - Repair Duct System | 0 | 0 | 0 | 0 | 0 | 0 | 0 | 0 | 0 | 0 | 0 | 0.0015918
SDG&E | GWh | Commercial | Com - Motel | HVAC | No | HVAC - SEER Rated Package Rooftop AC (SEER 14) | 0.25255 | 0.24938 | 0 | 0 | 0 | 0 | 0 | 0 | 0 | 0 | 0 | 0
SDG&E | GWh | Commercial | Com - Motel | HVAC | No | HVAC - SEER Rated Package Rooftop AC (SEER 15) | 0.21556 | 0.21397 | 0.098976 | 0.099505 | 0.099428 | 0.098384 | 0.096139 | 0.095521 | 0.095582 | 0.095878 | 0.096718 | 0.097423
SDG&E | GWh | Commercial | Com - Motel | HVAC | No | HVAC - SEER Rated Package Rooftop HP (SEER 14) | 0.02462 | 0.024338 | 0 | 0 | 0 | 0 | 0 | 0 | 0 | 0 | 0 | 0
SDG&E | GWh | Commercial | Com - Motel | HVAC | No | HVAC - SEER Rated Package Rooftop HP (SEER 15) | 0.10293 | 0.10168 | 0.04684 | 0.046951 | 0.046729 | 0.045981 | 0.044586 | 0.044073 | 0.043919 | 0.043885 | 0.04414 | 0.044307
SDG&E | GWh | Commercial | Com - Motel | HVAC | No | HVAC - SEER Rated Split System AC (SEER 14) | 0.1768 | 0.17286 | 0.16999 | 0 | 0 | 0 | 0 | 0 | 0 | 0 | 0 | 0
SDG&E | GWh | Commercial | Com - Motel | HVAC | No | HVAC - SEER Rated Split System AC (SEER 15) | 0.0687 | 0.070863 | 0.033937 | 0.035197 | 0.036157 | 0.03666 | 0.036586 | 0.03702 | 0.037637 | 0.038277 | 0.03908 | 0.039778
SDG&E | GWh | Commercial | Com - Motel | HVAC | No | HVAC - SEER Rated Split System HP (SEER 14) | 0.11773 | 0.11639 | 0.01558 | 0.015605 | 0.015516 | 0.015249 | 0.014771 | 0.014589 | 0.014525 | 0.014501 | 0.014574 | 0.014617
SDG&E | GWh | Commercial | Com - Motel | HVAC | No | HVAC - SEER Rated Split System HP (SEER 15) | 0.051004 | 0.050476 | 0.023284 | 0.023367 | 0.023275 | 0.022912 | 0.02222 | 0.021975 | 0.021909 | 0.021902 | 0.022041 | 0.022133
SDG&E | GWh | Commercial | Com - Motel | Lighting | Yes | Lighting - LED Fixture (Replacing T8) - Emerging | 0 | 0 | 0 | 0 | 0.054881 | 0.10461 | 0.14821 | 0.19204 | 0.23072 | 0.26802 | 0.30567 | 0.34005
SDG&E | GWh | Commercial | Com - Motel | Lighting | Yes | Lighting - LED Lamp (Basic High - Indoor) - Emerging | 0.0018199 | 0.0032403 | 0.0055324 | 0.0078079 | 0.0099616 | 0.0015969 | 0.0019027 | 0.0021984 | 0.0024592 | 0.0026762 | 0.0035328 | 0.0047502
SDG&E | GWh | Commercial | Com - Motel | Lighting | Yes | Lighting - LED Lamp (Basic Low - Indoor) - Emerging | 0.0067287 | 0.010719 | 0.013474 | 0.016651 | 0.02009 | 0.0035657 | 0.0045622 | 0.00697 | 0.0093595 | 0.011709 | 0.014026 | 0.016177
SDG&E | GWh | Commercial | Com - Motel | Lighting | Yes | Lighting - LED Plug-In Indoor Fixture - Emerging | 0.0077782 | 0.0096037 | 0.01179 | 0.014333 | 0.017089 | 0.0011222 | 0.001249 | 0.0013988 | 0.0018014 | 0.0022518 | 0.002733 | 0.0032184
SDG&E | GWh | Commercial | Com - Motel | Lighting | No | Lighting - Cold Cathode Lamp | 0.0017618 | 0.0018294 | 0.0018845 | 0.0019495 | 0.0019749 | 0 | 0 | 0 | 0 | 0 | 0 | 0
SDG&E | GWh | Commercial | Com - Motel | Lighting | No | Lighting - Compact Fluorescent Fixture (Indoor) | 0.44511 | 0.44344 | 0.44414 | 0.44787 | 0.44873 | 0 | 0 | 0 | 0 | 0 | 0 | 0
SDG&E | GWh | Commercial | Com - Motel | Lighting | No | Lighting - Compact Fluorescent Lamp (Basic High - Indoor) | 0.070431 | 0.081564 | 0.08889 | 0.093421 | 0.094976 | 0 | 0 | 0 | 0 | 0 | 0 | 0
SDG&E | GWh | Commercial | Com - Motel | Lighting | No | Lighting - Compact Fluorescent Lamp (Basic Low - Indoor) | 0.15495 | 0.14719 | 0.14123 | 0.13724 | 0.13422 | 0 | 0 | 0 | 0 | 0 | 0 | 0
SDG&E | GWh | Commercial | Com - Motel | Lighting | No | Lighting - Exit Fixture (LED) | 0.20918 | 0.19066 | 0.15544 | 0.11082 | 0.068456 | 0.035201 | 0.01205 | 0 | 0 | 0 | 0 | 0
SDG&E | GWh | Commercial | Com - Motel | Lighting | No | Lighting - Halogen Lamp (A-Line) | 0.011578 | 0.015149 | 0.018387 | 0.021927 | 0.025533 | 0 | 0 | 0 | 0 | 0 | 0 | 0
SDG&E | GWh | Commercial | Com - Motel | Lighting | No | Lighting - Halogen Lamp (Reflector) | 0.0042527 | 0.0054991 | 0.0065509 | 0.007651 | 0.0087482 | 0.009813 | 0.01055 | 0.01131 | 0.011896 | 0.012491 | 0.013125 | 0.013571
SDG&E | GWh | Commercial | Com - Motel | Lighting | No | Lighting - Induction Fixture (Indoor) | 0.027098 | 0.032589 | 0.038113 | 0.043903 | 0.049147 | 0.053365 | 0.056143 | 0.059451 | 0.062697 | 0.065581 | 0.068429 | 0.070624
SDG&E | GWh | Commercial | Com - Motel | Lighting | No | Lighting - Induction Fixture (Outdoor) | 0.0094015 | 0.011253 | 0.013148 | 0.015166 | 0.017016 | 0.018529 | 0.019557 | 0.020788 | 0.02201 | 0.023123 | 0.024232 | 0.025114
SDG&E | GWh | Commercial | Com - Motel | Lighting | No | Lighting - Linear Fluorescent Delamping | 0.001392 | 0.0013374 | 0.0012659 | 0.0010182 | 0 | 0 | 0 | 0 | 0 | 0 | 0 | 0
SDG&E | GWh | Commercial | Com - Motel | Lighting | No | Lighting - Linear Fluorescent Fixture (Low Wattage T8) | 0.047011 | 0.05712 | 0.06746 | 0.078218 | 0.08837 | 0.094354 | 0.096916 | 0.09936 | 0.1015 | 0.10297 | 0.10424 | 0.10476
SDG&E | GWh | Commercial | Com - Motel | Lighting | No | Lighting - Occupancy Sensor | 0 | 0 | 0 | 0 | 0 | 0 | 0 | 0 | 0 | 0.098458 | 0.13611 | 0.10775
SDG&E | GWh | Commercial | Com - Motel | Lighting | No | Lighting - Plug-In Fixture (Compact Fluorescent) | 0.10332 | 0.099346 | 0.096374 | 0.094987 | 0.093145 | 0 | 0 | 0 | 0 | 0 | 0 | 0
SDG&E | GWh | Commercial | Com - Motel | Lighting | No | Lighting - Plug-In Fixture (Exterior) | 0.048453 | 0.048229 | 0.048263 | 0.048887 | 0.048976 | 0.048231 | 0.046506 | 0.046017 | 0.045987 | 0.046087 | 0.046571 | 0.046865
SDG&E | GWh | Commercial | Com - Motel | Lighting | No | Lighting - Plug-In Fixture (Linear Fluorescent) | 0 | 0 | 0.17797 | 0.18597 | 0.18797 | 0 | 0 | 0 | 0 | 0 | 0 | 0
SDG&E | GWh | Commercial | Com - Motel | Lighting | No | Lighting - Plug-In Fixture (PSMH with Electronic Ballast) | 0 | 0 | 0 | 0 | 0 | 0.023881 | 0.03502 | 0.035681 | 0.036108 | 0.036266 | 0.036489 | 0.036989
SDG&E | GWh | Commercial | Com - Motel | Lighting | No | Lighting - Plug-In Fixture (PSMH) | 0.052943 | 0.058275 | 0.057648 | 0.058006 | 0.057329 | 0.052983 | 0.049356 | 0.047904 | 0.047168 | 0.046683 | 0.046612 | 0.045694
SDG&E | GWh | Commercial | Com - Motel | SHW | No | SHW - EF Rated Instantaneous Water Heater (Electric) | 0.00038926 | 0.00047916 | 0.00057569 | 0.00067929 | 0.00077459 | 0.00085271 | 0.00090629 | 0.00096873 | 0.0010304 | 0.0010859 | 0.0011412 | 0.0011853
SDG&E | GWh | Commercial | Com - Motel | SHW | No | SHW - EF Rated Storage Water Heater (Electric) | 0.00029934 | 0.00036172 | 0 | 0 | 0 | 0 | 0 | 0 | 0 | 0 | 0 | 0
SDG&E | GWh | Commercial | Com - Motel | Service | No | HVAC - Comprehensive Rooftop Unit Quality Maintenance | 0.17832 | 0.16035 | 0.16498 | 0.16587 | 0.16234 | 0.15465 | 0.14309 | 0.12822 | 0.11118 | 0.092913 | 0.074615 | 0.057106
SDG&E | GWh | Commercial | Com - Motel | Service | No | Service - HVAC Fault Detection & Diagnositics | 0 | 0.030683 | 0.030077 | 0.03019 | 0.029613 | 0.02804 | 0.025354 | 0.024293 | 0.023848 | 0.023582 | 0.023798 | 0.023801
SDG&E | GWh | Commercial | Com - Motel | Service | No | Service - Retro-Commissioning (Electric) | 0 | 0 | 0 | 0 | 0 | 0 | 0 | 0 | 0.11384 | 0.10258 | 0.061977 | 0.026387
SDG&E | GWh | Commercial | Com - Motel | WholeBlg | No | HVAC - Energy Management System | 0.076347 | 0.10028 | 0.087452 | 0.076776 | 0.066304 | 0.055739 | 0.044969 | 0.043602 | 0.043201 | 0.043034 | 0.043684 | 0.043897
SDG&E | GWh | Commercial | Com - Motel | WholeBlg | No | WholeBlg - Com NC Level 2 | 0.0041156 | 0 | 0 | 0 | 0 | 0 | 0 | 0 | 0 | 0 | 0 | 0
SDG&E | GWh | Commercial | Com - Motel | WholeBlg | No | WholeBlg - Com NC Level 3 | 0.0036403 | 0 | 0 | 0 | 0 | 0 | 0 | 0 | 0 | 0 | 0 | 0
SDG&E | GWh | Commercial | Com - Motel | WholeBlg | No | WholeBlg - Com RET Level 1 | 0.057479 | 0.079007 | 0.10201 | 0.12652 | 0.15244 | 0.17985 | 0.20863 | 0.23861 | 0.26962 | 0.30138 | 0.33359 | 0.36589
SDG&E | GWh | Commercial | Com - Motel | WholeBlg | No | WholeBlg - Com RET Level 2 | 0.091655 | 0.12467 | 0.16 | 0.198 | 0.23853 | 0.2816 | 0.32696 | 0.37464 | 0.42408 | 0.47513 | 0.52699 | 0.57938
SDG&E | GWh | Commercial | Com - Nusing Home | AppPlug | No | AppPlug - Desktop Computer (Com - Power Management) | 0.03477 | 0.038298 | 0.039173 | 0.039275 | 0.038028 | 0.035522 | 0.03182 | 0.028343 | 0.02507 | 0.021995 | 0.019484 | 0.017239
SDG&E | GWh | Commercial | Com - Nusing Home | AppPlug | No | AppPlug - Occupancy Sensor Plug Strip | 0 | 0 | 0 | 0 | 0 | 0 | 0 | 0 | 0 | 0.04011 | 0.035461 | 0.025314
SDG&E | GWh | Commercial | Com - Nusing Home | AppPlug | No | AppPlug - Vending Machine Controls | 0.032037 | 0.034782 | 0.036567 | 0.03763 | 0.03743 | 0.035867 | 0.032945 | 0.030011 | 0.026913 | 0.023866 | 0.021113 | 0.018523
SDG&E | GWh | Commercial | Com - Nusing Home | BldgEnv | No | BldgEnv - Window Film | 0.050792 | 0.043778 | 0.047754 | 0.053222 | 0.0576 | 0.059929 | 0.0602 | 0.059525 | 0.057748 | 0.055716 | 0.052963 | 0.049442
SDG&E | GWh | Commercial | Com - Nusing Home | FoodServ | No | FoodServ - Electric Steamer | 0.0084524 | 0.00853 | 0.0085976 | 0.0087036 | 0.0086664 | 0.0084382 | 0.0079994 | 0.0077413 | 0.0075425 | 0.007352 | 0.0072226 | 0.007059
SDG&E | GWh | Commercial | Com - Nusing Home | FoodServ | No | FoodServ - Oven (Electric) | 0.0061234 | 0.0063758 | 0.0066239 | 0.006897 | 0.0070538 | 0.0070455 | 0.0068453 | 0.0067555 | 0.0066869 | 0.0066026 | 0.0065491 | 0.0064524
SDG&E | GWh | Commercial | Com - Nusing Home | HVAC | Yes | HVAC - Advanced Package Rooftop AC (> EER 12) - Emerging | 0 | 0 | 0.00018223 | 0.00059233 | 0.0011509 | 0.0017986 | 0.0024961 | 0.0032305 | 0.0040118 | 0.0048463 | 0.0057331 | 0.0067027
SDG&E | GWh | Commercial | Com - Nusing Home | HVAC | No | HVAC - Chiller (Centrifugal) | 0.054837 | 0.054714 | 0.054665 | 0.05469 | 0.054742 | 0.054818 | 0.054876 | 0.05484 | 0.054806 | 0.054783 | 0.054796 | 0.054868
SDG&E | GWh | Commercial | Com - Nusing Home | HVAC | No | HVAC - Chiller (Reciprocating) | 0.059603 | 0.058814 | 0.058221 | 0.058107 | 0.05763 | 0.056606 | 0.054933 | 0.054161 | 0.053759 | 0.053481 | 0.053518 | 0.053476
SDG&E | GWh | Commercial | Com - Nusing Home | HVAC | No | HVAC - Demand Controlled Ventilation | 0.091987 | 0.10214 | 0.099462 | 0.094854 | 0.087555 | 0.077854 | 0.066233 | 0.056656 | 0.04851 | 0.041629 | 0.036458 | 0.032238
SDG&E | GWh | Commercial | Com - Nusing Home | HVAC | No | HVAC - EER Rated Package Rooftop AC (EER 11) | 0 | 0 | 0.01971 | 0.021024 | 0.022029 | 0.029949 | 0.030259 | 0.030693 | 0.031136 | 0.031541 | 0.032041 | 0.032484
SDG&E | GWh | Commercial | Com - Nusing Home | HVAC | No | HVAC - SEER Rated Package Rooftop AC (Recharge) | 0 | 0 | 0 | 0 | 0 | 0 | 0 | 0 | 0 | 0 | 0.0058062 | 0.0052284
SDG&E | GWh | Commercial | Com - Nusing Home | HVAC | No | HVAC - SEER Rated Package Rooftop AC (SEER 14) | 0.34486 | 0.34058 | 0 | 0 | 0 | 0 | 0 | 0 | 0 | 0 | 0 | 0
SDG&E | GWh | Commercial | Com - Nusing Home | HVAC | No | HVAC - SEER Rated Package Rooftop AC (SEER 15) | 0.2357 | 0.23403 | 0.10827 | 0.10883 | 0.10875 | 0.10764 | 0.10524 | 0.10459 | 0.10467 | 0.105 | 0.10591 | 0.10669
SDG&E | GWh | Commercial | Com - Nusing Home | HVAC | No | HVAC - SEER Rated Package Rooftop HP (SEER 14) | 0.02824 | 0.027961 | 0 | 0 | 0 | 0 | 0 | 0 | 0 | 0 | 0 | 0
SDG&E | GWh | Commercial | Com - Nusing Home | HVAC | No | HVAC - SEER Rated Package Rooftop HP (SEER 15) | 0.11331 | 0.11213 | 0.051699 | 0.051793 | 0.051561 | 0.05081 | 0.049428 | 0.048903 | 0.048726 | 0.048667 | 0.048895 | 0.04904
SDG&E | GWh | Commercial | Com - Nusing Home | HVAC | No | HVAC - SEER Rated Split System AC (SEER 14) | 0.26236 | 0.25649 | 0.25225 | 0 | 0 | 0 | 0 | 0 | 0 | 0 | 0 | 0
SDG&E | GWh | Commercial | Com - Nusing Home | HVAC | No | HVAC - SEER Rated Split System AC (SEER 15) | 0.082233 | 0.084819 | 0.040608 | 0.042095 | 0.043224 | 0.043814 | 0.043723 | 0.044235 | 0.044963 | 0.045722 | 0.046674 | 0.047505
SDG&E | GWh | Commercial | Com - Nusing Home | HVAC | No | HVAC - SEER Rated Split System HP (SEER 14) | 0.15636 | 0.15459 | 0.020691 | 0.020723 | 0.020598 | 0.02023 | 0.019574 | 0.01932 | 0.019224 | 0.019182 | 0.019271 | 0.019318
SDG&E | GWh | Commercial | Com - Nusing Home | HVAC | No | HVAC - SEER Rated Split System HP (SEER 15) | 0.056886 | 0.056285 | 0.025951 | 0.026034 | 0.025908 | 0.025459 | 0.024626 | 0.024319 | 0.024221 | 0.02419 | 0.02433 | 0.024414
SDG&E | GWh | Commercial | Com - Nusing Home | HVAC | No | HVAC - Thermostat | 0 | 0.068092 | 0.066838 | 0.067293 | 0.066324 | 0.063009 | 0.057134 | 0.054913 | 0.054053 | 0.053608 | 0.054257 | 0.054437
SDG&E | GWh | Commercial | Com - Nusing Home | Lighting | Yes | Lighting - LED Fixture (Replacing T8) - Emerging | 0.049416 | 0.068405 | 0.095972 | 0.13209 | 0.17486 | 0.2244 | 0.27649 | 0.33981 | 0.40917 | 0.48437 | 0.56662 | 0.64787
SDG&E | GWh | Commercial | Com - Nusing Home | Lighting | Yes | Lighting - LED Lamp (Basic High - Indoor) - Emerging | 0.0025308 | 0.0044408 | 0.0066375 | 0.0083969 | 0.010374 | 0.001606 | 0.0018652 | 0.0021164 | 0.002342 | 0.0025256 | 0.002674 | 0.0027763
SDG&E | GWh | Commercial | Com - Nusing Home | Lighting | Yes | Lighting - LED Lamp (Basic Low - Indoor) - Emerging | 0.018907 | 0.02544 | 0.029599 | 0.034315 | 0.048024 | 0.011629 | 0.016025 | 0.020641 | 0.025355 | 0.03011 | 0.034827 | 0.039236
SDG&E | GWh | Commercial | Com - Nusing Home | Lighting | Yes | Lighting - LED Plug-In Indoor Fixture - Emerging | 0.018817 | 0.023396 | 0.028511 | 0.034188 | 0.040069 | 0.0025822 | 0.002823 | 0.0032765 | 0.0042088 | 0.0051742 | 0.0061682 | 0.0071432
SDG&E | GWh | Commercial | Com - Nusing Home | Lighting | No | Lighting - Cold Cathode Lamp | 0.0057755 | 0.0058095 | 0.0058224 | 0.0058613 | 0.0058148 | 0 | 0 | 0 | 0 | 0 | 0 | 0
SDG&E | GWh | Commercial | Com - Nusing Home | Lighting | No | Lighting - Compact Fluorescent Fixture (Indoor) | 0.87763 | 0.87073 | 0.8689 | 0.87234 | 0.86828 | 0 | 0 | 0 | 0 | 0 | 0 | 0
SDG&E | GWh | Commercial | Com - Nusing Home | Lighting | No | Lighting - Compact Fluorescent Lamp (Basic High - Indoor) | 0.022661 | 0.029604 | 0.035648 | 0.041184 | 0.045745 | 0 | 0 | 0 | 0 | 0 | 0 | 0
SDG&E | GWh | Commercial | Com - Nusing Home | Lighting | No | Lighting - Compact Fluorescent Lamp (Basic Low - Indoor) | 0.30236 | 0.27894 | 0.26857 | 0.2684 | 0.25884 | 0 | 0 | 0 | 0 | 0 | 0 | 0
SDG&E | GWh | Commercial | Com - Nusing Home | Lighting | No | Lighting - Exit Fixture (LED) | 0.1497 | 0.13654 | 0.11135 | 0.079434 | 0.049193 | 0.025463 | 0.0089052 | 0 | 0 | 0 | 0 | 0
SDG&E | GWh | Commercial | Com - Nusing Home | Lighting | No | Lighting - Halogen Lamp (A-Line) | 0.0092541 | 0.012105 | 0.014692 | 0.017518 | 0.020397 | 0 | 0 | 0 | 0 | 0 | 0 | 0
SDG&E | GWh | Commercial | Com - Nusing Home | Lighting | No | Lighting - Halogen Lamp (Reflector) | 0.0034009 | 0.0043959 | 0.0052352 | 0.0061127 | 0.0069876 | 0.0078288 | 0.008417 | 0.009019 | 0.0094854 | 0.0099521 | 0.010463 | 0.010816
SDG&E | GWh | Commercial | Com - Nusing Home | Lighting | No | Lighting - High Bay HID to T5 | 0.020532 | 0.021308 | 0.023427 | 0.024752 | 0.024793 | 0.023424 | 0.020734 | 0.017652 | 0.014534 | 0.01166 | 0.0093703 | 0.0075512
SDG&E | GWh | Commercial | Com - Nusing Home | Lighting | No | Lighting - Induction Fixture (Indoor) | 0.0227 | 0.027617 | 0.032584 | 0.037797 | 0.042544 | 0.046389 | 0.048948 | 0.051944 | 0.054854 | 0.057406 | 0.059891 | 0.061755
SDG&E | GWh | Commercial | Com - Nusing Home | Lighting | No | Lighting - Induction Fixture (Outdoor) | 0.0075155 | 0.0089944 | 0.010509 | 0.012122 | 0.013601 | 0.01481 | 0.015632 | 0.016615 | 0.017592 | 0.018482 | 0.019368 | 0.020074
SDG&E | GWh | Commercial | Com - Nusing Home | Lighting | No | Lighting - Linear Fluorescent Delamping | 0.0077337 | 0.0074216 | 0.0070664 | 0.0056999 | 0.0032287 | 0 | 0 | 0 | 0 | 0 | 0 | 0
SDG&E | GWh | Commercial | Com - Nusing Home | Lighting | No | Lighting - Linear Fluorescent Fixture (Low Wattage T8) | 0.028814 | 0.03715 | 0.045194 | 0.053539 | 0.061296 | 0.067798 | 0.072725 | 0.077911 | 0.083291 | 0.08828 | 0.093182 | 0.097398
SDG&E | GWh | Commercial | Com - Nusing Home | Lighting | No | Lighting - Low Bay HID to T5 | 0 | 0 | 0 | 0.0020265 | 0.002489 | 0.0023524 | 0.0021008 | 0.001828 | 0.0015559 | 0.001299 | 0.0010872 | 0.00090773
SDG&E | GWh | Commercial | Com - Nusing Home | Lighting | No | Lighting - Plug-In Fixture (Compact Fluorescent) | 0.20763 | 0.19832 | 0.1912 | 0.18739 | 0.18294 | 0 | 0 | 0 | 0 | 0 | 0 | 0
SDG&E | GWh | Commercial | Com - Nusing Home | Lighting | No | Lighting - Plug-In Fixture (Exterior) | 0.038734 | 0.038549 | 0.038577 | 0.039075 | 0.039146 | 0.038551 | 0.037172 | 0.036782 | 0.036757 | 0.036837 | 0.037224 | 0.037459
SDG&E | GWh | Commercial | Com - Nusing Home | Lighting | No | Lighting - Plug-In Fixture (Induction) | 0 | 0 | 0 | 0.01967 | 0.038664 | 0.042771 | 0.044272 | 0.045637 | 0.046733 | 0.047568 | 0.048552 | 0.049216
SDG&E | GWh | Commercial | Com - Nusing Home | Lighting | No | Lighting - Plug-In Fixture (Linear Fluorescent) | 0.33071 | 0.34748 | 0.35828 | 0.36796 | 0.36912 | 0 | 0 | 0 | 0 | 0 | 0 | 0
SDG&E | GWh | Commercial | Com - Nusing Home | Lighting | No | Lighting - Plug-In Fixture (PSMH with Electronic Ballast) | 0.075531 | 0.075644 | 0.074857 | 0.073966 | 0.069914 | 0.065626 | 0.061598 | 0.059715 | 0.058792 | 0.05828 | 0.058292 | 0.058253
SDG&E | GWh | Commercial | Com - Nusing Home | Lighting | No | Lighting - Plug-In Fixture (PSMH) | 0.07751 | 0.077541 | 0.076765 | 0.073664 | 0.068951 | 0.064204 | 0.05986 | 0.057632 | 0.056367 | 0.055506 | 0.055165 | 0.054812
SDG&E | GWh | Commercial | Com - Nusing Home | SHW | No | SHW - EF Rated Instantaneous Water Heater (Electric) | 0.00073141 | 0.00090018 | 0.0010811 | 0.0012751 | 0.0014535 | 0.0015996 | 0.0016996 | 0.0018163 | 0.0019317 | 0.0020357 | 0.0021393 | 0.002222
SDG&E | GWh | Commercial | Com - Nusing Home | SHW | No | SHW - EF Rated Storage Water Heater (Electric) | 0.00055841 | 0.00067481 | 0 | 0 | 0 | 0 | 0 | 0 | 0 | 0 | 0 | 0
SDG&E | GWh | Commercial | Com - Nusing Home | Service | No | HVAC - Comprehensive Rooftop Unit Quality Maintenance | 0.14253 | 0.12817 | 0.13187 | 0.13258 | 0.12976 | 0.12362 | 0.11437 | 0.10249 | 0.08887 | 0.074266 | 0.05964 | 0.045645
SDG&E | GWh | Commercial | Com - Nusing Home | Service | No | Service - HVAC Fault Detection & Diagnositics | 0 | 0.024525 | 0.024041 | 0.024131 | 0.023669 | 0.022412 | 0.020266 | 0.019418 | 0.019062 | 0.018849 | 0.019021 | 0.019024
SDG&E | GWh | Commercial | Com - Nusing Home | Service | No | Service - Retro-Commissioning (Electric) | 0 | 0 | 0 | 0 | 0 | 0 | 0 | 0 | 0.090989 | 0.08199 | 0.049538 | 0.021091
SDG&E | GWh | Commercial | Com - Nusing Home | WholeBlg | No | HVAC - Energy Management System | 0.061024 | 0.08015 | 0.0699 | 0.061367 | 0.052996 | 0.044552 | 0.035943 | 0.034851 | 0.03453 | 0.034397 | 0.034917 | 0.035087
SDG&E | GWh | Commercial | Com - Nusing Home | WholeBlg | No | WholeBlg - Com NC Level 2 | 0.0032796 | 0 | 0 | 0 | 0 | 0 | 0 | 0 | 0 | 0 | 0 | 0
SDG&E | GWh | Commercial | Com - Nusing Home | WholeBlg | No | WholeBlg - Com NC Level 3 | 0.0029351 | 0 | 0 | 0 | 0 | 0 | 0 | 0 | 0 | 0 | 0 | 0
SDG&E | GWh | Commercial | Com - Nusing Home | WholeBlg | No | WholeBlg - Com RET Level 1 | 0.059661 | 0.081717 | 0.10527 | 0.13041 | 0.15704 | 0.18525 | 0.21487 | 0.24581 | 0.27782 | 0.3107 | 0.34407 | 0.37871
SDG&E | GWh | Commercial | Com - Nusing Home | WholeBlg | No | WholeBlg - Com RET Level 2 | 0.10957 | 0.14914 | 0.19161 | 0.23741 | 0.28626 | 0.33831 | 0.39324 | 0.45105 | 0.5111 | 0.57317 | 0.63631 | 0.69898
SDG&E | GWh | Commercial | Com - Office (Large) | AppPlug | No | AppPlug - Desktop Computer (Com - Power Management) | 0.27039 | 0.29475 | 0.30482 | 0.3081 | 0.30006 | 0.28112 | 0.25194 | 0.22353 | 0.19628 | 0.17059 | 0.14947 | 0.13084
SDG&E | GWh | Commercial | Com - Office (Large) | AppPlug | No | AppPlug - Occupancy Sensor Plug Strip | 0 | 0 | 0 | 0 | 0 | 0 | 0 | 0 | 0 | 0.25455 | 0.22505 | 0.16065
SDG&E | GWh | Commercial | Com - Office (Large) | AppPlug | No | AppPlug - Vending Machine Controls | 0.20897 | 0.22687 | 0.23851 | 0.24545 | 0.24415 | 0.23395 | 0.21489 | 0.19576 | 0.17555 | 0.15567 | 0.13771 | 0.12082
SDG&E | GWh | Commercial | Com - Office (Large) | BldgEnv | No | BldgEnv - Window Film | 0 | 0 | 0 | 0 | 0.086477 | 0.17436 | 0.22368 | 0.23671 | 0.22613 | 0.20783 | 0.18815 | 0.17045
SDG&E | GWh | Commercial | Com - Office (Large) | FoodServ | No | FoodServ - Electric Steamer | 0.031555 | 0.031844 | 0.032097 | 0.032492 | 0.032354 | 0.031502 | 0.029863 | 0.0289 | 0.028158 | 0.027447 | 0.026964 | 0.026353
SDG&E | GWh | Commercial | Com - Office (Large) | FoodServ | No | FoodServ - Oven (Electric) | 0.024289 | 0.02529 | 0.026274 | 0.027357 | 0.027979 | 0.027946 | 0.027152 | 0.026796 | 0.026524 | 0.026189 | 0.025977 | 0.025594
SDG&E | GWh | Commercial | Com - Office (Large) | HVAC | No | HVAC - Chiller (Centrifugal) | 0.24268 | 0.24249 | 0.24258 | 0.24296 | 0.24347 | 0.24408 | 0.2446 | 0.2447 | 0.24479 | 0.24493 | 0.24522 | 0.24575
SDG&E | GWh | Commercial | Com - Office (Large) | HVAC | No | HVAC - Chiller (Reciprocating) | 0.33261 | 0.32842 | 0.3253 | 0.325 | 0.32249 | 0.31665 | 0.30689 | 0.30256 | 0.30044 | 0.29904 | 0.29951 | 0.29946
SDG&E | GWh | Commercial | Com - Office (Large) | HVAC | No | HVAC - Demand Controlled Ventilation | 0.16062 | 0.17934 | 0.17552 | 0.16838 | 0.1564 | 0.14004 | 0.1201 | 0.10368 | 0.08953 | 0.077529 | 0.068339 | 0.06043
SDG&E | GWh | Commercial | Com - Office (Large) | HVAC | No | HVAC - EER Rated Package Rooftop AC (EER 11) | 0 | 0 | 0.044635 | 0.13439 | 0.14055 | 0.14325 | 0.14235 | 0.14301 | 0.14416 | 0.14532 | 0.14717 | 0.14867
SDG&E | GWh | Commercial | Com - Office (Large) | HVAC | No | HVAC - SEER Rated Package Rooftop AC (Recharge) | 0 | 0.15126 | 0.14053 | 0.10659 | 0.070916 | 0.042616 | 0.021415 | 0.0053295 | 0 | 0 | 0 | 0
SDG&E | GWh | Commercial | Com - Office (Large) | HVAC | No | HVAC - SEER Rated Package Rooftop AC (SEER 14) | 0.68499 | 0.67778 | 0 | 0 | 0 | 0 | 0 | 0 | 0 | 0 | 0 | 0
SDG&E | GWh | Commercial | Com - Office (Large) | HVAC | No | HVAC - SEER Rated Package Rooftop AC (SEER 15) | 0.73477 | 0.72955 | 0.33745 | 0.3393 | 0.33891 | 0.335 | 0.32676 | 0.32436 | 0.32438 | 0.32522 | 0.32802 | 0.33029
SDG&E | GWh | Commercial | Com - Office (Large) | HVAC | No | HVAC - SEER Rated Package Rooftop HP (SEER 14) | 0.09125 | 0.09024 | 0 | 0 | 0 | 0 | 0 | 0 | 0 | 0 | 0 | 0
SDG&E | GWh | Commercial | Com - Office (Large) | HVAC | No | HVAC - SEER Rated Package Rooftop HP (SEER 15) | 0.34411 | 0.34048 | 0.15696 | 0.15741 | 0.15665 | 0.15398 | 0.14906 | 0.14723 | 0.14664 | 0.14645 | 0.14727 | 0.14777
SDG&E | GWh | Commercial | Com - Office (Large) | HVAC | No | HVAC - SEER Rated Split System AC (SEER 14) | 0.41192 | 0.40457 | 0.3993 | 0 | 0 | 0 | 0 | 0 | 0 | 0 | 0 | 0
SDG&E | GWh | Commercial | Com - Office (Large) | HVAC | No | HVAC - SEER Rated Split System AC (SEER 15) | 0.21324 | 0.2201 | 0.10544 | 0.10941 | 0.1124 | 0.1139 | 0.11353 | 0.11483 | 0.11674 | 0.11872 | 0.12124 | 0.12342
SDG&E | GWh | Commercial | Com - Office (Large) | HVAC | No | HVAC - SEER Rated Split System HP (SEER 14) | 0.34535 | 0.3418 | 0.045777 | 0.045865 | 0.045611 | 0.044826 | 0.043418 | 0.042876 | 0.042676 | 0.042591 | 0.042789 | 0.042897
SDG&E | GWh | Commercial | Com - Office (Large) | HVAC | No | HVAC - SEER Rated Split System HP (SEER 15) | 0.16421 | 0.16266 | 0.07504 | 0.075262 | 0.074932 | 0.073743 | 0.071531 | 0.070711 | 0.070446 | 0.070361 | 0.070735 | 0.07096
SDG&E | GWh | Commercial | Com - Office (Large) | HVAC | No | HVAC - Thermostat | 0 | 0.35769 | 0.35093 | 0.35274 | 0.34663 | 0.32873 | 0.29766 | 0.28564 | 0.28079 | 0.27807 | 0.28102 | 0.28146
SDG&E | GWh | Commercial | Com - Office (Large) | Lighting | Yes | Lighting - LED Fixture (Replacing T8) - Emerging | 0 | 0.14137 | 0.31139 | 0.52447 | 0.76793 | 1.0412 | 1.3213 | 1.6586 | 2.0166 | 2.3984 | 2.8105 | 3.211
SDG&E | GWh | Commercial | Com - Office (Large) | Lighting | Yes | Lighting - LED Lamp (Basic High - Indoor) - Emerging | 0.015233 | 0.024355 | 0.031869 | 0.036005 | 0.040577 | 0.0087296 | 0.012836 | 0.017104 | 0.021401 | 0.025638 | 0.029853 | 0.033876
SDG&E | GWh | Commercial | Com - Office (Large) | Lighting | Yes | Lighting - LED Lamp (Basic Low - Indoor) - Emerging | 0.044707 | 0.060947 | 0.071672 | 0.083119 | 0.094679 | 0.019166 | 0.029752 | 0.040251 | 0.050542 | 0.060641 | 0.070505 | 0.079636
SDG&E | GWh | Commercial | Com - Office (Large) | Lighting | Yes | Lighting - LED Plug-In Indoor Fixture - Emerging | 0.13351 | 0.16615 | 0.20238 | 0.24248 | 0.28384 | 0.018257 | 0.019915 | 0.02323 | 0.029726 | 0.036431 | 0.043315 | 0.050049
SDG&E | GWh | Commercial | Com - Office (Large) | Lighting | No | Lighting - Cold Cathode Lamp | 0.028686 | 0.029173 | 0.029492 | 0.029906 | 0.029839 | 0 | 0 | 0 | 0 | 0 | 0 | 0
SDG&E | GWh | Commercial | Com - Office (Large) | Lighting | No | Lighting - Compact Fluorescent Fixture (Indoor) | 5.2965 | 5.2623 | 5.2577 | 5.2848 | 5.2659 | 0 | 0 | 0 | 0 | 0 | 0 | 0
SDG&E | GWh | Commercial | Com - Office (Large) | Lighting | No | Lighting - Compact Fluorescent Lamp (Basic High - Indoor) | 0.38486 | 0.35009 | 0.33048 | 0.32759 | 0.32929 | 0 | 0 | 0 | 0 | 0 | 0 | 0
SDG&E | GWh | Commercial | Com - Office (Large) | Lighting | No | Lighting - Compact Fluorescent Lamp (Basic Low - Indoor) | 0.81003 | 0.70849 | 0.64726 | 0.61714 | 0.60407 | 0 | 0 | 0 | 0 | 0 | 0 | 0
SDG&E | GWh | Commercial | Com - Office (Large) | Lighting | No | Lighting - Exit Fixture (LED) | 1.068 | 0.97334 | 0.79354 | 0.5657 | 0.34941 | 0.1796 | 0.06141 | 0 | 0 | 0 | 0 | 0
SDG&E | GWh | Commercial | Com - Office (Large) | Lighting | No | Lighting - Halogen Lamp (A-Line) | 0.058727 | 0.076799 | 0.093189 | 0.1111 | 0.12933 | 0 | 0 | 0 | 0 | 0 | 0 | 0
SDG&E | GWh | Commercial | Com - Office (Large) | Lighting | No | Lighting - Halogen Lamp (Reflector) | 0.021599 | 0.027902 | 0.033216 | 0.038768 | 0.0443 | 0.049536 | 0.053275 | 0.057036 | 0.059985 | 0.062861 | 0.06614 | 0.068346
SDG&E | GWh | Commercial | Com - Office (Large) | Lighting | No | Lighting - High Bay HID to T5 | 0 | 0 | 0.061961 | 0.062239 | 0.061084 | 0.057872 | 0.052359 | 0.050193 | 0.049299 | 0.048771 | 0.049242 | 0.049273
SDG&E | GWh | Commercial | Com - Office (Large) | Lighting | No | Lighting - Induction Fixture (Indoor) | 0.13622 | 0.16705 | 0.19828 | 0.23111 | 0.26112 | 0.28554 | 0.30189 | 0.32083 | 0.33908 | 0.35494 | 0.37021 | 0.38141
SDG&E | GWh | Commercial | Com - Office (Large) | Lighting | No | Lighting - Induction Fixture (Outdoor) | 0.0477 | 0.057083 | 0.066697 | 0.076931 | 0.086317 | 0.093992 | 0.099206 | 0.10545 | 0.11165 | 0.11729 | 0.12292 | 0.1274
SDG&E | GWh | Commercial | Com - Office (Large) | Lighting | No | Lighting - Linear Fluorescent Delamping | 0.015007 | 0.014405 | 0.013696 | 0.01104 | 0 | 0 | 0 | 0 | 0 | 0 | 0 | 0
SDG&E | GWh | Commercial | Com - Office (Large) | Lighting | No | Lighting - Linear Fluorescent Fixture (Low Wattage T8) | 0.36398 | 0.4438 | 0.51675 | 0.5906 | 0.65701 | 0.71036 | 0.74695 | 0.78576 | 0.82348 | 0.85489 | 0.88307 | 0.90235
SDG&E | GWh | Commercial | Com - Office (Large) | Lighting | No | Lighting - Occupancy Sensor | 0 | 0 | 0 | 0 | 0 | 0 | 0 | 0 | 0 | 0 | 0 | 1.0117
SDG&E | GWh | Commercial | Com - Office (Large) | Lighting | No | Lighting - Plug-In Fixture (Compact Fluorescent) | 1.4449 | 1.3791 | 1.3287 | 1.3015 | 1.2698 | 0 | 0 | 0 | 0 | 0 | 0 | 0
SDG&E | GWh | Commercial | Com - Office (Large) | Lighting | No | Lighting - Plug-In Fixture (Exterior) | 0.24585 | 0.24465 | 0.24483 | 0.24799 | 0.24844 | 0.24466 | 0.23591 | 0.23343 | 0.23328 | 0.23379 | 0.23624 | 0.23773
SDG&E | GWh | Commercial | Com - Office (Large) | Lighting | No | Lighting - Plug-In Fixture (Induction) | 0 | 0 | 0 | 0 | 0 | 0.057307 | 0.14439 | 0.16052 | 0.17441 | 0.18462 | 0.19321 | 0.19904
SDG&E | GWh | Commercial | Com - Office (Large) | Lighting | No | Lighting - Plug-In Fixture (Linear Fluorescent) | 2.342 | 2.4662 | 2.5461 | 2.617 | 2.6256 | 0 | 0 | 0 | 0 | 0 | 0 | 0
SDG&E | GWh | Commercial | Com - Office (Large) | Lighting | No | Lighting - Plug-In Fixture (PSMH with Electronic Ballast) | 0.34646 | 0.35375 | 0.34909 | 0.34919 | 0.34563 | 0.32455 | 0.28853 | 0.27684 | 0.26929 | 0.26435 | 0.26269 | 0.26144
SDG&E | GWh | Commercial | Com - Office (Large) | Lighting | No | Lighting - Plug-In Fixture (PSMH) | 0.3595 | 0.36677 | 0.36189 | 0.36176 | 0.3578 | 0.33603 | 0.30618 | 0.28878 | 0.27633 | 0.26751 | 0.26266 | 0.25869
SDG&E | GWh | Commercial | Com - Office (Large) | SHW | No | SHW - EF Rated Instantaneous Water Heater (Electric) | 0.00071282 | 0.00087621 | 0.0010437 | 0.0012199 | 0.0013806 | 0.0015114 | 0.0016005 | 0.0017061 | 0.0018112 | 0.0019065 | 0.0020018 | 0.0020784
SDG&E | GWh | Commercial | Com - Office (Large) | SHW | No | SHW - EF Rated Storage Water Heater (Electric) | 0.00062243 | 0.00075273 | 0 | 0 | 0 | 0 | 0 | 0 | 0 | 0 | 0 | 0
SDG&E | GWh | Commercial | Com - Office (Large) | Service | No | HVAC - Comprehensive Rooftop Unit Quality Maintenance | 0.90456 | 0.81341 | 0.8369 | 0.8414 | 0.82352 | 0.78452 | 0.72583 | 0.65042 | 0.56401 | 0.47132 | 0.3785 | 0.28968
SDG&E | GWh | Commercial | Com - Office (Large) | Service | No | Service - HVAC Fault Detection & Diagnositics | 0 | 0.15564 | 0.15257 | 0.15315 | 0.15022 | 0.14224 | 0.12861 | 0.12323 | 0.12097 | 0.11962 | 0.12072 | 0.12073
SDG&E | GWh | Commercial | Com - Office (Large) | Service | No | Service - Retro-Commissioning (Electric) | 0 | 0 | 0 | 0 | 0 | 0 | 0 | 0 | 0.57746 | 0.52035 | 0.31439 | 0.13385
SDG&E | GWh | Commercial | Com - Office (Large) | WholeBlg | No | HVAC - Energy Management System | 0.38729 | 0.50867 | 0.44362 | 0.38946 | 0.33634 | 0.28275 | 0.22811 | 0.22118 | 0.21915 | 0.2183 | 0.2216 | 0.22268
SDG&E | GWh | Commercial | Com - Office (Large) | WholeBlg | No | WholeBlg - Com NC Level 2 | 0.020821 | 0 | 0 | 0 | 0 | 0 | 0 | 0 | 0 | 0 | 0 | 0
SDG&E | GWh | Commercial | Com - Office (Large) | WholeBlg | No | WholeBlg - Com NC Level 3 | 0.018552 | 0 | 0 | 0 | 0 | 0 | 0 | 0 | 0 | 0 | 0 | 0
SDG&E | GWh | Commercial | Com - Office (Large) | WholeBlg | No | WholeBlg - Com RET Level 1 | 0.27748 | 0.37991 | 0.4894 | 0.60647 | 0.73072 | 0.86241 | 1.0008 | 1.1454 | 1.2951 | 1.4489 | 1.6049 | 1.7619
SDG&E | GWh | Commercial | Com - Office (Large) | WholeBlg | No | WholeBlg - Com RET Level 2 | 0.51202 | 0.69716 | 0.89612 | 1.111 | 1.3403 | 1.5853 | 1.8442 | 2.117 | 2.4007 | 2.6942 | 2.9929 | 3.2953
SDG&E | GWh | Commercial | Com - Office (Small) | AppPlug | No | AppPlug - Desktop Computer (Com - Power Management) | 0.12723 | 0.1387 | 0.14343 | 0.14498 | 0.14119 | 0.13229 | 0.11855 | 0.10519 | 0.09236 | 0.08027 | 0.070336 | 0.061568
SDG&E | GWh | Commercial | Com - Office (Small) | AppPlug | No | AppPlug - Occupancy Sensor Plug Strip | 0 | 0 | 0 | 0 | 0 | 0 | 0 | 0 | 0 | 0.11978 | 0.1059 | 0.075597
SDG&E | GWh | Commercial | Com - Office (Small) | AppPlug | No | AppPlug - Vending Machine Controls | 0.10896 | 0.1183 | 0.12437 | 0.12799 | 0.12731 | 0.12199 | 0.11205 | 0.10207 | 0.091535 | 0.081171 | 0.071807 | 0.063
SDG&E | GWh | Commercial | Com - Office (Small) | BldgEnv | No | BldgEnv - Window Film | 0 | 0 | 0.013456 | 0.035855 | 0.053857 | 0.066183 | 0.073835 | 0.080239 | 0.084704 | 0.089346 | 0.092447 | 0.093568
SDG&E | GWh | Commercial | Com - Office (Small) | HVAC | No | HVAC - Chiller (Centrifugal) | 0.14741 | 0.14739 | 0.14759 | 0.148 | 0.14845 | 0.14894 | 0.14937 | 0.14952 | 0.14967 | 0.14982 | 0.15008 | 0.15049
SDG&E | GWh | Commercial | Com - Office (Small) | HVAC | No | HVAC - Chiller (Reciprocating) | 0.19482 | 0.19231 | 0.19042 | 0.19006 | 0.18855 | 0.18534 | 0.18011 | 0.17767 | 0.17639 | 0.17549 | 0.17558 | 0.17546
SDG&E | GWh | Commercial | Com - Office (Small) | HVAC | No | HVAC - Direct Evaporative Cooler | 2.103 | 2.0305 | 1.9787 | 1.9399 | 1.903 | 1.8638 | 1.8206 | 1.7849 | 1.7516 | 1.7356 | 1.7306 | 1.7229
SDG&E | GWh | Commercial | Com - Office (Small) | HVAC | No | HVAC - EER Rated Package Rooftop AC (EER 11) | 0 | 0 | 0 | 0 | 0.021465 | 0.065618 | 0.067185 | 0.068941 | 0.070449 | 0.071624 | 0.07292 | 0.073921
SDG&E | GWh | Commercial | Com - Office (Small) | HVAC | No | HVAC - SEER Rated Package Rooftop AC (Recharge) | 0 | 0 | 0 | 0 | 0 | 0.037586 | 0.034095 | 0.018239 | 0.004329 | 0 | 0 | 0
SDG&E | GWh | Commercial | Com - Office (Small) | HVAC | No | HVAC - SEER Rated Package Rooftop AC (SEER 14) | 0.38566 | 0.38163 | 0 | 0 | 0 | 0 | 0 | 0 | 0 | 0 | 0 | 0
SDG&E | GWh | Commercial | Com - Office (Small) | HVAC | No | HVAC - SEER Rated Package Rooftop AC (SEER 15) | 0.38355 | 0.38086 | 0.17617 | 0.17714 | 0.17694 | 0.1749 | 0.17061 | 0.16938 | 0.16941 | 0.16987 | 0.17136 | 0.17258
SDG&E | GWh | Commercial | Com - Office (Small) | HVAC | No | HVAC - SEER Rated Package Rooftop HP (SEER 14) | 0.045645 | 0.045143 | 0 | 0 | 0 | 0 | 0 | 0 | 0 | 0 | 0 | 0
SDG&E | GWh | Commercial | Com - Office (Small) | HVAC | No | HVAC - SEER Rated Package Rooftop HP (SEER 15) | 0.17151 | 0.16976 | 0.078288 | 0.078551 | 0.078211 | 0.076929 | 0.074519 | 0.073648 | 0.073393 | 0.073338 | 0.073786 | 0.074071
SDG&E | GWh | Commercial | Com - Office (Small) | HVAC | No | HVAC - SEER Rated Split System AC (SEER 14) | 0.12585 | 0.12448 | 0.12291 | 0 | 0 | 0 | 0 | 0 | 0 | 0 | 0 | 0
SDG&E | GWh | Commercial | Com - Office (Small) | HVAC | No | HVAC - SEER Rated Split System AC (SEER 15) | 0.057112 | 0.058908 | 0.027988 | 0.028692 | 0.029093 | 0.029104 | 0.028665 | 0.028619 | 0.028715 | 0.028933 | 0.029339 | 0.029653
SDG&E | GWh | Commercial | Com - Office (Small) | HVAC | No | HVAC - SEER Rated Split System HP (SEER 14) | 0.17922 | 0.17735 | 0.023749 | 0.023794 | 0.023661 | 0.023253 | 0.02252 | 0.022239 | 0.022138 | 0.022097 | 0.022204 | 0.022265
SDG&E | GWh | Commercial | Com - Office (Small) | HVAC | No | HVAC - SEER Rated Split System HP (SEER 15) | 0.08371 | 0.082946 | 0.038282 | 0.03842 | 0.038274 | 0.037686 | 0.03657 | 0.03617 | 0.036056 | 0.036036 | 0.03625 | 0.036389
SDG&E | GWh | Commercial | Com - Office (Small) | HVAC | No | HVAC - Thermostat | 0 | 0.29483 | 0.28933 | 0.29091 | 0.286 | 0.27133 | 0.24576 | 0.23591 | 0.23198 | 0.2298 | 0.23231 | 0.23275
SDG&E | GWh | Commercial | Com - Office (Small) | Lighting | Yes | Lighting - LED Fixture (Replacing T8) - Emerging | 0 | 0.064294 | 0.14029 | 0.23674 | 0.34717 | 0.47151 | 0.59949 | 0.75345 | 0.91647 | 1.0902 | 1.2772 | 1.4589
SDG&E | GWh | Commercial | Com - Office (Small) | Lighting | Yes | Lighting - LED Lamp (Basic High - Indoor) - Emerging | 0.0070157 | 0.011219 | 0.014677 | 0.016541 | 0.01861 | 0.0040234 | 0.0059357 | 0.0079215 | 0.0099193 | 0.011889 | 0.013847 | 0.015716
SDG&E | GWh | Commercial | Com - Office (Small) | Lighting | Yes | Lighting - LED Lamp (Basic Low - Indoor) - Emerging | 0.020684 | 0.028174 | 0.033074 | 0.038296 | 0.043574 | 0.0088307 | 0.01376 | 0.018645 | 0.02343 | 0.028124 | 0.032705 | 0.036945
SDG&E | GWh | Commercial | Com - Office (Small) | Lighting | Yes | Lighting - LED Plug-In Indoor Fixture - Emerging | 0.016467 | 0.020283 | 0.0249 | 0.0303 | 0.036196 | 0.0023835 | 0.0026611 | 0.0029859 | 0.0038345 | 0.0048108 | 0.005858 | 0.0069183
SDG&E | GWh | Commercial | Com - Office (Small) | Lighting | No | Lighting - Cold Cathode Lamp | 0.013556 | 0.013834 | 0.01401 | 0.014219 | 0.014182 | 0 | 0 | 0 | 0 | 0 | 0 | 0
SDG&E | GWh | Commercial | Com - Office (Small) | Lighting | No | Lighting - Compact Fluorescent Fixture (Indoor) | 2.4521 | 2.4318 | 2.426 | 2.4353 | 2.4244 | 0 | 0 | 0 | 0 | 0 | 0 | 0
SDG&E | GWh | Commercial | Com - Office (Small) | Lighting | No | Lighting - Compact Fluorescent Lamp (Basic High - Indoor) | 0.17663 | 0.16054 | 0.15148 | 0.15018 | 0.15108 | 0 | 0 | 0 | 0 | 0 | 0 | 0
SDG&E | GWh | Commercial | Com - Office (Small) | Lighting | No | Lighting - Compact Fluorescent Lamp (Basic Low - Indoor) | 0.37406 | 0.3269 | 0.29852 | 0.28456 | 0.27863 | 0 | 0 | 0 | 0 | 0 | 0 | 0
SDG&E | GWh | Commercial | Com - Office (Small) | Lighting | No | Lighting - Exit Fixture (LED) | 0.49408 | 0.45036 | 0.36718 | 0.26178 | 0.16175 | 0.083225 | 0.028547 | 0 | 0 | 0 | 0 | 0
SDG&E | GWh | Commercial | Com - Office (Small) | Lighting | No | Lighting - Halogen Lamp (A-Line) | 0.027637 | 0.036157 | 0.043885 | 0.052332 | 0.060935 | 0 | 0 | 0 | 0 | 0 | 0 | 0
SDG&E | GWh | Commercial | Com - Office (Small) | Lighting | No | Lighting - Halogen Lamp (Reflector) | 0.010153 | 0.013127 | 0.015636 | 0.01826 | 0.020877 | 0.023411 | 0.025166 | 0.026976 | 0.028371 | 0.029783 | 0.0313 | 0.03236
SDG&E | GWh | Commercial | Com - Office (Small) | Lighting | No | Lighting - High Bay HID to T5 | 0 | 0 | 0 | 0 | 0.026889 | 0.025477 | 0.023049 | 0.022098 | 0.021704 | 0.021473 | 0.02168 | 0.021694
SDG&E | GWh | Commercial | Com - Office (Small) | Lighting | No | Lighting - Induction Fixture (Indoor) | 0.069261 | 0.084928 | 0.10079 | 0.11745 | 0.13268 | 0.14505 | 0.15333 | 0.16292 | 0.17216 | 0.18018 | 0.1879 | 0.19356
SDG&E | GWh | Commercial | Com - Office (Small) | Lighting | No | Lighting - Induction Fixture (Outdoor) | 0.022446 | 0.026861 | 0.031385 | 0.0362 | 0.040617 | 0.044229 | 0.046682 | 0.04962 | 0.052537 | 0.055194 | 0.057841 | 0.059947
SDG&E | GWh | Commercial | Com - Office (Small) | Lighting | No | Lighting - Linear Fluorescent Delamping | 0.0068393 | 0.0065647 | 0.0062412 | 0.0050306 | 0 | 0 | 0 | 0 | 0 | 0 | 0 | 0
SDG&E | GWh | Commercial | Com - Office (Small) | Lighting | No | Lighting - Linear Fluorescent Fixture (Low Wattage T8) | 0.16449 | 0.20075 | 0.23363 | 0.26709 | 0.29722 | 0.32154 | 0.3384 | 0.35608 | 0.37322 | 0.38751 | 0.4003 | 0.40913
SDG&E | GWh | Commercial | Com - Office (Small) | Lighting | No | Lighting - Occupancy Sensor | 0 | 0 | 0 | 0 | 0 | 0.95526 | 0.80886 | 0.58397 | 0.42477 | 0.32287 | 0.26235 | 0.23673
SDG&E | GWh | Commercial | Com - Office (Small) | Lighting | No | Lighting - Plug-In Fixture (Compact Fluorescent) | 0.22351 | 0.21509 | 0.20888 | 0.20607 | 0.2023 | 0 | 0 | 0 | 0 | 0 | 0 | 0
SDG&E | GWh | Commercial | Com - Office (Small) | Lighting | No | Lighting - Plug-In Fixture (Exterior) | 0.11569 | 0.11512 | 0.1152 | 0.11669 | 0.11691 | 0.11513 | 0.11101 | 0.10984 | 0.10977 | 0.11001 | 0.11116 | 0.11187
SDG&E | GWh | Commercial | Com - Office (Small) | Lighting | No | Lighting - Plug-In Fixture (Induction) | 0 | 0 | 0 | 0 | 0 | 0.034642 | 0.06233 | 0.071531 | 0.078134 | 0.082696 | 0.086447 | 0.089019
SDG&E | GWh | Commercial | Com - Office (Small) | Lighting | No | Lighting - Plug-In Fixture (Linear Fluorescent) | 0.56551 | 0.59106 | 0.60791 | 0.62385 | 0.62626 | 0 | 0 | 0 | 0 | 0 | 0 | 0
SDG&E | GWh | Commercial | Com - Office (Small) | Lighting | No | Lighting - Plug-In Fixture (PSMH with Electronic Ballast) | 0.1567 | 0.16049 | 0.15831 | 0.15833 | 0.15673 | 0.14742 | 0.13317 | 0.1263 | 0.1223 | 0.11995 | 0.11921 | 0.11869
SDG&E | GWh | Commercial | Com - Office (Small) | Lighting | No | Lighting - Plug-In Fixture (PSMH) | 0.16274 | 0.16685 | 0.16477 | 0.16485 | 0.16318 | 0.15399 | 0.14169 | 0.13202 | 0.12599 | 0.12194 | 0.11976 | 0.11797
SDG&E | GWh | Commercial | Com - Office (Small) | SHW | No | SHW - EF Rated Instantaneous Water Heater (Electric) | 0.0019593 | 0.0024101 | 0.0028809 | 0.0033801 | 0.0038368 | 0.0042097 | 0.0044645 | 0.0047644 | 0.0050615 | 0.0053303 | 0.0055984 | 0.0058133
SDG&E | GWh | Commercial | Com - Office (Small) | SHW | No | SHW - EF Rated Storage Water Heater (Electric) | 0.0015451 | 0.0018679 | 0 | 0 | 0 | 0 | 0 | 0 | 0 | 0 | 0 | 0
SDG&E | GWh | Commercial | Com - Office (Small) | Service | No | HVAC - Comprehensive Rooftop Unit Quality Maintenance | 0.42565 | 0.38276 | 0.39381 | 0.39593 | 0.38751 | 0.36916 | 0.34155 | 0.30606 | 0.2654 | 0.22179 | 0.17811 | 0.13631
SDG&E | GWh | Commercial | Com - Office (Small) | Service | No | Service - HVAC Fault Detection & Diagnositics | 0 | 0.07324 | 0.071795 | 0.072065 | 0.070686 | 0.066932 | 0.060521 | 0.057988 | 0.056926 | 0.05629 | 0.056805 | 0.056813
SDG&E | GWh | Commercial | Com - Office (Small) | Service | No | Service - Retro-Commissioning (Electric) | 0 | 0 | 0 | 0 | 0 | 0 | 0 | 0 | 0.27173 | 0.24485 | 0.14794 | 0.062986
SDG&E | GWh | Commercial | Com - Office (Small) | WholeBlg | No | HVAC - Energy Management System | 0.18224 | 0.23936 | 0.20875 | 0.18327 | 0.15827 | 0.13305 | 0.10734 | 0.10408 | 0.10312 | 0.10272 | 0.10428 | 0.10478
SDG&E | GWh | Commercial | Com - Office (Small) | WholeBlg | No | WholeBlg - Com NC Level 2 | 0.009795 | 0 | 0 | 0 | 0 | 0 | 0 | 0 | 0 | 0 | 0 | 0
SDG&E | GWh | Commercial | Com - Office (Small) | WholeBlg | No | WholeBlg - Com NC Level 3 | 0.0087523 | 0 | 0 | 0 | 0 | 0 | 0 | 0 | 0 | 0 | 0 | 0
SDG&E | GWh | Commercial | Com - Office (Small) | WholeBlg | No | WholeBlg - Com RET Level 1 | 0.1221 | 0.1677 | 0.21655 | 0.26892 | 0.32457 | 0.38371 | 0.44591 | 0.51111 | 0.57865 | 0.64825 | 0.71896 | 0.79037
SDG&E | GWh | Commercial | Com - Office (Small) | WholeBlg | No | WholeBlg - Com RET Level 2 | 0.22717 | 0.3095 | 0.39797 | 0.49364 | 0.59578 | 0.70491 | 0.82019 | 0.94181 | 1.0682 | 1.1993 | 1.3328 | 1.4685
SDG&E | GWh | Commercial | Com - Restaurant (Fast Food) | AppPlug | No | AppPlug - Desktop Computer (Com - Power Management) | 0.014912 | 0.016422 | 0.016786 | 0.016818 | 0.016267 | 0.015177 | 0.013578 | 0.012071 | 0.010649 | 0.009317 | 0.0082191 | 0.0072351
SDG&E | GWh | Commercial | Com - Restaurant (Fast Food) | AppPlug | No | AppPlug - Occupancy Sensor Plug Strip | 0 | 0 | 0 | 0 | 0 | 0 | 0 | 0 | 0 | 0.017186 | 0.015177 | 0.010811
SDG&E | GWh | Commercial | Com - Restaurant (Fast Food) | AppPlug | No | AppPlug - Vending Machine Controls | 0.019083 | 0.020715 | 0.021766 | 0.022384 | 0.022247 | 0.021296 | 0.01954 | 0.017771 | 0.015902 | 0.014068 | 0.012399 | 0.010828
SDG&E | GWh | Commercial | Com - Restaurant (Fast Food) | BldgEnv | No | BldgEnv - Window Film | 0 | 0 | 0.0089125 | 0.018216 | 0.023331 | 0.02428 | 0.022699 | 0.020366 | 0.018018 | 0.016257 | 0.014935 | 0.013922
SDG&E | GWh | Commercial | Com - Restaurant (Fast Food) | ComRefrig | No | ComRefrig - Strip Curtain for Walk In Refrigerator | 0 | 0.37501 | 0.41273 | 0.42886 | 0.41689 | 0.37599 | 0.31221 | 0.23689 | 0.16244 | 0.09775 | 0.046893 | 0.0097648
SDG&E | GWh | Commercial | Com - Restaurant (Fast Food) | FoodServ | No | FoodServ - Electric Griddle | 0.00017828 | 0.00019076 | 0.00020378 | 0.0002181 | 0.00022934 | 0.00023559 | 0.00023549 | 0.00023821 | 0.00024094 | 0.00024246 | 0.00024434 | 0.00024407
SDG&E | GWh | Commercial | Com - Restaurant (Fast Food) | FoodServ | No | FoodServ - Electric Steamer | 0.10239 | 0.10333 | 0.10413 | 0.10541 | 0.10494 | 0.10217 | 0.09684 | 0.093701 | 0.091278 | 0.088955 | 0.087388 | 0.08539
SDG&E | GWh | Commercial | Com - Restaurant (Fast Food) | FoodServ | No | FoodServ - Fryer (Electric) | 0 | 0 | 0 | 0 | 0 | 0 | 0 | 0 | 0 | 0 | 0.0069924 | 0.0070091
SDG&E | GWh | Commercial | Com - Restaurant (Fast Food) | FoodServ | No | FoodServ - Grill to Order Cabinet | 0.075035 | 0.08054 | 0.086331 | 0.092688 | 0.097676 | 0.1004 | 0.10022 | 0.10112 | 0.1019 | 0.10202 | 0.10219 | 0.10135
SDG&E | GWh | Commercial | Com - Restaurant (Fast Food) | FoodServ | No | FoodServ - Oven (Electric) | 0.01839 | 0.019147 | 0.01989 | 0.020708 | 0.021177 | 0.021149 | 0.020546 | 0.020273 | 0.020064 | 0.019808 | 0.019647 | 0.019353
SDG&E | GWh | Commercial | Com - Restaurant (Fast Food) | HVAC | Yes | HVAC - Advanced Package Rooftop AC (> EER 12) - Emerging | 0 | 0 | 0.00025294 | 0.00065216 | 0.0011381 | 0.0016826 | 0.0022861 | 0.0029365 | 0.0036388 | 0.0043945 | 0.0052004 | 0.0060814
SDG&E | GWh | Commercial | Com - Restaurant (Fast Food) | HVAC | No | HVAC - Direct Evaporative Cooler | 0.6017 | 0.5808 | 0.56431 | 0.55109 | 0.53877 | 0.5264 | 0.5136 | 0.50325 | 0.49412 | 0.48601 | 0.47898 | 0.47223
SDG&E | GWh | Commercial | Com - Restaurant (Fast Food) | HVAC | No | HVAC - EER Rated Package Rooftop AC (EER 11) | 0 | 0 | 0 | 0 | 0 | 0 | 0.014696 | 0.015298 | 0.015818 | 0.016212 | 0.016591 | 0.01688
SDG&E | GWh | Commercial | Com - Restaurant (Fast Food) | HVAC | No | HVAC - SEER Rated Package Rooftop AC (Recharge) | 0 | 0 | 0.0046998 | 0.0042893 | 0.0012762 | 0 | 0 | 0 | 0 | 0 | 0 | 0
SDG&E | GWh | Commercial | Com - Restaurant (Fast Food) | HVAC | No | HVAC - SEER Rated Package Rooftop AC (SEER 14) | 0.20121 | 0.19888 | 0 | 0 | 0 | 0 | 0 | 0 | 0 | 0 | 0 | 0
SDG&E | GWh | Commercial | Com - Restaurant (Fast Food) | HVAC | No | HVAC - SEER Rated Package Rooftop AC (SEER 15) | 0.1733 | 0.17207 | 0.079566 | 0.079981 | 0.07988 | 0.078963 | 0.077049 | 0.076498 | 0.076514 | 0.076726 | 0.07739 | 0.077937
SDG&E | GWh | Commercial | Com - Restaurant (Fast Food) | HVAC | No | HVAC - SEER Rated Package Rooftop HP (SEER 14) | 0.021438 | 0.021218 | 0 | 0 | 0 | 0 | 0 | 0 | 0 | 0 | 0 | 0
SDG&E | GWh | Commercial | Com - Restaurant (Fast Food) | HVAC | No | HVAC - SEER Rated Package Rooftop HP (SEER 15) | 0.085058 | 0.084162 | 0.038772 | 0.038839 | 0.038622 | 0.037961 | 0.036776 | 0.036314 | 0.036143 | 0.036068 | 0.03623 | 0.036316
SDG&E | GWh | Commercial | Com - Restaurant (Fast Food) | HVAC | No | HVAC - SEER Rated Split System AC (SEER 14) | 0.086568 | 0.085711 | 0.084971 | 0 | 0 | 0 | 0 | 0 | 0 | 0 | 0 | 0
SDG&E | GWh | Commercial | Com - Restaurant (Fast Food) | HVAC | No | HVAC - SEER Rated Split System AC (SEER 15) | 0.030341 | 0.031403 | 0.015018 | 0.015525 | 0.015879 | 0.016021 | 0.015907 | 0.016014 | 0.0162 | 0.016393 | 0.016656 | 0.016875
SDG&E | GWh | Commercial | Com - Restaurant (Fast Food) | HVAC | No | HVAC - SEER Rated Split System HP (SEER 14) | 0.084257 | 0.083383 | 0.011161 | 0.011178 | 0.01111 | 0.01091 | 0.010558 | 0.010419 | 0.010365 | 0.01034 | 0.010383 | 0.010405
SDG&E | GWh | Commercial | Com - Restaurant (Fast Food) | HVAC | No | HVAC - SEER Rated Split System HP (SEER 15) | 0.035766 | 0.035403 | 0.016316 | 0.016361 | 0.01627 | 0.015972 | 0.015431 | 0.015226 | 0.015153 | 0.015123 | 0.015202 | 0.015243
SDG&E | GWh | Commercial | Com - Restaurant (Fast Food) | HVAC | No | HVAC - Thermostat | 0 | 0.050217 | 0.049267 | 0.049638 | 0.049031 | 0.046604 | 0.042271 | 0.040637 | 0.039994 | 0.039665 | 0.040141 | 0.04028
SDG&E | GWh | Commercial | Com - Restaurant (Fast Food) | Lighting | Yes | Lighting - LED Fixture (Replacing T8) - Emerging | 0.022576 | 0.032054 | 0.045342 | 0.062669 | 0.082973 | 0.10604 | 0.12983 | 0.15838 | 0.18949 | 0.22279 | 0.25884 | 0.29387
SDG&E | GWh | Commercial | Com - Restaurant (Fast Food) | Lighting | Yes | Lighting - LED Lamp (Basic High - Indoor) - Emerging | 0.024829 | 0.048577 | 0.069519 | 0.091381 | 0.1163 | 0.01847 | 0.022003 | 0.025617 | 0.029111 | 0.032231 | 0.034979 | 0.037144
SDG&E | GWh | Commercial | Com - Restaurant (Fast Food) | Lighting | Yes | Lighting - LED Lamp (Basic Low - Indoor) - Emerging | 0.18045 | 0.25666 | 0.32772 | 0.40617 | 0.48655 | 0.085528 | 0.094681 | 0.10305 | 0.14078 | 0.18646 | 0.22899 | 0.26653
SDG&E | GWh | Commercial | Com - Restaurant (Fast Food) | Lighting | Yes | Lighting - LED Plug-In Indoor Fixture - Emerging | 0.0064221 | 0.0079784 | 0.0097325 | 0.011691 | 0.013734 | 0.00088717 | 0.00097227 | 0.0011201 | 0.0014432 | 0.0017794 | 0.0021272 | 0.0024697
SDG&E | GWh | Commercial | Com - Restaurant (Fast Food) | Lighting | No | Lighting - Cold Cathode Lamp | 0.0038944 | 0.0037995 | 0.0037224 | 0.003681 | 0.0036085 | 0 | 0 | 0 | 0 | 0 | 0 | 0
SDG&E | GWh | Commercial | Com - Restaurant (Fast Food) | Lighting | No | Lighting - Compact Fluorescent Fixture (Indoor) | 0.52162 | 0.51708 | 0.51556 | 0.51704 | 0.51378 | 0 | 0 | 0 | 0 | 0 | 0 | 0
SDG&E | GWh | Commercial | Com - Restaurant (Fast Food) | Lighting | No | Lighting - Compact Fluorescent Lamp (Basic High - Indoor) | 0.19272 | 0.26902 | 0.34203 | 0.41448 | 0.48277 | 0 | 0 | 0 | 0 | 0 | 0 | 0
SDG&E | GWh | Commercial | Com - Restaurant (Fast Food) | Lighting | No | Lighting - Compact Fluorescent Lamp (Basic Low - Indoor) | 2.5516 | 2.6456 | 2.6904 | 2.699 | 2.666 | 0 | 0 | 0 | 0 | 0 | 0 | 0
SDG&E | GWh | Commercial | Com - Restaurant (Fast Food) | Lighting | No | Lighting - Exit Fixture (LED) | 0.068152 | 0.062137 | 0.050665 | 0.03613 | 0.022344 | 0.011524 | 0.0039839 | 0 | 0 | 0 | 0 | 0
SDG&E | GWh | Commercial | Com - Restaurant (Fast Food) | Lighting | No | Lighting - Halogen Lamp (A-Line) | 0.0039704 | 0.0051939 | 0.0063036 | 0.0075163 | 0.0087514 | 0 | 0 | 0 | 0 | 0 | 0 | 0
SDG&E | GWh | Commercial | Com - Restaurant (Fast Food) | Lighting | No | Lighting - Halogen Lamp (Reflector) | 0.0014591 | 0.001886 | 0.0022462 | 0.0026227 | 0.0029981 | 0.0033594 | 0.0036117 | 0.0038703 | 0.0040704 | 0.0042709 | 0.0044899 | 0.0046414
SDG&E | GWh | Commercial | Com - Restaurant (Fast Food) | Lighting | No | Lighting - High Bay HID to T5 | 0.010549 | 0.010945 | 0.012051 | 0.012746 | 0.012777 | 0.012068 | 0.010673 | 0.0090734 | 0.0074551 | 0.0059679 | 0.0047855 | 0.00385
SDG&E | GWh | Commercial | Com - Restaurant (Fast Food) | Lighting | No | Lighting - Induction Fixture (Indoor) | 0.0091239 | 0.011078 | 0.013051 | 0.015121 | 0.017006 | 0.018528 | 0.019541 | 0.020731 | 0.021889 | 0.022907 | 0.0239 | 0.02465
SDG&E | GWh | Commercial | Com - Restaurant (Fast Food) | Lighting | No | Lighting - Induction Fixture (Outdoor) | 0.0032244 | 0.0038589 | 0.0045087 | 0.0052003 | 0.0058345 | 0.0063518 | 0.0067038 | 0.0071253 | 0.0075436 | 0.0079244 | 0.0083038 | 0.0086057
SDG&E | GWh | Commercial | Com - Restaurant (Fast Food) | Lighting | No | Lighting - Linear Fluorescent Delamping | 0.004665 | 0.0044765 | 0.0042643 | 0.0034406 | 0.001949 | 0 | 0 | 0 | 0 | 0 | 0 | 0
SDG&E | GWh | Commercial | Com - Restaurant (Fast Food) | Lighting | No | Lighting - Linear Fluorescent Fixture (Low Wattage T8) | 0.019279 | 0.023862 | 0.028315 | 0.032921 | 0.037162 | 0.040673 | 0.043256 | 0.04598 | 0.04866 | 0.05098 | 0.053093 | 0.05466
SDG&E | GWh | Commercial | Com - Restaurant (Fast Food) | Lighting | No | Lighting - Low Bay HID to T5 | 0.00010609 | 0.00011142 | 0.00011847 | 0.00012212 | 0.00012054 | 0.00011356 | 0.00010151 | 8.8576e-05 | 7.5586e-05 | 6.3241e-05 | 5.2995e-05 | 4.428e-05
SDG&E | GWh | Commercial | Com - Restaurant (Fast Food) | Lighting | No | Lighting - Occupancy Sensor | 0 | 0 | 0 | 0 | 0 | 0 | 0 | 0 | 0 | 0 | 0 | 0.057911
SDG&E | GWh | Commercial | Com - Restaurant (Fast Food) | Lighting | No | Lighting - Plug-In Fixture (Compact Fluorescent) | 0.072749 | 0.069547 | 0.067101 | 0.06581 | 0.064285 | 0 | 0 | 0 | 0 | 0 | 0 | 0
SDG&E | GWh | Commercial | Com - Restaurant (Fast Food) | Lighting | No | Lighting - Plug-In Fixture (Exterior) | 0.016618 | 0.016539 | 0.01655 | 0.016763 | 0.016793 | 0.016532 | 0.01594 | 0.015771 | 0.015759 | 0.015792 | 0.015956 | 0.016056
SDG&E | GWh | Commercial | Com - Restaurant (Fast Food) | Lighting | No | Lighting - Plug-In Fixture (Induction) | 0.025749 | 0.025459 | 0.025476 | 0.025857 | 0.025948 | 0.025591 | 0.024722 | 0.024517 | 0.024558 | 0.024674 | 0.024993 | 0.025213
SDG&E | GWh | Commercial | Com - Restaurant (Fast Food) | Lighting | No | Lighting - Plug-In Fixture (Linear Fluorescent) | 0.14683 | 0.15446 | 0.15935 | 0.16369 | 0.16419 | 0 | 0 | 0 | 0 | 0 | 0 | 0
SDG&E | GWh | Commercial | Com - Restaurant (Fast Food) | Lighting | No | Lighting - Plug-In Fixture (PSMH with Electronic Ballast) | 0.029419 | 0.030446 | 0.030231 | 0.030394 | 0.030292 | 0.029811 | 0.028907 | 0.02857 | 0.028452 | 0.028395 | 0.028514 | 0.028567
SDG&E | GWh | Commercial | Com - Restaurant (Fast Food) | Lighting | No | Lighting - Plug-In Fixture (PSMH) | 0.027991 | 0.028999 | 0.028737 | 0.028779 | 0.028564 | 0.028 | 0.027058 | 0.02663 | 0.026404 | 0.026231 | 0.026221 | 0.026161
SDG&E | GWh | Commercial | Com - Restaurant (Fast Food) | SHW | No | SHW - EF Rated Instantaneous Water Heater (Electric) | 0.0014886 | 0.0018325 | 0.0022008 | 0.0025956 | 0.0029587 | 0.0032565 | 0.003461 | 0.0036992 | 0.0039342 | 0.004146 | 0.0043566 | 0.0045249
SDG&E | GWh | Commercial | Com - Restaurant (Fast Food) | SHW | No | SHW - EF Rated Storage Water Heater (Electric) | 0.0011503 | 0.00139 | 0 | 0 | 0 | 0 | 0 | 0 | 0 | 0 | 0 | 0
SDG&E | GWh | Commercial | Com - Restaurant (Fast Food) | Service | No | HVAC - Comprehensive Rooftop Unit Quality Maintenance | 0.061152 | 0.05499 | 0.056578 | 0.056882 | 0.055673 | 0.053037 | 0.049069 | 0.043971 | 0.038129 | 0.031863 | 0.025588 | 0.019584
SDG&E | GWh | Commercial | Com - Restaurant (Fast Food) | Service | No | Service - HVAC Fault Detection & Diagnositics | 0 | 0.010477 | 0.010221 | 0.010202 | 0.0099312 | 0.0093196 | 0.0083434 | 0.0079033 | 0.007663 | 0.0074788 | 0.007434 | 0.0073157
SDG&E | GWh | Commercial | Com - Restaurant (Fast Food) | Service | No | Service - Retro-Commissioning (Electric) | 0 | 0 | 0 | 0 | 0 | 0 | 0 | 0 | 0.039039 | 0.035177 | 0.021254 | 0.009049
SDG&E | GWh | Commercial | Com - Restaurant (Fast Food) | WholeBlg | No | HVAC - Energy Management System | 0.026182 | 0.034388 | 0.02999 | 0.026329 | 0.022738 | 0.019115 | 0.015421 | 0.014953 | 0.014815 | 0.014758 | 0.014981 | 0.015054
SDG&E | GWh | Commercial | Com - Restaurant (Fast Food) | WholeBlg | No | WholeBlg - Com NC Level 2 | 0.0014538 | 0 | 0 | 0 | 0 | 0 | 0 | 0 | 0 | 0 | 0 | 0
SDG&E | GWh | Commercial | Com - Restaurant (Fast Food) | WholeBlg | No | WholeBlg - Com NC Level 3 | 0.0011621 | 0 | 0 | 0 | 0 | 0 | 0 | 0 | 0 | 0 | 0 | 0
SDG&E | GWh | Commercial | Com - Restaurant (Fast Food) | WholeBlg | No | WholeBlg - Com NC ZNE | 0.0024442 | 0.0023783 | 0.0049571 | 0.0080342 | 0.0095218 | 0.012597 | 0.014941 | 0.013637 | 0.016429 | 0.019389 | 0.015452 | 0.01799
SDG&E | GWh | Commercial | Com - Restaurant (Fast Food) | WholeBlg | No | WholeBlg - Com RET Level 1 | 0.067716 | 0.092906 | 0.11992 | 0.14892 | 0.17981 | 0.21261 | 0.24715 | 0.28334 | 0.32084 | 0.35942 | 0.39859 | 0.438
SDG&E | GWh | Commercial | Com - Restaurant (Fast Food) | WholeBlg | No | WholeBlg - Com RET Level 2 | 0.12185 | 0.16571 | 0.21291 | 0.26387 | 0.31835 | 0.37647 | 0.43795 | 0.50262 | 0.56983 | 0.63912 | 0.70943 | 0.78011
SDG&E | GWh | Commercial | Com - Restaurant (Sit Down) | AppPlug | No | AppPlug - Desktop Computer (Com - Power Management) | 0.014912 | 0.016422 | 0.016786 | 0.016818 | 0.016267 | 0.015177 | 0.013578 | 0.012071 | 0.010649 | 0.009317 | 0.0082191 | 0.0072351
SDG&E | GWh | Commercial | Com - Restaurant (Sit Down) | AppPlug | No | AppPlug - Occupancy Sensor Plug Strip | 0 | 0 | 0 | 0 | 0 | 0 | 0 | 0 | 0 | 0.017186 | 0.015177 | 0.010811
SDG&E | GWh | Commercial | Com - Restaurant (Sit Down) | AppPlug | No | AppPlug - Vending Machine Controls | 0.019083 | 0.020715 | 0.021766 | 0.022384 | 0.022247 | 0.021296 | 0.01954 | 0.017771 | 0.015902 | 0.014068 | 0.012399 | 0.010828
SDG&E | GWh | Commercial | Com - Restaurant (Sit Down) | BldgEnv | No | BldgEnv - Window Film | 0.0045741 | 0.0016984 | 0.0060237 | 0.011017 | 0.014993 | 0.017585 | 0.019004 | 0.02005 | 0.020593 | 0.021124 | 0.021281 | 0.020983
SDG&E | GWh | Commercial | Com - Restaurant (Sit Down) | ComRefrig | No | ComRefrig - Refrigerated Case Night Cover (Low Temp) | 0 | 0 | 0 | 0 | 0 | 0 | 0 | 0.075166 | 0.076333 | 0.069383 | 0.057261 | 0.042771
SDG&E | GWh | Commercial | Com - Restaurant (Sit Down) | ComRefrig | No | ComRefrig - Strip Curtain for Walk In Refrigerator | 0 | 0.37501 | 0.41273 | 0.42886 | 0.41689 | 0.37599 | 0.31221 | 0.23689 | 0.16244 | 0.09775 | 0.046893 | 0.0097648
SDG&E | GWh | Commercial | Com - Restaurant (Sit Down) | FoodServ | No | FoodServ - Electric Griddle | 0.00017828 | 0.00019075 | 0.00020377 | 0.00021808 | 0.00022932 | 0.00023556 | 0.00023546 | 0.00023816 | 0.00024088 | 0.00024239 | 0.00024428 | 0.00024401
SDG&E | GWh | Commercial | Com - Restaurant (Sit Down) | FoodServ | No | FoodServ - Electric Steamer | 0.10239 | 0.10332 | 0.10413 | 0.1054 | 0.10493 | 0.10215 | 0.096822 | 0.093679 | 0.091251 | 0.088923 | 0.087363 | 0.08536
SDG&E | GWh | Commercial | Com - Restaurant (Sit Down) | FoodServ | No | FoodServ - Fryer (Electric) | 0 | 0 | 0 | 0 | 0 | 0 | 0 | 0 | 0 | 0 | 0.0069908 | 0.0070072
SDG&E | GWh | Commercial | Com - Restaurant (Sit Down) | FoodServ | No | FoodServ - Oven (Electric) | 0.018389 | 0.019146 | 0.019889 | 0.020707 | 0.021174 | 0.021146 | 0.020542 | 0.020269 | 0.020059 | 0.019801 | 0.019642 | 0.019347
SDG&E | GWh | Commercial | Com - Restaurant (Sit Down) | HVAC | Yes | HVAC - Advanced Package Rooftop AC (> EER 12) - Emerging | 0 | 0 | 0.00020479 | 0.00051922 | 0.00089903 | 0.0013227 | 0.001777 | 0.0022585 | 0.0027753 | 0.0033309 | 0.0039242 | 0.0045731
SDG&E | GWh | Commercial | Com - Restaurant (Sit Down) | HVAC | No | HVAC - Direct Evaporative Cooler | 0.23866 | 0.23194 | 0.22761 | 0.2248 | 0.22222 | 0.21938 | 0.21609 | 0.21365 | 0.21148 | 0.20958 | 0.2079 | 0.20616
SDG&E | GWh | Commercial | Com - Restaurant (Sit Down) | HVAC | No | HVAC - EER Rated Package Rooftop AC (EER 11) | 0 | 0 | 0 | 0.012728 | 0.013365 | 0.013682 | 0.013654 | 0.013751 | 0.013886 | 0.014019 | 0.014217 | 0.014386
SDG&E | GWh | Commercial | Com - Restaurant (Sit Down) | HVAC | No | HVAC - SEER Rated Package Rooftop AC (Recharge) | 0 | 0 | 0.003354 | 0.0030648 | 0.00096972 | 0 | 0 | 0 | 0 | 0 | 0 | 0
SDG&E | GWh | Commercial | Com - Restaurant (Sit Down) | HVAC | No | HVAC - SEER Rated Package Rooftop AC (SEER 14) | 0.088603 | 0.087667 | 0 | 0 | 0 | 0 | 0 | 0 | 0 | 0 | 0 | 0
SDG&E | GWh | Commercial | Com - Restaurant (Sit Down) | HVAC | No | HVAC - SEER Rated Package Rooftop AC (SEER 15) | 0.093646 | 0.093017 | 0.043022 | 0.043253 | 0.043208 | 0.042727 | 0.041709 | 0.041417 | 0.041427 | 0.041541 | 0.041896 | 0.042189
SDG&E | GWh | Commercial | Com - Restaurant (Sit Down) | HVAC | No | HVAC - SEER Rated Package Rooftop HP (SEER 14) | 0.010964 | 0.010858 | 0 | 0 | 0 | 0 | 0 | 0 | 0 | 0 | 0 | 0
SDG&E | GWh | Commercial | Com - Restaurant (Sit Down) | HVAC | No | HVAC - SEER Rated Package Rooftop HP (SEER 15) | 0.042423 | 0.042011 | 0.019367 | 0.019404 | 0.019307 | 0.018999 | 0.018438 | 0.018222 | 0.018144 | 0.018112 | 0.018193 | 0.018239
SDG&E | GWh | Commercial | Com - Restaurant (Sit Down) | HVAC | No | HVAC - SEER Rated Split System AC (SEER 14) | 0.037995 | 0.037563 | 0.037124 | 0 | 0 | 0 | 0 | 0 | 0 | 0 | 0 | 0
SDG&E | GWh | Commercial | Com - Restaurant (Sit Down) | HVAC | No | HVAC - SEER Rated Split System AC (SEER 15) | 0.017118 | 0.017681 | 0.0084258 | 0.0086741 | 0.0088327 | 0.0088711 | 0.0087676 | 0.0087876 | 0.0088518 | 0.0089176 | 0.0090208 | 0.0091005
SDG&E | GWh | Commercial | Com - Restaurant (Sit Down) | HVAC | No | HVAC - SEER Rated Split System HP (SEER 14) | 0.041203 | 0.040796 | 0.0054628 | 0.0054719 | 0.0054405 | 0.0053467 | 0.0051795 | 0.005114 | 0.005089 | 0.0050774 | 0.005099 | 0.00511
SDG&E | GWh | Commercial | Com - Restaurant (Sit Down) | HVAC | No | HVAC - SEER Rated Split System HP (SEER 15) | 0.01822 | 0.018046 | 0.0083199 | 0.008343 | 0.0083004 | 0.0081566 | 0.0078935 | 0.007794 | 0.0077593 | 0.0077455 | 0.0077847 | 0.0078061
SDG&E | GWh | Commercial | Com - Restaurant (Sit Down) | HVAC | No | HVAC - Thermostat | 0 | 0.03166 | 0.031062 | 0.031302 | 0.030926 | 0.029401 | 0.026664 | 0.025636 | 0.025233 | 0.025027 | 0.025331 | 0.025421
SDG&E | GWh | Commercial | Com - Restaurant (Sit Down) | Lighting | Yes | Lighting - LED Fixture (Replacing T8) - Emerging | 0.022684 | 0.032201 | 0.04554 | 0.062933 | 0.083306 | 0.10644 | 0.13028 | 0.15892 | 0.19011 | 0.22351 | 0.25967 | 0.2948
SDG&E | GWh | Commercial | Com - Restaurant (Sit Down) | Lighting | Yes | Lighting - LED Lamp (Basic High - Indoor) - Emerging | 0.025471 | 0.049796 | 0.071086 | 0.093406 | 0.11882 | 0.01886 | 0.022456 | 0.026135 | 0.029689 | 0.032862 | 0.035657 | 0.037856
SDG&E | GWh | Commercial | Com - Restaurant (Sit Down) | Lighting | Yes | Lighting - LED Lamp (Basic Low - Indoor) - Emerging | 0.18453 | 0.26207 | 0.33454 | 0.41444 | 0.49625 | 0.087198 | 0.096499 | 0.105 | 0.14339 | 0.18991 | 0.2332 | 0.27139
SDG&E | GWh | Commercial | Com - Restaurant (Sit Down) | Lighting | Yes | Lighting - LED Plug-In Indoor Fixture - Emerging | 0.0065431 | 0.0081293 | 0.0099146 | 0.011907 | 0.013983 | 0.0009029 | 0.0009892 | 0.001141 | 0.0014697 | 0.0018116 | 0.002165 | 0.0025127
SDG&E | GWh | Commercial | Com - Restaurant (Sit Down) | Lighting | No | Lighting - Cold Cathode Lamp | 0.003885 | 0.003792 | 0.0037164 | 0.0036762 | 0.0036047 | 0 | 0 | 0 | 0 | 0 | 0 | 0
SDG&E | GWh | Commercial | Com - Restaurant (Sit Down) | Lighting | No | Lighting - Compact Fluorescent Fixture (Indoor) | 0.53135 | 0.52665 | 0.52504 | 0.52648 | 0.52309 | 0 | 0 | 0 | 0 | 0 | 0 | 0
SDG&E | GWh | Commercial | Com - Restaurant (Sit Down) | Lighting | No | Lighting - Compact Fluorescent Lamp (Basic High - Indoor) | 0.19648 | 0.27413 | 0.34846 | 0.42224 | 0.49178 | 0 | 0 | 0 | 0 | 0 | 0 | 0
SDG&E | GWh | Commercial | Com - Restaurant (Sit Down) | Lighting | No | Lighting - Compact Fluorescent Lamp (Basic Low - Indoor) | 2.6008 | 2.6962 | 2.7414 | 2.7497 | 2.7158 | 0 | 0 | 0 | 0 | 0 | 0 | 0
SDG&E | GWh | Commercial | Com - Restaurant (Sit Down) | Lighting | No | Lighting - Exit Fixture (LED) | 0.069127 | 0.06302 | 0.051383 | 0.036639 | 0.022652 | 0.011673 | 0.0040244 | 0 | 0 | 0 | 0 | 0
SDG&E | GWh | Commercial | Com - Restaurant (Sit Down) | Lighting | No | Lighting - Halogen Lamp (A-Line) | 0.0039704 | 0.0051937 | 0.0063031 | 0.0075156 | 0.0087504 | 0 | 0 | 0 | 0 | 0 | 0 | 0
SDG&E | GWh | Commercial | Com - Restaurant (Sit Down) | Lighting | No | Lighting - Halogen Lamp (Reflector) | 0.0014592 | 0.0018861 | 0.0022461 | 0.0026225 | 0.0029977 | 0.0033581 | 0.0036105 | 0.0038684 | 0.0040685 | 0.0042683 | 0.0044875 | 0.0046387
SDG&E | GWh | Commercial | Com - Restaurant (Sit Down) | Lighting | No | Lighting - High Bay HID to T5 | 0.010564 | 0.010966 | 0.012075 | 0.012773 | 0.012805 | 0.012097 | 0.0107 | 0.0090991 | 0.0074795 | 0.0059911 | 0.0048084 | 0.0038718
SDG&E | GWh | Commercial | Com - Restaurant (Sit Down) | Lighting | No | Lighting - Induction Fixture (Indoor) | 0.009293 | 0.011287 | 0.0133 | 0.015413 | 0.017336 | 0.018889 | 0.019923 | 0.021137 | 0.022317 | 0.023355 | 0.024368 | 0.02513
SDG&E | GWh | Commercial | Com - Restaurant (Sit Down) | Lighting | No | Lighting - Induction Fixture (Outdoor) | 0.0032244 | 0.0038589 | 0.0045087 | 0.0052003 | 0.0058345 | 0.0063518 | 0.0067038 | 0.0071253 | 0.0075436 | 0.0079245 | 0.0083042 | 0.0086058
SDG&E | GWh | Commercial | Com - Restaurant (Sit Down) | Lighting | No | Lighting - Linear Fluorescent Delamping | 0.0047059 | 0.0045157 | 0.0043017 | 0.0034708 | 0.0019661 | 0 | 0 | 0 | 0 | 0 | 0 | 0
SDG&E | GWh | Commercial | Com - Restaurant (Sit Down) | Lighting | No | Lighting - Linear Fluorescent Fixture (Low Wattage T8) | 0.019331 | 0.023925 | 0.028387 | 0.033003 | 0.037251 | 0.040767 | 0.04335 | 0.046076 | 0.048759 | 0.051081 | 0.053197 | 0.054764
SDG&E | GWh | Commercial | Com - Restaurant (Sit Down) | Lighting | No | Lighting - Low Bay HID to T5 | 0.00010624 | 0.00011164 | 0.00011871 | 0.00012239 | 0.00012083 | 0.00011384 | 0.00010178 | 8.8836e-05 | 7.5838e-05 | 6.3484e-05 | 5.3237e-05 | 4.4512e-05
SDG&E | GWh | Commercial | Com - Restaurant (Sit Down) | Lighting | No | Lighting - Occupancy Sensor | 0 | 0 | 0 | 0 | 0 | 0 | 0 | 0 | 0 | 0 | 0.071514 | 0.064556
SDG&E | GWh | Commercial | Com - Restaurant (Sit Down) | Lighting | No | Lighting - Plug-In Fixture (Compact Fluorescent) | 0.073827 | 0.070569 | 0.06808 | 0.066763 | 0.065212 | 0 | 0 | 0 | 0 | 0 | 0 | 0
SDG&E | GWh | Commercial | Com - Restaurant (Sit Down) | Lighting | No | Lighting - Plug-In Fixture (Exterior) | 0.016618 | 0.016539 | 0.01655 | 0.016763 | 0.016793 | 0.016532 | 0.01594 | 0.015771 | 0.015759 | 0.015792 | 0.015957 | 0.016056
SDG&E | GWh | Commercial | Com - Restaurant (Sit Down) | Lighting | No | Lighting - Plug-In Fixture (Induction) | 0.025814 | 0.025524 | 0.02554 | 0.025921 | 0.02601 | 0.02565 | 0.024773 | 0.024565 | 0.024605 | 0.024719 | 0.02504 | 0.025259
SDG&E | GWh | Commercial | Com - Restaurant (Sit Down) | Lighting | No | Lighting - Plug-In Fixture (Linear Fluorescent) | 0.1477 | 0.1554 | 0.16033 | 0.16471 | 0.16522 | 0 | 0 | 0 | 0 | 0 | 0 | 0
SDG&E | GWh | Commercial | Com - Restaurant (Sit Down) | Lighting | No | Lighting - Plug-In Fixture (PSMH with Electronic Ballast) | 0.02945 | 0.030473 | 0.030256 | 0.030417 | 0.030314 | 0.02983 | 0.028922 | 0.028583 | 0.028464 | 0.028406 | 0.028527 | 0.028579
SDG&E | GWh | Commercial | Com - Restaurant (Sit Down) | Lighting | No | Lighting - Plug-In Fixture (PSMH) | 0.028003 | 0.029007 | 0.028744 | 0.028786 | 0.02857 | 0.028005 | 0.02706 | 0.026632 | 0.026406 | 0.026232 | 0.026224 | 0.026163
SDG&E | GWh | Commercial | Com - Restaurant (Sit Down) | SHW | No | SHW - EF Rated Instantaneous Water Heater (Electric) | 0.00055733 | 0.00068594 | 0.00082084 | 0.00096409 | 0.0010953 | 0.0012028 | 0.0012765 | 0.0013628 | 0.0014482 | 0.0015253 | 0.0016021 | 0.0016636
SDG&E | GWh | Commercial | Com - Restaurant (Sit Down) | SHW | No | SHW - EF Rated Storage Water Heater (Electric) | 0.00043107 | 0.00052097 | 0 | 0 | 0 | 0 | 0 | 0 | 0 | 0 | 0 | 0
SDG&E | GWh | Commercial | Com - Restaurant (Sit Down) | Service | No | HVAC - Comprehensive Rooftop Unit Quality Maintenance | 0.061152 | 0.05499 | 0.056578 | 0.056882 | 0.055673 | 0.053037 | 0.049069 | 0.043971 | 0.038129 | 0.031863 | 0.025588 | 0.019584
SDG&E | GWh | Commercial | Com - Restaurant (Sit Down) | Service | No | Service - HVAC Fault Detection & Diagnositics | 0 | 0.010477 | 0.010221 | 0.010202 | 0.0099312 | 0.0093196 | 0.0083434 | 0.0079033 | 0.007663 | 0.0074788 | 0.007434 | 0.0073157
SDG&E | GWh | Commercial | Com - Restaurant (Sit Down) | Service | No | Service - Retro-Commissioning (Electric) | 0 | 0 | 0 | 0 | 0 | 0 | 0 | 0 | 0.039039 | 0.035177 | 0.021254 | 0.009049
SDG&E | GWh | Commercial | Com - Restaurant (Sit Down) | WholeBlg | No | HVAC - Energy Management System | 0.026182 | 0.034388 | 0.02999 | 0.026329 | 0.022738 | 0.019115 | 0.015421 | 0.014953 | 0.014815 | 0.014758 | 0.014981 | 0.015054
SDG&E | GWh | Commercial | Com - Restaurant (Sit Down) | WholeBlg | No | WholeBlg - Com NC Level 2 | 0.0014538 | 0 | 0 | 0 | 0 | 0 | 0 | 0 | 0 | 0 | 0 | 0
SDG&E | GWh | Commercial | Com - Restaurant (Sit Down) | WholeBlg | No | WholeBlg - Com NC Level 3 | 0.0011621 | 0 | 0 | 0 | 0 | 0 | 0 | 0 | 0 | 0 | 0 | 0
SDG&E | GWh | Commercial | Com - Restaurant (Sit Down) | WholeBlg | No | WholeBlg - Com NC ZNE | 0.0024442 | 0.0023783 | 0.0049571 | 0.0080342 | 0.0095218 | 0.012597 | 0.014941 | 0.013637 | 0.016429 | 0.019389 | 0.015452 | 0.01799
SDG&E | GWh | Commercial | Com - Restaurant (Sit Down) | WholeBlg | No | WholeBlg - Com RET Level 1 | 0.057987 | 0.079635 | 0.10288 | 0.12786 | 0.15451 | 0.18282 | 0.21265 | 0.24392 | 0.27633 | 0.30967 | 0.34351 | 0.37755
SDG&E | GWh | Commercial | Com - Restaurant (Sit Down) | WholeBlg | No | WholeBlg - Com RET Level 2 | 0.10646 | 0.14473 | 0.18592 | 0.2304 | 0.27798 | 0.32879 | 0.38255 | 0.43912 | 0.49791 | 0.55846 | 0.61984 | 0.6814
SDG&E | GWh | Commercial | Com - Retail (Large Multi Level) | AppPlug | No | AppPlug - Desktop Computer (Com - Power Management) | 0.06778 | 0.074666 | 0.07637 | 0.076571 | 0.074089 | 0.06916 | 0.061905 | 0.055077 | 0.048643 | 0.042607 | 0.037986 | 0.033609
SDG&E | GWh | Commercial | Com - Retail (Large Multi Level) | AppPlug | No | AppPlug - Occupancy Sensor Plug Strip | 0 | 0 | 0 | 0 | 0 | 0 | 0 | 0 | 0 | 0.078145 | 0.069134 | 0.049352
SDG&E | GWh | Commercial | Com - Retail (Large Multi Level) | AppPlug | No | AppPlug - Vending Machine Controls | 0.071991 | 0.078169 | 0.082181 | 0.084571 | 0.084072 | 0.080515 | 0.073906 | 0.067261 | 0.06024 | 0.053345 | 0.047449 | 0.04163
SDG&E | GWh | Commercial | Com - Retail (Large Multi Level) | BldgEnv | No | BldgEnv - Window Film | 0 | 0 | 0.0050551 | 0.013714 | 0.020653 | 0.025383 | 0.028293 | 0.030705 | 0.032362 | 0.034075 | 0.035192 | 0.035549
SDG&E | GWh | Commercial | Com - Retail (Large Multi Level) | FoodServ | No | FoodServ - Electric Steamer | 0.0067851 | 0.0068476 | 0.0069019 | 0.006987 | 0.0069559 | 0.0067717 | 0.0064185 | 0.0062101 | 0.0060492 | 0.005895 | 0.0057981 | 0.0056667
SDG&E | GWh | Commercial | Com - Retail (Large Multi Level) | FoodServ | No | FoodServ - Oven (Electric) | 0.05372 | 0.055935 | 0.058112 | 0.060509 | 0.061874 | 0.061792 | 0.060028 | 0.059229 | 0.058615 | 0.057863 | 0.057456 | 0.056608
SDG&E | GWh | Commercial | Com - Retail (Large Multi Level) | HVAC | Yes | HVAC - Advanced Package Rooftop AC (> EER 12) - Emerging | 0 | 0 | 0.00031134 | 0.00079932 | 0.0013896 | 0.0020466 | 0.0027501 | 0.0034975 | 0.0043037 | 0.0051759 | 0.0061127 | 0.0071443
SDG&E | GWh | Commercial | Com - Retail (Large Multi Level) | HVAC | No | HVAC - Chiller (Centrifugal) | 0.06509 | 0.065103 | 0.065205 | 0.065396 | 0.065604 | 0.065832 | 0.066033 | 0.066108 | 0.066178 | 0.066254 | 0.066371 | 0.066559
SDG&E | GWh | Commercial | Com - Retail (Large Multi Level) | HVAC | No | HVAC - Chiller (Reciprocating) | 0.08988 | 0.088664 | 0.087765 | 0.087653 | 0.086916 | 0.085272 | 0.082563 | 0.081335 | 0.080714 | 0.080288 | 0.080424 | 0.080384
SDG&E | GWh | Commercial | Com - Retail (Large Multi Level) | HVAC | No | HVAC - EER Rated Package Rooftop AC (EER 11) | 0.043853 | 0.04369 | 0.043689 | 0.04411 | 0.044267 | 0.044004 | 0.043195 | 0.043101 | 0.043318 | 0.04365 | 0.044186 | 0.044656
SDG&E | GWh | Commercial | Com - Retail (Large Multi Level) | HVAC | No | HVAC - EER Rated Package Rooftop HP (EER 11) | 0 | 0 | 0 | 0 | 0 | 0 | 0 | 0 | 0 | 0 | 0.0020596 | 0.0021167
SDG&E | GWh | Commercial | Com - Retail (Large Multi Level) | HVAC | No | HVAC - SEER Rated Package Rooftop AC (SEER 14) | 0.16736 | 0.16554 | 0 | 0 | 0 | 0 | 0 | 0 | 0 | 0 | 0 | 0
SDG&E | GWh | Commercial | Com - Retail (Large Multi Level) | HVAC | No | HVAC - SEER Rated Package Rooftop AC (SEER 15) | 0.19323 | 0.19187 | 0.088767 | 0.089257 | 0.089193 | 0.088261 | 0.086247 | 0.085692 | 0.085748 | 0.086016 | 0.086823 | 0.08747
SDG&E | GWh | Commercial | Com - Retail (Large Multi Level) | HVAC | No | HVAC - SEER Rated Package Rooftop HP (SEER 14) | 0.020847 | 0.020613 | 0 | 0 | 0 | 0 | 0 | 0 | 0 | 0 | 0 | 0
SDG&E | GWh | Commercial | Com - Retail (Large Multi Level) | HVAC | No | HVAC - SEER Rated Package Rooftop HP (SEER 15) | 0.081522 | 0.08064 | 0.037182 | 0.037305 | 0.037148 | 0.036561 | 0.035448 | 0.035049 | 0.034938 | 0.034923 | 0.035164 | 0.035313
SDG&E | GWh | Commercial | Com - Retail (Large Multi Level) | HVAC | No | HVAC - SEER Rated Split System AC (SEER 14) | 0.11332 | 0.11113 | 0.10957 | 0 | 0 | 0 | 0 | 0 | 0 | 0 | 0 | 0
SDG&E | GWh | Commercial | Com - Retail (Large Multi Level) | HVAC | No | HVAC - SEER Rated Split System AC (SEER 15) | 0.05917 | 0.061032 | 0.029228 | 0.030324 | 0.031149 | 0.031566 | 0.031468 | 0.031833 | 0.032365 | 0.032921 | 0.033644 | 0.034258
SDG&E | GWh | Commercial | Com - Retail (Large Multi Level) | HVAC | No | HVAC - SEER Rated Split System HP (SEER 14) | 0.096167 | 0.095168 | 0.012747 | 0.012769 | 0.012702 | 0.012498 | 0.01213 | 0.011989 | 0.01194 | 0.011922 | 0.011987 | 0.012023
SDG&E | GWh | Commercial | Com - Retail (Large Multi Level) | HVAC | No | HVAC - SEER Rated Split System HP (SEER 15) | 0.04281 | 0.042412 | 0.019578 | 0.01965 | 0.019582 | 0.019297 | 0.018749 | 0.018555 | 0.018505 | 0.018501 | 0.018626 | 0.018705
SDG&E | GWh | Commercial | Com - Retail (Large Multi Level) | HVAC | No | HVAC - Thermostat | 0 | 0.083443 | 0.081889 | 0.082409 | 0.081142 | 0.077024 | 0.069787 | 0.067014 | 0.065906 | 0.065301 | 0.066172 | 0.066347
SDG&E | GWh | Commercial | Com - Retail (Large Multi Level) | Lighting | Yes | Lighting - LED Fixture (Replacing T8) - Emerging | 0.052375 | 0.077472 | 0.11516 | 0.16635 | 0.22821 | 0.29997 | 0.37447 | 0.46665 | 0.56776 | 0.67735 | 0.79848 | 0.91795
SDG&E | GWh | Commercial | Com - Retail (Large Multi Level) | Lighting | Yes | Lighting - LED Lamp (Basic High - Indoor) - Emerging | 0.0158 | 0.025853 | 0.035271 | 0.043222 | 0.051691 | 0.0077221 | 0.0086294 | 0.0094693 | 0.010205 | 0.011969 | 0.017007 | 0.021407
SDG&E | GWh | Commercial | Com - Retail (Large Multi Level) | Lighting | Yes | Lighting - LED Lamp (Basic Low - Indoor) - Emerging | 0.085897 | 0.11961 | 0.1472 | 0.17695 | 0.20674 | 0.03561 | 0.038765 | 0.059301 | 0.080345 | 0.10032 | 0.11911 | 0.13599
SDG&E | GWh | Commercial | Com - Retail (Large Multi Level) | Lighting | Yes | Lighting - LED Plug-In Indoor Fixture - Emerging | 0.025445 | 0.031594 | 0.038578 | 0.04642 | 0.054634 | 0.0035366 | 0.0038829 | 0.0044474 | 0.0057378 | 0.0070866 | 0.0084902 | 0.0098744
SDG&E | GWh | Commercial | Com - Retail (Large Multi Level) | Lighting | No | Lighting - Cold Cathode Lamp | 0.01097 | 0.010994 | 0.010994 | 0.011053 | 0.010963 | 0 | 0 | 0 | 0 | 0 | 0 | 0
SDG&E | GWh | Commercial | Com - Retail (Large Multi Level) | Lighting | No | Lighting - Compact Fluorescent Fixture (Indoor) | 1.8634 | 1.8488 | 1.8448 | 1.8518 | 1.8424 | 0 | 0 | 0 | 0 | 0 | 0 | 0
SDG&E | GWh | Commercial | Com - Retail (Large Multi Level) | Lighting | No | Lighting - Compact Fluorescent Lamp (Basic High - Indoor) | 0.37959 | 0.39929 | 0.40765 | 0.40856 | 0.39977 | 0 | 0 | 0 | 0 | 0 | 0 | 0
SDG&E | GWh | Commercial | Com - Retail (Large Multi Level) | Lighting | No | Lighting - Compact Fluorescent Lamp (Basic Low - Indoor) | 1.4328 | 1.3631 | 1.3029 | 1.2561 | 1.2153 | 0 | 0 | 0 | 0 | 0 | 0 | 0
SDG&E | GWh | Commercial | Com - Retail (Large Multi Level) | Lighting | No | Lighting - Exit Fixture (LED) | 0.3246 | 0.29586 | 0.24122 | 0.17197 | 0.10624 | 0.054644 | 0.018721 | 0 | 0 | 0 | 0 | 0
SDG&E | GWh | Commercial | Com - Retail (Large Multi Level) | Lighting | No | Lighting - Halogen Lamp (A-Line) | 0.018041 | 0.023598 | 0.028638 | 0.034146 | 0.039754 | 0 | 0 | 0 | 0 | 0 | 0 | 0
SDG&E | GWh | Commercial | Com - Retail (Large Multi Level) | Lighting | No | Lighting - Halogen Lamp (Reflector) | 0.0066318 | 0.0085706 | 0.010206 | 0.011915 | 0.013618 | 0.015248 | 0.016396 | 0.017564 | 0.018472 | 0.019373 | 0.020373 | 0.021058
SDG&E | GWh | Commercial | Com - Retail (Large Multi Level) | Lighting | No | Lighting - High Bay HID to T5 | 0.21556 | 0.22712 | 0.23508 | 0.23278 | 0.21779 | 0.1922 | 0.15932 | 0.129 | 0.103 | 0.081792 | 0.066782 | 0.058844
SDG&E | GWh | Commercial | Com - Retail (Large Multi Level) | Lighting | No | Lighting - Induction Fixture (Indoor) | 0.043615 | 0.05344 | 0.063386 | 0.073835 | 0.083379 | 0.091133 | 0.096318 | 0.10233 | 0.10813 | 0.11317 | 0.11807 | 0.12165
SDG&E | GWh | Commercial | Com - Retail (Large Multi Level) | Lighting | No | Lighting - Induction Fixture (Outdoor) | 0.014653 | 0.017535 | 0.020489 | 0.023633 | 0.026515 | 0.02887 | 0.030471 | 0.032387 | 0.034289 | 0.036021 | 0.03776 | 0.039135
SDG&E | GWh | Commercial | Com - Retail (Large Multi Level) | Lighting | No | Lighting - Linear Fluorescent Delamping | 0.0055085 | 0.0052864 | 0.0050316 | 0.004058 | 0.0022987 | 0 | 0 | 0 | 0 | 0 | 0 | 0
SDG&E | GWh | Commercial | Com - Retail (Large Multi Level) | Lighting | No | Lighting - Linear Fluorescent Fixture (Low Wattage T8) | 0.31892 | 0.35847 | 0.39414 | 0.42827 | 0.45369 | 0.46807 | 0.47059 | 0.47668 | 0.48238 | 0.48584 | 0.48949 | 0.48996
SDG&E | GWh | Commercial | Com - Retail (Large Multi Level) | Lighting | No | Lighting - Low Bay HID to T5 | 0 | 0 | 0 | 0 | 0 | 0.017835 | 0.016289 | 0.015725 | 0.015514 | 0.01539 | 0.015579 | 0.015605
SDG&E | GWh | Commercial | Com - Retail (Large Multi Level) | Lighting | No | Lighting - Plug-In Fixture (Compact Fluorescent) | 0.29422 | 0.28144 | 0.27172 | 0.26664 | 0.26056 | 0 | 0 | 0 | 0 | 0 | 0 | 0
SDG&E | GWh | Commercial | Com - Retail (Large Multi Level) | Lighting | No | Lighting - Plug-In Fixture (Exterior) | 0.075519 | 0.075154 | 0.075209 | 0.076181 | 0.076316 | 0.075148 | 0.072456 | 0.07169 | 0.071637 | 0.07179 | 0.072571 | 0.07303
SDG&E | GWh | Commercial | Com - Retail (Large Multi Level) | Lighting | No | Lighting - Plug-In Fixture (Induction) | 0 | 0 | 0.054451 | 0.06465 | 0.071032 | 0.074045 | 0.073967 | 0.074863 | 0.075955 | 0.076985 | 0.078499 | 0.079575
SDG&E | GWh | Commercial | Com - Retail (Large Multi Level) | Lighting | No | Lighting - Plug-In Fixture (Linear Fluorescent) | 0.78726 | 0.82928 | 0.85617 | 0.87984 | 0.88252 | 0 | 0 | 0 | 0 | 0 | 0 | 0
SDG&E | GWh | Commercial | Com - Retail (Large Multi Level) | Lighting | No | Lighting - Plug-In Fixture (PSMH with Electronic Ballast) | 0.1268 | 0.12764 | 0.11714 | 0.1117 | 0.10765 | 0.10359 | 0.099046 | 0.097128 | 0.096299 | 0.095862 | 0.096154 | 0.096232
SDG&E | GWh | Commercial | Com - Retail (Large Multi Level) | Lighting | No | Lighting - Plug-In Fixture (PSMH) | 0.13052 | 0.13116 | 0.12083 | 0.11451 | 0.1089 | 0.10368 | 0.098242 | 0.095467 | 0.093849 | 0.09264 | 0.092188 | 0.091604
SDG&E | GWh | Commercial | Com - Retail (Large Multi Level) | SHW | No | SHW - EF Rated Instantaneous Water Heater (Electric) | 0.00021604 | 0.00026574 | 0.00031647 | 0.00036976 | 0.00041832 | 0.0004579 | 0.00048487 | 0.00051687 | 0.00054868 | 0.00057754 | 0.00060638 | 0.00062955
SDG&E | GWh | Commercial | Com - Retail (Large Multi Level) | SHW | No | SHW - EF Rated Storage Water Heater (Electric) | 0.00016765 | 0.00020263 | 0 | 0 | 0 | 0 | 0 | 0 | 0 | 0 | 0 | 0
SDG&E | GWh | Commercial | Com - Retail (Large Multi Level) | Service | No | HVAC - Comprehensive Rooftop Unit Quality Maintenance | 0.27788 | 0.24987 | 0.25709 | 0.25847 | 0.25298 | 0.241 | 0.22297 | 0.1998 | 0.17326 | 0.14479 | 0.11627 | 0.088989
SDG&E | GWh | Commercial | Com - Retail (Large Multi Level) | Service | No | Service - HVAC Fault Detection & Diagnositics | 0 | 0.047813 | 0.04687 | 0.047046 | 0.04591 | 0.04326 | 0.03889 | 0.036996 | 0.036038 | 0.035356 | 0.037084 | 0.037089
SDG&E | GWh | Commercial | Com - Retail (Large Multi Level) | Service | No | Service - Retro-Commissioning (Electric) | 0 | 0 | 0 | 0 | 0 | 0 | 0 | 0 | 0.17739 | 0.15985 | 0.096578 | 0.041119
SDG&E | GWh | Commercial | Com - Retail (Large Multi Level) | WholeBlg | No | HVAC - Energy Management System | 0.11897 | 0.15626 | 0.13628 | 0.11964 | 0.10332 | 0.086859 | 0.070075 | 0.067945 | 0.06732 | 0.06706 | 0.068073 | 0.068405
SDG&E | GWh | Commercial | Com - Retail (Large Multi Level) | WholeBlg | No | WholeBlg - Com NC Level 2 | 0.0065489 | 0 | 0 | 0 | 0 | 0 | 0 | 0 | 0 | 0 | 0 | 0
SDG&E | GWh | Commercial | Com - Retail (Large Multi Level) | WholeBlg | No | WholeBlg - Com NC Level 3 | 0.005425 | 0 | 0 | 0 | 0 | 0 | 0 | 0 | 0 | 0 | 0 | 0
SDG&E | GWh | Commercial | Com - Retail (Large Multi Level) | WholeBlg | No | WholeBlg - Com NC ZNE | 0.00067866 | 0 | 0 | 0 | 0.001965 | 0.0036404 | 0.005178 | 0.0053961 | 0.0070523 | 0.0087252 | 0 | 0
SDG&E | GWh | Commercial | Com - Retail (Large Multi Level) | WholeBlg | No | WholeBlg - Com RET Level 1 | 0.056554 | 0.078087 | 0.10117 | 0.12586 | 0.15208 | 0.17991 | 0.20921 | 0.23986 | 0.27165 | 0.30438 | 0.33767 | 0.37127
SDG&E | GWh | Commercial | Com - Retail (Large Multi Level) | WholeBlg | No | WholeBlg - Com RET Level 2 | 0.1463 | 0.19894 | 0.25544 | 0.31633 | 0.38141 | 0.45074 | 0.52401 | 0.60111 | 0.68123 | 0.76394 | 0.84799 | 0.93268
SDG&E | GWh | Commercial | Com - Retail (Large Single Level) | AppPlug | No | AppPlug - Desktop Computer (Com - Power Management) | 0.06778 | 0.074666 | 0.07637 | 0.076571 | 0.074089 | 0.06916 | 0.061905 | 0.055077 | 0.048643 | 0.042607 | 0.037986 | 0.033609
SDG&E | GWh | Commercial | Com - Retail (Large Single Level) | AppPlug | No | AppPlug - Occupancy Sensor Plug Strip | 0 | 0 | 0 | 0 | 0 | 0 | 0 | 0 | 0 | 0.078145 | 0.069134 | 0.049352
SDG&E | GWh | Commercial | Com - Retail (Large Single Level) | AppPlug | No | AppPlug - Vending Machine Controls | 0.071991 | 0.078169 | 0.082181 | 0.084571 | 0.084072 | 0.080515 | 0.073906 | 0.067261 | 0.06024 | 0.053345 | 0.047449 | 0.04163
SDG&E | GWh | Commercial | Com - Retail (Large Single Level) | BldgEnv | No | BldgEnv - Window Film | 0 | 0 | 0.0050546 | 0.013701 | 0.020626 | 0.025349 | 0.028257 | 0.030669 | 0.032327 | 0.034041 | 0.035159 | 0.035516
SDG&E | GWh | Commercial | Com - Retail (Large Single Level) | FoodServ | No | FoodServ - Electric Steamer | 0.0067851 | 0.0068476 | 0.0069019 | 0.006987 | 0.0069559 | 0.0067717 | 0.0064185 | 0.0062101 | 0.0060492 | 0.005895 | 0.0057981 | 0.0056667
SDG&E | GWh | Commercial | Com - Retail (Large Single Level) | FoodServ | No | FoodServ - Oven (Electric) | 0.05372 | 0.055935 | 0.058112 | 0.060509 | 0.061874 | 0.061792 | 0.060028 | 0.059229 | 0.058615 | 0.057863 | 0.057456 | 0.056608
SDG&E | GWh | Commercial | Com - Retail (Large Single Level) | HVAC | Yes | HVAC - Advanced Package Rooftop AC (> EER 12) - Emerging | 0 | 0 | 0.00039688 | 0.0010235 | 0.001794 | 0.0026643 | 0.0036036 | 0.0046041 | 0.0056824 | 0.006846 | 0.0080921 | 0.0094623
SDG&E | GWh | Commercial | Com - Retail (Large Single Level) | HVAC | No | HVAC - Direct Evaporative Cooler | 0.87966 | 0.84801 | 0.82546 | 0.80843 | 0.79199 | 0.77441 | 0.75501 | 0.73868 | 0.72326 | 0.71532 | 0.71293 | 0.70897
SDG&E | GWh | Commercial | Com - Retail (Large Single Level) | HVAC | No | HVAC - EER Rated Package Rooftop AC (EER 11) | 0 | 0 | 0 | 0 | 0.028193 | 0.029455 | 0.029881 | 0.030411 | 0.030911 | 0.03134 | 0.031889 | 0.032336
SDG&E | GWh | Commercial | Com - Retail (Large Single Level) | HVAC | No | HVAC - Repair Duct System | 0 | 0 | 0 | 0 | 0 | 0.04566 | 0.036797 | 0.028334 | 0.020472 | 0.013634 | 0.0077205 | 0.0028059
SDG&E | GWh | Commercial | Com - Retail (Large Single Level) | HVAC | No | HVAC - SEER Rated Package Rooftop AC (SEER 14) | 0.24007 | 0.23751 | 0 | 0 | 0 | 0 | 0 | 0 | 0 | 0 | 0 | 0
SDG&E | GWh | Commercial | Com - Retail (Large Single Level) | HVAC | No | HVAC - SEER Rated Package Rooftop AC (SEER 15) | 0.24099 | 0.23941 | 0.11076 | 0.11138 | 0.1113 | 0.11011 | 0.10756 | 0.10686 | 0.10693 | 0.10726 | 0.1083 | 0.10912
SDG&E | GWh | Commercial | Com - Retail (Large Single Level) | HVAC | No | HVAC - SEER Rated Package Rooftop HP (SEER 14) | 0.026539 | 0.026267 | 0 | 0 | 0 | 0 | 0 | 0 | 0 | 0 | 0 | 0
SDG&E | GWh | Commercial | Com - Retail (Large Single Level) | HVAC | No | HVAC - SEER Rated Package Rooftop HP (SEER 15) | 0.10555 | 0.10448 | 0.04818 | 0.048324 | 0.048128 | 0.047406 | 0.046039 | 0.045546 | 0.045409 | 0.045389 | 0.045698 | 0.045886
SDG&E | GWh | Commercial | Com - Retail (Large Single Level) | HVAC | No | HVAC - SEER Rated Split System AC (SEER 14) | 0.088908 | 0.087815 | 0.086496 | 0 | 0 | 0 | 0 | 0 | 0 | 0 | 0 | 0
SDG&E | GWh | Commercial | Com - Retail (Large Single Level) | HVAC | No | HVAC - SEER Rated Split System AC (SEER 15) | 0.036161 | 0.037245 | 0.017642 | 0.01802 | 0.018203 | 0.018148 | 0.017822 | 0.017731 | 0.017728 | 0.0178 | 0.018006 | 0.018145
SDG&E | GWh | Commercial | Com - Retail (Large Single Level) | HVAC | No | HVAC - SEER Rated Split System HP (SEER 14) | 0.11127 | 0.11014 | 0.014748 | 0.014773 | 0.014691 | 0.014443 | 0.013999 | 0.013828 | 0.013767 | 0.013743 | 0.013821 | 0.013861
SDG&E | GWh | Commercial | Com - Retail (Large Single Level) | HVAC | No | HVAC - SEER Rated Split System HP (SEER 15) | 0.048905 | 0.048466 | 0.022368 | 0.022454 | 0.02237 | 0.022026 | 0.021369 | 0.021136 | 0.021073 | 0.021066 | 0.021217 | 0.021307
SDG&E | GWh | Commercial | Com - Retail (Large Single Level) | HVAC | No | HVAC - Thermostat | 0 | 0.10116 | 0.099279 | 0.09991 | 0.098365 | 0.093365 | 0.084584 | 0.081213 | 0.07986 | 0.079117 | 0.080225 | 0.080437
SDG&E | GWh | Commercial | Com - Retail (Large Single Level) | Lighting | Yes | Lighting - LED Fixture (Replacing T8) - Emerging | 0.083146 | 0.12212 | 0.17796 | 0.25211 | 0.33938 | 0.43786 | 0.53731 | 0.65852 | 0.79072 | 0.93233 | 1.0876 | 1.2383
SDG&E | GWh | Commercial | Com - Retail (Large Single Level) | Lighting | Yes | Lighting - LED Lamp (Basic High - Indoor) - Emerging | 0.019466 | 0.031696 | 0.042263 | 0.051624 | 0.061485 | 0.0091429 | 0.010175 | 0.011127 | 0.011962 | 0.014019 | 0.019832 | 0.024894
SDG&E | GWh | Commercial | Com - Retail (Large Single Level) | Lighting | Yes | Lighting - LED Lamp (Basic Low - Indoor) - Emerging | 0.10312 | 0.14179 | 0.17418 | 0.2087 | 0.24302 | 0.041726 | 0.045299 | 0.0692 | 0.093553 | 0.11659 | 0.13819 | 0.15752
SDG&E | GWh | Commercial | Com - Retail (Large Single Level) | Lighting | Yes | Lighting - LED Plug-In Indoor Fixture - Emerging | 0.025189 | 0.031276 | 0.038196 | 0.045969 | 0.054116 | 0.0035038 | 0.0038474 | 0.0044036 | 0.0056811 | 0.0070173 | 0.0084085 | 0.0097808
SDG&E | GWh | Commercial | Com - Retail (Large Single Level) | Lighting | No | Lighting - Cold Cathode Lamp | 0.014877 | 0.014864 | 0.01482 | 0.014854 | 0.014684 | 0 | 0 | 0 | 0 | 0 | 0 | 0
SDG&E | GWh | Commercial | Com - Retail (Large Single Level) | Lighting | No | Lighting - Compact Fluorescent Fixture (Indoor) | 2.167 | 2.1498 | 2.1449 | 2.1525 | 2.1403 | 0 | 0 | 0 | 0 | 0 | 0 | 0
SDG&E | GWh | Commercial | Com - Retail (Large Single Level) | Lighting | No | Lighting - Compact Fluorescent Lamp (Basic High - Indoor) | 0.44458 | 0.46591 | 0.47496 | 0.47532 | 0.46466 | 0 | 0 | 0 | 0 | 0 | 0 | 0
SDG&E | GWh | Commercial | Com - Retail (Large Single Level) | Lighting | No | Lighting - Compact Fluorescent Lamp (Basic Low - Indoor) | 1.6751 | 1.5906 | 1.5178 | 1.4615 | 1.4127 | 0 | 0 | 0 | 0 | 0 | 0 | 0
SDG&E | GWh | Commercial | Com - Retail (Large Single Level) | Lighting | No | Lighting - Exit Fixture (LED) | 0.314 | 0.28626 | 0.2334 | 0.16643 | 0.10289 | 0.053025 | 0.018282 | 0 | 0 | 0 | 0 | 0
SDG&E | GWh | Commercial | Com - Retail (Large Single Level) | Lighting | No | Lighting - Halogen Lamp (A-Line) | 0.018042 | 0.023602 | 0.028646 | 0.034158 | 0.039772 | 0 | 0 | 0 | 0 | 0 | 0 | 0
SDG&E | GWh | Commercial | Com - Retail (Large Single Level) | Lighting | No | Lighting - Halogen Lamp (Reflector) | 0.0066293 | 0.0085699 | 0.010207 | 0.011919 | 0.013626 | 0.015273 | 0.016419 | 0.017596 | 0.018506 | 0.019422 | 0.020415 | 0.021105
SDG&E | GWh | Commercial | Com - Retail (Large Single Level) | Lighting | No | Lighting - High Bay HID to T5 | 0.27452 | 0.28887 | 0.29958 | 0.29698 | 0.278 | 0.24522 | 0.20299 | 0.16399 | 0.13056 | 0.10337 | 0.084165 | 0.074504
SDG&E | GWh | Commercial | Com - Retail (Large Single Level) | Lighting | No | Lighting - Induction Fixture (Indoor) | 0.043183 | 0.052884 | 0.062705 | 0.073022 | 0.082446 | 0.0901 | 0.095218 | 0.10116 | 0.10689 | 0.11187 | 0.11673 | 0.12027
SDG&E | GWh | Commercial | Com - Retail (Large Single Level) | Lighting | No | Lighting - Induction Fixture (Outdoor) | 0.014653 | 0.017535 | 0.020489 | 0.023633 | 0.026515 | 0.02887 | 0.030471 | 0.032387 | 0.034289 | 0.036021 | 0.03776 | 0.039135
SDG&E | GWh | Commercial | Com - Retail (Large Single Level) | Lighting | No | Lighting - Linear Fluorescent Delamping | 0.0069816 | 0.0066996 | 0.006381 | 0.0051481 | 0.0029162 | 0 | 0 | 0 | 0 | 0 | 0 | 0
SDG&E | GWh | Commercial | Com - Retail (Large Single Level) | Lighting | No | Lighting - Linear Fluorescent Fixture (Low Wattage T8) | 0.41274 | 0.46166 | 0.50539 | 0.54697 | 0.57739 | 0.59382 | 0.59536 | 0.6015 | 0.60721 | 0.61021 | 0.61353 | 0.613
SDG&E | GWh | Commercial | Com - Retail (Large Single Level) | Lighting | No | Lighting - Low Bay HID to T5 | 0.010824 | 0.024539 | 0.024304 | 0.024584 | 0.024247 | 0.023049 | 0.020903 | 0.020071 | 0.019735 | 0.019537 | 0.019756 | 0.019777
SDG&E | GWh | Commercial | Com - Retail (Large Single Level) | Lighting | No | Lighting - Plug-In Fixture (Compact Fluorescent) | 0.29197 | 0.27931 | 0.26968 | 0.26466 | 0.25862 | 0 | 0 | 0 | 0 | 0 | 0 | 0
SDG&E | GWh | Commercial | Com - Retail (Large Single Level) | Lighting | No | Lighting - Plug-In Fixture (Exterior) | 0.07552 | 0.075154 | 0.075209 | 0.076181 | 0.076316 | 0.075148 | 0.072456 | 0.07169 | 0.071638 | 0.07179 | 0.072571 | 0.07303
SDG&E | GWh | Commercial | Com - Retail (Large Single Level) | Lighting | No | Lighting - Plug-In Fixture (Induction) | 0 | 0 | 0.029446 | 0.059952 | 0.06832 | 0.072771 | 0.073567 | 0.074905 | 0.076239 | 0.077407 | 0.079001 | 0.080125
SDG&E | GWh | Commercial | Com - Retail (Large Single Level) | Lighting | No | Lighting - Plug-In Fixture (Linear Fluorescent) | 0.77962 | 0.82114 | 0.84771 | 0.87111 | 0.87377 | 0 | 0 | 0 | 0 | 0 | 0 | 0
SDG&E | GWh | Commercial | Com - Retail (Large Single Level) | Lighting | No | Lighting - Plug-In Fixture (PSMH with Electronic Ballast) | 0.12793 | 0.12885 | 0.12312 | 0.11665 | 0.11109 | 0.10593 | 0.10068 | 0.098421 | 0.097408 | 0.096867 | 0.097106 | 0.097151
SDG&E | GWh | Commercial | Com - Retail (Large Single Level) | Lighting | No | Lighting - Plug-In Fixture (PSMH) | 0.13182 | 0.13255 | 0.12699 | 0.11974 | 0.11256 | 0.10618 | 0.10002 | 0.096883 | 0.095068 | 0.093744 | 0.09323 | 0.092605
SDG&E | GWh | Commercial | Com - Retail (Large Single Level) | SHW | No | SHW - EF Rated Instantaneous Water Heater (Electric) | 0.00020027 | 0.00024633 | 0.00029329 | 0.00034261 | 0.00038753 | 0.00042411 | 0.000449 | 0.00047859 | 0.00050802 | 0.00053472 | 0.00056142 | 0.00058287
SDG&E | GWh | Commercial | Com - Retail (Large Single Level) | SHW | No | SHW - EF Rated Storage Water Heater (Electric) | 0.00015554 | 0.000188 | 0 | 0 | 0 | 0 | 0 | 0 | 0 | 0 | 0 | 0
SDG&E | GWh | Commercial | Com - Retail (Large Single Level) | Service | No | HVAC - Comprehensive Rooftop Unit Quality Maintenance | 0.27788 | 0.24987 | 0.25709 | 0.25847 | 0.25298 | 0.241 | 0.22297 | 0.1998 | 0.17326 | 0.14479 | 0.11627 | 0.088989
SDG&E | GWh | Commercial | Com - Retail (Large Single Level) | Service | No | Service - HVAC Fault Detection & Diagnositics | 0 | 0.047813 | 0.04687 | 0.047046 | 0.04591 | 0.04326 | 0.03889 | 0.036996 | 0.036038 | 0.035356 | 0.037084 | 0.037089
SDG&E | GWh | Commercial | Com - Retail (Large Single Level) | Service | No | Service - Retro-Commissioning (Electric) | 0 | 0 | 0 | 0 | 0 | 0 | 0 | 0 | 0.17739 | 0.15985 | 0.096578 | 0.041119
SDG&E | GWh | Commercial | Com - Retail (Large Single Level) | WholeBlg | No | HVAC - Energy Management System | 0.11897 | 0.15626 | 0.13628 | 0.11964 | 0.10332 | 0.086859 | 0.070075 | 0.067945 | 0.06732 | 0.06706 | 0.068073 | 0.068405
SDG&E | GWh | Commercial | Com - Retail (Large Single Level) | WholeBlg | No | WholeBlg - Com NC Level 2 | 0.0065489 | 0 | 0 | 0 | 0 | 0 | 0 | 0 | 0 | 0 | 0 | 0
SDG&E | GWh | Commercial | Com - Retail (Large Single Level) | WholeBlg | No | WholeBlg - Com NC Level 3 | 0.005425 | 0 | 0 | 0 | 0 | 0 | 0 | 0 | 0 | 0 | 0 | 0
SDG&E | GWh | Commercial | Com - Retail (Large Single Level) | WholeBlg | No | WholeBlg - Com NC ZNE | 0.00067866 | 0 | 0 | 0 | 0.001965 | 0.0036404 | 0.005178 | 0.0053961 | 0.0070523 | 0.0087252 | 0 | 0
SDG&E | GWh | Commercial | Com - Retail (Large Single Level) | WholeBlg | No | WholeBlg - Com RET Level 1 | 0.066907 | 0.092543 | 0.12005 | 0.14948 | 0.18076 | 0.21395 | 0.24889 | 0.28543 | 0.32329 | 0.36222 | 0.40178 | 0.4416
SDG&E | GWh | Commercial | Com - Retail (Large Single Level) | WholeBlg | No | WholeBlg - Com RET Level 2 | 0.16524 | 0.22461 | 0.28822 | 0.35658 | 0.42951 | 0.50705 | 0.58885 | 0.67475 | 0.7639 | 0.85575 | 0.94898 | 1.0427
SDG&E | GWh | Commercial | Com - Retail (Small) | AppPlug | No | AppPlug - Desktop Computer (Com - Power Management) | 0.06778 | 0.074666 | 0.07637 | 0.076571 | 0.074089 | 0.06916 | 0.061905 | 0.055077 | 0.048643 | 0.042607 | 0.037986 | 0.033609
SDG&E | GWh | Commercial | Com - Retail (Small) | AppPlug | No | AppPlug - Occupancy Sensor Plug Strip | 0 | 0 | 0 | 0 | 0 | 0 | 0 | 0 | 0 | 0.078145 | 0.069134 | 0.049352
SDG&E | GWh | Commercial | Com - Retail (Small) | AppPlug | No | AppPlug - Vending Machine Controls | 0.071991 | 0.078169 | 0.082181 | 0.084571 | 0.084072 | 0.080515 | 0.073906 | 0.067261 | 0.06024 | 0.053345 | 0.047449 | 0.04163
SDG&E | GWh | Commercial | Com - Retail (Small) | BldgEnv | No | BldgEnv - Window Film | 0 | 0 | 0.0053125 | 0.015674 | 0.023894 | 0.029395 | 0.032665 | 0.035276 | 0.036955 | 0.038656 | 0.039643 | 0.039749
SDG&E | GWh | Commercial | Com - Retail (Small) | FoodServ | No | FoodServ - Electric Steamer | 0.0067849 | 0.0068476 | 0.0069019 | 0.006987 | 0.0069546 | 0.0067693 | 0.006415 | 0.0062053 | 0.0060429 | 0.0058872 | 0.0057981 | 0.0056667
SDG&E | GWh | Commercial | Com - Retail (Small) | HVAC | Yes | HVAC - Advanced Package Rooftop AC (> EER 12) - Emerging | 0 | 0 | 0.0004109 | 0.0010614 | 0.0018586 | 0.0027579 | 0.0037266 | 0.004756 | 0.0058637 | 0.0070579 | 0.0083361 | 0.009741
SDG&E | GWh | Commercial | Com - Retail (Small) | HVAC | No | HVAC - Direct Evaporative Cooler | 0.36565 | 0.35771 | 0.35363 | 0.352 | 0.35076 | 0.34912 | 0.34676 | 0.34575 | 0.34514 | 0.345 | 0.34523 | 0.34519
SDG&E | GWh | Commercial | Com - Retail (Small) | HVAC | No | HVAC - EER Rated Package Rooftop AC (EER 11) | 0 | 0 | 0 | 0.021128 | 0.022461 | 0.032233 | 0.032654 | 0.033197 | 0.033722 | 0.034182 | 0.034771 | 0.035258
SDG&E | GWh | Commercial | Com - Retail (Small) | HVAC | No | HVAC - SEER Rated Package Rooftop AC (SEER 14) | 0.21518 | 0.21294 | 0 | 0 | 0 | 0 | 0 | 0 | 0 | 0 | 0 | 0
SDG&E | GWh | Commercial | Com - Retail (Small) | HVAC | No | HVAC - SEER Rated Package Rooftop AC (SEER 15) | 0.22824 | 0.22675 | 0.10491 | 0.10549 | 0.1054 | 0.10429 | 0.10188 | 0.10122 | 0.10128 | 0.10159 | 0.10256 | 0.10333
SDG&E | GWh | Commercial | Com - Retail (Small) | HVAC | No | HVAC - SEER Rated Package Rooftop HP (SEER 14) | 0.027507 | 0.027208 | 0 | 0 | 0 | 0 | 0 | 0 | 0 | 0 | 0 | 0
SDG&E | GWh | Commercial | Com - Retail (Small) | HVAC | No | HVAC - SEER Rated Package Rooftop HP (SEER 15) | 0.10801 | 0.10689 | 0.049282 | 0.049446 | 0.049233 | 0.04844 | 0.046941 | 0.046402 | 0.046251 | 0.046226 | 0.046559 | 0.046756
SDG&E | GWh | Commercial | Com - Retail (Small) | HVAC | No | HVAC - SEER Rated Split System AC (SEER 14) | 0.10353 | 0.1023 | 0.10119 | 0 | 0 | 0 | 0 | 0 | 0 | 0 | 0 | 0
SDG&E | GWh | Commercial | Com - Retail (Small) | HVAC | No | HVAC - SEER Rated Split System AC (SEER 15) | 0.049055 | 0.050724 | 0.024236 | 0.025028 | 0.025573 | 0.025783 | 0.025585 | 0.025735 | 0.026009 | 0.02629 | 0.026698 | 0.027017
SDG&E | GWh | Commercial | Com - Retail (Small) | HVAC | No | HVAC - SEER Rated Split System HP (SEER 14) | 0.12492 | 0.12367 | 0.016562 | 0.016591 | 0.016501 | 0.016229 | 0.015741 | 0.015554 | 0.015488 | 0.015462 | 0.015549 | 0.015595
SDG&E | GWh | Commercial | Com - Retail (Small) | HVAC | No | HVAC - SEER Rated Split System HP (SEER 15) | 0.053943 | 0.053464 | 0.024677 | 0.02477 | 0.02468 | 0.024311 | 0.023604 | 0.023354 | 0.023287 | 0.02328 | 0.023444 | 0.023543
SDG&E | GWh | Commercial | Com - Retail (Small) | HVAC | No | HVAC - Thermostat | 0 | 0.10505 | 0.1031 | 0.10378 | 0.10221 | 0.097041 | 0.087934 | 0.08445 | 0.083061 | 0.082308 | 0.083481 | 0.083723
SDG&E | GWh | Commercial | Com - Retail (Small) | Lighting | Yes | Lighting - LED Fixture (Replacing T8) - Emerging | 0.050797 | 0.075157 | 0.11186 | 0.16179 | 0.22223 | 0.29249 | 0.36557 | 0.45611 | 0.55546 | 0.66326 | 0.78249 | 0.9002
SDG&E | GWh | Commercial | Com - Retail (Small) | Lighting | Yes | Lighting - LED Lamp (Basic High - Indoor) - Emerging | 0.017084 | 0.027901 | 0.037728 | 0.046176 | 0.055136 | 0.008222 | 0.0091731 | 0.010053 | 0.010823 | 0.012691 | 0.018002 | 0.022636
SDG&E | GWh | Commercial | Com - Retail (Small) | Lighting | Yes | Lighting - LED Lamp (Basic Low - Indoor) - Emerging | 0.091951 | 0.12742 | 0.1567 | 0.18813 | 0.21952 | 0.037765 | 0.041067 | 0.062789 | 0.084999 | 0.10605 | 0.12584 | 0.14358
SDG&E | GWh | Commercial | Com - Retail (Small) | Lighting | Yes | Lighting - LED Plug-In Indoor Fixture - Emerging | 0.0077695 | 0.0094398 | 0.011531 | 0.014 | 0.016729 | 0.0011082 | 0.0012474 | 0.0014038 | 0.0018446 | 0.0023416 | 0.002882 | 0.0034347
SDG&E | GWh | Commercial | Com - Retail (Small) | Lighting | No | Lighting - Cold Cathode Lamp | 0.012351 | 0.012372 | 0.012363 | 0.012417 | 0.012299 | 0 | 0 | 0 | 0 | 0 | 0 | 0
SDG&E | GWh | Commercial | Com - Retail (Small) | Lighting | No | Lighting - Compact Fluorescent Fixture (Indoor) | 1.9704 | 1.9549 | 1.9507 | 1.9579 | 1.9475 | 0 | 0 | 0 | 0 | 0 | 0 | 0
SDG&E | GWh | Commercial | Com - Retail (Small) | Lighting | No | Lighting - Compact Fluorescent Lamp (Basic High - Indoor) | 0.40251 | 0.42279 | 0.43138 | 0.43209 | 0.42264 | 0 | 0 | 0 | 0 | 0 | 0 | 0
SDG&E | GWh | Commercial | Com - Retail (Small) | Lighting | No | Lighting - Compact Fluorescent Lamp (Basic Low - Indoor) | 1.5183 | 1.4433 | 1.3786 | 1.3285 | 1.2849 | 0 | 0 | 0 | 0 | 0 | 0 | 0
SDG&E | GWh | Commercial | Com - Retail (Small) | Lighting | No | Lighting - Exit Fixture (LED) | 0.31259 | 0.28498 | 0.23236 | 0.16569 | 0.10245 | 0.052809 | 0.018223 | 0 | 0 | 0 | 0 | 0
SDG&E | GWh | Commercial | Com - Retail (Small) | Lighting | No | Lighting - Halogen Lamp (A-Line) | 0.018042 | 0.023603 | 0.028647 | 0.03416 | 0.039775 | 0 | 0 | 0 | 0 | 0 | 0 | 0
SDG&E | GWh | Commercial | Com - Retail (Small) | Lighting | No | Lighting - Halogen Lamp (Reflector) | 0.0066289 | 0.0085698 | 0.010207 | 0.01192 | 0.013627 | 0.015276 | 0.016422 | 0.017601 | 0.018512 | 0.019429 | 0.020422 | 0.021113
SDG&E | GWh | Commercial | Com - Retail (Small) | Lighting | No | Lighting - High Bay HID to T5 | 0.2122 | 0.22364 | 0.23145 | 0.22918 | 0.21442 | 0.18925 | 0.1569 | 0.12707 | 0.1015 | 0.080635 | 0.065868 | 0.058032
SDG&E | GWh | Commercial | Com - Retail (Small) | Lighting | No | Lighting - Induction Fixture (Indoor) | 0.04397 | 0.053867 | 0.063884 | 0.074407 | 0.084017 | 0.091824 | 0.097043 | 0.1031 | 0.10894 | 0.11401 | 0.11895 | 0.12256
SDG&E | GWh | Commercial | Com - Retail (Small) | Lighting | No | Lighting - Induction Fixture (Outdoor) | 0.014652 | 0.017535 | 0.020489 | 0.023633 | 0.026515 | 0.02887 | 0.030471 | 0.032387 | 0.034289 | 0.036021 | 0.03776 | 0.039135
SDG&E | GWh | Commercial | Com - Retail (Small) | Lighting | No | Lighting - Linear Fluorescent Delamping | 0.0054217 | 0.0052032 | 0.0049521 | 0.0039937 | 0.0022623 | 0 | 0 | 0 | 0 | 0 | 0 | 0
SDG&E | GWh | Commercial | Com - Retail (Small) | Lighting | No | Lighting - Linear Fluorescent Fixture (Low Wattage T8) | 0.31374 | 0.35276 | 0.38797 | 0.42168 | 0.44681 | 0.46106 | 0.46361 | 0.4697 | 0.47539 | 0.47886 | 0.48254 | 0.48306
SDG&E | GWh | Commercial | Com - Retail (Small) | Lighting | No | Lighting - Low Bay HID to T5 | 0 | 0 | 0 | 0 | 0 | 0.017576 | 0.016055 | 0.015499 | 0.015292 | 0.015169 | 0.015357 | 0.015383
SDG&E | GWh | Commercial | Com - Retail (Small) | Lighting | No | Lighting - Plug-In Fixture (Compact Fluorescent) | 0.12244 | 0.1182 | 0.11517 | 0.11407 | 0.11239 | 0 | 0 | 0 | 0 | 0 | 0 | 0
SDG&E | GWh | Commercial | Com - Retail (Small) | Lighting | No | Lighting - Plug-In Fixture (Exterior) | 0.075519 | 0.075154 | 0.075209 | 0.076181 | 0.076316 | 0.075148 | 0.072456 | 0.07169 | 0.071637 | 0.071789 | 0.072571 | 0.07303
SDG&E | GWh | Commercial | Com - Retail (Small) | Lighting | No | Lighting - Plug-In Fixture (Induction) | 0 | 0 | 0.050164 | 0.060402 | 0.06655 | 0.069511 | 0.069539 | 0.070462 | 0.071557 | 0.07259 | 0.074074 | 0.075142
SDG&E | GWh | Commercial | Com - Retail (Small) | Lighting | No | Lighting - Plug-In Fixture (Linear Fluorescent) | 0.46048 | 0.4829 | 0.4975 | 0.51094 | 0.5128 | 0 | 0 | 0 | 0 | 0 | 0 | 0
SDG&E | GWh | Commercial | Com - Retail (Small) | Lighting | No | Lighting - Plug-In Fixture (PSMH with Electronic Ballast) | 0.12151 | 0.12263 | 0.11239 | 0.10626 | 0.10253 | 0.098747 | 0.094461 | 0.092672 | 0.091913 | 0.091521 | 0.09182 | 0.091908
SDG&E | GWh | Commercial | Com - Retail (Small) | Lighting | No | Lighting - Plug-In Fixture (PSMH) | 0.12556 | 0.1265 | 0.11628 | 0.11067 | 0.10515 | 0.10002 | 0.0947 | 0.091962 | 0.090349 | 0.089133 | 0.088653 | 0.088047
SDG&E | GWh | Commercial | Com - Retail (Small) | SHW | No | SHW - EF Rated Instantaneous Water Heater (Electric) | 0.00012939 | 0.00015911 | 0.00018927 | 0.00022089 | 0.00024966 | 0.0002731 | 0.00028905 | 0.00030802 | 0.00032691 | 0.00034405 | 0.00036121 | 0.000375
SDG&E | GWh | Commercial | Com - Retail (Small) | SHW | No | SHW - EF Rated Storage Water Heater (Electric) | 0.00010845 | 0.0001311 | 0 | 0 | 0 | 0 | 0 | 0 | 0 | 0 | 0 | 0
SDG&E | GWh | Commercial | Com - Retail (Small) | Service | No | HVAC - Comprehensive Rooftop Unit Quality Maintenance | 0.27788 | 0.24987 | 0.25709 | 0.25847 | 0.25298 | 0.241 | 0.22297 | 0.1998 | 0.17326 | 0.14479 | 0.11627 | 0.088989
SDG&E | GWh | Commercial | Com - Retail (Small) | Service | No | Service - HVAC Fault Detection & Diagnositics | 0 | 0.047813 | 0.04687 | 0.047046 | 0.04591 | 0.04326 | 0.03889 | 0.036996 | 0.036038 | 0.035356 | 0.037084 | 0.037089
SDG&E | GWh | Commercial | Com - Retail (Small) | Service | No | Service - Retro-Commissioning (Electric) | 0 | 0 | 0 | 0 | 0 | 0 | 0 | 0 | 0.17739 | 0.15985 | 0.096578 | 0.041119
SDG&E | GWh | Commercial | Com - Retail (Small) | WholeBlg | No | HVAC - Energy Management System | 0.11897 | 0.15626 | 0.13628 | 0.11964 | 0.10332 | 0.086859 | 0.070075 | 0.067945 | 0.06732 | 0.06706 | 0.068073 | 0.068405
SDG&E | GWh | Commercial | Com - Retail (Small) | WholeBlg | No | WholeBlg - Com NC Level 2 | 0.0065489 | 0 | 0 | 0 | 0 | 0 | 0 | 0 | 0 | 0 | 0 | 0
SDG&E | GWh | Commercial | Com - Retail (Small) | WholeBlg | No | WholeBlg - Com NC Level 3 | 0.005425 | 0 | 0 | 0 | 0 | 0 | 0 | 0 | 0 | 0 | 0 | 0
SDG&E | GWh | Commercial | Com - Retail (Small) | WholeBlg | No | WholeBlg - Com NC ZNE | 0.00067866 | 0 | 0 | 0 | 0.001965 | 0.0036404 | 0.005178 | 0.0053961 | 0.0070523 | 0.0087252 | 0 | 0
SDG&E | GWh | Commercial | Com - Retail (Small) | WholeBlg | No | WholeBlg - Com RET Level 1 | 0.065944 | 0.091297 | 0.11852 | 0.14766 | 0.17863 | 0.2115 | 0.2461 | 0.28229 | 0.31979 | 0.35834 | 0.39751 | 0.43692
SDG&E | GWh | Commercial | Com - Retail (Small) | WholeBlg | No | WholeBlg - Com RET Level 2 | 0.14727 | 0.20025 | 0.25699 | 0.31801 | 0.38312 | 0.45234 | 0.52535 | 0.60206 | 0.68166 | 0.76375 | 0.8471 | 0.93106
SDG&E | GWh | Commercial | Com - Storage (Conditioned) | AppPlug | No | AppPlug - Desktop Computer (Com - Power Management) | 0.027697 | 0.030507 | 0.031203 | 0.031285 | 0.030292 | 0.028295 | 0.025347 | 0.022577 | 0.01997 | 0.017521 | 0.01552 | 0.013732
SDG&E | GWh | Commercial | Com - Storage (Conditioned) | AppPlug | No | AppPlug - Occupancy Sensor Plug Strip | 0 | 0 | 0 | 0 | 0 | 0 | 0 | 0 | 0 | 0.03195 | 0.028247 | 0.020164
SDG&E | GWh | Commercial | Com - Storage (Conditioned) | AppPlug | No | AppPlug - Vending Machine Controls | 0.053874 | 0.05849 | 0.061492 | 0.06328 | 0.062944 | 0.060316 | 0.055401 | 0.050468 | 0.045258 | 0.040134 | 0.035504 | 0.031149
SDG&E | GWh | Commercial | Com - Storage (Conditioned) | BldgEnv | No | BldgEnv - Window Film | 0 | 0 | 0 | 0 | 0 | 0 | 0 | 0 | 0 | 0.00062367 | 0.0012708 | 0.0016526
SDG&E | GWh | Commercial | Com - Storage (Conditioned) | ComRefrig | No | ComRefrig - Strip Curtain for Walk In Refrigerator | 0 | 0.054751 | 0.052256 | 0.046015 | 0.037155 | 0.027329 | 0.018048 | 0.010264 | 0.004309 | 4.359e-05 | 0 | 0
SDG&E | GWh | Commercial | Com - Storage (Conditioned) | HVAC | No | HVAC - Direct Evaporative Cooler | 0.33771 | 0.32239 | 0.31011 | 0.29982 | 0.28994 | 0.27989 | 0.26946 | 0.26149 | 0.25625 | 0.25127 | 0.24654 | 0.2416
SDG&E | GWh | Commercial | Com - Storage (Conditioned) | HVAC | No | HVAC - SEER Rated Package Rooftop AC (SEER 14) | 0.041303 | 0.04082 | 0 | 0 | 0 | 0 | 0 | 0 | 0 | 0 | 0 | 0
SDG&E | GWh | Commercial | Com - Storage (Conditioned) | HVAC | No | HVAC - SEER Rated Package Rooftop AC (SEER 15) | 0.030497 | 0.030258 | 0.013997 | 0.01407 | 0.014055 | 0.0139 | 0.013576 | 0.013483 | 0.013487 | 0.013524 | 0.013639 | 0.013735
SDG&E | GWh | Commercial | Com - Storage (Conditioned) | HVAC | No | HVAC - SEER Rated Package Rooftop HP (SEER 14) | 0.002613 | 0.0025848 | 0 | 0 | 0 | 0 | 0 | 0 | 0 | 0 | 0 | 0
SDG&E | GWh | Commercial | Com - Storage (Conditioned) | HVAC | No | HVAC - SEER Rated Package Rooftop HP (SEER 15) | 0.009441 | 0.009356 | 0.0043257 | 0.0043485 | 0.0043435 | 0.0042946 | 0.0041907 | 0.0041603 | 0.0041605 | 0.0041711 | 0.0042062 | 0.0042348
SDG&E | GWh | Commercial | Com - Storage (Conditioned) | HVAC | No | HVAC - SEER Rated Split System AC (SEER 14) | 0.013175 | 0.01302 | 0.012842 | 0 | 0 | 0 | 0 | 0 | 0 | 0 | 0 | 0
SDG&E | GWh | Commercial | Com - Storage (Conditioned) | HVAC | No | HVAC - SEER Rated Split System AC (SEER 15) | 0.0041626 | 0.0042798 | 0.0020248 | 0.0020647 | 0.0020824 | 0.002073 | 0.0020332 | 0.0020249 | 0.0020347 | 0.0020438 | 0.0020603 | 0.0020712
SDG&E | GWh | Commercial | Com - Storage (Conditioned) | HVAC | No | HVAC - SEER Rated Split System HP (SEER 14) | 0.020696 | 0.020454 | 0.0027406 | 0.0027488 | 0.0027378 | 0.0026967 | 0.002619 | 0.0025924 | 0.002587 | 0.002589 | 0.0026079 | 0.0026225
SDG&E | GWh | Commercial | Com - Storage (Conditioned) | HVAC | No | HVAC - SEER Rated Split System HP (SEER 15) | 0.0064287 | 0.0063703 | 0.0029459 | 0.0029645 | 0.0029616 | 0.002925 | 0.0028466 | 0.0028247 | 0.0028261 | 0.0028354 | 0.0028634 | 0.0028864
SDG&E | GWh | Commercial | Com - Storage (Conditioned) | Lighting | Yes | Lighting - LED Fixture (Replacing T8) - Emerging | 0.0038716 | 0.0094098 | 0.016697 | 0.025979 | 0.03668 | 0.048597 | 0.06043 | 0.075248 | 0.091506 | 0.1092 | 0.12896 | 0.15165
SDG&E | GWh | Commercial | Com - Storage (Conditioned) | Lighting | Yes | Lighting - LED Lamp (Basic High - Indoor) - Emerging | 0.00014788 | 0.00020918 | 0.0002903 | 0.00033314 | 0.00036984 | 5.2021e-05 | 6.049e-05 | 9.6549e-05 | 0.00012885 | 0.00015765 | 0.00018384 | 0.00020695
SDG&E | GWh | Commercial | Com - Storage (Conditioned) | Lighting | Yes | Lighting - LED Lamp (Basic Low - Indoor) - Emerging | 0.0013348 | 0.0018628 | 0.0021987 | 0.0025595 | 0.0029253 | 0.00053751 | 0.00087308 | 0.0012044 | 0.0015271 | 0.0018428 | 0.0021516 | 0.0024377
SDG&E | GWh | Commercial | Com - Storage (Conditioned) | Lighting | Yes | Lighting - LED Plug-In Indoor Fixture - Emerging | 0.011116 | 0.0138 | 0.016844 | 0.020254 | 0.023818 | 0.0015404 | 0.0016895 | 0.0019405 | 0.0025006 | 0.0030849 | 0.0036906 | 0.004288
SDG&E | GWh | Commercial | Com - Storage (Conditioned) | Lighting | No | Lighting - Cold Cathode Lamp | 0.0026808 | 0.0027522 | 0.0028034 | 0.0028606 | 0.0028668 | 0 | 0 | 0 | 0 | 0 | 0 | 0
SDG&E | GWh | Commercial | Com - Storage (Conditioned) | Lighting | No | Lighting - Compact Fluorescent Fixture (Indoor) | 0.02501 | 0.024832 | 0.024804 | 0.024933 | 0.024861 | 0 | 0 | 0 | 0 | 0 | 0 | 0
SDG&E | GWh | Commercial | Com - Storage (Conditioned) | Lighting | No | Lighting - Compact Fluorescent Lamp (Basic High - Indoor) | 0.0034582 | 0.0029846 | 0.0026282 | 0.0024283 | 0.0023026 | 0 | 0 | 0 | 0 | 0 | 0 | 0
SDG&E | GWh | Commercial | Com - Storage (Conditioned) | Lighting | No | Lighting - Compact Fluorescent Lamp (Basic Low - Indoor) | 0.025929 | 0.022461 | 0.020337 | 0.019227 | 0.018694 | 0 | 0 | 0 | 0 | 0 | 0 | 0
SDG&E | GWh | Commercial | Com - Storage (Conditioned) | Lighting | No | Lighting - Exit Fixture (LED) | 0.11776 | 0.10742 | 0.087601 | 0.062497 | 0.038715 | 0.020055 | 0.0070314 | 0 | 0 | 0 | 0 | 0
SDG&E | GWh | Commercial | Com - Storage (Conditioned) | Lighting | No | Lighting - Halogen Lamp (A-Line) | 0.0073719 | 0.0096429 | 0.011703 | 0.013955 | 0.016248 | 0 | 0 | 0 | 0 | 0 | 0 | 0
SDG&E | GWh | Commercial | Com - Storage (Conditioned) | Lighting | No | Lighting - Halogen Lamp (Reflector) | 0.0027091 | 0.0035016 | 0.0041702 | 0.0048692 | 0.0055662 | 0.0062368 | 0.0067052 | 0.0071851 | 0.0075566 | 0.0079287 | 0.0083354 | 0.0086166
SDG&E | GWh | Commercial | Com - Storage (Conditioned) | Lighting | No | Lighting - High Bay HID to T5 | 0 | 0.021068 | 0.02066 | 0.020748 | 0.020366 | 0.019295 | 0.017455 | 0.016734 | 0.016435 | 0.016259 | 0.016415 | 0.016424
SDG&E | GWh | Commercial | Com - Storage (Conditioned) | Lighting | No | Lighting - Induction Fixture (Indoor) | 0.017326 | 0.021532 | 0.025818 | 0.030329 | 0.034474 | 0.037862 | 0.04014 | 0.042732 | 0.04519 | 0.047278 | 0.049239 | 0.0506
SDG&E | GWh | Commercial | Com - Storage (Conditioned) | Lighting | No | Lighting - Induction Fixture (Outdoor) | 0.0059903 | 0.0071646 | 0.0083713 | 0.0096558 | 0.010834 | 0.011797 | 0.012452 | 0.013235 | 0.014013 | 0.014722 | 0.015428 | 0.01599
SDG&E | GWh | Commercial | Com - Storage (Conditioned) | Lighting | No | Lighting - Linear Fluorescent Delamping | 0.0015961 | 0.0015319 | 0.0014573 | 0.001175 | 0.00066557 | 0 | 0 | 0 | 0 | 0 | 0 | 0
SDG&E | GWh | Commercial | Com - Storage (Conditioned) | Lighting | No | Lighting - Linear Fluorescent Fixture (Low Wattage T8) | 0.072769 | 0.078611 | 0.083401 | 0.087872 | 0.090692 | 0.091598 | 0.09057 | 0.090689 | 0.091069 | 0.091341 | 0.091882 | 0.08984
SDG&E | GWh | Commercial | Com - Storage (Conditioned) | Lighting | No | Lighting - Low Bay HID to T5 | 0 | 0 | 0 | 0 | 0 | 0 | 0 | 0 | 0 | 0.0074206 | 0.0075685 | 0.0076296
SDG&E | GWh | Commercial | Com - Storage (Conditioned) | Lighting | No | Lighting - Plug-In Fixture (Compact Fluorescent) | 0.12721 | 0.12156 | 0.11732 | 0.11509 | 0.11244 | 0 | 0 | 0 | 0 | 0 | 0 | 0
SDG&E | GWh | Commercial | Com - Storage (Conditioned) | Lighting | No | Lighting - Plug-In Fixture (Exterior) | 0.03088 | 0.030707 | 0.030729 | 0.031126 | 0.031183 | 0.030708 | 0.02961 | 0.029299 | 0.029279 | 0.029343 | 0.029651 | 0.029839
SDG&E | GWh | Commercial | Com - Storage (Conditioned) | Lighting | No | Lighting - Plug-In Fixture (Induction) | 0 | 0 | 0 | 0 | 0.011375 | 0.021691 | 0.024009 | 0.025777 | 0.027041 | 0.027942 | 0.028797 | 0.029387
SDG&E | GWh | Commercial | Com - Storage (Conditioned) | Lighting | No | Lighting - Plug-In Fixture (Linear Fluorescent) | 0.20497 | 0.21491 | 0.22146 | 0.22745 | 0.22825 | 0 | 0 | 0 | 0 | 0 | 0 | 0
SDG&E | GWh | Commercial | Com - Storage (Conditioned) | Lighting | No | Lighting - Plug-In Fixture (PSMH with Electronic Ballast) | 0.048714 | 0.04936 | 0.048768 | 0.048781 | 0.046645 | 0.043243 | 0.040045 | 0.038418 | 0.03757 | 0.037091 | 0.037012 | 0.036934
SDG&E | GWh | Commercial | Com - Storage (Conditioned) | Lighting | No | Lighting - Plug-In Fixture (PSMH) | 0.050591 | 0.051166 | 0.050518 | 0.050489 | 0.048394 | 0.044781 | 0.04088 | 0.038727 | 0.037455 | 0.036594 | 0.03617 | 0.035789
SDG&E | GWh | Commercial | Com - Storage (Conditioned) | SHW | No | SHW - EF Rated Instantaneous Water Heater (Electric) | 1.4517e-05 | 1.7856e-05 | 2.1251e-05 | 2.4813e-05 | 2.8056e-05 | 3.0697e-05 | 3.2494e-05 | 3.4632e-05 | 3.6758e-05 | 3.8688e-05 | 4.0618e-05 | 4.217e-05
SDG&E | GWh | Commercial | Com - Storage (Conditioned) | SHW | No | SHW - EF Rated Storage Water Heater (Electric) | 1.1335e-05 | 1.3701e-05 | 0 | 0 | 0 | 0 | 0 | 0 | 0 | 0 | 0 | 0
SDG&E | GWh | Commercial | Com - Storage (Conditioned) | Service | No | HVAC - Comprehensive Rooftop Unit Quality Maintenance | 0.11353 | 0.10209 | 0.10504 | 0.10561 | 0.10336 | 0.098467 | 0.091101 | 0.081636 | 0.07079 | 0.059157 | 0.047507 | 0.036359
SDG&E | GWh | Commercial | Com - Storage (Conditioned) | Service | No | Service - HVAC Fault Detection & Diagnositics | 0 | 0.019535 | 0.01915 | 0.019222 | 0.018854 | 0.017853 | 0.016143 | 0.015467 | 0.015184 | 0.015014 | 0.015152 | 0.015154
SDG&E | GWh | Commercial | Com - Storage (Conditioned) | Service | No | Service - Retro-Commissioning (Electric) | 0 | 0 | 0 | 0 | 0 | 0 | 0 | 0 | 0.072479 | 0.06531 | 0.03946 | 0.0168
SDG&E | GWh | Commercial | Com - Storage (Conditioned) | WholeBlg | No | HVAC - Energy Management System | 0.04861 | 0.063845 | 0.05568 | 0.048883 | 0.042215 | 0.035489 | 0.028631 | 0.027761 | 0.027506 | 0.0274 | 0.027813 | 0.027949
SDG&E | GWh | Commercial | Com - Storage (Conditioned) | WholeBlg | No | WholeBlg - Com RET Level 1 | 0.013078 | 0.01806 | 0.023397 | 0.029092 | 0.035129 | 0.041525 | 0.048249 | 0.055269 | 0.062541 | 0.070006 | 0.077591 | 0.08522
SDG&E | GWh | Commercial | Com - Storage (Conditioned) | WholeBlg | No | WholeBlg - Com RET Level 2 | 0.029303 | 0.039795 | 0.051001 | 0.063004 | 0.075806 | 0.089386 | 0.10369 | 0.1187 | 0.13425 | 0.15026 | 0.16649 | 0.18277
SDG&E | GWh | Commercial | Com - Storage (Unconditioned) | AppPlug | No | AppPlug - Desktop Computer (Com - Power Management) | 0.069242 | 0.076268 | 0.078009 | 0.078213 | 0.07573 | 0.070739 | 0.063367 | 0.056442 | 0.049924 | 0.043801 | 0.038801 | 0.03433
SDG&E | GWh | Commercial | Com - Storage (Unconditioned) | AppPlug | No | AppPlug - Occupancy Sensor Plug Strip | 0 | 0 | 0 | 0 | 0 | 0 | 0 | 0 | 0 | 0.079875 | 0.070617 | 0.050411
SDG&E | GWh | Commercial | Com - Storage (Unconditioned) | AppPlug | No | AppPlug - Vending Machine Controls | 0.033671 | 0.036556 | 0.038432 | 0.03955 | 0.03934 | 0.037697 | 0.034625 | 0.031542 | 0.028286 | 0.025083 | 0.02219 | 0.019468
SDG&E | GWh | Commercial | Com - Storage (Unconditioned) | BldgEnv | No | BldgEnv - Window Film | 0 | 0.0078599 | 0.016267 | 0.021158 | 0.022187 | 0.020784 | 0.018395 | 0.016151 | 0.014284 | 0.013059 | 0.012204 | 0.01155
SDG&E | GWh | Commercial | Com - Storage (Unconditioned) | Lighting | Yes | Lighting - LED Fixture (Replacing T8) - Emerging | 0.019284 | 0.027883 | 0.041128 | 0.059341 | 0.081498 | 0.10731 | 0.134 | 0.16786 | 0.20546 | 0.24683 | 0.29334 | 0.35087
SDG&E | GWh | Commercial | Com - Storage (Unconditioned) | Lighting | Yes | Lighting - LED Lamp (Basic High - Indoor) - Emerging | 0.0003535 | 0.00050081 | 0.00069671 | 0.00080395 | 0.00089399 | 0.00012592 | 0.00014581 | 0.00023302 | 0.00031126 | 0.00038106 | 0.00044458 | 0.00050066
SDG&E | GWh | Commercial | Com - Storage (Unconditioned) | Lighting | Yes | Lighting - LED Lamp (Basic Low - Indoor) - Emerging | 0.0032086 | 0.0044945 | 0.0053113 | 0.0061918 | 0.0070858 | 0.0013029 | 0.0021127 | 0.0029134 | 0.0036938 | 0.004458 | 0.0052062 | 0.0058999
SDG&E | GWh | Commercial | Com - Storage (Unconditioned) | Lighting | Yes | Lighting - LED Plug-In Indoor Fixture - Emerging | 0.026997 | 0.033543 | 0.040957 | 0.049273 | 0.057966 | 0.003749 | 0.0041109 | 0.0047182 | 0.0060721 | 0.0074853 | 0.0089518 | 0.010398
SDG&E | GWh | Commercial | Com - Storage (Unconditioned) | Lighting | No | Lighting - Cold Cathode Lamp | 0.0063468 | 0.0065657 | 0.0067187 | 0.0068745 | 0.0069012 | 0 | 0 | 0 | 0 | 0 | 0 | 0
SDG&E | GWh | Commercial | Com - Storage (Unconditioned) | Lighting | No | Lighting - Compact Fluorescent Fixture (Indoor) | 0.060531 | 0.060623 | 0.060974 | 0.061613 | 0.061669 | 0 | 0 | 0 | 0 | 0 | 0 | 0
SDG&E | GWh | Commercial | Com - Storage (Unconditioned) | Lighting | No | Lighting - Compact Fluorescent Lamp (Basic High - Indoor) | 0.0083637 | 0.0072353 | 0.0063803 | 0.0058979 | 0.0055935 | 0 | 0 | 0 | 0 | 0 | 0 | 0
SDG&E | GWh | Commercial | Com - Storage (Unconditioned) | Lighting | No | Lighting - Compact Fluorescent Lamp (Basic Low - Indoor) | 0.062776 | 0.054429 | 0.049307 | 0.046633 | 0.045345 | 0 | 0 | 0 | 0 | 0 | 0 | 0
SDG&E | GWh | Commercial | Com - Storage (Unconditioned) | Lighting | No | Lighting - Exit Fixture (LED) | 0.28234 | 0.25763 | 0.21013 | 0.14995 | 0.092985 | 0.048296 | 0.017074 | 0 | 0 | 0 | 0 | 0
SDG&E | GWh | Commercial | Com - Storage (Unconditioned) | Lighting | No | Lighting - Halogen Lamp (A-Line) | 0.01843 | 0.024113 | 0.029268 | 0.034902 | 0.040641 | 0 | 0 | 0 | 0 | 0 | 0 | 0
SDG&E | GWh | Commercial | Com - Storage (Unconditioned) | Lighting | No | Lighting - Halogen Lamp (Reflector) | 0.0067693 | 0.0087531 | 0.010427 | 0.012178 | 0.013925 | 0.01562 | 0.016793 | 0.018003 | 0.018935 | 0.019882 | 0.020891 | 0.021601
SDG&E | GWh | Commercial | Com - Storage (Unconditioned) | Lighting | No | Lighting - High Bay HID to T5 | 0 | 0.051816 | 0.050822 | 0.051049 | 0.050099 | 0.047464 | 0.042941 | 0.041164 | 0.040429 | 0.039995 | 0.04038 | 0.040405
SDG&E | GWh | Commercial | Com - Storage (Unconditioned) | Lighting | No | Lighting - Induction Fixture (Indoor) | 0.040587 | 0.050775 | 0.061118 | 0.07196 | 0.081941 | 0.090159 | 0.095784 | 0.10205 | 0.10791 | 0.11284 | 0.11737 | 0.12044
SDG&E | GWh | Commercial | Com - Storage (Unconditioned) | Lighting | No | Lighting - Induction Fixture (Outdoor) | 0.015292 | 0.018431 | 0.021638 | 0.025034 | 0.028152 | 0.030717 | 0.032489 | 0.034561 | 0.036593 | 0.038424 | 0.040222 | 0.041631
SDG&E | GWh | Commercial | Com - Storage (Unconditioned) | Lighting | No | Lighting - Linear Fluorescent Delamping | 0.0039204 | 0.0037626 | 0.0035795 | 0.0028861 | 0.0016349 | 0 | 0 | 0 | 0 | 0 | 0 | 0
SDG&E | GWh | Commercial | Com - Storage (Unconditioned) | Lighting | No | Lighting - Linear Fluorescent Fixture (Low Wattage T8) | 0.18503 | 0.19799 | 0.20895 | 0.21947 | 0.22591 | 0.22758 | 0.22443 | 0.22454 | 0.22544 | 0.22613 | 0.22758 | 0.22028
SDG&E | GWh | Commercial | Com - Storage (Unconditioned) | Lighting | No | Lighting - Low Bay HID to T5 | 0 | 0 | 0 | 0 | 0 | 0 | 0 | 0 | 0.01844 | 0.018432 | 0.018751 | 0.018857
SDG&E | GWh | Commercial | Com - Storage (Unconditioned) | Lighting | No | Lighting - Plug-In Fixture (Compact Fluorescent) | 0.30935 | 0.29579 | 0.28546 | 0.28004 | 0.27353 | 0 | 0 | 0 | 0 | 0 | 0 | 0
SDG&E | GWh | Commercial | Com - Storage (Unconditioned) | Lighting | No | Lighting - Plug-In Fixture (Exterior) | 0.077796 | 0.077388 | 0.077439 | 0.078438 | 0.078589 | 0.077413 | 0.074674 | 0.073904 | 0.07386 | 0.074026 | 0.074798 | 0.075265
SDG&E | GWh | Commercial | Com - Storage (Unconditioned) | Lighting | No | Lighting - Plug-In Fixture (Induction) | 0 | 0 | 0 | 0.048387 | 0.057617 | 0.062615 | 0.064192 | 0.066002 | 0.067611 | 0.068951 | 0.070564 | 0.071734
SDG&E | GWh | Commercial | Com - Storage (Unconditioned) | Lighting | No | Lighting - Plug-In Fixture (Linear Fluorescent) | 0.50531 | 0.53407 | 0.55267 | 0.56877 | 0.57126 | 0 | 0 | 0 | 0 | 0 | 0 | 0
SDG&E | GWh | Commercial | Com - Storage (Unconditioned) | Lighting | No | Lighting - Plug-In Fixture (PSMH with Electronic Ballast) | 0.11833 | 0.11985 | 0.11841 | 0.10977 | 0.10266 | 0.097811 | 0.092756 | 0.090501 | 0.089462 | 0.088904 | 0.089066 | 0.089086
SDG&E | GWh | Commercial | Com - Storage (Unconditioned) | Lighting | No | Lighting - Plug-In Fixture (PSMH) | 0.12249 | 0.1238 | 0.12223 | 0.11355 | 0.10747 | 0.10074 | 0.09434 | 0.090958 | 0.088954 | 0.087493 | 0.086821 | 0.086101
SDG&E | GWh | Commercial | Com - Storage (Unconditioned) | SHW | No | SHW - EF Rated Instantaneous Water Heater (Electric) | 3.4963e-05 | 4.3007e-05 | 5.1146e-05 | 5.9665e-05 | 6.742e-05 | 7.3742e-05 | 7.8059e-05 | 8.3185e-05 | 8.8283e-05 | 9.2909e-05 | 9.7534e-05 | 0.00010126
SDG&E | GWh | Commercial | Com - Storage (Unconditioned) | SHW | No | SHW - EF Rated Storage Water Heater (Electric) | 2.7363e-05 | 3.3075e-05 | 0 | 0 | 0 | 0 | 0 | 0 | 0 | 0 | 0 | 0
SDG&E | GWh | Commercial | Com - Storage (Unconditioned) | Service | No | HVAC - Comprehensive Rooftop Unit Quality Maintenance | 0.28384 | 0.25523 | 0.26261 | 0.26402 | 0.25841 | 0.24617 | 0.22775 | 0.20409 | 0.17698 | 0.14789 | 0.11877 | 0.090898
SDG&E | GWh | Commercial | Com - Storage (Unconditioned) | Service | No | Service - HVAC Fault Detection & Diagnositics | 0 | 0.048838 | 0.047875 | 0.048055 | 0.047135 | 0.044632 | 0.040357 | 0.038668 | 0.03796 | 0.037536 | 0.037879 | 0.037884
SDG&E | GWh | Commercial | Com - Storage (Unconditioned) | Service | No | Service - Retro-Commissioning (Electric) | 0 | 0 | 0 | 0 | 0 | 0 | 0 | 0 | 0.1812 | 0.16328 | 0.09865 | 0.042001
SDG&E | GWh | Commercial | Com - Storage (Unconditioned) | WholeBlg | No | HVAC - Energy Management System | 0.12152 | 0.15961 | 0.1392 | 0.12221 | 0.10554 | 0.088722 | 0.071578 | 0.069403 | 0.068764 | 0.068499 | 0.069534 | 0.069873
SDG&E | GWh | Commercial | Com - Storage (Unconditioned) | WholeBlg | No | WholeBlg - Com NC Level 2 | 0.0065311 | 0 | 0 | 0 | 0 | 0 | 0 | 0 | 0 | 0 | 0 | 0
SDG&E | GWh | Commercial | Com - Storage (Unconditioned) | WholeBlg | No | WholeBlg - Com NC Level 3 | 0.005845 | 0 | 0 | 0 | 0 | 0 | 0 | 0 | 0 | 0 | 0 | 0
SDG&E | GWh | Commercial | Com - Storage (Unconditioned) | WholeBlg | No | WholeBlg - Com RET Level 1 | 0.03573 | 0.048767 | 0.062841 | 0.077995 | 0.094305 | 0.11175 | 0.13026 | 0.1497 | 0.16986 | 0.19047 | 0.21115 | 0.23144
SDG&E | GWh | Commercial | Com - Storage (Unconditioned) | WholeBlg | No | WholeBlg - Com RET Level 2 | 0.030094 | 0.040984 | 0.052618 | 0.065079 | 0.078281 | 0.092244 | 0.10694 | 0.1223 | 0.13825 | 0.15467 | 0.17141 | 0.18836
SDG&E | GWh | Commercial | Com - Warehouse (Refrigerated) | AppPlug | No | AppPlug - Desktop Computer (Com - Power Management) | 0.001278 | 0.0014077 | 0.0014398 | 0.0014436 | 0.0013978 | 0.0013057 | 0.0011696 | 0.0010418 | 0.00092148 | 0.00080847 | 0.00071617 | 0.00063365
SDG&E | GWh | Commercial | Com - Warehouse (Refrigerated) | AppPlug | No | AppPlug - Occupancy Sensor Plug Strip | 0 | 0 | 0 | 0 | 0 | 0 | 0 | 0 | 0 | 0.0014743 | 0.0013034 | 0.00093046
SDG&E | GWh | Commercial | Com - Warehouse (Refrigerated) | AppPlug | No | AppPlug - Vending Machine Controls | 0.0024859 | 0.0026989 | 0.0028375 | 0.00292 | 0.0029045 | 0.0027832 | 0.0025564 | 0.0023288 | 0.0020884 | 0.0018519 | 0.0016383 | 0.0014374
SDG&E | GWh | Commercial | Com - Warehouse (Refrigerated) | BldgEnv | No | BldgEnv - Window Film | 0 | 0.00010273 | 0.00021261 | 0.00027653 | 0.00028997 | 0.00027164 | 0.00024041 | 0.00021109 | 0.00018669 | 0.00017067 | 0.0001595 | 0.00015096
SDG&E | GWh | Commercial | Com - Warehouse (Refrigerated) | ComRefrig | No | ComRefrig - Strip Curtain for Walk In Refrigerator | 0 | 0.0025264 | 0.0024113 | 0.0021233 | 0.0017145 | 0.0012611 | 0.00083283 | 0.00047364 | 0.00019883 | 2.0114e-06 | 0 | 0
SDG&E | GWh | Commercial | Com - Warehouse (Refrigerated) | Lighting | Yes | Lighting - LED Fixture (Replacing T8) - Emerging | 0.0015766 | 0.0022341 | 0.0031051 | 0.0042185 | 0.0054717 | 0.0068191 | 0.0081102 | 0.0096614 | 0.011349 | 0.013136 | 0.015586 | 0.018446
SDG&E | GWh | Commercial | Com - Warehouse (Refrigerated) | Lighting | Yes | Lighting - LED Lamp (Basic High - Indoor) - Emerging | 2.5909e-05 | 3.5589e-05 | 4.235e-05 | 4.6457e-05 | 5.0359e-05 | 6.9126e-06 | 8.6561e-06 | 1.2715e-05 | 1.6267e-05 | 1.9368e-05 | 2.2157e-05 | 2.4591e-05
SDG&E | GWh | Commercial | Com - Warehouse (Refrigerated) | Lighting | Yes | Lighting - LED Lamp (Basic Low - Indoor) - Emerging | 0.00019649 | 0.00025184 | 0.00029411 | 0.00033608 | 0.00037642 | 6.8304e-05 | 0.00010895 | 0.00014767 | 0.00018476 | 0.00022041 | 0.00025437 | 0.00028527
SDG&E | GWh | Commercial | Com - Warehouse (Refrigerated) | Lighting | Yes | Lighting - LED Plug-In Indoor Fixture - Emerging | 0.00057042 | 0.00070819 | 0.00086335 | 0.0010362 | 0.0012163 | 7.8522e-05 | 8.6011e-05 | 9.9428e-05 | 0.00012814 | 0.00015796 | 0.00018872 | 0.00021898
SDG&E | GWh | Commercial | Com - Warehouse (Refrigerated) | Lighting | No | Lighting - Cold Cathode Lamp | 0.00027932 | 0.00027299 | 0.00026798 | 0.00026545 | 0.00026063 | 0 | 0 | 0 | 0 | 0 | 0 | 0
SDG&E | GWh | Commercial | Com - Warehouse (Refrigerated) | Lighting | No | Lighting - Compact Fluorescent Fixture (Indoor) | 0.0029986 | 0.0029676 | 0.0029555 | 0.0029602 | 0.0029371 | 0 | 0 | 0 | 0 | 0 | 0 | 0
SDG&E | GWh | Commercial | Com - Warehouse (Refrigerated) | Lighting | No | Lighting - Compact Fluorescent Lamp (Basic High - Indoor) | 0.00042714 | 0.00035918 | 0.00031453 | 0.00028957 | 0.00027426 | 0 | 0 | 0 | 0 | 0 | 0 | 0
SDG&E | GWh | Commercial | Com - Warehouse (Refrigerated) | Lighting | No | Lighting - Compact Fluorescent Lamp (Basic Low - Indoor) | 0.0031594 | 0.0027271 | 0.0024536 | 0.0023065 | 0.0022314 | 0 | 0 | 0 | 0 | 0 | 0 | 0
SDG&E | GWh | Commercial | Com - Warehouse (Refrigerated) | Lighting | No | Lighting - Halogen Lamp (A-Line) | 0.00034018 | 0.00044506 | 0.00054021 | 0.00064421 | 0.00075013 | 0 | 0 | 0 | 0 | 0 | 0 | 0
SDG&E | GWh | Commercial | Com - Warehouse (Refrigerated) | Lighting | No | Lighting - Halogen Lamp (Reflector) | 0.00012495 | 0.00016156 | 0.00019246 | 0.00022478 | 0.00025702 | 0.0002883 | 0.00030996 | 0.00033228 | 0.00034949 | 0.00036698 | 0.0003856 | 0.00039869
SDG&E | GWh | Commercial | Com - Warehouse (Refrigerated) | Lighting | No | Lighting - High Bay HID to T5 | 0 | 0.0019779 | 0.0019393 | 0.001947 | 0.0019106 | 0.0018097 | 0.0016368 | 0.0015687 | 0.0015404 | 0.0015236 | 0.0015379 | 0.0015384
SDG&E | GWh | Commercial | Com - Warehouse (Refrigerated) | Lighting | No | Lighting - Induction Fixture (Indoor) | 0.00074719 | 0.00090636 | 0.0010676 | 0.001237 | 0.0013912 | 0.001516 | 0.0015991 | 0.0016966 | 0.0017917 | 0.0018753 | 0.001957 | 0.0020187
SDG&E | GWh | Commercial | Com - Warehouse (Refrigerated) | Lighting | No | Lighting - Induction Fixture (Outdoor) | 0.00027642 | 0.0003306 | 0.00038629 | 0.00044556 | 0.00049992 | 0.00054437 | 0.00057457 | 0.00061073 | 0.00064663 | 0.00067933 | 0.00071191 | 0.00073783
SDG&E | GWh | Commercial | Com - Warehouse (Refrigerated) | Lighting | No | Lighting - Linear Fluorescent Delamping | 0.00010194 | 9.7824e-05 | 9.3166e-05 | 7.5162e-05 | 4.2578e-05 | 0 | 0 | 0 | 0 | 0 | 0 | 0
SDG&E | GWh | Commercial | Com - Warehouse (Refrigerated) | Lighting | No | Lighting - Linear Fluorescent Fixture (Low Wattage T8) | 0.008185 | 0.0086303 | 0.0089933 | 0.0093348 | 0.009518 | 0.0095214 | 0.0093485 | 0.0093024 | 0.0092919 | 0.0092798 | 0.0089788 | 0.0084295
SDG&E | GWh | Commercial | Com - Warehouse (Refrigerated) | Lighting | No | Lighting - Low Bay HID to T5 | 0 | 0.0009338 | 0.00091556 | 0.00091926 | 0.00090206 | 0.00085443 | 0.00077282 | 0.00074072 | 0.00072734 | 0.00071942 | 0.00072619 | 0.00072646
SDG&E | GWh | Commercial | Com - Warehouse (Refrigerated) | Lighting | No | Lighting - Occupancy Sensor | 0 | 0 | 0 | 0 | 0 | 0.01435 | 0.011805 | 0.0083116 | 0.0059534 | 0.0044867 | 0.0036247 | 0.003187
SDG&E | GWh | Commercial | Com - Warehouse (Refrigerated) | Lighting | No | Lighting - Plug-In Fixture (Compact Fluorescent) | 0.0063963 | 0.0061086 | 0.0058926 | 0.0057782 | 0.0056447 | 0 | 0 | 0 | 0 | 0 | 0 | 0
SDG&E | GWh | Commercial | Com - Warehouse (Refrigerated) | Lighting | No | Lighting - Plug-In Fixture (Exterior) | 0.0014249 | 0.0014169 | 0.0014179 | 0.0014363 | 0.0014389 | 0.001417 | 0.0013663 | 0.001352 | 0.0013511 | 0.001354 | 0.0013682 | 0.0013769
SDG&E | GWh | Commercial | Com - Warehouse (Refrigerated) | Lighting | No | Lighting - Plug-In Fixture (Induction) | 0.0031727 | 0.0031478 | 0.0031453 | 0.0031833 | 0.0031864 | 0.0031374 | 0.0030278 | 0.0029954 | 0.0029917 | 0.0029965 | 0.0030253 | 0.003043
SDG&E | GWh | Commercial | Com - Warehouse (Refrigerated) | Lighting | No | Lighting - Plug-In Fixture (Linear Fluorescent) | 0.010075 | 0.010557 | 0.01087 | 0.011148 | 0.011178 | 0 | 0 | 0 | 0 | 0 | 0 | 0
SDG&E | GWh | Commercial | Com - Warehouse (Refrigerated) | Lighting | No | Lighting - Plug-In Fixture (MH Directional) | 0 | 0 | 0 | 0 | 0 | 0 | 0 | 0.00084503 | 0.001413 | 0.0014373 | 0.0014464 | 0.0014381
SDG&E | GWh | Commercial | Com - Warehouse (Refrigerated) | Lighting | No | Lighting - Plug-In Fixture (PSMH with Electronic Ballast) | 0.0034363 | 0.003518 | 0.0034872 | 0.0034977 | 0.0034818 | 0.0034273 | 0.0033279 | 0.00329 | 0.0032762 | 0.0032698 | 0.0032831 | 0.0032898
SDG&E | GWh | Commercial | Com - Warehouse (Refrigerated) | Lighting | No | Lighting - Plug-In Fixture (PSMH) | 0.0030482 | 0.0031335 | 0.0031139 | 0.0031254 | 0.0031112 | 0.0030622 | 0.0029735 | 0.0029372 | 0.0029214 | 0.0029111 | 0.0029176 | 0.0029185
SDG&E | GWh | Commercial | Com - Warehouse (Refrigerated) | Service | No | HVAC - Comprehensive Rooftop Unit Quality Maintenance | 0.0052389 | 0.004711 | 0.0048471 | 0.0048731 | 0.0047695 | 0.0045437 | 0.0042038 | 0.003767 | 0.0032665 | 0.0027297 | 0.0021922 | 0.0016777
SDG&E | GWh | Commercial | Com - Warehouse (Refrigerated) | Service | No | Service - HVAC Fault Detection & Diagnositics | 0 | 0.00090144 | 0.00088365 | 0.00088697 | 0.00087 | 0.0008238 | 0.00074489 | 0.00071372 | 0.00070065 | 0.00069282 | 0.00069916 | 0.00069925
SDG&E | GWh | Commercial | Com - Warehouse (Refrigerated) | Service | No | Service - Retro-Commissioning (Electric) | 0 | 0 | 0 | 0 | 0 | 0 | 0 | 0 | 0.0033445 | 0.0030137 | 0.0018208 | 0.00077523
SDG&E | GWh | Commercial | Com - Warehouse (Refrigerated) | WholeBlg | No | HVAC - Energy Management System | 0.002243 | 0.0029461 | 0.0025693 | 0.0022556 | 0.001948 | 0.0016376 | 0.0013212 | 0.001281 | 0.0012692 | 0.0012643 | 0.0012834 | 0.0012897
SDG&E | GWh | Commercial | Com - Warehouse (Refrigerated) | WholeBlg | No | WholeBlg - Com RET Level 1 | 0.00023877 | 0.00040263 | 0.0005807 | 0.00077529 | 0.00098694 | 0.0012154 | 0.0014602 | 0.0017216 | 0.0019972 | 0.0022865 | 0.0025859 | 0.002894
SDG&E | GWh | Commercial | Com - Warehouse (Refrigerated) | WholeBlg | No | WholeBlg - Com RET Level 2 | 0.0017684 | 0.0022507 | 0.002771 | 0.0033261 | 0.0039149 | 0.0045364 | 0.0051876 | 0.0058613 | 0.0065527 | 0.0072502 | 0.0079453 | 0.0086227
SDG&E | MW | Commercial | Com - Assembly | AppPlug | No | AppPlug - Computer Monitor | 0.0017241 | 0.0017147 | 0.0017216 | 0.0017695 | 0.0017753 | 0.001719 | 0.0015893 | 0.0015567 | 0.0015629 | 0.0015814 | 0.0016349 | 0.001678
SDG&E | MW | Commercial | Com - Assembly | AppPlug | No | AppPlug - Desktop Computer (Com - Power Management) | 0.0048108 | 0.0053009 | 0.0054199 | 0.0054327 | 0.0052591 | 0.004912 | 0.0043999 | 0.0039195 | 0.0034677 | 0.0030434 | 0.0026969 | 0.002387
SDG&E | MW | Commercial | Com - Assembly | AppPlug | No | AppPlug - Occupancy Sensor Plug Strip | 0 | 0 | 0 | 0 | 0 | 0 | 0 | 0 | 0 | 0.015048 | 0.013304 | 0.0094969
SDG&E | MW | Commercial | Com - Assembly | BldgEnv | No | BldgEnv - Window Film | 0.0048084 | 0.0040104 | 0.0045683 | 0.0053261 | 0.0059436 | 0.0063048 | 0.0064195 | 0.006436 | 0.0063296 | 0.0062053 | 0.0059958 | 0.0056896
SDG&E | MW | Commercial | Com - Assembly | HVAC | Yes | HVAC - Advanced Package Rooftop AC (> EER 12) - Emerging | 0 | 0 | 0.00023295 | 0.00060651 | 0.0010672 | 0.0015864 | 0.0021461 | 0.0027429 | 0.003388 | 0.0040868 | 0.0048385 | 0.0056697
SDG&E | MW | Commercial | Com - Assembly | HVAC | No | HVAC - Demand Controlled Ventilation | 0.0040991 | 0.0045716 | 0.0044693 | 0.0042821 | 0.003972 | 0.0035513 | 0.0030405 | 0.0026198 | 0.0022582 | 0.0019518 | 0.0017181 | 0.0015176
SDG&E | MW | Commercial | Com - Assembly | HVAC | No | HVAC - Direct Evaporative Cooler | 0.25968 | 0.24968 | 0.24206 | 0.23599 | 0.2302 | 0.22422 | 0.21787 | 0.2125 | 0.20752 | 0.20439 | 0.20285 | 0.20105
SDG&E | MW | Commercial | Com - Assembly | HVAC | No | HVAC - EER Rated Package Rooftop AC (EER 11) | 0 | 0 | 0 | 0.03584 | 0.038067 | 0.039274 | 0.03939 | 0.039814 | 0.040321 | 0.040813 | 0.041481 | 0.04207
SDG&E | MW | Commercial | Com - Assembly | HVAC | No | HVAC - SEER Rated Package Rooftop AC (SEER 14) | 0.066753 | 0.065993 | 0 | 0 | 0 | 0 | 0 | 0 | 0 | 0 | 0 | 0
SDG&E | MW | Commercial | Com - Assembly | HVAC | No | HVAC - SEER Rated Package Rooftop AC (SEER 15) | 0.13244 | 0.13156 | 0.060864 | 0.061199 | 0.061149 | 0.060489 | 0.059076 | 0.058683 | 0.058714 | 0.058892 | 0.059411 | 0.059845
SDG&E | MW | Commercial | Com - Assembly | HVAC | No | HVAC - SEER Rated Package Rooftop HP (SEER 14) | 0.017393 | 0.017216 | 0 | 0 | 0 | 0 | 0 | 0 | 0 | 0 | 0 | 0
SDG&E | MW | Commercial | Com - Assembly | HVAC | No | HVAC - SEER Rated Package Rooftop HP (SEER 15) | 0.066088 | 0.06543 | 0.03018 | 0.030274 | 0.03017 | 0.029751 | 0.028942 | 0.028662 | 0.028598 | 0.028608 | 0.028792 | 0.028926
SDG&E | MW | Commercial | Com - Assembly | HVAC | No | HVAC - SEER Rated Split System AC (SEER 14) | 0.019567 | 0.019319 | 0.019041 | 0 | 0 | 0 | 0 | 0 | 0 | 0 | 0 | 0
SDG&E | MW | Commercial | Com - Assembly | HVAC | No | HVAC - SEER Rated Split System AC (SEER 15) | 0.016655 | 0.017185 | 0.008165 | 0.0083701 | 0.0084882 | 0.0084952 | 0.0083732 | 0.0083629 | 0.0083939 | 0.0084552 | 0.0085753 | 0.0086697
SDG&E | MW | Commercial | Com - Assembly | HVAC | No | HVAC - SEER Rated Split System HP (SEER 14) | 0.067295 | 0.066619 | 0.0089232 | 0.0089398 | 0.0088975 | 0.0087623 | 0.0085149 | 0.0084241 | 0.0083971 | 0.0083921 | 0.0084391 | 0.0084718
SDG&E | MW | Commercial | Com - Assembly | HVAC | No | HVAC - SEER Rated Split System HP (SEER 15) | 0.032663 | 0.032405 | 0.014977 | 0.015055 | 0.01503 | 0.014842 | 0.014454 | 0.014333 | 0.014323 | 0.01435 | 0.014465 | 0.014555
SDG&E | MW | Commercial | Com - Assembly | Lighting | Yes | Lighting - LED Fixture (Replacing T8) - Emerging | 0 | 0.0050335 | 0.01117 | 0.018915 | 0.02778 | 0.037767 | 0.048018 | 0.060399 | 0.073484 | 0.087418 | 0.10242 | 0.11697
SDG&E | MW | Commercial | Com - Assembly | Lighting | Yes | Lighting - LED Lamp (Basic High - Indoor) - Emerging | 0.0016215 | 0.0025881 | 0.0037452 | 0.0042507 | 0.0048221 | 0.00090532 | 0.0014394 | 0.0019943 | 0.0025485 | 0.003094 | 0.0036357 | 0.0041528
SDG&E | MW | Commercial | Com - Assembly | Lighting | Yes | Lighting - LED Lamp (Basic Low - Indoor) - Emerging | 0.0040506 | 0.0057637 | 0.006814 | 0.0079718 | 0.0091662 | 0.0018155 | 0.0028714 | 0.0039309 | 0.0049731 | 0.0060015 | 0.0070161 | 0.0079613
SDG&E | MW | Commercial | Com - Assembly | Lighting | Yes | Lighting - LED Plug-In Indoor Fixture - Emerging | 0.0015106 | 0.0018356 | 0.0022611 | 0.0027812 | 0.0033713 | 0.00022636 | 0.00025768 | 0.00029336 | 0.0003634 | 0.00046013 | 0.00056828 | 0.0006809
SDG&E | MW | Commercial | Com - Assembly | Lighting | No | Lighting - Cold Cathode Lamp | 0.00035423 | 0.0003665 | 0.00037485 | 0.00038372 | 0.00038493 | 0 | 0 | 0 | 0 | 0 | 0 | 0
SDG&E | MW | Commercial | Com - Assembly | Lighting | No | Lighting - Compact Fluorescent Fixture (Indoor) | 0.13566 | 0.13495 | 0.13497 | 0.13585 | 0.13565 | 0 | 0 | 0 | 0 | 0 | 0 | 0
SDG&E | MW | Commercial | Com - Assembly | Lighting | No | Lighting - Compact Fluorescent Lamp (Basic High - Indoor) | 0.050697 | 0.045587 | 0.042227 | 0.041322 | 0.041132 | 0 | 0 | 0 | 0 | 0 | 0 | 0
SDG&E | MW | Commercial | Com - Assembly | Lighting | No | Lighting - Compact Fluorescent Lamp (Basic Low - Indoor) | 0.080745 | 0.070567 | 0.064481 | 0.061484 | 0.060194 | 0 | 0 | 0 | 0 | 0 | 0 | 0
SDG&E | MW | Commercial | Com - Assembly | Lighting | No | Lighting - Exit Fixture (LED) | 0.02547 | 0.023222 | 0.018935 | 0.013503 | 0.0083509 | 0.0043074 | 0.0014894 | 0 | 0 | 0 | 0 | 0
SDG&E | MW | Commercial | Com - Assembly | Lighting | No | Lighting - Halogen Lamp (A-Line) | 0.00025624 | 0.00033519 | 0.00040681 | 0.00048507 | 0.00056478 | 0 | 0 | 0 | 0 | 0 | 0 | 0
SDG&E | MW | Commercial | Com - Assembly | Lighting | No | Lighting - Halogen Lamp (Reflector) | 9.4164e-05 | 0.00012172 | 0.00014496 | 0.00016926 | 0.00019349 | 0.0002168 | 0.00023308 | 0.00024976 | 0.00026268 | 0.00027562 | 0.00028975 | 0.00029953
SDG&E | MW | Commercial | Com - Assembly | Lighting | No | Lighting - High Bay HID to T5 | 0 | 0 | 0 | 0 | 0 | 0.0068765 | 0.007896 | 0.0067643 | 0.0056187 | 0.0045552 | 0.0037043 | 0.0030212
SDG&E | MW | Commercial | Com - Assembly | Lighting | No | Lighting - Induction Fixture (Indoor) | 0.0050948 | 0.0062596 | 0.0074393 | 0.0086789 | 0.0098127 | 0.010736 | 0.011353 | 0.012068 | 0.012754 | 0.013349 | 0.01392 | 0.014336
SDG&E | MW | Commercial | Com - Assembly | Lighting | No | Lighting - Induction Fixture (Outdoor) | 0.0020501 | 0.0024536 | 0.0028669 | 0.0033068 | 0.0037102 | 0.0040401 | 0.0042643 | 0.0045326 | 0.0047991 | 0.0050418 | 0.0052836 | 0.005476
SDG&E | MW | Commercial | Com - Assembly | Lighting | No | Lighting - Linear Fluorescent Delamping | 0.0010136 | 0.0009729 | 0.00092477 | 0.00074529 | 0 | 0 | 0 | 0 | 0 | 0 | 0 | 0
SDG&E | MW | Commercial | Com - Assembly | Lighting | No | Lighting - Linear Fluorescent Fixture (Low Wattage T8) | 0.014208 | 0.017288 | 0.020097 | 0.022931 | 0.025452 | 0.027445 | 0.028774 | 0.030181 | 0.031541 | 0.032658 | 0.033654 | 0.034316
SDG&E | MW | Commercial | Com - Assembly | Lighting | No | Lighting - Plug-In Fixture (Compact Fluorescent) | 0.024347 | 0.023619 | 0.02312 | 0.022973 | 0.022679 | 0 | 0 | 0 | 0 | 0 | 0 | 0
SDG&E | MW | Commercial | Com - Assembly | Lighting | No | Lighting - Plug-In Fixture (Linear Fluorescent) | 0 | 0.022044 | 0.045825 | 0.047542 | 0.047932 | 0 | 0 | 0 | 0 | 0 | 0 | 0
SDG&E | MW | Commercial | Com - Assembly | Lighting | No | Lighting - Plug-In Fixture (PSMH with Electronic Ballast) | 0 | 0 | 0 | 0.0060727 | 0.0060596 | 0.0092715 | 0.0092328 | 0.0092437 | 0.0092479 | 0.0092199 | 0.0093431 | 0.0094702
SDG&E | MW | Commercial | Com - Assembly | Lighting | No | Lighting - Plug-In Fixture (PSMH) | 0.012758 | 0.013143 | 0.013044 | 0.012646 | 0.012708 | 0.012195 | 0.011506 | 0.011182 | 0.011008 | 0.010885 | 0.010672 | 0.010355
SDG&E | MW | Commercial | Com - Assembly | SHW | No | SHW - EF Rated Instantaneous Water Heater (Electric) | 0.00015239 | 0.00018721 | 0.00022433 | 0.00026401 | 0.00030045 | 0.00033025 | 0.00035066 | 0.00037452 | 0.0003981 | 0.0004194 | 0.00044062 | 0.00045764
SDG&E | MW | Commercial | Com - Assembly | SHW | No | SHW - EF Rated Storage Water Heater (Electric) | 0.00013378 | 0.00016193 | 0 | 0 | 0 | 0 | 0 | 0 | 0 | 0 | 0 | 0
SDG&E | MW | Commercial | Com - Assembly | Service | No | HVAC - Comprehensive Rooftop Unit Quality Maintenance | 2.8443e-08 | 2.5577e-08 | 2.6316e-08 | 2.6457e-08 | 2.5895e-08 | 2.4668e-08 | 2.2823e-08 | 2.0452e-08 | 1.7735e-08 | 1.482e-08 | 1.1902e-08 | 9.1088e-09
SDG&E | MW | Commercial | Com - Assembly | Service | No | Service - HVAC Fault Detection & Diagnositics | 0 | 1.6482e-05 | 1.6157e-05 | 1.6217e-05 | 1.5907e-05 | 1.5062e-05 | 1.362e-05 | 1.305e-05 | 1.2811e-05 | 1.2667e-05 | 1.2784e-05 | 1.2785e-05
SDG&E | MW | Commercial | Com - Assembly | Service | No | Service - Retro-Commissioning (Electric) | 0 | 0 | 0 | 0 | 0 | 0 | 0 | 0 | 6.4552e-05 | 5.8168e-05 | 3.5144e-05 | 1.4963e-05
SDG&E | MW | Commercial | Com - Assembly | WholeBlg | No | HVAC - Energy Management System | 7.6752e-06 | 1.0081e-05 | 8.7915e-06 | 7.7183e-06 | 6.6655e-06 | 5.6035e-06 | 4.5207e-06 | 4.3833e-06 | 4.343e-06 | 4.3262e-06 | 4.3916e-06 | 4.413e-06
SDG&E | MW | Commercial | Com - Assembly | WholeBlg | No | WholeBlg - Com NC Level 2 | 0.00045403 | 0 | 0 | 0 | 0 | 0 | 0 | 0 | 0 | 0 | 0 | 0
SDG&E | MW | Commercial | Com - Assembly | WholeBlg | No | WholeBlg - Com NC Level 3 | 0.00063491 | 0 | 0 | 0 | 0 | 0 | 0 | 0 | 0 | 0 | 0 | 0
SDG&E | MW | Commercial | Com - Assembly | WholeBlg | No | WholeBlg - Com RET Level 1 | 0.021501 | 0.029439 | 0.03791 | 0.046937 | 0.056491 | 0.066596 | 0.077196 | 0.08825 | 0.09967 | 0.11182 | 0.12444 | 0.13764
SDG&E | MW | Commercial | Com - Assembly | WholeBlg | No | WholeBlg - Com RET Level 2 | 0.037868 | 0.051573 | 0.066256 | 0.082077 | 0.09893 | 0.11686 | 0.13575 | 0.15562 | 0.17623 | 0.19697 | 0.21766 | 0.23794
SDG&E | MW | Commercial | Com - Education (Community College) | AppPlug | No | AppPlug - Computer Monitor | 0.0010684 | 0.0010626 | 0.0010669 | 0.0010966 | 0.0011002 | 0.0010653 | 0.00098487 | 0.00096468 | 0.00096855 | 0.00097999 | 0.0010132 | 0.0010399
SDG&E | MW | Commercial | Com - Education (Community College) | AppPlug | No | AppPlug - Desktop Computer (Com - Power Management) | 0.0029937 | 0.0032975 | 0.0033727 | 0.0033816 | 0.0032742 | 0.0030584 | 0.0027397 | 0.0024403 | 0.0021585 | 0.0018938 | 0.0016776 | 0.0014843
SDG&E | MW | Commercial | Com - Education (Community College) | AppPlug | No | AppPlug - Occupancy Sensor Plug Strip | 0 | 0 | 0 | 0 | 0 | 0 | 0 | 0 | 0 | 0.0093252 | 0.0082444 | 0.0058853
SDG&E | MW | Commercial | Com - Education (Community College) | FoodServ | No | FoodServ - Electric Griddle | 0.00046492 | 0.00049747 | 0.00053146 | 0.00056887 | 0.00059826 | 0.00061464 | 0.00061444 | 0.00062159 | 0.00062881 | 0.00063288 | 0.00063778 | 0.0006372
SDG&E | MW | Commercial | Com - Education (Community College) | FoodServ | No | FoodServ - Electric Steamer | 0.0004536 | 0.00045777 | 0.00046139 | 0.00046708 | 0.00046509 | 0.00045284 | 0.00042929 | 0.00041544 | 0.00040477 | 0.00039455 | 0.00038761 | 0.00037882
SDG&E | MW | Commercial | Com - Education (Community College) | FoodServ | No | FoodServ - Fryer (Electric) | 0 | 0 | 0 | 0 | 0 | 0 | 0 | 0 | 0 | 0 | 2.52e-05 | 2.5264e-05
SDG&E | MW | Commercial | Com - Education (Community College) | FoodServ | No | FoodServ - Oven (Electric) | 0.0077304 | 0.008049 | 0.0083622 | 0.0087071 | 0.0089049 | 0.0088945 | 0.0086418 | 0.0085284 | 0.0084418 | 0.0083353 | 0.0082678 | 0.0081457
SDG&E | MW | Commercial | Com - Education (Community College) | HVAC | No | HVAC - Chiller (Centrifugal) | 0.010659 | 0.010676 | 0.010707 | 0.010754 | 0.010802 | 0.010853 | 0.010899 | 0.010923 | 0.010946 | 0.01097 | 0.011 | 0.011042
SDG&E | MW | Commercial | Com - Education (Community College) | HVAC | No | HVAC - Chiller (Reciprocating) | 0.020036 | 0.019791 | 0.019613 | 0.019601 | 0.019459 | 0.01913 | 0.018578 | 0.018331 | 0.018211 | 0.018131 | 0.018158 | 0.018159
SDG&E | MW | Commercial | Com - Education (Community College) | HVAC | No | HVAC - Demand Controlled Ventilation | 0.0018044 | 0.002013 | 0.0019686 | 0.0018867 | 0.0017507 | 0.0015659 | 0.0013413 | 0.0011563 | 0.00099719 | 0.00086232 | 0.00075936 | 0.00067094
SDG&E | MW | Commercial | Com - Education (Community College) | HVAC | No | HVAC - Direct Evaporative Cooler | 0.07059 | 0.068447 | 0.066916 | 0.065801 | 0.06477 | 0.063694 | 0.062517 | 0.061605 | 0.060802 | 0.060096 | 0.059484 | 0.058872
SDG&E | MW | Commercial | Com - Education (Community College) | HVAC | No | HVAC - EER Rated Package Rooftop AC (EER 11) | 0 | 0 | 0 | 0 | 0.0098312 | 0.014794 | 0.015173 | 0.015554 | 0.015877 | 0.016134 | 0.016418 | 0.016645
SDG&E | MW | Commercial | Com - Education (Community College) | HVAC | No | HVAC - SEER Rated Package Rooftop AC (Recharge) | 0 | 0 | 0 | 0 | 0 | 0 | 0 | 0.0051574 | 0.0046562 | 0.0021813 | 0 | 0
SDG&E | MW | Commercial | Com - Education (Community College) | HVAC | No | HVAC - SEER Rated Package Rooftop AC (SEER 14) | 0.020487 | 0.020255 | 0 | 0 | 0 | 0 | 0 | 0 | 0 | 0 | 0 | 0
SDG&E | MW | Commercial | Com - Education (Community College) | HVAC | No | HVAC - SEER Rated Package Rooftop AC (SEER 15) | 0.046084 | 0.045801 | 0.021202 | 0.021319 | 0.021315 | 0.021118 | 0.020677 | 0.020562 | 0.020585 | 0.020656 | 0.020838 | 0.020995
SDG&E | MW | Commercial | Com - Education (Community College) | HVAC | No | HVAC - SEER Rated Package Rooftop HP (SEER 14) | 0.0059683 | 0.0059036 | 0 | 0 | 0 | 0 | 0 | 0 | 0 | 0 | 0 | 0
SDG&E | MW | Commercial | Com - Education (Community College) | HVAC | No | HVAC - SEER Rated Package Rooftop HP (SEER 15) | 0.022826 | 0.022594 | 0.010423 | 0.01046 | 0.010422 | 0.010264 | 0.0099602 | 0.0098539 | 0.0098277 | 0.0098276 | 0.0098923 | 0.0099368
SDG&E | MW | Commercial | Com - Education (Community College) | HVAC | No | HVAC - SEER Rated Split System AC (SEER 14) | 0.0071152 | 0.0070398 | 0.0069712 | 0 | 0 | 0 | 0 | 0 | 0 | 0 | 0 | 0
SDG&E | MW | Commercial | Com - Education (Community College) | HVAC | No | HVAC - SEER Rated Split System AC (SEER 15) | 0.0075873 | 0.0078502 | 0.0037523 | 0.0038749 | 0.0039601 | 0.0039937 | 0.0039653 | 0.0039898 | 0.0040333 | 0.0040781 | 0.0041396 | 0.0041907
SDG&E | MW | Commercial | Com - Education (Community College) | HVAC | No | HVAC - SEER Rated Split System HP (SEER 14) | 0.024688 | 0.024442 | 0.0032745 | 0.0032804 | 0.0032644 | 0.0032138 | 0.003122 | 0.0030874 | 0.0030757 | 0.0030719 | 0.0030871 | 0.0030968
SDG&E | MW | Commercial | Com - Education (Community College) | HVAC | No | HVAC - SEER Rated Split System HP (SEER 15) | 0.011875 | 0.011773 | 0.0054369 | 0.005458 | 0.0054421 | 0.0053677 | 0.0052224 | 0.0051724 | 0.0051608 | 0.0051619 | 0.0051946 | 0.0052176
SDG&E | MW | Commercial | Com - Education (Community College) | Lighting | Yes | Lighting - LED Fixture (Replacing T8) - Emerging | 0 | 0 | 0.014968 | 0.029332 | 0.044513 | 0.060383 | 0.075805 | 0.093875 | 0.11258 | 0.1324 | 0.15376 | 0.17451
SDG&E | MW | Commercial | Com - Education (Community College) | Lighting | Yes | Lighting - LED Lamp (Basic High - Indoor) - Emerging | 0.00052277 | 0.00052321 | 0.00083229 | 0.0013027 | 0.0019048 | 0.00033301 | 0.00042289 | 0.00051339 | 0.00059928 | 0.00067835 | 0.00075139 | 0.00081488
SDG&E | MW | Commercial | Com - Education (Community College) | Lighting | Yes | Lighting - LED Lamp (Basic Low - Indoor) - Emerging | 0.00058645 | 0.00083135 | 0.00097022 | 0.0011348 | 0.001673 | 0.00039994 | 0.00055222 | 0.00071488 | 0.00088226 | 0.0010524 | 0.0012233 | 0.0013843
SDG&E | MW | Commercial | Com - Education (Community College) | Lighting | Yes | Lighting - LED Plug-In Indoor Fixture - Emerging | 0.001243 | 0.0015315 | 0.001883 | 0.0022961 | 0.0027475 | 0.0001812 | 0.00020246 | 0.00022745 | 0.00028996 | 0.00036326 | 0.00044233 | 0.00052257
SDG&E | MW | Commercial | Com - Education (Community College) | Lighting | No | Lighting - Cold Cathode Lamp | 0.00017201 | 0.00017747 | 0.00018131 | 0.00018557 | 0.00018627 | 0 | 0 | 0 | 0 | 0 | 0 | 0
SDG&E | MW | Commercial | Com - Education (Community College) | Lighting | No | Lighting - Compact Fluorescent Fixture (Indoor) | 0.15744 | 0.15661 | 0.15664 | 0.15764 | 0.15735 | 0 | 0 | 0 | 0 | 0 | 0 | 0
SDG&E | MW | Commercial | Com - Education (Community College) | Lighting | No | Lighting - Compact Fluorescent Lamp (Basic High - Indoor) | 0.004277 | 0.0040994 | 0.0040317 | 0.0040175 | 0.0039956 | 0 | 0 | 0 | 0 | 0 | 0 | 0
SDG&E | MW | Commercial | Com - Education (Community College) | Lighting | No | Lighting - Compact Fluorescent Lamp (Basic Low - Indoor) | 0.010196 | 0.0094871 | 0.0092248 | 0.0092969 | 0.0089039 | 0 | 0 | 0 | 0 | 0 | 0 | 0
SDG&E | MW | Commercial | Com - Education (Community College) | Lighting | No | Lighting - Exit Fixture (LED) | 0.017901 | 0.016319 | 0.013305 | 0.0094864 | 0.0058632 | 0.0030191 | 0.0010382 | 0 | 0 | 0 | 0 | 0
SDG&E | MW | Commercial | Com - Education (Community College) | Lighting | No | Lighting - Halogen Lamp (A-Line) | 0.00015879 | 0.00020767 | 0.00025201 | 0.00030046 | 0.00034979 | 0 | 0 | 0 | 0 | 0 | 0 | 0
SDG&E | MW | Commercial | Com - Education (Community College) | Lighting | No | Lighting - Halogen Lamp (Reflector) | 5.8382e-05 | 7.5437e-05 | 8.9816e-05 | 0.00010484 | 0.00011982 | 0.00013408 | 0.00014418 | 0.00015441 | 0.00016239 | 0.00017025 | 0.00017908 | 0.00018508
SDG&E | MW | Commercial | Com - Education (Community College) | Lighting | No | Lighting - High Bay HID to T5 | 0 | 0 | 0 | 0 | 0 | 0 | 0.0038794 | 0.003054 | 0.0024522 | 0.0020907 | 0.002131 | 0.0021462
SDG&E | MW | Commercial | Com - Education (Community College) | Lighting | No | Lighting - Induction Fixture (Indoor) | 0.0033077 | 0.0041181 | 0.0049416 | 0.005808 | 0.0066041 | 0.0072549 | 0.007692 | 0.0081888 | 0.0086591 | 0.0090575 | 0.0094308 | 0.0096882
SDG&E | MW | Commercial | Com - Education (Community College) | Lighting | No | Lighting - Induction Fixture (Outdoor) | 0.0012705 | 0.0015205 | 0.0017766 | 0.0020492 | 0.0022993 | 0.0025037 | 0.0026426 | 0.0028089 | 0.002974 | 0.0031244 | 0.0032743 | 0.0033935
SDG&E | MW | Commercial | Com - Education (Community College) | Lighting | No | Lighting - Light Sensor | 0 | 0 | 0 | 0 | 0.0030464 | 0.0030192 | 0.0028207 | 0.0027639 | 0.0027551 | 0.0027545 | 0.0028027 | 0.0028214
SDG&E | MW | Commercial | Com - Education (Community College) | Lighting | No | Lighting - Linear Fluorescent Delamping | 0.00023511 | 0.00022569 | 0.00021447 | 0.00017282 | 0 | 0 | 0 | 0 | 0 | 0 | 0 | 0
SDG&E | MW | Commercial | Com - Education (Community College) | Lighting | No | Lighting - Linear Fluorescent Fixture (Low Wattage T8) | 0.013572 | 0.017347 | 0.020831 | 0.02402 | 0.026779 | 0.028973 | 0.030489 | 0.032086 | 0.033701 | 0.035104 | 0.036428 | 0.037442
SDG&E | MW | Commercial | Com - Education (Community College) | Lighting | No | Lighting - Plug-In Fixture (Compact Fluorescent) | 0.01719 | 0.016554 | 0.016083 | 0.015874 | 0.015582 | 0 | 0 | 0 | 0 | 0 | 0 | 0
SDG&E | MW | Commercial | Com - Education (Community College) | Lighting | No | Lighting - Plug-In Fixture (Induction) | 0 | 0 | 0 | 0 | 0 | 0 | 0 | 0 | 0 | 0 | 0.0025432 | 0.0030536
SDG&E | MW | Commercial | Com - Education (Community College) | Lighting | No | Lighting - Plug-In Fixture (Linear Fluorescent) | 0 | 0 | 0 | 0 | 0.030465 | 0 | 0 | 0 | 0 | 0 | 0 | 0
SDG&E | MW | Commercial | Com - Education (Community College) | Lighting | No | Lighting - Plug-In Fixture (PSMH with Electronic Ballast) | 0 | 0.0025698 | 0.0068686 | 0.0070516 | 0.0070516 | 0.0069149 | 0.0066429 | 0.0065134 | 0.0064388 | 0.006375 | 0.0063197 | 0.0060594
SDG&E | MW | Commercial | Com - Education (Community College) | Lighting | No | Lighting - Plug-In Fixture (PSMH) | 0.0085332 | 0.0084254 | 0.0077901 | 0.0077774 | 0.0077259 | 0.0075599 | 0.0072672 | 0.0071378 | 0.0070681 | 0.0070099 | 0.0062755 | 0.0059526
SDG&E | MW | Commercial | Com - Education (Community College) | SHW | No | SHW - EF Rated Instantaneous Water Heater (Electric) | 4.3291e-05 | 5.3264e-05 | 6.3793e-05 | 7.5008e-05 | 8.5295e-05 | 9.3709e-05 | 9.9472e-05 | 0.00010622 | 0.0001129 | 0.00011893 | 0.00012493 | 0.00012974
SDG&E | MW | Commercial | Com - Education (Community College) | SHW | No | SHW - EF Rated Storage Water Heater (Electric) | 3.3184e-05 | 4.0113e-05 | 0 | 0 | 0 | 0 | 0 | 0 | 0 | 0 | 0 | 0
SDG&E | MW | Commercial | Com - Education (Community College) | Service | No | HVAC - Comprehensive Rooftop Unit Quality Maintenance | 1.7626e-08 | 1.585e-08 | 1.6308e-08 | 1.6396e-08 | 1.6047e-08 | 1.5287e-08 | 1.4144e-08 | 1.2674e-08 | 1.099e-08 | 9.1842e-09 | 7.3755e-09 | 5.6448e-09
SDG&E | MW | Commercial | Com - Education (Community College) | Service | No | Service - HVAC Fault Detection & Diagnositics | 0 | 1.0214e-05 | 1.0012e-05 | 1.005e-05 | 9.8578e-06 | 9.3343e-06 | 8.4402e-06 | 8.087e-06 | 7.9388e-06 | 7.8501e-06 | 7.922e-06 | 7.9231e-06
SDG&E | MW | Commercial | Com - Education (Community College) | Service | No | Service - Retro-Commissioning (Electric) | 0 | 0 | 0 | 0 | 0 | 0 | 0 | 0 | 4.0003e-05 | 3.6047e-05 | 2.1779e-05 | 9.2726e-06
SDG&E | MW | Commercial | Com - Education (Community College) | WholeBlg | No | HVAC - Energy Management System | 4.7564e-06 | 6.2471e-06 | 5.4482e-06 | 4.7831e-06 | 4.1307e-06 | 3.4725e-06 | 2.8015e-06 | 2.7164e-06 | 2.6914e-06 | 2.681e-06 | 2.7215e-06 | 2.7348e-06
SDG&E | MW | Commercial | Com - Education (Community College) | WholeBlg | No | WholeBlg - Com NC Level 2 | 0.00028137 | 0 | 0 | 0 | 0 | 0 | 0 | 0 | 0 | 0 | 0 | 0
SDG&E | MW | Commercial | Com - Education (Community College) | WholeBlg | No | WholeBlg - Com NC Level 3 | 0.00039346 | 0 | 0 | 0 | 0 | 0 | 0 | 0 | 0 | 0 | 0 | 0
SDG&E | MW | Commercial | Com - Education (Community College) | WholeBlg | No | WholeBlg - Com RET Level 1 | 0.0095119 | 0.012997 | 0.016714 | 0.020679 | 0.024881 | 0.029328 | 0.033993 | 0.038866 | 0.043899 | 0.049068 | 0.054303 | 0.059654
SDG&E | MW | Commercial | Com - Education (Community College) | WholeBlg | No | WholeBlg - Com RET Level 2 | 0.018748 | 0.025541 | 0.03284 | 0.040729 | 0.049145 | 0.058136 | 0.067631 | 0.077644 | 0.08805 | 0.098832 | 0.10981 | 0.12084
SDG&E | MW | Commercial | Com - Education (Primary School) | AppPlug | No | AppPlug - Desktop Computer (Com - Power Management) | 0.0050902 | 0.0055344 | 0.0057411 | 0.005816 | 0.0056731 | 0.0053191 | 0.0047667 | 0.0042239 | 0.0037006 | 0.0032071 | 0.0028012 | 0.0024445
SDG&E | MW | Commercial | Com - Education (Primary School) | AppPlug | No | AppPlug - Occupancy Sensor Plug Strip | 0 | 0 | 0 | 0 | 0 | 0 | 0 | 0 | 0 | 0.013623 | 0.012045 | 0.008598
SDG&E | MW | Commercial | Com - Education (Primary School) | BldgEnv | No | BldgEnv - Window Film | 0 | 0 | 0 | 0 | 0.0055905 | 0.011317 | 0.014582 | 0.015521 | 0.014929 | 0.013834 | 0.012638 | 0.011555
SDG&E | MW | Commercial | Com - Education (Primary School) | FoodServ | No | FoodServ - Electric Griddle | 0.007811 | 0.0083579 | 0.0089289 | 0.0095574 | 0.010051 | 0.010326 | 0.010323 | 0.010443 | 0.010564 | 0.010633 | 0.010715 | 0.010705
SDG&E | MW | Commercial | Com - Education (Primary School) | FoodServ | No | FoodServ - Electric Steamer | 0.0014358 | 0.001449 | 0.0014605 | 0.0014785 | 0.0014722 | 0.0014334 | 0.0013589 | 0.001315 | 0.0012813 | 0.0012489 | 0.0012269 | 0.0011991
SDG&E | MW | Commercial | Com - Education (Primary School) | FoodServ | No | FoodServ - Fryer (Electric) | 0 | 0 | 0 | 0 | 0 | 0 | 0 | 0 | 0 | 0 | 0.00010308 | 0.00010335
SDG&E | MW | Commercial | Com - Education (Primary School) | FoodServ | No | FoodServ - Oven (Electric) | 0.0025757 | 0.0026819 | 0.0027862 | 0.0029011 | 0.0029671 | 0.0029636 | 0.0028794 | 0.0028416 | 0.0028128 | 0.0027773 | 0.0027548 | 0.0027141
SDG&E | MW | Commercial | Com - Education (Primary School) | HVAC | No | HVAC - Direct Evaporative Cooler | 0.11789 | 0.11543 | 0.11455 | 0.1146 | 0.11474 | 0.11466 | 0.11421 | 0.11418 | 0.11416 | 0.11425 | 0.11576 | 0.11767
SDG&E | MW | Commercial | Com - Education (Primary School) | HVAC | No | HVAC - SEER Rated Package Rooftop AC (SEER 14) | 0.030229 | 0.029879 | 0 | 0 | 0 | 0 | 0 | 0 | 0 | 0 | 0 | 0
SDG&E | MW | Commercial | Com - Education (Primary School) | HVAC | No | HVAC - SEER Rated Package Rooftop AC (SEER 15) | 0.074973 | 0.074505 | 0.034476 | 0.034658 | 0.034628 | 0.034263 | 0.033487 | 0.033265 | 0.033273 | 0.03336 | 0.033635 | 0.033863
SDG&E | MW | Commercial | Com - Education (Primary School) | HVAC | No | HVAC - SEER Rated Package Rooftop HP (SEER 14) | 0.0057226 | 0.0056644 | 0 | 0 | 0 | 0 | 0 | 0 | 0 | 0 | 0 | 0
SDG&E | MW | Commercial | Com - Education (Primary School) | HVAC | No | HVAC - SEER Rated Package Rooftop HP (SEER 15) | 0.021152 | 0.020966 | 0.0096843 | 0.0097303 | 0.0097093 | 0.0095828 | 0.0093258 | 0.0092438 | 0.0092335 | 0.009247 | 0.0093181 | 0.0093722
SDG&E | MW | Commercial | Com - Education (Primary School) | HVAC | No | HVAC - SEER Rated Split System AC (SEER 14) | 0.012343 | 0.012164 | 0.01197 | 0 | 0 | 0 | 0 | 0 | 0 | 0 | 0 | 0
SDG&E | MW | Commercial | Com - Education (Primary School) | HVAC | No | HVAC - SEER Rated Split System AC (SEER 15) | 0.012606 | 0.013006 | 0.0061825 | 0.0063403 | 0.0064326 | 0.0064403 | 0.0063504 | 0.0063414 | 0.0063603 | 0.0063767 | 0.0064551 | 0.006529
SDG&E | MW | Commercial | Com - Education (Primary School) | HVAC | No | HVAC - SEER Rated Split System HP (SEER 14) | 0.020896 | 0.020699 | 0.0027741 | 0.0027792 | 0.0027667 | 0.0027262 | 0.0026519 | 0.0026242 | 0.0026154 | 0.002613 | 0.0026261 | 0.0026349
SDG&E | MW | Commercial | Com - Education (Primary School) | HVAC | No | HVAC - SEER Rated Split System HP (SEER 15) | 0.011657 | 0.011569 | 0.0053477 | 0.0053727 | 0.0053617 | 0.005294 | 0.0051573 | 0.0051127 | 0.0051055 | 0.0051107 | 0.0051465 | 0.005173
SDG&E | MW | Commercial | Com - Education (Primary School) | Lighting | Yes | Lighting - LED Fixture (Replacing T8) - Emerging | 0 | 0 | 0.018577 | 0.03687 | 0.055838 | 0.075287 | 0.093735 | 0.11514 | 0.13671 | 0.1592 | 0.18311 | 0.20592
SDG&E | MW | Commercial | Com - Education (Primary School) | Lighting | Yes | Lighting - LED Lamp (Basic High - Indoor) - Emerging | 0.00072094 | 0.00072501 | 0.0011515 | 0.001822 | 0.0026895 | 0.00047383 | 0.00060478 | 0.00073682 | 0.00086198 | 0.00097727 | 0.0010839 | 0.0011766
SDG&E | MW | Commercial | Com - Education (Primary School) | Lighting | Yes | Lighting - LED Lamp (Basic Low - Indoor) - Emerging | 0.00082354 | 0.0011835 | 0.0013863 | 0.00163 | 0.0024003 | 0.00057354 | 0.00079251 | 0.0010273 | 0.0012692 | 0.0015156 | 0.0017639 | 0.0019981
SDG&E | MW | Commercial | Com - Education (Primary School) | Lighting | Yes | Lighting - LED Plug-In Indoor Fixture - Emerging | 8.8512e-05 | 0.00010915 | 0.00013432 | 0.00016398 | 0.00019637 | 1.2955e-05 | 1.4472e-05 | 1.6258e-05 | 2.0694e-05 | 2.5886e-05 | 3.1488e-05 | 3.7165e-05
SDG&E | MW | Commercial | Com - Education (Primary School) | Lighting | No | Lighting - Cold Cathode Lamp | 1.3254e-06 | 1.3658e-06 | 1.3932e-06 | 1.4237e-06 | 1.427e-06 | 0 | 0 | 0 | 0 | 0 | 0 | 0
SDG&E | MW | Commercial | Com - Education (Primary School) | Lighting | No | Lighting - Compact Fluorescent Fixture (Indoor) | 0.22717 | 0.22644 | 0.22684 | 0.22866 | 0.22852 | 0 | 0 | 0 | 0 | 0 | 0 | 0
SDG&E | MW | Commercial | Com - Education (Primary School) | Lighting | No | Lighting - Compact Fluorescent Lamp (Basic High - Indoor) | 0.0063522 | 0.0060914 | 0.0059934 | 0.0059615 | 0.0059141 | 0 | 0 | 0 | 0 | 0 | 0 | 0
SDG&E | MW | Commercial | Com - Education (Primary School) | Lighting | No | Lighting - Compact Fluorescent Lamp (Basic Low - Indoor) | 0.014792 | 0.013781 | 0.013411 | 0.013521 | 0.012963 | 0 | 0 | 0 | 0 | 0 | 0 | 0
SDG&E | MW | Commercial | Com - Education (Primary School) | Lighting | No | Lighting - Exit Fixture (LED) | 0.0218 | 0.019873 | 0.016204 | 0.011554 | 0.0071426 | 0.0036801 | 0.0012679 | 0 | 0 | 0 | 0 | 0
SDG&E | MW | Commercial | Com - Education (Primary School) | Lighting | No | Lighting - Halogen Lamp (A-Line) | 0.00023198 | 0.00030344 | 0.00036826 | 0.00043909 | 0.00051123 | 0 | 0 | 0 | 0 | 0 | 0 | 0
SDG&E | MW | Commercial | Com - Education (Primary School) | Lighting | No | Lighting - Halogen Lamp (Reflector) | 8.5264e-05 | 0.0001102 | 0.00013123 | 0.00015322 | 0.00017513 | 0.00019615 | 0.0002109 | 0.00022595 | 0.00023763 | 0.00024927 | 0.0002621 | 0.00027093
SDG&E | MW | Commercial | Com - Education (Primary School) | Lighting | No | Lighting - High Bay HID to T5 | 0 | 0 | 0 | 0 | 0 | 0 | 0 | 0 | 0 | 0 | 0 | 0.0024024
SDG&E | MW | Commercial | Com - Education (Primary School) | Lighting | No | Lighting - Induction Fixture (Indoor) | 0.0051412 | 0.0064135 | 0.0077059 | 0.0090653 | 0.010314 | 0.011335 | 0.01202 | 0.012797 | 0.01353 | 0.014149 | 0.014726 | 0.015119
SDG&E | MW | Commercial | Com - Education (Primary School) | Lighting | No | Lighting - Induction Fixture (Outdoor) | 0.0018561 | 0.0022214 | 0.0025955 | 0.0029938 | 0.003359 | 0.0036577 | 0.0038606 | 0.0041036 | 0.0043449 | 0.0045646 | 0.0047835 | 0.0049577
SDG&E | MW | Commercial | Com - Education (Primary School) | Lighting | No | Lighting - Light Sensor | 0 | 0 | 0 | 0 | 0 | 0 | 0 | 0 | 0 | 0 | 0 | 0.0021401
SDG&E | MW | Commercial | Com - Education (Primary School) | Lighting | No | Lighting - Linear Fluorescent Delamping | 1.1218e-05 | 1.0769e-05 | 1.0227e-05 | 8.2388e-06 | 0 | 0 | 0 | 0 | 0 | 0 | 0 | 0
SDG&E | MW | Commercial | Com - Education (Primary School) | Lighting | No | Lighting - Linear Fluorescent Fixture (Low Wattage T8) | 0.015188 | 0.019428 | 0.023648 | 0.027514 | 0.03086 | 0.033531 | 0.035384 | 0.037305 | 0.039215 | 0.040856 | 0.042387 | 0.043537
SDG&E | MW | Commercial | Com - Education (Primary School) | Lighting | No | Lighting - Plug-In Fixture (Compact Fluorescent) | 0.0012308 | 0.0011853 | 0.0011515 | 0.0011366 | 0.0011152 | 0 | 0 | 0 | 0 | 0 | 0 | 0
SDG&E | MW | Commercial | Com - Education (Primary School) | Lighting | No | Lighting - Plug-In Fixture (Induction) | 0 | 0 | 0 | 0 | 0 | 0 | 0 | 0 | 0 | 0 | 0.00010989 | 0.00019576
SDG&E | MW | Commercial | Com - Education (Primary School) | Lighting | No | Lighting - Plug-In Fixture (Linear Fluorescent) | 0 | 0 | 0 | 0.0010712 | 0.0021355 | 0 | 0 | 0 | 0 | 0 | 0 | 0
SDG&E | MW | Commercial | Com - Education (Primary School) | Lighting | No | Lighting - Plug-In Fixture (PSMH with Electronic Ballast) | 0 | 0.00029634 | 0.0004627 | 0.00048122 | 0.00048821 | 0.00048304 | 0.00046645 | 0.00045871 | 0.00045425 | 0.00045023 | 0.00046604 | 0.00044389
SDG&E | MW | Commercial | Com - Education (Primary School) | Lighting | No | Lighting - Plug-In Fixture (PSMH) | 0.00060373 | 0.00060447 | 0.00058302 | 0.00057518 | 0.00056414 | 0.00054743 | 0.00052341 | 0.00051261 | 0.00050683 | 0.00050227 | 0.0004626 | 0.00043633
SDG&E | MW | Commercial | Com - Education (Primary School) | SHW | No | SHW - EF Rated Instantaneous Water Heater (Electric) | 5.7554e-05 | 7.0806e-05 | 8.4867e-05 | 9.9892e-05 | 0.00011366 | 0.00012488 | 0.00013249 | 0.00014147 | 0.00015037 | 0.00015842 | 0.00016646 | 0.00017288
SDG&E | MW | Commercial | Com - Education (Primary School) | SHW | No | SHW - EF Rated Storage Water Heater (Electric) | 4.4195e-05 | 5.3403e-05 | 0 | 0 | 0 | 0 | 0 | 0 | 0 | 0 | 0 | 0
SDG&E | MW | Commercial | Com - Education (Primary School) | Service | No | HVAC - Comprehensive Rooftop Unit Quality Maintenance | 2.5751e-08 | 2.3156e-08 | 2.3825e-08 | 2.3953e-08 | 2.3444e-08 | 2.2333e-08 | 2.0663e-08 | 1.8516e-08 | 1.6056e-08 | 1.3417e-08 | 1.0775e-08 | 8.2466e-09
SDG&E | MW | Commercial | Com - Education (Primary School) | Service | No | Service - HVAC Fault Detection & Diagnositics | 0 | 1.4922e-05 | 1.4628e-05 | 1.4682e-05 | 1.4402e-05 | 1.3637e-05 | 1.2331e-05 | 1.1815e-05 | 1.1598e-05 | 1.1468e-05 | 1.1574e-05 | 1.1575e-05
SDG&E | MW | Commercial | Com - Education (Primary School) | Service | No | Service - Retro-Commissioning (Electric) | 0 | 0 | 0 | 0 | 0 | 0 | 0 | 0 | 5.8442e-05 | 5.2662e-05 | 3.1818e-05 | 1.3547e-05
SDG&E | MW | Commercial | Com - Education (Primary School) | WholeBlg | No | HVAC - Energy Management System | 6.9487e-06 | 9.1266e-06 | 7.9594e-06 | 6.9878e-06 | 6.0346e-06 | 5.0731e-06 | 4.0928e-06 | 3.9684e-06 | 3.9319e-06 | 3.9168e-06 | 3.9759e-06 | 3.9953e-06
SDG&E | MW | Commercial | Com - Education (Primary School) | WholeBlg | No | WholeBlg - Com NC Level 2 | 0.00041106 | 0 | 0 | 0 | 0 | 0 | 0 | 0 | 0 | 0 | 0 | 0
SDG&E | MW | Commercial | Com - Education (Primary School) | WholeBlg | No | WholeBlg - Com NC Level 3 | 0.00057481 | 0 | 0 | 0 | 0 | 0 | 0 | 0 | 0 | 0 | 0 | 0
SDG&E | MW | Commercial | Com - Education (Primary School) | WholeBlg | No | WholeBlg - Com RET Level 1 | 0.022733 | 0.029205 | 0.035634 | 0.042612 | 0.05028 | 0.058643 | 0.067604 | 0.077093 | 0.086973 | 0.097163 | 0.1075 | 0.11788
SDG&E | MW | Commercial | Com - Education (Primary School) | WholeBlg | No | WholeBlg - Com RET Level 2 | 0 | 0.028553 | 0.04209 | 0.056542 | 0.071317 | 0.086506 | 0.10207 | 0.11818 | 0.1347 | 0.15171 | 0.16895 | 0.18644
SDG&E | MW | Commercial | Com - Education (Relocatable Classroom) | AppPlug | No | AppPlug - Desktop Computer (Com - Power Management) | 0.0043736 | 0.0048174 | 0.0049273 | 0.0049403 | 0.0047834 | 0.0044681 | 0.0040025 | 0.0035651 | 0.0031534 | 0.0027667 | 0.0024508 | 0.0021684
SDG&E | MW | Commercial | Com - Education (Relocatable Classroom) | AppPlug | No | AppPlug - Occupancy Sensor Plug Strip | 0 | 0 | 0 | 0 | 0 | 0 | 0 | 0 | 0 | 0.013623 | 0.012045 | 0.008598
SDG&E | MW | Commercial | Com - Education (Relocatable Classroom) | FoodServ | No | FoodServ - Electric Griddle | 0.007811 | 0.0083579 | 0.0089289 | 0.0095574 | 0.010051 | 0.010326 | 0.010323 | 0.010443 | 0.010564 | 0.010633 | 0.010715 | 0.010705
SDG&E | MW | Commercial | Com - Education (Relocatable Classroom) | FoodServ | No | FoodServ - Electric Steamer | 0.0014358 | 0.001449 | 0.0014605 | 0.0014785 | 0.0014722 | 0.0014334 | 0.0013589 | 0.001315 | 0.0012813 | 0.0012489 | 0.0012269 | 0.0011991
SDG&E | MW | Commercial | Com - Education (Relocatable Classroom) | FoodServ | No | FoodServ - Fryer (Electric) | 0 | 0 | 0 | 0 | 0 | 0 | 0 | 0 | 0 | 0 | 0.00010308 | 0.00010335
SDG&E | MW | Commercial | Com - Education (Relocatable Classroom) | FoodServ | No | FoodServ - Oven (Electric) | 0.0025757 | 0.0026819 | 0.0027862 | 0.0029011 | 0.0029671 | 0.0029636 | 0.0028794 | 0.0028416 | 0.0028128 | 0.0027773 | 0.0027548 | 0.0027141
SDG&E | MW | Commercial | Com - Education (Relocatable Classroom) | HVAC | No | HVAC - Demand Controlled Ventilation | 0.0014232 | 0.0015946 | 0.0015654 | 0.001507 | 0.0014048 | 0.0012629 | 0.0010882 | 0.00094445 | 0.00081946 | 0.00071329 | 0.00063108 | 0.0005597
SDG&E | MW | Commercial | Com - Education (Relocatable Classroom) | HVAC | No | HVAC - SEER Rated Package Rooftop AC (SEER 14) | 0.061333 | 0.060662 | 0 | 0 | 0 | 0 | 0 | 0 | 0 | 0 | 0 | 0
SDG&E | MW | Commercial | Com - Education (Relocatable Classroom) | HVAC | No | HVAC - SEER Rated Package Rooftop AC (SEER 15) | 0.077379 | 0.077156 | 0.035801 | 0.036006 | 0.03608 | 0.035928 | 0.035481 | 0.035415 | 0.035517 | 0.035684 | 0.03599 | 0.036279
SDG&E | MW | Commercial | Com - Education (Relocatable Classroom) | HVAC | No | HVAC - SEER Rated Package Rooftop HP (SEER 14) | 0.0075879 | 0.00751 | 0 | 0 | 0 | 0 | 0 | 0 | 0 | 0 | 0 | 0
SDG&E | MW | Commercial | Com - Education (Relocatable Classroom) | HVAC | No | HVAC - SEER Rated Package Rooftop HP (SEER 15) | 0.048938 | 0.048443 | 0.022344 | 0.022427 | 0.022343 | 0.021998 | 0.021334 | 0.021102 | 0.021044 | 0.021043 | 0.021184 | 0.02128
SDG&E | MW | Commercial | Com - Education (Relocatable Classroom) | HVAC | No | HVAC - SEER Rated Split System AC (SEER 14) | 0.036881 | 0.036191 | 0.035692 | 0 | 0 | 0 | 0 | 0 | 0 | 0 | 0 | 0
SDG&E | MW | Commercial | Com - Education (Relocatable Classroom) | HVAC | No | HVAC - SEER Rated Split System AC (SEER 15) | 0.0218 | 0.022573 | 0.010835 | 0.011244 | 0.011569 | 0.011767 | 0.011807 | 0.011976 | 0.01219 | 0.012409 | 0.012671 | 0.012907
SDG&E | MW | Commercial | Com - Education (Relocatable Classroom) | HVAC | No | HVAC - SEER Rated Split System HP (SEER 14) | 0.034694 | 0.034383 | 0.004609 | 0.0046169 | 0.0045969 | 0.0045322 | 0.004414 | 0.0043694 | 0.0043547 | 0.0043503 | 0.0043707 | 0.0043842
SDG&E | MW | Commercial | Com - Education (Relocatable Classroom) | HVAC | No | HVAC - SEER Rated Split System HP (SEER 15) | 0.017237 | 0.017109 | 0.0079071 | 0.007938 | 0.0079197 | 0.0078231 | 0.0076311 | 0.007566 | 0.0075523 | 0.0075559 | 0.007602 | 0.0076355
SDG&E | MW | Commercial | Com - Education (Relocatable Classroom) | Lighting | Yes | Lighting - LED Fixture (Replacing T8) - Emerging | 0 | 0.0047507 | 0.02234 | 0.039901 | 0.058586 | 0.078395 | 0.097845 | 0.1209 | 0.14492 | 0.17045 | 0.19803 | 0.22485
SDG&E | MW | Commercial | Com - Education (Relocatable Classroom) | Lighting | Yes | Lighting - LED Lamp (Basic High - Indoor) - Emerging | 0.00087144 | 0.00087472 | 0.0013904 | 0.0021568 | 0.0031288 | 0.00054354 | 0.00068708 | 0.00083175 | 0.00096939 | 0.0010962 | 0.0012134 | 0.0013154
SDG&E | MW | Commercial | Com - Education (Relocatable Classroom) | Lighting | Yes | Lighting - LED Lamp (Basic Low - Indoor) - Emerging | 0.0009686 | 0.0013633 | 0.0015938 | 0.0018654 | 0.0027455 | 0.00065322 | 0.00089859 | 0.0011605 | 0.0014301 | 0.001704 | 0.0019787 | 0.0022373
SDG&E | MW | Commercial | Com - Education (Relocatable Classroom) | Lighting | Yes | Lighting - LED Plug-In Indoor Fixture - Emerging | 8.9935e-05 | 0.00011088 | 0.00013644 | 0.00016655 | 0.00019941 | 1.3154e-05 | 1.4692e-05 | 1.6509e-05 | 2.0978e-05 | 2.6236e-05 | 3.1921e-05 | 3.7693e-05
SDG&E | MW | Commercial | Com - Education (Relocatable Classroom) | Lighting | No | Lighting - Cold Cathode Lamp | 1.7322e-06 | 1.7896e-06 | 1.8291e-06 | 1.8703e-06 | 1.8759e-06 | 0 | 0 | 0 | 0 | 0 | 0 | 0
SDG&E | MW | Commercial | Com - Education (Relocatable Classroom) | Lighting | No | Lighting - Compact Fluorescent Fixture (Indoor) | 0.2554 | 0.25445 | 0.2548 | 0.25669 | 0.25633 | 0 | 0 | 0 | 0 | 0 | 0 | 0
SDG&E | MW | Commercial | Com - Education (Relocatable Classroom) | Lighting | No | Lighting - Compact Fluorescent Lamp (Basic High - Indoor) | 0.0070501 | 0.0067797 | 0.0066562 | 0.0066376 | 0.0066004 | 0 | 0 | 0 | 0 | 0 | 0 | 0
SDG&E | MW | Commercial | Com - Education (Relocatable Classroom) | Lighting | No | Lighting - Compact Fluorescent Lamp (Basic Low - Indoor) | 0.016661 | 0.015501 | 0.015059 | 0.015162 | 0.014507 | 0 | 0 | 0 | 0 | 0 | 0 | 0
SDG&E | MW | Commercial | Com - Education (Relocatable Classroom) | Lighting | No | Lighting - Exit Fixture (LED) | 0.019815 | 0.018082 | 0.014749 | 0.010526 | 0.0065291 | 0.0033938 | 0.0012028 | 0 | 0 | 0 | 0 | 0
SDG&E | MW | Commercial | Com - Education (Relocatable Classroom) | Lighting | No | Lighting - Halogen Lamp (A-Line) | 0.00023198 | 0.00030347 | 0.0003683 | 0.00043915 | 0.00051131 | 0 | 0 | 0 | 0 | 0 | 0 | 0
SDG&E | MW | Commercial | Com - Education (Relocatable Classroom) | Lighting | No | Lighting - Halogen Lamp (Reflector) | 8.5252e-05 | 0.0001102 | 0.00013124 | 0.00015324 | 0.00017517 | 0.00019626 | 0.00021101 | 0.0002261 | 0.0002378 | 0.0002495 | 0.0002623 | 0.00027115
SDG&E | MW | Commercial | Com - Education (Relocatable Classroom) | Lighting | No | Lighting - High Bay HID to T5 | 0 | 0 | 0 | 0 | 0 | 0.0029696 | 0.0050506 | 0.003997 | 0.0032304 | 0.0027729 | 0.0028263 | 0.0028465
SDG&E | MW | Commercial | Com - Education (Relocatable Classroom) | Lighting | No | Lighting - Induction Fixture (Indoor) | 0.0042236 | 0.0052022 | 0.0061933 | 0.0072347 | 0.0081878 | 0.0089638 | 0.0094834 | 0.010082 | 0.010656 | 0.011152 | 0.011625 | 0.011967
SDG&E | MW | Commercial | Com - Education (Relocatable Classroom) | Lighting | No | Lighting - Induction Fixture (Outdoor) | 0.0018561 | 0.0022214 | 0.0025955 | 0.0029938 | 0.003359 | 0.0036577 | 0.0038606 | 0.0041036 | 0.0043449 | 0.0045646 | 0.0047835 | 0.0049577
SDG&E | MW | Commercial | Com - Education (Relocatable Classroom) | Lighting | No | Lighting - Linear Fluorescent Delamping | 1.1275e-05 | 1.0823e-05 | 1.0283e-05 | 8.2859e-06 | 0 | 0 | 0 | 0 | 0 | 0 | 0 | 0
SDG&E | MW | Commercial | Com - Education (Relocatable Classroom) | Lighting | No | Lighting - Linear Fluorescent Fixture (Low Wattage T8) | 0.01754 | 0.022029 | 0.026386 | 0.030487 | 0.034067 | 0.036912 | 0.038863 | 0.040913 | 0.042982 | 0.044777 | 0.046472 | 0.047767
SDG&E | MW | Commercial | Com - Education (Relocatable Classroom) | Lighting | No | Lighting - Plug-In Fixture (Compact Fluorescent) | 0.0012493 | 0.0012031 | 0.0011688 | 0.0011537 | 0.0011321 | 0 | 0 | 0 | 0 | 0 | 0 | 0
SDG&E | MW | Commercial | Com - Education (Relocatable Classroom) | Lighting | No | Lighting - Plug-In Fixture (Induction) | 0 | 0 | 0 | 0 | 0 | 0 | 0 | 0 | 0 | 0 | 7.2762e-05 | 0.00020721
SDG&E | MW | Commercial | Com - Education (Relocatable Classroom) | Lighting | No | Lighting - Plug-In Fixture (Linear Fluorescent) | 0 | 0 | 0 | 0 | 0.002274 | 0 | 0 | 0 | 0 | 0 | 0 | 0
SDG&E | MW | Commercial | Com - Education (Relocatable Classroom) | Lighting | No | Lighting - Plug-In Fixture (PSMH with Electronic Ballast) | 0 | 0 | 0.00018507 | 0.00050524 | 0.00051628 | 0.00050861 | 0.00048948 | 0.00048034 | 0.00047506 | 0.00047047 | 0.00045292 | 0.00046151
SDG&E | MW | Commercial | Com - Education (Relocatable Classroom) | Lighting | No | Lighting - Plug-In Fixture (PSMH) | 0.00063922 | 0.00065717 | 0.00063023 | 0.00059037 | 0.00058069 | 0.00056809 | 0.00054601 | 0.00053661 | 0.00053165 | 0.00052747 | 0.00050996 | 0.00044703
SDG&E | MW | Commercial | Com - Education (Relocatable Classroom) | SHW | No | SHW - EF Rated Instantaneous Water Heater (Electric) | 0.0001103 | 0.00013544 | 0.00016246 | 0.00019155 | 0.00021817 | 0.00023968 | 0.00025398 | 0.00027111 | 0.00028819 | 0.00030364 | 0.0003192 | 0.00033162
SDG&E | MW | Commercial | Com - Education (Relocatable Classroom) | SHW | No | SHW - EF Rated Storage Water Heater (Electric) | 9.3001e-05 | 0.00011248 | 0 | 0 | 0 | 0 | 0 | 0 | 0 | 0 | 0 | 0
SDG&E | MW | Commercial | Com - Education (Relocatable Classroom) | Service | No | HVAC - Comprehensive Rooftop Unit Quality Maintenance | 2.5751e-08 | 2.3156e-08 | 2.3825e-08 | 2.3953e-08 | 2.3444e-08 | 2.2333e-08 | 2.0663e-08 | 1.8516e-08 | 1.6056e-08 | 1.3417e-08 | 1.0775e-08 | 8.2466e-09
SDG&E | MW | Commercial | Com - Education (Relocatable Classroom) | Service | No | Service - HVAC Fault Detection & Diagnositics | 0 | 1.4922e-05 | 1.4628e-05 | 1.4682e-05 | 1.4402e-05 | 1.3637e-05 | 1.2331e-05 | 1.1815e-05 | 1.1598e-05 | 1.1468e-05 | 1.1574e-05 | 1.1575e-05
SDG&E | MW | Commercial | Com - Education (Relocatable Classroom) | Service | No | Service - Retro-Commissioning (Electric) | 0 | 0 | 0 | 0 | 0 | 0 | 0 | 0 | 5.8442e-05 | 5.2662e-05 | 3.1818e-05 | 1.3547e-05
SDG&E | MW | Commercial | Com - Education (Relocatable Classroom) | WholeBlg | No | HVAC - Energy Management System | 6.9487e-06 | 9.1266e-06 | 7.9594e-06 | 6.9878e-06 | 6.0346e-06 | 5.0731e-06 | 4.0928e-06 | 3.9684e-06 | 3.9319e-06 | 3.9168e-06 | 3.9759e-06 | 3.9953e-06
SDG&E | MW | Commercial | Com - Education (Relocatable Classroom) | WholeBlg | No | WholeBlg - Com NC Level 2 | 0.00041106 | 0 | 0 | 0 | 0 | 0 | 0 | 0 | 0 | 0 | 0 | 0
SDG&E | MW | Commercial | Com - Education (Relocatable Classroom) | WholeBlg | No | WholeBlg - Com NC Level 3 | 0.00057481 | 0 | 0 | 0 | 0 | 0 | 0 | 0 | 0 | 0 | 0 | 0
SDG&E | MW | Commercial | Com - Education (Relocatable Classroom) | WholeBlg | No | WholeBlg - Com RET Level 1 | 0.018581 | 0.025412 | 0.032713 | 0.040513 | 0.048791 | 0.057558 | 0.066765 | 0.076381 | 0.086318 | 0.096508 | 0.10682 | 0.11716
SDG&E | MW | Commercial | Com - Education (Relocatable Classroom) | WholeBlg | No | WholeBlg - Com RET Level 2 | 0.026338 | 0.035861 | 0.046067 | 0.057058 | 0.068761 | 0.081228 | 0.094362 | 0.10817 | 0.12249 | 0.13729 | 0.15233 | 0.16754
SDG&E | MW | Commercial | Com - Education (Secondary School) | AppPlug | No | AppPlug - Desktop Computer (Com - Power Management) | 0.0025404 | 0.0027624 | 0.0028651 | 0.0029021 | 0.0028305 | 0.0026538 | 0.0023782 | 0.0021075 | 0.0018467 | 0.0016007 | 0.0013984 | 0.0012205
SDG&E | MW | Commercial | Com - Education (Secondary School) | AppPlug | No | AppPlug - Occupancy Sensor Plug Strip | 0 | 0 | 0 | 0 | 0 | 0 | 0 | 0 | 0 | 0.0068117 | 0.0060223 | 0.004299
SDG&E | MW | Commercial | Com - Education (Secondary School) | BldgEnv | No | BldgEnv - Window Film | 0 | 0 | 0 | 0 | 0 | 0 | 0 | 0 | 0 | 0 | 0.001277 | 0.0026136
SDG&E | MW | Commercial | Com - Education (Secondary School) | FoodServ | No | FoodServ - Electric Griddle | 0.0039055 | 0.0041789 | 0.0044645 | 0.0047787 | 0.0050256 | 0.0051632 | 0.0051615 | 0.0052216 | 0.0052822 | 0.0053164 | 0.0053576 | 0.0053527
SDG&E | MW | Commercial | Com - Education (Secondary School) | FoodServ | No | FoodServ - Electric Steamer | 0.00071791 | 0.0007245 | 0.00073024 | 0.00073924 | 0.00073608 | 0.0007167 | 0.00067943 | 0.00065751 | 0.00064063 | 0.00062445 | 0.00061346 | 0.00059956
SDG&E | MW | Commercial | Com - Education (Secondary School) | FoodServ | No | FoodServ - Fryer (Electric) | 0 | 0 | 0 | 0 | 0 | 0 | 0 | 0 | 0 | 0 | 5.1541e-05 | 5.1673e-05
SDG&E | MW | Commercial | Com - Education (Secondary School) | FoodServ | No | FoodServ - Oven (Electric) | 0.0012879 | 0.0013409 | 0.0013931 | 0.0014506 | 0.0014835 | 0.0014818 | 0.0014397 | 0.0014208 | 0.0014064 | 0.0013886 | 0.0013774 | 0.0013571
SDG&E | MW | Commercial | Com - Education (Secondary School) | HVAC | No | HVAC - Chiller (Centrifugal) | 0.0055575 | 0.0055738 | 0.0055976 | 0.0056292 | 0.0056611 | 0.0056944 | 0.0057248 | 0.0057435 | 0.0057615 | 0.0057793 | 0.0058005 | 0.0058278
SDG&E | MW | Commercial | Com - Education (Secondary School) | HVAC | No | HVAC - Chiller (Reciprocating) | 0.0067341 | 0.0066616 | 0.0066105 | 0.0066137 | 0.0065746 | 0.0064741 | 0.0063012 | 0.0062266 | 0.0061928 | 0.0061718 | 0.0061859 | 0.0061917
SDG&E | MW | Commercial | Com - Education (Secondary School) | HVAC | No | HVAC - Demand Controlled Ventilation | 0.00010961 | 0.00012252 | 0.00012001 | 0.00011525 | 0.00010716 | 9.6071e-05 | 8.2508e-05 | 7.1346e-05 | 6.1696e-05 | 5.3509e-05 | 4.7219e-05 | 4.1792e-05
SDG&E | MW | Commercial | Com - Education (Secondary School) | HVAC | No | HVAC - Direct Evaporative Cooler | 0.07227 | 0.070153 | 0.068897 | 0.068141 | 0.067416 | 0.066558 | 0.065494 | 0.064659 | 0.063888 | 0.06419 | 0.064453 | 0.064557
SDG&E | MW | Commercial | Com - Education (Secondary School) | HVAC | No | HVAC - EER Rated Package Rooftop AC (EER 11) | 0 | 0 | 0 | 0 | 0 | 0 | 0 | 0 | 0 | 0 | 0.0081098 | 0.0085687
SDG&E | MW | Commercial | Com - Education (Secondary School) | HVAC | No | HVAC - SEER Rated Package Rooftop AC (SEER 14) | 0.015201 | 0.015015 | 0 | 0 | 0 | 0 | 0 | 0 | 0 | 0 | 0 | 0
SDG&E | MW | Commercial | Com - Education (Secondary School) | HVAC | No | HVAC - SEER Rated Package Rooftop AC (SEER 15) | 0.037948 | 0.037702 | 0.017445 | 0.017537 | 0.01752 | 0.017332 | 0.016933 | 0.016817 | 0.016819 | 0.016862 | 0.017 | 0.017114
SDG&E | MW | Commercial | Com - Education (Secondary School) | HVAC | No | HVAC - SEER Rated Package Rooftop HP (SEER 14) | 0.0029425 | 0.0029117 | 0 | 0 | 0 | 0 | 0 | 0 | 0 | 0 | 0 | 0
SDG&E | MW | Commercial | Com - Education (Secondary School) | HVAC | No | HVAC - SEER Rated Package Rooftop HP (SEER 15) | 0.010872 | 0.010773 | 0.004975 | 0.0049979 | 0.0049858 | 0.0049186 | 0.0047835 | 0.0047397 | 0.0047332 | 0.004739 | 0.004775 | 0.0048019
SDG&E | MW | Commercial | Com - Education (Secondary School) | HVAC | No | HVAC - SEER Rated Split System AC (SEER 14) | 0.0051292 | 0.0050513 | 0.0049608 | 0 | 0 | 0 | 0 | 0 | 0 | 0 | 0 | 0
SDG&E | MW | Commercial | Com - Education (Secondary School) | HVAC | No | HVAC - SEER Rated Split System AC (SEER 15) | 0.0054903 | 0.0056537 | 0.0026782 | 0.0027349 | 0.002762 | 0.0027523 | 0.002701 | 0.0026853 | 0.002683 | 0.0027004 | 0.002726 | 0.0027426
SDG&E | MW | Commercial | Com - Education (Secondary School) | HVAC | No | HVAC - SEER Rated Split System HP (SEER 14) | 0.0098312 | 0.0097339 | 0.0013041 | 0.0013066 | 0.0013004 | 0.0012804 | 0.0012441 | 0.0012305 | 0.001226 | 0.0012248 | 0.001231 | 0.0012351
SDG&E | MW | Commercial | Com - Education (Secondary School) | HVAC | No | HVAC - SEER Rated Split System HP (SEER 15) | 0.0057396 | 0.0056946 | 0.0026319 | 0.0026444 | 0.0026387 | 0.0026045 | 0.0025356 | 0.0025132 | 0.0025095 | 0.0025121 | 0.00253 | 0.0025433
SDG&E | MW | Commercial | Com - Education (Secondary School) | Lighting | Yes | Lighting - LED Fixture (Replacing T8) - Emerging | 0 | 0 | 0.010263 | 0.020256 | 0.030687 | 0.041452 | 0.051737 | 0.063754 | 0.076036 | 0.088943 | 0.10278 | 0.1161
SDG&E | MW | Commercial | Com - Education (Secondary School) | Lighting | Yes | Lighting - LED Lamp (Basic High - Indoor) - Emerging | 0.00040702 | 0.00040913 | 0.0006499 | 0.001024 | 0.0015058 | 0.00026449 | 0.00033689 | 0.00040988 | 0.00047912 | 0.0005429 | 0.00060189 | 0.00065319
SDG&E | MW | Commercial | Com - Education (Secondary School) | Lighting | Yes | Lighting - LED Lamp (Basic Low - Indoor) - Emerging | 0.00046221 | 0.0006612 | 0.0007741 | 0.00090917 | 0.0013387 | 0.00031962 | 0.00044126 | 0.00057154 | 0.00070575 | 0.00084237 | 0.00097994 | 0.0011096
SDG&E | MW | Commercial | Com - Education (Secondary School) | Lighting | Yes | Lighting - LED Plug-In Indoor Fixture - Emerging | 4.0311e-05 | 4.9506e-05 | 6.0993e-05 | 7.4628e-05 | 8.9622e-05 | 5.9465e-06 | 6.6839e-06 | 7.54e-06 | 9.4986e-06 | 1.1935e-05 | 1.4594e-05 | 1.7312e-05
SDG&E | MW | Commercial | Com - Education (Secondary School) | Lighting | No | Lighting - Cold Cathode Lamp | 8.18e-07 | 8.4151e-07 | 8.5726e-07 | 8.7485e-07 | 8.76e-07 | 0 | 0 | 0 | 0 | 0 | 0 | 0
SDG&E | MW | Commercial | Com - Education (Secondary School) | Lighting | No | Lighting - Compact Fluorescent Fixture (Indoor) | 0.12626 | 0.12583 | 0.12604 | 0.12703 | 0.12692 | 0 | 0 | 0 | 0 | 0 | 0 | 0
SDG&E | MW | Commercial | Com - Education (Secondary School) | Lighting | No | Lighting - Compact Fluorescent Lamp (Basic High - Indoor) | 0.0035185 | 0.0033757 | 0.00332 | 0.0033041 | 0.0032796 | 0 | 0 | 0 | 0 | 0 | 0 | 0
SDG&E | MW | Commercial | Com - Education (Secondary School) | Lighting | No | Lighting - Compact Fluorescent Lamp (Basic Low - Indoor) | 0.0082231 | 0.0076584 | 0.0074501 | 0.0075089 | 0.0071961 | 0 | 0 | 0 | 0 | 0 | 0 | 0
SDG&E | MW | Commercial | Com - Education (Secondary School) | Lighting | No | Lighting - Exit Fixture (LED) | 0.010752 | 0.0098003 | 0.0079902 | 0.0056964 | 0.0035194 | 0.0018103 | 0.00062044 | 0 | 0 | 0 | 0 | 0
SDG&E | MW | Commercial | Com - Education (Secondary School) | Lighting | No | Lighting - Halogen Lamp (A-Line) | 0.00011599 | 0.00015173 | 0.00018415 | 0.00021958 | 0.00025566 | 0 | 0 | 0 | 0 | 0 | 0 | 0
SDG&E | MW | Commercial | Com - Education (Secondary School) | Lighting | No | Lighting - Halogen Lamp (Reflector) | 4.2626e-05 | 5.5099e-05 | 6.5619e-05 | 7.6618e-05 | 8.7584e-05 | 9.8132e-05 | 0.0001055 | 0.00011305 | 0.0001189 | 0.00012475 | 0.00013115 | 0.00013557
SDG&E | MW | Commercial | Com - Education (Secondary School) | Lighting | No | Lighting - High Bay HID to T5 | 0 | 0 | 0 | 0 | 0 | 0 | 0 | 0 | 0.00023258 | 0.0014061 | 0.0014332 | 0.0014435
SDG&E | MW | Commercial | Com - Education (Secondary School) | Lighting | No | Lighting - Induction Fixture (Indoor) | 0.0025768 | 0.003217 | 0.0038675 | 0.0045516 | 0.0051803 | 0.0056943 | 0.0060392 | 0.0064298 | 0.0067981 | 0.0071081 | 0.007397 | 0.007593
SDG&E | MW | Commercial | Com - Education (Secondary School) | Lighting | No | Lighting - Induction Fixture (Outdoor) | 0.00092804 | 0.0011107 | 0.0012978 | 0.0014969 | 0.0016795 | 0.0018289 | 0.0019303 | 0.0020518 | 0.0021724 | 0.0022823 | 0.0023918 | 0.0024788
SDG&E | MW | Commercial | Com - Education (Secondary School) | Lighting | No | Lighting - Light Sensor | 0 | 0 | 0 | 0 | 0 | 0 | 0 | 0 | 0 | 0 | 0 | 0.0011926
SDG&E | MW | Commercial | Com - Education (Secondary School) | Lighting | No | Lighting - Linear Fluorescent Delamping | 5.6241e-06 | 5.3991e-06 | 5.1287e-06 | 4.132e-06 | 0 | 0 | 0 | 0 | 0 | 0 | 0 | 0
SDG&E | MW | Commercial | Com - Education (Secondary School) | Lighting | No | Lighting - Linear Fluorescent Fixture (Low Wattage T8) | 0.0088071 | 0.011255 | 0.013604 | 0.015761 | 0.017622 | 0.019095 | 0.020098 | 0.021158 | 0.022225 | 0.023145 | 0.024012 | 0.024665
SDG&E | MW | Commercial | Com - Education (Secondary School) | Lighting | No | Lighting - Plug-In Fixture (Compact Fluorescent) | 0.0005917 | 0.00057116 | 0.0005562 | 0.00055008 | 0.00054054 | 0 | 0 | 0 | 0 | 0 | 0 | 0
SDG&E | MW | Commercial | Com - Education (Secondary School) | Lighting | No | Lighting - Plug-In Fixture (PSMH with Electronic Ballast) | 0 | 0 | 0 | 0 | 0.00013974 | 0.00013955 | 0.00020934 | 0.00021242 | 0.0002145 | 0.00021507 | 0.00021929 | 0.000223
SDG&E | MW | Commercial | Com - Education (Secondary School) | Lighting | No | Lighting - Plug-In Fixture (PSMH) | 0.00030387 | 0.0003172 | 0.00031468 | 0.00031635 | 0.00030293 | 0.0002985 | 0.00028075 | 0.00027131 | 0.00026602 | 0.00026238 | 0.00025618 | 0.00024812
SDG&E | MW | Commercial | Com - Education (Secondary School) | SHW | No | SHW - EF Rated Instantaneous Water Heater (Electric) | 4.1403e-05 | 5.0949e-05 | 6.1145e-05 | 7.2069e-05 | 8.2095e-05 | 9.0287e-05 | 9.5862e-05 | 0.00010241 | 0.00010889 | 0.00011474 | 0.00012058 | 0.00012524
SDG&E | MW | Commercial | Com - Education (Secondary School) | SHW | No | SHW - EF Rated Storage Water Heater (Electric) | 3.1544e-05 | 3.8114e-05 | 0 | 0 | 0 | 0 | 0 | 0 | 0 | 0 | 0 | 0
SDG&E | MW | Commercial | Com - Education (Secondary School) | Service | No | HVAC - Comprehensive Rooftop Unit Quality Maintenance | 1.2875e-08 | 1.1578e-08 | 1.1912e-08 | 1.1976e-08 | 1.1722e-08 | 1.1167e-08 | 1.0331e-08 | 9.258e-09 | 8.028e-09 | 6.7087e-09 | 5.3876e-09 | 4.1233e-09
SDG&E | MW | Commercial | Com - Education (Secondary School) | Service | No | Service - HVAC Fault Detection & Diagnositics | 0 | 7.4609e-06 | 7.3138e-06 | 7.3412e-06 | 7.2008e-06 | 6.8184e-06 | 6.1653e-06 | 5.9073e-06 | 5.799e-06 | 5.7342e-06 | 5.7868e-06 | 5.7875e-06
SDG&E | MW | Commercial | Com - Education (Secondary School) | Service | No | Service - Retro-Commissioning (Electric) | 0 | 0 | 0 | 0 | 0 | 0 | 0 | 0 | 2.9221e-05 | 2.6331e-05 | 1.5909e-05 | 6.7733e-06
SDG&E | MW | Commercial | Com - Education (Secondary School) | WholeBlg | No | HVAC - Energy Management System | 3.4744e-06 | 4.5633e-06 | 3.9797e-06 | 3.4939e-06 | 3.0173e-06 | 2.5366e-06 | 2.0464e-06 | 1.9842e-06 | 1.966e-06 | 1.9584e-06 | 1.988e-06 | 1.9977e-06
SDG&E | MW | Commercial | Com - Education (Secondary School) | WholeBlg | No | WholeBlg - Com NC Level 2 | 0.00020553 | 0 | 0 | 0 | 0 | 0 | 0 | 0 | 0 | 0 | 0 | 0
SDG&E | MW | Commercial | Com - Education (Secondary School) | WholeBlg | No | WholeBlg - Com NC Level 3 | 0.00028741 | 0 | 0 | 0 | 0 | 0 | 0 | 0 | 0 | 0 | 0 | 0
SDG&E | MW | Commercial | Com - Education (Secondary School) | WholeBlg | No | WholeBlg - Com RET Level 1 | 0.012163 | 0.015693 | 0.019212 | 0.023017 | 0.027175 | 0.031699 | 0.036536 | 0.041654 | 0.04698 | 0.052477 | 0.058053 | 0.06373
SDG&E | MW | Commercial | Com - Education (Secondary School) | WholeBlg | No | WholeBlg - Com RET Level 2 | 0 | 0.015575 | 0.022595 | 0.03012 | 0.037846 | 0.045812 | 0.053991 | 0.062462 | 0.071156 | 0.08011 | 0.089191 | 0.098346
SDG&E | MW | Commercial | Com - Education (University) | AppPlug | No | AppPlug - Desktop Computer (Com - Power Management) | 0.0029937 | 0.0032975 | 0.0033727 | 0.0033816 | 0.0032742 | 0.0030584 | 0.0027397 | 0.0024403 | 0.0021585 | 0.0018938 | 0.0016776 | 0.0014843
SDG&E | MW | Commercial | Com - Education (University) | AppPlug | No | AppPlug - Occupancy Sensor Plug Strip | 0 | 0 | 0 | 0 | 0 | 0 | 0 | 0 | 0 | 0.0093252 | 0.0082444 | 0.0058853
SDG&E | MW | Commercial | Com - Education (University) | BldgEnv | No | BldgEnv - Window Film | 0 | 0 | 0 | 0 | 0 | 0 | 0 | 0 | 0 | 0 | 0 | 0.00065897
SDG&E | MW | Commercial | Com - Education (University) | FoodServ | No | FoodServ - Electric Griddle | 0.00046492 | 0.00049747 | 0.00053146 | 0.00056887 | 0.00059826 | 0.00061464 | 0.00061444 | 0.00062159 | 0.00062881 | 0.00063288 | 0.00063778 | 0.0006372
SDG&E | MW | Commercial | Com - Education (University) | FoodServ | No | FoodServ - Electric Steamer | 0.0004536 | 0.00045777 | 0.00046139 | 0.00046708 | 0.00046509 | 0.00045284 | 0.00042929 | 0.00041544 | 0.00040477 | 0.00039455 | 0.00038761 | 0.00037882
SDG&E | MW | Commercial | Com - Education (University) | FoodServ | No | FoodServ - Fryer (Electric) | 0 | 0 | 0 | 0 | 0 | 0 | 0 | 0 | 0 | 0 | 2.52e-05 | 2.5264e-05
SDG&E | MW | Commercial | Com - Education (University) | FoodServ | No | FoodServ - Oven (Electric) | 0.0077304 | 0.008049 | 0.0083622 | 0.0087071 | 0.0089049 | 0.0088945 | 0.0086418 | 0.0085284 | 0.0084418 | 0.0083353 | 0.0082678 | 0.0081457
SDG&E | MW | Commercial | Com - Education (University) | HVAC | No | HVAC - Chiller (Centrifugal) | 0.010851 | 0.010843 | 0.010853 | 0.010882 | 0.01091 | 0.010942 | 0.01097 | 0.010977 | 0.010982 | 0.010989 | 0.011003 | 0.011029
SDG&E | MW | Commercial | Com - Education (University) | HVAC | No | HVAC - Chiller (Reciprocating) | 0.018575 | 0.018325 | 0.018141 | 0.018113 | 0.017965 | 0.017642 | 0.017113 | 0.016869 | 0.016743 | 0.016655 | 0.016668 | 0.016657
SDG&E | MW | Commercial | Com - Education (University) | HVAC | No | HVAC - EER Rated Package Rooftop AC (EER 11) | 0 | 0 | 0.014932 | 0.016062 | 0.016801 | 0.017102 | 0.01698 | 0.017056 | 0.017204 | 0.017363 | 0.017609 | 0.017819
SDG&E | MW | Commercial | Com - Education (University) | HVAC | No | HVAC - SEER Rated Package Rooftop AC (Recharge) | 0 | 0 | 0 | 0 | 0 | 0 | 0 | 0 | 0 | 0 | 0 | 0.004171
SDG&E | MW | Commercial | Com - Education (University) | HVAC | No | HVAC - SEER Rated Package Rooftop AC (SEER 14) | 0.023716 | 0.023428 | 0 | 0 | 0 | 0 | 0 | 0 | 0 | 0 | 0 | 0
SDG&E | MW | Commercial | Com - Education (University) | HVAC | No | HVAC - SEER Rated Package Rooftop AC (SEER 15) | 0.046887 | 0.046616 | 0.021588 | 0.021712 | 0.02172 | 0.02154 | 0.021123 | 0.021023 | 0.021056 | 0.021138 | 0.021329 | 0.021496
SDG&E | MW | Commercial | Com - Education (University) | HVAC | No | HVAC - SEER Rated Package Rooftop HP (SEER 14) | 0.0061342 | 0.0060649 | 0 | 0 | 0 | 0 | 0 | 0 | 0 | 0 | 0 | 0
SDG&E | MW | Commercial | Com - Education (University) | HVAC | No | HVAC - SEER Rated Package Rooftop HP (SEER 15) | 0.023829 | 0.023573 | 0.010871 | 0.01091 | 0.010868 | 0.010697 | 0.01037 | 0.010256 | 0.010227 | 0.010227 | 0.010296 | 0.010343
SDG&E | MW | Commercial | Com - Education (University) | HVAC | No | HVAC - SEER Rated Split System AC (SEER 14) | 0.01314 | 0.012883 | 0.0127 | 0 | 0 | 0 | 0 | 0 | 0 | 0 | 0 | 0
SDG&E | MW | Commercial | Com - Education (University) | HVAC | No | HVAC - SEER Rated Split System AC (SEER 15) | 0.012932 | 0.013356 | 0.0064023 | 0.0066453 | 0.0068335 | 0.0069379 | 0.0069358 | 0.007027 | 0.007152 | 0.0072818 | 0.0074417 | 0.0075832
SDG&E | MW | Commercial | Com - Education (University) | HVAC | No | HVAC - SEER Rated Split System HP (SEER 14) | 0.02474 | 0.024491 | 0.003281 | 0.0032868 | 0.0032708 | 0.0032203 | 0.0031289 | 0.0030944 | 0.0030829 | 0.0030792 | 0.0030945 | 0.0031043
SDG&E | MW | Commercial | Com - Education (University) | HVAC | No | HVAC - SEER Rated Split System HP (SEER 15) | 0.012182 | 0.012073 | 0.0055751 | 0.005597 | 0.0055802 | 0.0055028 | 0.0053517 | 0.0052997 | 0.0052878 | 0.0052891 | 0.0053232 | 0.0053472
SDG&E | MW | Commercial | Com - Education (University) | Lighting | Yes | Lighting - LED Fixture (Replacing T8) - Emerging | 0 | 0.0032987 | 0.015739 | 0.028172 | 0.041359 | 0.055296 | 0.068947 | 0.085081 | 0.1018 | 0.1195 | 0.13856 | 0.15704
SDG&E | MW | Commercial | Com - Education (University) | Lighting | Yes | Lighting - LED Lamp (Basic High - Indoor) - Emerging | 0.00053439 | 0.00053486 | 0.00085026 | 0.0013323 | 0.0019498 | 0.00034114 | 0.00043346 | 0.00052639 | 0.00061458 | 0.00069574 | 0.00077067 | 0.00083581
SDG&E | MW | Commercial | Com - Education (University) | Lighting | Yes | Lighting - LED Lamp (Basic Low - Indoor) - Emerging | 0.0006 | 0.00085164 | 0.00099348 | 0.0011615 | 0.0017127 | 0.00040961 | 0.00056583 | 0.00073272 | 0.00090445 | 0.0010791 | 0.0012544 | 0.0014195
SDG&E | MW | Commercial | Com - Education (University) | Lighting | Yes | Lighting - LED Plug-In Indoor Fixture - Emerging | 0.0012601 | 0.001551 | 0.0019077 | 0.0023279 | 0.0027872 | 0.00018405 | 0.00020594 | 0.00023163 | 0.00029393 | 0.00036839 | 0.00044914 | 0.00053137
SDG&E | MW | Commercial | Com - Education (University) | Lighting | No | Lighting - Cold Cathode Lamp | 0.00017476 | 0.00017954 | 0.00018285 | 0.00018669 | 0.00018711 | 0 | 0 | 0 | 0 | 0 | 0 | 0
SDG&E | MW | Commercial | Com - Education (University) | Lighting | No | Lighting - Compact Fluorescent Fixture (Indoor) | 0.16134 | 0.16047 | 0.16048 | 0.16149 | 0.16118 | 0 | 0 | 0 | 0 | 0 | 0 | 0
SDG&E | MW | Commercial | Com - Education (University) | Lighting | No | Lighting - Compact Fluorescent Lamp (Basic High - Indoor) | 0.004366 | 0.00418 | 0.0041127 | 0.0040978 | 0.0040761 | 0 | 0 | 0 | 0 | 0 | 0 | 0
SDG&E | MW | Commercial | Com - Education (University) | Lighting | No | Lighting - Compact Fluorescent Lamp (Basic Low - Indoor) | 0.010435 | 0.009708 | 0.0094405 | 0.0095158 | 0.0091141 | 0 | 0 | 0 | 0 | 0 | 0 | 0
SDG&E | MW | Commercial | Com - Education (University) | Lighting | No | Lighting - Exit Fixture (LED) | 0.016907 | 0.01541 | 0.012564 | 0.0089566 | 0.0055327 | 0.0028448 | 0.00097368 | 0 | 0 | 0 | 0 | 0
SDG&E | MW | Commercial | Com - Education (University) | Lighting | No | Lighting - Halogen Lamp (A-Line) | 0.00015879 | 0.00020769 | 0.00025205 | 0.00030052 | 0.00034988 | 0 | 0 | 0 | 0 | 0 | 0 | 0
SDG&E | MW | Commercial | Com - Education (University) | Lighting | No | Lighting - Halogen Lamp (Reflector) | 5.837e-05 | 7.5434e-05 | 8.9823e-05 | 0.00010486 | 0.00011986 | 0.0001342 | 0.0001443 | 0.00015457 | 0.00016256 | 0.00017049 | 0.00017929 | 0.00018532
SDG&E | MW | Commercial | Com - Education (University) | Lighting | No | Lighting - High Bay HID to T5 | 0 | 0 | 0 | 0 | 0 | 0 | 0.0018877 | 0.0027266 | 0.0021918 | 0.0018714 | 0.0019075 | 0.0019211
SDG&E | MW | Commercial | Com - Education (University) | Lighting | No | Lighting - Induction Fixture (Indoor) | 0.0032946 | 0.0040962 | 0.0049107 | 0.0057675 | 0.0065545 | 0.0071977 | 0.0076297 | 0.0081216 | 0.008588 | 0.0089841 | 0.0093564 | 0.0096148
SDG&E | MW | Commercial | Com - Education (University) | Lighting | No | Lighting - Induction Fixture (Outdoor) | 0.0012705 | 0.0015205 | 0.0017766 | 0.0020492 | 0.0022993 | 0.0025037 | 0.0026426 | 0.0028089 | 0.002974 | 0.0031244 | 0.0032743 | 0.0033935
SDG&E | MW | Commercial | Com - Education (University) | Lighting | No | Lighting - Light Sensor | 0 | 0.012916 | 0.00726 | 0.0073182 | 0.0072106 | 0.0068586 | 0.0062292 | 0.0059956 | 0.0059117 | 0.0058717 | 0.005951 | 0.005976
SDG&E | MW | Commercial | Com - Education (University) | Lighting | No | Lighting - Linear Fluorescent Delamping | 0.00020685 | 0.00019856 | 0.00018867 | 0.00015203 | 0 | 0 | 0 | 0 | 0 | 0 | 0 | 0
SDG&E | MW | Commercial | Com - Education (University) | Lighting | No | Lighting - Linear Fluorescent Fixture (Low Wattage T8) | 0.0121 | 0.015226 | 0.018302 | 0.021191 | 0.023716 | 0.025732 | 0.027129 | 0.028582 | 0.03004 | 0.031302 | 0.032489 | 0.033395
SDG&E | MW | Commercial | Com - Education (University) | Lighting | No | Lighting - Plug-In Fixture (Compact Fluorescent) | 0.017678 | 0.017034 | 0.01656 | 0.016352 | 0.016056 | 0 | 0 | 0 | 0 | 0 | 0 | 0
SDG&E | MW | Commercial | Com - Education (University) | Lighting | No | Lighting - Plug-In Fixture (Induction) | 0 | 0 | 0 | 0 | 0 | 0 | 0 | 0 | 0.0010434 | 0.0012899 | 0.0031888 | 0.003569
SDG&E | MW | Commercial | Com - Education (University) | Lighting | No | Lighting - Plug-In Fixture (PSMH with Electronic Ballast) | 0.0029841 | 0.0033615 | 0.0074323 | 0.0075452 | 0.0074382 | 0.0072364 | 0.006924 | 0.0067753 | 0.0064667 | 0.0062295 | 0.0061748 | 0.0060202
SDG&E | MW | Commercial | Com - Education (University) | Lighting | No | Lighting - Plug-In Fixture (PSMH) | 0.0083267 | 0.0080562 | 0.0077006 | 0.0077358 | 0.0077525 | 0.0076199 | 0.0073407 | 0.0072148 | 0.006916 | 0.0066886 | 0.006182 | 0.0059506
SDG&E | MW | Commercial | Com - Education (University) | SHW | No | SHW - EF Rated Instantaneous Water Heater (Electric) | 3.3031e-05 | 4.0653e-05 | 4.8647e-05 | 5.7141e-05 | 6.4914e-05 | 7.1271e-05 | 7.5613e-05 | 8.0719e-05 | 8.5775e-05 | 9.0345e-05 | 9.49e-05 | 9.8546e-05
SDG&E | MW | Commercial | Com - Education (University) | SHW | No | SHW - EF Rated Storage Water Heater (Electric) | 2.389e-05 | 2.8863e-05 | 0 | 0 | 0 | 0 | 0 | 0 | 0 | 0 | 0 | 0
SDG&E | MW | Commercial | Com - Education (University) | Service | No | HVAC - Comprehensive Rooftop Unit Quality Maintenance | 1.7626e-08 | 1.585e-08 | 1.6308e-08 | 1.6396e-08 | 1.6047e-08 | 1.5287e-08 | 1.4144e-08 | 1.2674e-08 | 1.099e-08 | 9.1842e-09 | 7.3755e-09 | 5.6448e-09
SDG&E | MW | Commercial | Com - Education (University) | Service | No | Service - HVAC Fault Detection & Diagnositics | 0 | 1.0214e-05 | 1.0012e-05 | 1.005e-05 | 9.8578e-06 | 9.3343e-06 | 8.4402e-06 | 8.087e-06 | 7.9388e-06 | 7.8501e-06 | 7.922e-06 | 7.9231e-06
SDG&E | MW | Commercial | Com - Education (University) | Service | No | Service - Retro-Commissioning (Electric) | 0 | 0 | 0 | 0 | 0 | 0 | 0 | 0 | 4.0003e-05 | 3.6047e-05 | 2.1779e-05 | 9.2726e-06
SDG&E | MW | Commercial | Com - Education (University) | WholeBlg | No | HVAC - Energy Management System | 4.7564e-06 | 6.2471e-06 | 5.4482e-06 | 4.7831e-06 | 4.1307e-06 | 3.4725e-06 | 2.8015e-06 | 2.7164e-06 | 2.6914e-06 | 2.681e-06 | 2.7215e-06 | 2.7348e-06
SDG&E | MW | Commercial | Com - Education (University) | WholeBlg | No | WholeBlg - Com NC Level 2 | 0.00028137 | 0 | 0 | 0 | 0 | 0 | 0 | 0 | 0 | 0 | 0 | 0
SDG&E | MW | Commercial | Com - Education (University) | WholeBlg | No | WholeBlg - Com NC Level 3 | 0.00039346 | 0 | 0 | 0 | 0 | 0 | 0 | 0 | 0 | 0 | 0 | 0
SDG&E | MW | Commercial | Com - Education (University) | WholeBlg | No | WholeBlg - Com RET Level 1 | 0.009736 | 0.013292 | 0.017086 | 0.021135 | 0.025426 | 0.029966 | 0.034729 | 0.039701 | 0.044835 | 0.050099 | 0.055425 | 0.060873
SDG&E | MW | Commercial | Com - Education (University) | WholeBlg | No | WholeBlg - Com RET Level 2 | 0.01666 | 0.022689 | 0.02915 | 0.03611 | 0.043519 | 0.051411 | 0.059726 | 0.06847 | 0.077536 | 0.086907 | 0.096428 | 0.10594
SDG&E | MW | Commercial | Com - Grocery | AppPlug | No | AppPlug - Desktop Computer (Com - Power Management) | 0.0070708 | 0.0077859 | 0.007957 | 0.0079701 | 0.0077072 | 0.0071884 | 0.0064289 | 0.0057126 | 0.0050365 | 0.0044031 | 0.0038803 | 0.0034115
SDG&E | MW | Commercial | Com - Grocery | AppPlug | No | AppPlug - Occupancy Sensor Plug Strip | 0 | 0 | 0 | 0 | 0 | 0 | 0 | 0 | 0 | 0.022 | 0.019423 | 0.013827
SDG&E | MW | Commercial | Com - Grocery | BldgEnv | No | BldgEnv - Window Film | 0 | 0 | 0 | 0 | 0 | 0 | 0 | 0 | 0 | 0.00090807 | 0.0018545 | 0.0024169
SDG&E | MW | Commercial | Com - Grocery | ComRefrig | No | ComRefrig - Refrigerated Case Night Cover (Low Temp) | 0 | 0 | 0 | 0 | 0 | 0 | 0 | 0.088404 | 0.082541 | 0.06775 | 0.049946 | 0.032876
SDG&E | MW | Commercial | Com - Grocery | ComRefrig | No | ComRefrig - Refrigerated Case Night Cover (Med Temp) | 0 | 0 | 0.10556 | 0.12579 | 0.14262 | 0.15326 | 0.1547 | 0.14522 | 0.1257 | 0.099494 | 0.071457 | 0.045742
SDG&E | MW | Commercial | Com - Grocery | ComRefrig | No | ComRefrig - Strip Curtain for Walk In Refrigerator | 0 | 0.042066 | 0.038637 | 0.032602 | 0.025124 | 0.017529 | 0.010812 | 0.0054509 | 0.0015016 | 0 | 0 | 0
SDG&E | MW | Commercial | Com - Grocery | FoodServ | No | FoodServ - Electric Steamer | 0.01304 | 0.013159 | 0.01326 | 0.01342 | 0.013359 | 0.013002 | 0.012322 | 0.01192 | 0.011609 | 0.01131 | 0.011104 | 0.010845
SDG&E | MW | Commercial | Com - Grocery | FoodServ | No | FoodServ - Oven (Electric) | 0.0051272 | 0.0053381 | 0.0055446 | 0.005772 | 0.0059014 | 0.0058927 | 0.0057238 | 0.0056467 | 0.0055871 | 0.0055141 | 0.0054664 | 0.0053825
SDG&E | MW | Commercial | Com - Grocery | HVAC | No | HVAC - Direct Evaporative Cooler | 0.31295 | 0 | 0 | 0 | 0 | 0 | 0 | 0 | 0 | 0 | 0 | 0
SDG&E | MW | Commercial | Com - Grocery | HVAC | No | HVAC - SEER Rated Package Rooftop AC (SEER 14) | 0.12228 | 0.12086 | 0 | 0 | 0 | 0 | 0 | 0 | 0 | 0 | 0 | 0
SDG&E | MW | Commercial | Com - Grocery | HVAC | No | HVAC - SEER Rated Package Rooftop AC (SEER 15) | 0.14832 | 0.14736 | 0.068138 | 0.068481 | 0.068385 | 0.067591 | 0.065944 | 0.06547 | 0.065484 | 0.065668 | 0.066237 | 0.06671
SDG&E | MW | Commercial | Com - Grocery | HVAC | No | HVAC - SEER Rated Package Rooftop HP (SEER 14) | 0.017514 | 0.017325 | 0 | 0 | 0 | 0 | 0 | 0 | 0 | 0 | 0 | 0
SDG&E | MW | Commercial | Com - Grocery | HVAC | No | HVAC - SEER Rated Package Rooftop HP (SEER 15) | 0.070291 | 0.069471 | 0.031968 | 0.032027 | 0.031824 | 0.031212 | 0.030113 | 0.029688 | 0.029533 | 0.029465 | 0.029613 | 0.029689
SDG&E | MW | Commercial | Com - Grocery | HVAC | No | HVAC - SEER Rated Split System AC (SEER 14) | 0.050306 | 0.073668 | 0.072424 | 0 | 0 | 0 | 0 | 0 | 0 | 0 | 0 | 0
SDG&E | MW | Commercial | Com - Grocery | HVAC | No | HVAC - SEER Rated Split System AC (SEER 15) | 0.015912 | 0.037964 | 0.018187 | 0.018867 | 0.019384 | 0.019654 | 0.019612 | 0.019849 | 0.020186 | 0.020538 | 0.02098 | 0.021367
SDG&E | MW | Commercial | Com - Grocery | Lighting | Yes | Lighting - LED Fixture (Replacing T8) - Emerging | 0.018354 | 0.026956 | 0.039165 | 0.055315 | 0.074234 | 0.095521 | 0.11701 | 0.14317 | 0.17171 | 0.20224 | 0.2355 | 0.26775
SDG&E | MW | Commercial | Com - Grocery | Lighting | Yes | Lighting - LED Lamp (Basic High - Indoor) - Emerging | 0.00089836 | 0.0012509 | 0.0016461 | 0.0018266 | 0.0020058 | 0.00027892 | 0.00034953 | 0.00052733 | 0.0006851 | 0.00082488 | 0.00095201 | 0.001064
SDG&E | MW | Commercial | Com - Grocery | Lighting | Yes | Lighting - LED Lamp (Basic Low - Indoor) - Emerging | 0.012081 | 0.020216 | 0.028389 | 0.038123 | 0.04908 | 0.0092431 | 0.010949 | 0.012641 | 0.014213 | 0.015584 | 0.016712 | 0.017515
SDG&E | MW | Commercial | Com - Grocery | Lighting | Yes | Lighting - LED Plug-In Indoor Fixture - Emerging | 0.0046284 | 0.0057611 | 0.0070236 | 0.0084246 | 0.0098697 | 0.0006352 | 0.00069318 | 0.0008042 | 0.0010284 | 0.0012605 | 0.0014996 | 0.0017339
SDG&E | MW | Commercial | Com - Grocery | Lighting | No | Lighting - Cold Cathode Lamp | 0.0010834 | 0.0010812 | 0.001078 | 0.0010814 | 0.0010712 | 0 | 0 | 0 | 0 | 0 | 0 | 0
SDG&E | MW | Commercial | Com - Grocery | Lighting | No | Lighting - Compact Fluorescent Fixture (Indoor) | 0.1349 | 0.13419 | 0.13419 | 0.13497 | 0.1345 | 0 | 0 | 0 | 0 | 0 | 0 | 0
SDG&E | MW | Commercial | Com - Grocery | Lighting | No | Lighting - Compact Fluorescent Lamp (Basic High - Indoor) | 0.01831 | 0.015484 | 0.013491 | 0.012436 | 0.011786 | 0 | 0 | 0 | 0 | 0 | 0 | 0
SDG&E | MW | Commercial | Com - Grocery | Lighting | No | Lighting - Compact Fluorescent Lamp (Basic Low - Indoor) | 0.079834 | 0.10348 | 0.12542 | 0.14606 | 0.16412 | 0 | 0 | 0 | 0 | 0 | 0 | 0
SDG&E | MW | Commercial | Com - Grocery | Lighting | No | Lighting - Exit Fixture (LED) | 0.03901 | 0.035588 | 0.029024 | 0.020708 | 0.012832 | 0.006652 | 0.0023376 | 0 | 0 | 0 | 0 | 0
SDG&E | MW | Commercial | Com - Grocery | Lighting | No | Lighting - Halogen Lamp (A-Line) | 0.00037523 | 0.00049077 | 0.00059555 | 0.00071006 | 0.00082666 | 0 | 0 | 0 | 0 | 0 | 0 | 0
SDG&E | MW | Commercial | Com - Grocery | Lighting | No | Lighting - Halogen Lamp (Reflector) | 0.00013796 | 0.00017826 | 0.00021225 | 0.00024777 | 0.00028317 | 0.00031692 | 0.00034079 | 0.00036499 | 0.00038386 | 0.00040248 | 0.00042332 | 0.00043751
SDG&E | MW | Commercial | Com - Grocery | Lighting | No | Lighting - High Bay HID to T5 | 0.0047496 | 0.0050597 | 0.0051018 | 0.0049141 | 0.0044705 | 0.0038412 | 0.003106 | 0.0024762 | 0.0019681 | 0.0015718 | 0.0013045 | 0.0013069
SDG&E | MW | Commercial | Com - Grocery | Lighting | No | Lighting - Induction Fixture (Indoor) | 0.0073884 | 0.0090461 | 0.010725 | 0.01249 | 0.014103 | 0.015411 | 0.016288 | 0.017307 | 0.018289 | 0.019145 | 0.01997 | 0.020578
SDG&E | MW | Commercial | Com - Grocery | Lighting | No | Lighting - Induction Fixture (Outdoor) | 0.0030023 | 0.0035931 | 0.0041981 | 0.004842 | 0.0054325 | 0.0059139 | 0.0062416 | 0.0066339 | 0.0070233 | 0.0073777 | 0.0077307 | 0.0080112
SDG&E | MW | Commercial | Com - Grocery | Lighting | No | Lighting - Linear Fluorescent Delamping | 0.00040677 | 0.00039034 | 0.00037175 | 0.0002999 | 0.00016988 | 0 | 0 | 0 | 0 | 0 | 0 | 0
SDG&E | MW | Commercial | Com - Grocery | Lighting | No | Lighting - Linear Fluorescent Fixture (Low Wattage T8) | 0.069827 | 0.079712 | 0.088829 | 0.097685 | 0.10461 | 0.10895 | 0.11042 | 0.11253 | 0.1144 | 0.11555 | 0.11654 | 0.11664
SDG&E | MW | Commercial | Com - Grocery | Lighting | No | Lighting - Low Bay HID to T5 | 0 | 0.0076253 | 0.0047528 | 0.004773 | 0.0046832 | 0.0044332 | 0.0040094 | 0.0038421 | 0.0037722 | 0.0037304 | 0.0037649 | 0.0037658
SDG&E | MW | Commercial | Com - Grocery | Lighting | No | Lighting - Plug-In Fixture (Compact Fluorescent) | 0.050728 | 0.048435 | 0.046672 | 0.045726 | 0.044599 | 0 | 0 | 0 | 0 | 0 | 0 | 0
SDG&E | MW | Commercial | Com - Grocery | Lighting | No | Lighting - Plug-In Fixture (Induction) | 0 | 0.0045374 | 0.0051318 | 0.010394 | 0.011131 | 0.011475 | 0.011385 | 0.01148 | 0.011613 | 0.011734 | 0.011927 | 0.012055
SDG&E | MW | Commercial | Com - Grocery | Lighting | No | Lighting - Plug-In Fixture (Linear Fluorescent) | 0.080502 | 0.084777 | 0.087529 | 0.089989 | 0.0903 | 0 | 0 | 0 | 0 | 0 | 0 | 0
SDG&E | MW | Commercial | Com - Grocery | Lighting | No | Lighting - Plug-In Fixture (PSMH with Electronic Ballast) | 0.017899 | 0.017173 | 0.01651 | 0.01612 | 0.015595 | 0.014998 | 0.014313 | 0.014005 | 0.013863 | 0.013784 | 0.013813 | 0.013818
SDG&E | MW | Commercial | Com - Grocery | Lighting | No | Lighting - Plug-In Fixture (PSMH) | 0.018117 | 0.017392 | 0.016765 | 0.015678 | 0.015065 | 0.014404 | 0.013681 | 0.013314 | 0.013107 | 0.01296 | 0.012915 | 0.012857
SDG&E | MW | Commercial | Com - Grocery | SHW | No | SHW - EF Rated Instantaneous Water Heater (Electric) | 0.00014353 | 0.00017736 | 0.00021275 | 0.00025017 | 0.00028463 | 0.00031331 | 0.00033379 | 0.00035701 | 0.00037969 | 0.00040006 | 0.00042 | 0.00043595
SDG&E | MW | Commercial | Com - Grocery | SHW | No | SHW - EF Rated Storage Water Heater (Electric) | 7.7075e-05 | 9.2921e-05 | 0 | 0 | 0 | 0 | 0 | 0 | 0 | 0 | 0 | 0
SDG&E | MW | Commercial | Com - Grocery | Service | No | HVAC - Comprehensive Rooftop Unit Quality Maintenance | 4.1653e-08 | 3.7456e-08 | 3.8538e-08 | 3.8745e-08 | 3.7921e-08 | 3.6125e-08 | 3.3423e-08 | 2.9951e-08 | 2.5971e-08 | 2.1703e-08 | 1.7429e-08 | 1.3339e-08
SDG&E | MW | Commercial | Com - Grocery | Service | No | Service - HVAC Fault Detection & Diagnositics | 0 | 2.3999e-05 | 2.3374e-05 | 2.3286e-05 | 2.2619e-05 | 2.1175e-05 | 1.8906e-05 | 1.7856e-05 | 1.7257e-05 | 1.6783e-05 | 1.6618e-05 | 1.6285e-05
SDG&E | MW | Commercial | Com - Grocery | Service | No | Service - Retro-Commissioning (Electric) | 0 | 0 | 0 | 0 | 0 | 0 | 0 | 0 | 9.4533e-05 | 8.5183e-05 | 5.1467e-05 | 2.1912e-05
SDG&E | MW | Commercial | Com - Grocery | WholeBlg | No | HVAC - Energy Management System | 1.124e-05 | 1.4763e-05 | 1.2875e-05 | 1.1303e-05 | 9.7612e-06 | 8.206e-06 | 6.6203e-06 | 6.4191e-06 | 6.3601e-06 | 6.3355e-06 | 6.4312e-06 | 6.4626e-06
SDG&E | MW | Commercial | Com - Grocery | WholeBlg | No | WholeBlg - Com NC Level 2 | 0.00068673 | 0 | 0 | 0 | 0 | 0 | 0 | 0 | 0 | 0 | 0 | 0
SDG&E | MW | Commercial | Com - Grocery | WholeBlg | No | WholeBlg - Com NC Level 3 | 0.0008591 | 0 | 0 | 0 | 0 | 0 | 0 | 0 | 0 | 0 | 0 | 0
SDG&E | MW | Commercial | Com - Grocery | WholeBlg | No | WholeBlg - Com NC ZNE | 0.0014823 | 0.0014472 | 0.0030149 | 0.0048786 | 0.0056913 | 0.0074348 | 0.0087458 | 0.0079192 | 0.0094893 | 0.011161 | 0.0088499 | 0.01026
SDG&E | MW | Commercial | Com - Grocery | WholeBlg | No | WholeBlg - Com RET Level 1 | 0.025833 | 0.042986 | 0.061379 | 0.081221 | 0.10254 | 0.12542 | 0.14979 | 0.17562 | 0.20274 | 0.23098 | 0.26005 | 0.2897
SDG&E | MW | Commercial | Com - Grocery | WholeBlg | No | WholeBlg - Com RET Level 2 | 0.1132 | 0.14612 | 0.18227 | 0.2218 | 0.26433 | 0.30995 | 0.35829 | 0.40918 | 0.4619 | 0.51605 | 0.57059 | 0.62492
SDG&E | MW | Commercial | Com - Hospital | AppPlug | No | AppPlug - Desktop Computer (Com - Power Management) | 0.0040411 | 0.0044533 | 0.004555 | 0.0045669 | 0.0044107 | 0.00411 | 0.0036711 | 0.0032957 | 0.0029151 | 0.0025576 | 0.0022656 | 0.0020045
SDG&E | MW | Commercial | Com - Hospital | AppPlug | No | AppPlug - Occupancy Sensor Plug Strip | 0 | 0 | 0 | 0 | 0 | 0 | 0 | 0 | 0 | 0.012594 | 0.011134 | 0.0079483
SDG&E | MW | Commercial | Com - Hospital | FoodServ | No | FoodServ - Electric Steamer | 0.0017357 | 0.0017516 | 0.0017655 | 0.0017873 | 0.0017794 | 0.0017323 | 0.001642 | 0.0015897 | 0.0015489 | 0.0015097 | 0.0014832 | 0.0014496
SDG&E | MW | Commercial | Com - Hospital | FoodServ | No | FoodServ - Oven (Electric) | 0.0014652 | 0.0015257 | 0.001585 | 0.0016504 | 0.0016877 | 0.0016855 | 0.0016374 | 0.0016165 | 0.0016001 | 0.0015799 | 0.0015671 | 0.001544
SDG&E | MW | Commercial | Com - Hospital | HVAC | Yes | HVAC - Advanced Package Rooftop AC (> EER 12) - Emerging | 0 | 0 | 0.00011943 | 0.00030728 | 0.00053492 | 0.00078865 | 0.0010606 | 0.0013499 | 0.0016624 | 0.0020009 | 0.0023649 | 0.002767
SDG&E | MW | Commercial | Com - Hospital | HVAC | Yes | HVAC - Energy Recovery Ventilation - Emerging | 0.0062437 | 0.009498 | 0.0097997 | 0.01026 | 0.0099751 | 0.0096273 | 0.0087539 | 0.0082064 | 0.0079366 | 0.0075937 | 0.0071807 | 0.0070419
SDG&E | MW | Commercial | Com - Hospital | HVAC | No | HVAC - Chiller (Centrifugal) | 0.022831 | 0.022695 | 0.023972 | 0.023989 | 0.023949 | 0.023842 | 0.023655 | 0.023508 | 0.023393 | 0.023291 | 0.023232 | 0.02319
SDG&E | MW | Commercial | Com - Hospital | HVAC | No | HVAC - Chiller (Reciprocating) | 0.05052 | 0.04962 | 0.048918 | 0.048668 | 0.048076 | 0.046985 | 0.04531 | 0.044484 | 0.043999 | 0.04363 | 0.043555 | 0.043409
SDG&E | MW | Commercial | Com - Hospital | HVAC | No | HVAC - Demand Controlled Ventilation | 0.0010497 | 0.0011643 | 0.0011327 | 0.0010791 | 0.00099478 | 0.00088331 | 0.00075022 | 0.00064074 | 0.00054772 | 0.0004692 | 0.00041041 | 0.00036605
SDG&E | MW | Commercial | Com - Hospital | HVAC | No | HVAC - Direct Evaporative Cooler | 0.23235 | 0.2209 | 0.21146 | 0.20339 | 0.19564 | 0.18786 | 0.1799 | 0.17355 | 0.16933 | 0.16532 | 0.16153 | 0.15764
SDG&E | MW | Commercial | Com - Hospital | HVAC | No | HVAC - EER Rated Package Rooftop AC (EER 11) | 0.023588 | 0.023517 | 0.023532 | 0.023764 | 0.02386 | 0.023738 | 0.023333 | 0.023299 | 0.023423 | 0.023607 | 0.023921 | 0.024215
SDG&E | MW | Commercial | Com - Hospital | HVAC | No | HVAC - SEER Rated Package Rooftop AC (Recharge) | 0 | 0 | 0 | 0 | 0.00050636 | 0.00018472 | 0 | 0 | 0 | 0 | 0 | 0
SDG&E | MW | Commercial | Com - Hospital | HVAC | No | HVAC - SEER Rated Package Rooftop AC (SEER 14) | 0.049022 | 0.048406 | 0 | 0 | 0 | 0 | 0 | 0 | 0 | 0 | 0 | 0
SDG&E | MW | Commercial | Com - Hospital | HVAC | No | HVAC - SEER Rated Package Rooftop AC (SEER 15) | 0.070475 | 0.070082 | 0.032462 | 0.03263 | 0.03265 | 0.032427 | 0.031891 | 0.031774 | 0.031833 | 0.031957 | 0.032226 | 0.032468
SDG&E | MW | Commercial | Com - Hospital | HVAC | No | HVAC - SEER Rated Package Rooftop HP (SEER 14) | 0.0080278 | 0.0079428 | 0 | 0 | 0 | 0 | 0 | 0 | 0 | 0 | 0 | 0
SDG&E | MW | Commercial | Com - Hospital | HVAC | No | HVAC - SEER Rated Package Rooftop HP (SEER 15) | 0.031187 | 0.030848 | 0.014218 | 0.014248 | 0.014178 | 0.013953 | 0.013541 | 0.013387 | 0.013334 | 0.013316 | 0.013383 | 0.013423
SDG&E | MW | Commercial | Com - Hospital | HVAC | No | HVAC - SEER Rated Split System AC (SEER 14) | 0.011407 | 0.011267 | 0.011093 | 0 | 0 | 0 | 0 | 0 | 0 | 0 | 0 | 0
SDG&E | MW | Commercial | Com - Hospital | HVAC | No | HVAC - SEER Rated Split System AC (SEER 15) | 0.0069134 | 0.0071378 | 0.003385 | 0.0034534 | 0.003492 | 0.0034963 | 0.0034604 | 0.0034603 | 0.0034886 | 0.0035136 | 0.0035462 | 0.0035718
SDG&E | MW | Commercial | Com - Hospital | HVAC | No | HVAC - SEER Rated Split System HP (SEER 14) | 0.04368 | 0.043222 | 0.0057889 | 0.0057981 | 0.0057672 | 0.0056739 | 0.0055064 | 0.0054428 | 0.0054196 | 0.0054104 | 0.0054352 | 0.0054497
SDG&E | MW | Commercial | Com - Hospital | HVAC | No | HVAC - SEER Rated Split System HP (SEER 15) | 0.019059 | 0.018877 | 0.0087101 | 0.0087341 | 0.0086991 | 0.0085716 | 0.008333 | 0.0082467 | 0.0082197 | 0.0082129 | 0.0082562 | 0.0082841
SDG&E | MW | Commercial | Com - Hospital | Lighting | Yes | Lighting - LED Fixture (Replacing T8) - Emerging | 0.01492 | 0.020477 | 0.028097 | 0.037909 | 0.049262 | 0.062043 | 0.075122 | 0.090781 | 0.10786 | 0.12612 | 0.14587 | 0.16499
SDG&E | MW | Commercial | Com - Hospital | Lighting | Yes | Lighting - LED Lamp (Basic High - Indoor) - Emerging | 0.00064112 | 0.0011113 | 0.0015971 | 0.0020114 | 0.0024696 | 0.00037955 | 0.00043784 | 0.00049405 | 0.00054443 | 0.00058517 | 0.00061794 | 0.00064031
SDG&E | MW | Commercial | Com - Hospital | Lighting | Yes | Lighting - LED Lamp (Basic Low - Indoor) - Emerging | 0.0045718 | 0.005998 | 0.0069715 | 0.0080552 | 0.011293 | 0.0027169 | 0.0037195 | 0.0047664 | 0.0058336 | 0.0069063 | 0.0079644 | 0.0089496
SDG&E | MW | Commercial | Com - Hospital | Lighting | Yes | Lighting - LED Plug-In Indoor Fixture - Emerging | 0.0037633 | 0.0046826 | 0.005699 | 0.0068196 | 0.007973 | 0.0005123 | 0.00055847 | 0.00065451 | 0.00083791 | 0.0010267 | 0.00122 | 0.0014087
SDG&E | MW | Commercial | Com - Hospital | Lighting | No | Lighting - Cold Cathode Lamp | 0.0009769 | 0.00096949 | 0.00096216 | 0.00096126 | 0.00094892 | 0 | 0 | 0 | 0 | 0 | 0 | 0
SDG&E | MW | Commercial | Com - Hospital | Lighting | No | Lighting - Compact Fluorescent Fixture (Indoor) | 0.20147 | 0.1998 | 0.19928 | 0.19994 | 0.1988 | 0 | 0 | 0 | 0 | 0 | 0 | 0
SDG&E | MW | Commercial | Com - Hospital | Lighting | No | Lighting - Compact Fluorescent Lamp (Basic High - Indoor) | 0.0052629 | 0.0068268 | 0.0082024 | 0.0094612 | 0.010498 | 0 | 0 | 0 | 0 | 0 | 0 | 0
SDG&E | MW | Commercial | Com - Hospital | Lighting | No | Lighting - Compact Fluorescent Lamp (Basic Low - Indoor) | 0.069764 | 0.064326 | 0.061827 | 0.061686 | 0.059316 | 0 | 0 | 0 | 0 | 0 | 0 | 0
SDG&E | MW | Commercial | Com - Hospital | Lighting | No | Lighting - Exit Fixture (LED) | 0.02096 | 0.019104 | 0.015576 | 0.011104 | 0.0068604 | 0.0035289 | 0.0012093 | 0 | 0 | 0 | 0 | 0
SDG&E | MW | Commercial | Com - Hospital | Lighting | No | Lighting - Halogen Lamp (A-Line) | 0.00021444 | 0.00028047 | 0.00034035 | 0.00040578 | 0.00047242 | 0 | 0 | 0 | 0 | 0 | 0 | 0
SDG&E | MW | Commercial | Com - Hospital | Lighting | No | Lighting - Halogen Lamp (Reflector) | 7.8845e-05 | 0.00010188 | 0.0001213 | 0.0001416 | 0.00016183 | 0.00018109 | 0.00019473 | 0.00020855 | 0.00021934 | 0.00022996 | 0.00024188 | 0.00024999
SDG&E | MW | Commercial | Com - Hospital | Lighting | No | Lighting - High Bay HID to T5 | 0.0048153 | 0.0049924 | 0.0055 | 0.0058191 | 0.0058336 | 0.0055095 | 0.00487 | 0.0041371 | 0.0033952 | 0.0027144 | 0.0021737 | 0.0017466
SDG&E | MW | Commercial | Com - Hospital | Lighting | No | Lighting - Induction Fixture (Indoor) | 0.0038907 | 0.0047396 | 0.0055981 | 0.0064998 | 0.0073218 | 0.0079881 | 0.0084326 | 0.0089538 | 0.0094582 | 0.0099004 | 0.01033 | 0.010652
SDG&E | MW | Commercial | Com - Hospital | Lighting | No | Lighting - Induction Fixture (Outdoor) | 0.0017159 | 0.0020535 | 0.0023994 | 0.0027675 | 0.0031051 | 0.003381 | 0.0035684 | 0.0037935 | 0.0040165 | 0.0042196 | 0.004422 | 0.004583
SDG&E | MW | Commercial | Com - Hospital | Lighting | No | Lighting - Linear Fluorescent Delamping | 0.0017906 | 0.0017181 | 0.0016372 | 0.0013212 | 0.00074842 | 0 | 0 | 0 | 0 | 0 | 0 | 0
SDG&E | MW | Commercial | Com - Hospital | Lighting | No | Lighting - Linear Fluorescent Fixture (Low Wattage T8) | 0.006109 | 0.0078476 | 0.0094948 | 0.011184 | 0.01274 | 0.014039 | 0.015027 | 0.01609 | 0.017202 | 0.018248 | 0.01929 | 0.020203
SDG&E | MW | Commercial | Com - Hospital | Lighting | No | Lighting - Low Bay HID to T5 | 0.00050636 | 0.0005313 | 0.00056516 | 0.00058274 | 0.00057534 | 0.00054201 | 0.00048436 | 0.00042246 | 0.00036019 | 0.00030107 | 0.00025201 | 0.00021032
SDG&E | MW | Commercial | Com - Hospital | Lighting | No | Lighting - Plug-In Fixture (Compact Fluorescent) | 0.040256 | 0.038413 | 0.037001 | 0.036237 | 0.035354 | 0 | 0 | 0 | 0 | 0 | 0 | 0
SDG&E | MW | Commercial | Com - Hospital | Lighting | No | Lighting - Plug-In Fixture (Induction) | 0.0099423 | 0.009834 | 0.0098401 | 0.0099857 | 0.010019 | 0.0098818 | 0.0095454 | 0.009467 | 0.0094819 | 0.0095254 | 0.0096477 | 0.0097314
SDG&E | MW | Commercial | Com - Hospital | Lighting | No | Lighting - Plug-In Fixture (Linear Fluorescent) | 0.064586 | 0.067999 | 0.07018 | 0.072099 | 0.072311 | 0 | 0 | 0 | 0 | 0 | 0 | 0
SDG&E | MW | Commercial | Com - Hospital | Lighting | No | Lighting - Plug-In Fixture (PSMH with Electronic Ballast) | 0.011326 | 0.011714 | 0.01163 | 0.011691 | 0.011651 | 0.011468 | 0.01112 | 0.010993 | 0.010948 | 0.010926 | 0.010973 | 0.010994
SDG&E | MW | Commercial | Com - Hospital | Lighting | No | Lighting - Plug-In Fixture (PSMH) | 0.010729 | 0.01111 | 0.011012 | 0.01103 | 0.010951 | 0.010739 | 0.01038 | 0.01022 | 0.010136 | 0.010072 | 0.010071 | 0.01005
SDG&E | MW | Commercial | Com - Hospital | SHW | No | SHW - EF Rated Instantaneous Water Heater (Electric) | 8.1923e-05 | 0.00010077 | 0.000121 | 0.00014272 | 0.00016268 | 0.00017899 | 0.00019012 | 0.00020315 | 0.00021604 | 0.00022767 | 0.00023927 | 0.00024854
SDG&E | MW | Commercial | Com - Hospital | SHW | No | SHW - EF Rated Storage Water Heater (Electric) | 6.2717e-05 | 7.5812e-05 | 0 | 0 | 0 | 0 | 0 | 0 | 0 | 0 | 0 | 0
SDG&E | MW | Commercial | Com - Hospital | Service | No | HVAC - Comprehensive Rooftop Unit Quality Maintenance | 2.3805e-08 | 2.1406e-08 | 2.2024e-08 | 2.2143e-08 | 2.1672e-08 | 2.0646e-08 | 1.9101e-08 | 1.7117e-08 | 1.4843e-08 | 1.2403e-08 | 9.9608e-09 | 7.6234e-09
SDG&E | MW | Commercial | Com - Hospital | Service | No | Service - HVAC Fault Detection & Diagnositics | 0 | 1.3794e-05 | 1.3522e-05 | 1.3573e-05 | 1.3258e-05 | 1.2505e-05 | 1.1256e-05 | 1.0922e-05 | 1.0722e-05 | 1.0602e-05 | 1.0699e-05 | 1.07e-05
SDG&E | MW | Commercial | Com - Hospital | Service | No | Service - Retro-Commissioning (Electric) | 0 | 0 | 0 | 0 | 0 | 0 | 0 | 0 | 5.4026e-05 | 4.8682e-05 | 2.9413e-05 | 1.2523e-05
SDG&E | MW | Commercial | Com - Hospital | WholeBlg | No | HVAC - Energy Management System | 6.4236e-06 | 8.4369e-06 | 7.3579e-06 | 6.4597e-06 | 5.5786e-06 | 4.6897e-06 | 3.7835e-06 | 3.6685e-06 | 3.6348e-06 | 3.6208e-06 | 3.6755e-06 | 3.6934e-06
SDG&E | MW | Commercial | Com - Hospital | WholeBlg | No | WholeBlg - Com NC Level 2 | 0.00038785 | 0 | 0 | 0 | 0 | 0 | 0 | 0 | 0 | 0 | 0 | 0
SDG&E | MW | Commercial | Com - Hospital | WholeBlg | No | WholeBlg - Com NC Level 3 | 0.00050942 | 0 | 0 | 0 | 0 | 0 | 0 | 0 | 0 | 0 | 0 | 0
SDG&E | MW | Commercial | Com - Hospital | WholeBlg | No | WholeBlg - Com NC ZNE | 0.00013112 | 0 | 0 | 0 | 0.00037608 | 0.00068701 | 0.0009715 | 0 | 0 | 0 | 0 | 0
SDG&E | MW | Commercial | Com - Hospital | WholeBlg | No | WholeBlg - Com RET Level 1 | 0.012904 | 0.017616 | 0.02263 | 0.027961 | 0.033589 | 0.039533 | 0.04576 | 0.052246 | 0.058943 | 0.065805 | 0.072755 | 0.080044
SDG&E | MW | Commercial | Com - Hospital | WholeBlg | No | WholeBlg - Com RET Level 2 | 0.022642 | 0.030814 | 0.039562 | 0.048973 | 0.058997 | 0.069649 | 0.08087 | 0.092657 | 0.10488 | 0.1175 | 0.13033 | 0.14293
SDG&E | MW | Commercial | Com - Hotel | AppPlug | No | AppPlug - Desktop Computer (Com - Power Management) | 0.0050583 | 0.0055715 | 0.0056987 | 0.0057136 | 0.0055322 | 0.0051676 | 0.0046291 | 0.0041232 | 0.0036471 | 0.0031998 | 0.0028345 | 0.0025079
SDG&E | MW | Commercial | Com - Hotel | AppPlug | No | AppPlug - Occupancy Sensor Plug Strip | 0 | 0 | 0 | 0 | 0 | 0 | 0 | 0 | 0 | 0.015756 | 0.01393 | 0.009944
SDG&E | MW | Commercial | Com - Hotel | BldgEnv | No | BldgEnv - Window Film | 0.022093 | 0.018986 | 0.020784 | 0.023264 | 0.025264 | 0.026342 | 0.026499 | 0.026242 | 0.025497 | 0.024645 | 0.023473 | 0.021958
SDG&E | MW | Commercial | Com - Hotel | FoodServ | No | FoodServ - Electric Griddle | 8.9267e-05 | 9.5517e-05 | 0.00010204 | 0.00010922 | 0.00011487 | 0.00011801 | 0.00011798 | 0.00011935 | 0.00012073 | 0.00012152 | 0.00012246 | 0.00012235
SDG&E | MW | Commercial | Com - Hotel | FoodServ | No | FoodServ - Electric Steamer | 0.0010219 | 0.0010313 | 0.0010395 | 0.0010523 | 0.0010478 | 0.0010202 | 0.00096713 | 0.00093593 | 0.0009119 | 0.00088887 | 0.00087322 | 0.00085344
SDG&E | MW | Commercial | Com - Hotel | FoodServ | No | FoodServ - Fryer (Electric) | 0 | 0 | 0 | 0 | 0 | 0 | 0 | 0 | 0 | 0 | 6.8125e-05 | 6.83e-05
SDG&E | MW | Commercial | Com - Hotel | FoodServ | No | FoodServ - Oven (Electric) | 0.00091661 | 0.00095438 | 0.00099152 | 0.0010324 | 0.0010559 | 0.0010546 | 0.0010247 | 0.0010112 | 0.001001 | 0.00098833 | 0.00098032 | 0.00096585
SDG&E | MW | Commercial | Com - Hotel | HVAC | Yes | HVAC - Advanced Package Rooftop AC (> EER 12) - Emerging | 0 | 0 | 0.0001225 | 0.00031206 | 0.00054064 | 0.00079519 | 0.0010683 | 0.0013592 | 0.0016738 | 0.0020149 | 0.0023822 | 0.0027879
SDG&E | MW | Commercial | Com - Hotel | HVAC | No | HVAC - Chiller (Centrifugal) | 0.013378 | 0.013338 | 0.013317 | 0.013314 | 0.013318 | 0.013328 | 0.013334 | 0.014343 | 0.014356 | 0.01436 | 0.01438 | 0.014395
SDG&E | MW | Commercial | Com - Hotel | HVAC | No | HVAC - Chiller (Reciprocating) | 0.025988 | 0.025639 | 0.025383 | 0.025356 | 0.025148 | 0.024671 | 0.023879 | 0.023524 | 0.023349 | 0.02323 | 0.023263 | 0.023253
SDG&E | MW | Commercial | Com - Hotel | HVAC | No | HVAC - Demand Controlled Ventilation | 0.014831 | 0.016492 | 0.016081 | 0.01536 | 0.014201 | 0.012651 | 0.010786 | 0.0092494 | 0.0079375 | 0.0068282 | 0.0059905 | 0.0052772
SDG&E | MW | Commercial | Com - Hotel | HVAC | No | HVAC - EER Rated Package Rooftop AC (EER 11) | 0.023199 | 0.02309 | 0.02307 | 0.02328 | 0.023345 | 0.023175 | 0.022707 | 0.022637 | 0.022738 | 0.022903 | 0.023205 | 0.023441
SDG&E | MW | Commercial | Com - Hotel | HVAC | No | HVAC - EER Rated Package Rooftop HP (EER 11) | 0 | 0 | 0 | 0 | 0 | 0 | 0 | 0 | 0 | 0 | 0 | 0.00091619
SDG&E | MW | Commercial | Com - Hotel | HVAC | No | HVAC - Repair Duct System | 0 | 0 | 0 | 0 | 0 | 0 | 0 | 0 | 0 | 0 | 0 | 0.0010197
SDG&E | MW | Commercial | Com - Hotel | HVAC | No | HVAC - SEER Rated Package Rooftop AC (SEER 14) | 0.039527 | 0.039025 | 0 | 0 | 0 | 0 | 0 | 0 | 0 | 0 | 0 | 0
SDG&E | MW | Commercial | Com - Hotel | HVAC | No | HVAC - SEER Rated Package Rooftop AC (SEER 15) | 0.061591 | 0.061244 | 0.028368 | 0.028517 | 0.028536 | 0.02834 | 0.027866 | 0.02776 | 0.027811 | 0.02792 | 0.028156 | 0.028369
SDG&E | MW | Commercial | Com - Hotel | HVAC | No | HVAC - SEER Rated Package Rooftop HP (SEER 14) | 0.0081809 | 0.0080855 | 0 | 0 | 0 | 0 | 0 | 0 | 0 | 0 | 0 | 0
SDG&E | MW | Commercial | Com - Hotel | HVAC | No | HVAC - SEER Rated Package Rooftop HP (SEER 15) | 0.033846 | 0.03343 | 0.015398 | 0.015435 | 0.015361 | 0.015109 | 0.014641 | 0.014469 | 0.014417 | 0.014405 | 0.01449 | 0.014545
SDG&E | MW | Commercial | Com - Hotel | HVAC | No | HVAC - SEER Rated Split System AC (SEER 14) | 0.021344 | 0.020869 | 0.020523 | 0 | 0 | 0 | 0 | 0 | 0 | 0 | 0 | 0
SDG&E | MW | Commercial | Com - Hotel | HVAC | No | HVAC - SEER Rated Split System AC (SEER 15) | 0.017028 | 0.017592 | 0.0084344 | 0.0087465 | 0.0089941 | 0.009144 | 0.009169 | 0.009295 | 0.0094567 | 0.0096218 | 0.0098191 | 0.0099948
SDG&E | MW | Commercial | Com - Hotel | HVAC | No | HVAC - SEER Rated Split System HP (SEER 14) | 0.03703 | 0.036624 | 0.0049039 | 0.0049115 | 0.0048853 | 0.0048059 | 0.004663 | 0.0046086 | 0.0045899 | 0.0045833 | 0.0046059 | 0.0046198
SDG&E | MW | Commercial | Com - Hotel | HVAC | No | HVAC - SEER Rated Split System HP (SEER 15) | 0.017737 | 0.017562 | 0.0081043 | 0.0081322 | 0.0081037 | 0.0079863 | 0.0077609 | 0.0076815 | 0.0076611 | 0.0076602 | 0.0077075 | 0.00774
SDG&E | MW | Commercial | Com - Hotel | Lighting | Yes | Lighting - LED Fixture (Replacing T8) - Emerging | 0 | 0 | 0 | 0.0057987 | 0.011438 | 0.01732 | 0.022807 | 0.029027 | 0.03553 | 0.042319 | 0.049453 | 0.056211
SDG&E | MW | Commercial | Com - Hotel | Lighting | Yes | Lighting - LED Lamp (Basic High - Indoor) - Emerging | 0.00034137 | 0.00059759 | 0.00098731 | 0.0013307 | 0.0016782 | 0.00026543 | 0.00031232 | 0.00035736 | 0.00039708 | 0.00043003 | 0.0005687 | 0.00076066
SDG&E | MW | Commercial | Com - Hotel | Lighting | Yes | Lighting - LED Lamp (Basic Low - Indoor) - Emerging | 0.0011759 | 0.0018268 | 0.0022592 | 0.0027672 | 0.0033072 | 0.00058205 | 0.00074374 | 0.0011294 | 0.0015094 | 0.0018807 | 0.0022442 | 0.0025804
SDG&E | MW | Commercial | Com - Hotel | Lighting | Yes | Lighting - LED Plug-In Indoor Fixture - Emerging | 0.0010951 | 0.0013555 | 0.001663 | 0.0020177 | 0.0023981 | 0.00015685 | 0.00017381 | 0.0001941 | 0.00025162 | 0.00031308 | 0.0003783 | 0.00044367
SDG&E | MW | Commercial | Com - Hotel | Lighting | No | Lighting - Cold Cathode Lamp | 8.1192e-05 | 8.497e-05 | 8.7765e-05 | 9.0705e-05 | 9.1654e-05 | 0 | 0 | 0 | 0 | 0 | 0 | 0
SDG&E | MW | Commercial | Com - Hotel | Lighting | No | Lighting - Compact Fluorescent Fixture (Indoor) | 0.071807 | 0.071563 | 0.071695 | 0.0723 | 0.072381 | 0 | 0 | 0 | 0 | 0 | 0 | 0
SDG&E | MW | Commercial | Com - Hotel | Lighting | No | Lighting - Compact Fluorescent Lamp (Basic High - Indoor) | 0.011793 | 0.013442 | 0.014501 | 0.015154 | 0.015329 | 0 | 0 | 0 | 0 | 0 | 0 | 0
SDG&E | MW | Commercial | Com - Hotel | Lighting | No | Lighting - Compact Fluorescent Lamp (Basic Low - Indoor) | 0.02556 | 0.024043 | 0.022917 | 0.022159 | 0.021594 | 0 | 0 | 0 | 0 | 0 | 0 | 0
SDG&E | MW | Commercial | Com - Hotel | Lighting | No | Lighting - Exit Fixture (LED) | 0.02634 | 0.024017 | 0.019583 | 0.013966 | 0.0086396 | 0.0044591 | 0.0015451 | 0 | 0 | 0 | 0 | 0
SDG&E | MW | Commercial | Com - Hotel | Lighting | No | Lighting - Halogen Lamp (A-Line) | 0.0002683 | 0.00035098 | 0.00042596 | 0.00050791 | 0.00059137 | 0 | 0 | 0 | 0 | 0 | 0 | 0
SDG&E | MW | Commercial | Com - Hotel | Lighting | No | Lighting - Halogen Lamp (Reflector) | 9.8597e-05 | 0.00012745 | 0.00015178 | 0.00017723 | 0.0002026 | 0.000227 | 0.00024406 | 0.00026152 | 0.00027504 | 0.00028859 | 0.00030339 | 0.00031363
SDG&E | MW | Commercial | Com - Hotel | Lighting | No | Lighting - Induction Fixture (Indoor) | 0.0053965 | 0.0065 | 0.007611 | 0.0087757 | 0.0098314 | 0.010681 | 0.011242 | 0.011908 | 0.012561 | 0.01314 | 0.013711 | 0.014149
SDG&E | MW | Commercial | Com - Hotel | Lighting | No | Lighting - Induction Fixture (Outdoor) | 0.0021467 | 0.0025692 | 0.0030019 | 0.0034625 | 0.0038849 | 0.0042303 | 0.004465 | 0.004746 | 0.0050251 | 0.0052791 | 0.0055324 | 0.0057338
SDG&E | MW | Commercial | Com - Hotel | Lighting | No | Lighting - Linear Fluorescent Delamping | 0.00025073 | 0.00024076 | 0.00022838 | 0.00018387 | 0 | 0 | 0 | 0 | 0 | 0 | 0 | 0
SDG&E | MW | Commercial | Com - Hotel | Lighting | No | Lighting - Linear Fluorescent Fixture (Low Wattage T8) | 0.008411 | 0.01023 | 0.012069 | 0.013837 | 0.015109 | 0.015912 | 0.016274 | 0.016678 | 0.017179 | 0.017591 | 0.017958 | 0.01817
SDG&E | MW | Commercial | Com - Hotel | Lighting | No | Lighting - Occupancy Sensor | 0 | 0 | 0 | 0 | 0 | 0 | 0 | 0 | 0 | 0 | 0 | 0.0070015
SDG&E | MW | Commercial | Com - Hotel | Lighting | No | Lighting - Plug-In Fixture (Compact Fluorescent) | 0.014038 | 0.013477 | 0.013054 | 0.012849 | 0.012582 | 0 | 0 | 0 | 0 | 0 | 0 | 0
SDG&E | MW | Commercial | Com - Hotel | Lighting | No | Lighting - Plug-In Fixture (Induction) | 0 | 0 | 0 | 0 | 0 | 0 | 0 | 0 | 0 | 0 | 0 | 0.0019194
SDG&E | MW | Commercial | Com - Hotel | Lighting | No | Lighting - Plug-In Fixture (Linear Fluorescent) | 0.023263 | 0.02424 | 0.024901 | 0.025563 | 0.025683 | 0 | 0 | 0 | 0 | 0 | 0 | 0
SDG&E | MW | Commercial | Com - Hotel | Lighting | No | Lighting - Plug-In Fixture (PSMH with Electronic Ballast) | 0 | 0 | 0 | 0.0052385 | 0.0054572 | 0.0054506 | 0.0052902 | 0.0052161 | 0.0051737 | 0.0051335 | 0.0051277 | 0.0051818
SDG&E | MW | Commercial | Com - Hotel | Lighting | No | Lighting - Plug-In Fixture (PSMH) | 0.0070634 | 0.007499 | 0.0074386 | 0.0068651 | 0.0066725 | 0.0064704 | 0.0061852 | 0.0060636 | 0.0060015 | 0.0059526 | 0.0059466 | 0.0051548
SDG&E | MW | Commercial | Com - Hotel | SHW | No | SHW - EF Rated Instantaneous Water Heater (Electric) | 0 | 0 | 0 | 7.6952e-05 | 8.9723e-05 | 0.00010031 | 0.00010765 | 0.00011584 | 0.00012369 | 0.00013066 | 0.0001375 | 0.00014296
SDG&E | MW | Commercial | Com - Hotel | SHW | No | SHW - EF Rated Storage Water Heater (Electric) | 4.4268e-05 | 5.4128e-05 | 0 | 0 | 0 | 0 | 0 | 0 | 0 | 0 | 0 | 0
SDG&E | MW | Commercial | Com - Hotel | Service | No | HVAC - Comprehensive Rooftop Unit Quality Maintenance | 2.9782e-08 | 2.6781e-08 | 2.7554e-08 | 2.7703e-08 | 2.7114e-08 | 2.583e-08 | 2.3897e-08 | 2.1415e-08 | 1.857e-08 | 1.5518e-08 | 1.2462e-08 | 9.5376e-09
SDG&E | MW | Commercial | Com - Hotel | Service | No | Service - HVAC Fault Detection & Diagnositics | 0 | 1.7258e-05 | 1.6917e-05 | 1.6981e-05 | 1.6656e-05 | 1.5772e-05 | 1.4261e-05 | 1.3664e-05 | 1.3414e-05 | 1.3264e-05 | 1.3385e-05 | 1.3387e-05
SDG&E | MW | Commercial | Com - Hotel | Service | No | Service - Retro-Commissioning (Electric) | 0 | 0 | 0 | 0 | 0 | 0 | 0 | 0 | 6.7591e-05 | 6.0906e-05 | 3.6799e-05 | 1.5667e-05
SDG&E | MW | Commercial | Com - Hotel | WholeBlg | No | HVAC - Energy Management System | 8.0366e-06 | 1.0555e-05 | 9.2054e-06 | 8.0817e-06 | 6.9793e-06 | 5.8673e-06 | 4.7336e-06 | 4.5897e-06 | 4.5475e-06 | 4.5299e-06 | 4.5984e-06 | 4.6208e-06
SDG&E | MW | Commercial | Com - Hotel | WholeBlg | No | WholeBlg - Com NC Level 2 | 0.00047611 | 0 | 0 | 0 | 0 | 0 | 0 | 0 | 0 | 0 | 0 | 0
SDG&E | MW | Commercial | Com - Hotel | WholeBlg | No | WholeBlg - Com NC Level 3 | 0.00066308 | 0 | 0 | 0 | 0 | 0 | 0 | 0 | 0 | 0 | 0 | 0
SDG&E | MW | Commercial | Com - Hotel | WholeBlg | No | WholeBlg - Com RET Level 1 | 0.013251 | 0.018207 | 0.0235 | 0.029138 | 0.0351 | 0.041406 | 0.048025 | 0.054922 | 0.062053 | 0.06936 | 0.07677 | 0.084205
SDG&E | MW | Commercial | Com - Hotel | WholeBlg | No | WholeBlg - Com RET Level 2 | 0.022 | 0.029925 | 0.038406 | 0.047527 | 0.057258 | 0.067595 | 0.078486 | 0.089932 | 0.1018 | 0.11406 | 0.12651 | 0.13908
SDG&E | MW | Commercial | Com - Motel | AppPlug | No | AppPlug - Desktop Computer (Com - Power Management) | 0.0050583 | 0.0055715 | 0.0056987 | 0.0057136 | 0.0055322 | 0.0051676 | 0.0046291 | 0.0041232 | 0.0036471 | 0.0031998 | 0.0028345 | 0.0025079
SDG&E | MW | Commercial | Com - Motel | AppPlug | No | AppPlug - Occupancy Sensor Plug Strip | 0 | 0 | 0 | 0 | 0 | 0 | 0 | 0 | 0 | 0.015756 | 0.01393 | 0.009944
SDG&E | MW | Commercial | Com - Motel | BldgEnv | No | BldgEnv - Window Film | 0.028527 | 0.024608 | 0.026817 | 0.02986 | 0.032307 | 0.033602 | 0.033741 | 0.03335 | 0.032338 | 0.031183 | 0.029626 | 0.027644
SDG&E | MW | Commercial | Com - Motel | FoodServ | No | FoodServ - Electric Griddle | 8.9267e-05 | 9.5517e-05 | 0.00010204 | 0.00010922 | 0.00011487 | 0.00011801 | 0.00011798 | 0.00011935 | 0.00012073 | 0.00012152 | 0.00012246 | 0.00012235
SDG&E | MW | Commercial | Com - Motel | FoodServ | No | FoodServ - Electric Steamer | 0.0010219 | 0.0010313 | 0.0010395 | 0.0010523 | 0.0010478 | 0.0010202 | 0.00096713 | 0.00093593 | 0.0009119 | 0.00088887 | 0.00087322 | 0.00085344
SDG&E | MW | Commercial | Com - Motel | FoodServ | No | FoodServ - Fryer (Electric) | 0 | 0 | 0 | 0 | 0 | 0 | 0 | 0 | 0 | 0 | 6.8125e-05 | 6.83e-05
SDG&E | MW | Commercial | Com - Motel | FoodServ | No | FoodServ - Oven (Electric) | 0.00091661 | 0.00095438 | 0.00099152 | 0.0010324 | 0.0010559 | 0.0010546 | 0.0010247 | 0.0010112 | 0.001001 | 0.00098833 | 0.00098032 | 0.00096585
SDG&E | MW | Commercial | Com - Motel | HVAC | Yes | HVAC - Advanced Package Rooftop AC (> EER 12) - Emerging | 0 | 0 | 0.00012231 | 0.00031158 | 0.00053984 | 0.00079402 | 0.0010667 | 0.0013572 | 0.0016713 | 0.0020119 | 0.0023787 | 0.0027837
SDG&E | MW | Commercial | Com - Motel | HVAC | No | HVAC - Chiller (Centrifugal) | 0 | 0 | 0 | 0 | 0 | 0 | 0 | 0 | 0 | 0 | 0.0029855 | 0.0031559
SDG&E | MW | Commercial | Com - Motel | HVAC | No | HVAC - Chiller (Reciprocating) | 0.0081804 | 0.0080877 | 0.0080261 | 0.0080489 | 0.0079985 | 0.0078397 | 0.0075555 | 0.0074443 | 0.0074012 | 0.0073791 | 0.0074134 | 0.0074284
SDG&E | MW | Commercial | Com - Motel | HVAC | No | HVAC - Demand Controlled Ventilation | 0.014831 | 0.016492 | 0.016081 | 0.01536 | 0.014201 | 0.012651 | 0.010786 | 0.0092494 | 0.0079375 | 0.0068282 | 0.0059905 | 0.0052772
SDG&E | MW | Commercial | Com - Motel | HVAC | No | HVAC - EER Rated Package Rooftop AC (EER 11) | 0.023199 | 0.02309 | 0.023071 | 0.023281 | 0.023345 | 0.023176 | 0.022708 | 0.022637 | 0.022739 | 0.022903 | 0.023205 | 0.023442
SDG&E | MW | Commercial | Com - Motel | HVAC | No | HVAC - EER Rated Package Rooftop HP (EER 11) | 0 | 0 | 0 | 0 | 0 | 0 | 0 | 0 | 0 | 0 | 0 | 0.00091618
SDG&E | MW | Commercial | Com - Motel | HVAC | No | HVAC - Repair Duct System | 0 | 0 | 0 | 0 | 0 | 0 | 0 | 0 | 0 | 0 | 0 | 0.0010112
SDG&E | MW | Commercial | Com - Motel | HVAC | No | HVAC - SEER Rated Package Rooftop AC (SEER 14) | 0.039527 | 0.039025 | 0 | 0 | 0 | 0 | 0 | 0 | 0 | 0 | 0 | 0
SDG&E | MW | Commercial | Com - Motel | HVAC | No | HVAC - SEER Rated Package Rooftop AC (SEER 15) | 0.061591 | 0.061244 | 0.028368 | 0.028517 | 0.028536 | 0.02834 | 0.027866 | 0.02776 | 0.027811 | 0.02792 | 0.028156 | 0.028369
SDG&E | MW | Commercial | Com - Motel | HVAC | No | HVAC - SEER Rated Package Rooftop HP (SEER 14) | 0.0081808 | 0.0080855 | 0 | 0 | 0 | 0 | 0 | 0 | 0 | 0 | 0 | 0
SDG&E | MW | Commercial | Com - Motel | HVAC | No | HVAC - SEER Rated Package Rooftop HP (SEER 15) | 0.033845 | 0.03343 | 0.015398 | 0.015435 | 0.015361 | 0.015109 | 0.014641 | 0.014469 | 0.014417 | 0.014405 | 0.01449 | 0.014545
SDG&E | MW | Commercial | Com - Motel | HVAC | No | HVAC - SEER Rated Split System AC (SEER 14) | 0.021344 | 0.020869 | 0.020523 | 0 | 0 | 0 | 0 | 0 | 0 | 0 | 0 | 0
SDG&E | MW | Commercial | Com - Motel | HVAC | No | HVAC - SEER Rated Split System AC (SEER 15) | 0.017028 | 0.017592 | 0.0084344 | 0.0087465 | 0.0089941 | 0.009144 | 0.009169 | 0.009295 | 0.0094567 | 0.0096218 | 0.0098191 | 0.0099948
SDG&E | MW | Commercial | Com - Motel | HVAC | No | HVAC - SEER Rated Split System HP (SEER 14) | 0.03703 | 0.036624 | 0.0049039 | 0.0049115 | 0.0048853 | 0.0048059 | 0.004663 | 0.0046086 | 0.0045899 | 0.0045833 | 0.0046059 | 0.0046198
SDG&E | MW | Commercial | Com - Motel | HVAC | No | HVAC - SEER Rated Split System HP (SEER 15) | 0.017737 | 0.017562 | 0.0081043 | 0.0081322 | 0.0081037 | 0.0079863 | 0.0077609 | 0.0076815 | 0.0076611 | 0.0076602 | 0.0077075 | 0.00774
SDG&E | MW | Commercial | Com - Motel | Lighting | Yes | Lighting - LED Fixture (Replacing T8) - Emerging | 0 | 0 | 0 | 0 | 0.006972 | 0.013278 | 0.018792 | 0.024336 | 0.029231 | 0.033953 | 0.038726 | 0.043084
SDG&E | MW | Commercial | Com - Motel | Lighting | Yes | Lighting - LED Lamp (Basic High - Indoor) - Emerging | 0.00022484 | 0.00040017 | 0.00068311 | 0.00096457 | 0.0012314 | 0.00019749 | 0.00023535 | 0.00027203 | 0.00030445 | 0.00033149 | 0.00043723 | 0.00058731
SDG&E | MW | Commercial | Com - Motel | Lighting | Yes | Lighting - LED Lamp (Basic Low - Indoor) - Emerging | 0.0008311 | 0.001324 | 0.0016663 | 0.0020617 | 0.00249 | 0.00044226 | 0.00056541 | 0.00086226 | 0.001157 | 0.0014468 | 0.0017328 | 0.0019985
SDG&E | MW | Commercial | Com - Motel | Lighting | Yes | Lighting - LED Plug-In Indoor Fixture - Emerging | 0.00079576 | 0.00098305 | 0.0012075 | 0.0014689 | 0.0017518 | 0.00011505 | 0.000128 | 0.00014336 | 0.00018432 | 0.00023014 | 0.00027912 | 0.00032851
SDG&E | MW | Commercial | Com - Motel | Lighting | No | Lighting - Cold Cathode Lamp | 4.384e-05 | 4.5523e-05 | 4.6894e-05 | 4.8511e-05 | 4.9145e-05 | 0 | 0 | 0 | 0 | 0 | 0 | 0
SDG&E | MW | Commercial | Com - Motel | Lighting | No | Lighting - Compact Fluorescent Fixture (Indoor) | 0.055061 | 0.054906 | 0.055035 | 0.055535 | 0.055664 | 0 | 0 | 0 | 0 | 0 | 0 | 0
SDG&E | MW | Commercial | Com - Motel | Lighting | No | Lighting - Compact Fluorescent Lamp (Basic High - Indoor) | 0.008708 | 0.010084 | 0.01099 | 0.011554 | 0.011748 | 0 | 0 | 0 | 0 | 0 | 0 | 0
SDG&E | MW | Commercial | Com - Motel | Lighting | No | Lighting - Compact Fluorescent Lamp (Basic Low - Indoor) | 0.019179 | 0.018225 | 0.017492 | 0.017002 | 0.016627 | 0 | 0 | 0 | 0 | 0 | 0 | 0
SDG&E | MW | Commercial | Com - Motel | Lighting | No | Lighting - Exit Fixture (LED) | 0.026337 | 0.024005 | 0.019571 | 0.013952 | 0.0086189 | 0.0044319 | 0.0015172 | 0 | 0 | 0 | 0 | 0
SDG&E | MW | Commercial | Com - Motel | Lighting | No | Lighting - Halogen Lamp (A-Line) | 0.00026831 | 0.00035105 | 0.00042611 | 0.00050813 | 0.00059169 | 0 | 0 | 0 | 0 | 0 | 0 | 0
SDG&E | MW | Commercial | Com - Motel | Lighting | No | Lighting - Halogen Lamp (Reflector) | 9.8551e-05 | 0.00012744 | 0.00015181 | 0.0001773 | 0.00020273 | 0.0002274 | 0.00024449 | 0.0002621 | 0.00027567 | 0.00028946 | 0.00030415 | 0.00031448
SDG&E | MW | Commercial | Com - Motel | Lighting | No | Lighting - Induction Fixture (Indoor) | 0.005499 | 0.0066134 | 0.0077343 | 0.0089093 | 0.0099735 | 0.010829 | 0.011393 | 0.012065 | 0.012723 | 0.013308 | 0.013887 | 0.014332
SDG&E | MW | Commercial | Com - Motel | Lighting | No | Lighting - Induction Fixture (Outdoor) | 0.0021465 | 0.0025692 | 0.0030019 | 0.0034625 | 0.0038849 | 0.0042303 | 0.004465 | 0.004746 | 0.0050251 | 0.0052791 | 0.0055324 | 0.0057338
SDG&E | MW | Commercial | Com - Motel | Lighting | No | Lighting - Linear Fluorescent Delamping | 0.00017325 | 0.00016645 | 0.00015756 | 0.00012673 | 0 | 0 | 0 | 0 | 0 | 0 | 0 | 0
SDG&E | MW | Commercial | Com - Motel | Lighting | No | Lighting - Linear Fluorescent Fixture (Low Wattage T8) | 0.0059632 | 0.007243 | 0.0085515 | 0.0099144 | 0.011192 | 0.01194 | 0.012252 | 0.012555 | 0.012823 | 0.013005 | 0.013165 | 0.013227
SDG&E | MW | Commercial | Com - Motel | Lighting | No | Lighting - Occupancy Sensor | 0 | 0 | 0 | 0 | 0 | 0 | 0 | 0 | 0 | 0.0048084 | 0.006641 | 0.0052554
SDG&E | MW | Commercial | Com - Motel | Lighting | No | Lighting - Plug-In Fixture (Compact Fluorescent) | 0.010593 | 0.010185 | 0.0098799 | 0.0097377 | 0.0095459 | 0 | 0 | 0 | 0 | 0 | 0 | 0
SDG&E | MW | Commercial | Com - Motel | Lighting | No | Lighting - Plug-In Fixture (Linear Fluorescent) | 0 | 0 | 0.01852 | 0.019363 | 0.019576 | 0 | 0 | 0 | 0 | 0 | 0 | 0
SDG&E | MW | Commercial | Com - Motel | Lighting | No | Lighting - Plug-In Fixture (PSMH with Electronic Ballast) | 0 | 0 | 0 | 0 | 0 | 0.0024441 | 0.0036219 | 0.0036934 | 0.0037396 | 0.003757 | 0.0037813 | 0.0038328
SDG&E | MW | Commercial | Com - Motel | Lighting | No | Lighting - Plug-In Fixture (PSMH) | 0.0054875 | 0.0060662 | 0.0059991 | 0.0060362 | 0.0059643 | 0.0055133 | 0.0051263 | 0.0049688 | 0.0048885 | 0.0048354 | 0.0048267 | 0.0047311
SDG&E | MW | Commercial | Com - Motel | SHW | No | SHW - EF Rated Instantaneous Water Heater (Electric) | 4.3186e-05 | 5.3161e-05 | 6.3871e-05 | 7.5364e-05 | 8.5937e-05 | 9.4605e-05 | 0.00010055 | 0.00010748 | 0.00011432 | 0.00012048 | 0.00012661 | 0.00013151
SDG&E | MW | Commercial | Com - Motel | SHW | No | SHW - EF Rated Storage Water Heater (Electric) | 3.3277e-05 | 4.0211e-05 | 0 | 0 | 0 | 0 | 0 | 0 | 0 | 0 | 0 | 0
SDG&E | MW | Commercial | Com - Motel | Service | No | HVAC - Comprehensive Rooftop Unit Quality Maintenance | 2.9782e-08 | 2.6781e-08 | 2.7554e-08 | 2.7703e-08 | 2.7114e-08 | 2.583e-08 | 2.3897e-08 | 2.1415e-08 | 1.857e-08 | 1.5518e-08 | 1.2462e-08 | 9.5376e-09
SDG&E | MW | Commercial | Com - Motel | Service | No | Service - HVAC Fault Detection & Diagnositics | 0 | 1.7258e-05 | 1.6917e-05 | 1.6981e-05 | 1.6656e-05 | 1.5772e-05 | 1.4261e-05 | 1.3664e-05 | 1.3414e-05 | 1.3264e-05 | 1.3385e-05 | 1.3387e-05
SDG&E | MW | Commercial | Com - Motel | Service | No | Service - Retro-Commissioning (Electric) | 0 | 0 | 0 | 0 | 0 | 0 | 0 | 0 | 6.7591e-05 | 6.0906e-05 | 3.6799e-05 | 1.5667e-05
SDG&E | MW | Commercial | Com - Motel | WholeBlg | No | HVAC - Energy Management System | 8.0366e-06 | 1.0555e-05 | 9.2054e-06 | 8.0817e-06 | 6.9793e-06 | 5.8673e-06 | 4.7336e-06 | 4.5897e-06 | 4.5475e-06 | 4.5299e-06 | 4.5984e-06 | 4.6208e-06
SDG&E | MW | Commercial | Com - Motel | WholeBlg | No | WholeBlg - Com NC Level 2 | 0.00047611 | 0 | 0 | 0 | 0 | 0 | 0 | 0 | 0 | 0 | 0 | 0
SDG&E | MW | Commercial | Com - Motel | WholeBlg | No | WholeBlg - Com NC Level 3 | 0.00066308 | 0 | 0 | 0 | 0 | 0 | 0 | 0 | 0 | 0 | 0 | 0
SDG&E | MW | Commercial | Com - Motel | WholeBlg | No | WholeBlg - Com RET Level 1 | 0.014105 | 0.019388 | 0.025033 | 0.031046 | 0.037407 | 0.044134 | 0.051196 | 0.058553 | 0.066162 | 0.073956 | 0.081859 | 0.089787
SDG&E | MW | Commercial | Com - Motel | WholeBlg | No | WholeBlg - Com RET Level 2 | 0.022271 | 0.030293 | 0.038878 | 0.048111 | 0.05796 | 0.068423 | 0.079446 | 0.091031 | 0.10304 | 0.11545 | 0.12805 | 0.14078
SDG&E | MW | Commercial | Com - Nusing Home | AppPlug | No | AppPlug - Desktop Computer (Com - Power Management) | 0.0040431 | 0.0044533 | 0.004555 | 0.0045669 | 0.0044219 | 0.0041305 | 0.0037 | 0.0032957 | 0.0029151 | 0.0025576 | 0.0022656 | 0.0020045
SDG&E | MW | Commercial | Com - Nusing Home | AppPlug | No | AppPlug - Occupancy Sensor Plug Strip | 0 | 0 | 0 | 0 | 0 | 0 | 0 | 0 | 0 | 0.012594 | 0.011134 | 0.0079483
SDG&E | MW | Commercial | Com - Nusing Home | BldgEnv | No | BldgEnv - Window Film | 0.022113 | 0.019059 | 0.02079 | 0.023171 | 0.025077 | 0.02609 | 0.026208 | 0.025915 | 0.025141 | 0.024256 | 0.023058 | 0.021525
SDG&E | MW | Commercial | Com - Nusing Home | FoodServ | No | FoodServ - Electric Steamer | 0.0017357 | 0.0017516 | 0.0017655 | 0.0017873 | 0.0017797 | 0.0017328 | 0.0016427 | 0.0015897 | 0.0015489 | 0.0015097 | 0.0014832 | 0.0014496
SDG&E | MW | Commercial | Com - Nusing Home | FoodServ | No | FoodServ - Oven (Electric) | 0.0014653 | 0.0015257 | 0.001585 | 0.0016504 | 0.0016879 | 0.0016859 | 0.001638 | 0.0016165 | 0.0016001 | 0.0015799 | 0.0015671 | 0.001544
SDG&E | MW | Commercial | Com - Nusing Home | HVAC | Yes | HVAC - Advanced Package Rooftop AC (> EER 12) - Emerging | 0 | 0 | 6.089e-05 | 0.00019792 | 0.00038456 | 0.00060096 | 0.00083403 | 0.0010794 | 0.0013405 | 0.0016193 | 0.0019156 | 0.0022396
SDG&E | MW | Commercial | Com - Nusing Home | HVAC | No | HVAC - Chiller (Centrifugal) | 0.016661 | 0.016624 | 0.016609 | 0.016617 | 0.016633 | 0.016656 | 0.016673 | 0.016662 | 0.016652 | 0.016645 | 0.016649 | 0.016671
SDG&E | MW | Commercial | Com - Nusing Home | HVAC | No | HVAC - Chiller (Reciprocating) | 0.03054 | 0.030137 | 0.029834 | 0.029775 | 0.029532 | 0.02901 | 0.02816 | 0.027766 | 0.027561 | 0.027419 | 0.027437 | 0.027415
SDG&E | MW | Commercial | Com - Nusing Home | HVAC | No | HVAC - Demand Controlled Ventilation | 0.0059222 | 0.0065757 | 0.0064034 | 0.0061068 | 0.0056369 | 0.0050123 | 0.0042642 | 0.0036475 | 0.0031231 | 0.0026801 | 0.0023472 | 0.0020755
SDG&E | MW | Commercial | Com - Nusing Home | HVAC | No | HVAC - EER Rated Package Rooftop AC (EER 11) | 0 | 0 | 0.011913 | 0.012708 | 0.013315 | 0.018136 | 0.018322 | 0.018585 | 0.018853 | 0.019098 | 0.019401 | 0.019669
SDG&E | MW | Commercial | Com - Nusing Home | HVAC | No | HVAC - SEER Rated Package Rooftop AC (Recharge) | 0 | 0 | 0 | 0 | 0 | 0 | 0 | 0 | 0 | 0 | 0.0054755 | 0.0049306
SDG&E | MW | Commercial | Com - Nusing Home | HVAC | No | HVAC - SEER Rated Package Rooftop AC (SEER 14) | 0.043111 | 0.042589 | 0 | 0 | 0 | 0 | 0 | 0 | 0 | 0 | 0 | 0
SDG&E | MW | Commercial | Com - Nusing Home | HVAC | No | HVAC - SEER Rated Package Rooftop AC (SEER 15) | 0.064082 | 0.063735 | 0.029523 | 0.029676 | 0.029695 | 0.029493 | 0.029006 | 0.028898 | 0.028953 | 0.029068 | 0.029315 | 0.029539
SDG&E | MW | Commercial | Com - Nusing Home | HVAC | No | HVAC - SEER Rated Package Rooftop HP (SEER 14) | 0.0076019 | 0.0075257 | 0 | 0 | 0 | 0 | 0 | 0 | 0 | 0 | 0 | 0
SDG&E | MW | Commercial | Com - Nusing Home | HVAC | No | HVAC - SEER Rated Package Rooftop HP (SEER 15) | 0.029675 | 0.029362 | 0.013536 | 0.013561 | 0.013498 | 0.013297 | 0.012926 | 0.012786 | 0.012738 | 0.012722 | 0.012782 | 0.01282
SDG&E | MW | Commercial | Com - Nusing Home | HVAC | No | HVAC - SEER Rated Split System AC (SEER 14) | 0.031158 | 0.030463 | 0.029962 | 0 | 0 | 0 | 0 | 0 | 0 | 0 | 0 | 0
SDG&E | MW | Commercial | Com - Nusing Home | HVAC | No | HVAC - SEER Rated Split System AC (SEER 15) | 0.017151 | 0.017731 | 0.0085024 | 0.0088124 | 0.0090624 | 0.0092218 | 0.0092654 | 0.0093989 | 0.0095643 | 0.0097324 | 0.0099294 | 0.010107
SDG&E | MW | Commercial | Com - Nusing Home | HVAC | No | HVAC - SEER Rated Split System HP (SEER 14) | 0.041456 | 0.041023 | 0.0054942 | 0.0055021 | 0.0054729 | 0.0053852 | 0.005228 | 0.0051672 | 0.0051449 | 0.0051357 | 0.0051585 | 0.0051716
SDG&E | MW | Commercial | Com - Nusing Home | HVAC | No | HVAC - SEER Rated Split System HP (SEER 15) | 0.017953 | 0.017791 | 0.0082121 | 0.0082368 | 0.008207 | 0.008091 | 0.0078714 | 0.0077917 | 0.0077682 | 0.0077635 | 0.0078054 | 0.007833
SDG&E | MW | Commercial | Com - Nusing Home | Lighting | Yes | Lighting - LED Fixture (Replacing T8) - Emerging | 0.0097849 | 0.013544 | 0.019002 | 0.026154 | 0.034621 | 0.04442 | 0.054708 | 0.067226 | 0.080944 | 0.09582 | 0.1121 | 0.12818
SDG&E | MW | Commercial | Com - Nusing Home | Lighting | Yes | Lighting - LED Lamp (Basic High - Indoor) - Emerging | 0.00048053 | 0.00084283 | 0.0012596 | 0.0015938 | 0.0019693 | 0.00030489 | 0.00035407 | 0.00040177 | 0.00044465 | 0.00047959 | 0.00050787 | 0.00052741
SDG&E | MW | Commercial | Com - Nusing Home | Lighting | Yes | Lighting - LED Lamp (Basic Low - Indoor) - Emerging | 0.0035907 | 0.0048343 | 0.0056301 | 0.0065333 | 0.0091399 | 0.0022104 | 0.0030438 | 0.0039192 | 0.0048137 | 0.0057158 | 0.0066111 | 0.0074481
SDG&E | MW | Commercial | Com - Nusing Home | Lighting | Yes | Lighting - LED Plug-In Indoor Fixture - Emerging | 0.0030103 | 0.0037437 | 0.0045632 | 0.0054734 | 0.006416 | 0.00041347 | 0.00045193 | 0.00052435 | 0.00067289 | 0.00082675 | 0.00098523 | 0.0011407
SDG&E | MW | Commercial | Com - Nusing Home | Lighting | No | Lighting - Cold Cathode Lamp | 0.00071971 | 0.00072395 | 0.00072556 | 0.0007304 | 0.00072461 | 0 | 0 | 0 | 0 | 0 | 0 | 0
SDG&E | MW | Commercial | Com - Nusing Home | Lighting | No | Lighting - Compact Fluorescent Fixture (Indoor) | 0.16674 | 0.16554 | 0.16529 | 0.16603 | 0.16531 | 0 | 0 | 0 | 0 | 0 | 0 | 0
SDG&E | MW | Commercial | Com - Nusing Home | Lighting | No | Lighting - Compact Fluorescent Lamp (Basic High - Indoor) | 0.0043029 | 0.0056202 | 0.0067672 | 0.0078182 | 0.0086839 | 0 | 0 | 0 | 0 | 0 | 0 | 0
SDG&E | MW | Commercial | Com - Nusing Home | Lighting | No | Lighting - Compact Fluorescent Lamp (Basic Low - Indoor) | 0.057585 | 0.053135 | 0.051159 | 0.051121 | 0.049297 | 0 | 0 | 0 | 0 | 0 | 0 | 0
SDG&E | MW | Commercial | Com - Nusing Home | Lighting | No | Lighting - Exit Fixture (LED) | 0.021547 | 0.019654 | 0.016027 | 0.011433 | 0.0070806 | 0.003665 | 0.0012818 | 0 | 0 | 0 | 0 | 0
SDG&E | MW | Commercial | Com - Nusing Home | Lighting | No | Lighting - Halogen Lamp (A-Line) | 0.00021445 | 0.00028053 | 0.00034046 | 0.00040596 | 0.00047267 | 0 | 0 | 0 | 0 | 0 | 0 | 0
SDG&E | MW | Commercial | Com - Nusing Home | Lighting | No | Lighting - Halogen Lamp (Reflector) | 7.8811e-05 | 0.00010187 | 0.00012132 | 0.00014165 | 0.00016193 | 0.00018142 | 0.00019505 | 0.00020901 | 0.00021981 | 0.00023063 | 0.00024246 | 0.00025064
SDG&E | MW | Commercial | Com - Nusing Home | Lighting | No | Lighting - High Bay HID to T5 | 0.0040395 | 0.0042011 | 0.0046205 | 0.0048843 | 0.0048951 | 0.0046276 | 0.0040989 | 0.0034939 | 0.0028819 | 0.0023177 | 0.0018686 | 0.0015115
SDG&E | MW | Commercial | Com - Nusing Home | Lighting | No | Lighting - Induction Fixture (Indoor) | 0.0044274 | 0.0053866 | 0.0063553 | 0.007372 | 0.0082979 | 0.0090479 | 0.0095469 | 0.010131 | 0.010699 | 0.011197 | 0.011681 | 0.012045
SDG&E | MW | Commercial | Com - Nusing Home | Lighting | No | Lighting - Induction Fixture (Outdoor) | 0.0017159 | 0.0020535 | 0.0023994 | 0.0027675 | 0.0031052 | 0.0033813 | 0.0035689 | 0.0037935 | 0.0040165 | 0.0042196 | 0.004422 | 0.004583
SDG&E | MW | Commercial | Com - Nusing Home | Lighting | No | Lighting - Linear Fluorescent Delamping | 0.0014673 | 0.0014081 | 0.0013407 | 0.0010815 | 0.00061259 | 0 | 0 | 0 | 0 | 0 | 0 | 0
SDG&E | MW | Commercial | Com - Nusing Home | Lighting | No | Lighting - Linear Fluorescent Fixture (Low Wattage T8) | 0.0057101 | 0.0073598 | 0.0089512 | 0.010603 | 0.012136 | 0.013418 | 0.014385 | 0.015406 | 0.016467 | 0.017451 | 0.018419 | 0.01925
SDG&E | MW | Commercial | Com - Nusing Home | Lighting | No | Lighting - Low Bay HID to T5 | 0 | 0 | 0 | 0.00039843 | 0.00049163 | 0.00046495 | 0.00041548 | 0.00036193 | 0.00030856 | 0.00025814 | 0.00021661 | 0.00018141
SDG&E | MW | Commercial | Com - Nusing Home | Lighting | No | Lighting - Plug-In Fixture (Compact Fluorescent) | 0.033247 | 0.031756 | 0.030615 | 0.030005 | 0.029287 | 0 | 0 | 0 | 0 | 0 | 0 | 0
SDG&E | MW | Commercial | Com - Nusing Home | Lighting | No | Lighting - Plug-In Fixture (Induction) | 0 | 0 | 0 | 0.0031603 | 0.0062715 | 0.0069384 | 0.0071793 | 0.0073996 | 0.0075769 | 0.0077119 | 0.0078718 | 0.0079795
SDG&E | MW | Commercial | Com - Nusing Home | Lighting | No | Lighting - Plug-In Fixture (Linear Fluorescent) | 0.053719 | 0.05646 | 0.058227 | 0.059818 | 0.060014 | 0 | 0 | 0 | 0 | 0 | 0 | 0
SDG&E | MW | Commercial | Com - Nusing Home | Lighting | No | Lighting - Plug-In Fixture (PSMH with Electronic Ballast) | 0.012246 | 0.012272 | 0.012142 | 0.011998 | 0.011334 | 0.010632 | 0.0099713 | 0.0096628 | 0.0095115 | 0.0094273 | 0.0094289 | 0.0094219
SDG&E | MW | Commercial | Com - Nusing Home | Lighting | No | Lighting - Plug-In Fixture (PSMH) | 0.012563 | 0.012575 | 0.012446 | 0.011947 | 0.011176 | 0.0104 | 0.0096886 | 0.0093243 | 0.0091176 | 0.0089769 | 0.0089214 | 0.0088637
SDG&E | MW | Commercial | Com - Nusing Home | SHW | No | SHW - EF Rated Instantaneous Water Heater (Electric) | 7.4331e-05 | 9.1448e-05 | 0.00010981 | 0.00012952 | 0.00014761 | 0.00016237 | 0.00017237 | 0.00018416 | 0.00019583 | 0.00020637 | 0.0002169 | 0.00022531
SDG&E | MW | Commercial | Com - Nusing Home | SHW | No | SHW - EF Rated Storage Water Heater (Electric) | 5.6618e-05 | 6.8412e-05 | 0 | 0 | 0 | 0 | 0 | 0 | 0 | 0 | 0 | 0
SDG&E | MW | Commercial | Com - Nusing Home | Service | No | HVAC - Comprehensive Rooftop Unit Quality Maintenance | 2.3805e-08 | 2.1406e-08 | 2.2024e-08 | 2.2143e-08 | 2.1672e-08 | 2.0646e-08 | 1.9101e-08 | 1.7117e-08 | 1.4843e-08 | 1.2403e-08 | 9.9608e-09 | 7.6234e-09
SDG&E | MW | Commercial | Com - Nusing Home | Service | No | Service - HVAC Fault Detection & Diagnositics | 0 | 1.3794e-05 | 1.3522e-05 | 1.3573e-05 | 1.3313e-05 | 1.2606e-05 | 1.1399e-05 | 1.0922e-05 | 1.0722e-05 | 1.0602e-05 | 1.0699e-05 | 1.07e-05
SDG&E | MW | Commercial | Com - Nusing Home | Service | No | Service - Retro-Commissioning (Electric) | 0 | 0 | 0 | 0 | 0 | 0 | 0 | 0 | 5.4026e-05 | 4.8682e-05 | 2.9413e-05 | 1.2523e-05
SDG&E | MW | Commercial | Com - Nusing Home | WholeBlg | No | HVAC - Energy Management System | 6.4236e-06 | 8.4369e-06 | 7.3579e-06 | 6.4597e-06 | 5.5786e-06 | 4.6897e-06 | 3.7835e-06 | 3.6685e-06 | 3.6348e-06 | 3.6208e-06 | 3.6755e-06 | 3.6934e-06
SDG&E | MW | Commercial | Com - Nusing Home | WholeBlg | No | WholeBlg - Com NC Level 2 | 0.00037941 | 0 | 0 | 0 | 0 | 0 | 0 | 0 | 0 | 0 | 0 | 0
SDG&E | MW | Commercial | Com - Nusing Home | WholeBlg | No | WholeBlg - Com NC Level 3 | 0.00053464 | 0 | 0 | 0 | 0 | 0 | 0 | 0 | 0 | 0 | 0 | 0
SDG&E | MW | Commercial | Com - Nusing Home | WholeBlg | No | WholeBlg - Com RET Level 1 | 0.014176 | 0.019417 | 0.025013 | 0.030987 | 0.037315 | 0.044018 | 0.051056 | 0.058408 | 0.066012 | 0.073827 | 0.081754 | 0.089985
SDG&E | MW | Commercial | Com - Nusing Home | WholeBlg | No | WholeBlg - Com RET Level 2 | 0.024725 | 0.033657 | 0.043241 | 0.053575 | 0.0646 | 0.076346 | 0.088742 | 0.10179 | 0.11534 | 0.12935 | 0.1436 | 0.15774
SDG&E | MW | Commercial | Com - Office (Large) | AppPlug | No | AppPlug - Desktop Computer (Com - Power Management) | 0.028918 | 0.031524 | 0.032601 | 0.032951 | 0.032092 | 0.030067 | 0.026945 | 0.023907 | 0.020992 | 0.018244 | 0.015986 | 0.013993
SDG&E | MW | Commercial | Com - Office (Large) | AppPlug | No | AppPlug - Occupancy Sensor Plug Strip | 0 | 0 | 0 | 0 | 0 | 0 | 0 | 0 | 0 | 0.079927 | 0.070663 | 0.050443
SDG&E | MW | Commercial | Com - Office (Large) | BldgEnv | No | BldgEnv - Window Film | 0 | 0 | 0 | 0 | 0.0711 | 0.14336 | 0.1839 | 0.19462 | 0.18592 | 0.17087 | 0.1547 | 0.14014
SDG&E | MW | Commercial | Com - Office (Large) | FoodServ | No | FoodServ - Electric Steamer | 0.0064798 | 0.0065392 | 0.0065911 | 0.0066723 | 0.0066438 | 0.0064689 | 0.0061324 | 0.0059346 | 0.0057822 | 0.0056362 | 0.005537 | 0.0054115
SDG&E | MW | Commercial | Com - Office (Large) | FoodServ | No | FoodServ - Oven (Electric) | 0.0058121 | 0.0060516 | 0.0062871 | 0.0065464 | 0.0066951 | 0.0066873 | 0.0064973 | 0.006412 | 0.0063469 | 0.0062669 | 0.0062161 | 0.0061243
SDG&E | MW | Commercial | Com - Office (Large) | HVAC | No | HVAC - Chiller (Centrifugal) | 0.1227 | 0.1226 | 0.12264 | 0.12284 | 0.1231 | 0.1234 | 0.12367 | 0.12372 | 0.12376 | 0.12383 | 0.12398 | 0.12425
SDG&E | MW | Commercial | Com - Office (Large) | HVAC | No | HVAC - Chiller (Reciprocating) | 0.20066 | 0.19814 | 0.19627 | 0.19608 | 0.19457 | 0.19107 | 0.18522 | 0.18262 | 0.18135 | 0.18051 | 0.18078 | 0.18075
SDG&E | MW | Commercial | Com - Office (Large) | HVAC | No | HVAC - Demand Controlled Ventilation | 0.0028272 | 0.0031568 | 0.0030896 | 0.0029639 | 0.0027529 | 0.0024649 | 0.002114 | 0.0018251 | 0.0015759 | 0.0013647 | 0.0012029 | 0.0010637
SDG&E | MW | Commercial | Com - Office (Large) | HVAC | No | HVAC - EER Rated Package Rooftop AC (EER 11) | 0 | 0 | 0.042089 | 0.12026 | 0.1257 | 0.12795 | 0.1269 | 0.12738 | 0.12835 | 0.12935 | 0.13101 | 0.13234
SDG&E | MW | Commercial | Com - Office (Large) | HVAC | No | HVAC - SEER Rated Package Rooftop AC (Recharge) | 0 | 0.11734 | 0.10901 | 0.08269 | 0.055013 | 0.03306 | 0.016613 | 0.0041343 | 0 | 0 | 0 | 0
SDG&E | MW | Commercial | Com - Office (Large) | HVAC | No | HVAC - SEER Rated Package Rooftop AC (SEER 14) | 0.25655 | 0.25373 | 0 | 0 | 0 | 0 | 0 | 0 | 0 | 0 | 0 | 0
SDG&E | MW | Commercial | Com - Office (Large) | HVAC | No | HVAC - SEER Rated Package Rooftop AC (SEER 15) | 0.39232 | 0.39 | 0.18056 | 0.18155 | 0.18152 | 0.17987 | 0.17621 | 0.17523 | 0.17539 | 0.17594 | 0.17741 | 0.17867
SDG&E | MW | Commercial | Com - Office (Large) | HVAC | No | HVAC - SEER Rated Package Rooftop HP (SEER 14) | 0.049731 | 0.049176 | 0 | 0 | 0 | 0 | 0 | 0 | 0 | 0 | 0 | 0
SDG&E | MW | Commercial | Com - Office (Large) | HVAC | No | HVAC - SEER Rated Package Rooftop HP (SEER 15) | 0.18747 | 0.18547 | 0.085494 | 0.085743 | 0.085317 | 0.083845 | 0.081126 | 0.080117 | 0.07979 | 0.079683 | 0.080134 | 0.080401
SDG&E | MW | Commercial | Com - Office (Large) | HVAC | No | HVAC - SEER Rated Split System AC (SEER 14) | 0.11687 | 0.11478 | 0.11327 | 0 | 0 | 0 | 0 | 0 | 0 | 0 | 0 | 0
SDG&E | MW | Commercial | Com - Office (Large) | HVAC | No | HVAC - SEER Rated Split System AC (SEER 15) | 0.10783 | 0.11131 | 0.053326 | 0.055333 | 0.056849 | 0.057617 | 0.057448 | 0.058116 | 0.059082 | 0.060088 | 0.061364 | 0.062465
SDG&E | MW | Commercial | Com - Office (Large) | HVAC | No | HVAC - SEER Rated Split System HP (SEER 14) | 0.20562 | 0.20351 | 0.027257 | 0.027309 | 0.027159 | 0.026694 | 0.025859 | 0.025537 | 0.025419 | 0.025368 | 0.025486 | 0.025551
SDG&E | MW | Commercial | Com - Office (Large) | HVAC | No | HVAC - SEER Rated Split System HP (SEER 15) | 0.098942 | 0.09801 | 0.045217 | 0.045351 | 0.045153 | 0.04444 | 0.043112 | 0.04262 | 0.042461 | 0.042411 | 0.042635 | 0.042771
SDG&E | MW | Commercial | Com - Office (Large) | Lighting | Yes | Lighting - LED Fixture (Replacing T8) - Emerging | 0 | 0.041757 | 0.091973 | 0.15492 | 0.22685 | 0.30762 | 0.39046 | 0.49016 | 0.59599 | 0.70886 | 0.83062 | 0.94898
SDG&E | MW | Commercial | Com - Office (Large) | Lighting | Yes | Lighting - LED Lamp (Basic High - Indoor) - Emerging | 0.0035453 | 0.0056681 | 0.0074132 | 0.0083666 | 0.0094204 | 0.0020298 | 0.0029875 | 0.0039825 | 0.0049839 | 0.0059713 | 0.0069533 | 0.0078903
SDG&E | MW | Commercial | Com - Office (Large) | Lighting | Yes | Lighting - LED Lamp (Basic Low - Indoor) - Emerging | 0.010412 | 0.014188 | 0.016671 | 0.019317 | 0.021988 | 0.0044531 | 0.0069224 | 0.0093705 | 0.011769 | 0.014123 | 0.01642 | 0.018547
SDG&E | MW | Commercial | Com - Office (Large) | Lighting | Yes | Lighting - LED Plug-In Indoor Fixture - Emerging | 0.021436 | 0.02667 | 0.032479 | 0.038902 | 0.045531 | 0.0029287 | 0.0031954 | 0.0037288 | 0.0047764 | 0.0058574 | 0.0069669 | 0.0080521
SDG&E | MW | Commercial | Com - Office (Large) | Lighting | No | Lighting - Cold Cathode Lamp | 0.0036794 | 0.0037418 | 0.0037827 | 0.0038358 | 0.0038273 | 0 | 0 | 0 | 0 | 0 | 0 | 0
SDG&E | MW | Commercial | Com - Office (Large) | Lighting | No | Lighting - Compact Fluorescent Fixture (Indoor) | 1.2325 | 1.2236 | 1.2218 | 1.2275 | 1.2227 | 0 | 0 | 0 | 0 | 0 | 0 | 0
SDG&E | MW | Commercial | Com - Office (Large) | Lighting | No | Lighting - Compact Fluorescent Lamp (Basic High - Indoor) | 0.089201 | 0.081107 | 0.076547 | 0.07588 | 0.076301 | 0 | 0 | 0 | 0 | 0 | 0 | 0
SDG&E | MW | Commercial | Com - Office (Large) | Lighting | No | Lighting - Compact Fluorescent Lamp (Basic Low - Indoor) | 0.1883 | 0.16462 | 0.15036 | 0.14334 | 0.14032 | 0 | 0 | 0 | 0 | 0 | 0 | 0
SDG&E | MW | Commercial | Com - Office (Large) | Lighting | No | Lighting - Exit Fixture (LED) | 0.14788 | 0.13478 | 0.10988 | 0.078333 | 0.048383 | 0.02487 | 0.0085034 | 0 | 0 | 0 | 0 | 0
SDG&E | MW | Commercial | Com - Office (Large) | Lighting | No | Lighting - Halogen Lamp (A-Line) | 0.0013609 | 0.0017797 | 0.0021595 | 0.0025746 | 0.0029971 | 0 | 0 | 0 | 0 | 0 | 0 | 0
SDG&E | MW | Commercial | Com - Office (Large) | Lighting | No | Lighting - Halogen Lamp (Reflector) | 0.00050053 | 0.0006466 | 0.00076974 | 0.00089841 | 0.0010266 | 0.0011479 | 0.0012346 | 0.0013217 | 0.0013901 | 0.0014567 | 0.0015327 | 0.0015838
SDG&E | MW | Commercial | Com - Office (Large) | Lighting | No | Lighting - High Bay HID to T5 | 0 | 0 | 0.018222 | 0.018304 | 0.017964 | 0.01702 | 0.015398 | 0.014762 | 0.014499 | 0.014343 | 0.014482 | 0.014491
SDG&E | MW | Commercial | Com - Office (Large) | Lighting | No | Lighting - Induction Fixture (Indoor) | 0.028705 | 0.0352 | 0.041781 | 0.048698 | 0.055022 | 0.060168 | 0.063612 | 0.067604 | 0.071451 | 0.074793 | 0.07801 | 0.08037
SDG&E | MW | Commercial | Com - Office (Large) | Lighting | No | Lighting - Induction Fixture (Outdoor) | 0.01089 | 0.013033 | 0.015228 | 0.017564 | 0.019707 | 0.021459 | 0.02265 | 0.024075 | 0.025491 | 0.02678 | 0.028064 | 0.029086
SDG&E | MW | Commercial | Com - Office (Large) | Lighting | No | Lighting - Linear Fluorescent Delamping | 0.0044208 | 0.0042433 | 0.0040346 | 0.0032522 | 0 | 0 | 0 | 0 | 0 | 0 | 0 | 0
SDG&E | MW | Commercial | Com - Office (Large) | Lighting | No | Lighting - Linear Fluorescent Fixture (Low Wattage T8) | 0.10753 | 0.13113 | 0.15271 | 0.17454 | 0.19418 | 0.20997 | 0.22083 | 0.23232 | 0.24348 | 0.25278 | 0.26112 | 0.26683
SDG&E | MW | Commercial | Com - Office (Large) | Lighting | No | Lighting - Occupancy Sensor | 0 | 0 | 0 | 0 | 0 | 0 | 0 | 0 | 0 | 0 | 0 | 0.14169
SDG&E | MW | Commercial | Com - Office (Large) | Lighting | No | Lighting - Plug-In Fixture (Compact Fluorescent) | 0.23179 | 0.22122 | 0.21314 | 0.20879 | 0.20373 | 0 | 0 | 0 | 0 | 0 | 0 | 0
SDG&E | MW | Commercial | Com - Office (Large) | Lighting | No | Lighting - Plug-In Fixture (Induction) | 0 | 0 | 0 | 0 | 0 | 0.014774 | 0.037371 | 0.041549 | 0.045149 | 0.047796 | 0.05002 | 0.051532
SDG&E | MW | Commercial | Com - Office (Large) | Lighting | No | Lighting - Plug-In Fixture (Linear Fluorescent) | 0.37072 | 0.39035 | 0.40296 | 0.41414 | 0.41549 | 0 | 0 | 0 | 0 | 0 | 0 | 0
SDG&E | MW | Commercial | Com - Office (Large) | Lighting | No | Lighting - Plug-In Fixture (PSMH with Electronic Ballast) | 0.0897 | 0.091566 | 0.090365 | 0.090394 | 0.089477 | 0.084044 | 0.074732 | 0.071715 | 0.069766 | 0.068488 | 0.06806 | 0.067736
SDG&E | MW | Commercial | Com - Office (Large) | Lighting | No | Lighting - Plug-In Fixture (PSMH) | 0.093074 | 0.094933 | 0.093675 | 0.093645 | 0.092627 | 0.087018 | 0.079312 | 0.074815 | 0.071594 | 0.069312 | 0.068055 | 0.067028
SDG&E | MW | Commercial | Com - Office (Large) | SHW | No | SHW - EF Rated Instantaneous Water Heater (Electric) | 8.2199e-05 | 0.00010104 | 0.00012035 | 0.00014067 | 0.00015919 | 0.00017427 | 0.00018453 | 0.0001967 | 0.00020881 | 0.0002198 | 0.00023079 | 0.00023962
SDG&E | MW | Commercial | Com - Office (Large) | SHW | No | SHW - EF Rated Storage Water Heater (Electric) | 7.1617e-05 | 8.6607e-05 | 0 | 0 | 0 | 0 | 0 | 0 | 0 | 0 | 0 | 0
SDG&E | MW | Commercial | Com - Office (Large) | Service | No | HVAC - Comprehensive Rooftop Unit Quality Maintenance | 1.5108e-07 | 1.3585e-07 | 1.3978e-07 | 1.4053e-07 | 1.3754e-07 | 1.3103e-07 | 1.2122e-07 | 1.0863e-07 | 9.4198e-08 | 7.8718e-08 | 6.3216e-08 | 4.8382e-08
SDG&E | MW | Commercial | Com - Office (Large) | Service | No | Service - HVAC Fault Detection & Diagnositics | 0 | 8.7544e-05 | 8.5817e-05 | 8.614e-05 | 8.4491e-05 | 8.0005e-05 | 7.2341e-05 | 6.9314e-05 | 6.8044e-05 | 6.7284e-05 | 6.79e-05 | 6.7909e-05
SDG&E | MW | Commercial | Com - Office (Large) | Service | No | Service - Retro-Commissioning (Electric) | 0 | 0 | 0 | 0 | 0 | 0 | 0 | 0 | 0.00034287 | 0.00030896 | 0.00018667 | 7.9476e-05
SDG&E | MW | Commercial | Com - Office (Large) | WholeBlg | No | HVAC - Energy Management System | 4.0767e-05 | 5.3544e-05 | 4.6696e-05 | 4.0996e-05 | 3.5404e-05 | 2.9763e-05 | 2.4012e-05 | 2.3282e-05 | 2.3068e-05 | 2.2979e-05 | 2.3326e-05 | 2.344e-05
SDG&E | MW | Commercial | Com - Office (Large) | WholeBlg | No | WholeBlg - Com NC Level 2 | 0.0024087 | 0 | 0 | 0 | 0 | 0 | 0 | 0 | 0 | 0 | 0 | 0
SDG&E | MW | Commercial | Com - Office (Large) | WholeBlg | No | WholeBlg - Com NC Level 3 | 0.0033793 | 0 | 0 | 0 | 0 | 0 | 0 | 0 | 0 | 0 | 0 | 0
SDG&E | MW | Commercial | Com - Office (Large) | WholeBlg | No | WholeBlg - Com RET Level 1 | 0.10625 | 0.14548 | 0.1874 | 0.23223 | 0.27981 | 0.33024 | 0.38321 | 0.43861 | 0.49592 | 0.55482 | 0.61455 | 0.67466
SDG&E | MW | Commercial | Com - Office (Large) | WholeBlg | No | WholeBlg - Com RET Level 2 | 0.18456 | 0.2513 | 0.32302 | 0.40047 | 0.48313 | 0.57144 | 0.66475 | 0.76311 | 0.86534 | 0.97116 | 1.0788 | 1.1878
SDG&E | MW | Commercial | Com - Office (Small) | AppPlug | No | AppPlug - Desktop Computer (Com - Power Management) | 0.013608 | 0.014834 | 0.015341 | 0.015506 | 0.015101 | 0.014148 | 0.012679 | 0.01125 | 0.0098781 | 0.0085851 | 0.0075225 | 0.0065848
SDG&E | MW | Commercial | Com - Office (Small) | AppPlug | No | AppPlug - Occupancy Sensor Plug Strip | 0 | 0 | 0 | 0 | 0 | 0 | 0 | 0 | 0 | 0.03761 | 0.033251 | 0.023737
SDG&E | MW | Commercial | Com - Office (Small) | BldgEnv | No | BldgEnv - Window Film | 0 | 0 | 0.0064082 | 0.017075 | 0.025648 | 0.031518 | 0.035162 | 0.038212 | 0.040338 | 0.042549 | 0.044026 | 0.04456
SDG&E | MW | Commercial | Com - Office (Small) | HVAC | No | HVAC - Chiller (Centrifugal) | 0.090619 | 0.090612 | 0.090734 | 0.090986 | 0.091258 | 0.091562 | 0.091829 | 0.091921 | 0.09201 | 0.092106 | 0.092261 | 0.092516
SDG&E | MW | Commercial | Com - Office (Small) | HVAC | No | HVAC - Chiller (Reciprocating) | 0.13398 | 0.13226 | 0.13096 | 0.13071 | 0.12968 | 0.12748 | 0.12391 | 0.12224 | 0.12136 | 0.12074 | 0.1208 | 0.12071
SDG&E | MW | Commercial | Com - Office (Small) | HVAC | No | HVAC - Direct Evaporative Cooler | 0.46531 | 0.44927 | 0.4378 | 0.42923 | 0.42106 | 0.41239 | 0.40284 | 0.39493 | 0.38756 | 0.38403 | 0.38292 | 0.38122
SDG&E | MW | Commercial | Com - Office (Small) | HVAC | No | HVAC - EER Rated Package Rooftop AC (EER 11) | 0 | 0 | 0 | 0 | 0.023396 | 0.066512 | 0.067919 | 0.069611 | 0.071093 | 0.072251 | 0.073566 | 0.074567
SDG&E | MW | Commercial | Com - Office (Small) | HVAC | No | HVAC - SEER Rated Package Rooftop AC (Recharge) | 0 | 0 | 0 | 0 | 0 | 0.035717 | 0.032399 | 0.017332 | 0.0041138 | 0 | 0 | 0
SDG&E | MW | Commercial | Com - Office (Small) | HVAC | No | HVAC - SEER Rated Package Rooftop AC (SEER 14) | 0.16103 | 0.1593 | 0 | 0 | 0 | 0 | 0 | 0 | 0 | 0 | 0 | 0
SDG&E | MW | Commercial | Com - Office (Small) | HVAC | No | HVAC - SEER Rated Package Rooftop AC (SEER 15) | 0.22371 | 0.22242 | 0.10298 | 0.10354 | 0.10353 | 0.1026 | 0.10053 | 0.099984 | 0.10009 | 0.10042 | 0.10127 | 0.10201
SDG&E | MW | Commercial | Com - Office (Small) | HVAC | No | HVAC - SEER Rated Package Rooftop HP (SEER 14) | 0.02846 | 0.02814 | 0 | 0 | 0 | 0 | 0 | 0 | 0 | 0 | 0 | 0
SDG&E | MW | Commercial | Com - Office (Small) | HVAC | No | HVAC - SEER Rated Package Rooftop HP (SEER 15) | 0.10678 | 0.10566 | 0.048721 | 0.048887 | 0.048666 | 0.047844 | 0.046302 | 0.045743 | 0.045578 | 0.045539 | 0.045821 | 0.045997
SDG&E | MW | Commercial | Com - Office (Small) | HVAC | No | HVAC - SEER Rated Split System AC (SEER 14) | 0.038456 | 0.038037 | 0.037556 | 0 | 0 | 0 | 0 | 0 | 0 | 0 | 0 | 0
SDG&E | MW | Commercial | Com - Office (Small) | HVAC | No | HVAC - SEER Rated Split System AC (SEER 15) | 0.031067 | 0.032045 | 0.015225 | 0.015609 | 0.015827 | 0.015834 | 0.015597 | 0.015573 | 0.015626 | 0.015745 | 0.015965 | 0.016137
SDG&E | MW | Commercial | Com - Office (Small) | HVAC | No | HVAC - SEER Rated Split System HP (SEER 14) | 0.11528 | 0.11409 | 0.015278 | 0.015307 | 0.015222 | 0.014961 | 0.014492 | 0.014312 | 0.014247 | 0.014221 | 0.01429 | 0.014329
SDG&E | MW | Commercial | Com - Office (Small) | HVAC | No | HVAC - SEER Rated Split System HP (SEER 15) | 0.055685 | 0.05518 | 0.025468 | 0.02556 | 0.025463 | 0.025075 | 0.024338 | 0.024074 | 0.023999 | 0.023985 | 0.024128 | 0.02422
SDG&E | MW | Commercial | Com - Office (Small) | Lighting | Yes | Lighting - LED Fixture (Replacing T8) - Emerging | 0 | 0.018943 | 0.04133 | 0.069725 | 0.1022 | 0.13871 | 0.17619 | 0.22135 | 0.26919 | 0.32018 | 0.37515 | 0.42854
SDG&E | MW | Commercial | Com - Office (Small) | Lighting | Yes | Lighting - LED Lamp (Basic High - Indoor) - Emerging | 0.0017671 | 0.0028258 | 0.0037004 | 0.0041793 | 0.0047107 | 0.0010154 | 0.0014951 | 0.0019936 | 0.0024954 | 0.0029903 | 0.0034827 | 0.0039526
SDG&E | MW | Commercial | Com - Office (Small) | Lighting | Yes | Lighting - LED Lamp (Basic Low - Indoor) - Emerging | 0.0052023 | 0.007093 | 0.0083402 | 0.0096739 | 0.011024 | 0.002232 | 0.003468 | 0.0046941 | 0.0058957 | 0.007075 | 0.0082271 | 0.0092936
SDG&E | MW | Commercial | Com - Office (Small) | Lighting | Yes | Lighting - LED Plug-In Indoor Fixture - Emerging | 0.00811 | 0.0099962 | 0.01228 | 0.014955 | 0.017873 | 0.001177 | 0.0013136 | 0.0014739 | 0.0018893 | 0.002367 | 0.0028797 | 0.0033986
SDG&E | MW | Commercial | Com - Office (Small) | Lighting | No | Lighting - Cold Cathode Lamp | 0.0022933 | 0.0023402 | 0.0023701 | 0.0024053 | 0.0023992 | 0 | 0 | 0 | 0 | 0 | 0 | 0
SDG&E | MW | Commercial | Com - Office (Small) | Lighting | No | Lighting - Compact Fluorescent Fixture (Indoor) | 0.61789 | 0.61367 | 0.61292 | 0.61591 | 0.6136 | 0 | 0 | 0 | 0 | 0 | 0 | 0
SDG&E | MW | Commercial | Com - Office (Small) | Lighting | No | Lighting - Compact Fluorescent Lamp (Basic High - Indoor) | 0.044864 | 0.040814 | 0.038528 | 0.038194 | 0.038396 | 0 | 0 | 0 | 0 | 0 | 0 | 0
SDG&E | MW | Commercial | Com - Office (Small) | Lighting | No | Lighting - Compact Fluorescent Lamp (Basic Low - Indoor) | 0.094451 | 0.082616 | 0.075482 | 0.071973 | 0.070452 | 0 | 0 | 0 | 0 | 0 | 0 | 0
SDG&E | MW | Commercial | Com - Office (Small) | Lighting | No | Lighting - Exit Fixture (LED) | 0.069503 | 0.063353 | 0.051652 | 0.036825 | 0.022754 | 0.011707 | 0.0040158 | 0 | 0 | 0 | 0 | 0
SDG&E | MW | Commercial | Com - Office (Small) | Lighting | No | Lighting - Halogen Lamp (A-Line) | 0.00064046 | 0.0008379 | 0.001017 | 0.0012127 | 0.0014121 | 0 | 0 | 0 | 0 | 0 | 0 | 0
SDG&E | MW | Commercial | Com - Office (Small) | Lighting | No | Lighting - Halogen Lamp (Reflector) | 0.00023529 | 0.0003042 | 0.00036235 | 0.00042316 | 0.0004838 | 0.00054252 | 0.00058319 | 0.00062514 | 0.00065747 | 0.00069018 | 0.00072534 | 0.00074991
SDG&E | MW | Commercial | Com - Office (Small) | Lighting | No | Lighting - High Bay HID to T5 | 0 | 0 | 0 | 0 | 0.0080956 | 0.0076703 | 0.0069395 | 0.0066531 | 0.0065345 | 0.006465 | 0.0065272 | 0.0065313
SDG&E | MW | Commercial | Com - Office (Small) | Lighting | No | Lighting - Induction Fixture (Indoor) | 0.013195 | 0.016179 | 0.019201 | 0.022375 | 0.025276 | 0.027634 | 0.02921 | 0.031037 | 0.032797 | 0.034325 | 0.035796 | 0.036875
SDG&E | MW | Commercial | Com - Office (Small) | Lighting | No | Lighting - Induction Fixture (Outdoor) | 0.0051246 | 0.0061326 | 0.0071655 | 0.008265 | 0.0092733 | 0.010098 | 0.010658 | 0.011329 | 0.011995 | 0.012601 | 0.013206 | 0.013687
SDG&E | MW | Commercial | Com - Office (Small) | Lighting | No | Lighting - Linear Fluorescent Delamping | 0.0020099 | 0.0019292 | 0.0018342 | 0.0014784 | 0 | 0 | 0 | 0 | 0 | 0 | 0 | 0
SDG&E | MW | Commercial | Com - Office (Small) | Lighting | No | Lighting - Linear Fluorescent Fixture (Low Wattage T8) | 0.0484 | 0.059027 | 0.068655 | 0.078469 | 0.087292 | 0.094378 | 0.099242 | 0.10438 | 0.10938 | 0.11354 | 0.11728 | 0.11984
SDG&E | MW | Commercial | Com - Office (Small) | Lighting | No | Lighting - Occupancy Sensor | 0 | 0 | 0 | 0 | 0 | 0.13347 | 0.11302 | 0.081599 | 0.059357 | 0.045119 | 0.036664 | 0.033084
SDG&E | MW | Commercial | Com - Office (Small) | Lighting | No | Lighting - Plug-In Fixture (Compact Fluorescent) | 0.11039 | 0.10623 | 0.10315 | 0.10176 | 0.099866 | 0 | 0 | 0 | 0 | 0 | 0 | 0
SDG&E | MW | Commercial | Com - Office (Small) | Lighting | No | Lighting - Plug-In Fixture (Induction) | 0 | 0 | 0 | 0 | 0 | 0.0098165 | 0.017893 | 0.020549 | 0.022452 | 0.023765 | 0.024847 | 0.025587
SDG&E | MW | Commercial | Com - Office (Small) | Lighting | No | Lighting - Plug-In Fixture (Linear Fluorescent) | 0.185 | 0.19343 | 0.19901 | 0.20432 | 0.20514 | 0 | 0 | 0 | 0 | 0 | 0 | 0
SDG&E | MW | Commercial | Com - Office (Small) | Lighting | No | Lighting - Plug-In Fixture (PSMH with Electronic Ballast) | 0.045046 | 0.046192 | 0.045549 | 0.045554 | 0.04508 | 0.0424 | 0.038246 | 0.036233 | 0.035063 | 0.034374 | 0.034159 | 0.034002
SDG&E | MW | Commercial | Com - Office (Small) | Lighting | No | Lighting - Plug-In Fixture (PSMH) | 0.046792 | 0.048038 | 0.047423 | 0.047439 | 0.046938 | 0.044287 | 0.040676 | 0.037864 | 0.036114 | 0.034938 | 0.034309 | 0.03379
SDG&E | MW | Commercial | Com - Office (Small) | SHW | No | SHW - EF Rated Instantaneous Water Heater (Electric) | 0.00021943 | 0.00026991 | 0.00032263 | 0.00037854 | 0.00042968 | 0.00047144 | 0.00049996 | 0.00053354 | 0.00056681 | 0.00059691 | 0.00062694 | 0.000651
SDG&E | MW | Commercial | Com - Office (Small) | SHW | No | SHW - EF Rated Storage Water Heater (Electric) | 0.00017285 | 0.00020897 | 0 | 0 | 0 | 0 | 0 | 0 | 0 | 0 | 0 | 0
SDG&E | MW | Commercial | Com - Office (Small) | Service | No | HVAC - Comprehensive Rooftop Unit Quality Maintenance | 7.109e-08 | 6.3926e-08 | 6.5773e-08 | 6.6126e-08 | 6.4721e-08 | 6.1656e-08 | 5.7043e-08 | 5.1117e-08 | 4.4326e-08 | 3.7042e-08 | 2.9747e-08 | 2.2766e-08
SDG&E | MW | Commercial | Com - Office (Small) | Service | No | Service - HVAC Fault Detection & Diagnositics | 0 | 4.1195e-05 | 4.0382e-05 | 4.0534e-05 | 3.9758e-05 | 3.7647e-05 | 3.4041e-05 | 3.2616e-05 | 3.2019e-05 | 3.1661e-05 | 3.1951e-05 | 3.1955e-05
SDG&E | MW | Commercial | Com - Office (Small) | Service | No | Service - Retro-Commissioning (Electric) | 0 | 0 | 0 | 0 | 0 | 0 | 0 | 0 | 0.00016134 | 0.00014538 | 8.784e-05 | 3.7398e-05
SDG&E | MW | Commercial | Com - Office (Small) | WholeBlg | No | HVAC - Energy Management System | 1.9183e-05 | 2.5196e-05 | 2.1973e-05 | 1.9291e-05 | 1.666e-05 | 1.4005e-05 | 1.1299e-05 | 1.0956e-05 | 1.0855e-05 | 1.0813e-05 | 1.0976e-05 | 1.103e-05
SDG&E | MW | Commercial | Com - Office (Small) | WholeBlg | No | WholeBlg - Com NC Level 2 | 0.0011331 | 0 | 0 | 0 | 0 | 0 | 0 | 0 | 0 | 0 | 0 | 0
SDG&E | MW | Commercial | Com - Office (Small) | WholeBlg | No | WholeBlg - Com NC Level 3 | 0.0015942 | 0 | 0 | 0 | 0 | 0 | 0 | 0 | 0 | 0 | 0 | 0
SDG&E | MW | Commercial | Com - Office (Small) | WholeBlg | No | WholeBlg - Com RET Level 1 | 0.049854 | 0.068472 | 0.088419 | 0.1098 | 0.13252 | 0.15667 | 0.18207 | 0.20869 | 0.23626 | 0.26468 | 0.29356 | 0.32271
SDG&E | MW | Commercial | Com - Office (Small) | WholeBlg | No | WholeBlg - Com RET Level 2 | 0.088086 | 0.12001 | 0.15431 | 0.19141 | 0.23101 | 0.27333 | 0.31803 | 0.36519 | 0.41421 | 0.46503 | 0.5168 | 0.5694
SDG&E | MW | Commercial | Com - Restaurant (Fast Food) | AppPlug | No | AppPlug - Desktop Computer (Com - Power Management) | 0.001734 | 0.0019095 | 0.0019519 | 0.0019556 | 0.0018916 | 0.0017648 | 0.0015789 | 0.0014036 | 0.0012383 | 0.0010834 | 0.00095571 | 0.00084129
SDG&E | MW | Commercial | Com - Restaurant (Fast Food) | AppPlug | No | AppPlug - Occupancy Sensor Plug Strip | 0 | 0 | 0 | 0 | 0 | 0 | 0 | 0 | 0 | 0.0053962 | 0.0047655 | 0.0033944
SDG&E | MW | Commercial | Com - Restaurant (Fast Food) | BldgEnv | No | BldgEnv - Window Film | 0 | 0 | 0.0043379 | 0.008866 | 0.011356 | 0.011817 | 0.011048 | 0.0099128 | 0.0087699 | 0.0079126 | 0.0072694 | 0.0067763
SDG&E | MW | Commercial | Com - Restaurant (Fast Food) | ComRefrig | No | ComRefrig - Strip Curtain for Walk In Refrigerator | 0 | 0.02011 | 0.022133 | 0.022998 | 0.022356 | 0.020163 | 0.016742 | 0.012704 | 0.0087111 | 0.0052419 | 0.0025147 | 0.00052365
SDG&E | MW | Commercial | Com - Restaurant (Fast Food) | FoodServ | No | FoodServ - Electric Griddle | 3.0611e-05 | 3.2753e-05 | 3.4988e-05 | 3.7448e-05 | 3.9378e-05 | 4.0452e-05 | 4.0435e-05 | 4.09e-05 | 4.1369e-05 | 4.163e-05 | 4.1953e-05 | 4.1908e-05
SDG&E | MW | Commercial | Com - Restaurant (Fast Food) | FoodServ | No | FoodServ - Electric Steamer | 0.021026 | 0.021218 | 0.021384 | 0.021645 | 0.02155 | 0.02098 | 0.019886 | 0.019242 | 0.018744 | 0.018267 | 0.017945 | 0.017535
SDG&E | MW | Commercial | Com - Restaurant (Fast Food) | FoodServ | No | FoodServ - Fryer (Electric) | 0 | 0 | 0 | 0 | 0 | 0 | 0 | 0 | 0 | 0 | 0.0010794 | 0.001082
SDG&E | MW | Commercial | Com - Restaurant (Fast Food) | FoodServ | No | FoodServ - Grill to Order Cabinet | 0.011478 | 0.01232 | 0.013205 | 0.014178 | 0.014941 | 0.015358 | 0.01533 | 0.015468 | 0.015586 | 0.015605 | 0.015632 | 0.015503
SDG&E | MW | Commercial | Com - Restaurant (Fast Food) | FoodServ | No | FoodServ - Oven (Electric) | 0.0044005 | 0.0045817 | 0.0047595 | 0.0049553 | 0.0050674 | 0.0050608 | 0.0049165 | 0.0048512 | 0.0048012 | 0.0047398 | 0.0047013 | 0.004631
SDG&E | MW | Commercial | Com - Restaurant (Fast Food) | HVAC | Yes | HVAC - Advanced Package Rooftop AC (> EER 12) - Emerging | 0 | 0 | 0.00010306 | 0.00026574 | 0.00046376 | 0.00068562 | 0.0009315 | 0.0011965 | 0.0014827 | 0.0017907 | 0.002119 | 0.002478
SDG&E | MW | Commercial | Com - Restaurant (Fast Food) | HVAC | No | HVAC - Direct Evaporative Cooler | 0.097537 | 0.094149 | 0.091476 | 0.089332 | 0.087336 | 0.085331 | 0.083255 | 0.081578 | 0.080098 | 0.078783 | 0.077643 | 0.07655
SDG&E | MW | Commercial | Com - Restaurant (Fast Food) | HVAC | No | HVAC - EER Rated Package Rooftop AC (EER 11) | 0 | 0 | 0 | 0 | 0 | 0 | 0.014052 | 0.014628 | 0.015125 | 0.015503 | 0.015865 | 0.016141
SDG&E | MW | Commercial | Com - Restaurant (Fast Food) | HVAC | No | HVAC - SEER Rated Package Rooftop AC (Recharge) | 0 | 0 | 0.0032104 | 0.00293 | 0.00087173 | 0 | 0 | 0 | 0 | 0 | 0 | 0
SDG&E | MW | Commercial | Com - Restaurant (Fast Food) | HVAC | No | HVAC - SEER Rated Package Rooftop AC (SEER 14) | 0.032281 | 0.031886 | 0 | 0 | 0 | 0 | 0 | 0 | 0 | 0 | 0 | 0
SDG&E | MW | Commercial | Com - Restaurant (Fast Food) | HVAC | No | HVAC - SEER Rated Package Rooftop AC (SEER 15) | 0.060495 | 0.060066 | 0.027774 | 0.027919 | 0.027883 | 0.027563 | 0.026894 | 0.026701 | 0.026707 | 0.02678 | 0.027012 | 0.027203
SDG&E | MW | Commercial | Com - Restaurant (Fast Food) | HVAC | No | HVAC - SEER Rated Package Rooftop HP (SEER 14) | 0.0072378 | 0.0071623 | 0 | 0 | 0 | 0 | 0 | 0 | 0 | 0 | 0 | 0
SDG&E | MW | Commercial | Com - Restaurant (Fast Food) | HVAC | No | HVAC - SEER Rated Package Rooftop HP (SEER 15) | 0.02801 | 0.027711 | 0.012765 | 0.012787 | 0.012714 | 0.012492 | 0.012094 | 0.011939 | 0.011881 | 0.011855 | 0.011909 | 0.011937
SDG&E | MW | Commercial | Com - Restaurant (Fast Food) | HVAC | No | HVAC - SEER Rated Split System AC (SEER 14) | 0.011442 | 0.011322 | 0.011218 | 0 | 0 | 0 | 0 | 0 | 0 | 0 | 0 | 0
SDG&E | MW | Commercial | Com - Restaurant (Fast Food) | HVAC | No | HVAC - SEER Rated Split System AC (SEER 15) | 0.0090327 | 0.0093467 | 0.0044692 | 0.0046197 | 0.0047242 | 0.0047647 | 0.0047282 | 0.0047587 | 0.0048134 | 0.0048703 | 0.0049484 | 0.0050132
SDG&E | MW | Commercial | Com - Restaurant (Fast Food) | HVAC | No | HVAC - SEER Rated Split System HP (SEER 14) | 0.031027 | 0.030727 | 0.0041154 | 0.0041213 | 0.0040988 | 0.0040319 | 0.0039129 | 0.0038662 | 0.0038484 | 0.0038402 | 0.003856 | 0.0038644
SDG&E | MW | Commercial | Com - Restaurant (Fast Food) | HVAC | No | HVAC - SEER Rated Split System HP (SEER 15) | 0.014822 | 0.01469 | 0.0067768 | 0.0067946 | 0.0067645 | 0.0066597 | 0.0064665 | 0.0063938 | 0.0063693 | 0.0063607 | 0.0063919 | 0.0064104
SDG&E | MW | Commercial | Com - Restaurant (Fast Food) | Lighting | Yes | Lighting - LED Fixture (Replacing T8) - Emerging | 0.0042588 | 0.0060418 | 0.0085422 | 0.011805 | 0.015625 | 0.019952 | 0.024395 | 0.029747 | 0.035583 | 0.041835 | 0.048616 | 0.055207
SDG&E | MW | Commercial | Com - Restaurant (Fast Food) | Lighting | Yes | Lighting - LED Lamp (Basic High - Indoor) - Emerging | 0.0045933 | 0.0089732 | 0.012843 | 0.016889 | 0.021499 | 0.0034142 | 0.0040658 | 0.0047338 | 0.0053803 | 0.0059586 | 0.0064695 | 0.006873
SDG&E | MW | Commercial | Com - Restaurant (Fast Food) | Lighting | Yes | Lighting - LED Lamp (Basic Low - Indoor) - Emerging | 0.033345 | 0.047471 | 0.060681 | 0.075286 | 0.090259 | 0.015874 | 0.017575 | 0.01914 | 0.026099 | 0.034517 | 0.042364 | 0.049294
SDG&E | MW | Commercial | Com - Restaurant (Fast Food) | Lighting | Yes | Lighting - LED Plug-In Indoor Fixture - Emerging | 0.0016997 | 0.0021129 | 0.0025792 | 0.003101 | 0.0036446 | 0.00023542 | 0.00025784 | 0.00029682 | 0.00038136 | 0.00046938 | 0.00056055 | 0.0006503
SDG&E | MW | Commercial | Com - Restaurant (Fast Food) | Lighting | No | Lighting - Cold Cathode Lamp | 0.00058313 | 0.00056891 | 0.00055737 | 0.00055117 | 0.00054032 | 0 | 0 | 0 | 0 | 0 | 0 | 0
SDG&E | MW | Commercial | Com - Restaurant (Fast Food) | Lighting | No | Lighting - Compact Fluorescent Fixture (Indoor) | 0.096667 | 0.096032 | 0.095913 | 0.096341 | 0.095834 | 0 | 0 | 0 | 0 | 0 | 0 | 0
SDG&E | MW | Commercial | Com - Restaurant (Fast Food) | Lighting | No | Lighting - Compact Fluorescent Lamp (Basic High - Indoor) | 0.035644 | 0.049724 | 0.063199 | 0.076584 | 0.089195 | 0 | 0 | 0 | 0 | 0 | 0 | 0
SDG&E | MW | Commercial | Com - Restaurant (Fast Food) | Lighting | No | Lighting - Compact Fluorescent Lamp (Basic Low - Indoor) | 0.47256 | 0.49005 | 0.49847 | 0.50025 | 0.49421 | 0 | 0 | 0 | 0 | 0 | 0 | 0
SDG&E | MW | Commercial | Com - Restaurant (Fast Food) | Lighting | No | Lighting - Exit Fixture (LED) | 0.0089474 | 0.0081578 | 0.0066516 | 0.0047434 | 0.0029335 | 0.001513 | 0.00052304 | 0 | 0 | 0 | 0 | 0
SDG&E | MW | Commercial | Com - Restaurant (Fast Food) | Lighting | No | Lighting - Halogen Lamp (A-Line) | 9.201e-05 | 0.00012036 | 0.00014608 | 0.00017418 | 0.0002028 | 0 | 0 | 0 | 0 | 0 | 0 | 0
SDG&E | MW | Commercial | Com - Restaurant (Fast Food) | Lighting | No | Lighting - Halogen Lamp (Reflector) | 3.3812e-05 | 4.3706e-05 | 5.2052e-05 | 6.0778e-05 | 6.9478e-05 | 7.7851e-05 | 8.3698e-05 | 8.9689e-05 | 9.4326e-05 | 9.8974e-05 | 0.00010405 | 0.00010756
SDG&E | MW | Commercial | Com - Restaurant (Fast Food) | Lighting | No | Lighting - High Bay HID to T5 | 0.0019501 | 0.0020352 | 0.002243 | 0.0023756 | 0.0023849 | 0.0022565 | 0.0019993 | 0.0017054 | 0.0014081 | 0.0011349 | 0.0009181 | 0.00074628
SDG&E | MW | Commercial | Com - Restaurant (Fast Food) | Lighting | No | Lighting - Induction Fixture (Indoor) | 0.0017717 | 0.0021511 | 0.0025342 | 0.0029363 | 0.0033022 | 0.0035977 | 0.0037945 | 0.0040256 | 0.0042504 | 0.0044481 | 0.004641 | 0.0047866
SDG&E | MW | Commercial | Com - Restaurant (Fast Food) | Lighting | No | Lighting - Induction Fixture (Outdoor) | 0.00073615 | 0.00088103 | 0.0010294 | 0.0011873 | 0.0013321 | 0.0014502 | 0.0015306 | 0.0016268 | 0.0017223 | 0.0018092 | 0.0018958 | 0.0019648
SDG&E | MW | Commercial | Com - Restaurant (Fast Food) | Lighting | No | Lighting - Linear Fluorescent Delamping | 0.00087736 | 0.00084191 | 0.00080198 | 0.00064707 | 0.00036654 | 0 | 0 | 0 | 0 | 0 | 0 | 0
SDG&E | MW | Commercial | Com - Restaurant (Fast Food) | Lighting | No | Lighting - Linear Fluorescent Fixture (Low Wattage T8) | 0.0036308 | 0.0044918 | 0.0053273 | 0.0061927 | 0.0069868 | 0.0076395 | 0.0081124 | 0.0086168 | 0.0091149 | 0.0095458 | 0.0099395 | 0.01023
SDG&E | MW | Commercial | Com - Restaurant (Fast Food) | Lighting | No | Lighting - Low Bay HID to T5 | 1.9612e-05 | 2.0745e-05 | 2.208e-05 | 2.2795e-05 | 2.2538e-05 | 2.1269e-05 | 1.9044e-05 | 1.6668e-05 | 1.4285e-05 | 1.202e-05 | 1.0145e-05 | 8.5461e-06
SDG&E | MW | Commercial | Com - Restaurant (Fast Food) | Lighting | No | Lighting - Occupancy Sensor | 0 | 0 | 0 | 0 | 0 | 0 | 0 | 0 | 0 | 0 | 0 | 0.0076235
SDG&E | MW | Commercial | Com - Restaurant (Fast Food) | Lighting | No | Lighting - Plug-In Fixture (Compact Fluorescent) | 0.019307 | 0.018457 | 0.017806 | 0.017463 | 0.01705 | 0 | 0 | 0 | 0 | 0 | 0 | 0
SDG&E | MW | Commercial | Com - Restaurant (Fast Food) | Lighting | No | Lighting - Plug-In Fixture (Induction) | 0.0048682 | 0.0048191 | 0.00482 | 0.0048918 | 0.0049069 | 0.004835 | 0.0046632 | 0.0046213 | 0.0046276 | 0.0046484 | 0.004709 | 0.0047504
SDG&E | MW | Commercial | Com - Restaurant (Fast Food) | Lighting | No | Lighting - Plug-In Fixture (Linear Fluorescent) | 0.031737 | 0.033413 | 0.034492 | 0.035461 | 0.035584 | 0 | 0 | 0 | 0 | 0 | 0 | 0
SDG&E | MW | Commercial | Com - Restaurant (Fast Food) | Lighting | No | Lighting - Plug-In Fixture (PSMH with Electronic Ballast) | 0.005532 | 0.0057231 | 0.00568 | 0.0057094 | 0.0056875 | 0.0055916 | 0.0054135 | 0.0053465 | 0.0053222 | 0.00531 | 0.0053322 | 0.0053414
SDG&E | MW | Commercial | Com - Restaurant (Fast Food) | Lighting | No | Lighting - Plug-In Fixture (PSMH) | 0.005262 | 0.0054491 | 0.0053969 | 0.0054035 | 0.0053601 | 0.0052488 | 0.0050642 | 0.0049803 | 0.004936 | 0.004902 | 0.0048999 | 0.0048879
SDG&E | MW | Commercial | Com - Restaurant (Fast Food) | SHW | No | SHW - EF Rated Instantaneous Water Heater (Electric) | 0.00016188 | 0.00019927 | 0.00023932 | 0.00028225 | 0.00032174 | 0.00035412 | 0.00037636 | 0.00040226 | 0.00042782 | 0.00045085 | 0.00047375 | 0.00049205
SDG&E | MW | Commercial | Com - Restaurant (Fast Food) | SHW | No | SHW - EF Rated Storage Water Heater (Electric) | 0.00012524 | 0.00015135 | 0 | 0 | 0 | 0 | 0 | 0 | 0 | 0 | 0 | 0
SDG&E | MW | Commercial | Com - Restaurant (Fast Food) | Service | No | HVAC - Comprehensive Rooftop Unit Quality Maintenance | 1.0213e-08 | 9.1841e-09 | 9.4494e-09 | 9.5002e-09 | 9.2983e-09 | 8.8579e-09 | 8.1953e-09 | 7.3439e-09 | 6.3682e-09 | 5.3217e-09 | 4.2736e-09 | 3.2708e-09
SDG&E | MW | Commercial | Com - Restaurant (Fast Food) | Service | No | Service - HVAC Fault Detection & Diagnositics | 0 | 5.8932e-06 | 5.7491e-06 | 5.7383e-06 | 5.586e-06 | 5.2419e-06 | 4.6929e-06 | 4.4453e-06 | 4.3102e-06 | 4.2066e-06 | 4.1814e-06 | 4.1148e-06
SDG&E | MW | Commercial | Com - Restaurant (Fast Food) | Service | No | Service - Retro-Commissioning (Electric) | 0 | 0 | 0 | 0 | 0 | 0 | 0 | 0 | 2.3179e-05 | 2.0887e-05 | 1.262e-05 | 5.3729e-06
SDG&E | MW | Commercial | Com - Restaurant (Fast Food) | WholeBlg | No | HVAC - Energy Management System | 2.756e-06 | 3.6198e-06 | 3.1569e-06 | 2.7715e-06 | 2.3935e-06 | 2.0121e-06 | 1.6233e-06 | 1.574e-06 | 1.5595e-06 | 1.5535e-06 | 1.5769e-06 | 1.5846e-06
SDG&E | MW | Commercial | Com - Restaurant (Fast Food) | WholeBlg | No | WholeBlg - Com NC Level 2 | 0.00016818 | 0 | 0 | 0 | 0 | 0 | 0 | 0 | 0 | 0 | 0 | 0
SDG&E | MW | Commercial | Com - Restaurant (Fast Food) | WholeBlg | No | WholeBlg - Com NC Level 3 | 0.00021168 | 0 | 0 | 0 | 0 | 0 | 0 | 0 | 0 | 0 | 0 | 0
SDG&E | MW | Commercial | Com - Restaurant (Fast Food) | WholeBlg | No | WholeBlg - Com NC ZNE | 0.00057015 | 0.00055478 | 0.0011563 | 0.0018741 | 0.0022211 | 0.0029385 | 0.0034852 | 0.0031811 | 0.0038325 | 0.0045228 | 0.0036045 | 0.0041965
SDG&E | MW | Commercial | Com - Restaurant (Fast Food) | WholeBlg | No | WholeBlg - Com RET Level 1 | 0.015795 | 0.021671 | 0.027972 | 0.034735 | 0.041941 | 0.049591 | 0.057648 | 0.066089 | 0.074836 | 0.083836 | 0.092971 | 0.10216
SDG&E | MW | Commercial | Com - Restaurant (Fast Food) | WholeBlg | No | WholeBlg - Com RET Level 2 | 0.028217 | 0.038375 | 0.049304 | 0.061104 | 0.073721 | 0.087181 | 0.10142 | 0.11639 | 0.13196 | 0.148 | 0.16429 | 0.18065
SDG&E | MW | Commercial | Com - Restaurant (Sit Down) | AppPlug | No | AppPlug - Desktop Computer (Com - Power Management) | 0.001734 | 0.0019095 | 0.0019519 | 0.0019556 | 0.0018916 | 0.0017648 | 0.0015789 | 0.0014036 | 0.0012383 | 0.0010834 | 0.00095571 | 0.00084129
SDG&E | MW | Commercial | Com - Restaurant (Sit Down) | AppPlug | No | AppPlug - Occupancy Sensor Plug Strip | 0 | 0 | 0 | 0 | 0 | 0 | 0 | 0 | 0 | 0.0053962 | 0.0047655 | 0.0033944
SDG&E | MW | Commercial | Com - Restaurant (Sit Down) | BldgEnv | No | BldgEnv - Window Film | 0.0021745 | 0.00080744 | 0.0028637 | 0.0052374 | 0.0071277 | 0.0083598 | 0.0090345 | 0.0095318 | 0.0097898 | 0.010043 | 0.010117 | 0.0099754
SDG&E | MW | Commercial | Com - Restaurant (Sit Down) | ComRefrig | No | ComRefrig - Refrigerated Case Night Cover (Low Temp) | 0 | 0 | 0 | 0 | 0 | 0 | 0 | 0.0091961 | 0.0093389 | 0.0084886 | 0.0070055 | 0.0052328
SDG&E | MW | Commercial | Com - Restaurant (Sit Down) | ComRefrig | No | ComRefrig - Strip Curtain for Walk In Refrigerator | 0 | 0.02011 | 0.022133 | 0.022998 | 0.022356 | 0.020163 | 0.016742 | 0.012704 | 0.0087111 | 0.0052419 | 0.0025147 | 0.00052365
SDG&E | MW | Commercial | Com - Restaurant (Sit Down) | FoodServ | No | FoodServ - Electric Griddle | 3.0611e-05 | 3.2753e-05 | 3.4987e-05 | 3.7445e-05 | 3.9375e-05 | 4.0446e-05 | 4.0428e-05 | 4.0892e-05 | 4.1359e-05 | 4.1618e-05 | 4.1943e-05 | 4.1896e-05
SDG&E | MW | Commercial | Com - Restaurant (Sit Down) | FoodServ | No | FoodServ - Electric Steamer | 0.021025 | 0.021217 | 0.021383 | 0.021644 | 0.021548 | 0.020977 | 0.019882 | 0.019237 | 0.018738 | 0.01826 | 0.01794 | 0.017529
SDG&E | MW | Commercial | Com - Restaurant (Sit Down) | FoodServ | No | FoodServ - Fryer (Electric) | 0 | 0 | 0 | 0 | 0 | 0 | 0 | 0 | 0 | 0 | 0.0010792 | 0.0010817
SDG&E | MW | Commercial | Com - Restaurant (Sit Down) | FoodServ | No | FoodServ - Oven (Electric) | 0.0044004 | 0.0045816 | 0.0047593 | 0.004955 | 0.0050669 | 0.0050601 | 0.0049156 | 0.0048502 | 0.0047999 | 0.0047382 | 0.0047001 | 0.0046296
SDG&E | MW | Commercial | Com - Restaurant (Sit Down) | HVAC | Yes | HVAC - Advanced Package Rooftop AC (> EER 12) - Emerging | 0 | 0 | 0.00010037 | 0.00025447 | 0.00044062 | 0.00064827 | 0.00087089 | 0.0011069 | 0.0013602 | 0.0016325 | 0.0019233 | 0.0022413
SDG&E | MW | Commercial | Com - Restaurant (Sit Down) | HVAC | No | HVAC - Direct Evaporative Cooler | 0.059864 | 0.058178 | 0.057092 | 0.056387 | 0.055739 | 0.055028 | 0.054201 | 0.053589 | 0.053045 | 0.052569 | 0.052148 | 0.05171
SDG&E | MW | Commercial | Com - Restaurant (Sit Down) | HVAC | No | HVAC - EER Rated Package Rooftop AC (EER 11) | 0 | 0 | 0 | 0.011359 | 0.011929 | 0.012217 | 0.012201 | 0.012292 | 0.012414 | 0.012535 | 0.012711 | 0.012863
SDG&E | MW | Commercial | Com - Restaurant (Sit Down) | HVAC | No | HVAC - SEER Rated Package Rooftop AC (Recharge) | 0 | 0 | 0.0026996 | 0.0024669 | 0.00078053 | 0 | 0 | 0 | 0 | 0 | 0 | 0
SDG&E | MW | Commercial | Com - Restaurant (Sit Down) | HVAC | No | HVAC - SEER Rated Package Rooftop AC (SEER 14) | 0.022319 | 0.022051 | 0 | 0 | 0 | 0 | 0 | 0 | 0 | 0 | 0 | 0
SDG&E | MW | Commercial | Com - Restaurant (Sit Down) | HVAC | No | HVAC - SEER Rated Package Rooftop AC (SEER 15) | 0.043736 | 0.043443 | 0.020094 | 0.020202 | 0.020181 | 0.019958 | 0.019484 | 0.019349 | 0.019354 | 0.019407 | 0.019573 | 0.01971
SDG&E | MW | Commercial | Com - Restaurant (Sit Down) | HVAC | No | HVAC - SEER Rated Package Rooftop HP (SEER 14) | 0.0051194 | 0.0050697 | 0 | 0 | 0 | 0 | 0 | 0 | 0 | 0 | 0 | 0
SDG&E | MW | Commercial | Com - Restaurant (Sit Down) | HVAC | No | HVAC - SEER Rated Package Rooftop HP (SEER 15) | 0.01942 | 0.01923 | 0.0088642 | 0.0088816 | 0.0088365 | 0.0086937 | 0.0084345 | 0.0083347 | 0.0082985 | 0.0082834 | 0.0083207 | 0.0083414
SDG&E | MW | Commercial | Com - Restaurant (Sit Down) | HVAC | No | HVAC - SEER Rated Split System AC (SEER 14) | 0.0075185 | 0.007417 | 0.0073156 | 0 | 0 | 0 | 0 | 0 | 0 | 0 | 0 | 0
SDG&E | MW | Commercial | Com - Restaurant (Sit Down) | HVAC | No | HVAC - SEER Rated Split System AC (SEER 15) | 0.0069104 | 0.0071376 | 0.0034014 | 0.0035017 | 0.0035657 | 0.0035812 | 0.0035395 | 0.0035475 | 0.0035735 | 0.0036 | 0.0036417 | 0.0036738
SDG&E | MW | Commercial | Com - Restaurant (Sit Down) | HVAC | No | HVAC - SEER Rated Split System HP (SEER 14) | 0.018998 | 0.018821 | 0.0025215 | 0.0025255 | 0.0025124 | 0.0024724 | 0.0024007 | 0.0023728 | 0.0023622 | 0.0023576 | 0.0023673 | 0.0023727
SDG&E | MW | Commercial | Com - Restaurant (Sit Down) | HVAC | No | HVAC - SEER Rated Split System HP (SEER 15) | 0.0097294 | 0.0096454 | 0.0044505 | 0.0044625 | 0.0044435 | 0.0043762 | 0.0042514 | 0.0042046 | 0.0041889 | 0.0041834 | 0.0042037 | 0.0042158
SDG&E | MW | Commercial | Com - Restaurant (Sit Down) | Lighting | Yes | Lighting - LED Fixture (Replacing T8) - Emerging | 0.0041891 | 0.0059402 | 0.0083952 | 0.0116 | 0.015348 | 0.019589 | 0.023934 | 0.029175 | 0.034894 | 0.041021 | 0.047675 | 0.054138
SDG&E | MW | Commercial | Com - Restaurant (Sit Down) | Lighting | Yes | Lighting - LED Lamp (Basic High - Indoor) - Emerging | 0.0045715 | 0.0089297 | 0.012748 | 0.016756 | 0.021317 | 0.0033834 | 0.0040278 | 0.0046876 | 0.0053256 | 0.0058958 | 0.0063988 | 0.0067953
SDG&E | MW | Commercial | Com - Restaurant (Sit Down) | Lighting | Yes | Lighting - LED Lamp (Basic Low - Indoor) - Emerging | 0.033098 | 0.04703 | 0.060073 | 0.074467 | 0.089207 | 0.01568 | 0.017353 | 0.018888 | 0.025767 | 0.034097 | 0.041855 | 0.048702
SDG&E | MW | Commercial | Com - Restaurant (Sit Down) | Lighting | Yes | Lighting - LED Plug-In Indoor Fixture - Emerging | 0.0016782 | 0.0020858 | 0.0025449 | 0.0030577 | 0.003592 | 0.00023194 | 0.00025401 | 0.00029285 | 0.00037661 | 0.00046375 | 0.00055389 | 0.00064257
SDG&E | MW | Commercial | Com - Restaurant (Sit Down) | Lighting | No | Lighting - Cold Cathode Lamp | 0.00058465 | 0.00057066 | 0.00055929 | 0.00055324 | 0.00054248 | 0 | 0 | 0 | 0 | 0 | 0 | 0
SDG&E | MW | Commercial | Com - Restaurant (Sit Down) | Lighting | No | Lighting - Compact Fluorescent Fixture (Indoor) | 0.095463 | 0.094736 | 0.094539 | 0.094884 | 0.094331 | 0 | 0 | 0 | 0 | 0 | 0 | 0
SDG&E | MW | Commercial | Com - Restaurant (Sit Down) | Lighting | No | Lighting - Compact Fluorescent Lamp (Basic High - Indoor) | 0.035258 | 0.049175 | 0.062499 | 0.07573 | 0.088199 | 0 | 0 | 0 | 0 | 0 | 0 | 0
SDG&E | MW | Commercial | Com - Restaurant (Sit Down) | Lighting | No | Lighting - Compact Fluorescent Lamp (Basic Low - Indoor) | 0.46708 | 0.48426 | 0.49245 | 0.49405 | 0.488 | 0 | 0 | 0 | 0 | 0 | 0 | 0
SDG&E | MW | Commercial | Com - Restaurant (Sit Down) | Lighting | No | Lighting - Exit Fixture (LED) | 0.0093265 | 0.0085026 | 0.0069325 | 0.0049433 | 0.0030562 | 0.0015749 | 0.00054296 | 0 | 0 | 0 | 0 | 0
SDG&E | MW | Commercial | Com - Restaurant (Sit Down) | Lighting | No | Lighting - Halogen Lamp (A-Line) | 9.2009e-05 | 0.00012036 | 0.00014607 | 0.00017417 | 0.00020278 | 0 | 0 | 0 | 0 | 0 | 0 | 0
SDG&E | MW | Commercial | Com - Restaurant (Sit Down) | Lighting | No | Lighting - Halogen Lamp (Reflector) | 3.3815e-05 | 4.3707e-05 | 5.205e-05 | 6.0773e-05 | 6.9469e-05 | 7.782e-05 | 8.3668e-05 | 8.9647e-05 | 9.4282e-05 | 9.8912e-05 | 0.00010399 | 0.0001075
SDG&E | MW | Commercial | Com - Restaurant (Sit Down) | Lighting | No | Lighting - High Bay HID to T5 | 0.0018984 | 0.0019862 | 0.0021899 | 0.0023207 | 0.0023314 | 0.0022075 | 0.0019574 | 0.001672 | 0.0013835 | 0.0011182 | 0.00090805 | 0.0007412
SDG&E | MW | Commercial | Com - Restaurant (Sit Down) | Lighting | No | Lighting - Induction Fixture (Indoor) | 0.0018027 | 0.0021895 | 0.0025801 | 0.0029899 | 0.003363 | 0.0036642 | 0.0038648 | 0.0041003 | 0.0043293 | 0.0045305 | 0.004727 | 0.0048749
SDG&E | MW | Commercial | Com - Restaurant (Sit Down) | Lighting | No | Lighting - Induction Fixture (Outdoor) | 0.00073616 | 0.00088103 | 0.0010294 | 0.0011873 | 0.0013321 | 0.0014502 | 0.0015306 | 0.0016268 | 0.0017223 | 0.0018092 | 0.0018959 | 0.0019648
SDG&E | MW | Commercial | Com - Restaurant (Sit Down) | Lighting | No | Lighting - Linear Fluorescent Delamping | 0.00088018 | 0.00084461 | 0.00080457 | 0.00064916 | 0.00036773 | 0 | 0 | 0 | 0 | 0 | 0 | 0
SDG&E | MW | Commercial | Com - Restaurant (Sit Down) | Lighting | No | Lighting - Linear Fluorescent Fixture (Low Wattage T8) | 0.0035618 | 0.0044053 | 0.0052234 | 0.0060712 | 0.006848 | 0.0074845 | 0.0079426 | 0.0084335 | 0.0089192 | 0.0093391 | 0.0097237 | 0.010006
SDG&E | MW | Commercial | Com - Restaurant (Sit Down) | Lighting | No | Lighting - Low Bay HID to T5 | 1.9091e-05 | 2.0257e-05 | 2.1571e-05 | 2.2283e-05 | 2.2048e-05 | 2.0822e-05 | 1.8657e-05 | 1.6351e-05 | 1.4039e-05 | 1.184e-05 | 1.0024e-05 | 8.4729e-06
SDG&E | MW | Commercial | Com - Restaurant (Sit Down) | Lighting | No | Lighting - Occupancy Sensor | 0 | 0 | 0 | 0 | 0 | 0 | 0 | 0 | 0 | 0 | 0.0084779 | 0.0076532
SDG&E | MW | Commercial | Com - Restaurant (Sit Down) | Lighting | No | Lighting - Plug-In Fixture (Compact Fluorescent) | 0.018966 | 0.018129 | 0.017488 | 0.01715 | 0.016747 | 0 | 0 | 0 | 0 | 0 | 0 | 0
SDG&E | MW | Commercial | Com - Restaurant (Sit Down) | Lighting | No | Lighting - Plug-In Fixture (Induction) | 0.004829 | 0.0047823 | 0.0047822 | 0.0048531 | 0.0048671 | 0.0047937 | 0.00462 | 0.0045769 | 0.0045824 | 0.0046024 | 0.0046627 | 0.0047032
SDG&E | MW | Commercial | Com - Restaurant (Sit Down) | Lighting | No | Lighting - Plug-In Fixture (Linear Fluorescent) | 0.031464 | 0.033138 | 0.034219 | 0.035193 | 0.03532 | 0 | 0 | 0 | 0 | 0 | 0 | 0
SDG&E | MW | Commercial | Com - Restaurant (Sit Down) | Lighting | No | Lighting - Plug-In Fixture (PSMH with Electronic Ballast) | 0.0054694 | 0.0056565 | 0.0056127 | 0.0056413 | 0.0056183 | 0.0055213 | 0.0053418 | 0.0052742 | 0.0052493 | 0.0052366 | 0.0052588 | 0.0052673
SDG&E | MW | Commercial | Com - Restaurant (Sit Down) | Lighting | No | Lighting - Plug-In Fixture (PSMH) | 0.0051985 | 0.0053816 | 0.005329 | 0.0053351 | 0.0052912 | 0.0051793 | 0.004994 | 0.0049098 | 0.0048655 | 0.0048314 | 0.0048296 | 0.0048172
SDG&E | MW | Commercial | Com - Restaurant (Sit Down) | SHW | No | SHW - EF Rated Instantaneous Water Heater (Electric) | 5.5581e-05 | 6.8394e-05 | 8.1835e-05 | 9.6118e-05 | 0.00010919 | 0.00011987 | 0.00012717 | 0.00013575 | 0.00014424 | 0.00015192 | 0.00015958 | 0.00016571
SDG&E | MW | Commercial | Com - Restaurant (Sit Down) | SHW | No | SHW - EF Rated Storage Water Heater (Electric) | 4.2969e-05 | 5.1927e-05 | 0 | 0 | 0 | 0 | 0 | 0 | 0 | 0 | 0 | 0
SDG&E | MW | Commercial | Com - Restaurant (Sit Down) | Service | No | HVAC - Comprehensive Rooftop Unit Quality Maintenance | 1.0213e-08 | 9.1841e-09 | 9.4494e-09 | 9.5002e-09 | 9.2983e-09 | 8.8579e-09 | 8.1953e-09 | 7.3439e-09 | 6.3682e-09 | 5.3217e-09 | 4.2736e-09 | 3.2708e-09
SDG&E | MW | Commercial | Com - Restaurant (Sit Down) | Service | No | Service - HVAC Fault Detection & Diagnositics | 0 | 5.8932e-06 | 5.7491e-06 | 5.7383e-06 | 5.586e-06 | 5.2419e-06 | 4.6929e-06 | 4.4453e-06 | 4.3102e-06 | 4.2066e-06 | 4.1814e-06 | 4.1148e-06
SDG&E | MW | Commercial | Com - Restaurant (Sit Down) | Service | No | Service - Retro-Commissioning (Electric) | 0 | 0 | 0 | 0 | 0 | 0 | 0 | 0 | 2.3179e-05 | 2.0887e-05 | 1.262e-05 | 5.3729e-06
SDG&E | MW | Commercial | Com - Restaurant (Sit Down) | WholeBlg | No | HVAC - Energy Management System | 2.756e-06 | 3.6198e-06 | 3.1569e-06 | 2.7715e-06 | 2.3935e-06 | 2.0121e-06 | 1.6233e-06 | 1.574e-06 | 1.5595e-06 | 1.5535e-06 | 1.5769e-06 | 1.5846e-06
SDG&E | MW | Commercial | Com - Restaurant (Sit Down) | WholeBlg | No | WholeBlg - Com NC Level 2 | 0.00016818 | 0 | 0 | 0 | 0 | 0 | 0 | 0 | 0 | 0 | 0 | 0
SDG&E | MW | Commercial | Com - Restaurant (Sit Down) | WholeBlg | No | WholeBlg - Com NC Level 3 | 0.00021168 | 0 | 0 | 0 | 0 | 0 | 0 | 0 | 0 | 0 | 0 | 0
SDG&E | MW | Commercial | Com - Restaurant (Sit Down) | WholeBlg | No | WholeBlg - Com NC ZNE | 0.00057015 | 0.00055478 | 0.0011563 | 0.0018741 | 0.0022211 | 0.0029385 | 0.0034852 | 0.0031811 | 0.0038325 | 0.0045228 | 0.0036045 | 0.0041965
SDG&E | MW | Commercial | Com - Restaurant (Sit Down) | WholeBlg | No | WholeBlg - Com RET Level 1 | 0.015424 | 0.021183 | 0.027366 | 0.034011 | 0.041101 | 0.04863 | 0.056565 | 0.064882 | 0.073503 | 0.082372 | 0.091374 | 0.10043
SDG&E | MW | Commercial | Com - Restaurant (Sit Down) | WholeBlg | No | WholeBlg - Com RET Level 2 | 0.027295 | 0.037104 | 0.047665 | 0.059068 | 0.071268 | 0.084293 | 0.098077 | 0.11258 | 0.12765 | 0.14318 | 0.15891 | 0.17469
SDG&E | MW | Commercial | Com - Retail (Large Multi Level) | AppPlug | No | AppPlug - Desktop Computer (Com - Power Management) | 0.0078813 | 0.0086821 | 0.0088803 | 0.0089036 | 0.008615 | 0.0080419 | 0.0071983 | 0.0064043 | 0.0056562 | 0.0049543 | 0.004417 | 0.003908
SDG&E | MW | Commercial | Com - Retail (Large Multi Level) | AppPlug | No | AppPlug - Occupancy Sensor Plug Strip | 0 | 0 | 0 | 0 | 0 | 0 | 0 | 0 | 0 | 0.024537 | 0.021707 | 0.015496
SDG&E | MW | Commercial | Com - Retail (Large Multi Level) | BldgEnv | No | BldgEnv - Window Film | 0 | 0 | 0.0019422 | 0.0052691 | 0.0079352 | 0.0097523 | 0.01087 | 0.011797 | 0.012434 | 0.013092 | 0.013521 | 0.013658
SDG&E | MW | Commercial | Com - Retail (Large Multi Level) | FoodServ | No | FoodServ - Electric Steamer | 0.0013933 | 0.0014062 | 0.0014173 | 0.0014348 | 0.0014284 | 0.0013906 | 0.001318 | 0.0012753 | 0.0012422 | 0.0012105 | 0.0011906 | 0.0011637
SDG&E | MW | Commercial | Com - Retail (Large Multi Level) | FoodServ | No | FoodServ - Oven (Electric) | 0.012855 | 0.013385 | 0.013906 | 0.014479 | 0.014806 | 0.014786 | 0.014364 | 0.014173 | 0.014026 | 0.013846 | 0.013749 | 0.013546
SDG&E | MW | Commercial | Com - Retail (Large Multi Level) | HVAC | Yes | HVAC - Advanced Package Rooftop AC (> EER 12) - Emerging | 0 | 0 | 0.00015369 | 0.00039457 | 0.00068598 | 0.0010103 | 0.0013575 | 0.0017265 | 0.0021244 | 0.002555 | 0.0030175 | 0.0035267
SDG&E | MW | Commercial | Com - Retail (Large Multi Level) | HVAC | No | HVAC - Chiller (Centrifugal) | 0.024651 | 0.024656 | 0.024695 | 0.024767 | 0.024846 | 0.024932 | 0.025008 | 0.025037 | 0.025064 | 0.025092 | 0.025137 | 0.025208
SDG&E | MW | Commercial | Com - Retail (Large Multi Level) | HVAC | No | HVAC - Chiller (Reciprocating) | 0.052479 | 0.051771 | 0.051247 | 0.051181 | 0.050752 | 0.049797 | 0.048225 | 0.047511 | 0.04715 | 0.046901 | 0.04698 | 0.046956
SDG&E | MW | Commercial | Com - Retail (Large Multi Level) | HVAC | No | HVAC - EER Rated Package Rooftop AC (EER 11) | 0.031989 | 0.031857 | 0.031847 | 0.032154 | 0.032257 | 0.032041 | 0.031411 | 0.031325 | 0.031474 | 0.031709 | 0.032098 | 0.032435
SDG&E | MW | Commercial | Com - Retail (Large Multi Level) | HVAC | No | HVAC - EER Rated Package Rooftop HP (EER 11) | 0 | 0 | 0 | 0 | 0 | 0 | 0 | 0 | 0 | 0 | 0.0012664 | 0.0013016
SDG&E | MW | Commercial | Com - Retail (Large Multi Level) | HVAC | No | HVAC - SEER Rated Package Rooftop AC (SEER 14) | 0.041322 | 0.040857 | 0 | 0 | 0 | 0 | 0 | 0 | 0 | 0 | 0 | 0
SDG&E | MW | Commercial | Com - Retail (Large Multi Level) | HVAC | No | HVAC - SEER Rated Package Rooftop AC (SEER 15) | 0.084103 | 0.08354 | 0.038661 | 0.038873 | 0.038858 | 0.038482 | 0.037655 | 0.037434 | 0.037468 | 0.037592 | 0.037941 | 0.038226
SDG&E | MW | Commercial | Com - Retail (Large Multi Level) | HVAC | No | HVAC - SEER Rated Package Rooftop HP (SEER 14) | 0.01074 | 0.010618 | 0 | 0 | 0 | 0 | 0 | 0 | 0 | 0 | 0 | 0
SDG&E | MW | Commercial | Com - Retail (Large Multi Level) | HVAC | No | HVAC - SEER Rated Package Rooftop HP (SEER 15) | 0.041913 | 0.041454 | 0.019112 | 0.019176 | 0.019094 | 0.018786 | 0.018204 | 0.017995 | 0.017936 | 0.017927 | 0.018052 | 0.018128
SDG&E | MW | Commercial | Com - Retail (Large Multi Level) | HVAC | No | HVAC - SEER Rated Split System AC (SEER 14) | 0.021838 | 0.021418 | 0.021121 | 0 | 0 | 0 | 0 | 0 | 0 | 0 | 0 | 0
SDG&E | MW | Commercial | Com - Retail (Large Multi Level) | HVAC | No | HVAC - SEER Rated Split System AC (SEER 15) | 0.023053 | 0.02378 | 0.011388 | 0.011815 | 0.012137 | 0.0123 | 0.012264 | 0.012407 | 0.012614 | 0.012831 | 0.013113 | 0.013352
SDG&E | MW | Commercial | Com - Retail (Large Multi Level) | HVAC | No | HVAC - SEER Rated Split System HP (SEER 14) | 0.042195 | 0.041767 | 0.0055953 | 0.0056049 | 0.0055767 | 0.00549 | 0.0053333 | 0.0052736 | 0.005253 | 0.0052457 | 0.0052738 | 0.0052899
SDG&E | MW | Commercial | Com - Retail (Large Multi Level) | HVAC | No | HVAC - SEER Rated Split System HP (SEER 15) | 0.020757 | 0.020566 | 0.0094944 | 0.0095293 | 0.0094972 | 0.009361 | 0.0090988 | 0.0090064 | 0.0089825 | 0.0089812 | 0.0090417 | 0.0090801
SDG&E | MW | Commercial | Com - Retail (Large Multi Level) | Lighting | Yes | Lighting - LED Fixture (Replacing T8) - Emerging | 0.012702 | 0.01877 | 0.027885 | 0.04027 | 0.055223 | 0.072544 | 0.090482 | 0.11272 | 0.13712 | 0.16357 | 0.19285 | 0.22172
SDG&E | MW | Commercial | Com - Retail (Large Multi Level) | Lighting | Yes | Lighting - LED Lamp (Basic High - Indoor) - Emerging | 0.0029481 | 0.004824 | 0.0065814 | 0.008065 | 0.0096454 | 0.0014409 | 0.0016102 | 0.001767 | 0.0019043 | 0.0022334 | 0.0031734 | 0.0039945
SDG&E | MW | Commercial | Com - Retail (Large Multi Level) | Lighting | Yes | Lighting - LED Lamp (Basic Low - Indoor) - Emerging | 0.016028 | 0.022319 | 0.027468 | 0.033019 | 0.038578 | 0.006645 | 0.0072336 | 0.011066 | 0.014992 | 0.018719 | 0.022226 | 0.025375
SDG&E | MW | Commercial | Com - Retail (Large Multi Level) | Lighting | Yes | Lighting - LED Plug-In Indoor Fixture - Emerging | 0.0059173 | 0.0073474 | 0.0089718 | 0.010795 | 0.012706 | 0.00082249 | 0.000903 | 0.0010343 | 0.0013344 | 0.001648 | 0.0019744 | 0.0022963
SDG&E | MW | Commercial | Com - Retail (Large Multi Level) | Lighting | No | Lighting - Cold Cathode Lamp | 0.001673 | 0.0016767 | 0.0016768 | 0.0016858 | 0.0016721 | 0 | 0 | 0 | 0 | 0 | 0 | 0
SDG&E | MW | Commercial | Com - Retail (Large Multi Level) | Lighting | No | Lighting - Compact Fluorescent Fixture (Indoor) | 0.34772 | 0.34498 | 0.34425 | 0.34556 | 0.3438 | 0 | 0 | 0 | 0 | 0 | 0 | 0
SDG&E | MW | Commercial | Com - Retail (Large Multi Level) | Lighting | No | Lighting - Compact Fluorescent Lamp (Basic High - Indoor) | 0.07083 | 0.074507 | 0.076068 | 0.076236 | 0.074598 | 0 | 0 | 0 | 0 | 0 | 0 | 0
SDG&E | MW | Commercial | Com - Retail (Large Multi Level) | Lighting | No | Lighting - Compact Fluorescent Lamp (Basic Low - Indoor) | 0.26737 | 0.25435 | 0.24312 | 0.23438 | 0.22678 | 0 | 0 | 0 | 0 | 0 | 0 | 0
SDG&E | MW | Commercial | Com - Retail (Large Multi Level) | Lighting | No | Lighting - Exit Fixture (LED) | 0.043808 | 0.03993 | 0.032555 | 0.023209 | 0.014338 | 0.0073748 | 0.0025266 | 0 | 0 | 0 | 0 | 0
SDG&E | MW | Commercial | Com - Retail (Large Multi Level) | Lighting | No | Lighting - Halogen Lamp (A-Line) | 0.00041809 | 0.00054686 | 0.00066365 | 0.00079128 | 0.00092125 | 0 | 0 | 0 | 0 | 0 | 0 | 0
SDG&E | MW | Commercial | Com - Retail (Large Multi Level) | Lighting | No | Lighting - Halogen Lamp (Reflector) | 0.00015368 | 0.00019861 | 0.0002365 | 0.00027611 | 0.00031559 | 0.00035336 | 0.00037995 | 0.00040702 | 0.00042806 | 0.00044895 | 0.00047212 | 0.00048799
SDG&E | MW | Commercial | Com - Retail (Large Multi Level) | Lighting | No | Lighting - High Bay HID to T5 | 0.051504 | 0.054477 | 0.056425 | 0.05593 | 0.052393 | 0.046302 | 0.038444 | 0.03121 | 0.025014 | 0.019959 | 0.01639 | 0.014501
SDG&E | MW | Commercial | Com - Retail (Large Multi Level) | Lighting | No | Lighting - Induction Fixture (Indoor) | 0.0087295 | 0.010696 | 0.012687 | 0.014778 | 0.016688 | 0.01824 | 0.019278 | 0.020482 | 0.021642 | 0.022651 | 0.023632 | 0.024349
SDG&E | MW | Commercial | Com - Retail (Large Multi Level) | Lighting | No | Lighting - Induction Fixture (Outdoor) | 0.0033453 | 0.0040035 | 0.0046778 | 0.0053956 | 0.0060537 | 0.0065914 | 0.0069568 | 0.0073942 | 0.0078285 | 0.0082239 | 0.0086211 | 0.0089349
SDG&E | MW | Commercial | Com - Retail (Large Multi Level) | Lighting | No | Lighting - Linear Fluorescent Delamping | 0.0013208 | 0.0012676 | 0.0012065 | 0.00097304 | 0.0005512 | 0 | 0 | 0 | 0 | 0 | 0 | 0
SDG&E | MW | Commercial | Com - Retail (Large Multi Level) | Lighting | No | Lighting - Linear Fluorescent Fixture (Low Wattage T8) | 0.077047 | 0.086574 | 0.095164 | 0.10339 | 0.1095 | 0.11291 | 0.11342 | 0.11483 | 0.11616 | 0.11696 | 0.11781 | 0.11789
SDG&E | MW | Commercial | Com - Retail (Large Multi Level) | Lighting | No | Lighting - Low Bay HID to T5 | 0 | 0 | 0 | 0 | 0 | 0.0043951 | 0.0040143 | 0.0038752 | 0.0038231 | 0.0037927 | 0.0038393 | 0.0038456
SDG&E | MW | Commercial | Com - Retail (Large Multi Level) | Lighting | No | Lighting - Plug-In Fixture (Compact Fluorescent) | 0.068424 | 0.065453 | 0.063191 | 0.062011 | 0.060595 | 0 | 0 | 0 | 0 | 0 | 0 | 0
SDG&E | MW | Commercial | Com - Retail (Large Multi Level) | Lighting | No | Lighting - Plug-In Fixture (Induction) | 0 | 0 | 0.010985 | 0.013048 | 0.014337 | 0.014938 | 0.01491 | 0.015085 | 0.015303 | 0.015509 | 0.015814 | 0.016031
SDG&E | MW | Commercial | Com - Retail (Large Multi Level) | Lighting | No | Lighting - Plug-In Fixture (Linear Fluorescent) | 0.11027 | 0.11621 | 0.12002 | 0.12339 | 0.12379 | 0 | 0 | 0 | 0 | 0 | 0 | 0
SDG&E | MW | Commercial | Com - Retail (Large Multi Level) | Lighting | No | Lighting - Plug-In Fixture (PSMH with Electronic Ballast) | 0.02554 | 0.025732 | 0.023602 | 0.022494 | 0.021667 | 0.020836 | 0.019904 | 0.01951 | 0.019339 | 0.019248 | 0.019306 | 0.01932
SDG&E | MW | Commercial | Com - Retail (Large Multi Level) | Lighting | No | Lighting - Plug-In Fixture (PSMH) | 0.026284 | 0.026436 | 0.024338 | 0.023052 | 0.021912 | 0.020847 | 0.019737 | 0.019171 | 0.018842 | 0.018596 | 0.018505 | 0.018386
SDG&E | MW | Commercial | Com - Retail (Large Multi Level) | SHW | No | SHW - EF Rated Instantaneous Water Heater (Electric) | 2.4656e-05 | 3.0325e-05 | 3.6111e-05 | 4.2191e-05 | 4.7729e-05 | 5.2236e-05 | 5.5298e-05 | 5.8942e-05 | 6.2567e-05 | 6.5856e-05 | 6.9148e-05 | 7.1791e-05
SDG&E | MW | Commercial | Com - Retail (Large Multi Level) | SHW | No | SHW - EF Rated Storage Water Heater (Electric) | 1.9094e-05 | 2.3079e-05 | 0 | 0 | 0 | 0 | 0 | 0 | 0 | 0 | 0 | 0
SDG&E | MW | Commercial | Com - Retail (Large Multi Level) | Service | No | HVAC - Comprehensive Rooftop Unit Quality Maintenance | 4.641e-08 | 4.1733e-08 | 4.2938e-08 | 4.3169e-08 | 4.2251e-08 | 4.025e-08 | 3.7239e-08 | 3.3371e-08 | 2.8937e-08 | 2.4182e-08 | 1.9419e-08 | 1.4862e-08
SDG&E | MW | Commercial | Com - Retail (Large Multi Level) | Service | No | Service - HVAC Fault Detection & Diagnositics | 0 | 2.6893e-05 | 2.6362e-05 | 2.6461e-05 | 2.5823e-05 | 2.4332e-05 | 2.1875e-05 | 2.0809e-05 | 2.027e-05 | 1.9887e-05 | 2.0858e-05 | 2.0861e-05
SDG&E | MW | Commercial | Com - Retail (Large Multi Level) | Service | No | Service - Retro-Commissioning (Electric) | 0 | 0 | 0 | 0 | 0 | 0 | 0 | 0 | 0.00010533 | 9.491e-05 | 5.7344e-05 | 2.4414e-05
SDG&E | MW | Commercial | Com - Retail (Large Multi Level) | WholeBlg | No | HVAC - Energy Management System | 1.2523e-05 | 1.6448e-05 | 1.4345e-05 | 1.2594e-05 | 1.0876e-05 | 9.143e-06 | 7.3763e-06 | 7.1521e-06 | 7.0863e-06 | 7.059e-06 | 7.1656e-06 | 7.2006e-06
SDG&E | MW | Commercial | Com - Retail (Large Multi Level) | WholeBlg | No | WholeBlg - Com NC Level 2 | 0.00075761 | 0 | 0 | 0 | 0 | 0 | 0 | 0 | 0 | 0 | 0 | 0
SDG&E | MW | Commercial | Com - Retail (Large Multi Level) | WholeBlg | No | WholeBlg - Com NC Level 3 | 0.00098818 | 0 | 0 | 0 | 0 | 0 | 0 | 0 | 0 | 0 | 0 | 0
SDG&E | MW | Commercial | Com - Retail (Large Multi Level) | WholeBlg | No | WholeBlg - Com NC ZNE | 0.000221 | 0 | 0 | 0 | 0.00063987 | 0.0011855 | 0.0016862 | 0.0017572 | 0.0022965 | 0.0028413 | 0 | 0
SDG&E | MW | Commercial | Com - Retail (Large Multi Level) | WholeBlg | No | WholeBlg - Com RET Level 1 | 0.017396 | 0.02402 | 0.03112 | 0.038715 | 0.046779 | 0.055342 | 0.064352 | 0.073782 | 0.083558 | 0.093626 | 0.10387 | 0.1142
SDG&E | MW | Commercial | Com - Retail (Large Multi Level) | WholeBlg | No | WholeBlg - Com RET Level 2 | 0.042912 | 0.058353 | 0.074925 | 0.092784 | 0.11187 | 0.13221 | 0.1537 | 0.17631 | 0.19981 | 0.22407 | 0.24873 | 0.27357
SDG&E | MW | Commercial | Com - Retail (Large Single Level) | AppPlug | No | AppPlug - Desktop Computer (Com - Power Management) | 0.0078813 | 0.0086821 | 0.0088803 | 0.0089036 | 0.008615 | 0.0080419 | 0.0071983 | 0.0064043 | 0.0056562 | 0.0049543 | 0.004417 | 0.003908
SDG&E | MW | Commercial | Com - Retail (Large Single Level) | AppPlug | No | AppPlug - Occupancy Sensor Plug Strip | 0 | 0 | 0 | 0 | 0 | 0 | 0 | 0 | 0 | 0.024537 | 0.021707 | 0.015496
SDG&E | MW | Commercial | Com - Retail (Large Single Level) | BldgEnv | No | BldgEnv - Window Film | 0 | 0 | 0.001942 | 0.0052641 | 0.0079247 | 0.0097392 | 0.010857 | 0.011783 | 0.01242 | 0.013079 | 0.013508 | 0.013646
SDG&E | MW | Commercial | Com - Retail (Large Single Level) | FoodServ | No | FoodServ - Electric Steamer | 0.0013933 | 0.0014062 | 0.0014173 | 0.0014348 | 0.0014284 | 0.0013906 | 0.001318 | 0.0012753 | 0.0012422 | 0.0012105 | 0.0011906 | 0.0011637
SDG&E | MW | Commercial | Com - Retail (Large Single Level) | FoodServ | No | FoodServ - Oven (Electric) | 0.012855 | 0.013385 | 0.013906 | 0.014479 | 0.014806 | 0.014786 | 0.014364 | 0.014173 | 0.014026 | 0.013846 | 0.013749 | 0.013546
SDG&E | MW | Commercial | Com - Retail (Large Single Level) | HVAC | Yes | HVAC - Advanced Package Rooftop AC (> EER 12) - Emerging | 0 | 0 | 0.0001849 | 0.00047682 | 0.0008358 | 0.0012412 | 0.0016788 | 0.0021449 | 0.0026473 | 0.0031894 | 0.0037699 | 0.0044082
SDG&E | MW | Commercial | Com - Retail (Large Single Level) | HVAC | No | HVAC - Direct Evaporative Cooler | 0.18746 | 0.18071 | 0.1759 | 0.17228 | 0.16877 | 0.16503 | 0.16089 | 0.15741 | 0.15412 | 0.15243 | 0.15192 | 0.15108
SDG&E | MW | Commercial | Com - Retail (Large Single Level) | HVAC | No | HVAC - EER Rated Package Rooftop AC (EER 11) | 0 | 0 | 0 | 0 | 0.026054 | 0.027208 | 0.027577 | 0.028056 | 0.028512 | 0.028904 | 0.029412 | 0.029822
SDG&E | MW | Commercial | Com - Retail (Large Single Level) | HVAC | No | HVAC - Repair Duct System | 0 | 0 | 0 | 0 | 0 | 0.032791 | 0.026426 | 0.020348 | 0.014702 | 0.0097916 | 0.0055445 | 0.0020151
SDG&E | MW | Commercial | Com - Retail (Large Single Level) | HVAC | No | HVAC - SEER Rated Package Rooftop AC (SEER 14) | 0.048081 | 0.047562 | 0 | 0 | 0 | 0 | 0 | 0 | 0 | 0 | 0 | 0
SDG&E | MW | Commercial | Com - Retail (Large Single Level) | HVAC | No | HVAC - SEER Rated Package Rooftop AC (SEER 15) | 0.098668 | 0.098039 | 0.045365 | 0.045618 | 0.04559 | 0.045124 | 0.04411 | 0.043835 | 0.04387 | 0.044012 | 0.044436 | 0.044773
SDG&E | MW | Commercial | Com - Retail (Large Single Level) | HVAC | No | HVAC - SEER Rated Package Rooftop HP (SEER 14) | 0.012465 | 0.012334 | 0 | 0 | 0 | 0 | 0 | 0 | 0 | 0 | 0 | 0
SDG&E | MW | Commercial | Com - Retail (Large Single Level) | HVAC | No | HVAC - SEER Rated Package Rooftop HP (SEER 15) | 0.049105 | 0.048596 | 0.022406 | 0.022474 | 0.022379 | 0.022032 | 0.021376 | 0.02114 | 0.021073 | 0.021062 | 0.021207 | 0.021295
SDG&E | MW | Commercial | Com - Retail (Large Single Level) | HVAC | No | HVAC - SEER Rated Split System AC (SEER 14) | 0.014962 | 0.01478 | 0.014559 | 0 | 0 | 0 | 0 | 0 | 0 | 0 | 0 | 0
SDG&E | MW | Commercial | Com - Retail (Large Single Level) | HVAC | No | HVAC - SEER Rated Split System AC (SEER 15) | 0.012858 | 0.013244 | 0.0062736 | 0.0064079 | 0.0064733 | 0.0064544 | 0.0063392 | 0.0063071 | 0.0063061 | 0.0063319 | 0.0064054 | 0.0064552
SDG&E | MW | Commercial | Com - Retail (Large Single Level) | HVAC | No | HVAC - SEER Rated Split System HP (SEER 14) | 0.05079 | 0.050298 | 0.0067378 | 0.006749 | 0.0067145 | 0.006609 | 0.006419 | 0.0063462 | 0.0063207 | 0.0063113 | 0.0063461 | 0.0063651
SDG&E | MW | Commercial | Com - Retail (Large Single Level) | HVAC | No | HVAC - SEER Rated Split System HP (SEER 15) | 0.024376 | 0.024171 | 0.01116 | 0.011202 | 0.011165 | 0.011008 | 0.010704 | 0.010597 | 0.01057 | 0.010569 | 0.010642 | 0.010688
SDG&E | MW | Commercial | Com - Retail (Large Single Level) | Lighting | Yes | Lighting - LED Fixture (Replacing T8) - Emerging | 0.018364 | 0.026935 | 0.039215 | 0.055531 | 0.074712 | 0.096312 | 0.11805 | 0.14461 | 0.17361 | 0.20469 | 0.23882 | 0.27196
SDG&E | MW | Commercial | Com - Retail (Large Single Level) | Lighting | Yes | Lighting - LED Lamp (Basic High - Indoor) - Emerging | 0.0034952 | 0.0056907 | 0.0075917 | 0.0092808 | 0.011061 | 0.0016455 | 0.0018314 | 0.0020038 | 0.0021554 | 0.0025257 | 0.0035671 | 0.0044742
SDG&E | MW | Commercial | Com - Retail (Large Single Level) | Lighting | Yes | Lighting - LED Lamp (Basic Low - Indoor) - Emerging | 0.018515 | 0.02548 | 0.031334 | 0.037588 | 0.043808 | 0.0075268 | 0.0081735 | 0.012455 | 0.016819 | 0.02095 | 0.024826 | 0.028296
SDG&E | MW | Commercial | Com - Retail (Large Single Level) | Lighting | Yes | Lighting - LED Plug-In Indoor Fixture - Emerging | 0.0066705 | 0.0082867 | 0.010125 | 0.012194 | 0.01436 | 0.00092975 | 0.0010205 | 0.0011674 | 0.001503 | 0.0018541 | 0.00222 | 0.0025808
SDG&E | MW | Commercial | Com - Retail (Large Single Level) | Lighting | No | Lighting - Cold Cathode Lamp | 0.0020065 | 0.0020048 | 0.0019988 | 0.0020033 | 0.0019805 | 0 | 0 | 0 | 0 | 0 | 0 | 0
SDG&E | MW | Commercial | Com - Retail (Large Single Level) | Lighting | No | Lighting - Compact Fluorescent Fixture (Indoor) | 0.38992 | 0.38741 | 0.387 | 0.38881 | 0.3869 | 0 | 0 | 0 | 0 | 0 | 0 | 0
SDG&E | MW | Commercial | Com - Retail (Large Single Level) | Lighting | No | Lighting - Compact Fluorescent Lamp (Basic High - Indoor) | 0.079957 | 0.08381 | 0.085462 | 0.085567 | 0.083675 | 0 | 0 | 0 | 0 | 0 | 0 | 0
SDG&E | MW | Commercial | Com - Retail (Large Single Level) | Lighting | No | Lighting - Compact Fluorescent Lamp (Basic Low - Indoor) | 0.3015 | 0.28641 | 0.2734 | 0.26336 | 0.25459 | 0 | 0 | 0 | 0 | 0 | 0 | 0
SDG&E | MW | Commercial | Com - Retail (Large Single Level) | Lighting | No | Lighting - Exit Fixture (LED) | 0.042763 | 0.038986 | 0.031787 | 0.022666 | 0.014013 | 0.0072215 | 0.0024898 | 0 | 0 | 0 | 0 | 0
SDG&E | MW | Commercial | Com - Retail (Large Single Level) | Lighting | No | Lighting - Halogen Lamp (A-Line) | 0.0004181 | 0.00054696 | 0.00066384 | 0.00079157 | 0.00092167 | 0 | 0 | 0 | 0 | 0 | 0 | 0
SDG&E | MW | Commercial | Com - Retail (Large Single Level) | Lighting | No | Lighting - Halogen Lamp (Reflector) | 0.00015363 | 0.0001986 | 0.00023653 | 0.00027621 | 0.00031576 | 0.00035393 | 0.00038049 | 0.00040777 | 0.00042886 | 0.00045007 | 0.0004731 | 0.00048909
SDG&E | MW | Commercial | Com - Retail (Large Single Level) | Lighting | No | Lighting - High Bay HID to T5 | 0.059401 | 0.062836 | 0.065225 | 0.064749 | 0.060712 | 0.053658 | 0.044516 | 0.036096 | 0.028887 | 0.023025 | 0.018895 | 0.016818
SDG&E | MW | Commercial | Com - Retail (Large Single Level) | Lighting | No | Lighting - Induction Fixture (Indoor) | 0.0082408 | 0.010092 | 0.011966 | 0.013935 | 0.015733 | 0.017194 | 0.018171 | 0.019304 | 0.020398 | 0.021349 | 0.022275 | 0.022952
SDG&E | MW | Commercial | Com - Retail (Large Single Level) | Lighting | No | Lighting - Induction Fixture (Outdoor) | 0.0033453 | 0.0040035 | 0.0046778 | 0.0053956 | 0.0060537 | 0.0065914 | 0.0069568 | 0.0073942 | 0.0078285 | 0.0082239 | 0.0086211 | 0.0089349
SDG&E | MW | Commercial | Com - Retail (Large Single Level) | Lighting | No | Lighting - Linear Fluorescent Delamping | 0.0014875 | 0.0014274 | 0.0013595 | 0.0010968 | 0.00062133 | 0 | 0 | 0 | 0 | 0 | 0 | 0
SDG&E | MW | Commercial | Com - Retail (Large Single Level) | Lighting | No | Lighting - Linear Fluorescent Fixture (Low Wattage T8) | 0.090661 | 0.10136 | 0.11093 | 0.12004 | 0.12666 | 0.13017 | 0.13035 | 0.13161 | 0.1328 | 0.13339 | 0.13408 | 0.13391
SDG&E | MW | Commercial | Com - Retail (Large Single Level) | Lighting | No | Lighting - Low Bay HID to T5 | 0.0023419 | 0.0055391 | 0.0054862 | 0.0055494 | 0.0054732 | 0.0052028 | 0.0047183 | 0.0045305 | 0.0044547 | 0.0044101 | 0.0044595 | 0.0044641
SDG&E | MW | Commercial | Com - Retail (Large Single Level) | Lighting | No | Lighting - Plug-In Fixture (Compact Fluorescent) | 0.07748 | 0.074121 | 0.071559 | 0.070227 | 0.0686 | 0 | 0 | 0 | 0 | 0 | 0 | 0
SDG&E | MW | Commercial | Com - Retail (Large Single Level) | Lighting | No | Lighting - Plug-In Fixture (Induction) | 0 | 0 | 0.0064355 | 0.013355 | 0.015232 | 0.016222 | 0.016385 | 0.016677 | 0.016971 | 0.017229 | 0.017585 | 0.017835
SDG&E | MW | Commercial | Com - Retail (Large Single Level) | Lighting | No | Lighting - Plug-In Fixture (Linear Fluorescent) | 0.12288 | 0.1295 | 0.13375 | 0.13753 | 0.13799 | 0 | 0 | 0 | 0 | 0 | 0 | 0
SDG&E | MW | Commercial | Com - Retail (Large Single Level) | Lighting | No | Lighting - Plug-In Fixture (PSMH with Electronic Ballast) | 0.02847 | 0.028712 | 0.027441 | 0.025977 | 0.024713 | 0.023535 | 0.022338 | 0.02182 | 0.021587 | 0.021462 | 0.021514 | 0.021521
SDG&E | MW | Commercial | Com - Retail (Large Single Level) | Lighting | No | Lighting - Plug-In Fixture (PSMH) | 0.029327 | 0.029526 | 0.02829 | 0.026653 | 0.025027 | 0.023582 | 0.022182 | 0.021472 | 0.021062 | 0.020763 | 0.020647 | 0.020506
SDG&E | MW | Commercial | Com - Retail (Large Single Level) | SHW | No | SHW - EF Rated Instantaneous Water Heater (Electric) | 2.2463e-05 | 2.7628e-05 | 3.2894e-05 | 3.8424e-05 | 4.3461e-05 | 4.7561e-05 | 5.0346e-05 | 5.3662e-05 | 5.6961e-05 | 5.9954e-05 | 6.2949e-05 | 6.5355e-05
SDG&E | MW | Commercial | Com - Retail (Large Single Level) | SHW | No | SHW - EF Rated Storage Water Heater (Electric) | 1.7403e-05 | 2.1034e-05 | 0 | 0 | 0 | 0 | 0 | 0 | 0 | 0 | 0 | 0
SDG&E | MW | Commercial | Com - Retail (Large Single Level) | Service | No | HVAC - Comprehensive Rooftop Unit Quality Maintenance | 4.641e-08 | 4.1733e-08 | 4.2938e-08 | 4.3169e-08 | 4.2251e-08 | 4.025e-08 | 3.7239e-08 | 3.3371e-08 | 2.8937e-08 | 2.4182e-08 | 1.9419e-08 | 1.4862e-08
SDG&E | MW | Commercial | Com - Retail (Large Single Level) | Service | No | Service - HVAC Fault Detection & Diagnositics | 0 | 2.6893e-05 | 2.6362e-05 | 2.6461e-05 | 2.5823e-05 | 2.4332e-05 | 2.1875e-05 | 2.0809e-05 | 2.027e-05 | 1.9887e-05 | 2.0858e-05 | 2.0861e-05
SDG&E | MW | Commercial | Com - Retail (Large Single Level) | Service | No | Service - Retro-Commissioning (Electric) | 0 | 0 | 0 | 0 | 0 | 0 | 0 | 0 | 0.00010533 | 9.491e-05 | 5.7344e-05 | 2.4414e-05
SDG&E | MW | Commercial | Com - Retail (Large Single Level) | WholeBlg | No | HVAC - Energy Management System | 1.2523e-05 | 1.6448e-05 | 1.4345e-05 | 1.2594e-05 | 1.0876e-05 | 9.143e-06 | 7.3763e-06 | 7.1521e-06 | 7.0863e-06 | 7.059e-06 | 7.1656e-06 | 7.2006e-06
SDG&E | MW | Commercial | Com - Retail (Large Single Level) | WholeBlg | No | WholeBlg - Com NC Level 2 | 0.00075761 | 0 | 0 | 0 | 0 | 0 | 0 | 0 | 0 | 0 | 0 | 0
SDG&E | MW | Commercial | Com - Retail (Large Single Level) | WholeBlg | No | WholeBlg - Com NC Level 3 | 0.00098818 | 0 | 0 | 0 | 0 | 0 | 0 | 0 | 0 | 0 | 0 | 0
SDG&E | MW | Commercial | Com - Retail (Large Single Level) | WholeBlg | No | WholeBlg - Com NC ZNE | 0.000221 | 0 | 0 | 0 | 0.00063987 | 0.0011855 | 0.0016862 | 0.0017572 | 0.0022965 | 0.0028413 | 0 | 0
SDG&E | MW | Commercial | Com - Retail (Large Single Level) | WholeBlg | No | WholeBlg - Com RET Level 1 | 0.019128 | 0.026457 | 0.034321 | 0.042735 | 0.051677 | 0.061166 | 0.071154 | 0.081599 | 0.092425 | 0.10355 | 0.11486 | 0.12625
SDG&E | MW | Commercial | Com - Retail (Large Single Level) | WholeBlg | No | WholeBlg - Com RET Level 2 | 0.044965 | 0.061122 | 0.07843 | 0.097032 | 0.11688 | 0.13798 | 0.16024 | 0.18361 | 0.20787 | 0.23287 | 0.25824 | 0.28375
SDG&E | MW | Commercial | Com - Retail (Small) | AppPlug | No | AppPlug - Desktop Computer (Com - Power Management) | 0.0078813 | 0.0086821 | 0.0088803 | 0.0089036 | 0.008615 | 0.0080419 | 0.0071983 | 0.0064043 | 0.0056562 | 0.0049543 | 0.004417 | 0.003908
SDG&E | MW | Commercial | Com - Retail (Small) | AppPlug | No | AppPlug - Occupancy Sensor Plug Strip | 0 | 0 | 0 | 0 | 0 | 0 | 0 | 0 | 0 | 0.024537 | 0.021707 | 0.015496
SDG&E | MW | Commercial | Com - Retail (Small) | BldgEnv | No | BldgEnv - Window Film | 0 | 0 | 0.002189 | 0.0064584 | 0.0098454 | 0.012112 | 0.01346 | 0.014535 | 0.015227 | 0.015928 | 0.016335 | 0.016379
SDG&E | MW | Commercial | Com - Retail (Small) | FoodServ | No | FoodServ - Electric Steamer | 0.0013933 | 0.0014062 | 0.0014173 | 0.0014348 | 0.0014281 | 0.0013901 | 0.0013173 | 0.0012743 | 0.0012409 | 0.0012089 | 0.0011906 | 0.0011637
SDG&E | MW | Commercial | Com - Retail (Small) | HVAC | Yes | HVAC - Advanced Package Rooftop AC (> EER 12) - Emerging | 0 | 0 | 0.00019972 | 0.0005159 | 0.00090339 | 0.0013405 | 0.0018113 | 0.0023116 | 0.00285 | 0.0034305 | 0.0040517 | 0.0047346
SDG&E | MW | Commercial | Com - Retail (Small) | HVAC | No | HVAC - Direct Evaporative Cooler | 0.12098 | 0.11836 | 0.11701 | 0.11647 | 0.11605 | 0.11551 | 0.11473 | 0.1144 | 0.1142 | 0.11415 | 0.11423 | 0.11421
SDG&E | MW | Commercial | Com - Retail (Small) | HVAC | No | HVAC - EER Rated Package Rooftop AC (EER 11) | 0 | 0 | 0 | 0.02053 | 0.021825 | 0.032116 | 0.032495 | 0.033023 | 0.033542 | 0.033996 | 0.034588 | 0.035069
SDG&E | MW | Commercial | Com - Retail (Small) | HVAC | No | HVAC - SEER Rated Package Rooftop AC (SEER 14) | 0.054194 | 0.053618 | 0 | 0 | 0 | 0 | 0 | 0 | 0 | 0 | 0 | 0
SDG&E | MW | Commercial | Com - Retail (Small) | HVAC | No | HVAC - SEER Rated Package Rooftop AC (SEER 15) | 0.11079 | 0.11016 | 0.051002 | 0.051283 | 0.051281 | 0.050834 | 0.049823 | 0.049565 | 0.049625 | 0.049799 | 0.050265 | 0.050646
SDG&E | MW | Commercial | Com - Retail (Small) | HVAC | No | HVAC - SEER Rated Package Rooftop HP (SEER 14) | 0.014557 | 0.014398 | 0 | 0 | 0 | 0 | 0 | 0 | 0 | 0 | 0 | 0
SDG&E | MW | Commercial | Com - Retail (Small) | HVAC | No | HVAC - SEER Rated Package Rooftop HP (SEER 15) | 0.056878 | 0.056282 | 0.025948 | 0.026035 | 0.025921 | 0.025499 | 0.024701 | 0.024414 | 0.024333 | 0.02432 | 0.024496 | 0.024599
SDG&E | MW | Commercial | Com - Retail (Small) | HVAC | No | HVAC - SEER Rated Split System AC (SEER 14) | 0.020651 | 0.020412 | 0.020197 | 0 | 0 | 0 | 0 | 0 | 0 | 0 | 0 | 0
SDG&E | MW | Commercial | Com - Retail (Small) | HVAC | No | HVAC - SEER Rated Split System AC (SEER 15) | 0.020865 | 0.021591 | 0.010323 | 0.010662 | 0.010901 | 0.011004 | 0.010942 | 0.011016 | 0.011139 | 0.011263 | 0.011439 | 0.011578
SDG&E | MW | Commercial | Com - Retail (Small) | HVAC | No | HVAC - SEER Rated Split System HP (SEER 14) | 0.059626 | 0.059045 | 0.0079095 | 0.0079228 | 0.0078821 | 0.0077582 | 0.0075346 | 0.007449 | 0.0074191 | 0.007408 | 0.0074491 | 0.0074714
SDG&E | MW | Commercial | Com - Retail (Small) | HVAC | No | HVAC - SEER Rated Split System HP (SEER 15) | 0.02832 | 0.028076 | 0.012962 | 0.01301 | 0.012966 | 0.012781 | 0.012423 | 0.012297 | 0.012264 | 0.012262 | 0.012347 | 0.0124
SDG&E | MW | Commercial | Com - Retail (Small) | Lighting | Yes | Lighting - LED Fixture (Replacing T8) - Emerging | 0.014371 | 0.021251 | 0.031617 | 0.045724 | 0.062792 | 0.082615 | 0.1032 | 0.12874 | 0.15677 | 0.18718 | 0.22085 | 0.25408
SDG&E | MW | Commercial | Com - Retail (Small) | Lighting | Yes | Lighting - LED Lamp (Basic High - Indoor) - Emerging | 0.0033635 | 0.0054928 | 0.0074294 | 0.0090975 | 0.010867 | 0.0016209 | 0.0018086 | 0.0019826 | 0.0021354 | 0.0025037 | 0.0035479 | 0.004459
SDG&E | MW | Commercial | Com - Retail (Small) | Lighting | Yes | Lighting - LED Lamp (Basic Low - Indoor) - Emerging | 0.018103 | 0.025097 | 0.030885 | 0.037106 | 0.04332 | 0.0074556 | 0.0081087 | 0.01238 | 0.016747 | 0.020888 | 0.024782 | 0.028274
SDG&E | MW | Commercial | Com - Retail (Small) | Lighting | Yes | Lighting - LED Plug-In Indoor Fixture - Emerging | 0.0046516 | 0.0056543 | 0.0069102 | 0.0083948 | 0.010035 | 0.00066482 | 0.00074827 | 0.00084206 | 0.0011052 | 0.0014019 | 0.0017246 | 0.0020545
SDG&E | MW | Commercial | Com - Retail (Small) | Lighting | No | Lighting - Cold Cathode Lamp | 0.0021237 | 0.0021274 | 0.0021258 | 0.002135 | 0.0021148 | 0 | 0 | 0 | 0 | 0 | 0 | 0
SDG&E | MW | Commercial | Com - Retail (Small) | Lighting | No | Lighting - Compact Fluorescent Fixture (Indoor) | 0.38842 | 0.38571 | 0.38515 | 0.38684 | 0.38496 | 0 | 0 | 0 | 0 | 0 | 0 | 0
SDG&E | MW | Commercial | Com - Retail (Small) | Lighting | No | Lighting - Compact Fluorescent Lamp (Basic High - Indoor) | 0.079323 | 0.083328 | 0.085036 | 0.085199 | 0.083353 | 0 | 0 | 0 | 0 | 0 | 0 | 0
SDG&E | MW | Commercial | Com - Retail (Small) | Lighting | No | Lighting - Compact Fluorescent Lamp (Basic Low - Indoor) | 0.29934 | 0.28463 | 0.27194 | 0.26211 | 0.25352 | 0 | 0 | 0 | 0 | 0 | 0 | 0
SDG&E | MW | Commercial | Com - Retail (Small) | Lighting | No | Lighting - Exit Fixture (LED) | 0.043209 | 0.039393 | 0.032119 | 0.022904 | 0.014161 | 0.0072999 | 0.002519 | 0 | 0 | 0 | 0 | 0
SDG&E | MW | Commercial | Com - Retail (Small) | Lighting | No | Lighting - Halogen Lamp (A-Line) | 0.0004181 | 0.00054697 | 0.00066387 | 0.00079162 | 0.00092173 | 0 | 0 | 0 | 0 | 0 | 0 | 0
SDG&E | MW | Commercial | Com - Retail (Small) | Lighting | No | Lighting - Halogen Lamp (Reflector) | 0.00015362 | 0.0001986 | 0.00023654 | 0.00027622 | 0.00031579 | 0.00035401 | 0.00038057 | 0.00040789 | 0.00042898 | 0.00045025 | 0.00047325 | 0.00048926
SDG&E | MW | Commercial | Com - Retail (Small) | Lighting | No | Lighting - High Bay HID to T5 | 0.059522 | 0.062869 | 0.065091 | 0.064489 | 0.06038 | 0.053334 | 0.044259 | 0.0359 | 0.028738 | 0.022894 | 0.018763 | 0.01657
SDG&E | MW | Commercial | Com - Retail (Small) | Lighting | No | Lighting - Induction Fixture (Indoor) | 0.0083851 | 0.010272 | 0.012183 | 0.014189 | 0.016022 | 0.017511 | 0.018506 | 0.019661 | 0.020774 | 0.021742 | 0.022684 | 0.023372
SDG&E | MW | Commercial | Com - Retail (Small) | Lighting | No | Lighting - Induction Fixture (Outdoor) | 0.0033453 | 0.0040035 | 0.0046778 | 0.0053956 | 0.0060537 | 0.0065914 | 0.0069567 | 0.0073942 | 0.0078285 | 0.0082239 | 0.0086211 | 0.0089349
SDG&E | MW | Commercial | Com - Retail (Small) | Lighting | No | Lighting - Linear Fluorescent Delamping | 0.0015049 | 0.0014442 | 0.0013745 | 0.0011085 | 0.00062794 | 0 | 0 | 0 | 0 | 0 | 0 | 0
SDG&E | MW | Commercial | Com - Retail (Small) | Lighting | No | Lighting - Linear Fluorescent Fixture (Low Wattage T8) | 0.088562 | 0.099558 | 0.10948 | 0.11898 | 0.12605 | 0.13004 | 0.13069 | 0.13237 | 0.13394 | 0.1349 | 0.13592 | 0.13604
SDG&E | MW | Commercial | Com - Retail (Small) | Lighting | No | Lighting - Low Bay HID to T5 | 0 | 0 | 0 | 0 | 0 | 0.0050185 | 0.0045843 | 0.0044255 | 0.0043663 | 0.0043314 | 0.004385 | 0.0043923
SDG&E | MW | Commercial | Com - Retail (Small) | Lighting | No | Lighting - Plug-In Fixture (Compact Fluorescent) | 0.07353 | 0.070983 | 0.069164 | 0.068501 | 0.067483 | 0 | 0 | 0 | 0 | 0 | 0 | 0
SDG&E | MW | Commercial | Com - Retail (Small) | Lighting | No | Lighting - Plug-In Fixture (Induction) | 0 | 0 | 0.01179 | 0.014199 | 0.015645 | 0.016337 | 0.016335 | 0.016548 | 0.016804 | 0.017045 | 0.017394 | 0.017645
SDG&E | MW | Commercial | Com - Retail (Small) | Lighting | No | Lighting - Plug-In Fixture (Linear Fluorescent) | 0.1219 | 0.12786 | 0.13175 | 0.13534 | 0.13585 | 0 | 0 | 0 | 0 | 0 | 0 | 0
SDG&E | MW | Commercial | Com - Retail (Small) | Lighting | No | Lighting - Plug-In Fixture (PSMH with Electronic Ballast) | 0.028529 | 0.028808 | 0.026395 | 0.024948 | 0.024065 | 0.023166 | 0.022149 | 0.021723 | 0.021543 | 0.021448 | 0.021518 | 0.021538
SDG&E | MW | Commercial | Com - Retail (Small) | Lighting | No | Lighting - Plug-In Fixture (PSMH) | 0.029478 | 0.029715 | 0.027305 | 0.025978 | 0.024674 | 0.023461 | 0.022201 | 0.021554 | 0.021173 | 0.020886 | 0.020773 | 0.02063
SDG&E | MW | Commercial | Com - Retail (Small) | SHW | No | SHW - EF Rated Instantaneous Water Heater (Electric) | 1.3636e-05 | 1.6768e-05 | 1.9947e-05 | 2.3279e-05 | 2.6311e-05 | 2.878e-05 | 3.0459e-05 | 3.2458e-05 | 3.4448e-05 | 3.6254e-05 | 3.8062e-05 | 3.9516e-05
SDG&E | MW | Commercial | Com - Retail (Small) | SHW | No | SHW - EF Rated Storage Water Heater (Electric) | 1.143e-05 | 1.3818e-05 | 0 | 0 | 0 | 0 | 0 | 0 | 0 | 0 | 0 | 0
SDG&E | MW | Commercial | Com - Retail (Small) | Service | No | HVAC - Comprehensive Rooftop Unit Quality Maintenance | 4.641e-08 | 4.1733e-08 | 4.2938e-08 | 4.3169e-08 | 4.2251e-08 | 4.025e-08 | 3.7239e-08 | 3.3371e-08 | 2.8937e-08 | 2.4182e-08 | 1.9419e-08 | 1.4862e-08
SDG&E | MW | Commercial | Com - Retail (Small) | Service | No | Service - HVAC Fault Detection & Diagnositics | 0 | 2.6893e-05 | 2.6362e-05 | 2.6461e-05 | 2.5823e-05 | 2.4332e-05 | 2.1875e-05 | 2.0809e-05 | 2.027e-05 | 1.9887e-05 | 2.0858e-05 | 2.0861e-05
SDG&E | MW | Commercial | Com - Retail (Small) | Service | No | Service - Retro-Commissioning (Electric) | 0 | 0 | 0 | 0 | 0 | 0 | 0 | 0 | 0.00010533 | 9.491e-05 | 5.7344e-05 | 2.4414e-05
SDG&E | MW | Commercial | Com - Retail (Small) | WholeBlg | No | HVAC - Energy Management System | 1.2523e-05 | 1.6448e-05 | 1.4345e-05 | 1.2594e-05 | 1.0876e-05 | 9.143e-06 | 7.3763e-06 | 7.1521e-06 | 7.0863e-06 | 7.059e-06 | 7.1656e-06 | 7.2006e-06
SDG&E | MW | Commercial | Com - Retail (Small) | WholeBlg | No | WholeBlg - Com NC Level 2 | 0.00075761 | 0 | 0 | 0 | 0 | 0 | 0 | 0 | 0 | 0 | 0 | 0
SDG&E | MW | Commercial | Com - Retail (Small) | WholeBlg | No | WholeBlg - Com NC Level 3 | 0.00098818 | 0 | 0 | 0 | 0 | 0 | 0 | 0 | 0 | 0 | 0 | 0
SDG&E | MW | Commercial | Com - Retail (Small) | WholeBlg | No | WholeBlg - Com NC ZNE | 0.000221 | 0 | 0 | 0 | 0.00063987 | 0.0011855 | 0.0016862 | 0.0017572 | 0.0022965 | 0.0028413 | 0 | 0
SDG&E | MW | Commercial | Com - Retail (Small) | WholeBlg | No | WholeBlg - Com RET Level 1 | 0.020713 | 0.028677 | 0.037228 | 0.04638 | 0.056107 | 0.066433 | 0.077302 | 0.088668 | 0.10045 | 0.11256 | 0.12486 | 0.13724
SDG&E | MW | Commercial | Com - Retail (Small) | WholeBlg | No | WholeBlg - Com RET Level 2 | 0.046675 | 0.063464 | 0.081449 | 0.10079 | 0.12142 | 0.14336 | 0.1665 | 0.19081 | 0.21604 | 0.24205 | 0.26847 | 0.29508
SDG&E | MW | Commercial | Com - Storage (Conditioned) | AppPlug | No | AppPlug - Desktop Computer (Com - Power Management) | 0.0032206 | 0.0035473 | 0.0036283 | 0.0036378 | 0.0035223 | 0.0032902 | 0.0029473 | 0.0026252 | 0.0023221 | 0.0020373 | 0.0018047 | 0.0015967
SDG&E | MW | Commercial | Com - Storage (Conditioned) | AppPlug | No | AppPlug - Occupancy Sensor Plug Strip | 0 | 0 | 0 | 0 | 0 | 0 | 0 | 0 | 0 | 0.010032 | 0.0088692 | 0.0063313
SDG&E | MW | Commercial | Com - Storage (Conditioned) | BldgEnv | No | BldgEnv - Window Film | 0 | 0 | 0 | 0 | 0 | 0 | 0 | 0 | 0 | 0.00062011 | 0.0012635 | 0.0016431
SDG&E | MW | Commercial | Com - Storage (Conditioned) | ComRefrig | No | ComRefrig - Strip Curtain for Walk In Refrigerator | 0 | 0.0029361 | 0.0028023 | 0.0024676 | 0.0019925 | 0.0014655 | 0.00096787 | 0.00055043 | 0.00023108 | 2.3376e-06 | 0 | 0
SDG&E | MW | Commercial | Com - Storage (Conditioned) | HVAC | No | HVAC - Direct Evaporative Cooler | 0.051565 | 0.049226 | 0.047351 | 0.045781 | 0.044271 | 0.042737 | 0.041145 | 0.039927 | 0.039127 | 0.038367 | 0.037645 | 0.03689
SDG&E | MW | Commercial | Com - Storage (Conditioned) | HVAC | No | HVAC - SEER Rated Package Rooftop AC (SEER 14) | 0.0097332 | 0.009625 | 0 | 0 | 0 | 0 | 0 | 0 | 0 | 0 | 0 | 0
SDG&E | MW | Commercial | Com - Storage (Conditioned) | HVAC | No | HVAC - SEER Rated Package Rooftop AC (SEER 15) | 0.015511 | 0.015445 | 0.0071633 | 0.0072001 | 0.0072121 | 0.0071812 | 0.0070938 | 0.0070793 | 0.0070973 | 0.007128 | 0.0071856 | 0.0072403
SDG&E | MW | Commercial | Com - Storage (Conditioned) | HVAC | No | HVAC - SEER Rated Package Rooftop HP (SEER 14) | 0.0019226 | 0.0019018 | 0 | 0 | 0 | 0 | 0 | 0 | 0 | 0 | 0 | 0
SDG&E | MW | Commercial | Com - Storage (Conditioned) | HVAC | No | HVAC - SEER Rated Package Rooftop HP (SEER 15) | 0.0067641 | 0.0067028 | 0.0030989 | 0.0031152 | 0.0031116 | 0.0030762 | 0.0030013 | 0.0029793 | 0.0029793 | 0.0029868 | 0.003012 | 0.0030325
SDG&E | MW | Commercial | Com - Storage (Conditioned) | HVAC | No | HVAC - SEER Rated Split System AC (SEER 14) | 0.0029467 | 0.0029146 | 0.0028769 | 0 | 0 | 0 | 0 | 0 | 0 | 0 | 0 | 0
SDG&E | MW | Commercial | Com - Storage (Conditioned) | HVAC | No | HVAC - SEER Rated Split System AC (SEER 15) | 0.001782 | 0.0018374 | 0.00087123 | 0.00088914 | 0.00089876 | 0.00089847 | 0.00088686 | 0.00088613 | 0.00089246 | 0.00089813 | 0.00090621 | 0.00091222
SDG&E | MW | Commercial | Com - Storage (Conditioned) | HVAC | No | HVAC - SEER Rated Split System HP (SEER 14) | 0.011308 | 0.011184 | 0.0014993 | 0.0015035 | 0.0014983 | 0.001478 | 0.0014391 | 0.001426 | 0.0014238 | 0.0014253 | 0.0014355 | 0.0014436
SDG&E | MW | Commercial | Com - Storage (Conditioned) | HVAC | No | HVAC - SEER Rated Split System HP (SEER 15) | 0.0043263 | 0.0042923 | 0.0019866 | 0.0019989 | 0.0019987 | 0.0019786 | 0.0019336 | 0.0019219 | 0.0019242 | 0.0019314 | 0.0019499 | 0.0019657
SDG&E | MW | Commercial | Com - Storage (Conditioned) | Lighting | Yes | Lighting - LED Fixture (Replacing T8) - Emerging | 0.00099723 | 0.0023856 | 0.0042175 | 0.0065551 | 0.0092556 | 0.012271 | 0.015278 | 0.019037 | 0.023158 | 0.027644 | 0.032648 | 0.03841
SDG&E | MW | Commercial | Com - Storage (Conditioned) | Lighting | Yes | Lighting - LED Lamp (Basic High - Indoor) - Emerging | 3.811e-05 | 5.3893e-05 | 7.4775e-05 | 8.5705e-05 | 9.5028e-05 | 1.3353e-05 | 1.5529e-05 | 2.4843e-05 | 3.3183e-05 | 4.0615e-05 | 4.7366e-05 | 5.3324e-05
SDG&E | MW | Commercial | Com - Storage (Conditioned) | Lighting | Yes | Lighting - LED Lamp (Basic Low - Indoor) - Emerging | 0.000344 | 0.00047974 | 0.00056544 | 0.00065723 | 0.00075016 | 0.00013781 | 0.00022452 | 0.00031006 | 0.00039332 | 0.00047475 | 0.00055434 | 0.00062808
SDG&E | MW | Commercial | Com - Storage (Conditioned) | Lighting | Yes | Lighting - LED Plug-In Indoor Fixture - Emerging | 0.0022788 | 0.0028276 | 0.0034499 | 0.0041459 | 0.0048739 | 0.00031521 | 0.00034586 | 0.00039745 | 0.0005131 | 0.00063373 | 0.00075867 | 0.00088192
SDG&E | MW | Commercial | Com - Storage (Conditioned) | Lighting | No | Lighting - Cold Cathode Lamp | 0.00048609 | 0.00049905 | 0.00050833 | 0.00051869 | 0.00051983 | 0 | 0 | 0 | 0 | 0 | 0 | 0
SDG&E | MW | Commercial | Com - Storage (Conditioned) | Lighting | No | Lighting - Compact Fluorescent Fixture (Indoor) | 0.0064339 | 0.0063801 | 0.0063667 | 0.0063938 | 0.0063718 | 0 | 0 | 0 | 0 | 0 | 0 | 0
SDG&E | MW | Commercial | Com - Storage (Conditioned) | Lighting | No | Lighting - Compact Fluorescent Lamp (Basic High - Indoor) | 0.00088822 | 0.00076584 | 0.00067373 | 0.00062206 | 0.00058975 | 0 | 0 | 0 | 0 | 0 | 0 | 0
SDG&E | MW | Commercial | Com - Storage (Conditioned) | Lighting | No | Lighting - Compact Fluorescent Lamp (Basic Low - Indoor) | 0.0066613 | 0.0057657 | 0.0052176 | 0.0049312 | 0.0047956 | 0 | 0 | 0 | 0 | 0 | 0 | 0
SDG&E | MW | Commercial | Com - Storage (Conditioned) | Lighting | No | Lighting - Exit Fixture (LED) | 0.018908 | 0.017248 | 0.014066 | 0.010035 | 0.0062166 | 0.0032203 | 0.001129 | 0 | 0 | 0 | 0 | 0
SDG&E | MW | Commercial | Com - Storage (Conditioned) | Lighting | No | Lighting - Halogen Lamp (A-Line) | 0.00017084 | 0.00022346 | 0.00027121 | 0.00032338 | 0.00037652 | 0 | 0 | 0 | 0 | 0 | 0 | 0
SDG&E | MW | Commercial | Com - Storage (Conditioned) | Lighting | No | Lighting - Halogen Lamp (Reflector) | 6.278e-05 | 8.1145e-05 | 9.6639e-05 | 0.00011284 | 0.00012899 | 0.00014453 | 0.00015539 | 0.0001665 | 0.00017512 | 0.00018374 | 0.00019316 | 0.00019968
SDG&E | MW | Commercial | Com - Storage (Conditioned) | Lighting | No | Lighting - High Bay HID to T5 | 0 | 0.005213 | 0.005112 | 0.0051339 | 0.0050392 | 0.0047741 | 0.004319 | 0.0041405 | 0.0040665 | 0.0040231 | 0.0040616 | 0.0040639
SDG&E | MW | Commercial | Com - Storage (Conditioned) | Lighting | No | Lighting - Induction Fixture (Indoor) | 0.0035478 | 0.0044091 | 0.0052867 | 0.0062104 | 0.007059 | 0.0077529 | 0.0082193 | 0.0087501 | 0.0092535 | 0.009681 | 0.010083 | 0.010361
SDG&E | MW | Commercial | Com - Storage (Conditioned) | Lighting | No | Lighting - Induction Fixture (Outdoor) | 0.0013677 | 0.0016358 | 0.0019113 | 0.0022045 | 0.0024735 | 0.0026934 | 0.0028428 | 0.0030218 | 0.0031994 | 0.0033612 | 0.0035224 | 0.0036506
SDG&E | MW | Commercial | Com - Storage (Conditioned) | Lighting | No | Lighting - Linear Fluorescent Delamping | 0.00042619 | 0.00040904 | 0.00038913 | 0.00031374 | 0.00017772 | 0 | 0 | 0 | 0 | 0 | 0 | 0
SDG&E | MW | Commercial | Com - Storage (Conditioned) | Lighting | No | Lighting - Linear Fluorescent Fixture (Low Wattage T8) | 0.018467 | 0.019955 | 0.021177 | 0.022314 | 0.023038 | 0.023285 | 0.02305 | 0.023096 | 0.023204 | 0.023285 | 0.023432 | 0.022916
SDG&E | MW | Commercial | Com - Storage (Conditioned) | Lighting | No | Lighting - Low Bay HID to T5 | 0 | 0 | 0 | 0 | 0 | 0 | 0 | 0 | 0 | 0.0018361 | 0.0018727 | 0.0018878
SDG&E | MW | Commercial | Com - Storage (Conditioned) | Lighting | No | Lighting - Plug-In Fixture (Compact Fluorescent) | 0.026029 | 0.024873 | 0.024007 | 0.023552 | 0.023016 | 0 | 0 | 0 | 0 | 0 | 0 | 0
SDG&E | MW | Commercial | Com - Storage (Conditioned) | Lighting | No | Lighting - Plug-In Fixture (Induction) | 0 | 0 | 0 | 0 | 0.0023921 | 0.004489 | 0.0049689 | 0.0053345 | 0.0055962 | 0.0057828 | 0.005959 | 0.0060812
SDG&E | MW | Commercial | Com - Storage (Conditioned) | Lighting | No | Lighting - Plug-In Fixture (Linear Fluorescent) | 0.04226 | 0.044288 | 0.045621 | 0.046829 | 0.046983 | 0 | 0 | 0 | 0 | 0 | 0 | 0
SDG&E | MW | Commercial | Com - Storage (Conditioned) | Lighting | No | Lighting - Plug-In Fixture (PSMH with Electronic Ballast) | 0.010081 | 0.010202 | 0.010083 | 0.010086 | 0.0096421 | 0.0089509 | 0.0083034 | 0.0079734 | 0.0078013 | 0.0077044 | 0.0076888 | 0.0076738
SDG&E | MW | Commercial | Com - Storage (Conditioned) | Lighting | No | Lighting - Plug-In Fixture (PSMH) | 0.010468 | 0.010574 | 0.010445 | 0.010441 | 0.010007 | 0.0092736 | 0.0084796 | 0.0080398 | 0.0077796 | 0.0076033 | 0.007516 | 0.007438
SDG&E | MW | Commercial | Com - Storage (Conditioned) | SHW | No | SHW - EF Rated Instantaneous Water Heater (Electric) | 1.4935e-06 | 1.8367e-06 | 2.1857e-06 | 2.552e-06 | 2.8853e-06 | 3.1563e-06 | 3.3399e-06 | 3.5592e-06 | 3.7775e-06 | 3.9758e-06 | 4.1744e-06 | 4.3339e-06
SDG&E | MW | Commercial | Com - Storage (Conditioned) | SHW | No | SHW - EF Rated Storage Water Heater (Electric) | 1.1684e-06 | 1.4122e-06 | 0 | 0 | 0 | 0 | 0 | 0 | 0 | 0 | 0 | 0
SDG&E | MW | Commercial | Com - Storage (Conditioned) | Service | No | HVAC - Comprehensive Rooftop Unit Quality Maintenance | 1.8962e-08 | 1.7051e-08 | 1.7544e-08 | 1.7638e-08 | 1.7263e-08 | 1.6446e-08 | 1.5215e-08 | 1.3635e-08 | 1.1823e-08 | 9.8802e-09 | 7.9344e-09 | 6.0725e-09
SDG&E | MW | Commercial | Com - Storage (Conditioned) | Service | No | Service - HVAC Fault Detection & Diagnositics | 0 | 1.0988e-05 | 1.0771e-05 | 1.0812e-05 | 1.0605e-05 | 1.0042e-05 | 9.0798e-06 | 8.6998e-06 | 8.5404e-06 | 8.445e-06 | 8.5224e-06 | 8.5235e-06
SDG&E | MW | Commercial | Com - Storage (Conditioned) | Service | No | Service - Retro-Commissioning (Electric) | 0 | 0 | 0 | 0 | 0 | 0 | 0 | 0 | 4.3035e-05 | 3.8778e-05 | 2.343e-05 | 9.9753e-06
SDG&E | MW | Commercial | Com - Storage (Conditioned) | WholeBlg | No | HVAC - Energy Management System | 5.1168e-06 | 6.7205e-06 | 5.861e-06 | 5.1456e-06 | 4.4437e-06 | 3.7357e-06 | 3.0138e-06 | 2.9222e-06 | 2.8953e-06 | 2.8842e-06 | 2.9277e-06 | 2.942e-06
SDG&E | MW | Commercial | Com - Storage (Conditioned) | WholeBlg | No | WholeBlg - Com RET Level 1 | 0.0039448 | 0.0054477 | 0.0070575 | 0.0087754 | 0.010596 | 0.012526 | 0.014554 | 0.016672 | 0.018865 | 0.021117 | 0.023405 | 0.025706
SDG&E | MW | Commercial | Com - Storage (Conditioned) | WholeBlg | No | WholeBlg - Com RET Level 2 | 0.0076056 | 0.010329 | 0.013237 | 0.016353 | 0.019675 | 0.0232 | 0.026913 | 0.030808 | 0.034845 | 0.039 | 0.043212 | 0.047438
SDG&E | MW | Commercial | Com - Storage (Unconditioned) | AppPlug | No | AppPlug - Desktop Computer (Com - Power Management) | 0.0080514 | 0.0088683 | 0.0090708 | 0.0090946 | 0.0088058 | 0.0082254 | 0.0073682 | 0.006563 | 0.0058051 | 0.0050932 | 0.0045117 | 0.0039919
SDG&E | MW | Commercial | Com - Storage (Unconditioned) | AppPlug | No | AppPlug - Occupancy Sensor Plug Strip | 0 | 0 | 0 | 0 | 0 | 0 | 0 | 0 | 0 | 0.02508 | 0.022173 | 0.015828
SDG&E | MW | Commercial | Com - Storage (Unconditioned) | BldgEnv | No | BldgEnv - Window Film | 0 | 0.0040841 | 0.0084527 | 0.010994 | 0.011528 | 0.0108 | 0.0095581 | 0.0083921 | 0.0074222 | 0.0067854 | 0.0063413 | 0.0060017
SDG&E | MW | Commercial | Com - Storage (Unconditioned) | Lighting | Yes | Lighting - LED Fixture (Replacing T8) - Emerging | 0.003947 | 0.0057071 | 0.008418 | 0.012146 | 0.016681 | 0.021964 | 0.027426 | 0.034356 | 0.042052 | 0.05052 | 0.06004 | 0.071816
SDG&E | MW | Commercial | Com - Storage (Unconditioned) | Lighting | Yes | Lighting - LED Lamp (Basic High - Indoor) - Emerging | 7.3647e-05 | 0.00010433 | 0.00014515 | 0.00016749 | 0.00018625 | 2.6233e-05 | 3.0376e-05 | 4.8545e-05 | 6.4845e-05 | 7.9387e-05 | 9.262e-05 | 0.0001043
SDG&E | MW | Commercial | Com - Storage (Unconditioned) | Lighting | Yes | Lighting - LED Lamp (Basic Low - Indoor) - Emerging | 0.00066846 | 0.00093635 | 0.0011065 | 0.00129 | 0.0014762 | 0.00027145 | 0.00044014 | 0.00060697 | 0.00076955 | 0.00092875 | 0.0010846 | 0.0012292
SDG&E | MW | Commercial | Com - Storage (Unconditioned) | Lighting | Yes | Lighting - LED Plug-In Indoor Fixture - Emerging | 0.0045112 | 0.0056051 | 0.006844 | 0.0082337 | 0.0096863 | 0.00062647 | 0.00068695 | 0.00078842 | 0.0010147 | 0.0012508 | 0.0014959 | 0.0017376
SDG&E | MW | Commercial | Com - Storage (Unconditioned) | Lighting | No | Lighting - Cold Cathode Lamp | 0.00092446 | 0.00095635 | 0.00097863 | 0.0010013 | 0.0010052 | 0 | 0 | 0 | 0 | 0 | 0 | 0
SDG&E | MW | Commercial | Com - Storage (Unconditioned) | Lighting | No | Lighting - Compact Fluorescent Fixture (Indoor) | 0.012611 | 0.01263 | 0.012703 | 0.012836 | 0.012848 | 0 | 0 | 0 | 0 | 0 | 0 | 0
SDG&E | MW | Commercial | Com - Storage (Unconditioned) | Lighting | No | Lighting - Compact Fluorescent Lamp (Basic High - Indoor) | 0.0017424 | 0.0015073 | 0.0013292 | 0.0012287 | 0.0011653 | 0 | 0 | 0 | 0 | 0 | 0 | 0
SDG&E | MW | Commercial | Com - Storage (Unconditioned) | Lighting | No | Lighting - Compact Fluorescent Lamp (Basic Low - Indoor) | 0.013078 | 0.011339 | 0.010272 | 0.0097151 | 0.0094469 | 0 | 0 | 0 | 0 | 0 | 0 | 0
SDG&E | MW | Commercial | Com - Storage (Unconditioned) | Lighting | No | Lighting - Exit Fixture (LED) | 0.03224 | 0.029418 | 0.023994 | 0.017123 | 0.010618 | 0.0055148 | 0.0019497 | 0 | 0 | 0 | 0 | 0
SDG&E | MW | Commercial | Com - Storage (Unconditioned) | Lighting | No | Lighting - Halogen Lamp (A-Line) | 0.00042709 | 0.00055878 | 0.00067825 | 0.00080881 | 0.00094181 | 0 | 0 | 0 | 0 | 0 | 0 | 0
SDG&E | MW | Commercial | Com - Storage (Unconditioned) | Lighting | No | Lighting - Halogen Lamp (Reflector) | 0.00015687 | 0.00020284 | 0.00024164 | 0.00028222 | 0.00032269 | 0.00036196 | 0.00038916 | 0.00041719 | 0.00043879 | 0.00046075 | 0.00048413 | 0.00050057
SDG&E | MW | Commercial | Com - Storage (Unconditioned) | Lighting | No | Lighting - High Bay HID to T5 | 0 | 0.010606 | 0.010402 | 0.010449 | 0.010254 | 0.0097149 | 0.0087891 | 0.0084254 | 0.008275 | 0.0081862 | 0.008265 | 0.0082701
SDG&E | MW | Commercial | Com - Storage (Unconditioned) | Lighting | No | Lighting - Induction Fixture (Indoor) | 0.0074253 | 0.0092892 | 0.011181 | 0.013165 | 0.014991 | 0.016494 | 0.017523 | 0.018669 | 0.019742 | 0.020643 | 0.021473 | 0.022035
SDG&E | MW | Commercial | Com - Storage (Unconditioned) | Lighting | No | Lighting - Induction Fixture (Outdoor) | 0.0034912 | 0.004208 | 0.0049403 | 0.0057155 | 0.0064273 | 0.007013 | 0.0074175 | 0.0078907 | 0.0083546 | 0.0087727 | 0.0091831 | 0.0095049
SDG&E | MW | Commercial | Com - Storage (Unconditioned) | Lighting | No | Lighting - Linear Fluorescent Delamping | 0.00080196 | 0.00076969 | 0.00073223 | 0.00059039 | 0.00033444 | 0 | 0 | 0 | 0 | 0 | 0 | 0
SDG&E | MW | Commercial | Com - Storage (Unconditioned) | Lighting | No | Lighting - Linear Fluorescent Fixture (Low Wattage T8) | 0.037872 | 0.040525 | 0.042767 | 0.044921 | 0.046239 | 0.046582 | 0.045936 | 0.045958 | 0.046142 | 0.046285 | 0.046581 | 0.045086
SDG&E | MW | Commercial | Com - Storage (Unconditioned) | Lighting | No | Lighting - Low Bay HID to T5 | 0 | 0 | 0 | 0 | 0 | 0 | 0 | 0 | 0.0037743 | 0.0037726 | 0.0038379 | 0.0038596
SDG&E | MW | Commercial | Com - Storage (Unconditioned) | Lighting | No | Lighting - Plug-In Fixture (Compact Fluorescent) | 0.051693 | 0.049427 | 0.0477 | 0.046796 | 0.045708 | 0 | 0 | 0 | 0 | 0 | 0 | 0
SDG&E | MW | Commercial | Com - Storage (Unconditioned) | Lighting | No | Lighting - Plug-In Fixture (Induction) | 0 | 0 | 0 | 0.0080855 | 0.0096279 | 0.010463 | 0.010727 | 0.011029 | 0.011298 | 0.011522 | 0.011791 | 0.011987
SDG&E | MW | Commercial | Com - Storage (Unconditioned) | Lighting | No | Lighting - Plug-In Fixture (Linear Fluorescent) | 0.084438 | 0.089244 | 0.092353 | 0.095042 | 0.095459 | 0 | 0 | 0 | 0 | 0 | 0 | 0
SDG&E | MW | Commercial | Com - Storage (Unconditioned) | Lighting | No | Lighting - Plug-In Fixture (PSMH with Electronic Ballast) | 0.019773 | 0.020027 | 0.019786 | 0.018342 | 0.017155 | 0.016344 | 0.0155 | 0.015123 | 0.014949 | 0.014856 | 0.014883 | 0.014887
SDG&E | MW | Commercial | Com - Storage (Unconditioned) | Lighting | No | Lighting - Plug-In Fixture (PSMH) | 0.020468 | 0.020687 | 0.020424 | 0.018975 | 0.017958 | 0.016833 | 0.015764 | 0.015199 | 0.014864 | 0.01462 | 0.014508 | 0.014388
SDG&E | MW | Commercial | Com - Storage (Unconditioned) | SHW | No | SHW - EF Rated Instantaneous Water Heater (Electric) | 2.8594e-06 | 3.5111e-06 | 4.1706e-06 | 4.8645e-06 | 5.4912e-06 | 5.9922e-06 | 6.3177e-06 | 6.7221e-06 | 7.1302e-06 | 7.5023e-06 | 7.8805e-06 | 8.1834e-06
SDG&E | MW | Commercial | Com - Storage (Unconditioned) | SHW | No | SHW - EF Rated Storage Water Heater (Electric) | 2.2131e-06 | 2.6737e-06 | 0 | 0 | 0 | 0 | 0 | 0 | 0 | 0 | 0 | 0
SDG&E | MW | Commercial | Com - Storage (Unconditioned) | Service | No | HVAC - Comprehensive Rooftop Unit Quality Maintenance | 4.7405e-08 | 4.2628e-08 | 4.3859e-08 | 4.4095e-08 | 4.3158e-08 | 4.1114e-08 | 3.8038e-08 | 3.4086e-08 | 2.9558e-08 | 2.47e-08 | 1.9836e-08 | 1.5181e-08
SDG&E | MW | Commercial | Com - Storage (Unconditioned) | Service | No | Service - HVAC Fault Detection & Diagnositics | 0 | 2.747e-05 | 2.6928e-05 | 2.7029e-05 | 2.6512e-05 | 2.5104e-05 | 2.2699e-05 | 2.175e-05 | 2.1351e-05 | 2.1112e-05 | 2.1306e-05 | 2.1309e-05
SDG&E | MW | Commercial | Com - Storage (Unconditioned) | Service | No | Service - Retro-Commissioning (Electric) | 0 | 0 | 0 | 0 | 0 | 0 | 0 | 0 | 0.00010759 | 9.6946e-05 | 5.8574e-05 | 2.4938e-05
SDG&E | MW | Commercial | Com - Storage (Unconditioned) | WholeBlg | No | HVAC - Energy Management System | 1.2792e-05 | 1.6801e-05 | 1.4653e-05 | 1.2864e-05 | 1.1109e-05 | 9.3391e-06 | 7.5345e-06 | 7.3055e-06 | 7.2383e-06 | 7.2104e-06 | 7.3193e-06 | 7.355e-06
SDG&E | MW | Commercial | Com - Storage (Unconditioned) | WholeBlg | No | WholeBlg - Com NC Level 2 | 0.00075556 | 0 | 0 | 0 | 0 | 0 | 0 | 0 | 0 | 0 | 0 | 0
SDG&E | MW | Commercial | Com - Storage (Unconditioned) | WholeBlg | No | WholeBlg - Com NC Level 3 | 0.0010647 | 0 | 0 | 0 | 0 | 0 | 0 | 0 | 0 | 0 | 0 | 0
SDG&E | MW | Commercial | Com - Storage (Unconditioned) | WholeBlg | No | WholeBlg - Com RET Level 1 | 0.0057427 | 0.0078381 | 0.0101 | 0.012536 | 0.015157 | 0.017961 | 0.020935 | 0.02406 | 0.027301 | 0.030613 | 0.033937 | 0.037198
SDG&E | MW | Commercial | Com - Storage (Unconditioned) | WholeBlg | No | WholeBlg - Com RET Level 2 | 0.0050007 | 0.0068104 | 0.0087435 | 0.010814 | 0.013008 | 0.015328 | 0.01777 | 0.020323 | 0.022974 | 0.025701 | 0.028483 | 0.031299
SDG&E | MW | Commercial | Com - Warehouse (Refrigerated) | AppPlug | No | AppPlug - Desktop Computer (Com - Power Management) | 0.00014861 | 0.00016369 | 0.00016742 | 0.00016786 | 0.00016253 | 0.00015182 | 0.000136 | 0.00012114 | 0.00010715 | 9.4008e-05 | 8.3275e-05 | 7.368e-05
SDG&E | MW | Commercial | Com - Warehouse (Refrigerated) | AppPlug | No | AppPlug - Occupancy Sensor Plug Strip | 0 | 0 | 0 | 0 | 0 | 0 | 0 | 0 | 0 | 0.00046291 | 0.00040926 | 0.00029215
SDG&E | MW | Commercial | Com - Warehouse (Refrigerated) | BldgEnv | No | BldgEnv - Window Film | 0 | 5.3378e-05 | 0.00011047 | 0.00014369 | 0.00015067 | 0.00014115 | 0.00012492 | 0.00010968 | 9.7007e-05 | 8.8683e-05 | 8.288e-05 | 7.8441e-05
SDG&E | MW | Commercial | Com - Warehouse (Refrigerated) | ComRefrig | No | ComRefrig - Strip Curtain for Walk In Refrigerator | 0 | 0.00013548 | 0.00012931 | 0.00011387 | 9.194e-05 | 6.7625e-05 | 4.4661e-05 | 2.5399e-05 | 1.0663e-05 | 1.0786e-07 | 0 | 0
SDG&E | MW | Commercial | Com - Warehouse (Refrigerated) | Lighting | Yes | Lighting - LED Fixture (Replacing T8) - Emerging | 0.00015159 | 0.00021428 | 0.00029738 | 0.00040382 | 0.00052333 | 0.00065118 | 0.0007725 | 0.00091945 | 0.0010799 | 0.0012499 | 0.001482 | 0.001751
SDG&E | MW | Commercial | Com - Warehouse (Refrigerated) | Lighting | Yes | Lighting - LED Lamp (Basic High - Indoor) - Emerging | 2.3994e-06 | 3.2968e-06 | 3.9264e-06 | 4.3129e-06 | 4.6807e-06 | 6.4309e-07 | 8.0433e-07 | 1.1792e-06 | 1.5076e-06 | 1.7943e-06 | 2.0525e-06 | 2.2779e-06
SDG&E | MW | Commercial | Com - Warehouse (Refrigerated) | Lighting | Yes | Lighting - LED Lamp (Basic Low - Indoor) - Emerging | 1.8196e-05 | 2.335e-05 | 2.7307e-05 | 3.1251e-05 | 3.5048e-05 | 6.3598e-06 | 1.0112e-05 | 1.369e-05 | 1.7121e-05 | 2.0419e-05 | 2.3563e-05 | 2.6426e-05
SDG&E | MW | Commercial | Com - Warehouse (Refrigerated) | Lighting | Yes | Lighting - LED Plug-In Indoor Fixture - Emerging | 0.0001016 | 0.00012619 | 0.00015391 | 0.00018483 | 0.00021703 | 1.4011e-05 | 1.5341e-05 | 1.7723e-05 | 2.2796e-05 | 2.8066e-05 | 3.3509e-05 | 3.8861e-05
SDG&E | MW | Commercial | Com - Warehouse (Refrigerated) | Lighting | No | Lighting - Cold Cathode Lamp | 3.2016e-05 | 3.129e-05 | 3.0716e-05 | 3.0426e-05 | 2.9874e-05 | 0 | 0 | 0 | 0 | 0 | 0 | 0
SDG&E | MW | Commercial | Com - Warehouse (Refrigerated) | Lighting | No | Lighting - Compact Fluorescent Fixture (Indoor) | 0.00027824 | 0.00027579 | 0.00027501 | 0.00027576 | 0.00027382 | 0 | 0 | 0 | 0 | 0 | 0 | 0
SDG&E | MW | Commercial | Com - Warehouse (Refrigerated) | Lighting | No | Lighting - Compact Fluorescent Lamp (Basic High - Indoor) | 3.9702e-05 | 3.3424e-05 | 2.9298e-05 | 2.6993e-05 | 2.557e-05 | 0 | 0 | 0 | 0 | 0 | 0 | 0
SDG&E | MW | Commercial | Com - Warehouse (Refrigerated) | Lighting | No | Lighting - Compact Fluorescent Lamp (Basic Low - Indoor) | 0.0002936 | 0.00025364 | 0.00022834 | 0.00021474 | 0.00020771 | 0 | 0 | 0 | 0 | 0 | 0 | 0
SDG&E | MW | Commercial | Com - Warehouse (Refrigerated) | Lighting | No | Lighting - Halogen Lamp (A-Line) | 7.8833e-06 | 1.0314e-05 | 1.2519e-05 | 1.4929e-05 | 1.7383e-05 | 0 | 0 | 0 | 0 | 0 | 0 | 0
SDG&E | MW | Commercial | Com - Warehouse (Refrigerated) | Lighting | No | Lighting - Halogen Lamp (Reflector) | 2.8956e-06 | 3.744e-06 | 4.4601e-06 | 5.2091e-06 | 5.9561e-06 | 6.681e-06 | 7.183e-06 | 7.7002e-06 | 8.0991e-06 | 8.5042e-06 | 8.9358e-06 | 9.2393e-06
SDG&E | MW | Commercial | Com - Warehouse (Refrigerated) | Lighting | No | Lighting - High Bay HID to T5 | 0 | 0.00020075 | 0.00019682 | 0.00019761 | 0.00019391 | 0.00018367 | 0.00016612 | 0.00015922 | 0.00015634 | 0.00015463 | 0.00015608 | 0.00015614
SDG&E | MW | Commercial | Com - Warehouse (Refrigerated) | Lighting | No | Lighting - Induction Fixture (Indoor) | 0.000153 | 0.00018559 | 0.00021862 | 0.00025329 | 0.00028486 | 0.00031043 | 0.00032743 | 0.00034742 | 0.00036687 | 0.000384 | 0.00040073 | 0.00041337
SDG&E | MW | Commercial | Com - Warehouse (Refrigerated) | Lighting | No | Lighting - Induction Fixture (Outdoor) | 6.3109e-05 | 7.5481e-05 | 8.8193e-05 | 0.00010173 | 0.00011414 | 0.00012428 | 0.00013118 | 0.00013944 | 0.00014763 | 0.0001551 | 0.00016254 | 0.00016846
SDG&E | MW | Commercial | Com - Warehouse (Refrigerated) | Lighting | No | Lighting - Linear Fluorescent Delamping | 1.1894e-05 | 1.1413e-05 | 1.087e-05 | 8.7693e-06 | 4.9676e-06 | 0 | 0 | 0 | 0 | 0 | 0 | 0
SDG&E | MW | Commercial | Com - Warehouse (Refrigerated) | Lighting | No | Lighting - Linear Fluorescent Fixture (Low Wattage T8) | 0.0007784 | 0.00081988 | 0.0008536 | 0.00088565 | 0.00090206 | 0.00090053 | 0.00088138 | 0.00087537 | 0.0008731 | 0.00087072 | 0.0008423 | 0.00079088
SDG&E | MW | Commercial | Com - Warehouse (Refrigerated) | Lighting | No | Lighting - Low Bay HID to T5 | 0 | 9.4774e-05 | 9.2922e-05 | 9.3298e-05 | 9.1552e-05 | 8.6719e-05 | 7.8436e-05 | 7.5178e-05 | 7.382e-05 | 7.3016e-05 | 7.3702e-05 | 7.373e-05
SDG&E | MW | Commercial | Com - Warehouse (Refrigerated) | Lighting | No | Lighting - Occupancy Sensor | 0 | 0 | 0 | 0 | 0 | 0.00091042 | 0.00074861 | 0.00052654 | 0.00037662 | 0.00028337 | 0.00022853 | 0.00020068
SDG&E | MW | Commercial | Com - Warehouse (Refrigerated) | Lighting | No | Lighting - Plug-In Fixture (Compact Fluorescent) | 0.0011414 | 0.0010901 | 0.0010515 | 0.001031 | 0.0010069 | 0 | 0 | 0 | 0 | 0 | 0 | 0
SDG&E | MW | Commercial | Com - Warehouse (Refrigerated) | Lighting | No | Lighting - Plug-In Fixture (Induction) | 0.00029874 | 0.00029677 | 0.00029633 | 0.0002999 | 0.00030001 | 0.00029494 | 0.00028387 | 0.00028051 | 0.00028003 | 0.0002804 | 0.00028316 | 0.00028481
SDG&E | MW | Commercial | Com - Warehouse (Refrigerated) | Lighting | No | Lighting - Plug-In Fixture (Linear Fluorescent) | 0.0018348 | 0.001925 | 0.0019842 | 0.0020378 | 0.0020446 | 0 | 0 | 0 | 0 | 0 | 0 | 0
SDG&E | MW | Commercial | Com - Warehouse (Refrigerated) | Lighting | No | Lighting - Plug-In Fixture (MH Directional) | 0 | 0 | 0 | 0 | 0 | 0 | 0 | 7.5682e-05 | 0.00013227 | 0.00013486 | 0.00013598 | 0.00013538
SDG&E | MW | Commercial | Com - Warehouse (Refrigerated) | Lighting | No | Lighting - Plug-In Fixture (PSMH with Electronic Ballast) | 0.00032026 | 0.00032765 | 0.00032453 | 0.00032543 | 0.00032369 | 0.00031811 | 0.00030808 | 0.00030421 | 0.00030275 | 0.00030202 | 0.00030324 | 0.0003038
SDG&E | MW | Commercial | Com - Warehouse (Refrigerated) | Lighting | No | Lighting - Plug-In Fixture (PSMH) | 0.00028417 | 0.00029184 | 0.00028973 | 0.00029068 | 0.00028907 | 0.00028401 | 0.00027503 | 0.00027132 | 0.00026968 | 0.00026858 | 0.00026915 | 0.00026915
SDG&E | MW | Commercial | Com - Warehouse (Refrigerated) | Service | No | HVAC - Comprehensive Rooftop Unit Quality Maintenance | 8.7498e-10 | 7.8681e-10 | 8.0953e-10 | 8.1389e-10 | 7.9659e-10 | 7.5886e-10 | 7.0209e-10 | 6.2915e-10 | 5.4556e-10 | 4.5591e-10 | 3.6612e-10 | 2.8021e-10
SDG&E | MW | Commercial | Com - Warehouse (Refrigerated) | Service | No | Service - HVAC Fault Detection & Diagnositics | 0 | 5.0703e-07 | 4.9702e-07 | 4.9889e-07 | 4.8935e-07 | 4.6336e-07 | 4.1898e-07 | 4.0145e-07 | 3.9409e-07 | 3.8968e-07 | 3.9325e-07 | 3.9331e-07
SDG&E | MW | Commercial | Com - Warehouse (Refrigerated) | Service | No | Service - Retro-Commissioning (Electric) | 0 | 0 | 0 | 0 | 0 | 0 | 0 | 0 | 1.9858e-06 | 1.7894e-06 | 1.0811e-06 | 4.603e-07
SDG&E | MW | Commercial | Com - Warehouse (Refrigerated) | WholeBlg | No | HVAC - Energy Management System | 2.3611e-07 | 3.1011e-07 | 2.7045e-07 | 2.3744e-07 | 2.0505e-07 | 1.7238e-07 | 1.3907e-07 | 1.3484e-07 | 1.336e-07 | 1.3309e-07 | 1.351e-07 | 1.3576e-07
SDG&E | MW | Commercial | Com - Warehouse (Refrigerated) | WholeBlg | No | WholeBlg - Com RET Level 1 | 4.9345e-05 | 8.3209e-05 | 0.00012001 | 0.00016022 | 0.00020396 | 0.00025118 | 0.00030177 | 0.00035578 | 0.00041274 | 0.00047253 | 0.00053442 | 0.00059809
SDG&E | MW | Commercial | Com - Warehouse (Refrigerated) | WholeBlg | No | WholeBlg - Com RET Level 2 | 0.00027812 | 0.00035397 | 0.00043581 | 0.0005231 | 0.00061571 | 0.00071345 | 0.00081587 | 0.00092183 | 0.0010306 | 0.0011403 | 0.0012496 | 0.0013561
SDG&E | MM Therms | Commercial | Com - Assembly | AppPlug | No | AppPlug - Computer Monitor | -6.406e-05 | -6.3713e-05 | -6.3967e-05 | -6.5749e-05 | -6.5964e-05 | -6.387e-05 | -5.905e-05 | -5.784e-05 | -5.8072e-05 | -5.8758e-05 | -6.0748e-05 | -6.2347e-05
SDG&E | MM Therms | Commercial | Com - Assembly | AppPlug | No | AppPlug - Occupancy Sensor Plug Strip | 0 | 0 | 0 | 0 | 0 | 0 | 0 | 0 | 0 | -0.00021463 | -0.00018976 | -0.00013546
SDG&E | MM Therms | Commercial | Com - Assembly | BldgEnv | No | BldgEnv - Window Film | -8.239e-06 | -6.8717e-06 | -7.8276e-06 | -9.1262e-06 | -1.0184e-05 | -1.0803e-05 | -1.1e-05 | -1.1028e-05 | -1.0846e-05 | -1.0633e-05 | -1.0274e-05 | -9.749e-06
SDG&E | MM Therms | Commercial | Com - Assembly | HVAC | No | HVAC - Gas Furnace | 0.0026666 | 0.0026372 | 0.0026119 | 0.0025936 | 0.0025824 | 0.0025702 | 0.0025574 | 0.002543 | 0.0025288 | 0.0025168 | 0.002507 | 0.002501
SDG&E | MM Therms | Commercial | Com - Assembly | Lighting | Yes | Lighting - LED Fixture (Replacing T8) - Emerging | 0 | -0.00011721 | -0.00026013 | -0.00043998 | -0.00064488 | -0.00087423 | -0.0011071 | -0.0013902 | -0.00169 | -0.0020096 | -0.0023555 | -0.0026907
SDG&E | MM Therms | Commercial | Com - Assembly | Lighting | Yes | Lighting - LED Lamp (Basic High - Indoor) - Emerging | -3.9632e-05 | -6.3279e-05 | -9.1728e-05 | -0.00010505 | -0.00012011 | -2.2421e-05 | -3.5265e-05 | -4.8653e-05 | -6.2049e-05 | -7.525e-05 | -8.8399e-05 | -0.00010095
SDG&E | MM Therms | Commercial | Com - Assembly | Lighting | Yes | Lighting - LED Lamp (Basic Low - Indoor) - Emerging | -9.8492e-05 | -0.00014057 | -0.00016735 | -0.00019723 | -0.00022822 | -4.5099e-05 | -7.0454e-05 | -9.5992e-05 | -0.00012117 | -0.00014606 | -0.00017071 | -0.00019369
SDG&E | MM Therms | Commercial | Com - Assembly | Lighting | Yes | Lighting - LED Plug-In Indoor Fixture - Emerging | -0.00019148 | -0.00023353 | -0.00028876 | -0.00035658 | -0.00043327 | -2.9115e-05 | -3.3096e-05 | -3.7674e-05 | -4.6461e-05 | -5.8481e-05 | -7.1946e-05 | -8.5927e-05
SDG&E | MM Therms | Commercial | Com - Assembly | Lighting | No | Lighting - Cold Cathode Lamp | -5.2101e-05 | -5.3907e-05 | -5.5135e-05 | -5.6439e-05 | -5.6618e-05 | 0 | 0 | 0 | 0 | 0 | 0 | 0
SDG&E | MM Therms | Commercial | Com - Assembly | Lighting | No | Lighting - Compact Fluorescent Fixture (Indoor) | -0.0033241 | -0.0033254 | -0.0033408 | -0.0033765 | -0.0033799 | 0 | 0 | 0 | 0 | 0 | 0 | 0
SDG&E | MM Therms | Commercial | Com - Assembly | Lighting | No | Lighting - Compact Fluorescent Lamp (Basic High - Indoor) | -0.0012775 | -0.0011535 | -0.0010715 | -0.0010492 | -0.0010422 | 0 | 0 | 0 | 0 | 0 | 0 | 0
SDG&E | MM Therms | Commercial | Com - Assembly | Lighting | No | Lighting - Compact Fluorescent Lamp (Basic Low - Indoor) | -0.0019943 | -0.0017492 | -0.0016018 | -0.0015291 | -0.0014951 | 0 | 0 | 0 | 0 | 0 | 0 | 0
SDG&E | MM Therms | Commercial | Com - Assembly | Lighting | No | Lighting - Halogen Lamp (A-Line) | -0.00018205 | -0.00023815 | -0.00028903 | -0.00034464 | -0.00040127 | 0 | 0 | 0 | 0 | 0 | 0 | 0
SDG&E | MM Therms | Commercial | Com - Assembly | Lighting | No | Lighting - Halogen Lamp (Reflector) | -6.6902e-05 | -8.6478e-05 | -0.00010299 | -0.00012026 | -0.00013747 | -0.00015403 | -0.0001656 | -0.00017745 | -0.00018663 | -0.00019582 | -0.00020586 | -0.00021281
SDG&E | MM Therms | Commercial | Com - Assembly | Lighting | No | Lighting - High Bay HID to T5 | 0 | 0 | 0 | 0 | 0 | -0.00015094 | -0.00017998 | -0.0001554 | -0.00013055 | -0.00010746 | -8.9094e-05 | -7.428e-05
SDG&E | MM Therms | Commercial | Com - Assembly | Lighting | No | Lighting - Linear Fluorescent Delamping | -2.1023e-05 | -2.018e-05 | -1.9181e-05 | -1.5459e-05 | 0 | 0 | 0 | 0 | 0 | 0 | 0 | 0
SDG&E | MM Therms | Commercial | Com - Assembly | Lighting | No | Lighting - Linear Fluorescent Fixture (Low Wattage T8) | -0.00032901 | -0.00039916 | -0.00046294 | -0.00052772 | -0.00058491 | -0.00062923 | -0.00065734 | -0.00068824 | -0.00071851 | -0.00074328 | -0.00076563 | -0.00078012
SDG&E | MM Therms | Commercial | Com - Assembly | Lighting | No | Lighting - Plug-In Fixture (Compact Fluorescent) | -0.0031327 | -0.0030379 | -0.0029721 | -0.0029526 | -0.0029105 | 0 | 0 | 0 | 0 | 0 | 0 | 0
SDG&E | MM Therms | Commercial | Com - Assembly | Lighting | No | Lighting - Plug-In Fixture (Linear Fluorescent) | 0 | -0.0034831 | -0.0077961 | -0.0081072 | -0.0081816 | 0 | 0 | 0 | 0 | 0 | 0 | 0
SDG&E | MM Therms | Commercial | Com - Assembly | Lighting | No | Lighting - Plug-In Fixture (PSMH with Electronic Ballast) | 0 | 0 | 0 | -0.0010917 | -0.0010894 | -0.0017556 | -0.0017491 | -0.0017526 | -0.0017545 | -0.0017495 | -0.0017727 | -0.0017953
SDG&E | MM Therms | Commercial | Com - Assembly | Lighting | No | Lighting - Plug-In Fixture (PSMH) | -0.0024337 | -0.0025421 | -0.0025187 | -0.0024468 | -0.0024527 | -0.0023398 | -0.0021925 | -0.0021228 | -0.002085 | -0.002058 | -0.0020178 | -0.0019584
SDG&E | MM Therms | Commercial | Com - Assembly | SHW | Yes | SHW - EF Rated Storage Water Heater (Gas) - Emerging | 0 | 0 | 0 | 0.00018063 | 0.0004088 | 0.00066395 | 0.00092426 | 0.0012163 | 0.0015325 | 0.0018684 | 0.0022302 | 0.0025996
SDG&E | MM Therms | Commercial | Com - Assembly | SHW | Yes | SHW - ET Rated Storage Water Heater - Emerging | 0.001571 | 0.0023703 | 0.0032554 | 0.0042581 | 0.0053219 | 0.0063929 | 0.0074126 | 0.0085418 | 0.0097135 | 0.010907 | 0.012127 | 0.013315
SDG&E | MM Therms | Commercial | Com - Assembly | SHW | No | SHW - EF Rated Instantaneous Water Heater (Gas) | 0.0011425 | 0.0014863 | 0.0016158 | 0.0019257 | 0.00222 | 0.0024762 | 0.0026759 | 0.0029083 | 0.0031458 | 0.0033745 | 0.0036078 | 0.0038111
SDG&E | MM Therms | Commercial | Com - Assembly | SHW | No | SHW - EF Rated Storage Water Heater (Gas) | 0.00069726 | 0.00089015 | 0.00073961 | 0.00087278 | 0.000998 | 0.0011059 | 0.0011889 | 0.0012859 | 0.0013851 | 0.0014812 | 0.0015797 | 0.001666
SDG&E | MM Therms | Commercial | Com - Assembly | SHW | No | SHW - ET Rated Instantaneous Water Heater | 0.00043566 | 0.00052476 | 0.00061601 | 0.00072109 | 0.00080805 | 0.00085837 | 0.00085794 | 0.00089667 | 0.00094924 | 0.0010015 | 0.0010688 | 0.0011208
SDG&E | MM Therms | Commercial | Com - Assembly | SHW | No | SHW - ET Rated Storage Water Heater | 0.0011371 | 0.0013941 | 0.0016584 | 0.00194 | 0.0022072 | 0.0024373 | 0.0026137 | 0.0028182 | 0.0030265 | 0.0032237 | 0.0034242 | 0.0035986
SDG&E | MM Therms | Commercial | Com - Assembly | SHW | No | SHW - Pipe and Tank Insulation | 0.012524 | 0.011995 | 0.013809 | 0.015474 | 0.016738 | 0.01727 | 0.016964 | 0.015766 | 0.013765 | 0.011265 | 0.0085909 | 0.0060666
SDG&E | MM Therms | Commercial | Com - Assembly | Service | No | Service - Retro-Commissioning (Gas) | 0.0021802 | 0.0019777 | 0.0019581 | 0.0018434 | 0.0016399 | 0.0013676 | 0.0010679 | 0.00077412 | 0.00050951 | 0.00028921 | 0.00011528 | 0
SDG&E | MM Therms | Commercial | Com - Assembly | WholeBlg | No | WholeBlg - Com NC Level 2 | 4.9612e-05 | 0 | 0 | 0 | 0 | 0 | 0 | 0 | 0 | 0 | 0 | 0
SDG&E | MM Therms | Commercial | Com - Assembly | WholeBlg | No | WholeBlg - Com NC Level 3 | 4.8586e-05 | 0 | 0 | 0 | 0 | 0 | 0 | 0 | 0 | 0 | 0 | 0
SDG&E | MM Therms | Commercial | Com - Assembly | WholeBlg | No | WholeBlg - Com RET Level 1 | 0.00024505 | 0.00033552 | 0.00043207 | 0.00053494 | 0.00064383 | 0.000759 | 0.00087981 | 0.0010058 | 0.001136 | 0.0012744 | 0.0014183 | 0.0015687
SDG&E | MM Therms | Commercial | Com - Assembly | WholeBlg | No | WholeBlg - Com RET Level 2 | 0.0020514 | 0.0027939 | 0.0035893 | 0.0044464 | 0.0053593 | 0.0063308 | 0.0073541 | 0.0084304 | 0.0095468 | 0.010671 | 0.011791 | 0.01289
SDG&E | MM Therms | Commercial | Com - Education (Community College) | AppPlug | No | AppPlug - Computer Monitor | -3.9699e-05 | -3.9483e-05 | -3.9641e-05 | -4.0745e-05 | -4.0878e-05 | -3.9581e-05 | -3.6594e-05 | -3.5844e-05 | -3.5988e-05 | -3.6413e-05 | -3.7646e-05 | -3.8637e-05
SDG&E | MM Therms | Commercial | Com - Education (Community College) | AppPlug | No | AppPlug - Occupancy Sensor Plug Strip | 0 | 0 | 0 | 0 | 0 | 0 | 0 | 0 | 0 | -0.00013301 | -0.00011759 | -8.3946e-05
SDG&E | MM Therms | Commercial | Com - Education (Community College) | FoodServ | No | FoodServ - Fryer (Gas) | 0.00062541 | 0.00063557 | 0.00064848 | 0.00067083 | 0.00069117 | 0.00069915 | 0.00069593 | 0.00070415 | 0.00071584 | 0.00072887 | 0.00074586 | 0.00076214
SDG&E | MM Therms | Commercial | Com - Education (Community College) | FoodServ | No | FoodServ - Oven (Gas) | 0.00036448 | 0.00037029 | 0.00037748 | 0.00038941 | 0.00039978 | 0.00040371 | 0.00040148 | 0.00040571 | 0.000412 | 0.00041904 | 0.0004283 | 0.0004371
SDG&E | MM Therms | Commercial | Com - Education (Community College) | HVAC | No | HVAC - AFUE Rated Boiler (High) | 0.0012317 | 0.0012289 | 0.0012296 | 0.0012437 | 0.0012521 | 0.0012438 | 0.0012187 | 0.00121 | 0.00121 | 0.0012144 | 0.0012269 | 0.0012383
SDG&E | MM Therms | Commercial | Com - Education (Community College) | HVAC | No | HVAC - AFUE Rated Boiler (Standard) | 0.0001578 | 0.0001571 | 0.00015675 | 0.00015757 | 0.00015746 | 0.00015585 | 0.00015245 | 0.00015097 | 0.00015063 | 0.00015082 | 0.00015194 | 0.00015291
SDG&E | MM Therms | Commercial | Com - Education (Community College) | HVAC | No | HVAC - ET Rated Boiler (High) | 0 | 0 | 0 | 0 | 0 | 0 | 0 | 0.00078627 | 0.0008814 | 0.00094675 | 0.00098743 | 0.001013
SDG&E | MM Therms | Commercial | Com - Education (Community College) | HVAC | No | HVAC - Gas Furnace | 0.00035373 | 0.00035072 | 0.00034812 | 0.00034608 | 0.00034472 | 0.0003435 | 0.00034226 | 0.00034075 | 0.00033931 | 0.00033812 | 0.00033719 | 0.00033668
SDG&E | MM Therms | Commercial | Com - Education (Community College) | HVAC | No | HVAC - SEER Rated Package Rooftop AC (Recharge) | 0 | 0 | 0 | 0 | 0 | 0 | 0 | 4.8618e-07 | 4.3894e-07 | 2.0563e-07 | 0 | 0
SDG&E | MM Therms | Commercial | Com - Education (Community College) | HVAC | No | HVAC - Thermostat | 0 | 0.00081564 | 0.00080041 | 0.00080478 | 0.00079117 | 0.00075055 | 0.00067982 | 0.00065257 | 0.0006417 | 0.00063566 | 0.00064259 | 0.0006438
SDG&E | MM Therms | Commercial | Com - Education (Community College) | Lighting | Yes | Lighting - LED Fixture (Replacing T8) - Emerging | 0 | 0 | -0.00019148 | -0.00037521 | -0.00057011 | -0.00077512 | -0.00097645 | -0.0012109 | -0.001453 | -0.0017092 | -0.0019839 | -0.002251
SDG&E | MM Therms | Commercial | Com - Education (Community College) | Lighting | Yes | Lighting - LED Lamp (Basic High - Indoor) - Emerging | -8.7018e-06 | -8.7245e-06 | -1.3872e-05 | -2.1705e-05 | -3.1723e-05 | -5.5445e-06 | -7.0387e-06 | -8.5441e-06 | -9.9735e-06 | -1.129e-05 | -1.2506e-05 | -1.3564e-05
SDG&E | MM Therms | Commercial | Com - Education (Community College) | Lighting | Yes | Lighting - LED Lamp (Basic Low - Indoor) - Emerging | -9.772e-06 | -1.386e-05 | -1.6196e-05 | -1.8968e-05 | -2.7944e-05 | -6.6706e-06 | -9.2022e-06 | -1.1908e-05 | -1.4693e-05 | -1.7525e-05 | -2.037e-05 | -2.305e-05
SDG&E | MM Therms | Commercial | Com - Education (Community College) | Lighting | Yes | Lighting - LED Plug-In Indoor Fixture - Emerging | -6.8833e-05 | -8.4845e-05 | -0.00010436 | -0.00012732 | -0.00015238 | -1.005e-05 | -1.1227e-05 | -1.2612e-05 | -1.6062e-05 | -2.0105e-05 | -2.4468e-05 | -2.8894e-05
SDG&E | MM Therms | Commercial | Com - Education (Community College) | Lighting | No | Lighting - Cold Cathode Lamp | -6.2931e-05 | -6.4929e-05 | -6.6332e-05 | -6.7892e-05 | -6.8148e-05 | 0 | 0 | 0 | 0 | 0 | 0 | 0
SDG&E | MM Therms | Commercial | Com - Education (Community College) | Lighting | No | Lighting - Compact Fluorescent Fixture (Indoor) | -0.0026242 | -0.0026127 | -0.0026148 | -0.0026332 | -0.0026292 | 0 | 0 | 0 | 0 | 0 | 0 | 0
SDG&E | MM Therms | Commercial | Com - Education (Community College) | Lighting | No | Lighting - Compact Fluorescent Lamp (Basic High - Indoor) | -7.2062e-05 | -6.9147e-05 | -6.7976e-05 | -6.7725e-05 | -6.7317e-05 | 0 | 0 | 0 | 0 | 0 | 0 | 0
SDG&E | MM Therms | Commercial | Com - Education (Community College) | Lighting | No | Lighting - Compact Fluorescent Lamp (Basic Low - Indoor) | -0.00017051 | -0.00015869 | -0.00015429 | -0.00015546 | -0.00014888 | 0 | 0 | 0 | 0 | 0 | 0 | 0
SDG&E | MM Therms | Commercial | Com - Education (Community College) | Lighting | No | Lighting - Halogen Lamp (A-Line) | -0.00022086 | -0.00028886 | -0.00035054 | -0.00041793 | -0.00048655 | 0 | 0 | 0 | 0 | 0 | 0 | 0
SDG&E | MM Therms | Commercial | Com - Education (Community College) | Lighting | No | Lighting - Halogen Lamp (Reflector) | -8.1207e-05 | -0.00010493 | -0.00012493 | -0.00014583 | -0.00016667 | -0.0001865 | -0.00020055 | -0.00021478 | -0.00022589 | -0.00023682 | -0.0002491 | -0.00025744
SDG&E | MM Therms | Commercial | Com - Education (Community College) | Lighting | No | Lighting - High Bay HID to T5 | 0 | 0 | 0 | 0 | 0 | 0 | -4.8369e-05 | -3.7321e-05 | -2.9221e-05 | -2.4348e-05 | -2.4817e-05 | -2.4995e-05
SDG&E | MM Therms | Commercial | Com - Education (Community College) | Lighting | No | Lighting - Light Sensor | 0 | 0 | 0 | 0 | -2.1901e-05 | -2.1705e-05 | -2.0278e-05 | -1.987e-05 | -1.9806e-05 | -1.9802e-05 | -2.0149e-05 | -2.0283e-05
SDG&E | MM Therms | Commercial | Com - Education (Community College) | Lighting | No | Lighting - Linear Fluorescent Delamping | -5.3818e-06 | -5.1662e-06 | -4.9094e-06 | -3.9561e-06 | 0 | 0 | 0 | 0 | 0 | 0 | 0 | 0
SDG&E | MM Therms | Commercial | Com - Education (Community College) | Lighting | No | Lighting - Linear Fluorescent Fixture (Low Wattage T8) | -0.00017367 | -0.00022235 | -0.0002678 | -0.0003092 | -0.00034523 | -0.00037438 | -0.00039533 | -0.00041676 | -0.00043815 | -0.00045675 | -0.00047414 | -0.00048764
SDG&E | MM Therms | Commercial | Com - Education (Community College) | Lighting | No | Lighting - Plug-In Fixture (Compact Fluorescent) | -0.00095349 | -0.00091817 | -0.00089202 | -0.00088041 | -0.000864 | 0 | 0 | 0 | 0 | 0 | 0 | 0
SDG&E | MM Therms | Commercial | Com - Education (Community College) | Lighting | No | Lighting - Plug-In Fixture (Induction) | 0 | 0 | 0 | 0 | 0 | 0 | 0 | 0 | 0 | 0 | -0.00019026 | -0.00022789
SDG&E | MM Therms | Commercial | Com - Education (Community College) | Lighting | No | Lighting - Plug-In Fixture (Linear Fluorescent) | 0 | 0 | 0 | 0 | -0.0015513 | 0 | 0 | 0 | 0 | 0 | 0 | 0
SDG&E | MM Therms | Commercial | Com - Education (Community College) | Lighting | No | Lighting - Plug-In Fixture (PSMH with Electronic Ballast) | 0 | -0.00017552 | -0.00051261 | -0.00052526 | -0.00052504 | -0.00051559 | -0.00049695 | -0.00048796 | -0.00048272 | -0.0004782 | -0.00047613 | -0.00045761
SDG&E | MM Therms | Commercial | Com - Education (Community College) | Lighting | No | Lighting - Plug-In Fixture (PSMH) | -0.00063636 | -0.00062142 | -0.0005751 | -0.00057569 | -0.00057357 | -0.00056323 | -0.00054393 | -0.00053551 | -0.00053104 | -0.00052729 | -0.00047201 | -0.00044883
SDG&E | MM Therms | Commercial | Com - Education (Community College) | SHW | Yes | SHW - EF Rated Storage Water Heater (Gas) - Emerging | 0 | 0 | 0 | 8.2894e-05 | 0.00018391 | 0.00029506 | 0.00040764 | 0.00053347 | 0.00066939 | 0.00081311 | 0.00096759 | 0.0011244
SDG&E | MM Therms | Commercial | Com - Education (Community College) | SHW | Yes | SHW - ET Rated Storage Water Heater - Emerging | 0.00031121 | 0.00046974 | 0.00064456 | 0.0008412 | 0.001048 | 0.001255 | 0.0014505 | 0.0016667 | 0.0018913 | 0.0021195 | 0.0023531 | 0.0025795
SDG&E | MM Therms | Commercial | Com - Education (Community College) | SHW | No | SHW - EF Rated Instantaneous Water Heater (Gas) | 0.00023879 | 0.00030942 | 0.0003354 | 0.0003975 | 0.00045612 | 0.00050695 | 0.00054625 | 0.00059215 | 0.00063901 | 0.00068373 | 0.00072937 | 0.00076901
SDG&E | MM Therms | Commercial | Com - Education (Community College) | SHW | No | SHW - EF Rated Storage Water Heater (Gas) | 0.00015078 | 0.00019308 | 0.00016079 | 0.00018944 | 0.00021635 | 0.00023954 | 0.00025731 | 0.00027814 | 0.00029942 | 0.00031976 | 0.0003406 | 0.00035876
SDG&E | MM Therms | Commercial | Com - Education (Community College) | SHW | No | SHW - ET Rated Instantaneous Water Heater | 0.00024177 | 0.00029699 | 0.00035389 | 0.00041478 | 0.00047258 | 0.0005225 | 0.0005607 | 0.00060554 | 0.00065157 | 0.00069551 | 0.00074052 | 0.00078001
SDG&E | MM Therms | Commercial | Com - Education (Community College) | SHW | No | SHW - ET Rated Storage Water Heater | 0.00023429 | 0.00028695 | 0.00034115 | 0.00039915 | 0.00045421 | 0.00050166 | 0.00053789 | 0.00058049 | 0.00062421 | 0.00066596 | 0.00070878 | 0.0007464
SDG&E | MM Therms | Commercial | Com - Education (Community College) | SHW | No | SHW - Pipe and Tank Insulation | 0.0077613 | 0.0074332 | 0.0085578 | 0.0095894 | 0.010372 | 0.010702 | 0.010513 | 0.0097704 | 0.00853 | 0.006981 | 0.0053238 | 0.0037595
SDG&E | MM Therms | Commercial | Com - Education (Community College) | Service | No | Service - Retro-Commissioning (Gas) | 0.0013511 | 0.0012256 | 0.0012135 | 0.0011423 | 0.0010162 | 0.00084749 | 0.00066178 | 0.00047973 | 0.00031575 | 0.00017923 | 7.1441e-05 | 0
SDG&E | MM Therms | Commercial | Com - Education (Community College) | WholeBlg | No | WholeBlg - Com NC Level 2 | 3.0745e-05 | 0 | 0 | 0 | 0 | 0 | 0 | 0 | 0 | 0 | 0 | 0
SDG&E | MM Therms | Commercial | Com - Education (Community College) | WholeBlg | No | WholeBlg - Com NC Level 3 | 3.0109e-05 | 0 | 0 | 0 | 0 | 0 | 0 | 0 | 0 | 0 | 0 | 0
SDG&E | MM Therms | Commercial | Com - Education (Community College) | WholeBlg | No | WholeBlg - Com RET Level 1 | 0.00018217 | 0.00024892 | 0.00032011 | 0.00039605 | 0.00047653 | 0.0005617 | 0.00065105 | 0.00074436 | 0.00084077 | 0.00093976 | 0.00104 | 0.0011425
SDG&E | MM Therms | Commercial | Com - Education (Community College) | WholeBlg | No | WholeBlg - Com RET Level 2 | 0.00068937 | 0.00093915 | 0.0012076 | 0.0014976 | 0.0018071 | 0.0021377 | 0.0024869 | 0.002855 | 0.0032377 | 0.0036341 | 0.0040378 | 0.0044433
SDG&E | MM Therms | Commercial | Com - Education (Primary School) | AppPlug | No | AppPlug - Occupancy Sensor Plug Strip | 0 | 0 | 0 | 0 | 0 | 0 | 0 | 0 | 0 | -0.00019432 | -0.0001718 | -0.00012264
SDG&E | MM Therms | Commercial | Com - Education (Primary School) | BldgEnv | No | BldgEnv - Window Film | 0 | 0 | 0 | 0 | -7.7459e-06 | -1.568e-05 | -2.0204e-05 | -2.1505e-05 | -2.0685e-05 | -1.9168e-05 | -1.751e-05 | -1.6011e-05
SDG&E | MM Therms | Commercial | Com - Education (Primary School) | FoodServ | No | FoodServ - Fryer (Gas) | 0.0011167 | 0.0011349 | 0.0011579 | 0.0011978 | 0.0012341 | 0.0012484 | 0.0012426 | 0.0012573 | 0.0012782 | 0.0013015 | 0.0013318 | 0.0013609
SDG&E | MM Therms | Commercial | Com - Education (Primary School) | FoodServ | No | FoodServ - Oven (Gas) | 0.001491 | 0.0015147 | 0.0015441 | 0.0015929 | 0.0016354 | 0.0016514 | 0.0016423 | 0.0016596 | 0.0016853 | 0.0017141 | 0.001752 | 0.001788
SDG&E | MM Therms | Commercial | Com - Education (Primary School) | HVAC | No | HVAC - AFUE Rated Boiler (High) | 0.0034502 | 0.003452 | 0.0034612 | 0.0034989 | 0.0035291 | 0.0035005 | 0.0034456 | 0.0034363 | 0.003446 | 0.0034645 | 0.0034981 | 0.0035307
SDG&E | MM Therms | Commercial | Com - Education (Primary School) | HVAC | No | HVAC - AFUE Rated Boiler (Standard) | 0.0004512 | 0.00045055 | 0.00045061 | 0.0004532 | 0.00045407 | 0.00044877 | 0.00044065 | 0.00043841 | 0.00043885 | 0.00044042 | 0.00044391 | 0.00044714
SDG&E | MM Therms | Commercial | Com - Education (Primary School) | HVAC | No | HVAC - ET Rated Boiler (High) | 0 | 0 | 0 | 0 | 0 | 0.0027058 | 0.0030167 | 0.0032246 | 0.003348 | 0.0034194 | 0.0034604 | 0.0034879
SDG&E | MM Therms | Commercial | Com - Education (Primary School) | HVAC | No | HVAC - Gas Furnace | 0.00021188 | 0.00021002 | 0.00020841 | 0.00020713 | 0.00020626 | 0.00020548 | 0.00020469 | 0.00020375 | 0.00020285 | 0.0002021 | 0.00020151 | 0.00020116
SDG&E | MM Therms | Commercial | Com - Education (Primary School) | HVAC | No | HVAC - Thermostat | 0 | 0.008496 | 0.0083341 | 0.0083804 | 0.0082443 | 0.007821 | 0.0070827 | 0.0067978 | 0.0066828 | 0.0066186 | 0.0066895 | 0.0067016
SDG&E | MM Therms | Commercial | Com - Education (Primary School) | Lighting | Yes | Lighting - LED Fixture (Replacing T8) - Emerging | 0 | 0 | -0.00023095 | -0.00045833 | -0.00069266 | -0.00093058 | -0.0011524 | -0.0014124 | -0.0016754 | -0.0019501 | -0.0022444 | -0.002525
SDG&E | MM Therms | Commercial | Com - Education (Primary School) | Lighting | Yes | Lighting - LED Lamp (Basic High - Indoor) - Emerging | -9.3087e-06 | -9.5622e-06 | -1.5115e-05 | -2.3801e-05 | -3.4974e-05 | -6.1391e-06 | -7.8054e-06 | -9.4979e-06 | -1.1111e-05 | -1.2601e-05 | -1.3993e-05 | -1.5206e-05
SDG&E | MM Therms | Commercial | Com - Education (Primary School) | Lighting | Yes | Lighting - LED Lamp (Basic Low - Indoor) - Emerging | -1.0774e-05 | -1.5578e-05 | -1.8528e-05 | -2.2117e-05 | -3.2307e-05 | -7.5944e-06 | -1.038e-05 | -1.3386e-05 | -1.6495e-05 | -1.9668e-05 | -2.2886e-05 | -2.5925e-05
SDG&E | MM Therms | Commercial | Com - Education (Primary School) | Lighting | Yes | Lighting - LED Plug-In Indoor Fixture - Emerging | -8.903e-05 | -0.00011031 | -0.00013639 | -0.00016736 | -0.00020104 | -1.3272e-05 | -1.4785e-05 | -1.6612e-05 | -2.0897e-05 | -2.589e-05 | -3.1304e-05 | -3.6773e-05
SDG&E | MM Therms | Commercial | Com - Education (Primary School) | Lighting | No | Lighting - Cold Cathode Lamp | -6.6472e-05 | -6.8493e-05 | -6.9871e-05 | -7.1398e-05 | -7.1564e-05 | 0 | 0 | 0 | 0 | 0 | 0 | 0
SDG&E | MM Therms | Commercial | Com - Education (Primary School) | Lighting | No | Lighting - Compact Fluorescent Fixture (Indoor) | -0.0029844 | -0.003004 | -0.0030323 | -0.003078 | -0.0030894 | 0 | 0 | 0 | 0 | 0 | 0 | 0
SDG&E | MM Therms | Commercial | Com - Education (Primary School) | Lighting | No | Lighting - Compact Fluorescent Lamp (Basic High - Indoor) | -9.3992e-05 | -9.1225e-05 | -8.9341e-05 | -8.8743e-05 | -8.7536e-05 | 0 | 0 | 0 | 0 | 0 | 0 | 0
SDG&E | MM Therms | Commercial | Com - Education (Primary School) | Lighting | No | Lighting - Compact Fluorescent Lamp (Basic Low - Indoor) | -0.00020193 | -0.0001886 | -0.00018333 | -0.00018435 | -0.00017664 | 0 | 0 | 0 | 0 | 0 | 0 | 0
SDG&E | MM Therms | Commercial | Com - Education (Primary School) | Lighting | No | Lighting - Halogen Lamp (A-Line) | -0.00021702 | -0.00028387 | -0.0003445 | -0.00041077 | -0.00047825 | 0 | 0 | 0 | 0 | 0 | 0 | 0
SDG&E | MM Therms | Commercial | Com - Education (Primary School) | Lighting | No | Lighting - Halogen Lamp (Reflector) | -7.9764e-05 | -0.00010309 | -0.00012276 | -0.00014333 | -0.00016384 | -0.0001835 | -0.00019729 | -0.00021137 | -0.0002223 | -0.00023319 | -0.00024519 | -0.00025345
SDG&E | MM Therms | Commercial | Com - Education (Primary School) | Lighting | No | Lighting - High Bay HID to T5 | 0 | 0 | 0 | 0 | 0 | 0 | 0 | 0 | 0 | 0 | 0 | -3.38e-05
SDG&E | MM Therms | Commercial | Com - Education (Primary School) | Lighting | No | Lighting - Light Sensor | 0 | 0 | 0 | 0 | 0 | 0 | 0 | 0 | 0 | 0 | 0 | -1.6057e-05
SDG&E | MM Therms | Commercial | Com - Education (Primary School) | Lighting | No | Lighting - Linear Fluorescent Delamping | -4.4537e-06 | -4.2757e-06 | -4.0605e-06 | -3.271e-06 | 0 | 0 | 0 | 0 | 0 | 0 | 0 | 0
SDG&E | MM Therms | Commercial | Com - Education (Primary School) | Lighting | No | Lighting - Linear Fluorescent Fixture (Low Wattage T8) | -0.00018832 | -0.0002403 | -0.00029116 | -0.00033816 | -0.00037849 | -0.00040987 | -0.00043031 | -0.00045252 | -0.00047503 | -0.00049433 | -0.00051264 | -0.00052607
SDG&E | MM Therms | Commercial | Com - Education (Primary School) | Lighting | No | Lighting - Plug-In Fixture (Compact Fluorescent) | -0.0012618 | -0.0012148 | -0.0011795 | -0.0011641 | -0.0011395 | 0 | 0 | 0 | 0 | 0 | 0 | 0
SDG&E | MM Therms | Commercial | Com - Education (Primary School) | Lighting | No | Lighting - Plug-In Fixture (Induction) | 0 | 0 | 0 | 0 | 0 | 0 | 0 | 0 | 0 | 0 | -0.00014368 | -0.00027597
SDG&E | MM Therms | Commercial | Com - Education (Primary School) | Lighting | No | Lighting - Plug-In Fixture (Linear Fluorescent) | 0 | 0 | 0 | -0.00090377 | -0.0020033 | 0 | 0 | 0 | 0 | 0 | 0 | 0
SDG&E | MM Therms | Commercial | Com - Education (Primary School) | Lighting | No | Lighting - Plug-In Fixture (PSMH with Electronic Ballast) | 0 | -0.00038745 | -0.00065622 | -0.00068659 | -0.00069807 | -0.00068984 | -0.00066322 | -0.00065101 | -0.00064409 | -0.00063795 | -0.00065865 | -0.00062472
SDG&E | MM Therms | Commercial | Com - Education (Primary School) | Lighting | No | Lighting - Plug-In Fixture (PSMH) | -0.00086229 | -0.00088527 | -0.00084794 | -0.00083247 | -0.00081265 | -0.0007843 | -0.00074467 | -0.00072668 | -0.00071692 | -0.00070921 | -0.00065669 | -0.00061657
SDG&E | MM Therms | Commercial | Com - Education (Primary School) | SHW | Yes | SHW - EF Rated Storage Water Heater (Gas) - Emerging | 0 | 0 | 0 | 9.6404e-05 | 0.00021575 | 0.000348 | 0.00048239 | 0.00063291 | 0.00079571 | 0.00096814 | 0.0011538 | 0.0013428
SDG&E | MM Therms | Commercial | Com - Education (Primary School) | SHW | Yes | SHW - ET Rated Storage Water Heater - Emerging | 0.00035982 | 0.00054799 | 0.00075634 | 0.00099043 | 0.0012385 | 0.0014906 | 0.001734 | 0.0019887 | 0.002245 | 0.0025049 | 0.0027706 | 0.003031
SDG&E | MM Therms | Commercial | Com - Education (Primary School) | SHW | No | SHW - EF Rated Instantaneous Water Heater (Gas) | 0.00027635 | 0.0003579 | 0.00038782 | 0.00046001 | 0.00052813 | 0.00058719 | 0.00063288 | 0.00068618 | 0.00074059 | 0.00079241 | 0.00084541 | 0.00089147
SDG&E | MM Therms | Commercial | Com - Education (Primary School) | SHW | No | SHW - EF Rated Storage Water Heater (Gas) | 0.00016241 | 0.00020777 | 0.00017291 | 0.00020383 | 0.00023286 | 0.00025786 | 0.00027703 | 0.00029947 | 0.0003224 | 0.00034425 | 0.00036671 | 0.00038629
SDG&E | MM Therms | Commercial | Com - Education (Primary School) | SHW | No | SHW - ET Rated Instantaneous Water Heater | 0.00027972 | 0.00034453 | 0.00041135 | 0.00048271 | 0.00055037 | 0.00060887 | 0.00065366 | 0.00070317 | 0.0007507 | 0.00079586 | 0.00084316 | 0.00088517
SDG&E | MM Therms | Commercial | Com - Education (Primary School) | SHW | No | SHW - ET Rated Storage Water Heater | 0 | 0 | 0 | 0 | 0 | 0 | 0 | 0.00034813 | 0.00055237 | 0.00060115 | 0.00064815 | 0.0006879
SDG&E | MM Therms | Commercial | Com - Education (Primary School) | SHW | No | SHW - Pipe and Tank Insulation | 0.011339 | 0.010859 | 0.012502 | 0.014009 | 0.015153 | 0.015635 | 0.015358 | 0.014274 | 0.012462 | 0.010199 | 0.0077778 | 0.0054924
SDG&E | MM Therms | Commercial | Com - Education (Primary School) | Service | No | Service - Retro-Commissioning (Gas) | 0.0019738 | 0.0017905 | 0.0017728 | 0.0016689 | 0.0014847 | 0.0012381 | 0.00096681 | 0.00070085 | 0.00046129 | 0.00026184 | 0.00010437 | 0
SDG&E | MM Therms | Commercial | Com - Education (Primary School) | WholeBlg | No | WholeBlg - Com NC Level 2 | 4.4916e-05 | 0 | 0 | 0 | 0 | 0 | 0 | 0 | 0 | 0 | 0 | 0
SDG&E | MM Therms | Commercial | Com - Education (Primary School) | WholeBlg | No | WholeBlg - Com NC Level 3 | 4.3987e-05 | 0 | 0 | 0 | 0 | 0 | 0 | 0 | 0 | 0 | 0 | 0
SDG&E | MM Therms | Commercial | Com - Education (Primary School) | WholeBlg | No | WholeBlg - Com RET Level 1 | 0.00056813 | 0.0007299 | 0.00089055 | 0.001065 | 0.0012566 | 0.0014656 | 0.0016896 | 0.0019267 | 0.0021736 | 0.0024283 | 0.0026866 | 0.0029462
SDG&E | MM Therms | Commercial | Com - Education (Primary School) | WholeBlg | No | WholeBlg - Com RET Level 2 | 0 | 0.0013741 | 0.0020256 | 0.0027211 | 0.0034321 | 0.0041631 | 0.0049123 | 0.0056874 | 0.0064824 | 0.0073008 | 0.0081305 | 0.0089723
SDG&E | MM Therms | Commercial | Com - Education (Relocatable Classroom) | AppPlug | No | AppPlug - Occupancy Sensor Plug Strip | 0 | 0 | 0 | 0 | 0 | 0 | 0 | 0 | 0 | -0.00019432 | -0.0001718 | -0.00012264
SDG&E | MM Therms | Commercial | Com - Education (Relocatable Classroom) | FoodServ | No | FoodServ - Fryer (Gas) | 0.0011167 | 0.0011349 | 0.0011579 | 0.0011978 | 0.0012341 | 0.0012484 | 0.0012426 | 0.0012573 | 0.0012782 | 0.0013015 | 0.0013318 | 0.0013609
SDG&E | MM Therms | Commercial | Com - Education (Relocatable Classroom) | FoodServ | No | FoodServ - Oven (Gas) | 0.001491 | 0.0015147 | 0.0015441 | 0.0015929 | 0.0016354 | 0.0016514 | 0.0016423 | 0.0016596 | 0.0016853 | 0.0017141 | 0.001752 | 0.001788
SDG&E | MM Therms | Commercial | Com - Education (Relocatable Classroom) | HVAC | No | HVAC - Gas Furnace | 0.00025945 | 0.00025682 | 0.00025455 | 0.00025283 | 0.0002517 | 0.00025058 | 0.00024944 | 0.00024813 | 0.00024686 | 0.00024579 | 0.00024493 | 0.00024439
SDG&E | MM Therms | Commercial | Com - Education (Relocatable Classroom) | HVAC | No | HVAC - Thermostat | 0 | 0.0011301 | 0.0011088 | 0.0011145 | 0.0010952 | 0.0010386 | 0.00094047 | 0.00090248 | 0.00088718 | 0.00087856 | 0.00088789 | 0.00088929
SDG&E | MM Therms | Commercial | Com - Education (Relocatable Classroom) | Lighting | Yes | Lighting - LED Fixture (Replacing T8) - Emerging | 0 | -7.4246e-05 | -0.00035341 | -0.00063194 | -0.00092844 | -0.001243 | -0.0015523 | -0.0019186 | -0.0023 | -0.0027052 | -0.0031427 | -0.0035681
SDG&E | MM Therms | Commercial | Com - Education (Relocatable Classroom) | Lighting | Yes | Lighting - LED Lamp (Basic High - Indoor) - Emerging | -1.4333e-05 | -1.444e-05 | -2.2929e-05 | -3.5539e-05 | -5.1516e-05 | -8.9437e-06 | -1.1298e-05 | -1.3674e-05 | -1.5936e-05 | -1.8021e-05 | -1.9953e-05 | -2.1634e-05
SDG&E | MM Therms | Commercial | Com - Education (Relocatable Classroom) | Lighting | Yes | Lighting - LED Lamp (Basic Low - Indoor) - Emerging | -1.5965e-05 | -2.2497e-05 | -2.637e-05 | -3.0943e-05 | -4.547e-05 | -1.0787e-05 | -1.4811e-05 | -1.9112e-05 | -2.3541e-05 | -2.8042e-05 | -3.2563e-05 | -3.6817e-05
SDG&E | MM Therms | Commercial | Com - Education (Relocatable Classroom) | Lighting | Yes | Lighting - LED Plug-In Indoor Fixture - Emerging | -0.00010368 | -0.00012794 | -0.00015756 | -0.00019251 | -0.00023061 | -1.5213e-05 | -1.6983e-05 | -1.9083e-05 | -2.4198e-05 | -3.0209e-05 | -3.6715e-05 | -4.3316e-05
SDG&E | MM Therms | Commercial | Com - Education (Relocatable Classroom) | Lighting | No | Lighting - Cold Cathode Lamp | -5.9359e-05 | -6.1323e-05 | -6.2677e-05 | -6.409e-05 | -6.4281e-05 | 0 | 0 | 0 | 0 | 0 | 0 | 0
SDG&E | MM Therms | Commercial | Com - Education (Relocatable Classroom) | Lighting | No | Lighting - Compact Fluorescent Fixture (Indoor) | -0.0042121 | -0.0042039 | -0.0042154 | -0.0042522 | -0.0042496 | 0 | 0 | 0 | 0 | 0 | 0 | 0
SDG&E | MM Therms | Commercial | Com - Education (Relocatable Classroom) | Lighting | No | Lighting - Compact Fluorescent Lamp (Basic High - Indoor) | -0.00011884 | -0.00011452 | -0.00011234 | -0.00011199 | -0.00011123 | 0 | 0 | 0 | 0 | 0 | 0 | 0
SDG&E | MM Therms | Commercial | Com - Education (Relocatable Classroom) | Lighting | No | Lighting - Compact Fluorescent Lamp (Basic Low - Indoor) | -0.00027663 | -0.0002575 | -0.00025011 | -0.0002517 | -0.00024081 | 0 | 0 | 0 | 0 | 0 | 0 | 0
SDG&E | MM Therms | Commercial | Com - Education (Relocatable Classroom) | Lighting | No | Lighting - Halogen Lamp (A-Line) | -0.00017051 | -0.00022306 | -0.00027071 | -0.00032279 | -0.00037583 | 0 | 0 | 0 | 0 | 0 | 0 | 0
SDG&E | MM Therms | Commercial | Com - Education (Relocatable Classroom) | Lighting | No | Lighting - Halogen Lamp (Reflector) | -6.2663e-05 | -8.0998e-05 | -9.6463e-05 | -0.00011263 | -0.00012875 | -0.00014426 | -0.0001551 | -0.00016619 | -0.00017479 | -0.00018339 | -0.0001928 | -0.0001993
SDG&E | MM Therms | Commercial | Com - Education (Relocatable Classroom) | Lighting | No | Lighting - High Bay HID to T5 | 0 | 0 | 0 | 0 | 0 | -4.641e-05 | -7.9718e-05 | -6.2899e-05 | -5.0649e-05 | -4.3336e-05 | -4.4171e-05 | -4.4486e-05
SDG&E | MM Therms | Commercial | Com - Education (Relocatable Classroom) | Lighting | No | Lighting - Linear Fluorescent Delamping | -7.5623e-06 | -7.2595e-06 | -6.8974e-06 | -5.5575e-06 | 0 | 0 | 0 | 0 | 0 | 0 | 0 | 0
SDG&E | MM Therms | Commercial | Com - Education (Relocatable Classroom) | Lighting | No | Lighting - Linear Fluorescent Fixture (Low Wattage T8) | -0.00027797 | -0.00034929 | -0.00041855 | -0.00048367 | -0.00054058 | -0.00058592 | -0.00061722 | -0.00064996 | -0.00068293 | -0.00071154 | -0.00073852 | -0.00075918
SDG&E | MM Therms | Commercial | Com - Education (Relocatable Classroom) | Lighting | No | Lighting - Plug-In Fixture (Compact Fluorescent) | -0.0014448 | -0.0013913 | -0.0013516 | -0.001334 | -0.0013084 | 0 | 0 | 0 | 0 | 0 | 0 | 0
SDG&E | MM Therms | Commercial | Com - Education (Relocatable Classroom) | Lighting | No | Lighting - Plug-In Fixture (Induction) | 0 | 0 | 0 | 0 | 0 | 0 | 0 | 0 | 0 | 0 | -0.00012817 | -0.00036953
SDG&E | MM Therms | Commercial | Com - Education (Relocatable Classroom) | Lighting | No | Lighting - Plug-In Fixture (Linear Fluorescent) | 0 | 0 | 0 | 0 | -0.0024777 | 0 | 0 | 0 | 0 | 0 | 0 | 0
SDG&E | MM Therms | Commercial | Com - Education (Relocatable Classroom) | Lighting | No | Lighting - Plug-In Fixture (PSMH with Electronic Ballast) | 0 | 0 | -0.000326 | -0.00090173 | -0.00092129 | -0.00090769 | -0.00087394 | -0.00085779 | -0.00084843 | -0.0008403 | -0.00080934 | -0.00082536
SDG&E | MM Therms | Commercial | Com - Education (Relocatable Classroom) | Lighting | No | Lighting - Plug-In Fixture (PSMH) | -0.0011408 | -0.0011703 | -0.001123 | -0.001052 | -0.0010353 | -0.0010135 | -0.00097489 | -0.00095849 | -0.00094987 | -0.00094259 | -0.00091182 | -0.00079916
SDG&E | MM Therms | Commercial | Com - Education (Relocatable Classroom) | SHW | Yes | SHW - EF Rated Storage Water Heater (Gas) - Emerging | 0 | 0 | 0 | 8.9176e-05 | 0.00020618 | 0.00033914 | 0.00047577 | 0.00062991 | 0.00079725 | 0.00097582 | 0.001169 | 0.0013675
SDG&E | MM Therms | Commercial | Com - Education (Relocatable Classroom) | SHW | Yes | SHW - ET Rated Storage Water Heater - Emerging | 0.00087345 | 0.0013322 | 0.0018435 | 0.0024249 | 0.0030488 | 0.0036881 | 0.0042693 | 0.0048979 | 0.0055499 | 0.0062229 | 0.0069134 | 0.0075977
SDG&E | MM Therms | Commercial | Com - Education (Relocatable Classroom) | SHW | No | SHW - EF Rated Instantaneous Water Heater (Gas) | 0.00061534 | 0.00079935 | 0.00086823 | 0.0010365 | 0.0011964 | 0.0013356 | 0.0014444 | 0.0015707 | 0.0016997 | 0.0018233 | 0.0019501 | 0.0020608
SDG&E | MM Therms | Commercial | Com - Education (Relocatable Classroom) | SHW | No | SHW - EF Rated Storage Water Heater (Gas) | 0.00037256 | 0.00047499 | 0.00039432 | 0.00046601 | 0.00053345 | 0.00059156 | 0.00063635 | 0.00068862 | 0.00074205 | 0.00079332 | 0.00084633 | 0.00089283
SDG&E | MM Therms | Commercial | Com - Education (Relocatable Classroom) | SHW | No | SHW - ET Rated Instantaneous Water Heater | 0.00065653 | 0.00080825 | 0.00096455 | 0.0011313 | 0.0012891 | 0.0014248 | 0.0015113 | 0.0016129 | 0.0017195 | 0.0018228 | 0.001931 | 0.0020262
SDG&E | MM Therms | Commercial | Com - Education (Relocatable Classroom) | SHW | No | SHW - ET Rated Storage Water Heater | 0 | 0 | 0 | 0 | 0 | 0 | 0.0010621 | 0.0011834 | 0.0012996 | 0.0014027 | 0.0015011 | 0.0015836
SDG&E | MM Therms | Commercial | Com - Education (Relocatable Classroom) | SHW | No | SHW - Pipe and Tank Insulation | 0.011339 | 0.010859 | 0.012502 | 0.014009 | 0.015153 | 0.015635 | 0.015358 | 0.014274 | 0.012462 | 0.010199 | 0.0077778 | 0.0054924
SDG&E | MM Therms | Commercial | Com - Education (Relocatable Classroom) | Service | No | Service - Retro-Commissioning (Gas) | 0.0019738 | 0.0017905 | 0.0017728 | 0.0016689 | 0.0014847 | 0.0012381 | 0.00096681 | 0.00070085 | 0.00046129 | 0.00026184 | 0.00010437 | 0
SDG&E | MM Therms | Commercial | Com - Education (Relocatable Classroom) | WholeBlg | No | WholeBlg - Com NC Level 2 | 4.4916e-05 | 0 | 0 | 0 | 0 | 0 | 0 | 0 | 0 | 0 | 0 | 0
SDG&E | MM Therms | Commercial | Com - Education (Relocatable Classroom) | WholeBlg | No | WholeBlg - Com NC Level 3 | 4.3987e-05 | 0 | 0 | 0 | 0 | 0 | 0 | 0 | 0 | 0 | 0 | 0
SDG&E | MM Therms | Commercial | Com - Education (Relocatable Classroom) | WholeBlg | No | WholeBlg - Com RET Level 1 | 0.00039847 | 0.00054496 | 0.00070152 | 0.00086879 | 0.0010463 | 0.0012343 | 0.0014318 | 0.001638 | 0.0018511 | 0.0020696 | 0.0022908 | 0.0025126
SDG&E | MM Therms | Commercial | Com - Education (Relocatable Classroom) | WholeBlg | No | WholeBlg - Com RET Level 2 | 0.0010305 | 0.0014031 | 0.0018024 | 0.0022324 | 0.0026903 | 0.0031781 | 0.0036919 | 0.0042323 | 0.0047926 | 0.0053716 | 0.0059598 | 0.0065551
SDG&E | MM Therms | Commercial | Com - Education (Secondary School) | AppPlug | No | AppPlug - Occupancy Sensor Plug Strip | 0 | 0 | 0 | 0 | 0 | 0 | 0 | 0 | 0 | -9.716e-05 | -8.5899e-05 | -6.1319e-05
SDG&E | MM Therms | Commercial | Com - Education (Secondary School) | BldgEnv | No | BldgEnv - Window Film | 0 | 0 | 0 | 0 | 0 | 0 | 0 | 0 | 0 | 0 | -2.7996e-06 | -5.7295e-06
SDG&E | MM Therms | Commercial | Com - Education (Secondary School) | FoodServ | No | FoodServ - Fryer (Gas) | 0.00055836 | 0.00056743 | 0.00057896 | 0.00059891 | 0.00061707 | 0.0006242 | 0.00062132 | 0.00062866 | 0.0006391 | 0.00065073 | 0.0006659 | 0.00068043
SDG&E | MM Therms | Commercial | Com - Education (Secondary School) | FoodServ | No | FoodServ - Oven (Gas) | 0.00074548 | 0.00075735 | 0.00077205 | 0.00079645 | 0.00081768 | 0.0008257 | 0.00082115 | 0.0008298 | 0.00084266 | 0.00085706 | 0.00087599 | 0.00089401
SDG&E | MM Therms | Commercial | Com - Education (Secondary School) | HVAC | No | HVAC - AFUE Rated Boiler (High) | 0.0017252 | 0.001726 | 0.0017306 | 0.0017495 | 0.0017645 | 0.0017502 | 0.0017228 | 0.0017181 | 0.001723 | 0.0017323 | 0.0017491 | 0.0017653
SDG&E | MM Therms | Commercial | Com - Education (Secondary School) | HVAC | No | HVAC - AFUE Rated Boiler (Standard) | 0.00022562 | 0.00022528 | 0.0002253 | 0.0002266 | 0.00022703 | 0.00022439 | 0.00022032 | 0.0002192 | 0.00021942 | 0.00022021 | 0.00022195 | 0.00022357
SDG&E | MM Therms | Commercial | Com - Education (Secondary School) | HVAC | No | HVAC - ET Rated Boiler (High) | 0 | 0 | 0 | 0 | 0 | 0.0013529 | 0.0015084 | 0.0016123 | 0.001674 | 0.0017097 | 0.0017302 | 0.0017439
SDG&E | MM Therms | Commercial | Com - Education (Secondary School) | HVAC | No | HVAC - Gas Furnace | 9.0755e-05 | 8.9959e-05 | 8.9267e-05 | 8.872e-05 | 8.8342e-05 | 8.8007e-05 | 8.767e-05 | 8.7265e-05 | 8.688e-05 | 8.6558e-05 | 8.6305e-05 | 8.6155e-05
SDG&E | MM Therms | Commercial | Com - Education (Secondary School) | HVAC | No | HVAC - Thermostat | 0 | 0.003777 | 0.0037063 | 0.0037298 | 0.0036737 | 0.003488 | 0.003161 | 0.0030363 | 0.0029869 | 0.0029604 | 0.0029944 | 0.0030023
SDG&E | MM Therms | Commercial | Com - Education (Secondary School) | Lighting | Yes | Lighting - LED Fixture (Replacing T8) - Emerging | 0 | 0 | -0.00014919 | -0.00029448 | -0.00044556 | -0.00060055 | -0.00074707 | -0.00091935 | -0.0010958 | -0.0012816 | -0.0014816 | -0.0016741
SDG&E | MM Therms | Commercial | Com - Education (Secondary School) | Lighting | Yes | Lighting - LED Lamp (Basic High - Indoor) - Emerging | -5.9676e-06 | -6.0858e-06 | -9.6345e-06 | -1.513e-05 | -2.2181e-05 | -3.8864e-06 | -4.9371e-06 | -6.0018e-06 | -7.0153e-06 | -7.9512e-06 | -8.8221e-06 | -9.5808e-06
SDG&E | MM Therms | Commercial | Com - Education (Secondary School) | Lighting | Yes | Lighting - LED Lamp (Basic Low - Indoor) - Emerging | -6.8367e-06 | -9.8217e-06 | -1.1619e-05 | -1.3787e-05 | -2.0186e-05 | -4.7659e-06 | -6.5309e-06 | -8.4299e-06 | -1.0391e-05 | -1.239e-05 | -1.4412e-05 | -1.6319e-05
SDG&E | MM Therms | Commercial | Com - Education (Secondary School) | Lighting | Yes | Lighting - LED Plug-In Indoor Fixture - Emerging | -0.00015765 | -0.00019431 | -0.00024026 | -0.00029512 | -0.00035524 | -2.3586e-05 | -2.6464e-05 | -2.9855e-05 | -3.7347e-05 | -4.6613e-05 | -5.6758e-05 | -6.7098e-05
SDG&E | MM Therms | Commercial | Com - Education (Secondary School) | Lighting | No | Lighting - Cold Cathode Lamp | -2.7518e-05 | -2.8309e-05 | -2.8838e-05 | -2.943e-05 | -2.9469e-05 | 0 | 0 | 0 | 0 | 0 | 0 | 0
SDG&E | MM Therms | Commercial | Com - Education (Secondary School) | Lighting | No | Lighting - Compact Fluorescent Fixture (Indoor) | -0.0018726 | -0.0018789 | -0.0018918 | -0.0019159 | -0.00192 | 0 | 0 | 0 | 0 | 0 | 0 | 0
SDG&E | MM Therms | Commercial | Com - Education (Secondary School) | Lighting | No | Lighting - Compact Fluorescent Lamp (Basic High - Indoor) | -5.6681e-05 | -5.4836e-05 | -5.3757e-05 | -5.3444e-05 | -5.283e-05 | 0 | 0 | 0 | 0 | 0 | 0 | 0
SDG&E | MM Therms | Commercial | Com - Education (Secondary School) | Lighting | No | Lighting - Compact Fluorescent Lamp (Basic Low - Indoor) | -0.00012521 | -0.00011681 | -0.00011355 | -0.00011424 | -0.00010944 | 0 | 0 | 0 | 0 | 0 | 0 | 0
SDG&E | MM Therms | Commercial | Com - Education (Secondary School) | Lighting | No | Lighting - Halogen Lamp (A-Line) | -8.5257e-05 | -0.00011153 | -0.00013536 | -0.0001614 | -0.00018792 | 0 | 0 | 0 | 0 | 0 | 0 | 0
SDG&E | MM Therms | Commercial | Com - Education (Secondary School) | Lighting | No | Lighting - Halogen Lamp (Reflector) | -3.1331e-05 | -4.0499e-05 | -4.8232e-05 | -5.6316e-05 | -6.4377e-05 | -7.213e-05 | -7.7549e-05 | -8.3097e-05 | -8.7394e-05 | -9.1695e-05 | -9.64e-05 | -9.9651e-05
SDG&E | MM Therms | Commercial | Com - Education (Secondary School) | Lighting | No | Lighting - High Bay HID to T5 | 0 | 0 | 0 | 0 | 0 | 0 | 0 | 0 | -3.2139e-06 | -2.2087e-05 | -2.2512e-05 | -2.2673e-05
SDG&E | MM Therms | Commercial | Com - Education (Secondary School) | Lighting | No | Lighting - Light Sensor | 0 | 0 | 0 | 0 | 0 | 0 | 0 | 0 | 0 | 0 | 0 | -1.0799e-05
SDG&E | MM Therms | Commercial | Com - Education (Secondary School) | Lighting | No | Lighting - Linear Fluorescent Delamping | -3.7288e-06 | -3.5796e-06 | -3.4003e-06 | -2.7395e-06 | 0 | 0 | 0 | 0 | 0 | 0 | 0 | 0
SDG&E | MM Therms | Commercial | Com - Education (Secondary School) | Lighting | No | Lighting - Linear Fluorescent Fixture (Low Wattage T8) | -0.00012792 | -0.00016323 | -0.00019673 | -0.00022765 | -0.00025419 | -0.00027484 | -0.00028833 | -0.00030304 | -0.00031803 | -0.00033096 | -0.00034325 | -0.00035237
SDG&E | MM Therms | Commercial | Com - Education (Secondary School) | Lighting | No | Lighting - Plug-In Fixture (Compact Fluorescent) | -0.0023487 | -0.0022667 | -0.0022062 | -0.0021818 | -0.0021404 | 0 | 0 | 0 | 0 | 0 | 0 | 0
SDG&E | MM Therms | Commercial | Com - Education (Secondary School) | Lighting | No | Lighting - Plug-In Fixture (PSMH with Electronic Ballast) | 0 | 0 | 0 | 0 | -0.00050067 | -0.00049997 | -0.00078536 | -0.00079881 | -0.0008079 | -0.00081071 | -0.00082674 | -0.00084015
SDG&E | MM Therms | Commercial | Com - Education (Secondary School) | Lighting | No | Lighting - Plug-In Fixture (PSMH) | -0.001151 | -0.0012176 | -0.0012061 | -0.0012121 | -0.0011617 | -0.0011407 | -0.0010654 | -0.001025 | -0.0010022 | -0.00098651 | -0.00096315 | -0.00093299
SDG&E | MM Therms | Commercial | Com - Education (Secondary School) | SHW | Yes | SHW - EF Rated Storage Water Heater (Gas) - Emerging | 0 | 0 | 0 | 4.2074e-05 | 9.5747e-05 | 0.00015602 | 0.00021764 | 0.00028691 | 0.00036195 | 0.00044174 | 0.00052785 | 0.00061591
SDG&E | MM Therms | Commercial | Com - Education (Secondary School) | SHW | Yes | SHW - ET Rated Storage Water Heater - Emerging | 0.00027457 | 0.0004179 | 0.00057712 | 0.00075727 | 0.00094929 | 0.0011375 | 0.0013133 | 0.0015062 | 0.0017068 | 0.0019129 | 0.002124 | 0.0023317
SDG&E | MM Therms | Commercial | Com - Education (Secondary School) | SHW | No | SHW - EF Rated Instantaneous Water Heater (Gas) | 0.00020665 | 0.00026817 | 0.00029105 | 0.00034651 | 0.00039903 | 0.00044463 | 0.00048003 | 0.0005213 | 0.00056347 | 0.00060379 | 0.00064512 | 0.00068113
SDG&E | MM Therms | Commercial | Com - Education (Secondary School) | SHW | No | SHW - EF Rated Storage Water Heater (Gas) | 0.00011961 | 0.00015267 | 0.00012684 | 0.0001497 | 0.00017118 | 0.00018967 | 0.00020387 | 0.00022048 | 0.00023746 | 0.00025372 | 0.00027048 | 0.00028515
SDG&E | MM Therms | Commercial | Com - Education (Secondary School) | SHW | No | SHW - ET Rated Instantaneous Water Heater | 0.00020755 | 0.00025553 | 0.00030498 | 0.00035775 | 0.00040773 | 0.00044852 | 0.00047624 | 0.00050958 | 0.00054456 | 0.00057842 | 0.00061368 | 0.00064474
SDG&E | MM Therms | Commercial | Com - Education (Secondary School) | SHW | No | SHW - ET Rated Storage Water Heater | 0 | 0 | 0 | 0 | 0 | 0.0002182 | 0.00036288 | 0.00040078 | 0.00043712 | 0.00046992 | 0.00050186 | 0.00052904
SDG&E | MM Therms | Commercial | Com - Education (Secondary School) | SHW | No | SHW - Pipe and Tank Insulation | 0.0056693 | 0.0054297 | 0.0062512 | 0.0070047 | 0.0075767 | 0.0078176 | 0.0076791 | 0.0071369 | 0.0062309 | 0.0050993 | 0.0038889 | 0.0027462
SDG&E | MM Therms | Commercial | Com - Education (Secondary School) | Service | No | Service - Retro-Commissioning (Gas) | 0.00098692 | 0.00089523 | 0.0008864 | 0.00083444 | 0.00074233 | 0.00061906 | 0.00048341 | 0.00035043 | 0.00023064 | 0.00013092 | 5.2185e-05 | 0
SDG&E | MM Therms | Commercial | Com - Education (Secondary School) | WholeBlg | No | WholeBlg - Com NC Level 2 | 2.2458e-05 | 0 | 0 | 0 | 0 | 0 | 0 | 0 | 0 | 0 | 0 | 0
SDG&E | MM Therms | Commercial | Com - Education (Secondary School) | WholeBlg | No | WholeBlg - Com NC Level 3 | 2.1993e-05 | 0 | 0 | 0 | 0 | 0 | 0 | 0 | 0 | 0 | 0 | 0
SDG&E | MM Therms | Commercial | Com - Education (Secondary School) | WholeBlg | No | WholeBlg - Com RET Level 1 | 0.00027297 | 0.00035219 | 0.00043118 | 0.00051657 | 0.0006099 | 0.00071143 | 0.00081998 | 0.00093486 | 0.0010544 | 0.0011778 | 0.0013029 | 0.0014303
SDG&E | MM Therms | Commercial | Com - Education (Secondary School) | WholeBlg | No | WholeBlg - Com RET Level 2 | 0 | 0.00072068 | 0.0010455 | 0.0013937 | 0.0017512 | 0.0021198 | 0.0024983 | 0.0028902 | 0.0032925 | 0.0037068 | 0.004127 | 0.0045507
SDG&E | MM Therms | Commercial | Com - Education (University) | AppPlug | No | AppPlug - Occupancy Sensor Plug Strip | 0 | 0 | 0 | 0 | 0 | 0 | 0 | 0 | 0 | -0.00013301 | -0.00011759 | -8.3946e-05
SDG&E | MM Therms | Commercial | Com - Education (University) | BldgEnv | No | BldgEnv - Window Film | 0 | 0 | 0 | 0 | 0 | 0 | 0 | 0 | 0 | 0 | 0 | -1.4197e-06
SDG&E | MM Therms | Commercial | Com - Education (University) | FoodServ | No | FoodServ - Fryer (Gas) | 0.00062541 | 0.00063557 | 0.00064848 | 0.00067083 | 0.00069117 | 0.00069915 | 0.00069593 | 0.00070415 | 0.00071584 | 0.00072887 | 0.00074586 | 0.00076214
SDG&E | MM Therms | Commercial | Com - Education (University) | FoodServ | No | FoodServ - Oven (Gas) | 0.00036448 | 0.00037029 | 0.00037748 | 0.00038941 | 0.00039978 | 0.00040371 | 0.00040148 | 0.00040571 | 0.000412 | 0.00041904 | 0.0004283 | 0.0004371
SDG&E | MM Therms | Commercial | Com - Education (University) | HVAC | No | HVAC - AFUE Rated Boiler (High) | 0.0013774 | 0.0013802 | 0.0013867 | 0.001407 | 0.001422 | 0.0014196 | 0.0013953 | 0.0013918 | 0.0013873 | 0.0013862 | 0.0013939 | 0.0014023
SDG&E | MM Therms | Commercial | Com - Education (University) | HVAC | No | HVAC - AFUE Rated Boiler (Standard) | 0.00019149 | 0.00019176 | 0.00019237 | 0.00019422 | 0.00019494 | 0.00019395 | 0.00019025 | 0.00018932 | 0.00018839 | 0.00018792 | 0.00018861 | 0.0001893
SDG&E | MM Therms | Commercial | Com - Education (University) | HVAC | No | HVAC - ET Rated Boiler (High) | 0.0016334 | 0.0016206 | 0.0016107 | 0.0016088 | 0.0016131 | 0.0016123 | 0.0016019 | 0.0015928 | 0.0018921 | 0.0019529 | 0.0020085 | 0.0020506
SDG&E | MM Therms | Commercial | Com - Education (University) | HVAC | No | HVAC - ET Rated Boiler (Standard) | 0 | 0 | 0 | 0 | 0 | 0 | 0.00037519 | 0.00038895 | 0.00039857 | 0.00040471 | 0.00040857 | 0.00041134
SDG&E | MM Therms | Commercial | Com - Education (University) | HVAC | No | HVAC - Gas Furnace | 0.00012424 | 0.00012315 | 0.00012221 | 0.00012146 | 0.00012094 | 0.00012048 | 0.00012002 | 0.00011947 | 0.00011894 | 0.0001185 | 0.00011815 | 0.00011795
SDG&E | MM Therms | Commercial | Com - Education (University) | HVAC | No | HVAC - Thermostat | 0 | 0.00082045 | 0.00080512 | 0.00080952 | 0.00079583 | 0.00075497 | 0.00068383 | 0.00065641 | 0.00064548 | 0.0006394 | 0.00064638 | 0.00064759
SDG&E | MM Therms | Commercial | Com - Education (University) | Lighting | Yes | Lighting - LED Fixture (Replacing T8) - Emerging | 0 | -2.3097e-05 | -0.00014757 | -0.00027045 | -0.00040201 | -0.00054316 | -0.00068544 | -0.00084986 | -0.0010187 | -0.0011966 | -0.0013853 | -0.0015683
SDG&E | MM Therms | Commercial | Com - Education (University) | Lighting | Yes | Lighting - LED Lamp (Basic High - Indoor) - Emerging | -6.2111e-06 | -6.0713e-06 | -9.71e-06 | -1.5298e-05 | -2.2502e-05 | -3.9531e-06 | -5.0444e-06 | -6.1345e-06 | -7.163e-06 | -8.106e-06 | -8.968e-06 | -9.7154e-06
SDG&E | MM Therms | Commercial | Com - Education (University) | Lighting | Yes | Lighting - LED Lamp (Basic Low - Indoor) - Emerging | -6.8779e-06 | -9.6907e-06 | -1.1111e-05 | -1.2762e-05 | -1.9013e-05 | -4.6354e-06 | -6.4826e-06 | -8.4421e-06 | -1.045e-05 | -1.2488e-05 | -1.452e-05 | -1.6432e-05
SDG&E | MM Therms | Commercial | Com - Education (University) | Lighting | Yes | Lighting - LED Plug-In Indoor Fixture - Emerging | -0.00014547 | -0.00017794 | -0.00021754 | -0.00026368 | -0.00031447 | -2.0753e-05 | -2.331e-05 | -2.6221e-05 | -3.3771e-05 | -4.2854e-05 | -5.2648e-05 | -6.2666e-05
SDG&E | MM Therms | Commercial | Com - Education (University) | Lighting | No | Lighting - Cold Cathode Lamp | -5.5388e-05 | -5.6901e-05 | -5.7951e-05 | -5.9168e-05 | -5.93e-05 | 0 | 0 | 0 | 0 | 0 | 0 | 0
SDG&E | MM Therms | Commercial | Com - Education (University) | Lighting | No | Lighting - Compact Fluorescent Fixture (Indoor) | -0.001842 | -0.0018114 | -0.0017952 | -0.0017913 | -0.0017784 | 0 | 0 | 0 | 0 | 0 | 0 | 0
SDG&E | MM Therms | Commercial | Com - Education (University) | Lighting | No | Lighting - Compact Fluorescent Lamp (Basic High - Indoor) | -4.2563e-05 | -4.0017e-05 | -3.9658e-05 | -3.9615e-05 | -3.9773e-05 | 0 | 0 | 0 | 0 | 0 | 0 | 0
SDG&E | MM Therms | Commercial | Com - Education (University) | Lighting | No | Lighting - Compact Fluorescent Lamp (Basic Low - Indoor) | -0.00011386 | -0.0001056 | -0.00010283 | -0.00010397 | -9.9643e-05 | 0 | 0 | 0 | 0 | 0 | 0 | 0
SDG&E | MM Therms | Commercial | Com - Education (University) | Lighting | No | Lighting - Halogen Lamp (A-Line) | -0.00017518 | -0.00022913 | -0.00027807 | -0.00033154 | -0.000386 | 0 | 0 | 0 | 0 | 0 | 0 | 0
SDG&E | MM Therms | Commercial | Com - Education (University) | Lighting | No | Lighting - Halogen Lamp (Reflector) | -6.4395e-05 | -8.322e-05 | -9.9095e-05 | -0.00011569 | -0.00013223 | -0.00014805 | -0.00015919 | -0.00017053 | -0.00017934 | -0.00018809 | -0.0001978 | -0.00020445
SDG&E | MM Therms | Commercial | Com - Education (University) | Lighting | No | Lighting - High Bay HID to T5 | 0 | 0 | 0 | 0 | 0 | 0 | -1.3217e-05 | -2.2805e-05 | -1.6747e-05 | -1.3103e-05 | -1.3356e-05 | -1.3451e-05
SDG&E | MM Therms | Commercial | Com - Education (University) | Lighting | No | Lighting - Light Sensor | 0 | -7.3816e-05 | -2.9263e-05 | -2.9498e-05 | -2.9064e-05 | -2.7646e-05 | -2.5108e-05 | -2.4167e-05 | -2.3829e-05 | -2.3668e-05 | -2.3987e-05 | -2.4088e-05
SDG&E | MM Therms | Commercial | Com - Education (University) | Lighting | No | Lighting - Linear Fluorescent Delamping | -3.9349e-06 | -3.7773e-06 | -3.5891e-06 | -2.892e-06 | 0 | 0 | 0 | 0 | 0 | 0 | 0 | 0
SDG&E | MM Therms | Commercial | Com - Education (University) | Lighting | No | Lighting - Linear Fluorescent Fixture (Low Wattage T8) | -0.00011783 | -0.00014971 | -0.0001815 | -0.00021073 | -0.0002367 | -0.0002585 | -0.00027531 | -0.00029154 | -0.00030728 | -0.00032095 | -0.00033345 | -0.00034339
SDG&E | MM Therms | Commercial | Com - Education (University) | Lighting | No | Lighting - Plug-In Fixture (Compact Fluorescent) | -0.0019946 | -0.0019227 | -0.0018709 | -0.0018478 | -0.0018201 | 0 | 0 | 0 | 0 | 0 | 0 | 0
SDG&E | MM Therms | Commercial | Com - Education (University) | Lighting | No | Lighting - Plug-In Fixture (Induction) | 0 | 0 | 0 | 0 | 0 | 0 | 0 | 0 | -8.4954e-05 | -0.00010503 | -0.00034144 | -0.00038531
SDG&E | MM Therms | Commercial | Com - Education (University) | Lighting | No | Lighting - Plug-In Fixture (PSMH with Electronic Ballast) | -0.00024297 | -0.00027371 | -0.00080501 | -0.00082024 | -0.00081066 | -0.00079378 | -0.00076802 | -0.00075523 | -0.00072941 | -0.00070939 | -0.00070757 | -0.00069142
SDG&E | MM Therms | Commercial | Com - Education (University) | Lighting | No | Lighting - Plug-In Fixture (PSMH) | -0.00092381 | -0.00086831 | -0.00082846 | -0.00083426 | -0.00084187 | -0.00083562 | -0.00081608 | -0.00080777 | -0.0007848 | -0.00076736 | -0.00070829 | -0.00068314
SDG&E | MM Therms | Commercial | Com - Education (University) | SHW | Yes | SHW - EF Rated Storage Water Heater (Gas) - Emerging | 0 | 0 | 0 | 8.9598e-05 | 0.00019673 | 0.00031356 | 0.0004314 | 0.0005628 | 0.0007046 | 0.00085419 | 0.0010147 | 0.0011773
SDG&E | MM Therms | Commercial | Com - Education (University) | SHW | Yes | SHW - ET Rated Storage Water Heater - Emerging | 0.00027604 | 0.00041654 | 0.00057109 | 0.00074403 | 0.00092533 | 0.0011063 | 0.0012771 | 0.0014651 | 0.0016598 | 0.0018567 | 0.0020578 | 0.0022517
SDG&E | MM Therms | Commercial | Com - Education (University) | SHW | No | SHW - EF Rated Instantaneous Water Heater (Gas) | 0.00019085 | 0.00024708 | 0.00026763 | 0.00031647 | 0.00036252 | 0.00040244 | 0.00043324 | 0.00046924 | 0.00050598 | 0.000541 | 0.00057666 | 0.0006076
SDG&E | MM Therms | Commercial | Com - Education (University) | SHW | No | SHW - EF Rated Storage Water Heater (Gas) | 0.00012498 | 0.00016026 | 0.00013359 | 0.00015723 | 0.00017945 | 0.00019861 | 0.00021328 | 0.00023049 | 0.00024806 | 0.00026482 | 0.00028195 | 0.00029685
SDG&E | MM Therms | Commercial | Com - Education (University) | SHW | No | SHW - ET Rated Instantaneous Water Heater | 0.00021334 | 0.00026209 | 0.00031234 | 0.00036613 | 0.00041722 | 0.00046142 | 0.00049529 | 0.00053509 | 0.00057597 | 0.00061505 | 0.00065509 | 0.0006903
SDG&E | MM Therms | Commercial | Com - Education (University) | SHW | No | SHW - ET Rated Storage Water Heater | 0.00020169 | 0.00024708 | 0.00029383 | 0.00034389 | 0.00039143 | 0.00043247 | 0.00046385 | 0.00050078 | 0.00053871 | 0.000575 | 0.00061223 | 0.000645
SDG&E | MM Therms | Commercial | Com - Education (University) | SHW | No | SHW - Pipe and Tank Insulation | 0.0077613 | 0.0074332 | 0.0085578 | 0.0095894 | 0.010372 | 0.010702 | 0.010513 | 0.0097704 | 0.00853 | 0.006981 | 0.0053238 | 0.0037595
SDG&E | MM Therms | Commercial | Com - Education (University) | Service | No | Service - Retro-Commissioning (Gas) | 0.0013511 | 0.0012256 | 0.0012135 | 0.0011423 | 0.0010162 | 0.00084749 | 0.00066178 | 0.00047973 | 0.00031575 | 0.00017923 | 7.1441e-05 | 0
SDG&E | MM Therms | Commercial | Com - Education (University) | WholeBlg | No | WholeBlg - Com NC Level 2 | 3.0745e-05 | 0 | 0 | 0 | 0 | 0 | 0 | 0 | 0 | 0 | 0 | 0
SDG&E | MM Therms | Commercial | Com - Education (University) | WholeBlg | No | WholeBlg - Com NC Level 3 | 3.0109e-05 | 0 | 0 | 0 | 0 | 0 | 0 | 0 | 0 | 0 | 0 | 0
SDG&E | MM Therms | Commercial | Com - Education (University) | WholeBlg | No | WholeBlg - Com RET Level 1 | 0.00019459 | 0.00026566 | 0.00034149 | 0.00042241 | 0.00050817 | 0.00059891 | 0.00069411 | 0.00079347 | 0.00089608 | 0.0010013 | 0.0011077 | 0.0012166
SDG&E | MM Therms | Commercial | Com - Education (University) | WholeBlg | No | WholeBlg - Com RET Level 2 | 0.00063693 | 0.00086741 | 0.0011144 | 0.0013805 | 0.0016638 | 0.0019655 | 0.0022834 | 0.0026177 | 0.0029643 | 0.0033225 | 0.0036865 | 0.0040501
SDG&E | MM Therms | Commercial | Com - Grocery | AppPlug | No | AppPlug - Occupancy Sensor Plug Strip | 0 | 0 | 0 | 0 | 0 | 0 | 0 | 0 | 0 | -0.00031379 | -0.00027704 | -0.00019723
SDG&E | MM Therms | Commercial | Com - Grocery | BldgEnv | No | BldgEnv - Window Film | 0 | 0 | 0 | 0 | 0 | 0 | 0 | 0 | 0 | -1.4557e-05 | -2.973e-05 | -3.8745e-05
SDG&E | MM Therms | Commercial | Com - Grocery | FoodServ | No | FoodServ - Oven (Gas) | 0.0036171 | 0.0036745 | 0.0037452 | 0.0038629 | 0.003965 | 0.0040032 | 0.0039805 | 0.0040217 | 0.0040832 | 0.004152 | 0.0042426 | 0.0043287
SDG&E | MM Therms | Commercial | Com - Grocery | HVAC | No | HVAC - Gas Furnace | 0.0023071 | 0.0022787 | 0.0022539 | 0.0022349 | 0.0022215 | 0.002208 | 0.0021943 | 0.0021794 | 0.0021649 | 0.0021523 | 0.0021417 | 0.0021341
SDG&E | MM Therms | Commercial | Com - Grocery | HVAC | No | HVAC - Thermostat | 0 | 0.019542 | 0.019163 | 0.019264 | 0.018954 | 0.017974 | 0.016269 | 0.015605 | 0.015329 | 0.01517 | 0.015318 | 0.015331
SDG&E | MM Therms | Commercial | Com - Grocery | Lighting | Yes | Lighting - LED Fixture (Replacing T8) - Emerging | -0.0010574 | -0.0015697 | -0.0022968 | -0.0032558 | -0.0043883 | -0.005681 | -0.0070177 | -0.0086176 | -0.010351 | -0.012198 | -0.01419 | -0.016121
SDG&E | MM Therms | Commercial | Com - Grocery | Lighting | Yes | Lighting - LED Lamp (Basic High - Indoor) - Emerging | -6.8967e-05 | -9.5862e-05 | -0.00012586 | -0.00013855 | -0.00015103 | -2.0878e-05 | -2.6321e-05 | -4.0178e-05 | -5.2428e-05 | -6.3254e-05 | -7.3041e-05 | -8.1657e-05
SDG&E | MM Therms | Commercial | Com - Grocery | Lighting | Yes | Lighting - LED Lamp (Basic Low - Indoor) - Emerging | -0.00092518 | -0.0015501 | -0.0021741 | -0.0029156 | -0.0037516 | -0.00070684 | -0.00083856 | -0.00096795 | -0.0010872 | -0.0011902 | -0.0012732 | -0.0013309
SDG&E | MM Therms | Commercial | Com - Grocery | Lighting | Yes | Lighting - LED Plug-In Indoor Fixture - Emerging | -0.0012584 | -0.0015624 | -0.0019001 | -0.0022716 | -0.0026565 | -0.000171 | -0.00018711 | -0.000218 | -0.00028189 | -0.00034796 | -0.00041563 | -0.00048204
SDG&E | MM Therms | Commercial | Com - Grocery | Lighting | No | Lighting - Cold Cathode Lamp | -0.00030818 | -0.00030758 | -0.00030667 | -0.00030762 | -0.00030473 | 0 | 0 | 0 | 0 | 0 | 0 | 0
SDG&E | MM Therms | Commercial | Com - Grocery | Lighting | No | Lighting - Compact Fluorescent Fixture (Indoor) | -0.010251 | -0.010114 | -0.010047 | -0.010045 | -0.0099703 | 0 | 0 | 0 | 0 | 0 | 0 | 0
SDG&E | MM Therms | Commercial | Com - Grocery | Lighting | No | Lighting - Compact Fluorescent Lamp (Basic High - Indoor) | -0.0013774 | -0.0011569 | -0.0010018 | -0.00091944 | -0.00087063 | 0 | 0 | 0 | 0 | 0 | 0 | 0
SDG&E | MM Therms | Commercial | Com - Grocery | Lighting | No | Lighting - Compact Fluorescent Lamp (Basic Low - Indoor) | -0.00612 | -0.0079479 | -0.009643 | -0.01123 | -0.012624 | 0 | 0 | 0 | 0 | 0 | 0 | 0
SDG&E | MM Therms | Commercial | Com - Grocery | Lighting | No | Lighting - Halogen Lamp (A-Line) | -0.00049021 | -0.00064115 | -0.00077804 | -0.00092763 | -0.00108 | 0 | 0 | 0 | 0 | 0 | 0 | 0
SDG&E | MM Therms | Commercial | Com - Grocery | Lighting | No | Lighting - Halogen Lamp (Reflector) | -0.00018023 | -0.00023289 | -0.00027728 | -0.00032369 | -0.00036994 | -0.00041403 | -0.00044521 | -0.00047683 | -0.00050148 | -0.0005258 | -0.00055303 | -0.00057156
SDG&E | MM Therms | Commercial | Com - Grocery | Lighting | No | Lighting - High Bay HID to T5 | -0.00031373 | -0.00032207 | -0.00032247 | -0.00030731 | -0.00027585 | -0.00023328 | -0.00018513 | -0.0001431 | -0.00010893 | -8.2275e-05 | -6.3905e-05 | -6.3819e-05
SDG&E | MM Therms | Commercial | Com - Grocery | Lighting | No | Lighting - Linear Fluorescent Delamping | -3.3822e-05 | -3.2456e-05 | -3.091e-05 | -2.4936e-05 | -1.4125e-05 | 0 | 0 | 0 | 0 | 0 | 0 | 0
SDG&E | MM Therms | Commercial | Com - Grocery | Lighting | No | Lighting - Linear Fluorescent Fixture (Low Wattage T8) | -0.0041931 | -0.0048005 | -0.0053628 | -0.0059025 | -0.0063369 | -0.0066319 | -0.0067734 | -0.0069315 | -0.0070654 | -0.0071546 | -0.0072281 | -0.0072527
SDG&E | MM Therms | Commercial | Com - Grocery | Lighting | No | Lighting - Low Bay HID to T5 | 0 | -0.00042185 | -0.00023208 | -0.00023307 | -0.00022868 | -0.00021648 | -0.00019578 | -0.00018761 | -0.0001842 | -0.00018216 | -0.00018384 | -0.00018389
SDG&E | MM Therms | Commercial | Com - Grocery | Lighting | No | Lighting - Plug-In Fixture (Compact Fluorescent) | -0.013659 | -0.013041 | -0.012572 | -0.012317 | -0.012038 | 0 | 0 | 0 | 0 | 0 | 0 | 0
SDG&E | MM Therms | Commercial | Com - Grocery | Lighting | No | Lighting - Plug-In Fixture (Induction) | 0 | -0.00091347 | -0.0010331 | -0.0024426 | -0.0026311 | -0.0027349 | -0.0027421 | -0.0027784 | -0.0028173 | -0.002851 | -0.0028973 | -0.0029294
SDG&E | MM Therms | Commercial | Com - Grocery | Lighting | No | Lighting - Plug-In Fixture (Linear Fluorescent) | -0.019121 | -0.020054 | -0.020637 | -0.021125 | -0.021156 | 0 | 0 | 0 | 0 | 0 | 0 | 0
SDG&E | MM Therms | Commercial | Com - Grocery | Lighting | No | Lighting - Plug-In Fixture (PSMH with Electronic Ballast) | -0.0043686 | -0.0041867 | -0.0040585 | -0.0039776 | -0.0038594 | -0.0037286 | -0.0035842 | -0.0035186 | -0.0034887 | -0.0034734 | -0.0034808 | -0.0034845
SDG&E | MM Therms | Commercial | Com - Grocery | Lighting | No | Lighting - Plug-In Fixture (PSMH) | -0.0044548 | -0.0042739 | -0.0041555 | -0.0038843 | -0.0037429 | -0.0035948 | -0.003439 | -0.0033578 | -0.0033113 | -0.0032786 | -0.0032679 | -0.0032556
SDG&E | MM Therms | Commercial | Com - Grocery | SHW | Yes | SHW - EF Rated Storage Water Heater (Gas) - Emerging | 0 | 0 | 0 | 0.00024821 | 0.00054449 | 0.00086741 | 0.0011932 | 0.0015562 | 0.0019476 | 0.0023603 | 0.0028025 | 0.0032499
SDG&E | MM Therms | Commercial | Com - Grocery | SHW | Yes | SHW - ET Rated Storage Water Heater - Emerging | 0.00075685 | 0.0011285 | 0.0015352 | 0.0019922 | 0.0024662 | 0.0029305 | 0.0033549 | 0.0038336 | 0.0043344 | 0.0048423 | 0.0053671 | 0.0058709
SDG&E | MM Therms | Commercial | Com - Grocery | SHW | No | SHW - EF Rated Instantaneous Water Heater (Gas) | 0.00051887 | 0.00067089 | 0.00072562 | 0.00085717 | 0.00098067 | 0.0010868 | 0.0011673 | 0.0012628 | 0.0013607 | 0.001454 | 0.0015494 | 0.0016318
SDG&E | MM Therms | Commercial | Com - Grocery | SHW | No | SHW - EF Rated Storage Water Heater (Gas) | 0.00037494 | 0.00048091 | 0.00040073 | 0.00047153 | 0.0005379 | 0.00059487 | 0.00063816 | 0.00068927 | 0.00074157 | 0.00079148 | 0.00084246 | 0.00088669
SDG&E | MM Therms | Commercial | Com - Grocery | SHW | No | SHW - ET Rated Instantaneous Water Heater | 0.00055324 | 0.00067885 | 0.00080786 | 0.00094632 | 0.001077 | 0.001189 | 0.001273 | 0.0013735 | 0.0014772 | 0.0015764 | 0.0016785 | 0.0017679
SDG&E | MM Therms | Commercial | Com - Grocery | SHW | No | SHW - ET Rated Storage Water Heater | 0.00065355 | 0.00080155 | 0.0009536 | 0.0011168 | 0.0012716 | 0.0014048 | 0.001506 | 0.0016259 | 0.0017492 | 0.0018671 | 0.0019881 | 0.0020944
SDG&E | MM Therms | Commercial | Com - Grocery | SHW | No | SHW - Pipe and Tank Insulation | 0.018341 | 0.017566 | 0.020223 | 0.022661 | 0.024511 | 0.025291 | 0.024843 | 0.023089 | 0.020157 | 0.016497 | 0.012581 | 0.0088842
SDG&E | MM Therms | Commercial | Com - Grocery | Service | No | Service - Retro-Commissioning (Gas) | 0.0031928 | 0.0028962 | 0.0028676 | 0.0026995 | 0.0024015 | 0.0020027 | 0.0015639 | 0.0011337 | 0.00074615 | 0.00042354 | 0.00016882 | 0
SDG&E | MM Therms | Commercial | Com - Grocery | WholeBlg | No | WholeBlg - Com NC Level 2 | 7.5039e-05 | 0 | 0 | 0 | 0 | 0 | 0 | 0 | 0 | 0 | 0 | 0
SDG&E | MM Therms | Commercial | Com - Grocery | WholeBlg | No | WholeBlg - Com NC Level 3 | 6.5742e-05 | 0 | 0 | 0 | 0 | 0 | 0 | 0 | 0 | 0 | 0 | 0
SDG&E | MM Therms | Commercial | Com - Grocery | WholeBlg | No | WholeBlg - Com NC ZNE | 5.7174e-05 | 5.5818e-05 | 0.00011629 | 0.00018817 | 0.00021952 | 0.00028676 | 0.00033733 | 0.00030545 | 0.00036601 | 0.00043047 | 0.00034134 | 0.00039575
SDG&E | MM Therms | Commercial | Com - Grocery | WholeBlg | No | WholeBlg - Com RET Level 1 | 0.00042009 | 0.00069903 | 0.00099815 | 0.0013208 | 0.0016675 | 0.0020395 | 0.0024359 | 0.002856 | 0.0032969 | 0.0037563 | 0.004229 | 0.0047111
SDG&E | MM Therms | Commercial | Com - Grocery | WholeBlg | No | WholeBlg - Com RET Level 2 | 0.0039993 | 0.0051623 | 0.0064393 | 0.007836 | 0.0093384 | 0.01095 | 0.012658 | 0.014456 | 0.016319 | 0.018232 | 0.020158 | 0.022078
SDG&E | MM Therms | Commercial | Com - Hospital | AppPlug | No | AppPlug - Occupancy Sensor Plug Strip | 0 | 0 | 0 | 0 | 0 | 0 | 0 | 0 | 0 | -0.00017963 | -0.00015881 | -0.00011337
SDG&E | MM Therms | Commercial | Com - Hospital | FoodServ | No | FoodServ - Oven (Gas) | 0.0010829 | 0.0011002 | 0.0011215 | 0.001157 | 0.0011877 | 0.0011993 | 0.0011926 | 0.0012054 | 0.0012241 | 0.001245 | 0.0012725 | 0.0012987
SDG&E | MM Therms | Commercial | Com - Hospital | HVAC | No | HVAC - AFUE Rated Boiler (High) | 0.017666 | 0.017517 | 0.017444 | 0.017613 | 0.017636 | 0.017346 | 0.01673 | 0.016539 | 0.016499 | 0.01651 | 0.016656 | 0.016757
SDG&E | MM Therms | Commercial | Com - Hospital | HVAC | No | HVAC - AFUE Rated Boiler (Standard) | 0.002677 | 0.0026517 | 0.0026351 | 0.0026452 | 0.0026297 | 0.0025779 | 0.0024835 | 0.0024491 | 0.0024371 | 0.0024323 | 0.0024462 | 0.002453
SDG&E | MM Therms | Commercial | Com - Hospital | HVAC | No | HVAC - ET Rated Boiler (High) | 0.033715 | 0.033266 | 0.032959 | 0.033083 | 0.0329 | 0.032165 | 0.03083 | 0.030322 | 0.030118 | 0.030014 | 0.030171 | 0.030238
SDG&E | MM Therms | Commercial | Com - Hospital | HVAC | No | HVAC - ET Rated Boiler (Standard) | 0.0083885 | 0.0082853 | 0.0082091 | 0.008212 | 0.0081296 | 0.0079405 | 0.0076202 | 0.0074919 | 0.0074375 | 0.0074063 | 0.0074347 | 0.0074407
SDG&E | MM Therms | Commercial | Com - Hospital | HVAC | No | HVAC - Gas Furnace | 0.00029299 | 0.00028956 | 0.00028658 | 0.00028428 | 0.00028268 | 0.00028109 | 0.00027949 | 0.00027774 | 0.00027605 | 0.0002746 | 0.0002734 | 0.00027258
SDG&E | MM Therms | Commercial | Com - Hospital | HVAC | No | HVAC - SEER Rated Package Rooftop AC (Recharge) | 0 | 0 | 0 | 0 | 2.6176e-08 | 9.5493e-09 | 0 | 0 | 0 | 0 | 0 | 0
SDG&E | MM Therms | Commercial | Com - Hospital | Lighting | Yes | Lighting - LED Fixture (Replacing T8) - Emerging | -0.00039521 | -0.00054233 | -0.00074413 | -0.001004 | -0.0013046 | -0.0016428 | -0.0019884 | -0.0024026 | -0.0028544 | -0.0033378 | -0.0038607 | -0.0043669
SDG&E | MM Therms | Commercial | Com - Hospital | Lighting | Yes | Lighting - LED Lamp (Basic High - Indoor) - Emerging | -1.6453e-05 | -2.8483e-05 | -4.0926e-05 | -5.1575e-05 | -6.3345e-05 | -9.7362e-06 | -1.1229e-05 | -1.2672e-05 | -1.3969e-05 | -1.5021e-05 | -1.5873e-05 | -1.6458e-05
SDG&E | MM Therms | Commercial | Com - Hospital | Lighting | Yes | Lighting - LED Lamp (Basic Low - Indoor) - Emerging | -0.00011741 | -0.00015435 | -0.0001799 | -0.00020845 | -0.00029185 | -6.9957e-05 | -9.5559e-05 | -0.00012233 | -0.00014965 | -0.00017712 | -0.00020426 | -0.00022953
SDG&E | MM Therms | Commercial | Com - Hospital | Lighting | Yes | Lighting - LED Plug-In Indoor Fixture - Emerging | -0.00023665 | -0.00029464 | -0.00035882 | -0.00042974 | -0.00050266 | -3.2297e-05 | -3.5185e-05 | -4.1182e-05 | -5.2575e-05 | -6.4307e-05 | -7.6335e-05 | -8.8076e-05
SDG&E | MM Therms | Commercial | Com - Hospital | Lighting | No | Lighting - Cold Cathode Lamp | -0.00020067 | -0.00019914 | -0.00019764 | -0.00019745 | -0.00019492 | 0 | 0 | 0 | 0 | 0 | 0 | 0
SDG&E | MM Therms | Commercial | Com - Hospital | Lighting | No | Lighting - Compact Fluorescent Fixture (Indoor) | -0.0051801 | -0.0051483 | -0.0051442 | -0.0051697 | -0.0051455 | 0 | 0 | 0 | 0 | 0 | 0 | 0
SDG&E | MM Therms | Commercial | Com - Hospital | Lighting | No | Lighting - Compact Fluorescent Lamp (Basic High - Indoor) | -0.00013508 | -0.00017513 | -0.00021037 | -0.00024266 | -0.00026926 | 0 | 0 | 0 | 0 | 0 | 0 | 0
SDG&E | MM Therms | Commercial | Com - Hospital | Lighting | No | Lighting - Compact Fluorescent Lamp (Basic Low - Indoor) | -0.0018068 | -0.001667 | -0.0016022 | -0.001598 | -0.0015364 | 0 | 0 | 0 | 0 | 0 | 0 | 0
SDG&E | MM Therms | Commercial | Com - Hospital | Lighting | No | Lighting - Halogen Lamp (A-Line) | -0.00029302 | -0.00038324 | -0.00046506 | -0.00055447 | -0.00064552 | 0 | 0 | 0 | 0 | 0 | 0 | 0
SDG&E | MM Therms | Commercial | Com - Hospital | Lighting | No | Lighting - Halogen Lamp (Reflector) | -0.00010774 | -0.00013921 | -0.00016574 | -0.00019348 | -0.00022112 | -0.00024744 | -0.00026609 | -0.00028497 | -0.00029971 | -0.00031422 | -0.00033051 | -0.00034159
SDG&E | MM Therms | Commercial | Com - Hospital | Lighting | No | Lighting - High Bay HID to T5 | -0.00012687 | -0.00013176 | -0.0001452 | -0.00015368 | -0.00015414 | -0.00014565 | -0.00012881 | -0.00010953 | -9.0023e-05 | -7.2116e-05 | -5.7905e-05 | -4.6672e-05
SDG&E | MM Therms | Commercial | Com - Hospital | Lighting | No | Lighting - Linear Fluorescent Delamping | -4.6706e-05 | -4.4817e-05 | -4.2706e-05 | -3.4463e-05 | -1.9522e-05 | 0 | 0 | 0 | 0 | 0 | 0 | 0
SDG&E | MM Therms | Commercial | Com - Hospital | Lighting | No | Lighting - Linear Fluorescent Fixture (Low Wattage T8) | -0.0001619 | -0.00020793 | -0.00025152 | -0.00029623 | -0.0003374 | -0.00037169 | -0.00039763 | -0.00042566 | -0.00045501 | -0.00048264 | -0.00051015 | -0.00053426
SDG&E | MM Therms | Commercial | Com - Hospital | Lighting | No | Lighting - Low Bay HID to T5 | -1.3341e-05 | -1.4028e-05 | -1.4926e-05 | -1.5397e-05 | -1.5209e-05 | -1.4335e-05 | -1.2817e-05 | -1.1189e-05 | -9.5521e-06 | -7.9977e-06 | -6.7088e-06 | -5.6128e-06
SDG&E | MM Therms | Commercial | Com - Hospital | Lighting | No | Lighting - Plug-In Fixture (Compact Fluorescent) | -0.002538 | -0.0024218 | -0.0023325 | -0.0022844 | -0.0022276 | 0 | 0 | 0 | 0 | 0 | 0 | 0
SDG&E | MM Therms | Commercial | Com - Hospital | Lighting | No | Lighting - Plug-In Fixture (Induction) | -0.00066651 | -0.00065948 | -0.0006598 | -0.00066955 | -0.00067168 | -0.00066231 | -0.00063947 | -0.00063409 | -0.00063503 | -0.0006379 | -0.00064611 | -0.00065171
SDG&E | MM Therms | Commercial | Com - Hospital | Lighting | No | Lighting - Plug-In Fixture (Linear Fluorescent) | -0.0062442 | -0.0065757 | -0.0067879 | -0.0069753 | -0.0069966 | 0 | 0 | 0 | 0 | 0 | 0 | 0
SDG&E | MM Therms | Commercial | Com - Hospital | Lighting | No | Lighting - Plug-In Fixture (PSMH with Electronic Ballast) | -0.00075808 | -0.00078395 | -0.00077823 | -0.00078227 | -0.00077948 | -0.00076698 | -0.0007434 | -0.00073472 | -0.00073161 | -0.00073011 | -0.00073322 | -0.00073459
SDG&E | MM Therms | Commercial | Com - Hospital | Lighting | No | Lighting - Plug-In Fixture (PSMH) | -0.00071806 | -0.00074346 | -0.00073676 | -0.00073794 | -0.0007325 | -0.0007181 | -0.0006938 | -0.00068295 | -0.00067725 | -0.00067291 | -0.00067281 | -0.00067137
SDG&E | MM Therms | Commercial | Com - Hospital | SHW | Yes | SHW - EF Rated Storage Water Heater (Gas) - Emerging | 0 | 0 | 0 | 4.5037e-05 | 0.00010404 | 0.00017108 | 0.00023989 | 0.00031753 | 0.00040168 | 0.00049146 | 0.00058821 | 0.00068736
SDG&E | MM Therms | Commercial | Com - Hospital | SHW | Yes | SHW - ET Rated Storage Water Heater - Emerging | 0.0014715 | 0.0022117 | 0.003035 | 0.0039819 | 0.0049993 | 0.006022 | 0.0069953 | 0.008088 | 0.0092224 | 0.010385 | 0.011579 | 0.012747
SDG&E | MM Therms | Commercial | Com - Hospital | SHW | No | SHW - EF Rated Instantaneous Water Heater (Gas) | 0.00092485 | 0.0012134 | 0.0013272 | 0.0015968 | 0.0018555 | 0.0020827 | 0.002262 | 0.0024718 | 0.0026885 | 0.0028986 | 0.0031112 | 0.0032973
SDG&E | MM Therms | Commercial | Com - Hospital | SHW | No | SHW - EF Rated Storage Water Heater (Gas) | 0.00054447 | 0.00069167 | 0.00057242 | 0.00067608 | 0.00077343 | 0.00085733 | 0.00092187 | 0.00099795 | 0.0010777 | 0.001156 | 0.0012358 | 0.0013062
SDG&E | MM Therms | Commercial | Com - Hospital | SHW | No | SHW - ET Rated Instantaneous Water Heater | 0.00087263 | 0.001065 | 0.0012619 | 0.0014709 | 0.0016662 | 0.0018313 | 0.0019531 | 0.0020977 | 0.0022441 | 0.0023813 | 0.0025212 | 0.0026403
SDG&E | MM Therms | Commercial | Com - Hospital | SHW | No | SHW - ET Rated Storage Water Heater | 0.00097116 | 0.0011826 | 0.0013988 | 0.0016286 | 0.0018437 | 0.0020251 | 0.0021588 | 0.0023177 | 0.0024786 | 0.0026294 | 0.0027835 | 0.002915
SDG&E | MM Therms | Commercial | Com - Hospital | SHW | No | SHW - Pipe and Tank Insulation | 0.010482 | 0.010039 | 0.011558 | 0.012951 | 0.014008 | 0.014454 | 0.014198 | 0.013195 | 0.01152 | 0.009428 | 0.00719 | 0.0050773
SDG&E | MM Therms | Commercial | Com - Hospital | Service | No | Service - Retro-Commissioning (Gas) | 0.0018247 | 0.0016552 | 0.0016388 | 0.0015428 | 0.0013725 | 0.0011446 | 0.00089375 | 0.00064789 | 0.00042643 | 0.00024205 | 9.6483e-05 | 0
SDG&E | MM Therms | Commercial | Com - Hospital | WholeBlg | No | WholeBlg - Com NC Level 2 | 4.2381e-05 | 0 | 0 | 0 | 0 | 0 | 0 | 0 | 0 | 0 | 0 | 0
SDG&E | MM Therms | Commercial | Com - Hospital | WholeBlg | No | WholeBlg - Com NC Level 3 | 3.8983e-05 | 0 | 0 | 0 | 0 | 0 | 0 | 0 | 0 | 0 | 0 | 0
SDG&E | MM Therms | Commercial | Com - Hospital | WholeBlg | No | WholeBlg - Com NC ZNE | 1.2676e-05 | 0 | 0 | 0 | 3.6359e-05 | 6.6419e-05 | 9.3923e-05 | 0 | 0 | 0 | 0 | 0
SDG&E | MM Therms | Commercial | Com - Hospital | WholeBlg | No | WholeBlg - Com RET Level 1 | 0.0005536 | 0.00075574 | 0.00097087 | 0.0011996 | 0.001441 | 0.001696 | 0.0019632 | 0.0022415 | 0.0025288 | 0.0028232 | 0.0031213 | 0.003434
SDG&E | MM Therms | Commercial | Com - Hospital | WholeBlg | No | WholeBlg - Com RET Level 2 | 0.002839 | 0.0038635 | 0.0049604 | 0.0061403 | 0.0073972 | 0.0087327 | 0.01014 | 0.011618 | 0.01315 | 0.014733 | 0.016342 | 0.017921
SDG&E | MM Therms | Commercial | Com - Hotel | AppPlug | No | AppPlug - Occupancy Sensor Plug Strip | 0 | 0 | 0 | 0 | 0 | 0 | 0 | 0 | 0 | -0.00022474 | -0.00019869 | -0.00014184
SDG&E | MM Therms | Commercial | Com - Hotel | BldgEnv | No | BldgEnv - Window Film | -2.4251e-05 | -2.0841e-05 | -2.2815e-05 | -2.5537e-05 | -2.7732e-05 | -2.8915e-05 | -2.9088e-05 | -2.8806e-05 | -2.7988e-05 | -2.7052e-05 | -2.5766e-05 | -2.4103e-05
SDG&E | MM Therms | Commercial | Com - Hotel | FoodServ | No | FoodServ - Fryer (Gas) | 0.0011741 | 0.0011932 | 0.0012174 | 0.0012594 | 0.0012976 | 0.0013126 | 0.0013065 | 0.001322 | 0.0013439 | 0.0013684 | 0.0014003 | 0.0014308
SDG&E | MM Therms | Commercial | Com - Hotel | FoodServ | No | FoodServ - Oven (Gas) | 0.0018475 | 0.001877 | 0.0019134 | 0.0019739 | 0.0020265 | 0.0020464 | 0.0020351 | 0.0020565 | 0.0020884 | 0.0021241 | 0.002171 | 0.0022156
SDG&E | MM Therms | Commercial | Com - Hotel | HVAC | No | HVAC - AFUE Rated Boiler (High) | 0.0090797 | 0.0090319 | 0.0090193 | 0.0091214 | 0.0091726 | 0.009079 | 0.0088419 | 0.0087808 | 0.0087827 | 0.0088068 | 0.0088894 | 0.0089559
SDG&E | MM Therms | Commercial | Com - Hotel | HVAC | No | HVAC - AFUE Rated Boiler (Standard) | 0.0011015 | 0.0010946 | 0.0010907 | 0.001096 | 0.0010925 | 0.0010764 | 0.0010453 | 0.0010346 | 0.0010319 | 0.0010317 | 0.0010381 | 0.0010421
SDG&E | MM Therms | Commercial | Com - Hotel | HVAC | No | HVAC - ET Rated Boiler (High) | 0.016717 | 0.016544 | 0.016438 | 0.016534 | 0.016525 | 0.016267 | 0.015753 | 0.015569 | 0.015506 | 0.015486 | 0.015575 | 0.015632
SDG&E | MM Therms | Commercial | Com - Hotel | HVAC | No | HVAC - ET Rated Boiler (Standard) | 0.0035129 | 0.0034787 | 0.0034543 | 0.0034572 | 0.0034301 | 0.0033663 | 0.0032557 | 0.0032118 | 0.0031947 | 0.003186 | 0.0031987 | 0.0032039
SDG&E | MM Therms | Commercial | Com - Hotel | HVAC | No | HVAC - Gas Furnace | 3.8275e-05 | 3.7889e-05 | 3.7555e-05 | 3.7299e-05 | 3.7127e-05 | 3.6961e-05 | 3.6793e-05 | 3.66e-05 | 3.6414e-05 | 3.6257e-05 | 3.6131e-05 | 3.6052e-05
SDG&E | MM Therms | Commercial | Com - Hotel | Lighting | Yes | Lighting - LED Fixture (Replacing T8) - Emerging | 0 | 0 | 0 | -8.4007e-05 | -0.00016584 | -0.00025147 | -0.00033174 | -0.00042258 | -0.0005175 | -0.00061655 | -0.00072041 | -0.00081881
SDG&E | MM Therms | Commercial | Com - Hotel | Lighting | Yes | Lighting - LED Lamp (Basic High - Indoor) - Emerging | -4.3112e-06 | -7.5549e-06 | -1.2487e-05 | -1.68e-05 | -2.1147e-05 | -3.3404e-06 | -3.9289e-06 | -4.4904e-06 | -4.9822e-06 | -5.3867e-06 | -7.1429e-06 | -9.5827e-06
SDG&E | MM Therms | Commercial | Com - Hotel | Lighting | Yes | Lighting - LED Lamp (Basic Low - Indoor) - Emerging | -1.486e-05 | -2.3072e-05 | -2.8433e-05 | -3.47e-05 | -4.1346e-05 | -7.2609e-06 | -9.3024e-06 | -1.4203e-05 | -1.9027e-05 | -2.3735e-05 | -2.8337e-05 | -3.2588e-05
SDG&E | MM Therms | Commercial | Com - Hotel | Lighting | Yes | Lighting - LED Plug-In Indoor Fixture - Emerging | -4.1896e-05 | -5.1778e-05 | -6.3425e-05 | -7.6814e-05 | -9.1202e-05 | -5.9647e-06 | -6.617e-06 | -7.3889e-06 | -9.6301e-06 | -1.2025e-05 | -1.456e-05 | -1.7104e-05
SDG&E | MM Therms | Commercial | Com - Hotel | Lighting | No | Lighting - Cold Cathode Lamp | -3.4901e-05 | -3.6525e-05 | -3.7727e-05 | -3.899e-05 | -3.9398e-05 | 0 | 0 | 0 | 0 | 0 | 0 | 0
SDG&E | MM Therms | Commercial | Com - Hotel | Lighting | No | Lighting - Compact Fluorescent Fixture (Indoor) | -0.00090308 | -0.00089723 | -0.00089669 | -0.0009022 | -0.00090198 | 0 | 0 | 0 | 0 | 0 | 0 | 0
SDG&E | MM Therms | Commercial | Com - Hotel | Lighting | No | Lighting - Compact Fluorescent Lamp (Basic High - Indoor) | -0.00014855 | -0.00016936 | -0.00018263 | -0.00019069 | -0.00019278 | 0 | 0 | 0 | 0 | 0 | 0 | 0
SDG&E | MM Therms | Commercial | Com - Hotel | Lighting | No | Lighting - Compact Fluorescent Lamp (Basic Low - Indoor) | -0.00032089 | -0.00030146 | -0.00028709 | -0.00027738 | -0.00027034 | 0 | 0 | 0 | 0 | 0 | 0 | 0
SDG&E | MM Therms | Commercial | Com - Hotel | Lighting | No | Lighting - Halogen Lamp (A-Line) | -0.00019099 | -0.00024984 | -0.00030322 | -0.00036155 | -0.00042097 | 0 | 0 | 0 | 0 | 0 | 0 | 0
SDG&E | MM Therms | Commercial | Com - Hotel | Lighting | No | Lighting - Halogen Lamp (Reflector) | -7.0186e-05 | -9.0724e-05 | -0.00010805 | -0.00012616 | -0.00014422 | -0.00016159 | -0.00017373 | -0.00018616 | -0.00019579 | -0.00020543 | -0.00021597 | -0.00022325
SDG&E | MM Therms | Commercial | Com - Hotel | Lighting | No | Lighting - Linear Fluorescent Delamping | -5.2679e-06 | -5.0586e-06 | -4.7984e-06 | -3.8633e-06 | 0 | 0 | 0 | 0 | 0 | 0 | 0 | 0
SDG&E | MM Therms | Commercial | Com - Hotel | Lighting | No | Lighting - Linear Fluorescent Fixture (Low Wattage T8) | -0.00012225 | -0.00014879 | -0.00017562 | -0.00020153 | -0.00022028 | -0.00023225 | -0.00023791 | -0.00024402 | -0.00025149 | -0.00025762 | -0.00026306 | -0.00026626
SDG&E | MM Therms | Commercial | Com - Hotel | Lighting | No | Lighting - Occupancy Sensor | 0 | 0 | 0 | 0 | 0 | 0 | 0 | 0 | 0 | 0 | 0 | -0.00022242
SDG&E | MM Therms | Commercial | Com - Hotel | Lighting | No | Lighting - Plug-In Fixture (Compact Fluorescent) | -0.00053377 | -0.00051245 | -0.00049647 | -0.00048869 | -0.00047896 | 0 | 0 | 0 | 0 | 0 | 0 | 0
SDG&E | MM Therms | Commercial | Com - Hotel | Lighting | No | Lighting - Plug-In Fixture (Induction) | 0 | 0 | 0 | 0 | 0 | 0 | 0 | 0 | 0 | 0 | 0 | -0.00013067
SDG&E | MM Therms | Commercial | Com - Hotel | Lighting | No | Lighting - Plug-In Fixture (Linear Fluorescent) | -0.0010654 | -0.0011095 | -0.0011393 | -0.0011688 | -0.001174 | 0 | 0 | 0 | 0 | 0 | 0 | 0
SDG&E | MM Therms | Commercial | Com - Hotel | Lighting | No | Lighting - Plug-In Fixture (PSMH with Electronic Ballast) | 0 | 0 | 0 | -0.00035664 | -0.00037104 | -0.00037048 | -0.00035989 | -0.00035495 | -0.00035211 | -0.00034942 | -0.00034898 | -0.00035351
SDG&E | MM Therms | Commercial | Com - Hotel | Lighting | No | Lighting - Plug-In Fixture (PSMH) | -0.00048006 | -0.0005063 | -0.00050254 | -0.00046374 | -0.00045156 | -0.00043879 | -0.0004204 | -0.00041263 | -0.00040869 | -0.00040558 | -0.00040527 | -0.00035115
SDG&E | MM Therms | Commercial | Com - Hotel | SHW | Yes | SHW - EF Rated Storage Water Heater (Gas) - Emerging | 0 | 0 | 0 | 3.2741e-05 | 7.6254e-05 | 0.000126 | 0.00017728 | 0.00023512 | 0.0002979 | 0.00036512 | 0.00043766 | 0.00051224
SDG&E | MM Therms | Commercial | Com - Hotel | SHW | Yes | SHW - ET Rated Storage Water Heater - Emerging | 0.00065275 | 0.00097717 | 0.0013376 | 0.0017523 | 0.0021935 | 0.0026336 | 0.003044 | 0.0035124 | 0.0040049 | 0.0045132 | 0.0050417 | 0.0055609
SDG&E | MM Therms | Commercial | Com - Hotel | SHW | No | SHW - EF Rated Instantaneous Water Heater (Gas) | 0.00052534 | 0.00068702 | 0.00074981 | 0.00090056 | 0.001045 | 0.0011715 | 0.001271 | 0.0013865 | 0.0015049 | 0.001621 | 0.0017385 | 0.0018414
SDG&E | MM Therms | Commercial | Com - Hotel | SHW | No | SHW - EF Rated Storage Water Heater (Gas) | 0.00031502 | 0.00040048 | 0.00033169 | 0.00039201 | 0.00044879 | 0.00049772 | 0.00053541 | 0.00057945 | 0.00062469 | 0.00066967 | 0.0007155 | 0.00075591
SDG&E | MM Therms | Commercial | Com - Hotel | SHW | No | SHW - ET Rated Instantaneous Water Heater | 0.00046062 | 0.00056419 | 0.00067053 | 0.00078376 | 0.00089067 | 0.00098202 | 0.001051 | 0.0011316 | 0.0012139 | 0.0012915 | 0.0013705 | 0.0014387
SDG&E | MM Therms | Commercial | Com - Hotel | SHW | No | SHW - ET Rated Storage Water Heater | 0.00054446 | 0.00066591 | 0.00079061 | 0.00092362 | 0.0010494 | 0.0011567 | 0.0012377 | 0.0013324 | 0.0014291 | 0.0015205 | 0.0016137 | 0.0016943
SDG&E | MM Therms | Commercial | Com - Hotel | SHW | No | SHW - Pipe and Tank Insulation | 0.013114 | 0.012559 | 0.01446 | 0.016203 | 0.017526 | 0.018083 | 0.017763 | 0.016508 | 0.014413 | 0.011795 | 0.0089954 | 0.0063522
SDG&E | MM Therms | Commercial | Com - Hotel | Service | No | Service - Retro-Commissioning (Gas) | 0.0022828 | 0.0020708 | 0.0020503 | 0.0019302 | 0.0017171 | 0.001432 | 0.0011182 | 0.00081057 | 0.0005335 | 0.00030283 | 0.00012071 | 0
SDG&E | MM Therms | Commercial | Com - Hotel | WholeBlg | No | WholeBlg - Com NC Level 2 | 5.2025e-05 | 0 | 0 | 0 | 0 | 0 | 0 | 0 | 0 | 0 | 0 | 0
SDG&E | MM Therms | Commercial | Com - Hotel | WholeBlg | No | WholeBlg - Com NC Level 3 | 5.0742e-05 | 0 | 0 | 0 | 0 | 0 | 0 | 0 | 0 | 0 | 0 | 0
SDG&E | MM Therms | Commercial | Com - Hotel | WholeBlg | No | WholeBlg - Com RET Level 1 | 0.0004868 | 0.00066884 | 0.00086332 | 0.0010704 | 0.0012895 | 0.0015211 | 0.0017643 | 0.0020176 | 0.0022796 | 0.002548 | 0.0028202 | 0.0030934
SDG&E | MM Therms | Commercial | Com - Hotel | WholeBlg | No | WholeBlg - Com RET Level 2 | 0.0033859 | 0.0046055 | 0.0059108 | 0.0073146 | 0.0088122 | 0.010403 | 0.012079 | 0.013841 | 0.015668 | 0.017554 | 0.01947 | 0.021405
SDG&E | MM Therms | Commercial | Com - Motel | AppPlug | No | AppPlug - Occupancy Sensor Plug Strip | 0 | 0 | 0 | 0 | 0 | 0 | 0 | 0 | 0 | -0.00022474 | -0.00019869 | -0.00014184
SDG&E | MM Therms | Commercial | Com - Motel | BldgEnv | No | BldgEnv - Window Film | -2.2328e-05 | -1.926e-05 | -2.0989e-05 | -2.3371e-05 | -2.5286e-05 | -2.63e-05 | -2.6409e-05 | -2.6102e-05 | -2.531e-05 | -2.4406e-05 | -2.3188e-05 | -2.1636e-05
SDG&E | MM Therms | Commercial | Com - Motel | FoodServ | No | FoodServ - Fryer (Gas) | 0.0011741 | 0.0011932 | 0.0012174 | 0.0012594 | 0.0012976 | 0.0013126 | 0.0013065 | 0.001322 | 0.0013439 | 0.0013684 | 0.0014003 | 0.0014308
SDG&E | MM Therms | Commercial | Com - Motel | FoodServ | No | FoodServ - Oven (Gas) | 0.0018475 | 0.001877 | 0.0019134 | 0.0019739 | 0.0020265 | 0.0020464 | 0.0020351 | 0.0020565 | 0.0020884 | 0.0021241 | 0.002171 | 0.0022156
SDG&E | MM Therms | Commercial | Com - Motel | HVAC | No | HVAC - AFUE Rated Boiler (High) | 0.0090796 | 0.0090319 | 0.0090193 | 0.0091214 | 0.0091726 | 0.009079 | 0.0088419 | 0.0087808 | 0.0087827 | 0.0088068 | 0.0088894 | 0.0089559
SDG&E | MM Therms | Commercial | Com - Motel | HVAC | No | HVAC - AFUE Rated Boiler (Standard) | 0.0011015 | 0.0010946 | 0.0010907 | 0.001096 | 0.0010925 | 0.0010764 | 0.0010453 | 0.0010346 | 0.0010319 | 0.0010317 | 0.0010381 | 0.0010421
SDG&E | MM Therms | Commercial | Com - Motel | HVAC | No | HVAC - ET Rated Boiler (High) | 0.016717 | 0.016544 | 0.016438 | 0.016534 | 0.016525 | 0.016267 | 0.015753 | 0.015569 | 0.015506 | 0.015486 | 0.015575 | 0.015632
SDG&E | MM Therms | Commercial | Com - Motel | HVAC | No | HVAC - ET Rated Boiler (Standard) | 0.0035129 | 0.0034787 | 0.0034543 | 0.0034572 | 0.0034301 | 0.0033663 | 0.0032557 | 0.0032118 | 0.0031947 | 0.003186 | 0.0031987 | 0.0032039
SDG&E | MM Therms | Commercial | Com - Motel | HVAC | No | HVAC - Gas Furnace | 3.8275e-05 | 3.7889e-05 | 3.7555e-05 | 3.7299e-05 | 3.7127e-05 | 3.6961e-05 | 3.6793e-05 | 3.66e-05 | 3.6414e-05 | 3.6257e-05 | 3.6131e-05 | 3.6052e-05
SDG&E | MM Therms | Commercial | Com - Motel | Lighting | Yes | Lighting - LED Fixture (Replacing T8) - Emerging | 0 | 0 | 0 | 0 | -0.00016279 | -0.00030767 | -0.00043112 | -0.00055579 | -0.00066614 | -0.00077293 | -0.00088224 | -0.00098199
SDG&E | MM Therms | Commercial | Com - Motel | Lighting | Yes | Lighting - LED Lamp (Basic High - Indoor) - Emerging | -3.9954e-06 | -7.0825e-06 | -1.2071e-05 | -1.7128e-05 | -2.2e-05 | -3.543e-06 | -4.228e-06 | -4.9045e-06 | -5.5136e-06 | -6.0331e-06 | -7.8963e-06 | -1.0508e-05
SDG&E | MM Therms | Commercial | Com - Motel | Lighting | Yes | Lighting - LED Lamp (Basic Low - Indoor) - Emerging | -1.4732e-05 | -2.3488e-05 | -2.9879e-05 | -3.7396e-05 | -4.5586e-05 | -8.1503e-06 | -1.0343e-05 | -1.5514e-05 | -2.0664e-05 | -2.5741e-05 | -3.0786e-05 | -3.5478e-05
SDG&E | MM Therms | Commercial | Com - Motel | Lighting | Yes | Lighting - LED Plug-In Indoor Fixture - Emerging | -5.7183e-05 | -7.098e-05 | -8.7591e-05 | -0.00010712 | -0.00012815 | -8.4201e-06 | -9.3396e-06 | -1.0461e-05 | -1.3263e-05 | -1.6389e-05 | -1.9752e-05 | -2.3132e-05
SDG&E | MM Therms | Commercial | Com - Motel | Lighting | No | Lighting - Compact Fluorescent Fixture (Indoor) | -0.00099008 | -0.00099603 | -0.0010052 | -0.0010208 | -0.0010269 | 0 | 0 | 0 | 0 | 0 | 0 | 0
SDG&E | MM Therms | Commercial | Com - Motel | Lighting | No | Lighting - Compact Fluorescent Lamp (Basic High - Indoor) | -0.00015582 | -0.00018031 | -0.00019669 | -0.00020727 | -0.00021111 | 0 | 0 | 0 | 0 | 0 | 0 | 0
SDG&E | MM Therms | Commercial | Com - Motel | Lighting | No | Lighting - Compact Fluorescent Lamp (Basic Low - Indoor) | -0.00034675 | -0.00033063 | -0.0003181 | -0.00030988 | -0.00030283 | 0 | 0 | 0 | 0 | 0 | 0 | 0
SDG&E | MM Therms | Commercial | Com - Motel | Lighting | No | Lighting - Linear Fluorescent Delamping | -3.9139e-06 | -3.7603e-06 | -3.5595e-06 | -2.8629e-06 | 0 | 0 | 0 | 0 | 0 | 0 | 0 | 0
SDG&E | MM Therms | Commercial | Com - Motel | Lighting | No | Lighting - Linear Fluorescent Fixture (Low Wattage T8) | -0.00013737 | -0.00016632 | -0.00019583 | -0.00022685 | -0.00025414 | -0.00026907 | -0.0002737 | -0.00027921 | -0.00028446 | -0.00028791 | -0.00029114 | -0.00029199
SDG&E | MM Therms | Commercial | Com - Motel | Lighting | No | Lighting - Occupancy Sensor | 0 | 0 | 0 | 0 | 0 | 0 | 0 | 0 | 0 | -0.00023953 | -0.00037582 | -0.00030947
SDG&E | MM Therms | Commercial | Com - Motel | Lighting | No | Lighting - Plug-In Fixture (Compact Fluorescent) | -0.00077557 | -0.00074562 | -0.0007228 | -0.00071236 | -0.00069654 | 0 | 0 | 0 | 0 | 0 | 0 | 0
SDG&E | MM Therms | Commercial | Com - Motel | Lighting | No | Lighting - Plug-In Fixture (Linear Fluorescent) | 0 | 0 | -0.0016679 | -0.0017522 | -0.0017744 | 0 | 0 | 0 | 0 | 0 | 0 | 0
SDG&E | MM Therms | Commercial | Com - Motel | Lighting | No | Lighting - Plug-In Fixture (PSMH with Electronic Ballast) | 0 | 0 | 0 | 0 | 0 | -0.00027198 | -0.00044618 | -0.00045858 | -0.00046662 | -0.00047005 | -0.00047427 | -0.00048044
SDG&E | MM Therms | Commercial | Com - Motel | Lighting | No | Lighting - Plug-In Fixture (PSMH) | -0.00068959 | -0.00079175 | -0.00078088 | -0.00078554 | -0.00077462 | -0.00071736 | -0.00065617 | -0.00062851 | -0.00061376 | -0.00060399 | -0.00060132 | -0.00058888
SDG&E | MM Therms | Commercial | Com - Motel | SHW | Yes | SHW - EF Rated Storage Water Heater (Gas) - Emerging | 0 | 0 | 0 | 2.538e-05 | 5.881e-05 | 9.6874e-05 | 0.00013604 | 0.00018024 | 0.00022823 | 0.00027946 | 0.0003349 | 0.00039188
SDG&E | MM Therms | Commercial | Com - Motel | SHW | Yes | SHW - ET Rated Storage Water Heater - Emerging | 0.00022903 | 0.00034781 | 0.00048006 | 0.00063063 | 0.00079143 | 0.00095521 | 0.0011019 | 0.0012622 | 0.0014293 | 0.0016021 | 0.0017806 | 0.0019573
SDG&E | MM Therms | Commercial | Com - Motel | SHW | No | SHW - EF Rated Instantaneous Water Heater (Gas) | 0.00019215 | 0.00024976 | 0.0002714 | 0.00032425 | 0.00037447 | 0.00041815 | 0.00045221 | 0.00049187 | 0.0005324 | 0.00057128 | 0.00061122 | 0.00064613
SDG&E | MM Therms | Commercial | Com - Motel | SHW | No | SHW - EF Rated Storage Water Heater (Gas) | 0.00010851 | 0.00013816 | 0.00011459 | 0.00013536 | 0.00015488 | 0.00017166 | 0.00018455 | 0.00019963 | 0.00021506 | 0.00022989 | 0.00024525 | 0.00025874
SDG&E | MM Therms | Commercial | Com - Motel | SHW | No | SHW - ET Rated Instantaneous Water Heater | 0.00018951 | 0.00023343 | 0.0002787 | 0.00032705 | 0.00037283 | 0.00041211 | 0.00043699 | 0.00046639 | 0.00049727 | 0.00052726 | 0.0005587 | 0.00058638
SDG&E | MM Therms | Commercial | Com - Motel | SHW | No | SHW - ET Rated Storage Water Heater | 0 | 0 | 0 | 0 | 0 | 0 | 0.00031097 | 0.00034675 | 0.00038101 | 0.00041146 | 0.00044054 | 0.00046489
SDG&E | MM Therms | Commercial | Com - Motel | SHW | No | SHW - Pipe and Tank Insulation | 0.013114 | 0.012559 | 0.01446 | 0.016203 | 0.017526 | 0.018083 | 0.017763 | 0.016508 | 0.014413 | 0.011795 | 0.0089954 | 0.0063522
SDG&E | MM Therms | Commercial | Com - Motel | Service | No | Service - Retro-Commissioning (Gas) | 0.0022828 | 0.0020708 | 0.0020503 | 0.0019302 | 0.0017171 | 0.001432 | 0.0011182 | 0.00081057 | 0.0005335 | 0.00030283 | 0.00012071 | 0
SDG&E | MM Therms | Commercial | Com - Motel | WholeBlg | No | WholeBlg - Com NC Level 2 | 5.2025e-05 | 0 | 0 | 0 | 0 | 0 | 0 | 0 | 0 | 0 | 0 | 0
SDG&E | MM Therms | Commercial | Com - Motel | WholeBlg | No | WholeBlg - Com NC Level 3 | 5.0742e-05 | 0 | 0 | 0 | 0 | 0 | 0 | 0 | 0 | 0 | 0 | 0
SDG&E | MM Therms | Commercial | Com - Motel | WholeBlg | No | WholeBlg - Com RET Level 1 | 0.00045421 | 0.00062432 | 0.00080611 | 0.00099975 | 0.0012046 | 0.0014212 | 0.0016486 | 0.0018855 | 0.0021305 | 0.0023815 | 0.002636 | 0.0028913
SDG&E | MM Therms | Commercial | Com - Motel | WholeBlg | No | WholeBlg - Com RET Level 2 | 0.003234 | 0.004399 | 0.0056457 | 0.0069864 | 0.0084166 | 0.0099361 | 0.011537 | 0.013219 | 0.014964 | 0.016765 | 0.018595 | 0.020443
SDG&E | MM Therms | Commercial | Com - Nusing Home | AppPlug | No | AppPlug - Occupancy Sensor Plug Strip | 0 | 0 | 0 | 0 | 0 | 0 | 0 | 0 | 0 | -0.00017963 | -0.00015881 | -0.00011337
SDG&E | MM Therms | Commercial | Com - Nusing Home | BldgEnv | No | BldgEnv - Window Film | -5.9851e-05 | -5.1586e-05 | -5.6271e-05 | -6.2715e-05 | -6.7874e-05 | -7.0617e-05 | -7.0937e-05 | -7.0142e-05 | -6.8048e-05 | -6.5653e-05 | -6.2409e-05 | -5.826e-05
SDG&E | MM Therms | Commercial | Com - Nusing Home | FoodServ | No | FoodServ - Oven (Gas) | 0.0010829 | 0.0011002 | 0.0011215 | 0.001157 | 0.0011878 | 0.0011995 | 0.0011929 | 0.0012054 | 0.0012241 | 0.001245 | 0.0012725 | 0.0012987
SDG&E | MM Therms | Commercial | Com - Nusing Home | HVAC | No | HVAC - AFUE Rated Boiler (High) | 0.013673 | 0.013605 | 0.013591 | 0.013763 | 0.013855 | 0.01371 | 0.013335 | 0.013244 | 0.013255 | 0.013301 | 0.013442 | 0.013557
SDG&E | MM Therms | Commercial | Com - Nusing Home | HVAC | No | HVAC - AFUE Rated Boiler (Standard) | 0.0016667 | 0.0016545 | 0.0016466 | 0.0016525 | 0.0016444 | 0.0016177 | 0.0015683 | 0.0015503 | 0.0015447 | 0.001543 | 0.0015514 | 0.0015562
SDG&E | MM Therms | Commercial | Com - Nusing Home | HVAC | No | HVAC - ET Rated Boiler (High) | 0.025724 | 0.025491 | 0.02537 | 0.025611 | 0.025691 | 0.025318 | 0.0245 | 0.024241 | 0.024184 | 0.024197 | 0.024395 | 0.02454
SDG&E | MM Therms | Commercial | Com - Nusing Home | HVAC | No | HVAC - ET Rated Boiler (Standard) | 0.0054991 | 0.0054401 | 0.0053966 | 0.0053974 | 0.0053494 | 0.0052425 | 0.0050607 | 0.0049869 | 0.0049565 | 0.0049397 | 0.0049574 | 0.0049629
SDG&E | MM Therms | Commercial | Com - Nusing Home | HVAC | No | HVAC - Gas Furnace | 0.00056954 | 0.00056353 | 0.00055831 | 0.00055434 | 0.00055167 | 0.00054904 | 0.00054638 | 0.00054337 | 0.00054048 | 0.00053802 | 0.00053604 | 0.00053477
SDG&E | MM Therms | Commercial | Com - Nusing Home | HVAC | No | HVAC - SEER Rated Package Rooftop AC (Recharge) | 0 | 0 | 0 | 0 | 0 | 0 | 0 | 0 | 0 | 0 | 1.9803e-06 | 1.7833e-06
SDG&E | MM Therms | Commercial | Com - Nusing Home | HVAC | No | HVAC - Thermostat | 0 | 0.0049756 | 0.0048839 | 0.0049172 | 0.0048464 | 0.0046042 | 0.0041749 | 0.0040126 | 0.0039498 | 0.0039172 | 0.0039647 | 0.0039778
SDG&E | MM Therms | Commercial | Com - Nusing Home | Lighting | Yes | Lighting - LED Fixture (Replacing T8) - Emerging | -0.00048058 | -0.00066502 | -0.00093294 | -0.0012844 | -0.0016999 | -0.0021793 | -0.0026799 | -0.0032914 | -0.0039624 | -0.0046906 | -0.0054895 | -0.0062784
SDG&E | MM Therms | Commercial | Com - Nusing Home | Lighting | Yes | Lighting - LED Lamp (Basic High - Indoor) - Emerging | -2.1953e-05 | -3.8452e-05 | -5.7444e-05 | -7.2735e-05 | -8.9907e-05 | -1.3921e-05 | -1.6163e-05 | -1.8344e-05 | -2.0309e-05 | -2.1915e-05 | -2.3222e-05 | -2.4132e-05
SDG&E | MM Therms | Commercial | Com - Nusing Home | Lighting | Yes | Lighting - LED Lamp (Basic Low - Indoor) - Emerging | -0.00016415 | -0.00022141 | -0.00025861 | -0.00030097 | -0.00042055 | -0.00010133 | -0.00013921 | -0.00017906 | -0.00021981 | -0.00026093 | -0.0003018 | -0.00034001
SDG&E | MM Therms | Commercial | Com - Nusing Home | Lighting | Yes | Lighting - LED Plug-In Indoor Fixture - Emerging | -0.00039642 | -0.00049333 | -0.00060173 | -0.00072238 | -0.0008472 | -5.4597e-05 | -5.9634e-05 | -6.9119e-05 | -8.8444e-05 | -0.00010847 | -0.00012912 | -0.00014938
SDG&E | MM Therms | Commercial | Com - Nusing Home | Lighting | No | Lighting - Cold Cathode Lamp | -8.888e-05 | -8.9403e-05 | -8.9603e-05 | -9.02e-05 | -8.9485e-05 | 0 | 0 | 0 | 0 | 0 | 0 | 0
SDG&E | MM Therms | Commercial | Com - Nusing Home | Lighting | No | Lighting - Compact Fluorescent Fixture (Indoor) | -0.007631 | -0.007593 | -0.0075944 | -0.0076407 | -0.0076156 | 0 | 0 | 0 | 0 | 0 | 0 | 0
SDG&E | MM Therms | Commercial | Com - Nusing Home | Lighting | No | Lighting - Compact Fluorescent Lamp (Basic High - Indoor) | -0.0001966 | -0.00025663 | -0.00030893 | -0.00035693 | -0.00039645 | 0 | 0 | 0 | 0 | 0 | 0 | 0
SDG&E | MM Therms | Commercial | Com - Nusing Home | Lighting | No | Lighting - Compact Fluorescent Lamp (Basic Low - Indoor) | -0.0026551 | -0.0024515 | -0.0023602 | -0.0023576 | -0.0022729 | 0 | 0 | 0 | 0 | 0 | 0 | 0
SDG&E | MM Therms | Commercial | Com - Nusing Home | Lighting | No | Lighting - Halogen Lamp (A-Line) | -0.00016114 | -0.00021079 | -0.00025582 | -0.00030504 | -0.00035516 | 0 | 0 | 0 | 0 | 0 | 0 | 0
SDG&E | MM Therms | Commercial | Com - Nusing Home | Lighting | No | Lighting - Halogen Lamp (Reflector) | -5.9218e-05 | -7.6544e-05 | -9.1158e-05 | -0.00010644 | -0.00012167 | -0.00013632 | -0.00014656 | -0.00015705 | -0.00016517 | -0.00017329 | -0.00018219 | -0.00018833
SDG&E | MM Therms | Commercial | Com - Nusing Home | Lighting | No | Lighting - High Bay HID to T5 | -0.00019391 | -0.00020322 | -0.00022378 | -0.00023698 | -0.00023798 | -0.00022547 | -0.00020018 | -0.00017137 | -0.00014224 | -0.00011537 | -9.4047e-05 | -7.7054e-05
SDG&E | MM Therms | Commercial | Com - Nusing Home | Lighting | No | Lighting - Linear Fluorescent Delamping | -7.4115e-05 | -7.1124e-05 | -6.772e-05 | -5.4625e-05 | -3.0942e-05 | 0 | 0 | 0 | 0 | 0 | 0 | 0
SDG&E | MM Therms | Commercial | Com - Nusing Home | Lighting | No | Lighting - Linear Fluorescent Fixture (Low Wattage T8) | -0.00028123 | -0.00036211 | -0.00044003 | -0.00052102 | -0.0005959 | -0.00065795 | -0.00070391 | -0.00075307 | -0.00080442 | -0.00085203 | -0.00089909 | -0.00093933
SDG&E | MM Therms | Commercial | Com - Nusing Home | Lighting | No | Lighting - Low Bay HID to T5 | 0 | 0 | 0 | -1.9077e-05 | -2.3937e-05 | -2.2688e-05 | -2.0319e-05 | -1.7771e-05 | -1.5234e-05 | -1.2837e-05 | -1.087e-05 | -9.1975e-06
SDG&E | MM Therms | Commercial | Com - Nusing Home | Lighting | No | Lighting - Plug-In Fixture (Compact Fluorescent) | -0.0043903 | -0.0041934 | -0.0040423 | -0.0039618 | -0.003865 | 0 | 0 | 0 | 0 | 0 | 0 | 0
SDG&E | MM Therms | Commercial | Com - Nusing Home | Lighting | No | Lighting - Plug-In Fixture (Induction) | 0 | 0 | 0 | -0.00050948 | -0.001046 | -0.0011577 | -0.0011963 | -0.0012324 | -0.0012617 | -0.001284 | -0.0013109 | -0.0013288
SDG&E | MM Therms | Commercial | Com - Nusing Home | Lighting | No | Lighting - Plug-In Fixture (Linear Fluorescent) | -0.012763 | -0.013427 | -0.013858 | -0.014251 | -0.014305 | 0 | 0 | 0 | 0 | 0 | 0 | 0
SDG&E | MM Therms | Commercial | Com - Nusing Home | Lighting | No | Lighting - Plug-In Fixture (PSMH with Electronic Ballast) | -0.0020392 | -0.0020479 | -0.0020248 | -0.0020013 | -0.0018869 | -0.0017657 | -0.0016514 | -0.0015982 | -0.0015719 | -0.0015572 | -0.0015573 | -0.0015558
SDG&E | MM Therms | Commercial | Com - Nusing Home | Lighting | No | Lighting - Plug-In Fixture (PSMH) | -0.0020898 | -0.0020961 | -0.0020727 | -0.0019913 | -0.0018594 | -0.0017262 | -0.0016037 | -0.0015413 | -0.001506 | -0.0014819 | -0.0014725 | -0.0014626
SDG&E | MM Therms | Commercial | Com - Nusing Home | SHW | Yes | SHW - EF Rated Storage Water Heater (Gas) - Emerging | 0 | 0 | 0 | 5.0696e-05 | 0.00011674 | 0.00019157 | 0.00026834 | 0.00035475 | 0.00044841 | 0.00054845 | 0.0006563 | 0.00076684
SDG&E | MM Therms | Commercial | Com - Nusing Home | SHW | Yes | SHW - ET Rated Storage Water Heater - Emerging | 0.00097039 | 0.0014646 | 0.0020141 | 0.0026433 | 0.0033179 | 0.003999 | 0.0046503 | 0.005376 | 0.006131 | 0.006905 | 0.0076987 | 0.0084773
SDG&E | MM Therms | Commercial | Com - Nusing Home | SHW | No | SHW - EF Rated Instantaneous Water Heater (Gas) | 0.0006601 | 0.00086261 | 0.00094088 | 0.0011279 | 0.0013066 | 0.0014629 | 0.0015855 | 0.0017281 | 0.0018741 | 0.0020169 | 0.0021615 | 0.002288
SDG&E | MM Therms | Commercial | Com - Nusing Home | SHW | No | SHW - EF Rated Storage Water Heater (Gas) | 0.00039331 | 0.0005005 | 0.00041484 | 0.00048997 | 0.00056065 | 0.00062155 | 0.00066841 | 0.00072321 | 0.00077941 | 0.00083517 | 0.00089193 | 0.00094191
SDG&E | MM Therms | Commercial | Com - Nusing Home | SHW | No | SHW - ET Rated Instantaneous Water Heater | 0.00063422 | 0.00077607 | 0.00092166 | 0.0010767 | 0.0012229 | 0.0013473 | 0.0014404 | 0.0015498 | 0.0016616 | 0.0017671 | 0.0018749 | 0.0019678
SDG&E | MM Therms | Commercial | Com - Nusing Home | SHW | No | SHW - ET Rated Storage Water Heater | 0.0006608 | 0.00080575 | 0.00095432 | 0.0011125 | 0.0012615 | 0.0013879 | 0.0014821 | 0.0015931 | 0.0017065 | 0.0018135 | 0.0019231 | 0.0020176
SDG&E | MM Therms | Commercial | Com - Nusing Home | SHW | No | SHW - Pipe and Tank Insulation | 0.010482 | 0.010039 | 0.011558 | 0.012951 | 0.014008 | 0.014454 | 0.014198 | 0.013195 | 0.01152 | 0.009428 | 0.00719 | 0.0050773
SDG&E | MM Therms | Commercial | Com - Nusing Home | Service | No | Service - Retro-Commissioning (Gas) | 0.0018247 | 0.0016552 | 0.0016388 | 0.0015428 | 0.0013725 | 0.0011446 | 0.00089375 | 0.00064789 | 0.00042643 | 0.00024205 | 9.6483e-05 | 0
SDG&E | MM Therms | Commercial | Com - Nusing Home | WholeBlg | No | WholeBlg - Com NC Level 2 | 4.1458e-05 | 0 | 0 | 0 | 0 | 0 | 0 | 0 | 0 | 0 | 0 | 0
SDG&E | MM Therms | Commercial | Com - Nusing Home | WholeBlg | No | WholeBlg - Com NC Level 3 | 4.0913e-05 | 0 | 0 | 0 | 0 | 0 | 0 | 0 | 0 | 0 | 0 | 0
SDG&E | MM Therms | Commercial | Com - Nusing Home | WholeBlg | No | WholeBlg - Com RET Level 1 | 0.00050013 | 0.00068502 | 0.00088247 | 0.0010932 | 0.0013165 | 0.001553 | 0.0018012 | 0.0020606 | 0.0023289 | 0.0026046 | 0.0028843 | 0.0031746
SDG&E | MM Therms | Commercial | Com - Nusing Home | WholeBlg | No | WholeBlg - Com RET Level 2 | 0.0023596 | 0.0032119 | 0.0041266 | 0.0051128 | 0.0061649 | 0.0072858 | 0.0084689 | 0.0097139 | 0.011007 | 0.012344 | 0.013704 | 0.015053
SDG&E | MM Therms | Commercial | Com - Office (Large) | AppPlug | No | AppPlug - Occupancy Sensor Plug Strip | 0 | 0 | 0 | 0 | 0 | 0 | 0 | 0 | 0 | -0.00114 | -0.0010079 | -0.0007195
SDG&E | MM Therms | Commercial | Com - Office (Large) | BldgEnv | No | BldgEnv - Window Film | 0 | 0 | 0 | 0 | -9.4832e-05 | -0.0001912 | -0.00024529 | -0.00025958 | -0.00024798 | -0.0002279 | -0.00020633 | -0.00018691
SDG&E | MM Therms | Commercial | Com - Office (Large) | FoodServ | No | FoodServ - Oven (Gas) | 0.003124 | 0.0031738 | 0.0032354 | 0.0033376 | 0.0034266 | 0.0034602 | 0.0034411 | 0.0034774 | 0.0035313 | 0.0035916 | 0.0036709 | 0.0037464
SDG&E | MM Therms | Commercial | Com - Office (Large) | HVAC | No | HVAC - AFUE Rated Boiler (High) | 0.012344 | 0.0123 | 0.012295 | 0.012433 | 0.012504 | 0.012394 | 0.012054 | 0.011958 | 0.011848 | 0.01178 | 0.011814 | 0.011854
SDG&E | MM Therms | Commercial | Com - Office (Large) | HVAC | No | HVAC - AFUE Rated Boiler (Standard) | 0.0019574 | 0.0019407 | 0.0019299 | 0.0019382 | 0.0019297 | 0.0018958 | 0.0018265 | 0.0018008 | 0.0017736 | 0.0017537 | 0.0017514 | 0.0017493
SDG&E | MM Therms | Commercial | Com - Office (Large) | HVAC | No | HVAC - ET Rated Boiler (High) | 0 | 0 | 0 | 0 | 0 | 0 | 0.0070914 | 0.0082039 | 0.012098 | 0.013435 | 0.014449 | 0.015141
SDG&E | MM Therms | Commercial | Com - Office (Large) | HVAC | No | HVAC - Gas Furnace | 0.00061475 | 0.00060936 | 0.00060467 | 0.00060096 | 0.00059839 | 0.00059611 | 0.00059382 | 0.00059108 | 0.00058847 | 0.00058628 | 0.00058457 | 0.00058355
SDG&E | MM Therms | Commercial | Com - Office (Large) | HVAC | No | HVAC - SEER Rated Package Rooftop AC (Recharge) | 0 | 1.907e-06 | 1.7716e-06 | 1.3439e-06 | 8.9405e-07 | 5.3727e-07 | 2.6998e-07 | 6.719e-08 | 0 | 0 | 0 | 0
SDG&E | MM Therms | Commercial | Com - Office (Large) | HVAC | No | HVAC - Thermostat | 0 | 0.0060414 | 0.0059273 | 0.0059578 | 0.0058547 | 0.0055523 | 0.0050276 | 0.0048245 | 0.0047427 | 0.0046966 | 0.0047464 | 0.004754
SDG&E | MM Therms | Commercial | Com - Office (Large) | Lighting | Yes | Lighting - LED Fixture (Replacing T8) - Emerging | 0 | -0.00023064 | -0.00050689 | -0.00085744 | -0.0012652 | -0.0017348 | -0.0022363 | -0.002826 | -0.0034464 | -0.0041051 | -0.0048027 | -0.0054817
SDG&E | MM Therms | Commercial | Com - Office (Large) | Lighting | Yes | Lighting - LED Lamp (Basic High - Indoor) - Emerging | -2.962e-05 | -4.7338e-05 | -6.1297e-05 | -6.7653e-05 | -7.4689e-05 | -1.6627e-05 | -2.4977e-05 | -3.3579e-05 | -4.2194e-05 | -5.0667e-05 | -5.9025e-05 | -6.7e-05
SDG&E | MM Therms | Commercial | Com - Office (Large) | Lighting | Yes | Lighting - LED Lamp (Basic Low - Indoor) - Emerging | -8.8309e-05 | -0.00011914 | -0.00013766 | -0.00015663 | -0.0001755 | -3.5906e-05 | -5.7522e-05 | -7.8751e-05 | -9.9422e-05 | -0.00011962 | -0.00013916 | -0.0001572
SDG&E | MM Therms | Commercial | Com - Office (Large) | Lighting | Yes | Lighting - LED Plug-In Indoor Fixture - Emerging | -0.00064323 | -0.00079633 | -0.00096494 | -0.001148 | -0.0013386 | -8.6125e-05 | -9.4468e-05 | -0.00011128 | -0.00014573 | -0.00018118 | -0.00021715 | -0.00025244
SDG&E | MM Therms | Commercial | Com - Office (Large) | Lighting | No | Lighting - Cold Cathode Lamp | -0.0010672 | -0.0010853 | -0.0010972 | -0.0011126 | -0.0011101 | 0 | 0 | 0 | 0 | 0 | 0 | 0
SDG&E | MM Therms | Commercial | Com - Office (Large) | Lighting | No | Lighting - Compact Fluorescent Fixture (Indoor) | -0.010262 | -0.010034 | -0.0098962 | -0.0098275 | -0.0097153 | 0 | 0 | 0 | 0 | 0 | 0 | 0
SDG&E | MM Therms | Commercial | Com - Office (Large) | Lighting | No | Lighting - Compact Fluorescent Lamp (Basic High - Indoor) | -0.00068132 | -0.00061321 | -0.000576 | -0.00057131 | -0.00057911 | 0 | 0 | 0 | 0 | 0 | 0 | 0
SDG&E | MM Therms | Commercial | Com - Office (Large) | Lighting | No | Lighting - Compact Fluorescent Lamp (Basic Low - Indoor) | -0.0015342 | -0.0013289 | -0.001207 | -0.0011472 | -0.0011267 | 0 | 0 | 0 | 0 | 0 | 0 | 0
SDG&E | MM Therms | Commercial | Com - Office (Large) | Lighting | No | Lighting - Halogen Lamp (A-Line) | -0.0023588 | -0.0030847 | -0.003743 | -0.0044624 | -0.0051948 | 0 | 0 | 0 | 0 | 0 | 0 | 0
SDG&E | MM Therms | Commercial | Com - Office (Large) | Lighting | No | Lighting - Halogen Lamp (Reflector) | -0.00086755 | -0.0011207 | -0.0013341 | -0.0015572 | -0.0017794 | -0.0019897 | -0.0021398 | -0.0022909 | -0.0024094 | -0.0025249 | -0.0026566 | -0.0027452
SDG&E | MM Therms | Commercial | Com - Office (Large) | Lighting | No | Lighting - High Bay HID to T5 | 0 | 0 | -6.496e-05 | -6.5252e-05 | -6.404e-05 | -6.0673e-05 | -5.4893e-05 | -5.2623e-05 | -5.1685e-05 | -5.1131e-05 | -5.1625e-05 | -5.1658e-05
SDG&E | MM Therms | Commercial | Com - Office (Large) | Lighting | No | Lighting - Linear Fluorescent Delamping | -5.7464e-05 | -5.5156e-05 | -5.2444e-05 | -4.2273e-05 | 0 | 0 | 0 | 0 | 0 | 0 | 0 | 0
SDG&E | MM Therms | Commercial | Com - Office (Large) | Lighting | No | Lighting - Linear Fluorescent Fixture (Low Wattage T8) | -0.00060433 | -0.00074559 | -0.00087609 | -0.001005 | -0.0011241 | -0.0012265 | -0.0013074 | -0.0013847 | -0.0014568 | -0.0015173 | -0.0015696 | -0.0016082
SDG&E | MM Therms | Commercial | Com - Office (Large) | Lighting | No | Lighting - Occupancy Sensor | 0 | 0 | 0 | 0 | 0 | 0 | 0 | 0 | 0 | 0 | 0 | -0.0018659
SDG&E | MM Therms | Commercial | Com - Office (Large) | Lighting | No | Lighting - Plug-In Fixture (Compact Fluorescent) | -0.0068161 | -0.0065054 | -0.0062728 | -0.0061448 | -0.0060212 | 0 | 0 | 0 | 0 | 0 | 0 | 0
SDG&E | MM Therms | Commercial | Com - Office (Large) | Lighting | No | Lighting - Plug-In Fixture (Induction) | 0 | 0 | 0 | 0 | 0 | -0.00026616 | -0.0010095 | -0.0011295 | -0.0012365 | -0.0013162 | -0.0013794 | -0.0014237
SDG&E | MM Therms | Commercial | Com - Office (Large) | Lighting | No | Lighting - Plug-In Fixture (Linear Fluorescent) | -0.0096965 | -0.010125 | -0.010381 | -0.010575 | -0.010565 | 0 | 0 | 0 | 0 | 0 | 0 | 0
SDG&E | MM Therms | Commercial | Com - Office (Large) | Lighting | No | Lighting - Plug-In Fixture (PSMH with Electronic Ballast) | -0.0024862 | -0.0024892 | -0.0024692 | -0.0024732 | -0.0024594 | -0.0023637 | -0.0021363 | -0.0020771 | -0.0020332 | -0.0020037 | -0.0019927 | -0.0019865
SDG&E | MM Therms | Commercial | Com - Office (Large) | Lighting | No | Lighting - Plug-In Fixture (PSMH) | -0.0025723 | -0.0025704 | -0.0025518 | -0.0025582 | -0.0025469 | -0.0024528 | -0.0022868 | -0.0021814 | -0.0020977 | -0.0020373 | -0.0020014 | -0.0019742
SDG&E | MM Therms | Commercial | Com - Office (Large) | SHW | Yes | SHW - EF Rated Storage Water Heater (Gas) - Emerging | 0 | 0 | 0 | 0.00092122 | 0.0019787 | 0.0031088 | 0.0042376 | 0.0054902 | 0.0068391 | 0.0082555 | 0.0097711 | 0.011295
SDG&E | MM Therms | Commercial | Com - Office (Large) | SHW | Yes | SHW - ET Rated Storage Water Heater - Emerging | 0.00065278 | 0.00098169 | 0.0013406 | 0.0017367 | 0.0021459 | 0.0025489 | 0.0029235 | 0.003334 | 0.0037583 | 0.0041833 | 0.0046169 | 0.0050301
SDG&E | MM Therms | Commercial | Com - Office (Large) | SHW | No | SHW - EF Rated Instantaneous Water Heater (Gas) | 0.00049158 | 0.00063425 | 0.00068528 | 0.00080535 | 0.00091829 | 0.0010159 | 0.0010906 | 0.0011783 | 0.0012678 | 0.0013527 | 0.0014387 | 0.0015131
SDG&E | MM Therms | Commercial | Com - Office (Large) | SHW | No | SHW - EF Rated Storage Water Heater (Gas) | 0.00032701 | 0.00042054 | 0.00035125 | 0.00041219 | 0.00046944 | 0.00051884 | 0.00055656 | 0.00060088 | 0.0006461 | 0.00068901 | 0.00073256 | 0.00077025
SDG&E | MM Therms | Commercial | Com - Office (Large) | SHW | No | SHW - ET Rated Instantaneous Water Heater | 0.00019619 | 0.00023652 | 0.00027801 | 0.000326 | 0.000366 | 0.00038992 | 0.00039096 | 0.00041012 | 0.00043582 | 0.00046177 | 0.00049483 | 0.00052121
SDG&E | MM Therms | Commercial | Com - Office (Large) | SHW | No | SHW - ET Rated Storage Water Heater | 0.00050867 | 0.0006257 | 0.00074656 | 0.00087608 | 0.00099948 | 0.0011072 | 0.0011907 | 0.0012886 | 0.0013891 | 0.0014856 | 0.0015844 | 0.0016717
SDG&E | MM Therms | Commercial | Com - Office (Large) | SHW | No | SHW - Pipe and Tank Insulation | 0.066522 | 0.06371 | 0.073349 | 0.082191 | 0.088902 | 0.09173 | 0.090104 | 0.083742 | 0.073111 | 0.059834 | 0.045631 | 0.032223
SDG&E | MM Therms | Commercial | Com - Office (Large) | Service | No | Service - Retro-Commissioning (Gas) | 0.01158 | 0.010504 | 0.010401 | 0.0097911 | 0.0087103 | 0.0072639 | 0.0056721 | 0.0041118 | 0.0027063 | 0.0015362 | 0.00061233 | 0
SDG&E | MM Therms | Commercial | Com - Office (Large) | WholeBlg | No | WholeBlg - Com NC Level 2 | 0.0002632 | 0 | 0 | 0 | 0 | 0 | 0 | 0 | 0 | 0 | 0 | 0
SDG&E | MM Therms | Commercial | Com - Office (Large) | WholeBlg | No | WholeBlg - Com NC Level 3 | 0.0002586 | 0 | 0 | 0 | 0 | 0 | 0 | 0 | 0 | 0 | 0 | 0
SDG&E | MM Therms | Commercial | Com - Office (Large) | WholeBlg | No | WholeBlg - Com RET Level 1 | 0.0010911 | 0.0014939 | 0.0019245 | 0.0023849 | 0.0028735 | 0.0033913 | 0.0039354 | 0.0045042 | 0.0050927 | 0.0056976 | 0.006311 | 0.0069283
SDG&E | MM Therms | Commercial | Com - Office (Large) | WholeBlg | No | WholeBlg - Com RET Level 2 | 0.0043083 | 0.0058662 | 0.0075403 | 0.0093483 | 0.011278 | 0.013339 | 0.015518 | 0.017814 | 0.0202 | 0.02267 | 0.025183 | 0.027728
SDG&E | MM Therms | Commercial | Com - Office (Small) | AppPlug | No | AppPlug - Occupancy Sensor Plug Strip | 0 | 0 | 0 | 0 | 0 | 0 | 0 | 0 | 0 | -0.00053646 | -0.00047428 | -0.00033857
SDG&E | MM Therms | Commercial | Com - Office (Small) | BldgEnv | No | BldgEnv - Window Film | 0 | 0 | -3.9135e-06 | -1.0428e-05 | -1.5663e-05 | -1.9248e-05 | -2.1474e-05 | -2.3336e-05 | -2.4634e-05 | -2.5985e-05 | -2.6886e-05 | -2.7212e-05
SDG&E | MM Therms | Commercial | Com - Office (Small) | HVAC | No | HVAC - AFUE Rated Boiler (High) | 0.01142 | 0.011463 | 0.011524 | 0.011653 | 0.011656 | 0.011618 | 0.011558 | 0.011586 | 0.01165 | 0.011734 | 0.011848 | 0.011967
SDG&E | MM Therms | Commercial | Com - Office (Small) | HVAC | No | HVAC - AFUE Rated Boiler (Standard) | 0.0016627 | 0.0016695 | 0.0016779 | 0.0016924 | 0.0016862 | 0.0016787 | 0.0016684 | 0.0016717 | 0.0016814 | 0.001694 | 0.0017113 | 0.0017287
SDG&E | MM Therms | Commercial | Com - Office (Small) | HVAC | No | HVAC - ET Rated Boiler (High) | 0 | 0 | 0 | 0 | 0.0091123 | 0.010754 | 0.01185 | 0.012513 | 0.012879 | 0.013083 | 0.013195 | 0.013276
SDG&E | MM Therms | Commercial | Com - Office (Small) | HVAC | No | HVAC - Gas Furnace | 4.9144e-05 | 4.876e-05 | 4.8424e-05 | 4.8141e-05 | 4.7932e-05 | 4.7765e-05 | 4.7599e-05 | 4.7393e-05 | 4.7198e-05 | 4.7035e-05 | 4.6907e-05 | 4.6829e-05
SDG&E | MM Therms | Commercial | Com - Office (Small) | HVAC | No | HVAC - SEER Rated Package Rooftop AC (Recharge) | 0 | 0 | 0 | 0 | 0 | 1.0032e-06 | 9.1003e-07 | 4.8681e-07 | 1.1555e-07 | 0 | 0 | 0
SDG&E | MM Therms | Commercial | Com - Office (Small) | HVAC | No | HVAC - Thermostat | 0 | 0.0049797 | 0.0048868 | 0.0049136 | 0.0048306 | 0.0045828 | 0.004151 | 0.0039846 | 0.0039182 | 0.0038814 | 0.0039237 | 0.0039311
SDG&E | MM Therms | Commercial | Com - Office (Small) | Lighting | Yes | Lighting - LED Fixture (Replacing T8) - Emerging | 0 | -3.9951e-05 | -8.7221e-05 | -0.00014732 | -0.00021641 | -0.00029469 | -0.00037604 | -0.00047335 | -0.00057617 | -0.00068563 | -0.00080296 | -0.00091698
SDG&E | MM Therms | Commercial | Com - Office (Small) | Lighting | Yes | Lighting - LED Lamp (Basic High - Indoor) - Emerging | -4.692e-06 | -7.5026e-06 | -9.7996e-06 | -1.1006e-05 | -1.2346e-05 | -2.6823e-06 | -3.9696e-06 | -5.3045e-06 | -6.6466e-06 | -7.9692e-06 | -9.2823e-06 | -1.0535e-05
SDG&E | MM Therms | Commercial | Com - Office (Small) | Lighting | Yes | Lighting - LED Lamp (Basic Low - Indoor) - Emerging | -1.3864e-05 | -1.8856e-05 | -2.2077e-05 | -2.549e-05 | -2.8933e-05 | -5.8726e-06 | -9.1933e-06 | -1.2479e-05 | -1.5694e-05 | -1.8846e-05 | -2.1918e-05 | -2.476e-05
SDG&E | MM Therms | Commercial | Com - Office (Small) | Lighting | Yes | Lighting - LED Plug-In Indoor Fixture - Emerging | -6.0068e-05 | -7.3903e-05 | -9.0622e-05 | -0.00011013 | -0.00013146 | -8.6555e-06 | -9.6703e-06 | -1.0851e-05 | -1.3977e-05 | -1.7577e-05 | -2.1434e-05 | -2.5342e-05
SDG&E | MM Therms | Commercial | Com - Office (Small) | Lighting | No | Lighting - Cold Cathode Lamp | -7.635e-05 | -7.7912e-05 | -7.8907e-05 | -8.0079e-05 | -7.9875e-05 | 0 | 0 | 0 | 0 | 0 | 0 | 0
SDG&E | MM Therms | Commercial | Com - Office (Small) | Lighting | No | Lighting - Compact Fluorescent Fixture (Indoor) | -0.0016388 | -0.0016214 | -0.0016145 | -0.0016178 | -0.0016088 | 0 | 0 | 0 | 0 | 0 | 0 | 0
SDG&E | MM Therms | Commercial | Com - Office (Small) | Lighting | No | Lighting - Compact Fluorescent Lamp (Basic High - Indoor) | -0.00011651 | -0.00010574 | -9.971e-05 | -9.8858e-05 | -9.9567e-05 | 0 | 0 | 0 | 0 | 0 | 0 | 0
SDG&E | MM Therms | Commercial | Com - Office (Small) | Lighting | No | Lighting - Compact Fluorescent Lamp (Basic Low - Indoor) | -0.00024915 | -0.00021743 | -0.00019839 | -0.00018902 | -0.00018518 | 0 | 0 | 0 | 0 | 0 | 0 | 0
SDG&E | MM Therms | Commercial | Com - Office (Small) | Lighting | No | Lighting - Halogen Lamp (A-Line) | -0.00017468 | -0.00022853 | -0.00027737 | -0.00033076 | -0.00038513 | 0 | 0 | 0 | 0 | 0 | 0 | 0
SDG&E | MM Therms | Commercial | Com - Office (Small) | Lighting | No | Lighting - Halogen Lamp (Reflector) | -6.4172e-05 | -8.2967e-05 | -9.8826e-05 | -0.00011541 | -0.00013195 | -0.00014797 | -0.00015906 | -0.0001705 | -0.00017932 | -0.00018824 | -0.00019783 | -0.00020453
SDG&E | MM Therms | Commercial | Com - Office (Small) | Lighting | No | Lighting - High Bay HID to T5 | 0 | 0 | 0 | 0 | -1.5317e-05 | -1.4512e-05 | -1.3129e-05 | -1.2587e-05 | -1.2363e-05 | -1.2231e-05 | -1.2349e-05 | -1.2357e-05
SDG&E | MM Therms | Commercial | Com - Office (Small) | Lighting | No | Lighting - Linear Fluorescent Delamping | -7.6245e-06 | -7.3184e-06 | -6.9577e-06 | -5.6081e-06 | 0 | 0 | 0 | 0 | 0 | 0 | 0 | 0
SDG&E | MM Therms | Commercial | Com - Office (Small) | Lighting | No | Lighting - Linear Fluorescent Fixture (Low Wattage T8) | -0.00010273 | -0.00012571 | -0.00014663 | -0.00016778 | -0.00018694 | -0.00020268 | -0.000214 | -0.00022555 | -0.00023663 | -0.00024588 | -0.00025409 | -0.00025986
SDG&E | MM Therms | Commercial | Com - Office (Small) | Lighting | No | Lighting - Occupancy Sensor | 0 | 0 | 0 | 0 | 0 | -0.00059145 | -0.00049762 | -0.00035301 | -0.00025047 | -0.00018479 | -0.00014537 | -0.0001286
SDG&E | MM Therms | Commercial | Com - Office (Small) | Lighting | No | Lighting - Plug-In Fixture (Compact Fluorescent) | -0.00081151 | -0.000781 | -0.00075857 | -0.00074836 | -0.00073513 | 0 | 0 | 0 | 0 | 0 | 0 | 0
SDG&E | MM Therms | Commercial | Com - Office (Small) | Lighting | No | Lighting - Plug-In Fixture (Induction) | 0 | 0 | 0 | 0 | 0 | -0.00014312 | -0.00024551 | -0.00028102 | -0.00030664 | -0.00032443 | -0.00033895 | -0.000349
SDG&E | MM Therms | Commercial | Com - Office (Small) | Lighting | No | Lighting - Plug-In Fixture (Linear Fluorescent) | -0.0012839 | -0.0013399 | -0.0013765 | -0.0014102 | -0.0014146 | 0 | 0 | 0 | 0 | 0 | 0 | 0
SDG&E | MM Therms | Commercial | Com - Office (Small) | Lighting | No | Lighting - Plug-In Fixture (PSMH with Electronic Ballast) | -0.00061408 | -0.00062591 | -0.00061815 | -0.00061843 | -0.00061281 | -0.00057649 | -0.00052375 | -0.00049876 | -0.00048411 | -0.00047553 | -0.00047291 | -0.00047112
SDG&E | MM Therms | Commercial | Com - Office (Small) | Lighting | No | Lighting - Plug-In Fixture (PSMH) | -0.00063728 | -0.00064999 | -0.00064272 | -0.00064341 | -0.00063779 | -0.00060237 | -0.00055813 | -0.00052192 | -0.00049915 | -0.00048377 | -0.00047538 | -0.00046857
SDG&E | MM Therms | Commercial | Com - Office (Small) | SHW | Yes | SHW - EF Rated Storage Water Heater (Gas) - Emerging | 0 | 0 | 0 | 0.00081612 | 0.0017823 | 0.0028309 | 0.0038862 | 0.0050621 | 0.0063309 | 0.0076679 | 0.0091017 | 0.010551
SDG&E | MM Therms | Commercial | Com - Office (Small) | SHW | Yes | SHW - ET Rated Storage Water Heater - Emerging | 0.00051024 | 0.0008135 | 0.0011499 | 0.0017439 | 0.0021917 | 0.0026542 | 0.0031127 | 0.0035939 | 0.0040832 | 0.0045736 | 0.0050627 | 0.0055363
SDG&E | MM Therms | Commercial | Com - Office (Small) | SHW | No | SHW - EF Rated Instantaneous Water Heater (Gas) | 0.00055433 | 0.00071512 | 0.00077264 | 0.00091053 | 0.0010401 | 0.001152 | 0.0012379 | 0.0013384 | 0.0014409 | 0.0015382 | 0.0016369 | 0.0017225
SDG&E | MM Therms | Commercial | Com - Office (Small) | SHW | No | SHW - EF Rated Storage Water Heater (Gas) | 0.00029244 | 0.00037539 | 0.00031316 | 0.0003682 | 0.00041985 | 0.00046434 | 0.00049835 | 0.00053823 | 0.00057893 | 0.00061757 | 0.00065685 | 0.00069094
SDG&E | MM Therms | Commercial | Com - Office (Small) | SHW | No | SHW - Pipe and Tank Insulation | 0.031303 | 0.029979 | 0.034515 | 0.038676 | 0.041834 | 0.043164 | 0.042399 | 0.039406 | 0.034403 | 0.028155 | 0.021472 | 0.015163
SDG&E | MM Therms | Commercial | Com - Office (Small) | Service | No | Service - Retro-Commissioning (Gas) | 0.0054492 | 0.0049429 | 0.0048942 | 0.0046073 | 0.0040987 | 0.0034181 | 0.0026691 | 0.0019348 | 0.0012735 | 0.00072286 | 0.00028814 | 0
SDG&E | MM Therms | Commercial | Com - Office (Small) | WholeBlg | No | WholeBlg - Com NC Level 2 | 0.00012382 | 0 | 0 | 0 | 0 | 0 | 0 | 0 | 0 | 0 | 0 | 0
SDG&E | MM Therms | Commercial | Com - Office (Small) | WholeBlg | No | WholeBlg - Com NC Level 3 | 0.000122 | 0 | 0 | 0 | 0 | 0 | 0 | 0 | 0 | 0 | 0 | 0
SDG&E | MM Therms | Commercial | Com - Office (Small) | WholeBlg | No | WholeBlg - Com RET Level 1 | 0.00059361 | 0.00081529 | 0.0010528 | 0.0013074 | 0.0015779 | 0.0018655 | 0.0021679 | 0.0024849 | 0.0028132 | 0.0031516 | 0.0034954 | 0.0038426
SDG&E | MM Therms | Commercial | Com - Office (Small) | WholeBlg | No | WholeBlg - Com RET Level 2 | 0.0039541 | 0.005387 | 0.0069269 | 0.0085921 | 0.01037 | 0.012269 | 0.014276 | 0.016393 | 0.018593 | 0.020875 | 0.023199 | 0.02556
SDG&E | MM Therms | Commercial | Com - Restaurant (Fast Food) | AppPlug | No | AppPlug - Occupancy Sensor Plug Strip | 0 | 0 | 0 | 0 | 0 | 0 | 0 | 0 | 0 | -7.6969e-05 | -6.7973e-05 | -4.8417e-05
SDG&E | MM Therms | Commercial | Com - Restaurant (Fast Food) | BldgEnv | No | BldgEnv - Window Film | 0 | 0 | -1.0442e-05 | -2.1341e-05 | -2.7334e-05 | -2.8445e-05 | -2.6593e-05 | -2.3861e-05 | -2.111e-05 | -1.9046e-05 | -1.7498e-05 | -1.6311e-05
SDG&E | MM Therms | Commercial | Com - Restaurant (Fast Food) | FoodServ | No | FoodServ - Fryer (Gas) | 0.01216 | 0.012357 | 0.012607 | 0.01304 | 0.013434 | 0.013589 | 0.013525 | 0.013684 | 0.01391 | 0.014162 | 0.014492 | 0.014807
SDG&E | MM Therms | Commercial | Com - Restaurant (Fast Food) | FoodServ | No | FoodServ - Oven (Gas) | 0.016599 | 0.016863 | 0.017189 | 0.017731 | 0.018202 | 0.018379 | 0.018277 | 0.018468 | 0.018753 | 0.019071 | 0.019493 | 0.019892
SDG&E | MM Therms | Commercial | Com - Restaurant (Fast Food) | HVAC | No | HVAC - Gas Furnace | 0.00038751 | 0.00038256 | 0.00037823 | 0.00037486 | 0.00037244 | 0.00037002 | 0.0003676 | 0.000365 | 0.00036249 | 0.00036031 | 0.00035846 | 0.00035713
SDG&E | MM Therms | Commercial | Com - Restaurant (Fast Food) | HVAC | No | HVAC - Thermostat | 0 | 0.0094012 | 0.0092234 | 0.0092929 | 0.0091792 | 0.0087249 | 0.0079136 | 0.0076077 | 0.0074874 | 0.0074258 | 0.0075149 | 0.0075408
SDG&E | MM Therms | Commercial | Com - Restaurant (Fast Food) | Lighting | Yes | Lighting - LED Fixture (Replacing T8) - Emerging | -0.00011708 | -0.00016582 | -0.00023421 | -0.00032361 | -0.00042798 | -0.00054563 | -0.00066534 | -0.00081046 | -0.00096914 | -0.0011393 | -0.0013247 | -0.0015048
SDG&E | MM Therms | Commercial | Com - Restaurant (Fast Food) | Lighting | Yes | Lighting - LED Lamp (Basic High - Indoor) - Emerging | -0.00011528 | -0.00022423 | -0.00032105 | -0.00042273 | -0.00053843 | -8.5492e-05 | -0.00010171 | -0.00011842 | -0.00013466 | -0.00014925 | -0.00016225 | -0.00017259
SDG&E | MM Therms | Commercial | Com - Restaurant (Fast Food) | Lighting | Yes | Lighting - LED Lamp (Basic Low - Indoor) - Emerging | -0.00083419 | -0.0011906 | -0.0015266 | -0.0018998 | -0.0022829 | -0.00040207 | -0.00044527 | -0.00048582 | -0.0006589 | -0.00086785 | -0.0010633 | -0.0012361
SDG&E | MM Therms | Commercial | Com - Restaurant (Fast Food) | Lighting | Yes | Lighting - LED Plug-In Indoor Fixture - Emerging | -6.1438e-05 | -7.6516e-05 | -9.357e-05 | -0.00011276 | -0.0001327 | -8.5717e-06 | -9.3723e-06 | -1.0766e-05 | -1.3727e-05 | -1.6814e-05 | -2.0023e-05 | -2.3179e-05
SDG&E | MM Therms | Commercial | Com - Restaurant (Fast Food) | Lighting | No | Lighting - Cold Cathode Lamp | -5.7223e-05 | -5.5828e-05 | -5.4696e-05 | -5.4088e-05 | -5.3022e-05 | 0 | 0 | 0 | 0 | 0 | 0 | 0
SDG&E | MM Therms | Commercial | Com - Restaurant (Fast Food) | Lighting | No | Lighting - Compact Fluorescent Fixture (Indoor) | -0.002438 | -0.0024367 | -0.0024453 | -0.002467 | -0.0024612 | 0 | 0 | 0 | 0 | 0 | 0 | 0
SDG&E | MM Therms | Commercial | Com - Restaurant (Fast Food) | Lighting | No | Lighting - Compact Fluorescent Lamp (Basic High - Indoor) | -0.00089386 | -0.0012447 | -0.0015807 | -0.0019153 | -0.0022302 | 0 | 0 | 0 | 0 | 0 | 0 | 0
SDG&E | MM Therms | Commercial | Com - Restaurant (Fast Food) | Lighting | No | Lighting - Compact Fluorescent Lamp (Basic Low - Indoor) | -0.011897 | -0.012343 | -0.012563 | -0.012622 | -0.012475 | 0 | 0 | 0 | 0 | 0 | 0 | 0
SDG&E | MM Therms | Commercial | Com - Restaurant (Fast Food) | Lighting | No | Lighting - Halogen Lamp (A-Line) | -6.3364e-05 | -8.2889e-05 | -0.0001006 | -0.00011995 | -0.00013966 | 0 | 0 | 0 | 0 | 0 | 0 | 0
SDG&E | MM Therms | Commercial | Com - Restaurant (Fast Food) | Lighting | No | Lighting - Halogen Lamp (Reflector) | -2.3285e-05 | -3.0099e-05 | -3.5846e-05 | -4.1856e-05 | -4.7847e-05 | -5.3613e-05 | -5.764e-05 | -6.1765e-05 | -6.4959e-05 | -6.816e-05 | -7.1653e-05 | -7.4071e-05
SDG&E | MM Therms | Commercial | Com - Restaurant (Fast Food) | Lighting | No | Lighting - High Bay HID to T5 | -5.1384e-05 | -5.4303e-05 | -5.9966e-05 | -6.3694e-05 | -6.4152e-05 | -6.0914e-05 | -5.4175e-05 | -4.6532e-05 | -3.8811e-05 | -3.1703e-05 | -2.6095e-05 | -2.1631e-05
SDG&E | MM Therms | Commercial | Com - Restaurant (Fast Food) | Lighting | No | Lighting - Linear Fluorescent Delamping | -2.5713e-05 | -2.4674e-05 | -2.3504e-05 | -1.8964e-05 | -1.0742e-05 | 0 | 0 | 0 | 0 | 0 | 0 | 0
SDG&E | MM Therms | Commercial | Com - Restaurant (Fast Food) | Lighting | No | Lighting - Linear Fluorescent Fixture (Low Wattage T8) | -9.9481e-05 | -0.00012294 | -0.00014566 | -0.00016926 | -0.00019076 | -0.00020817 | -0.00022037 | -0.0002337 | -0.00024698 | -0.00025845 | -0.00026901 | -0.00027668
SDG&E | MM Therms | Commercial | Com - Restaurant (Fast Food) | Lighting | No | Lighting - Low Bay HID to T5 | -5.1676e-07 | -5.5505e-07 | -5.9208e-07 | -6.1318e-07 | -6.0839e-07 | -5.7616e-07 | -5.1769e-07 | -4.5596e-07 | -3.942e-07 | -3.3542e-07 | -2.871e-07 | -2.457e-07
SDG&E | MM Therms | Commercial | Com - Restaurant (Fast Food) | Lighting | No | Lighting - Occupancy Sensor | 0 | 0 | 0 | 0 | 0 | 0 | 0 | 0 | 0 | 0 | 0 | -0.00028461
SDG&E | MM Therms | Commercial | Com - Restaurant (Fast Food) | Lighting | No | Lighting - Plug-In Fixture (Compact Fluorescent) | -0.00070312 | -0.00067218 | -0.00064831 | -0.00063583 | -0.00061995 | 0 | 0 | 0 | 0 | 0 | 0 | 0
SDG&E | MM Therms | Commercial | Com - Restaurant (Fast Food) | Lighting | No | Lighting - Plug-In Fixture (Induction) | -0.00018927 | -0.0001878 | -0.00018766 | -0.00019043 | -0.00019086 | -0.00018771 | -0.00018047 | -0.0001786 | -0.00017873 | -0.00017945 | -0.00018183 | -0.00018341
SDG&E | MM Therms | Commercial | Com - Restaurant (Fast Food) | Lighting | No | Lighting - Plug-In Fixture (Linear Fluorescent) | -0.0012355 | -0.0013028 | -0.0013466 | -0.0013867 | -0.0013925 | 0 | 0 | 0 | 0 | 0 | 0 | 0
SDG&E | MM Therms | Commercial | Com - Restaurant (Fast Food) | Lighting | No | Lighting - Plug-In Fixture (PSMH with Electronic Ballast) | -0.00021276 | -0.00021995 | -0.00021808 | -0.00021913 | -0.00021806 | -0.00021395 | -0.00020647 | -0.00020362 | -0.00020253 | -0.00020194 | -0.00020278 | -0.00020307
SDG&E | MM Therms | Commercial | Com - Restaurant (Fast Food) | Lighting | No | Lighting - Plug-In Fixture (PSMH) | -0.00020226 | -0.00020926 | -0.00020702 | -0.00020718 | -0.00020529 | -0.0002006 | -0.00019292 | -0.00018942 | -0.00018758 | -0.00018616 | -0.00018606 | -0.00018554
SDG&E | MM Therms | Commercial | Com - Restaurant (Fast Food) | SHW | Yes | SHW - EF Rated Storage Water Heater (Gas) - Emerging | 0 | 0 | 0 | 0.0001185 | 0.00027226 | 0.00044616 | 0.00062454 | 0.00082543 | 0.0010433 | 0.0012753 | 0.0015264 | 0.0017835
SDG&E | MM Therms | Commercial | Com - Restaurant (Fast Food) | SHW | Yes | SHW - ET Rated Storage Water Heater - Emerging | 0.00092001 | 0.0013942 | 0.0019099 | 0.0024895 | 0.003109 | 0.003745 | 0.0043672 | 0.0050483 | 0.0057532 | 0.0064355 | 0.0071101 | 0.0077719
SDG&E | MM Therms | Commercial | Com - Restaurant (Fast Food) | SHW | No | SHW - EF Rated Instantaneous Water Heater (Gas) | 0.00067129 | 0.0008713 | 0.00094529 | 0.0011267 | 0.0012984 | 0.0014476 | 0.0015637 | 0.0016988 | 0.0018367 | 0.0019684 | 0.0021042 | 0.0022221
SDG&E | MM Therms | Commercial | Com - Restaurant (Fast Food) | SHW | No | SHW - EF Rated Storage Water Heater (Gas) | 0.00037793 | 0.00048181 | 0.00039977 | 0.00047191 | 0.00053962 | 0.00059782 | 0.00064253 | 0.0006948 | 0.00074819 | 0.00079927 | 0.00085231 | 0.00089854
SDG&E | MM Therms | Commercial | Com - Restaurant (Fast Food) | SHW | No | SHW - ET Rated Instantaneous Water Heater | 0 | 0.00076799 | 0.00094251 | 0.0011283 | 0.001302 | 0.0014489 | 0.0015588 | 0.0016839 | 0.00181 | 0.0019202 | 0.0020244 | 0.0021129
SDG&E | MM Therms | Commercial | Com - Restaurant (Fast Food) | SHW | No | SHW - ET Rated Storage Water Heater | 0 | 0 | 0 | 0 | 0 | 0 | 0 | 0 | 0 | 0.00086466 | 0.0013471 | 0.0014566
SDG&E | MM Therms | Commercial | Com - Restaurant (Fast Food) | SHW | No | SHW - Pipe and Tank Insulation | 0.0044972 | 0.0043071 | 0.0049587 | 0.0055564 | 0.0060101 | 0.0062013 | 0.0060914 | 0.0056613 | 0.0049426 | 0.004045 | 0.0030848 | 0.0021784
SDG&E | MM Therms | Commercial | Com - Restaurant (Fast Food) | Service | No | Service - Retro-Commissioning (Gas) | 0.00078287 | 0.00071014 | 0.00070313 | 0.00066192 | 0.00058885 | 0.00049107 | 0.00038346 | 0.00027797 | 0.00018296 | 0.00010385 | 4.1396e-05 | 0
SDG&E | MM Therms | Commercial | Com - Restaurant (Fast Food) | WholeBlg | No | WholeBlg - Com NC Level 2 | 1.8377e-05 | 0 | 0 | 0 | 0 | 0 | 0 | 0 | 0 | 0 | 0 | 0
SDG&E | MM Therms | Commercial | Com - Restaurant (Fast Food) | WholeBlg | No | WholeBlg - Com NC Level 3 | 1.6199e-05 | 0 | 0 | 0 | 0 | 0 | 0 | 0 | 0 | 0 | 0 | 0
SDG&E | MM Therms | Commercial | Com - Restaurant (Fast Food) | WholeBlg | No | WholeBlg - Com NC ZNE | 0.00010427 | 0.00010146 | 0.00021147 | 0.00034273 | 0.00040619 | 0.00053738 | 0.00063735 | 0.00058174 | 0.00070086 | 0.00082711 | 0.00065918 | 0.00076743
SDG&E | MM Therms | Commercial | Com - Restaurant (Fast Food) | WholeBlg | No | WholeBlg - Com RET Level 1 | 0.0024613 | 0.0033769 | 0.0043589 | 0.0054128 | 0.0065356 | 0.0077277 | 0.0089832 | 0.010299 | 0.011662 | 0.013064 | 0.014488 | 0.01592
SDG&E | MM Therms | Commercial | Com - Restaurant (Fast Food) | WholeBlg | No | WholeBlg - Com RET Level 2 | 0.0041691 | 0.0056699 | 0.0072847 | 0.0090282 | 0.010892 | 0.012881 | 0.014984 | 0.017197 | 0.019497 | 0.021868 | 0.024273 | 0.026691
SDG&E | MM Therms | Commercial | Com - Restaurant (Sit Down) | AppPlug | No | AppPlug - Occupancy Sensor Plug Strip | 0 | 0 | 0 | 0 | 0 | 0 | 0 | 0 | 0 | -7.6969e-05 | -6.7973e-05 | -4.8417e-05
SDG&E | MM Therms | Commercial | Com - Restaurant (Sit Down) | BldgEnv | No | BldgEnv - Window Film | -3.4305e-06 | -1.2738e-06 | -4.5177e-06 | -8.2623e-06 | -1.1244e-05 | -1.3188e-05 | -1.4253e-05 | -1.5037e-05 | -1.5444e-05 | -1.5843e-05 | -1.596e-05 | -1.5737e-05
SDG&E | MM Therms | Commercial | Com - Restaurant (Sit Down) | FoodServ | No | FoodServ - Fryer (Gas) | 0.012159 | 0.012356 | 0.012606 | 0.013039 | 0.013433 | 0.013587 | 0.013523 | 0.013682 | 0.013907 | 0.014159 | 0.01449 | 0.014804
SDG&E | MM Therms | Commercial | Com - Restaurant (Sit Down) | FoodServ | No | FoodServ - Oven (Gas) | 0.016599 | 0.016863 | 0.017189 | 0.01773 | 0.018201 | 0.018377 | 0.018275 | 0.018465 | 0.018749 | 0.019068 | 0.01949 | 0.019889
SDG&E | MM Therms | Commercial | Com - Restaurant (Sit Down) | HVAC | No | HVAC - Gas Furnace | 0.00041235 | 0.00040807 | 0.00040437 | 0.00040164 | 0.0003999 | 0.00039811 | 0.00039627 | 0.00039416 | 0.0003921 | 0.00039037 | 0.00038897 | 0.00038812
SDG&E | MM Therms | Commercial | Com - Restaurant (Sit Down) | HVAC | No | HVAC - SEER Rated Package Rooftop AC (Recharge) | 0 | 0 | 6.0228e-07 | 5.5036e-07 | 1.7413e-07 | 0 | 0 | 0 | 0 | 0 | 0 | 0
SDG&E | MM Therms | Commercial | Com - Restaurant (Sit Down) | HVAC | No | HVAC - Thermostat | 0 | 0.0059271 | 0.0058151 | 0.0058601 | 0.0057897 | 0.0055042 | 0.0049919 | 0.0047994 | 0.0047239 | 0.0046855 | 0.0047422 | 0.0047592
SDG&E | MM Therms | Commercial | Com - Restaurant (Sit Down) | Lighting | Yes | Lighting - LED Fixture (Replacing T8) - Emerging | -0.00012782 | -0.00018096 | -0.00025551 | -0.00035299 | -0.00046669 | -0.00059475 | -0.00072483 | -0.00088269 | -0.0010554 | -0.0012406 | -0.0014426 | -0.0016387
SDG&E | MM Therms | Commercial | Com - Restaurant (Sit Down) | Lighting | Yes | Lighting - LED Lamp (Basic High - Indoor) - Emerging | -0.00010372 | -0.00020152 | -0.00028783 | -0.00037889 | -0.00048239 | -7.6549e-05 | -9.1013e-05 | -0.00010592 | -0.00012042 | -0.00013344 | -0.00014505 | -0.00015428
SDG&E | MM Therms | Commercial | Com - Restaurant (Sit Down) | Lighting | Yes | Lighting - LED Lamp (Basic Low - Indoor) - Emerging | -0.00074796 | -0.0010662 | -0.0013671 | -0.0017011 | -0.0020437 | -0.00035985 | -0.0003984 | -0.00043464 | -0.00058896 | -0.00077539 | -0.00094974 | -0.0011038
SDG&E | MM Therms | Commercial | Com - Restaurant (Sit Down) | Lighting | Yes | Lighting - LED Plug-In Indoor Fixture - Emerging | -4.6727e-05 | -5.8207e-05 | -7.1177e-05 | -8.5768e-05 | -0.00010092 | -6.5161e-06 | -7.1214e-06 | -8.187e-06 | -1.043e-05 | -1.2766e-05 | -1.5194e-05 | -1.7579e-05
SDG&E | MM Therms | Commercial | Com - Restaurant (Sit Down) | Lighting | No | Lighting - Cold Cathode Lamp | -6.8323e-05 | -6.6688e-05 | -6.5359e-05 | -6.4652e-05 | -6.3394e-05 | 0 | 0 | 0 | 0 | 0 | 0 | 0
SDG&E | MM Therms | Commercial | Com - Restaurant (Sit Down) | Lighting | No | Lighting - Compact Fluorescent Fixture (Indoor) | -0.0021793 | -0.0021792 | -0.0021876 | -0.0022078 | -0.0022029 | 0 | 0 | 0 | 0 | 0 | 0 | 0
SDG&E | MM Therms | Commercial | Com - Restaurant (Sit Down) | Lighting | No | Lighting - Compact Fluorescent Lamp (Basic High - Indoor) | -0.00079918 | -0.0011121 | -0.001412 | -0.0017107 | -0.0019918 | 0 | 0 | 0 | 0 | 0 | 0 | 0
SDG&E | MM Therms | Commercial | Com - Restaurant (Sit Down) | Lighting | No | Lighting - Compact Fluorescent Lamp (Basic Low - Indoor) | -0.010639 | -0.011036 | -0.011232 | -0.011285 | -0.011152 | 0 | 0 | 0 | 0 | 0 | 0 | 0
SDG&E | MM Therms | Commercial | Com - Restaurant (Sit Down) | Lighting | No | Lighting - Halogen Lamp (A-Line) | -7.6162e-05 | -9.9626e-05 | -0.00012091 | -0.00014417 | -0.00016785 | 0 | 0 | 0 | 0 | 0 | 0 | 0
SDG&E | MM Therms | Commercial | Com - Restaurant (Sit Down) | Lighting | No | Lighting - Halogen Lamp (Reflector) | -2.7991e-05 | -3.6179e-05 | -4.3085e-05 | -5.0305e-05 | -5.7503e-05 | -6.4416e-05 | -6.9257e-05 | -7.4206e-05 | -7.8043e-05 | -8.1875e-05 | -8.6081e-05 | -8.8982e-05
SDG&E | MM Therms | Commercial | Com - Restaurant (Sit Down) | Lighting | No | Lighting - High Bay HID to T5 | -5.5656e-05 | -5.8925e-05 | -6.509e-05 | -6.9164e-05 | -6.9694e-05 | -6.621e-05 | -5.8918e-05 | -5.0655e-05 | -4.2311e-05 | -3.4626e-05 | -2.8572e-05 | -2.3745e-05
SDG&E | MM Therms | Commercial | Com - Restaurant (Sit Down) | Lighting | No | Lighting - Linear Fluorescent Delamping | -2.6821e-05 | -2.5737e-05 | -2.4517e-05 | -1.9782e-05 | -1.1206e-05 | 0 | 0 | 0 | 0 | 0 | 0 | 0
SDG&E | MM Therms | Commercial | Com - Restaurant (Sit Down) | Lighting | No | Lighting - Linear Fluorescent Fixture (Low Wattage T8) | -0.00010833 | -0.00013385 | -0.00015855 | -0.00018422 | -0.00020759 | -0.00022646 | -0.00023963 | -0.00025406 | -0.00026845 | -0.00028088 | -0.00029235 | -0.00030065
SDG&E | MM Therms | Commercial | Com - Restaurant (Sit Down) | Lighting | No | Lighting - Low Bay HID to T5 | -5.5972e-07 | -6.0253e-07 | -6.4294e-07 | -6.6616e-07 | -6.6128e-07 | -6.2657e-07 | -5.6327e-07 | -4.9654e-07 | -4.2982e-07 | -3.663e-07 | -3.1417e-07 | -2.6942e-07
SDG&E | MM Therms | Commercial | Com - Restaurant (Sit Down) | Lighting | No | Lighting - Occupancy Sensor | 0 | 0 | 0 | 0 | 0 | 0 | 0 | 0 | 0 | 0 | -0.00036923 | -0.0003365
SDG&E | MM Therms | Commercial | Com - Restaurant (Sit Down) | Lighting | No | Lighting - Plug-In Fixture (Compact Fluorescent) | -0.00053299 | -0.00050947 | -0.00049131 | -0.00048181 | -0.00046969 | 0 | 0 | 0 | 0 | 0 | 0 | 0
SDG&E | MM Therms | Commercial | Com - Restaurant (Sit Down) | Lighting | No | Lighting - Plug-In Fixture (Induction) | -0.00017584 | -0.00017451 | -0.00017436 | -0.00017693 | -0.0001773 | -0.00017432 | -0.00016751 | -0.00016574 | -0.00016583 | -0.00016649 | -0.00016871 | -0.00017016
SDG&E | MM Therms | Commercial | Com - Restaurant (Sit Down) | Lighting | No | Lighting - Plug-In Fixture (Linear Fluorescent) | -0.0011471 | -0.0012099 | -0.0012507 | -0.0012883 | -0.0012939 | 0 | 0 | 0 | 0 | 0 | 0 | 0
SDG&E | MM Therms | Commercial | Com - Restaurant (Sit Down) | Lighting | No | Lighting - Plug-In Fixture (PSMH with Electronic Ballast) | -0.00019716 | -0.00020376 | -0.000202 | -0.00020296 | -0.00020194 | -0.00019808 | -0.00019107 | -0.00018838 | -0.00018736 | -0.0001868 | -0.00018758 | -0.00018783
SDG&E | MM Therms | Commercial | Com - Restaurant (Sit Down) | Lighting | No | Lighting - Plug-In Fixture (PSMH) | -0.00018728 | -0.00019372 | -0.00019162 | -0.00019176 | -0.00018998 | -0.0001856 | -0.00017842 | -0.00017516 | -0.00017343 | -0.00017211 | -0.00017203 | -0.00017153
SDG&E | MM Therms | Commercial | Com - Restaurant (Sit Down) | SHW | Yes | SHW - EF Rated Storage Water Heater (Gas) - Emerging | 0 | 0 | 0 | 0.00016439 | 0.00036083 | 0.00057498 | 0.00079091 | 0.0010316 | 0.0012913 | 0.0015651 | 0.0018588 | 0.002156
SDG&E | MM Therms | Commercial | Com - Restaurant (Sit Down) | SHW | Yes | SHW - ET Rated Storage Water Heater - Emerging | 0.00047067 | 0.00071234 | 0.00097808 | 0.0012752 | 0.0015871 | 0.0018998 | 0.0021967 | 0.0025217 | 0.0028576 | 0.003197 | 0.0035425 | 0.0038759
SDG&E | MM Therms | Commercial | Com - Restaurant (Sit Down) | SHW | No | SHW - EF Rated Instantaneous Water Heater (Gas) | 0.00033709 | 0.00043633 | 0.00047238 | 0.00055837 | 0.00063939 | 0.00070962 | 0.00076384 | 0.00082712 | 0.00089166 | 0.0009531 | 0.0010156 | 0.0010698
SDG&E | MM Therms | Commercial | Com - Restaurant (Sit Down) | SHW | No | SHW - EF Rated Storage Water Heater (Gas) | 0.00021551 | 0.00027631 | 0.00023021 | 0.00027087 | 0.00030903 | 0.00034193 | 0.00036715 | 0.00039668 | 0.00042682 | 0.00045553 | 0.00048484 | 0.00051031
SDG&E | MM Therms | Commercial | Com - Restaurant (Sit Down) | SHW | No | SHW - ET Rated Instantaneous Water Heater | 0.00034814 | 0.00042769 | 0.0005095 | 0.00059706 | 0.00068021 | 0.00075225 | 0.00080767 | 0.00087254 | 0.00093908 | 0.0010027 | 0.0010677 | 0.0011248
SDG&E | MM Therms | Commercial | Com - Restaurant (Sit Down) | SHW | No | SHW - ET Rated Storage Water Heater | 0.0003313 | 0.0004059 | 0.00048255 | 0.00056462 | 0.00064256 | 0.00070993 | 0.0007616 | 0.00082221 | 0.00088441 | 0.00094387 | 0.0010048 | 0.0010583
SDG&E | MM Therms | Commercial | Com - Restaurant (Sit Down) | SHW | No | SHW - Pipe and Tank Insulation | 0.0044972 | 0.0043071 | 0.0049587 | 0.0055564 | 0.0060101 | 0.0062013 | 0.0060914 | 0.0056613 | 0.0049426 | 0.004045 | 0.0030848 | 0.0021784
SDG&E | MM Therms | Commercial | Com - Restaurant (Sit Down) | Service | No | Service - Retro-Commissioning (Gas) | 0.00078287 | 0.00071014 | 0.00070313 | 0.00066192 | 0.00058885 | 0.00049107 | 0.00038346 | 0.00027797 | 0.00018296 | 0.00010385 | 4.1396e-05 | 0
SDG&E | MM Therms | Commercial | Com - Restaurant (Sit Down) | WholeBlg | No | WholeBlg - Com NC Level 2 | 1.8377e-05 | 0 | 0 | 0 | 0 | 0 | 0 | 0 | 0 | 0 | 0 | 0
SDG&E | MM Therms | Commercial | Com - Restaurant (Sit Down) | WholeBlg | No | WholeBlg - Com NC Level 3 | 1.6199e-05 | 0 | 0 | 0 | 0 | 0 | 0 | 0 | 0 | 0 | 0 | 0
SDG&E | MM Therms | Commercial | Com - Restaurant (Sit Down) | WholeBlg | No | WholeBlg - Com NC ZNE | 0.00010427 | 0.00010146 | 0.00021147 | 0.00034273 | 0.00040619 | 0.00053738 | 0.00063735 | 0.00058174 | 0.00070086 | 0.00082711 | 0.00065918 | 0.00076743
SDG&E | MM Therms | Commercial | Com - Restaurant (Sit Down) | WholeBlg | No | WholeBlg - Com RET Level 1 | 0.0024997 | 0.0034329 | 0.004435 | 0.0055118 | 0.0066608 | 0.007881 | 0.0091669 | 0.010515 | 0.011912 | 0.013349 | 0.014808 | 0.016275
SDG&E | MM Therms | Commercial | Com - Restaurant (Sit Down) | WholeBlg | No | WholeBlg - Com RET Level 2 | 0.00392 | 0.0053287 | 0.0068454 | 0.0084831 | 0.010235 | 0.012106 | 0.014085 | 0.016168 | 0.018333 | 0.020562 | 0.022822 | 0.025089
SDG&E | MM Therms | Commercial | Com - Retail (Large Multi Level) | AppPlug | No | AppPlug - Occupancy Sensor Plug Strip | 0 | 0 | 0 | 0 | 0 | 0 | 0 | 0 | 0 | -0.00034998 | -0.00030962 | -0.00022103
SDG&E | MM Therms | Commercial | Com - Retail (Large Multi Level) | BldgEnv | No | BldgEnv - Window Film | 0 | 0 | -1.6717e-06 | -4.5352e-06 | -6.8299e-06 | -8.3939e-06 | -9.3562e-06 | -1.0154e-05 | -1.0702e-05 | -1.1268e-05 | -1.1638e-05 | -1.1756e-05
SDG&E | MM Therms | Commercial | Com - Retail (Large Multi Level) | FoodServ | No | FoodServ - Oven (Gas) | 0.0021112 | 0.0021449 | 0.0021865 | 0.0022556 | 0.0023155 | 0.0023379 | 0.0023248 | 0.0023491 | 0.0023852 | 0.0024257 | 0.0024809 | 0.0025319
SDG&E | MM Therms | Commercial | Com - Retail (Large Multi Level) | HVAC | No | HVAC - AFUE Rated Boiler (High) | 0.0014806 | 0.0014853 | 0.0014925 | 0.0015084 | 0.0015225 | 0.0015261 | 0.0015194 | 0.0015229 | 0.0015298 | 0.0015385 | 0.0015516 | 0.0015643
SDG&E | MM Therms | Commercial | Com - Retail (Large Multi Level) | HVAC | No | HVAC - AFUE Rated Boiler (Standard) | 0.00023733 | 0.00023752 | 0.00023807 | 0.00023979 | 0.00024078 | 0.00024035 | 0.00023814 | 0.00023795 | 0.00023859 | 0.00023954 | 0.00024137 | 0.00024305
SDG&E | MM Therms | Commercial | Com - Retail (Large Multi Level) | HVAC | No | HVAC - Gas Furnace | 0.00018885 | 0.00018719 | 0.00018575 | 0.00018461 | 0.00018382 | 0.00018312 | 0.00018242 | 0.00018157 | 0.00018077 | 0.0001801 | 0.00017957 | 0.00017926
SDG&E | MM Therms | Commercial | Com - Retail (Large Multi Level) | HVAC | No | HVAC - Thermostat | 0 | 0.0060973 | 0.0059837 | 0.0060217 | 0.0059292 | 0.0056283 | 0.0050995 | 0.0048968 | 0.0048158 | 0.0047717 | 0.0048353 | 0.0048481
SDG&E | MM Therms | Commercial | Com - Retail (Large Multi Level) | Lighting | Yes | Lighting - LED Fixture (Replacing T8) - Emerging | -6.047e-05 | -8.8773e-05 | -0.00013134 | -0.00018929 | -0.00025884 | -0.00033859 | -0.00041966 | -0.00052142 | -0.00063361 | -0.00075552 | -0.00089155 | -0.0010256
SDG&E | MM Therms | Commercial | Com - Retail (Large Multi Level) | Lighting | Yes | Lighting - LED Lamp (Basic High - Indoor) - Emerging | -2.3746e-05 | -3.8815e-05 | -5.3165e-05 | -6.5686e-05 | -7.9057e-05 | -1.1861e-05 | -1.3273e-05 | -1.4632e-05 | -1.5865e-05 | -1.857e-05 | -2.5983e-05 | -3.2468e-05
SDG&E | MM Therms | Commercial | Com - Retail (Large Multi Level) | Lighting | Yes | Lighting - LED Lamp (Basic Low - Indoor) - Emerging | -0.00012905 | -0.00018104 | -0.00022518 | -0.00027361 | -0.00032251 | -5.5893e-05 | -6.1002e-05 | -9.1187e-05 | -0.00012222 | -0.00015179 | -0.0001799 | -0.00020519
SDG&E | MM Therms | Commercial | Com - Retail (Large Multi Level) | Lighting | Yes | Lighting - LED Plug-In Indoor Fixture - Emerging | -0.00020729 | -0.00025854 | -0.0003171 | -0.0003837 | -0.00045303 | -2.9327e-05 | -3.2071e-05 | -3.6581e-05 | -4.6345e-05 | -5.6569e-05 | -6.7318e-05 | -7.7879e-05
SDG&E | MM Therms | Commercial | Com - Retail (Large Multi Level) | Lighting | No | Lighting - Cold Cathode Lamp | -0.00026247 | -0.00026306 | -0.00026307 | -0.00026448 | -0.00026232 | 0 | 0 | 0 | 0 | 0 | 0 | 0
SDG&E | MM Therms | Commercial | Com - Retail (Large Multi Level) | Lighting | No | Lighting - Compact Fluorescent Fixture (Indoor) | -0.0028563 | -0.0028746 | -0.0029006 | -0.0029417 | -0.0029463 | 0 | 0 | 0 | 0 | 0 | 0 | 0
SDG&E | MM Therms | Commercial | Com - Retail (Large Multi Level) | Lighting | No | Lighting - Compact Fluorescent Lamp (Basic High - Indoor) | -0.00057943 | -0.00061051 | -0.000625 | -0.00062909 | -0.00061748 | 0 | 0 | 0 | 0 | 0 | 0 | 0
SDG&E | MM Therms | Commercial | Com - Retail (Large Multi Level) | Lighting | No | Lighting - Compact Fluorescent Lamp (Basic Low - Indoor) | -0.0022028 | -0.002104 | -0.0020179 | -0.0019526 | -0.0018902 | 0 | 0 | 0 | 0 | 0 | 0 | 0
SDG&E | MM Therms | Commercial | Com - Retail (Large Multi Level) | Lighting | No | Lighting - Halogen Lamp (A-Line) | -0.00044927 | -0.00058765 | -0.00071315 | -0.0008503 | -0.00098997 | 0 | 0 | 0 | 0 | 0 | 0 | 0
SDG&E | MM Therms | Commercial | Com - Retail (Large Multi Level) | Lighting | No | Lighting - Halogen Lamp (Reflector) | -0.00016515 | -0.00021343 | -0.00025414 | -0.0002967 | -0.00033913 | -0.00037972 | -0.00040829 | -0.00043737 | -0.00045999 | -0.00048244 | -0.00050733 | -0.00052439
SDG&E | MM Therms | Commercial | Com - Retail (Large Multi Level) | Lighting | No | Lighting - High Bay HID to T5 | -0.00021934 | -0.00023918 | -0.00024902 | -0.00024875 | -0.00023519 | -0.00021007 | -0.0001765 | -0.00014612 | -0.00012026 | -9.9159e-05 | -8.4532e-05 | -7.677e-05
SDG&E | MM Therms | Commercial | Com - Retail (Large Multi Level) | Lighting | No | Lighting - Linear Fluorescent Delamping | -3.2268e-06 | -3.0967e-06 | -2.9475e-06 | -2.3771e-06 | -1.3466e-06 | 0 | 0 | 0 | 0 | 0 | 0 | 0
SDG&E | MM Therms | Commercial | Com - Retail (Large Multi Level) | Lighting | No | Lighting - Linear Fluorescent Fixture (Low Wattage T8) | -0.00035692 | -0.00040013 | -0.00043895 | -0.00047657 | -0.00050368 | -0.00051726 | -0.00051625 | -0.00052082 | -0.00052557 | -0.00052794 | -0.00053095 | -0.00053006
SDG&E | MM Therms | Commercial | Com - Retail (Large Multi Level) | Lighting | No | Lighting - Low Bay HID to T5 | 0 | 0 | 0 | 0 | 0 | -2.3268e-05 | -2.1252e-05 | -2.0516e-05 | -2.024e-05 | -2.0079e-05 | -2.0326e-05 | -2.0359e-05
SDG&E | MM Therms | Commercial | Com - Retail (Large Multi Level) | Lighting | No | Lighting - Plug-In Fixture (Compact Fluorescent) | -0.0024411 | -0.002335 | -0.002253 | -0.0022109 | -0.0021536 | 0 | 0 | 0 | 0 | 0 | 0 | 0
SDG&E | MM Therms | Commercial | Com - Retail (Large Multi Level) | Lighting | No | Lighting - Plug-In Fixture (Induction) | 0 | 0 | -0.00016726 | -0.00019935 | -0.00021901 | -0.00022747 | -0.00022568 | -0.00022771 | -0.0002307 | -0.00023361 | -0.00023831 | -0.00024153
SDG&E | MM Therms | Commercial | Com - Retail (Large Multi Level) | Lighting | No | Lighting - Plug-In Fixture (Linear Fluorescent) | -0.0027674 | -0.0029253 | -0.0030285 | -0.0031235 | -0.0031383 | 0 | 0 | 0 | 0 | 0 | 0 | 0
SDG&E | MM Therms | Commercial | Com - Retail (Large Multi Level) | Lighting | No | Lighting - Plug-In Fixture (PSMH with Electronic Ballast) | -0.0003842 | -0.00038969 | -0.00035607 | -0.00033806 | -0.00032422 | -0.00031018 | -0.00029426 | -0.00028748 | -0.00028445 | -0.00028273 | -0.00028354 | -0.00028357
SDG&E | MM Therms | Commercial | Com - Retail (Large Multi Level) | Lighting | No | Lighting - Plug-In Fixture (PSMH) | -0.00039482 | -0.00039966 | -0.00036617 | -0.00034544 | -0.0003271 | -0.00030968 | -0.00029121 | -0.00028194 | -0.0002766 | -0.00027262 | -0.00027122 | -0.00026928
SDG&E | MM Therms | Commercial | Com - Retail (Large Multi Level) | SHW | Yes | SHW - EF Rated Storage Water Heater (Gas) - Emerging | 0 | 0 | 0 | 0.00034002 | 0.00072804 | 0.0011416 | 0.001554 | 0.0020112 | 0.0025033 | 0.0030197 | 0.0035776 | 0.0041339
SDG&E | MM Therms | Commercial | Com - Retail (Large Multi Level) | SHW | Yes | SHW - ET Rated Storage Water Heater - Emerging | 9.4449e-05 | 0.00014392 | 0.000198 | 0.00025733 | 0.00031853 | 0.00037943 | 0.00043743 | 0.00049959 | 0.00056333 | 0.00062701 | 0.00069188 | 0.00075354
SDG&E | MM Therms | Commercial | Com - Retail (Large Multi Level) | SHW | No | SHW - EF Rated Instantaneous Water Heater (Gas) | 8.0919e-05 | 0.00010432 | 0.00011263 | 0.00013221 | 0.00015055 | 0.00016642 | 0.00017854 | 0.00019276 | 0.00020725 | 0.00022099 | 0.00023526 | 0.00024732
SDG&E | MM Therms | Commercial | Com - Retail (Large Multi Level) | SHW | No | SHW - EF Rated Storage Water Heater (Gas) | 4.8138e-05 | 6.1941e-05 | 5.1752e-05 | 6.0699e-05 | 6.9074e-05 | 7.631e-05 | 8.1829e-05 | 8.8309e-05 | 9.4917e-05 | 0.00010118 | 0.00010769 | 0.0001132
SDG&E | MM Therms | Commercial | Com - Retail (Large Multi Level) | SHW | No | SHW - ET Rated Instantaneous Water Heater | 0 | 0 | 0 | 0 | 9.9154e-05 | 0.0001735 | 0.00018741 | 0.00020342 | 0.00021974 | 0.0002353 | 0.00025156 | 0.00026564
SDG&E | MM Therms | Commercial | Com - Retail (Large Multi Level) | SHW | No | SHW - Pipe and Tank Insulation | 0.020435 | 0.019571 | 0.022532 | 0.025249 | 0.02731 | 0.028179 | 0.027679 | 0.025725 | 0.022459 | 0.018381 | 0.014017 | 0.0098987
SDG&E | MM Therms | Commercial | Com - Retail (Large Multi Level) | Service | No | Service - Retro-Commissioning (Gas) | 0.0035573 | 0.0032269 | 0.003195 | 0.0030078 | 0.0026757 | 0.0022314 | 0.0017424 | 0.0012631 | 0.00083135 | 0.0004719 | 0.0001881 | 0
SDG&E | MM Therms | Commercial | Com - Retail (Large Multi Level) | WholeBlg | No | WholeBlg - Com NC Level 2 | 8.2785e-05 | 0 | 0 | 0 | 0 | 0 | 0 | 0 | 0 | 0 | 0 | 0
SDG&E | MM Therms | Commercial | Com - Retail (Large Multi Level) | WholeBlg | No | WholeBlg - Com NC Level 3 | 7.5619e-05 | 0 | 0 | 0 | 0 | 0 | 0 | 0 | 0 | 0 | 0 | 0
SDG&E | MM Therms | Commercial | Com - Retail (Large Multi Level) | WholeBlg | No | WholeBlg - Com NC ZNE | -4.279e-06 | 0 | 0 | 0 | -1.2389e-05 | -2.2953e-05 | -3.2647e-05 | -3.4023e-05 | -4.4465e-05 | -5.5013e-05 | 0 | 0
SDG&E | MM Therms | Commercial | Com - Retail (Large Multi Level) | WholeBlg | No | WholeBlg - Com RET Level 1 | 0.00034365 | 0.0004745 | 0.00061477 | 0.0007648 | 0.0009241 | 0.0010933 | 0.0012712 | 0.0014575 | 0.0016507 | 0.0018495 | 0.0020518 | 0.002256
SDG&E | MM Therms | Commercial | Com - Retail (Large Multi Level) | WholeBlg | No | WholeBlg - Com RET Level 2 | 0.0040676 | 0.0055312 | 0.0071021 | 0.0087949 | 0.010604 | 0.012532 | 0.014569 | 0.016713 | 0.01894 | 0.02124 | 0.023577 | 0.025931
SDG&E | MM Therms | Commercial | Com - Retail (Large Single Level) | AppPlug | No | AppPlug - Occupancy Sensor Plug Strip | 0 | 0 | 0 | 0 | 0 | 0 | 0 | 0 | 0 | -0.00034998 | -0.00030962 | -0.00022103
SDG&E | MM Therms | Commercial | Com - Retail (Large Single Level) | BldgEnv | No | BldgEnv - Window Film | 0 | 0 | -2.5977e-06 | -7.0412e-06 | -1.06e-05 | -1.3027e-05 | -1.4522e-05 | -1.5762e-05 | -1.6613e-05 | -1.7494e-05 | -1.8069e-05 | -1.8253e-05
SDG&E | MM Therms | Commercial | Com - Retail (Large Single Level) | FoodServ | No | FoodServ - Oven (Gas) | 0.0021112 | 0.0021449 | 0.0021865 | 0.0022556 | 0.0023155 | 0.0023379 | 0.0023248 | 0.0023491 | 0.0023852 | 0.0024257 | 0.0024809 | 0.0025319
SDG&E | MM Therms | Commercial | Com - Retail (Large Single Level) | HVAC | No | HVAC - Gas Furnace | 0.00018885 | 0.00018719 | 0.00018575 | 0.00018461 | 0.00018382 | 0.00018312 | 0.00018242 | 0.00018157 | 0.00018077 | 0.0001801 | 0.00017957 | 0.00017926
SDG&E | MM Therms | Commercial | Com - Retail (Large Single Level) | HVAC | No | HVAC - Thermostat | 0 | 0.0073922 | 0.0072545 | 0.0073006 | 0.0071877 | 0.0068224 | 0.0061807 | 0.0059344 | 0.0058355 | 0.0057812 | 0.0058622 | 0.0058776
SDG&E | MM Therms | Commercial | Com - Retail (Large Single Level) | Lighting | Yes | Lighting - LED Fixture (Replacing T8) - Emerging | -0.00019858 | -0.00028921 | -0.0004192 | -0.00059232 | -0.00079468 | -0.0010202 | -0.0012429 | -0.0015188 | -0.0018217 | -0.0021472 | -0.0025077 | -0.0028577
SDG&E | MM Therms | Commercial | Com - Retail (Large Single Level) | Lighting | Yes | Lighting - LED Lamp (Basic High - Indoor) - Emerging | -4.3614e-05 | -7.0961e-05 | -9.5001e-05 | -0.00011684 | -0.00013989 | -2.0874e-05 | -2.3255e-05 | -2.553e-05 | -2.7586e-05 | -3.2273e-05 | -4.5063e-05 | -5.6217e-05
SDG&E | MM Therms | Commercial | Com - Retail (Large Single Level) | Lighting | Yes | Lighting - LED Lamp (Basic Low - Indoor) - Emerging | -0.00023097 | -0.0003198 | -0.00039635 | -0.00047927 | -0.00056223 | -9.7039e-05 | -0.00010558 | -0.0001581 | -0.00021179 | -0.00026275 | -0.00031093 | -0.00035416
SDG&E | MM Therms | Commercial | Com - Retail (Large Single Level) | Lighting | Yes | Lighting - LED Plug-In Indoor Fixture - Emerging | -0.00023998 | -0.00029913 | -0.00036672 | -0.0004435 | -0.00052353 | -3.3898e-05 | -3.7096e-05 | -4.2308e-05 | -5.373e-05 | -6.5694e-05 | -7.826e-05 | -9.0618e-05
SDG&E | MM Therms | Commercial | Com - Retail (Large Single Level) | Lighting | No | Lighting - Cold Cathode Lamp | -0.00013401 | -0.00013389 | -0.00013349 | -0.00013379 | -0.00013227 | 0 | 0 | 0 | 0 | 0 | 0 | 0
SDG&E | MM Therms | Commercial | Com - Retail (Large Single Level) | Lighting | No | Lighting - Compact Fluorescent Fixture (Indoor) | -0.0049384 | -0.0049606 | -0.0049981 | -0.0050612 | -0.0050624 | 0 | 0 | 0 | 0 | 0 | 0 | 0
SDG&E | MM Therms | Commercial | Com - Retail (Large Single Level) | Lighting | No | Lighting - Compact Fluorescent Lamp (Basic High - Indoor) | -0.0010095 | -0.0010595 | -0.0010826 | -0.0010875 | -0.001066 | 0 | 0 | 0 | 0 | 0 | 0 | 0
SDG&E | MM Therms | Commercial | Com - Retail (Large Single Level) | Lighting | No | Lighting - Compact Fluorescent Lamp (Basic Low - Indoor) | -0.0038271 | -0.0036466 | -0.0034901 | -0.0033714 | -0.0032605 | 0 | 0 | 0 | 0 | 0 | 0 | 0
SDG&E | MM Therms | Commercial | Com - Retail (Large Single Level) | Lighting | No | Lighting - Halogen Lamp (A-Line) | -0.00021894 | -0.00028642 | -0.00034762 | -0.00041451 | -0.00048264 | 0 | 0 | 0 | 0 | 0 | 0 | 0
SDG&E | MM Therms | Commercial | Com - Retail (Large Single Level) | Lighting | No | Lighting - Halogen Lamp (Reflector) | -8.0447e-05 | -0.000104 | -0.00012386 | -0.00014464 | -0.00016535 | -0.00018534 | -0.00019924 | -0.00021353 | -0.00022458 | -0.00023568 | -0.00024774 | -0.00025612
SDG&E | MM Therms | Commercial | Com - Retail (Large Single Level) | Lighting | No | Lighting - High Bay HID to T5 | -0.00057574 | -0.00062727 | -0.00065441 | -0.00065454 | -0.0006193 | -0.00055306 | -0.00046422 | -0.00038372 | -0.0003152 | -0.00025947 | -0.00022092 | -0.00020148
SDG&E | MM Therms | Commercial | Com - Retail (Large Single Level) | Lighting | No | Lighting - Linear Fluorescent Delamping | -1.3973e-05 | -1.3408e-05 | -1.2771e-05 | -1.0303e-05 | -5.8365e-06 | 0 | 0 | 0 | 0 | 0 | 0 | 0
SDG&E | MM Therms | Commercial | Com - Retail (Large Single Level) | Lighting | No | Lighting - Linear Fluorescent Fixture (Low Wattage T8) | -0.0009535 | -0.0010637 | -0.0011618 | -0.0012564 | -0.0013232 | -0.0013544 | -0.0013478 | -0.0013561 | -0.001365 | -0.001368 | -0.0013728 | -0.0013677
SDG&E | MM Therms | Commercial | Com - Retail (Large Single Level) | Lighting | No | Lighting - Low Bay HID to T5 | -2.2696e-05 | -6.6362e-05 | -6.5728e-05 | -6.6485e-05 | -6.5572e-05 | -6.2332e-05 | -5.6528e-05 | -5.4278e-05 | -5.3369e-05 | -5.2836e-05 | -5.3427e-05 | -5.3483e-05
SDG&E | MM Therms | Commercial | Com - Retail (Large Single Level) | Lighting | No | Lighting - Plug-In Fixture (Compact Fluorescent) | -0.002826 | -0.0027034 | -0.0026088 | -0.0025602 | -0.002495 | 0 | 0 | 0 | 0 | 0 | 0 | 0
SDG&E | MM Therms | Commercial | Com - Retail (Large Single Level) | Lighting | No | Lighting - Plug-In Fixture (Induction) | 0 | 0 | -0.00020943 | -0.00048196 | -0.00055208 | -0.00058749 | -0.00059065 | -0.0006 | -0.00061005 | -0.00061894 | -0.00063206 | -0.00064096
SDG&E | MM Therms | Commercial | Com - Retail (Large Single Level) | Lighting | No | Lighting - Plug-In Fixture (Linear Fluorescent) | -0.0044994 | -0.0047558 | -0.0049236 | -0.0050782 | -0.0051025 | 0 | 0 | 0 | 0 | 0 | 0 | 0
SDG&E | MM Therms | Commercial | Com - Retail (Large Single Level) | Lighting | No | Lighting - Plug-In Fixture (PSMH with Electronic Ballast) | -0.001022 | -0.0010375 | -0.00099299 | -0.00093603 | -0.00088538 | -0.00083795 | -0.00078936 | -0.00076823 | -0.00075849 | -0.00075299 | -0.00075463 | -0.00075438
SDG&E | MM Therms | Commercial | Com - Retail (Large Single Level) | Lighting | No | Lighting - Plug-In Fixture (PSMH) | -0.0010516 | -0.0010653 | -0.0010212 | -0.00095773 | -0.00089463 | -0.00083793 | -0.00078241 | -0.0007546 | -0.00073868 | -0.00072712 | -0.00072287 | -0.00071739
SDG&E | MM Therms | Commercial | Com - Retail (Large Single Level) | SHW | Yes | SHW - EF Rated Storage Water Heater (Gas) - Emerging | 0 | 0 | 0 | 0.0003423 | 0.00073243 | 0.0011478 | 0.001562 | 0.0020209 | 0.0025149 | 0.003034 | 0.0035941 | 0.0041525
SDG&E | MM Therms | Commercial | Com - Retail (Large Single Level) | SHW | Yes | SHW - ET Rated Storage Water Heater - Emerging | 6.718e-05 | 0.00010318 | 0.00014258 | 0.00018571 | 0.00023071 | 0.00027618 | 0.00032024 | 0.00036679 | 0.00041423 | 0.00046096 | 0.000508 | 0.00055284
SDG&E | MM Therms | Commercial | Com - Retail (Large Single Level) | SHW | No | SHW - EF Rated Instantaneous Water Heater (Gas) | 6.257e-05 | 8.0645e-05 | 8.7059e-05 | 0.00010217 | 0.00011631 | 0.00012853 | 0.00013786 | 0.00014881 | 0.00015998 | 0.00017061 | 0.0001816 | 0.0001909
SDG&E | MM Therms | Commercial | Com - Retail (Large Single Level) | SHW | No | SHW - EF Rated Storage Water Heater (Gas) | 3.48e-05 | 4.4783e-05 | 3.7419e-05 | 4.3882e-05 | 4.9931e-05 | 5.5151e-05 | 5.9132e-05 | 6.3809e-05 | 6.8577e-05 | 7.3117e-05 | 7.7818e-05 | 8.1792e-05
SDG&E | MM Therms | Commercial | Com - Retail (Large Single Level) | SHW | No | SHW - ET Rated Instantaneous Water Heater | 0 | 0 | 0 | 0 | 0 | 0 | 0 | 0 | 0 | 0.00017175 | 0.00018427 | 0.0001951
SDG&E | MM Therms | Commercial | Com - Retail (Large Single Level) | SHW | No | SHW - Pipe and Tank Insulation | 0.020435 | 0.019571 | 0.022532 | 0.025249 | 0.02731 | 0.028179 | 0.027679 | 0.025725 | 0.022459 | 0.018381 | 0.014017 | 0.0098987
SDG&E | MM Therms | Commercial | Com - Retail (Large Single Level) | Service | No | Service - Retro-Commissioning (Gas) | 0.0035573 | 0.0032269 | 0.003195 | 0.0030078 | 0.0026757 | 0.0022314 | 0.0017424 | 0.0012631 | 0.00083135 | 0.0004719 | 0.0001881 | 0
SDG&E | MM Therms | Commercial | Com - Retail (Large Single Level) | WholeBlg | No | WholeBlg - Com NC Level 2 | 8.2785e-05 | 0 | 0 | 0 | 0 | 0 | 0 | 0 | 0 | 0 | 0 | 0
SDG&E | MM Therms | Commercial | Com - Retail (Large Single Level) | WholeBlg | No | WholeBlg - Com NC Level 3 | 7.5619e-05 | 0 | 0 | 0 | 0 | 0 | 0 | 0 | 0 | 0 | 0 | 0
SDG&E | MM Therms | Commercial | Com - Retail (Large Single Level) | WholeBlg | No | WholeBlg - Com NC ZNE | -4.279e-06 | 0 | 0 | 0 | -1.2389e-05 | -2.2953e-05 | -3.2647e-05 | -3.4023e-05 | -4.4465e-05 | -5.5013e-05 | 0 | 0
SDG&E | MM Therms | Commercial | Com - Retail (Large Single Level) | WholeBlg | No | WholeBlg - Com RET Level 1 | 0.00036559 | 0.00050566 | 0.00065598 | 0.0008168 | 0.0009877 | 0.0011691 | 0.00136 | 0.0015596 | 0.0017665 | 0.0019792 | 0.0021954 | 0.002413
SDG&E | MM Therms | Commercial | Com - Retail (Large Single Level) | WholeBlg | No | WholeBlg - Com RET Level 2 | 0.0038099 | 0.0051788 | 0.0066454 | 0.0082215 | 0.0099031 | 0.011691 | 0.013577 | 0.015558 | 0.017613 | 0.019731 | 0.02188 | 0.024042
SDG&E | MM Therms | Commercial | Com - Retail (Small) | AppPlug | No | AppPlug - Occupancy Sensor Plug Strip | 0 | 0 | 0 | 0 | 0 | 0 | 0 | 0 | 0 | -0.00034998 | -0.00030962 | -0.00022103
SDG&E | MM Therms | Commercial | Com - Retail (Small) | BldgEnv | No | BldgEnv - Window Film | 0 | 0 | -1.8652e-06 | -5.503e-06 | -8.3889e-06 | -1.032e-05 | -1.1468e-05 | -1.2385e-05 | -1.2975e-05 | -1.3572e-05 | -1.3918e-05 | -1.3956e-05
SDG&E | MM Therms | Commercial | Com - Retail (Small) | HVAC | No | HVAC - Gas Furnace | 0.00028784 | 0.00028541 | 0.0002833 | 0.00028158 | 0.00028036 | 0.00027932 | 0.00027828 | 0.00027702 | 0.00027582 | 0.00027483 | 0.00027404 | 0.00027357
SDG&E | MM Therms | Commercial | Com - Retail (Small) | HVAC | No | HVAC - Thermostat | 0 | 0.0076759 | 0.0075338 | 0.0075833 | 0.0074685 | 0.0070909 | 0.0064255 | 0.0061709 | 0.0060694 | 0.0060144 | 0.0061001 | 0.0061178
SDG&E | MM Therms | Commercial | Com - Retail (Small) | Lighting | Yes | Lighting - LED Fixture (Replacing T8) - Emerging | -7.9377e-05 | -0.00011673 | -0.00017308 | -0.00024988 | -0.00034234 | -0.0004488 | -0.00055767 | -0.00069413 | -0.00084448 | -0.0010079 | -0.0011901 | -0.0013698
SDG&E | MM Therms | Commercial | Com - Retail (Small) | Lighting | Yes | Lighting - LED Lamp (Basic High - Indoor) - Emerging | -3.0508e-05 | -4.9799e-05 | -6.7492e-05 | -8.2965e-05 | -9.9399e-05 | -1.4856e-05 | -1.6587e-05 | -1.8222e-05 | -1.9684e-05 | -2.3056e-05 | -3.2433e-05 | -4.0621e-05
SDG&E | MM Therms | Commercial | Com - Retail (Small) | Lighting | Yes | Lighting - LED Lamp (Basic Low - Indoor) - Emerging | -0.00016417 | -0.00022843 | -0.00028253 | -0.00034118 | -0.0004 | -6.9043e-05 | -7.5185e-05 | -0.00011351 | -0.00015277 | -0.00019007 | -0.0002253 | -0.00025694
SDG&E | MM Therms | Commercial | Com - Retail (Small) | Lighting | Yes | Lighting - LED Plug-In Indoor Fixture - Emerging | -0.00016176 | -0.0002118 | -0.00027759 | -0.00035821 | -0.00044774 | -3.0381e-05 | -3.3981e-05 | -3.8822e-05 | -4.598e-05 | -5.3937e-05 | -6.3059e-05 | -7.2094e-05
SDG&E | MM Therms | Commercial | Com - Retail (Small) | Lighting | No | Lighting - Cold Cathode Lamp | -0.00010706 | -0.00010725 | -0.00010717 | -0.00010763 | -0.00010661 | 0 | 0 | 0 | 0 | 0 | 0 | 0
SDG&E | MM Therms | Commercial | Com - Retail (Small) | Lighting | No | Lighting - Compact Fluorescent Fixture (Indoor) | -0.0035563 | -0.0035559 | -0.0035701 | -0.0036038 | -0.003598 | 0 | 0 | 0 | 0 | 0 | 0 | 0
SDG&E | MM Therms | Commercial | Com - Retail (Small) | Lighting | No | Lighting - Compact Fluorescent Lamp (Basic High - Indoor) | -0.00072484 | -0.00076204 | -0.00077868 | -0.00078179 | -0.00076598 | 0 | 0 | 0 | 0 | 0 | 0 | 0
SDG&E | MM Therms | Commercial | Com - Retail (Small) | Lighting | No | Lighting - Compact Fluorescent Lamp (Basic Low - Indoor) | -0.0027446 | -0.0026148 | -0.0025023 | -0.0024161 | -0.0023375 | 0 | 0 | 0 | 0 | 0 | 0 | 0
SDG&E | MM Therms | Commercial | Com - Retail (Small) | Lighting | No | Lighting - Halogen Lamp (A-Line) | -0.00018188 | -0.00023794 | -0.00028879 | -0.00034437 | -0.00040097 | 0 | 0 | 0 | 0 | 0 | 0 | 0
SDG&E | MM Therms | Commercial | Com - Retail (Small) | Lighting | No | Lighting - Halogen Lamp (Reflector) | -6.6826e-05 | -8.6392e-05 | -0.0001029 | -0.00012016 | -0.00013737 | -0.000154 | -0.00016555 | -0.00017744 | -0.00018661 | -0.00019587 | -0.00020587 | -0.00021284
SDG&E | MM Therms | Commercial | Com - Retail (Small) | Lighting | No | Lighting - High Bay HID to T5 | -0.00029961 | -0.00032452 | -0.00033744 | -0.00033647 | -0.00031747 | -0.00028292 | -0.00023712 | -0.00019552 | -0.00016006 | -0.00013112 | -0.00011097 | -0.00010025
SDG&E | MM Therms | Commercial | Com - Retail (Small) | Lighting | No | Lighting - Linear Fluorescent Delamping | -6.1398e-06 | -5.8923e-06 | -5.608e-06 | -4.5227e-06 | -2.562e-06 | 0 | 0 | 0 | 0 | 0 | 0 | 0
SDG&E | MM Therms | Commercial | Com - Retail (Small) | Lighting | No | Lighting - Linear Fluorescent Fixture (Low Wattage T8) | -0.00047806 | -0.00053638 | -0.00058884 | -0.00063957 | -0.00067641 | -0.00069541 | -0.00069515 | -0.00070197 | -0.00070888 | -0.00071255 | -0.00071698 | -0.00071623
SDG&E | MM Therms | Commercial | Com - Retail (Small) | Lighting | No | Lighting - Low Bay HID to T5 | 0 | 0 | 0 | 0 | 0 | -3.0362e-05 | -2.7735e-05 | -2.6774e-05 | -2.6416e-05 | -2.6205e-05 | -2.6529e-05 | -2.6574e-05
SDG&E | MM Therms | Commercial | Com - Retail (Small) | Lighting | No | Lighting - Plug-In Fixture (Compact Fluorescent) | -0.0023314 | -0.0022491 | -0.0021848 | -0.0021661 | -0.0021052 | 0 | 0 | 0 | 0 | 0 | 0 | 0
SDG&E | MM Therms | Commercial | Com - Retail (Small) | Lighting | No | Lighting - Plug-In Fixture (Induction) | 0 | 0 | -5.9058e-05 | -7.1241e-05 | -7.85e-05 | -8.183e-05 | -8.1557e-05 | -8.2502e-05 | -8.3718e-05 | -8.4881e-05 | -8.6636e-05 | -8.7875e-05
SDG&E | MM Therms | Commercial | Com - Retail (Small) | Lighting | No | Lighting - Plug-In Fixture (Linear Fluorescent) | -0.0020016 | -0.002104 | -0.0021718 | -0.0022363 | -0.002247 | 0 | 0 | 0 | 0 | 0 | 0 | 0
SDG&E | MM Therms | Commercial | Com - Retail (Small) | Lighting | No | Lighting - Plug-In Fixture (PSMH with Electronic Ballast) | -0.00037667 | -0.00038833 | -0.00035174 | -0.00032938 | -0.0003134 | -0.00029687 | -0.00027776 | -0.00026958 | -0.00026579 | -0.00026351 | -0.00026422 | -0.00026391
SDG&E | MM Therms | Commercial | Com - Retail (Small) | Lighting | No | Lighting - Plug-In Fixture (PSMH) | -0.00038877 | -0.0003998 | -0.00036211 | -0.00033984 | -0.00031899 | -0.00029875 | -0.00027682 | -0.00026602 | -0.00025983 | -0.00025521 | -0.00025365 | -0.00025132
SDG&E | MM Therms | Commercial | Com - Retail (Small) | SHW | Yes | SHW - EF Rated Storage Water Heater (Gas) - Emerging | 0 | 0 | 0 | 0.00034779 | 0.00074239 | 0.0011615 | 0.0015789 | 0.0020412 | 0.0025386 | 0.0030602 | 0.0036235 | 0.0041847
SDG&E | MM Therms | Commercial | Com - Retail (Small) | SHW | Yes | SHW - ET Rated Storage Water Heater - Emerging | 7.0557e-05 | 0.00010696 | 0.00014653 | 0.00018986 | 0.00023466 | 0.00027919 | 0.00032128 | 0.00036658 | 0.00041308 | 0.00045947 | 0.00050653 | 0.00055084
SDG&E | MM Therms | Commercial | Com - Retail (Small) | SHW | No | SHW - EF Rated Instantaneous Water Heater (Gas) | 5.4246e-05 | 6.9915e-05 | 7.5474e-05 | 8.8528e-05 | 0.00010076 | 0.00011133 | 0.00011941 | 0.00012889 | 0.00013856 | 0.00014772 | 0.00015722 | 0.00016525
SDG&E | MM Therms | Commercial | Com - Retail (Small) | SHW | No | SHW - EF Rated Storage Water Heater (Gas) | 3.5926e-05 | 4.625e-05 | 3.8655e-05 | 4.5318e-05 | 5.1561e-05 | 5.6952e-05 | 6.1067e-05 | 6.5899e-05 | 7.0825e-05 | 7.5494e-05 | 8.0342e-05 | 8.4439e-05
SDG&E | MM Therms | Commercial | Com - Retail (Small) | SHW | No | SHW - ET Rated Instantaneous Water Heater | 0 | 4.5219e-05 | 8.6575e-05 | 0.00010195 | 0.00011655 | 0.00012932 | 0.00013923 | 0.00015079 | 0.00016265 | 0.00017405 | 0.00018591 | 0.00019608
SDG&E | MM Therms | Commercial | Com - Retail (Small) | SHW | No | SHW - ET Rated Storage Water Heater | 0 | 0 | 0 | 0 | 0 | 0 | 0 | 0 | 0 | 0 | 0.00010046 | 0.00015376
SDG&E | MM Therms | Commercial | Com - Retail (Small) | SHW | No | SHW - Pipe and Tank Insulation | 0.020435 | 0.019571 | 0.022532 | 0.025249 | 0.02731 | 0.028179 | 0.027679 | 0.025725 | 0.022459 | 0.018381 | 0.014017 | 0.0098987
SDG&E | MM Therms | Commercial | Com - Retail (Small) | Service | No | Service - Retro-Commissioning (Gas) | 0.0035573 | 0.0032269 | 0.003195 | 0.0030078 | 0.0026757 | 0.0022314 | 0.0017424 | 0.0012631 | 0.00083135 | 0.0004719 | 0.0001881 | 0
SDG&E | MM Therms | Commercial | Com - Retail (Small) | WholeBlg | No | WholeBlg - Com NC Level 2 | 8.2785e-05 | 0 | 0 | 0 | 0 | 0 | 0 | 0 | 0 | 0 | 0 | 0
SDG&E | MM Therms | Commercial | Com - Retail (Small) | WholeBlg | No | WholeBlg - Com NC Level 3 | 7.5619e-05 | 0 | 0 | 0 | 0 | 0 | 0 | 0 | 0 | 0 | 0 | 0
SDG&E | MM Therms | Commercial | Com - Retail (Small) | WholeBlg | No | WholeBlg - Com NC ZNE | -4.279e-06 | 0 | 0 | 0 | -1.2389e-05 | -2.2953e-05 | -3.2647e-05 | -3.4023e-05 | -4.4465e-05 | -5.5013e-05 | 0 | 0
SDG&E | MM Therms | Commercial | Com - Retail (Small) | WholeBlg | No | WholeBlg - Com RET Level 1 | 0.00022943 | 0.00031763 | 0.00041235 | 0.00051372 | 0.00062146 | 0.00073582 | 0.00085621 | 0.00098211 | 0.0011126 | 0.0012467 | 0.001383 | 0.0015201
SDG&E | MM Therms | Commercial | Com - Retail (Small) | WholeBlg | No | WholeBlg - Com RET Level 2 | 0.0035565 | 0.0048357 | 0.0062061 | 0.0076797 | 0.0092519 | 0.010924 | 0.012687 | 0.014539 | 0.016461 | 0.018444 | 0.020457 | 0.022484
SDG&E | MM Therms | Commercial | Com - Storage (Conditioned) | AppPlug | No | AppPlug - Occupancy Sensor Plug Strip | 0 | 0 | 0 | 0 | 0 | 0 | 0 | 0 | 0 | -0.00014309 | -0.00012651 | -9.0307e-05
SDG&E | MM Therms | Commercial | Com - Storage (Conditioned) | BldgEnv | No | BldgEnv - Window Film | 0 | 0 | 0 | 0 | 0 | 0 | 0 | 0 | 0 | -8.9671e-07 | -1.8271e-06 | -2.376e-06
SDG&E | MM Therms | Commercial | Com - Storage (Conditioned) | HVAC | No | HVAC - Gas Furnace | 0.00010356 | 0.00010268 | 0.00010192 | 0.00010131 | 0.00010088 | 0.00010051 | 0.00010014 | 9.9693e-05 | 9.9265e-05 | 9.8908e-05 | 9.8629e-05 | 9.8464e-05
SDG&E | MM Therms | Commercial | Com - Storage (Conditioned) | Lighting | Yes | Lighting - LED Fixture (Replacing T8) - Emerging | -1.956e-05 | -4.9091e-05 | -8.7729e-05 | -0.00013679 | -0.00019312 | -0.00025551 | -0.00031696 | -0.00039419 | -0.000479 | -0.00057132 | -0.00067467 | -0.00079266
SDG&E | MM Therms | Commercial | Com - Storage (Conditioned) | Lighting | Yes | Lighting - LED Lamp (Basic High - Indoor) - Emerging | -7.2025e-07 | -1.0198e-06 | -1.4166e-06 | -1.6336e-06 | -1.8226e-06 | -2.5742e-07 | -2.9914e-07 | -4.731e-07 | -6.293e-07 | -7.6876e-07 | -8.9605e-07 | -1.0085e-06
SDG&E | MM Therms | Commercial | Com - Storage (Conditioned) | Lighting | Yes | Lighting - LED Lamp (Basic Low - Indoor) - Emerging | -6.4993e-06 | -9.0964e-06 | -1.0797e-05 | -1.2646e-05 | -1.453e-05 | -2.6717e-06 | -4.2886e-06 | -5.8903e-06 | -7.4534e-06 | -8.9852e-06 | -1.0488e-05 | -1.1883e-05
SDG&E | MM Therms | Commercial | Com - Storage (Conditioned) | Lighting | Yes | Lighting - LED Plug-In Indoor Fixture - Emerging | -8.5217e-05 | -0.00010596 | -0.00012956 | -0.00015613 | -0.00018383 | -1.1889e-05 | -1.3019e-05 | -1.4927e-05 | -1.9099e-05 | -2.3455e-05 | -2.7987e-05 | -3.2451e-05
SDG&E | MM Therms | Commercial | Com - Storage (Conditioned) | Lighting | No | Lighting - Cold Cathode Lamp | -4.5661e-05 | -4.6878e-05 | -4.775e-05 | -4.8723e-05 | -4.883e-05 | 0 | 0 | 0 | 0 | 0 | 0 | 0
SDG&E | MM Therms | Commercial | Com - Storage (Conditioned) | Lighting | No | Lighting - Compact Fluorescent Fixture (Indoor) | -0.00012266 | -0.0001224 | -0.00012274 | -0.00012383 | -0.00012376 | 0 | 0 | 0 | 0 | 0 | 0 | 0
SDG&E | MM Therms | Commercial | Com - Storage (Conditioned) | Lighting | No | Lighting - Compact Fluorescent Lamp (Basic High - Indoor) | -1.7068e-05 | -1.4789e-05 | -1.3071e-05 | -1.2111e-05 | -1.1491e-05 | 0 | 0 | 0 | 0 | 0 | 0 | 0
SDG&E | MM Therms | Commercial | Com - Storage (Conditioned) | Lighting | No | Lighting - Compact Fluorescent Lamp (Basic Low - Indoor) | -0.00012787 | -0.00011112 | -0.00010082 | -9.544e-05 | -9.2724e-05 | 0 | 0 | 0 | 0 | 0 | 0 | 0
SDG&E | MM Therms | Commercial | Com - Storage (Conditioned) | Lighting | No | Lighting - Halogen Lamp (A-Line) | -0.00012254 | -0.00016029 | -0.00019454 | -0.00023196 | -0.00027008 | 0 | 0 | 0 | 0 | 0 | 0 | 0
SDG&E | MM Therms | Commercial | Com - Storage (Conditioned) | Lighting | No | Lighting - Halogen Lamp (Reflector) | -4.5032e-05 | -5.8206e-05 | -6.9319e-05 | -8.0939e-05 | -9.2525e-05 | -0.00010367 | -0.00011146 | -0.00011943 | -0.00012561 | -0.0001318 | -0.00013856 | -0.00014323
SDG&E | MM Therms | Commercial | Com - Storage (Conditioned) | Lighting | No | Lighting - High Bay HID to T5 | 0 | -0.00011512 | -0.00011288 | -0.00011337 | -0.00011128 | -0.00010542 | -9.5375e-05 | -9.1433e-05 | -8.9799e-05 | -8.8839e-05 | -8.9691e-05 | -8.9742e-05
SDG&E | MM Therms | Commercial | Com - Storage (Conditioned) | Lighting | No | Lighting - Linear Fluorescent Delamping | -8.8665e-06 | -8.5097e-06 | -8.0955e-06 | -6.5272e-06 | -3.6973e-06 | 0 | 0 | 0 | 0 | 0 | 0 | 0
SDG&E | MM Therms | Commercial | Com - Storage (Conditioned) | Lighting | No | Lighting - Linear Fluorescent Fixture (Low Wattage T8) | -0.00037887 | -0.00040907 | -0.00043375 | -0.00045692 | -0.00047127 | -0.0004753 | -0.00046889 | -0.00046886 | -0.00047036 | -0.0004713 | -0.00047374 | -0.00046298
SDG&E | MM Therms | Commercial | Com - Storage (Conditioned) | Lighting | No | Lighting - Low Bay HID to T5 | 0 | 0 | 0 | 0 | 0 | 0 | 0 | 0 | 0 | -4.0546e-05 | -4.1354e-05 | -4.1688e-05
SDG&E | MM Therms | Commercial | Com - Storage (Conditioned) | Lighting | No | Lighting - Plug-In Fixture (Compact Fluorescent) | -0.00098204 | -0.00093835 | -0.0009054 | -0.00088823 | -0.00086666 | 0 | 0 | 0 | 0 | 0 | 0 | 0
SDG&E | MM Therms | Commercial | Com - Storage (Conditioned) | Lighting | No | Lighting - Plug-In Fixture (Induction) | 0 | 0 | 0 | 0 | -0.00014786 | -0.0002912 | -0.00032233 | -0.00034606 | -0.00036305 | -0.00037512 | -0.00038668 | -0.00039461
SDG&E | MM Therms | Commercial | Com - Storage (Conditioned) | Lighting | No | Lighting - Plug-In Fixture (Linear Fluorescent) | -0.0024441 | -0.0025649 | -0.0026451 | -0.0027194 | -0.0027302 | 0 | 0 | 0 | 0 | 0 | 0 | 0
SDG&E | MM Therms | Commercial | Com - Storage (Conditioned) | Lighting | No | Lighting - Plug-In Fixture (PSMH with Electronic Ballast) | -0.00065406 | -0.00066435 | -0.00065596 | -0.00065605 | -0.00062768 | -0.00058033 | -0.00053556 | -0.00051288 | -0.00050105 | -0.00049432 | -0.00049317 | -0.00049199
SDG&E | MM Therms | Commercial | Com - Storage (Conditioned) | Lighting | No | Lighting - Plug-In Fixture (PSMH) | -0.0006795 | -0.00068886 | -0.00067953 | -0.00067885 | -0.00065077 | -0.00060044 | -0.00054637 | -0.00051671 | -0.00049925 | -0.00048745 | -0.0004817 | -0.00047648
SDG&E | MM Therms | Commercial | Com - Storage (Conditioned) | SHW | Yes | SHW - EF Rated Storage Water Heater (Gas) - Emerging | 0 | 0 | 0 | 3.0151e-05 | 6.445e-05 | 0.00010093 | 0.00013728 | 0.00017757 | 0.00022094 | 0.00026644 | 0.00031508 | 0.00036394
SDG&E | MM Therms | Commercial | Com - Storage (Conditioned) | SHW | Yes | SHW - ET Rated Storage Water Heater - Emerging | 9.2452e-06 | 1.3946e-05 | 1.907e-05 | 2.4672e-05 | 3.0426e-05 | 3.6092e-05 | 4.1383e-05 | 4.7146e-05 | 5.3092e-05 | 5.9037e-05 | 6.5087e-05 | 7.0853e-05
SDG&E | MM Therms | Commercial | Com - Storage (Conditioned) | SHW | No | SHW - EF Rated Instantaneous Water Heater (Gas) | 7.2798e-06 | 9.3839e-06 | 1.0132e-05 | 1.1889e-05 | 1.354e-05 | 1.4967e-05 | 1.6056e-05 | 1.7337e-05 | 1.8643e-05 | 1.9881e-05 | 2.1134e-05 | 2.2216e-05
SDG&E | MM Therms | Commercial | Com - Storage (Conditioned) | SHW | No | SHW - EF Rated Storage Water Heater (Gas) | 4.7448e-06 | 6.1062e-06 | 5.1028e-06 | 5.9833e-06 | 6.8109e-06 | 7.5253e-06 | 8.071e-06 | 8.7119e-06 | 9.3655e-06 | 9.9853e-06 | 1.0613e-05 | 1.1155e-05
SDG&E | MM Therms | Commercial | Com - Storage (Conditioned) | SHW | No | SHW - ET Rated Instantaneous Water Heater | 7.7254e-06 | 9.5146e-06 | 1.1364e-05 | 1.3332e-05 | 1.519e-05 | 1.6809e-05 | 1.8068e-05 | 1.955e-05 | 2.1077e-05 | 2.2548e-05 | 2.4055e-05 | 2.5391e-05
SDG&E | MM Therms | Commercial | Com - Storage (Conditioned) | SHW | No | SHW - ET Rated Storage Water Heater | 0 | 0 | 0 | 7.3992e-06 | 1.3362e-05 | 1.4863e-05 | 1.6033e-05 | 1.7385e-05 | 1.8766e-05 | 2.0087e-05 | 2.1437e-05 | 2.2631e-05
SDG&E | MM Therms | Commercial | Com - Storage (Conditioned) | SHW | No | SHW - Pipe and Tank Insulation | 0.0083494 | 0.0079965 | 0.0092063 | 0.010316 | 0.011158 | 0.011513 | 0.011309 | 0.010511 | 0.0091764 | 0.00751 | 0.0057273 | 0.0040444
SDG&E | MM Therms | Commercial | Com - Storage (Conditioned) | Service | No | Service - Retro-Commissioning (Gas) | 0.0014535 | 0.0013184 | 0.0013054 | 0.0012289 | 0.0010933 | 0.00091171 | 0.00071193 | 0.00051608 | 0.00033968 | 0.00019281 | 7.6855e-05 | 0
SDG&E | MM Therms | Commercial | Com - Storage (Conditioned) | WholeBlg | No | WholeBlg - Com RET Level 1 | 5.9884e-05 | 8.2697e-05 | 0.00010714 | 0.00013321 | 0.00016086 | 0.00019014 | 0.00022094 | 0.00025308 | 0.00028638 | 0.00032056 | 0.00035529 | 0.00039022
SDG&E | MM Therms | Commercial | Com - Storage (Conditioned) | WholeBlg | No | WholeBlg - Com RET Level 2 | 0.0012977 | 0.0017623 | 0.0022585 | 0.0027901 | 0.003357 | 0.0039584 | 0.004592 | 0.0052565 | 0.0059453 | 0.0066542 | 0.0073729 | 0.0080939
SDG&E | MM Therms | Commercial | Com - Storage (Unconditioned) | AppPlug | No | AppPlug - Occupancy Sensor Plug Strip | 0 | 0 | 0 | 0 | 0 | 0 | 0 | 0 | 0 | -0.00035772 | -0.00031626 | -0.00022577
SDG&E | MM Therms | Commercial | Com - Storage (Unconditioned) | BldgEnv | No | BldgEnv - Window Film | 0 | -7.4863e-06 | -1.5494e-05 | -2.0152e-05 | -2.1132e-05 | -1.9796e-05 | -1.752e-05 | -1.5383e-05 | -1.3605e-05 | -1.2438e-05 | -1.1624e-05 | -1.1001e-05
SDG&E | MM Therms | Commercial | Com - Storage (Unconditioned) | SHW | Yes | SHW - EF Rated Storage Water Heater (Gas) - Emerging | 0 | 0 | 0 | 0.00012817 | 0.00027329 | 0.00042726 | 0.00058047 | 0.0007502 | 0.00093286 | 0.0011244 | 0.001329 | 0.0015345
SDG&E | MM Therms | Commercial | Com - Storage (Unconditioned) | SHW | Yes | SHW - ET Rated Storage Water Heater - Emerging | 2.2966e-05 | 3.4634e-05 | 4.7335e-05 | 6.1228e-05 | 7.5502e-05 | 8.9541e-05 | 0.00010263 | 0.00011687 | 0.00013155 | 0.0001462 | 0.0001611 | 0.00017529
SDG&E | MM Therms | Commercial | Com - Storage (Unconditioned) | SHW | No | SHW - EF Rated Instantaneous Water Heater (Gas) | 1.7968e-05 | 2.3157e-05 | 2.5e-05 | 2.9318e-05 | 3.3378e-05 | 3.6892e-05 | 3.9583e-05 | 4.2737e-05 | 4.595e-05 | 4.8995e-05 | 5.2071e-05 | 5.4728e-05
SDG&E | MM Therms | Commercial | Com - Storage (Unconditioned) | SHW | No | SHW - EF Rated Storage Water Heater (Gas) | 1.1821e-05 | 1.522e-05 | 1.2723e-05 | 1.4913e-05 | 1.6974e-05 | 1.8755e-05 | 2.0119e-05 | 2.1718e-05 | 2.3347e-05 | 2.489e-05 | 2.645e-05 | 2.7798e-05
SDG&E | MM Therms | Commercial | Com - Storage (Unconditioned) | SHW | No | SHW - ET Rated Instantaneous Water Heater | 1.9438e-05 | 2.3946e-05 | 2.8606e-05 | 3.3576e-05 | 3.8293e-05 | 4.243e-05 | 4.5673e-05 | 4.946e-05 | 5.3353e-05 | 5.7098e-05 | 6.0926e-05 | 6.4324e-05
SDG&E | MM Therms | Commercial | Com - Storage (Unconditioned) | SHW | No | SHW - ET Rated Storage Water Heater | 0 | 0 | 0 | 1.9201e-05 | 3.4281e-05 | 3.8104e-05 | 4.1105e-05 | 4.457e-05 | 4.8112e-05 | 5.1509e-05 | 5.4974e-05 | 5.8047e-05
SDG&E | MM Therms | Commercial | Com - Storage (Unconditioned) | SHW | No | SHW - Pipe and Tank Insulation | 0.020873 | 0.019991 | 0.023016 | 0.02579 | 0.027896 | 0.028783 | 0.028273 | 0.026277 | 0.022941 | 0.018775 | 0.014318 | 0.010111
SDG&E | MM Therms | Commercial | Com - Storage (Unconditioned) | Service | No | Service - Retro-Commissioning (Gas) | 0.0036337 | 0.0032961 | 0.0032636 | 0.0030723 | 0.0027331 | 0.0022793 | 0.0017798 | 0.0012902 | 0.00084919 | 0.00048202 | 0.00019214 | 0
SDG&E | MM Therms | Commercial | Com - Storage (Unconditioned) | WholeBlg | No | WholeBlg - Com NC Level 2 | 8.256e-05 | 0 | 0 | 0 | 0 | 0 | 0 | 0 | 0 | 0 | 0 | 0
SDG&E | MM Therms | Commercial | Com - Storage (Unconditioned) | WholeBlg | No | WholeBlg - Com NC Level 3 | 8.1474e-05 | 0 | 0 | 0 | 0 | 0 | 0 | 0 | 0 | 0 | 0 | 0
SDG&E | MM Therms | Commercial | Com - Storage (Unconditioned) | WholeBlg | No | WholeBlg - Com RET Level 1 | 0.00031712 | 0.00043283 | 0.00055774 | 0.00069223 | 0.000837 | 0.00099182 | 0.0011561 | 0.0013286 | 0.0015076 | 0.0016905 | 0.001874 | 0.0020541
SDG&E | MM Therms | Commercial | Com - Storage (Unconditioned) | WholeBlg | No | WholeBlg - Com RET Level 2 | 0.00016986 | 0.00023133 | 0.00029699 | 0.00036732 | 0.00044184 | 0.00052065 | 0.0006036 | 0.00069032 | 0.00078035 | 0.00087299 | 0.00096749 | 0.0010631
SDG&E | MM Therms | Commercial | Com - Warehouse (Refrigerated) | AppPlug | No | AppPlug - Occupancy Sensor Plug Strip | 0 | 0 | 0 | 0 | 0 | 0 | 0 | 0 | 0 | -6.6027e-06 | -5.8375e-06 | -4.1671e-06
SDG&E | MM Therms | Commercial | Com - Warehouse (Refrigerated) | BldgEnv | No | BldgEnv - Window Film | 0 | -9.7844e-08 | -2.025e-07 | -2.6339e-07 | -2.7619e-07 | -2.5873e-07 | -2.2899e-07 | -2.0105e-07 | -1.7782e-07 | -1.6256e-07 | -1.5192e-07 | -1.4379e-07
SDG&E | MM Therms | Commercial | Com - Warehouse (Refrigerated) | SHW | No | SHW - Pipe and Tank Insulation | 0.00038527 | 0.00036899 | 0.00042481 | 0.00047602 | 0.00051489 | 0.00053127 | 0.00052185 | 0.00048501 | 0.00042343 | 0.00034654 | 0.00026428 | 0.00018663
SDG&E | MM Therms | Commercial | Com - Warehouse (Refrigerated) | Service | No | Service - Retro-Commissioning (Gas) | 6.7069e-05 | 6.0838e-05 | 6.0238e-05 | 5.6707e-05 | 5.0447e-05 | 4.207e-05 | 3.2851e-05 | 2.3814e-05 | 1.5674e-05 | 8.8969e-06 | 3.5464e-06 | 0
SDG&E | MM Therms | Commercial | Com - Warehouse (Refrigerated) | WholeBlg | No | WholeBlg - Com RET Level 1 | 1.4597e-06 | 2.4615e-06 | 3.5501e-06 | 4.7398e-06 | 6.0337e-06 | 7.4306e-06 | 8.9271e-06 | 1.0525e-05 | 1.221e-05 | 1.3979e-05 | 1.5809e-05 | 1.7693e-05
SDG&E | MM Therms | Commercial | Com - Warehouse (Refrigerated) | WholeBlg | No | WholeBlg - Com RET Level 2 | 8.3482e-05 | 0.00010625 | 0.00013082 | 0.00015702 | 0.00018482 | 0.00021415 | 0.0002449 | 0.0002767 | 0.00030934 | 0.00034227 | 0.00037508 | 0.00040706
PG&E | GWh | Industrial | Ind - Chemicals | HVAC | No | Ind HVAC - Equipment (Electric - High Cost) | 0.0049708 | 0.0047052 | 0.0044345 | 0.0041708 | 0.0039118 | 0.0036637 | 0.0034291 | 0.0032067 | 0.0029975 | 0.0027989 | 0.0026113 | 0.0024369
PG&E | GWh | Industrial | Ind - Chemicals | HVAC | No | Ind HVAC - Equipment (Electric - Low Cost) | 0.0076689 | 0.0072404 | 0.0068177 | 0.0064007 | 0.0059972 | 0.0056094 | 0.0052461 | 0.0049019 | 0.0045757 | 0.0042692 | 0.0039802 | 0.0037115
PG&E | GWh | Industrial | Ind - Chemicals | HVAC | No | Ind HVAC - Equipment (Electric - Mid Cost) | 0.0028627 | 0.0027039 | 0.0025465 | 0.0023915 | 0.0022412 | 0.0020967 | 0.0019612 | 0.0018328 | 0.0017112 | 0.0015968 | 0.0014889 | 0.0013886
PG&E | GWh | Industrial | Ind - Chemicals | HVAC | No | Ind HVAC - Equipment (Gas - High Cost) | -0.001219 | -0.001206 | -0.0011723 | -0.0011397 | -0.0011052 | -0.0010653 | -0.0010348 | -0.0010027 | -0.00096682 | -0.0009298 | -0.00087067 | -0.00081636
PG&E | GWh | Industrial | Ind - Chemicals | HVAC | No | Ind HVAC - Equipment (Gas - Mid Cost) | -5.1668e-05 | -5.0921e-05 | -4.9361e-05 | -4.7594e-05 | -4.5876e-05 | -4.4368e-05 | -4.3002e-05 | -4.156e-05 | -4.0045e-05 | -3.8417e-05 | -3.5899e-05 | -3.355e-05
PG&E | GWh | Industrial | Ind - Chemicals | HVAC | No | Ind HVAC - O&M (Electric - High Cost) | 0.0075471 | 0.0076357 | 0.0076991 | 0.0077427 | 0.0077682 | 0.0077827 | 0.0077938 | 0.0077979 | 0.0077964 | 0.0077889 | 0.0077754 | 0.0077633
PG&E | GWh | Industrial | Ind - Chemicals | HVAC | No | Ind HVAC - O&M (Electric - Low Cost) | 0.19351 | 0.19555 | 0.1971 | 0.19807 | 0.19866 | 0.19889 | 0.1991 | 0.19914 | 0.19897 | 0.19871 | 0.19831 | 0.19794
PG&E | GWh | Industrial | Ind - Chemicals | HVAC | No | Ind HVAC - O&M (Electric - Mid Cost) | 0.032636 | 0.032988 | 0.033254 | 0.033427 | 0.033533 | 0.033572 | 0.033612 | 0.033622 | 0.033597 | 0.033558 | 0.033492 | 0.033435
PG&E | GWh | Industrial | Ind - Chemicals | HVAC | No | Ind HVAC - O&M (Gas - High Cost) | 0.0050489 | 0.0053278 | 0.005529 | 0.0057084 | 0.0058912 | 0.0060987 | 0.0063279 | 0.0065473 | 0.0067535 | 0.0069361 | 0.0069387 | 0.0069426
PG&E | GWh | Industrial | Ind - Chemicals | HVAC | No | Ind HVAC - O&M (Gas - Low Cost) | 0.021415 | 0.022581 | 0.023423 | 0.024152 | 0.024902 | 0.025789 | 0.026748 | 0.027663 | 0.028529 | 0.029288 | 0.029288 | 0.029288
PG&E | GWh | Industrial | Ind - Chemicals | HVAC | No | Ind HVAC - O&M (Gas - Mid Cost) | 0.0063664 | 0.0067144 | 0.0069656 | 0.0071845 | 0.0074092 | 0.0076727 | 0.0079588 | 0.008232 | 0.00849 | 0.0087168 | 0.0087177 | 0.0087189
PG&E | GWh | Industrial | Ind - Chemicals | Lighting | No | Ind Lighting - Equipment (High Cost) | 0.021408 | 0.020265 | 0.019086 | 0.017942 | 0.016814 | 0.015745 | 0.014727 | 0.013761 | 0.012859 | 0.011998 | 0.011186 | 0.010431
PG&E | GWh | Industrial | Ind - Chemicals | Lighting | No | Ind Lighting - Equipment (Low Cost) | 0.043294 | 0.040836 | 0.038417 | 0.036033 | 0.03373 | 0.03152 | 0.029451 | 0.027493 | 0.025639 | 0.0239 | 0.022261 | 0.020739
PG&E | GWh | Industrial | Ind - Chemicals | Lighting | No | Ind Lighting - Equipment (Mid Cost) | 0.11057 | 0.10436 | 0.098199 | 0.092142 | 0.08627 | 0.080645 | 0.075366 | 0.070368 | 0.065646 | 0.061202 | 0.057016 | 0.053125
PG&E | GWh | Industrial | Ind - Chemicals | Lighting | No | Ind Lighting - O&M (High Cost) | 0.001109 | 0.0010469 | 0.00098512 | 0.00092446 | 0.00086559 | 0.00080924 | 0.0007563 | 0.00070618 | 0.00065886 | 0.00061429 | 0.00057229 | 0.00053327
PG&E | GWh | Industrial | Ind - Chemicals | Lighting | No | Ind Lighting - O&M (Low Cost) | 0.0091067 | 0.0085893 | 0.0080802 | 0.0075787 | 0.0070942 | 0.006629 | 0.0061938 | 0.0057819 | 0.0053919 | 0.005026 | 0.0046813 | 0.0043611
PG&E | GWh | Industrial | Ind - Chemicals | Lighting | No | Ind Lighting - O&M (Mid Cost) | 0.018854 | 0.017788 | 0.016736 | 0.0157 | 0.014698 | 0.013737 | 0.012836 | 0.011984 | 0.011178 | 0.01042 | 0.0097062 | 0.009043
PG&E | GWh | Industrial | Ind - Chemicals | ProcHeat | No | Ind ProcHeat - Equipment (Electric - High Cost) | 0.012273 | 0.012443 | 0.012555 | 0.012645 | 0.012696 | 0.012734 | 0.01276 | 0.012775 | 0.012787 | 0.012782 | 0.012767 | 0.012756
PG&E | GWh | Industrial | Ind - Chemicals | ProcHeat | No | Ind ProcHeat - Equipment (Electric - Low Cost) | 0.024329 | 0.024587 | 0.024783 | 0.024906 | 0.02498 | 0.02501 | 0.025038 | 0.025043 | 0.025023 | 0.024991 | 0.024941 | 0.024895
PG&E | GWh | Industrial | Ind - Chemicals | ProcHeat | No | Ind ProcHeat - Equipment (Electric - Mid Cost) | 0.0015809 | 0.0015985 | 0.0016114 | 0.0016199 | 0.0016249 | 0.0016273 | 0.0016293 | 0.0016299 | 0.001629 | 0.0016271 | 0.001624 | 0.0016213
PG&E | GWh | Industrial | Ind - Chemicals | ProcHeat | No | Ind ProcHeat - Equipment (Gas - High Cost) | -0.0035488 | -0.0037471 | -0.0038905 | -0.0040229 | -0.0041564 | -0.0042998 | -0.0044632 | -0.00462 | -0.0047659 | -0.0048969 | -0.0049006 | -0.0049062
PG&E | GWh | Industrial | Ind - Chemicals | ProcHeat | No | Ind ProcHeat - O&M (Gas - High Cost) | -0.00051347 | -0.00054217 | -0.00056292 | -0.00058205 | -0.00060134 | -0.00062211 | -0.00064575 | -0.00066843 | -0.00068955 | -0.0007085 | -0.00070903 | -0.00070984
PG&E | GWh | Industrial | Ind - Chemicals | ProcHeat | No | Ind ProcHeat - O&M (Gas - Mid Cost) | 0.00023437 | 0.0002472 | 0.00025648 | 0.00026461 | 0.00027295 | 0.00028261 | 0.00029317 | 0.00030326 | 0.00031276 | 0.00032114 | 0.00032119 | 0.00032128
PG&E | GWh | Industrial | Ind - Chemicals | SHW | No | Ind SHW - Equipment (High Cost) | -0.00023095 | -0.00023213 | -0.00022944 | -0.00022576 | -0.000222 | -0.00021872 | -0.00021614 | -0.00021299 | -0.00020919 | -0.00020463 | -0.00019495 | -0.0001858
PG&E | GWh | Industrial | Ind - Chemicals | SHW | No | Ind SHW - O&M (High Cost) | -7.4826e-05 | -7.9021e-05 | -8.2054e-05 | -8.4869e-05 | -8.7703e-05 | -9.0722e-05 | -9.4178e-05 | -9.7496e-05 | -0.00010058 | -0.00010336 | -0.00010344 | -0.00010357
PG&E | GWh | Industrial | Ind - Chemicals | SHW | No | Ind SHW - O&M (Mid Cost) | -0.00033069 | -0.00034886 | -0.00036199 | -0.00037361 | -0.00038549 | -0.00039908 | -0.00041403 | -0.00042833 | -0.00044178 | -0.00045367 | -0.00045378 | -0.00045397
PG&E | GWh | Industrial | Ind - Chemicals | ProcRefrig | No | Ind ProcRefrig - O&M (High Cost) | 0.0011207 | 0.0011344 | 0.0011439 | 0.0011505 | 0.0011543 | 0.0011566 | 0.0011583 | 0.001159 | 0.0011589 | 0.0011578 | 0.0011558 | 0.0011541
PG&E | GWh | Industrial | Ind - Chemicals | ProcRefrig | No | Ind ProcRefrig - O&M (Low Cost) | 0.0040913 | 0.0041345 | 0.0041673 | 0.0041878 | 0.0042001 | 0.004205 | 0.0042096 | 0.0042104 | 0.0042069 | 0.0042015 | 0.0041929 | 0.0041851
PG&E | GWh | Industrial | Ind - Chemicals | ProcRefrig | No | Ind ProcRefrig - O&M (Mid Cost) | 0.049728 | 0.050271 | 0.050675 | 0.050936 | 0.051091 | 0.051162 | 0.051223 | 0.051238 | 0.051205 | 0.051145 | 0.051045 | 0.050955
PG&E | GWh | Industrial | Ind - Chemicals | MachDr | No | Ind MachDr - Equipment (High Cost) | 0.065961 | 0.066864 | 0.067461 | 0.067925 | 0.068189 | 0.068394 | 0.06853 | 0.068603 | 0.068663 | 0.068632 | 0.068548 | 0.068476
PG&E | GWh | Industrial | Ind - Chemicals | MachDr | No | Ind MachDr - Equipment (Low Cost) | 0.38639 | 0.3905 | 0.39361 | 0.39557 | 0.39674 | 0.39722 | 0.39766 | 0.39774 | 0.39742 | 0.39692 | 0.39612 | 0.39539
PG&E | GWh | Industrial | Ind - Chemicals | MachDr | No | Ind MachDr - Equipment (Mid Cost) | 0.37678 | 0.38097 | 0.38406 | 0.38609 | 0.38729 | 0.38787 | 0.38835 | 0.38848 | 0.38828 | 0.38784 | 0.3871 | 0.38644
PG&E | GWh | Industrial | Ind - Chemicals | MachDr | No | Ind MachDr - O&M (High Cost) | 0.030824 | 0.03118 | 0.031438 | 0.031612 | 0.031715 | 0.031771 | 0.031814 | 0.031829 | 0.03182 | 0.031788 | 0.031732 | 0.031681
PG&E | GWh | Industrial | Ind - Chemicals | MachDr | No | Ind MachDr - O&M (Low Cost) | 1.0617 | 1.073 | 1.0815 | 1.0868 | 1.09 | 1.0913 | 1.0925 | 1.0927 | 1.0918 | 1.0904 | 1.0881 | 1.0861
PG&E | GWh | Industrial | Ind - Chemicals | MachDr | No | Ind MachDr - O&M (Mid Cost) | 0.085293 | 0.086233 | 0.086929 | 0.087382 | 0.08765 | 0.087777 | 0.087884 | 0.087912 | 0.087861 | 0.087758 | 0.087589 | 0.087437
PG&E | GWh | Industrial | Ind - Electronics | HVAC | No | Ind HVAC - Equipment (Electric - High Cost) | 0.17602 | 0.16681 | 0.15727 | 0.148 | 0.13884 | 0.13015 | 0.12185 | 0.11398 | 0.10662 | 0.099578 | 0.092931 | 0.086743
PG&E | GWh | Industrial | Ind - Electronics | HVAC | No | Ind HVAC - Equipment (Electric - Low Cost) | 0.57675 | 0.54457 | 0.51279 | 0.48145 | 0.45111 | 0.42196 | 0.39464 | 0.36876 | 0.34423 | 0.32118 | 0.29945 | 0.27924
PG&E | GWh | Industrial | Ind - Electronics | HVAC | No | Ind HVAC - Equipment (Electric - Mid Cost) | 0.1792 | 0.16932 | 0.15948 | 0.14979 | 0.14039 | 0.13137 | 0.12289 | 0.11485 | 0.10726 | 0.10009 | 0.093339 | 0.087055
PG&E | GWh | Industrial | Ind - Electronics | HVAC | No | Ind HVAC - Equipment (Gas - High Cost) | -0.010356 | -0.0099103 | -0.009406 | -0.008979 | -0.0085324 | -0.0079877 | -0.00752 | -0.0070675 | -0.0066121 | -0.0061787 | -0.0057869 | -0.0054277
PG&E | GWh | Industrial | Ind - Electronics | HVAC | No | Ind HVAC - O&M (Electric - High Cost) | 0.02713 | 0.027447 | 0.027675 | 0.027835 | 0.027929 | 0.027976 | 0.028017 | 0.028032 | 0.028025 | 0.027998 | 0.02795 | 0.027908
PG&E | GWh | Industrial | Ind - Electronics | HVAC | No | Ind HVAC - O&M (Electric - Low Cost) | 2.4868 | 2.5131 | 2.5331 | 2.5455 | 2.553 | 2.556 | 2.5588 | 2.5593 | 2.5572 | 2.5539 | 2.5487 | 2.5439
PG&E | GWh | Industrial | Ind - Electronics | HVAC | No | Ind HVAC - O&M (Electric - Mid Cost) | 0.24562 | 0.24833 | 0.25034 | 0.25165 | 0.25243 | 0.25279 | 0.25311 | 0.25319 | 0.25304 | 0.25275 | 0.25227 | 0.25183
PG&E | GWh | Industrial | Ind - Electronics | HVAC | No | Ind HVAC - O&M (Gas - High Cost) | 0.0055954 | 0.0057124 | 0.0057889 | 0.0058705 | 0.0059384 | 0.0059704 | 0.0060044 | 0.0060265 | 0.0060318 | 0.00602 | 0.0060241 | 0.0060303
PG&E | GWh | Industrial | Ind - Electronics | HVAC | No | Ind HVAC - O&M (Gas - Low Cost) | 0.00014729 | 0.00015017 | 0.00015206 | 0.00015386 | 0.00015537 | 0.00015632 | 0.0001571 | 0.00015755 | 0.00015763 | 0.00015721 | 0.00015721 | 0.00015722
PG&E | GWh | Industrial | Ind - Electronics | HVAC | No | Ind HVAC - O&M (Gas - Mid Cost) | 0.0077775 | 0.007933 | 0.0080352 | 0.0081364 | 0.0082216 | 0.008269 | 0.0083124 | 0.0083388 | 0.0083437 | 0.0083233 | 0.0083254 | 0.0083286
PG&E | GWh | Industrial | Ind - Electronics | Lighting | No | Ind Lighting - Equipment (High Cost) | 0.21201 | 0.20063 | 0.18894 | 0.17759 | 0.1664 | 0.1558 | 0.14571 | 0.13615 | 0.1272 | 0.11868 | 0.11063 | 0.10316
PG&E | GWh | Industrial | Ind - Electronics | Lighting | No | Ind Lighting - Equipment (Low Cost) | 0.28187 | 0.26587 | 0.25011 | 0.23459 | 0.2196 | 0.20521 | 0.19174 | 0.17899 | 0.16692 | 0.1556 | 0.14493 | 0.13502
PG&E | GWh | Industrial | Ind - Electronics | Lighting | No | Ind Lighting - Equipment (Mid Cost) | 1.3691 | 1.2922 | 1.2159 | 1.141 | 1.0683 | 0.99871 | 0.93334 | 0.87147 | 0.81303 | 0.75801 | 0.70617 | 0.65799
PG&E | GWh | Industrial | Ind - Electronics | Lighting | No | Ind Lighting - O&M (High Cost) | 0.019326 | 0.018247 | 0.017171 | 0.016115 | 0.01509 | 0.014109 | 0.013186 | 0.012313 | 0.011489 | 0.010712 | 0.0099801 | 0.0093
PG&E | GWh | Industrial | Ind - Electronics | Lighting | No | Ind Lighting - O&M (Low Cost) | 0.15693 | 0.14801 | 0.13924 | 0.1306 | 0.12225 | 0.11423 | 0.10673 | 0.099632 | 0.092912 | 0.086606 | 0.080666 | 0.075148
PG&E | GWh | Industrial | Ind - Electronics | Lighting | No | Ind Lighting - O&M (Mid Cost) | 0.0058304 | 0.0055014 | 0.0051761 | 0.004856 | 0.0045462 | 0.0042491 | 0.0039706 | 0.003707 | 0.0034578 | 0.0032235 | 0.0030028 | 0.0027977
PG&E | GWh | Industrial | Ind - Electronics | ProcHeat | No | Ind ProcHeat - Equipment (Electric - Low Cost) | 0.090883 | 0.091845 | 0.092573 | 0.09303 | 0.093303 | 0.093414 | 0.093516 | 0.093533 | 0.093456 | 0.093336 | 0.093146 | 0.092973
PG&E | GWh | Industrial | Ind - Electronics | ProcHeat | No | Ind ProcHeat - Equipment (Electric - Mid Cost) | 0.019228 | 0.019438 | 0.019594 | 0.019694 | 0.019754 | 0.019781 | 0.019804 | 0.01981 | 0.019797 | 0.019773 | 0.019735 | 0.0197
PG&E | GWh | Industrial | Ind - Electronics | ProcHeat | No | Ind ProcHeat - Equipment (Gas - Mid Cost) | 0.0080999 | 0.0082625 | 0.0083693 | 0.0084763 | 0.0085661 | 0.0086148 | 0.0086604 | 0.0086883 | 0.0086936 | 0.0086728 | 0.0086753 | 0.0086792
PG&E | GWh | Industrial | Ind - Electronics | ProcHeat | No | Ind ProcHeat - O&M (Gas - High Cost) | -4.8812e-05 | -4.9885e-05 | -5.0573e-05 | -5.135e-05 | -5.1992e-05 | -5.2236e-05 | -5.255e-05 | -5.2763e-05 | -5.281e-05 | -5.2724e-05 | -5.2775e-05 | -5.2854e-05
PG&E | GWh | Industrial | Ind - Electronics | SHW | No | Ind SHW - Equipment (High Cost) | 0.00068201 | 0.0006642 | 0.00064177 | 0.00062223 | 0.00060112 | 0.00057444 | 0.00055068 | 0.00052694 | 0.00050234 | 0.00047782 | 0.0004555 | 0.00043451
PG&E | GWh | Industrial | Ind - Electronics | ProcRefrig | No | Ind ProcRefrig - O&M (High Cost) | 0.016305 | 0.016496 | 0.016632 | 0.016726 | 0.016781 | 0.016812 | 0.016835 | 0.016844 | 0.01684 | 0.016824 | 0.016794 | 0.016768
PG&E | GWh | Industrial | Ind - Electronics | ProcRefrig | No | Ind ProcRefrig - O&M (Low Cost) | 0.64962 | 0.65654 | 0.66176 | 0.66506 | 0.66703 | 0.66784 | 0.66859 | 0.66873 | 0.6682 | 0.66736 | 0.66601 | 0.66479
PG&E | GWh | Industrial | Ind - Electronics | ProcRefrig | No | Ind ProcRefrig - O&M (Mid Cost) | 0.23199 | 0.23454 | 0.23642 | 0.23764 | 0.23837 | 0.23871 | 0.23899 | 0.23906 | 0.23891 | 0.23863 | 0.23817 | 0.23775
PG&E | GWh | Industrial | Ind - Electronics | MachDr | No | Ind MachDr - Equipment (High Cost) | 0.099077 | 0.10054 | 0.10147 | 0.10223 | 0.10266 | 0.10304 | 0.10327 | 0.10341 | 0.10356 | 0.10354 | 0.10344 | 0.10336
PG&E | GWh | Industrial | Ind - Electronics | MachDr | No | Ind MachDr - Equipment (Low Cost) | 0.63552 | 0.64226 | 0.64736 | 0.65057 | 0.65249 | 0.65328 | 0.654 | 0.65413 | 0.6536 | 0.65277 | 0.65144 | 0.65024
PG&E | GWh | Industrial | Ind - Electronics | MachDr | No | Ind MachDr - Equipment (Mid Cost) | 1.3899 | 1.4055 | 1.417 | 1.4246 | 1.429 | 1.4313 | 1.4331 | 1.4336 | 1.4329 | 1.4314 | 1.4287 | 1.4263
PG&E | GWh | Industrial | Ind - Electronics | MachDr | No | Ind MachDr - O&M (High Cost) | 0.062005 | 0.062735 | 0.063257 | 0.063617 | 0.063827 | 0.063948 | 0.06404 | 0.064074 | 0.064063 | 0.064002 | 0.063892 | 0.063793
PG&E | GWh | Industrial | Ind - Electronics | MachDr | No | Ind MachDr - O&M (Low Cost) | 3.2425 | 3.2768 | 3.3028 | 3.3191 | 3.3289 | 3.3328 | 3.3364 | 3.3371 | 3.3343 | 3.3301 | 3.3233 | 3.3171
PG&E | GWh | Industrial | Ind - Electronics | MachDr | No | Ind MachDr - O&M (Mid Cost) | 0.49158 | 0.49696 | 0.50096 | 0.50354 | 0.50508 | 0.50578 | 0.50639 | 0.50654 | 0.50622 | 0.50562 | 0.50464 | 0.50375
PG&E | GWh | Industrial | Ind - Food | HVAC | No | Ind HVAC - Equipment (Electric - High Cost) | 0.081372 | 0.077141 | 0.072734 | 0.068461 | 0.064226 | 0.060219 | 0.056385 | 0.052748 | 0.049349 | 0.046095 | 0.043021 | 0.04016
PG&E | GWh | Industrial | Ind - Food | HVAC | No | Ind HVAC - Equipment (Electric - Low Cost) | 0.092643 | 0.087465 | 0.08236 | 0.077322 | 0.072448 | 0.067762 | 0.063374 | 0.059216 | 0.055275 | 0.051573 | 0.048082 | 0.044836
PG&E | GWh | Industrial | Ind - Food | HVAC | No | Ind HVAC - Equipment (Electric - Mid Cost) | 0.056762 | 0.053616 | 0.050493 | 0.047415 | 0.04443 | 0.041572 | 0.038885 | 0.036338 | 0.03393 | 0.03166 | 0.029521 | 0.02753
PG&E | GWh | Industrial | Ind - Food | HVAC | No | Ind HVAC - Equipment (Gas - High Cost) | -0.0048323 | -0.0045871 | -0.0043137 | -0.0040853 | -0.003863 | -0.0036113 | -0.0033894 | -0.0031751 | -0.0029674 | -0.0027736 | -0.002597 | -0.0024346
PG&E | GWh | Industrial | Ind - Food | HVAC | No | Ind HVAC - Equipment (Gas - Mid Cost) | -0.00062947 | -0.0005953 | -0.00055831 | -0.00052451 | -0.00049308 | -0.00046246 | -0.0004331 | -0.00040469 | -0.00037795 | -0.00035241 | -0.0003293 | -0.00030774
PG&E | GWh | Industrial | Ind - Food | HVAC | No | Ind HVAC - O&M (Electric - High Cost) | 0.11535 | 0.11682 | 0.11783 | 0.11857 | 0.119 | 0.1193 | 0.1195 | 0.1196 | 0.11964 | 0.11956 | 0.11938 | 0.1192
PG&E | GWh | Industrial | Ind - Food | HVAC | No | Ind HVAC - O&M (Electric - Low Cost) | 0.56216 | 0.56808 | 0.57258 | 0.57539 | 0.57708 | 0.57774 | 0.57837 | 0.57847 | 0.57798 | 0.57723 | 0.57605 | 0.57498
PG&E | GWh | Industrial | Ind - Food | HVAC | No | Ind HVAC - O&M (Electric - Mid Cost) | 0.17319 | 0.17508 | 0.17648 | 0.17739 | 0.17793 | 0.17817 | 0.17839 | 0.17844 | 0.17832 | 0.17811 | 0.17776 | 0.17745
PG&E | GWh | Industrial | Ind - Food | Lighting | No | Ind Lighting - Equipment (High Cost) | 0.30724 | 0.29076 | 0.27383 | 0.25737 | 0.24116 | 0.2258 | 0.21118 | 0.19733 | 0.18436 | 0.17201 | 0.16035 | 0.14952
PG&E | GWh | Industrial | Ind - Food | Lighting | No | Ind Lighting - Equipment (Low Cost) | 0.37301 | 0.35185 | 0.33101 | 0.31048 | 0.29064 | 0.2716 | 0.25378 | 0.23691 | 0.22094 | 0.20595 | 0.19184 | 0.17872
PG&E | GWh | Industrial | Ind - Food | Lighting | No | Ind Lighting - Equipment (Mid Cost) | 0.9139 | 0.86262 | 0.81168 | 0.76165 | 0.71312 | 0.66665 | 0.62302 | 0.58171 | 0.5427 | 0.50597 | 0.47137 | 0.43921
PG&E | GWh | Industrial | Ind - Food | Lighting | No | Ind Lighting - O&M (High Cost) | 0.0042365 | 0.0039997 | 0.0037638 | 0.0035323 | 0.0033074 | 0.0030923 | 0.0028901 | 0.0026987 | 0.002518 | 0.0023477 | 0.0021873 | 0.0020382
PG&E | GWh | Industrial | Ind - Food | Lighting | No | Ind Lighting - O&M (Low Cost) | 0.16136 | 0.15219 | 0.14317 | 0.13428 | 0.1257 | 0.11746 | 0.10974 | 0.10245 | 0.095536 | 0.089052 | 0.082944 | 0.077271
PG&E | GWh | Industrial | Ind - Food | Lighting | No | Ind Lighting - O&M (Mid Cost) | 0.0021629 | 0.0020409 | 0.0019202 | 0.0018014 | 0.0016865 | 0.0015763 | 0.001473 | 0.0013752 | 0.0012827 | 0.0011958 | 0.0011139 | 0.0010378
PG&E | GWh | Industrial | Ind - Food | ProcHeat | No | Ind ProcHeat - Equipment (Electric - High Cost) | 0.071493 | 0.072273 | 0.072863 | 0.073273 | 0.073527 | 0.073593 | 0.073688 | 0.073719 | 0.073663 | 0.073585 | 0.073449 | 0.073334
PG&E | GWh | Industrial | Ind - Food | ProcHeat | No | Ind ProcHeat - Equipment (Electric - Low Cost) | 0.096826 | 0.097856 | 0.098634 | 0.099124 | 0.099417 | 0.099539 | 0.099649 | 0.09967 | 0.099591 | 0.099465 | 0.099263 | 0.099081
PG&E | GWh | Industrial | Ind - Food | ProcHeat | No | Ind ProcHeat - Equipment (Electric - Mid Cost) | 0.10761 | 0.10882 | 0.10971 | 0.11033 | 0.1107 | 0.11085 | 0.111 | 0.11105 | 0.11099 | 0.11088 | 0.11067 | 0.1105
PG&E | GWh | Industrial | Ind - Food | ProcHeat | No | Ind ProcHeat - Equipment (Gas - High Cost) | 0.025839 | 0.026227 | 0.026377 | 0.026665 | 0.026937 | 0.02699 | 0.027097 | 0.027139 | 0.027142 | 0.027119 | 0.027149 | 0.027197
PG&E | GWh | Industrial | Ind - Food | ProcHeat | No | Ind ProcHeat - Equipment (Gas - Mid Cost) | 0.03603 | 0.036471 | 0.036612 | 0.03681 | 0.037036 | 0.037185 | 0.037275 | 0.037281 | 0.037269 | 0.037196 | 0.037202 | 0.037212
PG&E | GWh | Industrial | Ind - Food | ProcHeat | No | Ind ProcHeat - O&M (Gas - High Cost) | -0.058449 | -0.059214 | -0.059477 | -0.059903 | -0.060348 | -0.060551 | -0.060726 | -0.060769 | -0.060761 | -0.060674 | -0.060713 | -0.060772
PG&E | GWh | Industrial | Ind - Food | ProcHeat | No | Ind ProcHeat - O&M (Gas - Mid Cost) | -0.0089219 | -0.0090324 | -0.0090682 | -0.0091202 | -0.0091782 | -0.0092142 | -0.0092371 | -0.0092395 | -0.0092368 | -0.0092196 | -0.009222 | -0.0092257
PG&E | GWh | Industrial | Ind - Food | SHW | No | Ind SHW - Equipment (Mid Cost) | 0.0047362 | 0.004565 | 0.0043636 | 0.0041778 | 0.0040026 | 0.0038263 | 0.0036521 | 0.003478 | 0.0033106 | 0.0031461 | 0.0029962 | 0.0028538
PG&E | GWh | Industrial | Ind - Food | SHW | No | Ind SHW - O&M (High Cost) | -0.00019252 | -0.00019513 | -0.00019605 | -0.00019762 | -0.0001992 | -0.00019981 | -0.00020044 | -0.00020064 | -0.00020063 | -0.00020039 | -0.00020057 | -0.00020083
PG&E | GWh | Industrial | Ind - Food | SHW | No | Ind SHW - O&M (Mid Cost) | -0.00064435 | -0.00065231 | -0.00065489 | -0.00065861 | -0.00066278 | -0.00066539 | -0.00066703 | -0.0006672 | -0.000667 | -0.00066575 | -0.00066591 | -0.00066616
PG&E | GWh | Industrial | Ind - Food | ProcRefrig | No | Ind ProcRefrig - Equipment (High Cost) | 0.084395 | 0.085511 | 0.086262 | 0.08683 | 0.087155 | 0.087394 | 0.087556 | 0.087638 | 0.087693 | 0.087643 | 0.087525 | 0.087423
PG&E | GWh | Industrial | Ind - Food | ProcRefrig | No | Ind ProcRefrig - Equipment (Low Cost) | 0.00014249 | 0.00014402 | 0.00014517 | 0.00014591 | 0.00014635 | 0.00014654 | 0.00014671 | 0.00014675 | 0.00014664 | 0.00014646 | 0.00014617 | 0.00014591
PG&E | GWh | Industrial | Ind - Food | ProcRefrig | No | Ind ProcRefrig - Equipment (Mid Cost) | 0.027031 | 0.027345 | 0.027571 | 0.027724 | 0.027814 | 0.027864 | 0.027903 | 0.027916 | 0.027909 | 0.027881 | 0.027831 | 0.027787
PG&E | GWh | Industrial | Ind - Food | ProcRefrig | No | Ind ProcRefrig - O&M (High Cost) | 0.14124 | 0.14292 | 0.14412 | 0.14495 | 0.14543 | 0.14571 | 0.14593 | 0.14601 | 0.14599 | 0.14586 | 0.14561 | 0.14539
PG&E | GWh | Industrial | Ind - Food | ProcRefrig | No | Ind ProcRefrig - O&M (Low Cost) | 0.70319 | 0.7107 | 0.71636 | 0.71994 | 0.72208 | 0.72298 | 0.72379 | 0.72395 | 0.72339 | 0.72248 | 0.72103 | 0.71971
PG&E | GWh | Industrial | Ind - Food | ProcRefrig | No | Ind ProcRefrig - O&M (Mid Cost) | 0.22879 | 0.23133 | 0.23321 | 0.23443 | 0.23516 | 0.23551 | 0.2358 | 0.23588 | 0.23575 | 0.23548 | 0.23503 | 0.23463
PG&E | GWh | Industrial | Ind - Food | MachDr | No | Ind MachDr - Equipment (High Cost) | 0.38199 | 0.38753 | 0.39112 | 0.39412 | 0.39586 | 0.39711 | 0.39802 | 0.39857 | 0.39906 | 0.399 | 0.39863 | 0.39835
PG&E | GWh | Industrial | Ind - Food | MachDr | No | Ind MachDr - Equipment (Low Cost) | 1.6377 | 1.6551 | 1.6683 | 1.6766 | 1.6815 | 1.6836 | 1.6855 | 1.6858 | 1.6845 | 1.6824 | 1.6789 | 1.6759
PG&E | GWh | Industrial | Ind - Food | MachDr | No | Ind MachDr - Equipment (Mid Cost) | 1.703 | 1.7221 | 1.736 | 1.7451 | 1.7504 | 1.7532 | 1.7554 | 1.756 | 1.7552 | 1.7532 | 1.7498 | 1.7468
PG&E | GWh | Industrial | Ind - Food | MachDr | No | Ind MachDr - O&M (High Cost) | 0.17449 | 0.17652 | 0.17797 | 0.17896 | 0.17954 | 0.17986 | 0.18011 | 0.1802 | 0.18015 | 0.17997 | 0.17965 | 0.17937
PG&E | GWh | Industrial | Ind - Food | MachDr | No | Ind MachDr - O&M (Low Cost) | 4.9317 | 4.9838 | 5.0234 | 5.0481 | 5.0629 | 5.0689 | 5.0744 | 5.0754 | 5.0711 | 5.0646 | 5.0543 | 5.0449
PG&E | GWh | Industrial | Ind - Food | MachDr | No | Ind MachDr - O&M (Mid Cost) | 0.64945 | 0.65658 | 0.66188 | 0.66531 | 0.66734 | 0.66829 | 0.6691 | 0.6693 | 0.6689 | 0.66811 | 0.66682 | 0.66565
PG&E | GWh | Industrial | Ind - Lumber & Furniture | HVAC | No | Ind HVAC - Equipment (Electric - High Cost) | 0.00042065 | 0.00039832 | 0.00037552 | 0.00035358 | 0.00033191 | 0.00031065 | 0.00029085 | 0.00027208 | 0.00025432 | 0.00023755 | 0.0002217 | 0.000207
PG&E | GWh | Industrial | Ind - Lumber & Furniture | HVAC | No | Ind HVAC - Equipment (Electric - Low Cost) | 0.0060808 | 0.0057408 | 0.0054056 | 0.0050749 | 0.0047549 | 0.0044473 | 0.0041593 | 0.0038863 | 0.0036276 | 0.0033846 | 0.0031555 | 0.0029424
PG&E | GWh | Industrial | Ind - Lumber & Furniture | HVAC | No | Ind HVAC - Equipment (Electric - Mid Cost) | 0.0091011 | 0.0085968 | 0.0080963 | 0.0076035 | 0.0071253 | 0.0066665 | 0.0062356 | 0.0058274 | 0.0054411 | 0.0050773 | 0.0047343 | 0.0044152
PG&E | GWh | Industrial | Ind - Lumber & Furniture | HVAC | No | Ind HVAC - O&M (Electric - High Cost) | 0.0036108 | 0.0036525 | 0.0036826 | 0.003703 | 0.003715 | 0.0037216 | 0.0037267 | 0.0037284 | 0.0037274 | 0.0037236 | 0.003717 | 0.003711
PG&E | GWh | Industrial | Ind - Lumber & Furniture | HVAC | No | Ind HVAC - O&M (Electric - Low Cost) | 0.048162 | 0.048672 | 0.049058 | 0.049301 | 0.049446 | 0.049505 | 0.049559 | 0.049569 | 0.049528 | 0.049465 | 0.049364 | 0.049273
PG&E | GWh | Industrial | Ind - Lumber & Furniture | HVAC | No | Ind HVAC - O&M (Electric - Mid Cost) | 0.015916 | 0.016088 | 0.016218 | 0.016302 | 0.016353 | 0.016373 | 0.016393 | 0.016397 | 0.016386 | 0.016367 | 0.016335 | 0.016307
PG&E | GWh | Industrial | Ind - Lumber & Furniture | Lighting | No | Ind Lighting - Equipment (High Cost) | 0.053809 | 0.050938 | 0.047975 | 0.0451 | 0.042264 | 0.039579 | 0.037019 | 0.034594 | 0.032326 | 0.030162 | 0.02812 | 0.026222
PG&E | GWh | Industrial | Ind - Lumber & Furniture | Lighting | No | Ind Lighting - Equipment (Low Cost) | 0.040616 | 0.038314 | 0.036045 | 0.03381 | 0.03165 | 0.029577 | 0.027636 | 0.0258 | 0.024061 | 0.022429 | 0.020892 | 0.019464
PG&E | GWh | Industrial | Ind - Lumber & Furniture | Lighting | No | Ind Lighting - Equipment (Mid Cost) | 0.1452 | 0.13705 | 0.12896 | 0.12101 | 0.1133 | 0.10592 | 0.098985 | 0.092422 | 0.086225 | 0.080389 | 0.074891 | 0.069782
PG&E | GWh | Industrial | Ind - Lumber & Furniture | Lighting | No | Ind Lighting - O&M (High Cost) | 0.00032965 | 0.00031132 | 0.00029299 | 0.00027503 | 0.00025755 | 0.00024085 | 0.00022512 | 0.00021023 | 0.00019619 | 0.00018294 | 0.00017045 | 0.00015885
PG&E | GWh | Industrial | Ind - Lumber & Furniture | Lighting | No | Ind Lighting - O&M (Low Cost) | 0.012183 | 0.011491 | 0.01081 | 0.010139 | 0.0094909 | 0.0088685 | 0.0082863 | 0.0077353 | 0.0072135 | 0.006724 | 0.0062628 | 0.0058345
PG&E | GWh | Industrial | Ind - Lumber & Furniture | Lighting | No | Ind Lighting - O&M (Mid Cost) | 1.6669e-05 | 1.5731e-05 | 1.4802e-05 | 1.3888e-05 | 1.3002e-05 | 1.2154e-05 | 1.1358e-05 | 1.0604e-05 | 9.8923e-06 | 9.2223e-06 | 8.5912e-06 | 8.0048e-06
PG&E | GWh | Industrial | Ind - Lumber & Furniture | MachDr | No | Ind MachDr - Equipment (High Cost) | 0.017118 | 0.015839 | 0.014583 | 0.013407 | 0.012287 | 0.01124 | 0.010277 | 0.0093889 | 0.0085743 | 0.0078211 | 0.0071282 | 0.0064989
PG&E | GWh | Industrial | Ind - Lumber & Furniture | MachDr | No | Ind MachDr - Equipment (Low Cost) | 0.1436 | 0.13239 | 0.12174 | 0.11162 | 0.10213 | 0.093282 | 0.085194 | 0.077737 | 0.070862 | 0.064564 | 0.058781 | 0.053527
PG&E | GWh | Industrial | Ind - Lumber & Furniture | MachDr | No | Ind MachDr - Equipment (Mid Cost) | 0.23239 | 0.21437 | 0.19715 | 0.18081 | 0.16546 | 0.15118 | 0.13809 | 0.12602 | 0.11491 | 0.10471 | 0.095345 | 0.086833
PG&E | GWh | Industrial | Ind - Lumber & Furniture | MachDr | No | Ind MachDr - O&M (High Cost) | 0.010614 | 0.010739 | 0.010828 | 0.010889 | 0.010925 | 0.010945 | 0.010961 | 0.010966 | 0.010964 | 0.010953 | 0.010934 | 0.010917
PG&E | GWh | Industrial | Ind - Lumber & Furniture | MachDr | No | Ind MachDr - O&M (Low Cost) | 0.73692 | 0.74473 | 0.75064 | 0.75435 | 0.75658 | 0.75748 | 0.75831 | 0.75846 | 0.75785 | 0.75688 | 0.75534 | 0.75394
PG&E | GWh | Industrial | Ind - Lumber & Furniture | MachDr | No | Ind MachDr - O&M (Mid Cost) | 0.17315 | 0.17505 | 0.17645 | 0.17736 | 0.1779 | 0.17815 | 0.17836 | 0.17842 | 0.1783 | 0.17809 | 0.17774 | 0.17743
PG&E | GWh | Industrial | Ind - Machinery | HVAC | No | Ind HVAC - Equipment (Electric - High Cost) | 0.018257 | 0.017354 | 0.01638 | 0.015461 | 0.014531 | 0.01363 | 0.012775 | 0.011963 | 0.011206 | 0.010477 | 0.0097881 | 0.0091475
PG&E | GWh | Industrial | Ind - Machinery | HVAC | No | Ind HVAC - Equipment (Electric - Low Cost) | 0.015656 | 0.014782 | 0.01392 | 0.013069 | 0.012245 | 0.011454 | 0.010712 | 0.01001 | 0.0093438 | 0.0087181 | 0.0081281 | 0.0075795
PG&E | GWh | Industrial | Ind - Machinery | HVAC | No | Ind HVAC - Equipment (Electric - Mid Cost) | 0.019199 | 0.018138 | 0.017083 | 0.016045 | 0.015037 | 0.014069 | 0.013161 | 0.0123 | 0.011485 | 0.010718 | 0.0099942 | 0.0093213
PG&E | GWh | Industrial | Ind - Machinery | HVAC | No | Ind HVAC - Equipment (Gas - High Cost) | 0.00014629 | 0.00013938 | 0.00012999 | 0.00012136 | 0.00011325 | 0.0001057 | 9.9075e-05 | 9.2716e-05 | 8.668e-05 | 8.0828e-05 | 7.5583e-05 | 7.0716e-05
PG&E | GWh | Industrial | Ind - Machinery | HVAC | No | Ind HVAC - Equipment (Gas - Mid Cost) | -0.0029885 | -0.0028417 | -0.0026483 | -0.0024666 | -0.0022979 | -0.0021465 | -0.0020106 | -0.0018802 | -0.0017573 | -0.0016374 | -0.0015302 | -0.0014303
PG&E | GWh | Industrial | Ind - Machinery | HVAC | No | Ind HVAC - O&M (Electric - High Cost) | 0.0030546 | 0.0030899 | 0.0031154 | 0.0031327 | 0.003143 | 0.0031483 | 0.0031527 | 0.0031541 | 0.0031532 | 0.00315 | 0.0031444 | 0.0031394
PG&E | GWh | Industrial | Ind - Machinery | HVAC | No | Ind HVAC - O&M (Electric - Low Cost) | 0.13761 | 0.13906 | 0.14016 | 0.14085 | 0.14127 | 0.14143 | 0.14158 | 0.14161 | 0.14149 | 0.14131 | 0.14102 | 0.14076
PG&E | GWh | Industrial | Ind - Machinery | HVAC | No | Ind HVAC - O&M (Electric - Mid Cost) | 0.032324 | 0.032675 | 0.032939 | 0.033114 | 0.03322 | 0.033258 | 0.033298 | 0.033309 | 0.033285 | 0.033246 | 0.033182 | 0.033126
PG&E | GWh | Industrial | Ind - Machinery | HVAC | No | Ind HVAC - O&M (Gas - High Cost) | 0.0039422 | 0.0040145 | 0.0040058 | 0.0039965 | 0.0039874 | 0.0039866 | 0.0039982 | 0.004003 | 0.0040056 | 0.0039963 | 0.0039986 | 0.004002
PG&E | GWh | Industrial | Ind - Machinery | HVAC | No | Ind HVAC - O&M (Gas - Low Cost) | 0.00052842 | 0.00053753 | 0.000536 | 0.00053371 | 0.00053173 | 0.00053195 | 0.00053318 | 0.00053348 | 0.00053365 | 0.00053208 | 0.00053208 | 0.0005321
PG&E | GWh | Industrial | Ind - Machinery | Lighting | No | Ind Lighting - Equipment (High Cost) | 0.055765 | 0.052766 | 0.04969 | 0.046699 | 0.043756 | 0.040964 | 0.03831 | 0.035796 | 0.03344 | 0.031198 | 0.029083 | 0.027117
PG&E | GWh | Industrial | Ind - Machinery | Lighting | No | Ind Lighting - Equipment (Low Cost) | 0.029455 | 0.027784 | 0.026138 | 0.024518 | 0.022951 | 0.021448 | 0.02004 | 0.018708 | 0.017447 | 0.016264 | 0.015149 | 0.014113
PG&E | GWh | Industrial | Ind - Machinery | Lighting | No | Ind Lighting - Equipment (Mid Cost) | 0.18609 | 0.17565 | 0.16528 | 0.1551 | 0.14522 | 0.13576 | 0.12687 | 0.11846 | 0.11052 | 0.10304 | 0.095991 | 0.089443
PG&E | GWh | Industrial | Ind - Machinery | Lighting | No | Ind Lighting - O&M (Low Cost) | 0.022135 | 0.020878 | 0.019641 | 0.018422 | 0.017244 | 0.016113 | 0.015056 | 0.014054 | 0.013107 | 0.012217 | 0.011379 | 0.010601
PG&E | GWh | Industrial | Ind - Machinery | Lighting | No | Ind Lighting - O&M (Mid Cost) | 0.0019191 | 0.0018115 | 0.0017046 | 0.0015996 | 0.0014977 | 0.0014002 | 0.0013086 | 0.0012218 | 0.0011399 | 0.0010628 | 0.00099013 | 0.0009226
PG&E | GWh | Industrial | Ind - Machinery | ProcHeat | No | Ind ProcHeat - Equipment (Electric - High Cost) | 0.0026706 | 0.0027191 | 0.0027478 | 0.0027766 | 0.0027932 | 0.0028064 | 0.002816 | 0.0028231 | 0.0028318 | 0.0028345 | 0.0028348 | 0.0028361
PG&E | GWh | Industrial | Ind - Machinery | ProcHeat | No | Ind ProcHeat - Equipment (Electric - Low Cost) | 0.0119 | 0.012027 | 0.012122 | 0.012182 | 0.012218 | 0.012233 | 0.012247 | 0.012249 | 0.012239 | 0.012224 | 0.012199 | 0.012176
PG&E | GWh | Industrial | Ind - Machinery | ProcHeat | No | Ind ProcHeat - Equipment (Electric - Mid Cost) | 0.0028966 | 0.0029289 | 0.0029527 | 0.0029684 | 0.0029776 | 0.0029822 | 0.0029859 | 0.002987 | 0.0029855 | 0.0029821 | 0.0029765 | 0.0029715
PG&E | GWh | Industrial | Ind - Machinery | ProcHeat | No | Ind ProcHeat - Equipment (Gas - High Cost) | -7.2245e-05 | -7.3792e-05 | -7.3787e-05 | -7.4084e-05 | -7.426e-05 | -7.4056e-05 | -7.44e-05 | -7.4638e-05 | -7.4732e-05 | -7.47e-05 | -7.4863e-05 | -7.5116e-05
PG&E | GWh | Industrial | Ind - Machinery | ProcHeat | No | Ind ProcHeat - Equipment (Gas - Low Cost) | 0.0005261 | 0.0005352 | 0.00053369 | 0.00053148 | 0.00052955 | 0.00052975 | 0.00053099 | 0.00053131 | 0.00053149 | 0.00052994 | 0.00052996 | 0.00053
PG&E | GWh | Industrial | Ind - Machinery | ProcHeat | No | Ind ProcHeat - Equipment (Gas - Mid Cost) | 1.2323e-08 | 1.254e-08 | 1.2508e-08 | 1.2465e-08 | 1.2427e-08 | 1.2428e-08 | 1.246e-08 | 1.247e-08 | 1.2475e-08 | 1.2442e-08 | 1.2445e-08 | 1.2449e-08
PG&E | GWh | Industrial | Ind - Machinery | ProcHeat | No | Ind ProcHeat - O&M (Gas - High Cost) | -0.0034447 | -0.0035084 | -0.0035013 | -0.0034951 | -0.0034886 | -0.0034866 | -0.0034971 | -0.0035018 | -0.0035039 | -0.0034962 | -0.0034986 | -0.0035022
PG&E | GWh | Industrial | Ind - Machinery | ProcHeat | No | Ind ProcHeat - O&M (Gas - Mid Cost) | -0.00039661 | -0.00040359 | -0.00040252 | -0.00040108 | -0.00039979 | -0.00039985 | -0.00040085 | -0.00040116 | -0.00040132 | -0.00040022 | -0.0004003 | -0.00040042
PG&E | GWh | Industrial | Ind - Machinery | ProcRefrig | No | Ind ProcRefrig - O&M (High Cost) | 0.0048472 | 0.0049038 | 0.0049445 | 0.0049723 | 0.0049886 | 0.0049978 | 0.0050048 | 0.0050073 | 0.0050063 | 0.0050014 | 0.0049926 | 0.0049848
PG&E | GWh | Industrial | Ind - Machinery | ProcRefrig | No | Ind ProcRefrig - O&M (Low Cost) | 0.017462 | 0.017647 | 0.017788 | 0.017876 | 0.017928 | 0.01795 | 0.01797 | 0.017973 | 0.017959 | 0.017936 | 0.0179 | 0.017867
PG&E | GWh | Industrial | Ind - Machinery | ProcRefrig | No | Ind ProcRefrig - O&M (Mid Cost) | 0.020202 | 0.020423 | 0.020587 | 0.020693 | 0.020756 | 0.020785 | 0.02081 | 0.020816 | 0.020803 | 0.020778 | 0.020738 | 0.020701
PG&E | GWh | Industrial | Ind - Machinery | MachDr | No | Ind MachDr - Equipment (High Cost) | 0.015551 | 0.015781 | 0.015928 | 0.01605 | 0.01612 | 0.016176 | 0.016214 | 0.016237 | 0.01626 | 0.016258 | 0.016243 | 0.016232
PG&E | GWh | Industrial | Ind - Machinery | MachDr | No | Ind MachDr - Equipment (Low Cost) | 0.14897 | 0.15056 | 0.15176 | 0.15251 | 0.15296 | 0.15315 | 0.15332 | 0.15336 | 0.15324 | 0.15304 | 0.15273 | 0.15245
PG&E | GWh | Industrial | Ind - Machinery | MachDr | No | Ind MachDr - Equipment (Mid Cost) | 0.10535 | 0.10653 | 0.1074 | 0.10799 | 0.10833 | 0.10849 | 0.10864 | 0.10868 | 0.10863 | 0.10851 | 0.10831 | 0.10813
PG&E | GWh | Industrial | Ind - Machinery | MachDr | No | Ind MachDr - O&M (High Cost) | 0.0017024 | 0.0017223 | 0.0017366 | 0.0017464 | 0.0017522 | 0.0017554 | 0.0017579 | 0.0017588 | 0.0017585 | 0.0017568 | 0.0017537 | 0.001751
PG&E | GWh | Industrial | Ind - Machinery | MachDr | No | Ind MachDr - O&M (Low Cost) | 0.58472 | 0.59091 | 0.5956 | 0.59855 | 0.60031 | 0.60103 | 0.60169 | 0.6018 | 0.60131 | 0.60054 | 0.59932 | 0.59821
PG&E | GWh | Industrial | Ind - Machinery | MachDr | No | Ind MachDr - O&M (Mid Cost) | 0.087053 | 0.088008 | 0.088717 | 0.089176 | 0.089448 | 0.089575 | 0.089683 | 0.089709 | 0.089655 | 0.089549 | 0.089375 | 0.089219
PG&E | GWh | Industrial | Ind - Metals (Fabricated) | HVAC | No | Ind HVAC - Equipment (Electric - High Cost) | 0.0037783 | 0.0035794 | 0.0033743 | 0.0031752 | 0.0029786 | 0.0027911 | 0.0026131 | 0.0024441 | 0.0022857 | 0.0021347 | 0.0019921 | 0.0018594
PG&E | GWh | Industrial | Ind - Metals (Fabricated) | HVAC | No | Ind HVAC - Equipment (Electric - Low Cost) | 0.023854 | 0.022521 | 0.021207 | 0.019909 | 0.018654 | 0.017449 | 0.016319 | 0.015248 | 0.014234 | 0.01328 | 0.012381 | 0.011545
PG&E | GWh | Industrial | Ind - Metals (Fabricated) | HVAC | No | Ind HVAC - Equipment (Electric - Mid Cost) | 0.014126 | 0.013343 | 0.012566 | 0.011801 | 0.011059 | 0.010347 | 0.0096779 | 0.0090442 | 0.0084446 | 0.00788 | 0.0073475 | 0.0068524
PG&E | GWh | Industrial | Ind - Metals (Fabricated) | HVAC | No | Ind HVAC - Equipment (Gas - High Cost) | -0.0020885 | -0.0020108 | -0.0019201 | -0.0018446 | -0.0017684 | -0.0016796 | -0.0016001 | -0.0015202 | -0.001442 | -0.0013656 | -0.0012783 | -0.0011976
PG&E | GWh | Industrial | Ind - Metals (Fabricated) | HVAC | No | Ind HVAC - Equipment (Gas - Mid Cost) | 0.0009728 | 0.00093372 | 0.00088968 | 0.00084916 | 0.0008102 | 0.00077155 | 0.00073371 | 0.00069566 | 0.00065945 | 0.00062329 | 0.00058245 | 0.00054436
PG&E | GWh | Industrial | Ind - Metals (Fabricated) | HVAC | No | Ind HVAC - O&M (Electric - High Cost) | 0.0042916 | 0.0043425 | 0.0043789 | 0.0044047 | 0.0044202 | 0.0044278 | 0.0044345 | 0.0044371 | 0.0044364 | 0.0044324 | 0.0044251 | 0.0044187
PG&E | GWh | Industrial | Ind - Metals (Fabricated) | HVAC | No | Ind HVAC - O&M (Electric - Low Cost) | 0.16199 | 0.16371 | 0.165 | 0.16582 | 0.1663 | 0.1665 | 0.16668 | 0.16671 | 0.16657 | 0.16636 | 0.16602 | 0.16571
PG&E | GWh | Industrial | Ind - Metals (Fabricated) | HVAC | No | Ind HVAC - O&M (Electric - Mid Cost) | 0.025557 | 0.025835 | 0.026043 | 0.026179 | 0.026261 | 0.026295 | 0.026327 | 0.026335 | 0.026317 | 0.026286 | 0.026235 | 0.02619
PG&E | GWh | Industrial | Ind - Metals (Fabricated) | HVAC | No | Ind HVAC - O&M (Gas - High Cost) | -0.00086206 | -0.00088642 | -0.00090461 | -0.00092579 | -0.00094671 | -0.00096439 | -0.00098215 | -0.00099732 | -0.0010122 | -0.0010246 | -0.0010253 | -0.0010265
PG&E | GWh | Industrial | Ind - Metals (Fabricated) | HVAC | No | Ind HVAC - O&M (Gas - Low Cost) | 0.00066819 | 0.00068622 | 0.0006997 | 0.00071425 | 0.00072901 | 0.00074337 | 0.00075651 | 0.00076758 | 0.00077879 | 0.00078771 | 0.00078775 | 0.00078781
PG&E | GWh | Industrial | Ind - Metals (Fabricated) | HVAC | No | Ind HVAC - O&M (Gas - Mid Cost) | 0.00098049 | 0.0010072 | 0.0010271 | 0.001049 | 0.0010711 | 0.001092 | 0.0011114 | 0.0011279 | 0.0011444 | 0.0011577 | 0.0011579 | 0.0011582
PG&E | GWh | Industrial | Ind - Metals (Fabricated) | Lighting | No | Ind Lighting - Equipment (High Cost) | 0.053288 | 0.050437 | 0.047501 | 0.044651 | 0.041841 | 0.039179 | 0.036644 | 0.034241 | 0.031994 | 0.02985 | 0.027829 | 0.025949
PG&E | GWh | Industrial | Ind - Metals (Fabricated) | Lighting | No | Ind Lighting - Equipment (Low Cost) | 0.054696 | 0.051594 | 0.048538 | 0.045528 | 0.042619 | 0.039826 | 0.037213 | 0.034739 | 0.032398 | 0.0302 | 0.02813 | 0.026207
PG&E | GWh | Industrial | Ind - Metals (Fabricated) | Lighting | No | Ind Lighting - Equipment (Mid Cost) | 0.22866 | 0.21581 | 0.20307 | 0.19054 | 0.1784 | 0.16677 | 0.15585 | 0.14551 | 0.13575 | 0.12656 | 0.1179 | 0.10986
PG&E | GWh | Industrial | Ind - Metals (Fabricated) | Lighting | No | Ind Lighting - O&M (High Cost) | 0.0012123 | 0.0011444 | 0.0010769 | 0.0010106 | 0.0009463 | 0.00088472 | 0.00082685 | 0.00077207 | 0.00072035 | 0.00067163 | 0.00062572 | 0.00058306
PG&E | GWh | Industrial | Ind - Metals (Fabricated) | Lighting | No | Ind Lighting - O&M (Low Cost) | 0.022285 | 0.021018 | 0.019772 | 0.018545 | 0.017359 | 0.016221 | 0.015156 | 0.014148 | 0.013194 | 0.012298 | 0.011455 | 0.010671
PG&E | GWh | Industrial | Ind - Metals (Fabricated) | Lighting | No | Ind Lighting - O&M (Mid Cost) | 0.0049283 | 0.0046497 | 0.0043746 | 0.0041038 | 0.0038418 | 0.0035905 | 0.0033551 | 0.0031323 | 0.0029215 | 0.0027234 | 0.0025369 | 0.0023635
PG&E | GWh | Industrial | Ind - Metals (Fabricated) | ProcHeat | No | Ind ProcHeat - Equipment (Electric - High Cost) | 7.5058e-05 | 7.0927e-05 | 6.6826e-05 | 6.285e-05 | 5.8966e-05 | 5.5116e-05 | 5.1573e-05 | 4.8217e-05 | 4.5018e-05 | 4.2026e-05 | 3.92e-05 | 3.6581e-05
PG&E | GWh | Industrial | Ind - Metals (Fabricated) | ProcHeat | No | Ind ProcHeat - Equipment (Electric - Low Cost) | 0.039128 | 0.036939 | 0.034782 | 0.032654 | 0.030595 | 0.028615 | 0.026762 | 0.025006 | 0.023341 | 0.021777 | 0.020303 | 0.018932
PG&E | GWh | Industrial | Ind - Metals (Fabricated) | ProcHeat | No | Ind ProcHeat - Equipment (Electric - Mid Cost) | 0.0037073 | 0.0035022 | 0.0032985 | 0.0030979 | 0.0029031 | 0.0027164 | 0.0025409 | 0.0023746 | 0.0022173 | 0.0020692 | 0.0019294 | 0.0017994
PG&E | GWh | Industrial | Ind - Metals (Fabricated) | ProcHeat | No | Ind ProcHeat - Equipment (Gas - High Cost) | -0.00080939 | -0.00077867 | -0.00074312 | -0.00071207 | -0.00068089 | -0.00064765 | -0.0006164 | -0.00058499 | -0.00055471 | -0.00052477 | -0.00049076 | -0.00045922
PG&E | GWh | Industrial | Ind - Metals (Fabricated) | ProcHeat | No | Ind ProcHeat - Equipment (Gas - Mid Cost) | -0.00072238 | -0.00069332 | -0.00066059 | -0.00063044 | -0.00060147 | -0.00057279 | -0.00054469 | -0.00051642 | -0.00048953 | -0.00046267 | -0.00043234 | -0.00040405
PG&E | GWh | Industrial | Ind - Metals (Fabricated) | ProcHeat | No | Ind ProcHeat - O&M (Electric - High Cost) | 0.04383 | 0.04436 | 0.04473 | 0.044987 | 0.045138 | 0.045226 | 0.045292 | 0.045318 | 0.045313 | 0.045271 | 0.045194 | 0.045126
PG&E | GWh | Industrial | Ind - Metals (Fabricated) | ProcHeat | No | Ind ProcHeat - O&M (Electric - Low Cost) | 0.036517 | 0.036907 | 0.0372 | 0.037386 | 0.037496 | 0.037543 | 0.037585 | 0.037592 | 0.037563 | 0.037516 | 0.03744 | 0.037371
PG&E | GWh | Industrial | Ind - Metals (Fabricated) | ProcHeat | No | Ind ProcHeat - O&M (Electric - Mid Cost) | 0.0027937 | 0.0028245 | 0.0028474 | 0.0028622 | 0.002871 | 0.0028752 | 0.0028787 | 0.0028796 | 0.002878 | 0.0028746 | 0.0028691 | 0.0028641
PG&E | GWh | Industrial | Ind - Metals (Fabricated) | ProcHeat | No | Ind ProcHeat - O&M (Gas - High Cost) | -0.0024576 | -0.0025277 | -0.0025801 | -0.002642 | -0.0027028 | -0.0027527 | -0.0028038 | -0.0028476 | -0.0028902 | -0.0029261 | -0.0029287 | -0.0029327
PG&E | GWh | Industrial | Ind - Metals (Fabricated) | ProcHeat | No | Ind ProcHeat - O&M (Gas - Mid Cost) | -0.0091172 | -0.0093667 | -0.0095531 | -0.0097594 | -0.0099668 | -0.01016 | -0.010342 | -0.010496 | -0.01065 | -0.010774 | -0.010777 | -0.010781
PG&E | GWh | Industrial | Ind - Metals (Fabricated) | SHW | No | Ind SHW - Equipment (High Cost) | 9.8165e-06 | 9.6326e-06 | 9.3739e-06 | 9.1754e-06 | 8.963e-06 | 8.6791e-06 | 8.4266e-06 | 8.159e-06 | 7.8884e-06 | 7.6134e-06 | 7.2629e-06 | 6.9357e-06
PG&E | GWh | Industrial | Ind - Metals (Fabricated) | SHW | No | Ind SHW - Equipment (Mid Cost) | -0.0004867 | -0.00047611 | -0.00046236 | -0.00044979 | -0.00043739 | -0.00042452 | -0.00041145 | -0.0003976 | -0.00038414 | -0.00037004 | -0.00035244 | -0.00033572
PG&E | GWh | Industrial | Ind - Metals (Fabricated) | ProcRefrig | No | Ind ProcRefrig - O&M (High Cost) | 0.00015966 | 0.00016168 | 0.00016308 | 0.0001641 | 0.00016469 | 0.00016509 | 0.00016537 | 0.0001655 | 0.0001655 | 0.00016535 | 0.00016508 | 0.00016483
PG&E | GWh | Industrial | Ind - Metals (Fabricated) | ProcRefrig | No | Ind ProcRefrig - O&M (Low Cost) | 0.010396 | 0.010506 | 0.010589 | 0.010641 | 0.010672 | 0.010685 | 0.010697 | 0.010699 | 0.01069 | 0.010676 | 0.010654 | 0.010635
PG&E | GWh | Industrial | Ind - Metals (Fabricated) | ProcRefrig | No | Ind ProcRefrig - O&M (Mid Cost) | 0.013719 | 0.013872 | 0.013984 | 0.014058 | 0.014101 | 0.014122 | 0.01414 | 0.014145 | 0.014137 | 0.014121 | 0.014094 | 0.01407
PG&E | GWh | Industrial | Ind - Metals (Fabricated) | MachDr | No | Ind MachDr - Equipment (High Cost) | 0.031412 | 0.029059 | 0.026751 | 0.024584 | 0.022523 | 0.020607 | 0.018839 | 0.017208 | 0.015714 | 0.014332 | 0.01306 | 0.011905
PG&E | GWh | Industrial | Ind - Metals (Fabricated) | MachDr | No | Ind MachDr - Equipment (Low Cost) | 0.11658 | 0.10748 | 0.098832 | 0.09061 | 0.082906 | 0.075725 | 0.069159 | 0.063105 | 0.057524 | 0.052411 | 0.047716 | 0.043451
PG&E | GWh | Industrial | Ind - Metals (Fabricated) | MachDr | No | Ind MachDr - Equipment (Mid Cost) | 0.15138 | 0.13964 | 0.12842 | 0.11777 | 0.10778 | 0.09847 | 0.089944 | 0.082083 | 0.074844 | 0.068201 | 0.0621 | 0.056556
PG&E | GWh | Industrial | Ind - Metals (Fabricated) | MachDr | No | Ind MachDr - O&M (High Cost) | 0.021457 | 0.021707 | 0.021886 | 0.022009 | 0.022081 | 0.022121 | 0.022152 | 0.022163 | 0.022158 | 0.022136 | 0.022097 | 0.022063
PG&E | GWh | Industrial | Ind - Metals (Fabricated) | MachDr | No | Ind MachDr - O&M (Low Cost) | 1.0333 | 1.0443 | 1.0525 | 1.0577 | 1.0608 | 1.0621 | 1.0633 | 1.0635 | 1.0626 | 1.0612 | 1.0591 | 1.0571
PG&E | GWh | Industrial | Ind - Metals (Fabricated) | MachDr | No | Ind MachDr - O&M (Mid Cost) | 0.12653 | 0.12792 | 0.12896 | 0.12962 | 0.13002 | 0.13021 | 0.13036 | 0.1304 | 0.13032 | 0.13017 | 0.12992 | 0.12969
PG&E | GWh | Industrial | Ind - Metals (Primary) | HVAC | No | Ind HVAC - Equipment (Electric - High Cost) | 6.2017e-05 | 5.9014e-05 | 5.571e-05 | 5.2559e-05 | 4.9363e-05 | 4.6385e-05 | 4.3479e-05 | 4.0716e-05 | 3.817e-05 | 3.5688e-05 | 3.3341e-05 | 3.1153e-05
PG&E | GWh | Industrial | Ind - Metals (Primary) | HVAC | No | Ind HVAC - Equipment (Electric - Low Cost) | 0.0040412 | 0.0038157 | 0.0035931 | 0.0033735 | 0.003161 | 0.0029567 | 0.0027653 | 0.0025839 | 0.0024121 | 0.0022506 | 0.0020983 | 0.0019567
PG&E | GWh | Industrial | Ind - Metals (Primary) | HVAC | No | Ind HVAC - Equipment (Electric - Mid Cost) | 0.0025264 | 0.0023862 | 0.002247 | 0.0021092 | 0.0019756 | 0.0018492 | 0.0017295 | 0.001616 | 0.001509 | 0.0014079 | 0.0013125 | 0.0012238
PG&E | GWh | Industrial | Ind - Metals (Primary) | HVAC | No | Ind HVAC - Equipment (Gas - High Cost) | -0.00020209 | -0.00019283 | -0.00018124 | -0.0001703 | -0.00016046 | -0.0001506 | -0.00014146 | -0.0001325 | -0.00012412 | -0.00011592 | -0.0001084 | -0.00010142
PG&E | GWh | Industrial | Ind - Metals (Primary) | HVAC | No | Ind HVAC - Equipment (Gas - Mid Cost) | -7.7387e-05 | -7.3677e-05 | -6.9165e-05 | -6.4803e-05 | -6.0929e-05 | -5.7251e-05 | -5.3731e-05 | -5.0284e-05 | -4.7087e-05 | -4.3936e-05 | -4.1055e-05 | -3.8368e-05
PG&E | GWh | Industrial | Ind - Metals (Primary) | HVAC | No | Ind HVAC - O&M (Electric - Low Cost) | 0.02059 | 0.020808 | 0.020973 | 0.021076 | 0.021138 | 0.021163 | 0.021186 | 0.02119 | 0.021173 | 0.021146 | 0.021103 | 0.021063
PG&E | GWh | Industrial | Ind - Metals (Primary) | HVAC | No | Ind HVAC - O&M (Electric - Mid Cost) | 0.007535 | 0.0076171 | 0.0076784 | 0.0077178 | 0.0077413 | 0.0077519 | 0.0077611 | 0.0077633 | 0.0077583 | 0.007749 | 0.0077339 | 0.0077202
PG&E | GWh | Industrial | Ind - Metals (Primary) | HVAC | No | Ind HVAC - O&M (Gas - High Cost) | 1.901e-05 | 1.9395e-05 | 1.9505e-05 | 1.9607e-05 | 1.9766e-05 | 1.9864e-05 | 1.9968e-05 | 2.0018e-05 | 2.0071e-05 | 2.0061e-05 | 2.0078e-05 | 2.0104e-05
PG&E | GWh | Industrial | Ind - Metals (Primary) | HVAC | No | Ind HVAC - O&M (Gas - Mid Cost) | 0.0018855 | 0.0019212 | 0.0019305 | 0.0019356 | 0.0019476 | 0.0019592 | 0.0019681 | 0.0019713 | 0.001976 | 0.0019734 | 0.0019737 | 0.0019743
PG&E | GWh | Industrial | Ind - Metals (Primary) | Lighting | No | Ind Lighting - Equipment (High Cost) | 0.010017 | 0.009477 | 0.0089241 | 0.0083862 | 0.0078574 | 0.0073555 | 0.0068786 | 0.0064268 | 0.0060035 | 0.0056007 | 0.0052208 | 0.0048676
PG&E | GWh | Industrial | Ind - Metals (Primary) | Lighting | No | Ind Lighting - Equipment (Low Cost) | 0.026478 | 0.024975 | 0.023495 | 0.022037 | 0.020629 | 0.019277 | 0.018011 | 0.016814 | 0.01568 | 0.014616 | 0.013614 | 0.012683
PG&E | GWh | Industrial | Ind - Metals (Primary) | Lighting | No | Ind Lighting - Equipment (Mid Cost) | 0.068131 | 0.064302 | 0.060503 | 0.05677 | 0.053152 | 0.049685 | 0.046432 | 0.043352 | 0.040443 | 0.037705 | 0.035125 | 0.032728
PG&E | GWh | Industrial | Ind - Metals (Primary) | Lighting | No | Ind Lighting - O&M (High Cost) | 0.00020106 | 0.00018987 | 0.00017869 | 0.00016773 | 0.00015707 | 0.00014688 | 0.00013729 | 0.0001282 | 0.00011964 | 0.00011156 | 0.00010394 | 9.6866e-05
PG&E | GWh | Industrial | Ind - Metals (Primary) | Lighting | No | Ind Lighting - O&M (Low Cost) | 0.010196 | 0.0096167 | 0.0090466 | 0.0084848 | 0.0079423 | 0.0074214 | 0.0069341 | 0.0064729 | 0.0060362 | 0.0056265 | 0.0052406 | 0.0048821
PG&E | GWh | Industrial | Ind - Metals (Primary) | Lighting | No | Ind Lighting - O&M (Mid Cost) | 0.00029352 | 0.00027704 | 0.00026068 | 0.0002446 | 0.00022901 | 0.00021409 | 0.00020007 | 0.0001868 | 0.00017427 | 0.00016248 | 0.00015136 | 0.00014103
PG&E | GWh | Industrial | Ind - Metals (Primary) | ProcHeat | No | Ind ProcHeat - Equipment (Electric - High Cost) | 0.0092538 | 0.0087561 | 0.0082522 | 0.0077633 | 0.0072833 | 0.0068166 | 0.0063802 | 0.0059665 | 0.0055741 | 0.0052036 | 0.0048538 | 0.0045289
PG&E | GWh | Industrial | Ind - Metals (Primary) | ProcHeat | No | Ind ProcHeat - Equipment (Electric - Low Cost) | 0.0086751 | 0.0081899 | 0.0077118 | 0.00724 | 0.0067836 | 0.0063446 | 0.0059337 | 0.0055443 | 0.0051752 | 0.0048286 | 0.0045017 | 0.0041977
PG&E | GWh | Industrial | Ind - Metals (Primary) | ProcHeat | No | Ind ProcHeat - Equipment (Electric - Mid Cost) | 0.0012936 | 0.001222 | 0.0011509 | 0.0010809 | 0.001013 | 0.00094779 | 0.00088657 | 0.00082855 | 0.00077365 | 0.00072195 | 0.00067319 | 0.00062785
PG&E | GWh | Industrial | Ind - Metals (Primary) | ProcHeat | No | Ind ProcHeat - Equipment (Gas - Mid Cost) | -7.3829e-05 | -7.0276e-05 | -6.5964e-05 | -6.1777e-05 | -5.8067e-05 | -5.457e-05 | -5.1209e-05 | -4.7917e-05 | -4.4869e-05 | -4.1861e-05 | -3.9112e-05 | -3.6546e-05
PG&E | GWh | Industrial | Ind - Metals (Primary) | ProcHeat | No | Ind ProcHeat - O&M (Electric - Low Cost) | 0.074785 | 0.075572 | 0.07617 | 0.076543 | 0.076766 | 0.076854 | 0.076937 | 0.07695 | 0.076884 | 0.076784 | 0.076626 | 0.076483
PG&E | GWh | Industrial | Ind - Metals (Primary) | ProcHeat | No | Ind ProcHeat - O&M (Electric - Mid Cost) | 0.001029 | 0.0010402 | 0.0010486 | 0.0010543 | 0.0010578 | 0.0010589 | 0.0010602 | 0.0010606 | 0.0010598 | 0.0010586 | 0.0010566 | 0.0010549
PG&E | GWh | Industrial | Ind - Metals (Primary) | ProcHeat | No | Ind ProcHeat - O&M (Gas - High Cost) | -0.0074463 | -0.0075962 | -0.0076386 | -0.0076767 | -0.0077378 | -0.0077765 | -0.007817 | -0.0078358 | -0.0078561 | -0.0078516 | -0.0078577 | -0.0078672
PG&E | GWh | Industrial | Ind - Metals (Primary) | ProcHeat | No | Ind ProcHeat - O&M (Gas - Mid Cost) | -0.0011416 | -0.0011634 | -0.0011691 | -0.0011724 | -0.00118 | -0.0011868 | -0.0011923 | -0.0011944 | -0.0011972 | -0.0011957 | -0.001196 | -0.0011964
PG&E | GWh | Industrial | Ind - Metals (Primary) | SHW | No | Ind SHW - O&M (Mid Cost) | -0.0012449 | -0.0012686 | -0.0012748 | -0.0012784 | -0.0012865 | -0.001294 | -0.0013 | -0.0013022 | -0.0013053 | -0.0013037 | -0.0013039 | -0.0013044
PG&E | GWh | Industrial | Ind - Metals (Primary) | MachDr | No | Ind MachDr - Equipment (High Cost) | 0.014229 | 0.013162 | 0.012116 | 0.011133 | 0.010197 | 0.0093317 | 0.008531 | 0.0077918 | 0.0071156 | 0.0064892 | 0.0059133 | 0.0053897
PG&E | GWh | Industrial | Ind - Metals (Primary) | MachDr | No | Ind MachDr - Equipment (Low Cost) | 0.057472 | 0.05299 | 0.048726 | 0.044674 | 0.040876 | 0.037336 | 0.034099 | 0.031114 | 0.028363 | 0.025842 | 0.023528 | 0.021425
PG&E | GWh | Industrial | Ind - Metals (Primary) | MachDr | No | Ind MachDr - Equipment (Mid Cost) | 0.047979 | 0.044264 | 0.04071 | 0.037339 | 0.034171 | 0.031223 | 0.028521 | 0.026029 | 0.023735 | 0.021629 | 0.019695 | 0.017938
PG&E | GWh | Industrial | Ind - Metals (Primary) | MachDr | No | Ind MachDr - O&M (High Cost) | 0.0010078 | 0.0010196 | 0.001028 | 0.0010338 | 0.0010372 | 0.0010391 | 0.0010406 | 0.0010411 | 0.0010409 | 0.0010399 | 0.001038 | 0.0010364
PG&E | GWh | Industrial | Ind - Metals (Primary) | MachDr | No | Ind MachDr - O&M (Low Cost) | 0.25634 | 0.25905 | 0.26111 | 0.26239 | 0.26317 | 0.26348 | 0.26377 | 0.26382 | 0.2636 | 0.26326 | 0.26272 | 0.26224
PG&E | GWh | Industrial | Ind - Metals (Primary) | MachDr | No | Ind MachDr - O&M (Mid Cost) | 0.029787 | 0.030111 | 0.030353 | 0.030509 | 0.030602 | 0.030644 | 0.03068 | 0.030689 | 0.030669 | 0.030632 | 0.030572 | 0.030518
PG&E | GWh | Industrial | Ind - Other | HVAC | No | Ind HVAC - Equipment (Electric - High Cost) | 0.0022037 | 0.0020927 | 0.0019742 | 0.0018599 | 0.001745 | 0.0016364 | 0.0015323 | 0.0014336 | 0.0013414 | 0.0012531 | 0.0011696 | 0.0010919
PG&E | GWh | Industrial | Ind - Other | HVAC | No | Ind HVAC - Equipment (Electric - Low Cost) | 0.004941 | 0.0046655 | 0.0043933 | 0.0041249 | 0.0038651 | 0.0036154 | 0.0033814 | 0.0031597 | 0.0029496 | 0.0027521 | 0.0025659 | 0.0023928
PG&E | GWh | Industrial | Ind - Other | HVAC | No | Ind HVAC - Equipment (Electric - Mid Cost) | 0.010754 | 0.010158 | 0.0095666 | 0.008984 | 0.0084189 | 0.0078766 | 0.0073675 | 0.006885 | 0.0064285 | 0.0059987 | 0.0055933 | 0.0052163
PG&E | GWh | Industrial | Ind - Other | HVAC | No | Ind HVAC - O&M (Electric - High Cost) | 0.0044373 | 0.0044935 | 0.0045322 | 0.0045604 | 0.0045767 | 0.0045878 | 0.0045952 | 0.0045979 | 0.0045977 | 0.0045936 | 0.004586 | 0.0045792
PG&E | GWh | Industrial | Ind - Other | HVAC | No | Ind HVAC - O&M (Electric - Low Cost) | 0.054023 | 0.054595 | 0.055028 | 0.0553 | 0.055463 | 0.055529 | 0.05559 | 0.0556 | 0.055555 | 0.055484 | 0.055371 | 0.055268
PG&E | GWh | Industrial | Ind - Other | HVAC | No | Ind HVAC - O&M (Electric - Mid Cost) | 0.0012722 | 0.0012863 | 0.0012967 | 0.0013035 | 0.0013076 | 0.0013095 | 0.0013112 | 0.0013116 | 0.0013109 | 0.0013094 | 0.0013069 | 0.0013047
PG&E | GWh | Industrial | Ind - Other | Lighting | No | Ind Lighting - Equipment (High Cost) | 0.025804 | 0.024409 | 0.022984 | 0.021597 | 0.020234 | 0.01894 | 0.017712 | 0.016548 | 0.015457 | 0.014419 | 0.013441 | 0.012531
PG&E | GWh | Industrial | Ind - Other | Lighting | No | Ind Lighting - Equipment (Low Cost) | 0.022888 | 0.02159 | 0.020311 | 0.019052 | 0.017834 | 0.016666 | 0.015572 | 0.014537 | 0.013558 | 0.012638 | 0.011771 | 0.010967
PG&E | GWh | Industrial | Ind - Other | Lighting | No | Ind Lighting - Equipment (Mid Cost) | 0.084028 | 0.079314 | 0.074631 | 0.070031 | 0.065569 | 0.061297 | 0.057285 | 0.053487 | 0.049901 | 0.046524 | 0.043342 | 0.040385
PG&E | GWh | Industrial | Ind - Other | Lighting | No | Ind Lighting - O&M (High Cost) | 0.00028254 | 0.00026681 | 0.0002511 | 0.00023569 | 0.0002207 | 0.00020638 | 0.0001929 | 0.00018014 | 0.0001681 | 0.00015674 | 0.00014604 | 0.0001361
PG&E | GWh | Industrial | Ind - Other | Lighting | No | Ind Lighting - O&M (Low Cost) | 0.02949 | 0.027814 | 0.026165 | 0.02454 | 0.022971 | 0.021465 | 0.020055 | 0.018722 | 0.017459 | 0.016274 | 0.015158 | 0.014121
PG&E | GWh | Industrial | Ind - Other | Lighting | No | Ind Lighting - O&M (Mid Cost) | 0.00039607 | 0.00037372 | 0.00035161 | 0.00032987 | 0.00030882 | 0.00028864 | 0.00026972 | 0.00025182 | 0.00023489 | 0.00021897 | 0.00020398 | 0.00019005
PG&E | GWh | Industrial | Ind - Other | MachDr | No | Ind MachDr - Equipment (High Cost) | 0.032641 | 0.033081 | 0.033375 | 0.033601 | 0.03373 | 0.033826 | 0.033892 | 0.033926 | 0.033952 | 0.033935 | 0.033892 | 0.033855
PG&E | GWh | Industrial | Ind - Other | MachDr | No | Ind MachDr - Equipment (Low Cost) | 0.13452 | 0.13594 | 0.13702 | 0.1377 | 0.1381 | 0.13826 | 0.13842 | 0.13844 | 0.13833 | 0.13815 | 0.13787 | 0.13761
PG&E | GWh | Industrial | Ind - Other | MachDr | No | Ind MachDr - Equipment (Mid Cost) | 0.12467 | 0.12607 | 0.12709 | 0.12777 | 0.12817 | 0.12837 | 0.12854 | 0.12858 | 0.12852 | 0.12838 | 0.12814 | 0.12793
PG&E | GWh | Industrial | Ind - Other | MachDr | No | Ind MachDr - O&M (High Cost) | 0.0041074 | 0.0041549 | 0.0041892 | 0.0042124 | 0.0042261 | 0.0042335 | 0.0042393 | 0.0042413 | 0.0042401 | 0.0042358 | 0.0042283 | 0.0042216
PG&E | GWh | Industrial | Ind - Other | MachDr | No | Ind MachDr - O&M (Low Cost) | 0.23466 | 0.23715 | 0.23903 | 0.24021 | 0.24091 | 0.2412 | 0.24146 | 0.24151 | 0.24131 | 0.241 | 0.24051 | 0.24006
PG&E | GWh | Industrial | Ind - Other | MachDr | No | Ind MachDr - O&M (Mid Cost) | 0.060771 | 0.061443 | 0.061939 | 0.062263 | 0.062455 | 0.062546 | 0.062623 | 0.062643 | 0.062608 | 0.062536 | 0.062416 | 0.062308
PG&E | GWh | Industrial | Ind - Paper | HVAC | No | Ind HVAC - Equipment (Electric - High Cost) | 0.00030849 | 0.00029336 | 0.00027688 | 0.00026111 | 0.00024519 | 0.00023031 | 0.00021584 | 0.00020209 | 0.00018939 | 0.00017704 | 0.00016537 | 0.00015449
PG&E | GWh | Industrial | Ind - Paper | HVAC | No | Ind HVAC - Equipment (Electric - Low Cost) | 0.0078996 | 0.0074582 | 0.0070229 | 0.0065935 | 0.006178 | 0.0057785 | 0.0054043 | 0.0050498 | 0.0047138 | 0.0043981 | 0.0041004 | 0.0038236
PG&E | GWh | Industrial | Ind - Paper | HVAC | No | Ind HVAC - Equipment (Electric - Mid Cost) | 0.0027181 | 0.0025673 | 0.0024179 | 0.0022712 | 0.0021288 | 0.0019911 | 0.0018624 | 0.0017406 | 0.001625 | 0.0015165 | 0.001414 | 0.0013189
PG&E | GWh | Industrial | Ind - Paper | HVAC | No | Ind HVAC - Equipment (Gas - High Cost) | -1.5267e-05 | -1.4049e-05 | -1.306e-05 | -1.2255e-05 | -1.1493e-05 | -1.0686e-05 | -9.9619e-06 | -9.2528e-06 | -8.5485e-06 | -7.8685e-06 | -7.3595e-06 | -6.8879e-06
PG&E | GWh | Industrial | Ind - Paper | HVAC | No | Ind HVAC - O&M (Electric - High Cost) | 0.00058997 | 0.00059682 | 0.00060175 | 0.0006051 | 0.00060707 | 0.00060815 | 0.000609 | 0.00060929 | 0.00060913 | 0.00060852 | 0.00060744 | 0.00060647
PG&E | GWh | Industrial | Ind - Paper | HVAC | No | Ind HVAC - O&M (Electric - Low Cost) | 0.034201 | 0.034563 | 0.034837 | 0.035009 | 0.035113 | 0.035154 | 0.035192 | 0.035199 | 0.03517 | 0.035125 | 0.035054 | 0.034989
PG&E | GWh | Industrial | Ind - Paper | HVAC | No | Ind HVAC - O&M (Electric - Mid Cost) | 0.005854 | 0.0059183 | 0.005966 | 0.0059969 | 0.0060153 | 0.0060238 | 0.0060311 | 0.006033 | 0.0060293 | 0.0060223 | 0.0060106 | 0.0060001
PG&E | GWh | Industrial | Ind - Paper | HVAC | No | Ind HVAC - O&M (Gas - High Cost) | 0.00049591 | 0.00048752 | 0.00048448 | 0.00048469 | 0.00048515 | 0.00048358 | 0.00048205 | 0.00047866 | 0.00047319 | 0.00046594 | 0.00046625 | 0.00046673
PG&E | GWh | Industrial | Ind - Paper | HVAC | No | Ind HVAC - O&M (Gas - Mid Cost) | 0.0002229 | 0.00021895 | 0.00021746 | 0.00021721 | 0.00021716 | 0.00021658 | 0.0002158 | 0.00021417 | 0.00021168 | 0.00020833 | 0.00020838 | 0.00020846
PG&E | GWh | Industrial | Ind - Paper | Lighting | No | Ind Lighting - Equipment (High Cost) | 0.013156 | 0.012448 | 0.011722 | 0.011016 | 0.010321 | 0.0096626 | 0.0090364 | 0.008443 | 0.0078872 | 0.0073582 | 0.0068592 | 0.0063953
PG&E | GWh | Industrial | Ind - Paper | Lighting | No | Ind Lighting - Equipment (Low Cost) | 0.010788 | 0.010176 | 0.0095737 | 0.0089802 | 0.0084064 | 0.0078558 | 0.0073403 | 0.0068525 | 0.0063908 | 0.0059573 | 0.0055489 | 0.0051696
PG&E | GWh | Industrial | Ind - Paper | Lighting | No | Ind Lighting - Equipment (Mid Cost) | 0.07019 | 0.066246 | 0.062333 | 0.058488 | 0.054761 | 0.05119 | 0.047838 | 0.044666 | 0.041669 | 0.038848 | 0.03619 | 0.033721
PG&E | GWh | Industrial | Ind - Paper | Lighting | No | Ind Lighting - O&M (Low Cost) | 0.0048569 | 0.0045809 | 0.0043093 | 0.0040418 | 0.0037834 | 0.0035353 | 0.0033032 | 0.0030835 | 0.0028755 | 0.0026804 | 0.0024966 | 0.0023258
PG&E | GWh | Industrial | Ind - Paper | Lighting | No | Ind Lighting - O&M (Mid Cost) | 0.00027979 | 0.00026403 | 0.00024842 | 0.00023307 | 0.00021821 | 0.00020396 | 0.0001906 | 0.00017795 | 0.00016599 | 0.00015475 | 0.00014416 | 0.00013431
PG&E | GWh | Industrial | Ind - Paper | ProcHeat | No | Ind ProcHeat - Equipment (Gas - High Cost) | -0.00063232 | -0.0005824 | -0.00054176 | -0.00050936 | -0.00047836 | -0.00044442 | -0.00041454 | -0.00038527 | -0.00035603 | -0.0003281 | -0.00030719 | -0.00028795
PG&E | GWh | Industrial | Ind - Paper | ProcHeat | No | Ind ProcHeat - Equipment (Gas - Mid Cost) | -0.046053 | -0.042267 | -0.039227 | -0.036626 | -0.034223 | -0.031875 | -0.029674 | -0.027517 | -0.025407 | -0.023364 | -0.021834 | -0.020409
PG&E | GWh | Industrial | Ind - Paper | ProcHeat | No | Ind ProcHeat - O&M (Gas - High Cost) | -0.0016232 | -0.0015964 | -0.0015869 | -0.001589 | -0.0015915 | -0.0015858 | -0.0015811 | -0.0015704 | -0.0015526 | -0.0015292 | -0.0015306 | -0.0015327
PG&E | GWh | Industrial | Ind - Paper | ProcHeat | No | Ind ProcHeat - O&M (Gas - Mid Cost) | 0.00020887 | 0.00020515 | 0.00020375 | 0.00020348 | 0.0002034 | 0.00020288 | 0.00020213 | 0.00020059 | 0.00019826 | 0.00019512 | 0.00019515 | 0.00019521
PG&E | GWh | Industrial | Ind - Paper | MachDr | No | Ind MachDr - Equipment (High Cost) | 0.019597 | 0.018114 | 0.01667 | 0.015307 | 0.014017 | 0.012822 | 0.011719 | 0.010701 | 0.0097683 | 0.0089062 | 0.008114 | 0.0073936
PG&E | GWh | Industrial | Ind - Paper | MachDr | No | Ind MachDr - Equipment (Low Cost) | 0.041999 | 0.038723 | 0.035607 | 0.032646 | 0.029871 | 0.027283 | 0.024918 | 0.022737 | 0.020726 | 0.018884 | 0.017193 | 0.015656
PG&E | GWh | Industrial | Ind - Paper | MachDr | No | Ind MachDr - Equipment (Mid Cost) | 0.08655 | 0.079846 | 0.073435 | 0.067351 | 0.061636 | 0.056318 | 0.051444 | 0.046949 | 0.042811 | 0.039012 | 0.035524 | 0.032353
PG&E | GWh | Industrial | Ind - Paper | MachDr | No | Ind MachDr - O&M (High Cost) | 0.0025757 | 0.0026053 | 0.0026267 | 0.0026411 | 0.0026496 | 0.0026542 | 0.0026578 | 0.0026589 | 0.0026581 | 0.0026553 | 0.0026505 | 0.0026462
PG&E | GWh | Industrial | Ind - Paper | MachDr | No | Ind MachDr - O&M (Low Cost) | 0.29877 | 0.30193 | 0.30433 | 0.30583 | 0.30673 | 0.30709 | 0.30742 | 0.30748 | 0.30723 | 0.30683 | 0.3062 | 0.30564
PG&E | GWh | Industrial | Ind - Paper | MachDr | No | Ind MachDr - O&M (Mid Cost) | 0.031108 | 0.03145 | 0.031703 | 0.031868 | 0.031965 | 0.032011 | 0.03205 | 0.032059 | 0.03204 | 0.032002 | 0.03194 | 0.031885
PG&E | GWh | Industrial | Ind - Petroleum | Lighting | No | Ind Lighting - Equipment (High Cost) | 0.054421 | 0.051502 | 0.048501 | 0.045586 | 0.042716 | 0.039994 | 0.037405 | 0.034951 | 0.032654 | 0.030466 | 0.028402 | 0.026482
PG&E | GWh | Industrial | Ind - Petroleum | Lighting | No | Ind Lighting - Equipment (Low Cost) | 0.10728 | 0.10119 | 0.095197 | 0.08929 | 0.083583 | 0.078104 | 0.072977 | 0.068126 | 0.063532 | 0.059221 | 0.055161 | 0.051388
PG&E | GWh | Industrial | Ind - Petroleum | Lighting | No | Ind Lighting - Equipment (Mid Cost) | 0.085888 | 0.081053 | 0.076262 | 0.071552 | 0.066989 | 0.062617 | 0.058515 | 0.054633 | 0.050963 | 0.047512 | 0.04426 | 0.041238
PG&E | GWh | Industrial | Ind - Petroleum | MachDr | No | Ind MachDr - Equipment (High Cost) | 0.19305 | 0.17856 | 0.16436 | 0.151 | 0.1383 | 0.12655 | 0.11569 | 0.10566 | 0.096482 | 0.087985 | 0.080173 | 0.073069
PG&E | GWh | Industrial | Ind - Petroleum | MachDr | No | Ind MachDr - Equipment (Low Cost) | 1.0079 | 0.92927 | 0.85449 | 0.78341 | 0.71681 | 0.65473 | 0.59796 | 0.54562 | 0.49736 | 0.45316 | 0.41257 | 0.37569
PG&E | GWh | Industrial | Ind - Petroleum | MachDr | No | Ind MachDr - Equipment (Mid Cost) | 0.82627 | 0.76226 | 0.70106 | 0.64298 | 0.58842 | 0.53765 | 0.49112 | 0.44821 | 0.4087 | 0.37244 | 0.33913 | 0.30887
PG&E | GWh | Industrial | Ind - Petroleum | MachDr | No | Ind MachDr - O&M (High Cost) | 0.070899 | 0.07174 | 0.072339 | 0.072754 | 0.072996 | 0.073138 | 0.073245 | 0.073286 | 0.073277 | 0.073209 | 0.073084 | 0.072973
PG&E | GWh | Industrial | Ind - Petroleum | MachDr | No | Ind MachDr - O&M (Low Cost) | 4.1085 | 4.152 | 4.1849 | 4.2055 | 4.2179 | 4.2229 | 4.2275 | 4.2283 | 4.2248 | 4.2194 | 4.2108 | 4.203
PG&E | GWh | Industrial | Ind - Petroleum | MachDr | No | Ind MachDr - O&M (Mid Cost) | 0.54742 | 0.55342 | 0.55788 | 0.56076 | 0.56248 | 0.56327 | 0.56395 | 0.56411 | 0.56377 | 0.5631 | 0.56201 | 0.56102
PG&E | GWh | Industrial | Ind - Plastics | HVAC | No | Ind HVAC - Equipment (Electric - High Cost) | 0.00047213 | 0.00044737 | 0.00042175 | 0.00039686 | 0.00037225 | 0.00034893 | 0.00032668 | 0.00030556 | 0.0002858 | 0.00026692 | 0.00024909 | 0.00023249
PG&E | GWh | Industrial | Ind - Plastics | HVAC | No | Ind HVAC - Equipment (Electric - Low Cost) | 0.021915 | 0.020691 | 0.019483 | 0.018292 | 0.01714 | 0.016032 | 0.014994 | 0.01401 | 0.013078 | 0.012202 | 0.011376 | 0.010609
PG&E | GWh | Industrial | Ind - Plastics | HVAC | No | Ind HVAC - Equipment (Electric - Mid Cost) | 0.020642 | 0.019497 | 0.018361 | 0.017243 | 0.016159 | 0.015118 | 0.01414 | 0.013214 | 0.012338 | 0.011513 | 0.010735 | 0.010012
PG&E | GWh | Industrial | Ind - Plastics | HVAC | No | Ind HVAC - Equipment (Gas - High Cost) | -0.00041415 | -0.00041539 | -0.00041107 | -0.00040561 | -0.00039985 | -0.00039382 | -0.00038889 | -0.00038248 | -0.00037502 | -0.00036617 | -0.00034235 | -0.00032022
PG&E | GWh | Industrial | Ind - Plastics | HVAC | No | Ind HVAC - Equipment (Gas - Low Cost) | 0.0001252 | 0.0001254 | 0.00012397 | 0.00012198 | 0.00011999 | 0.00011831 | 0.00011674 | 0.00011471 | 0.00011244 | 0.00010969 | 0.00010248 | 9.574e-05
PG&E | GWh | Industrial | Ind - Plastics | HVAC | No | Ind HVAC - Equipment (Gas - Mid Cost) | -0.00018296 | -0.00018329 | -0.00018123 | -0.0001784 | -0.00017555 | -0.00017306 | -0.00017078 | -0.00016784 | -0.00016452 | -0.00016052 | -0.00014998 | -0.00014015
PG&E | GWh | Industrial | Ind - Plastics | HVAC | No | Ind HVAC - O&M (Electric - High Cost) | 0.0083387 | 0.008435 | 0.0085049 | 0.0085536 | 0.0085827 | 0.0085962 | 0.0086083 | 0.0086128 | 0.0086099 | 0.0086016 | 0.0085866 | 0.0085737
PG&E | GWh | Industrial | Ind - Plastics | HVAC | No | Ind HVAC - O&M (Electric - Low Cost) | 0.10309 | 0.10418 | 0.10501 | 0.10553 | 0.10584 | 0.10596 | 0.10608 | 0.1061 | 0.10601 | 0.10587 | 0.10566 | 0.10546
PG&E | GWh | Industrial | Ind - Plastics | HVAC | No | Ind HVAC - O&M (Electric - Mid Cost) | 0.017505 | 0.017696 | 0.017839 | 0.017931 | 0.017985 | 0.018011 | 0.018032 | 0.018037 | 0.018026 | 0.018005 | 0.01797 | 0.017938
PG&E | GWh | Industrial | Ind - Plastics | HVAC | No | Ind HVAC - O&M (Gas - Mid Cost) | 0.00012282 | 0.00013169 | 0.00013938 | 0.00014683 | 0.00015463 | 0.00016319 | 0.00017237 | 0.00018132 | 0.00019025 | 0.00019868 | 0.0001987 | 0.00019873
PG&E | GWh | Industrial | Ind - Plastics | Lighting | No | Ind Lighting - Equipment (High Cost) | 0.026027 | 0.024634 | 0.0232 | 0.021807 | 0.020435 | 0.019134 | 0.017896 | 0.016722 | 0.015625 | 0.014578 | 0.013591 | 0.012673
PG&E | GWh | Industrial | Ind - Plastics | Lighting | No | Ind Lighting - Equipment (Low Cost) | 0.044066 | 0.041567 | 0.039105 | 0.03668 | 0.034337 | 0.032087 | 0.029982 | 0.027989 | 0.026103 | 0.024332 | 0.022664 | 0.021114
PG&E | GWh | Industrial | Ind - Plastics | Lighting | No | Ind Lighting - Equipment (Mid Cost) | 0.18887 | 0.17827 | 0.16775 | 0.15741 | 0.14738 | 0.13777 | 0.12876 | 0.12022 | 0.11216 | 0.10457 | 0.097414 | 0.090768
PG&E | GWh | Industrial | Ind - Plastics | Lighting | No | Ind Lighting - O&M (Low Cost) | 0.010046 | 0.009475 | 0.0089134 | 0.0083602 | 0.0078257 | 0.0073126 | 0.0068325 | 0.0063782 | 0.005948 | 0.0055443 | 0.0051641 | 0.0048109
PG&E | GWh | Industrial | Ind - Plastics | Lighting | No | Ind Lighting - O&M (Mid Cost) | 0.0015008 | 0.0014162 | 0.0013324 | 0.00125 | 0.0011703 | 0.0010938 | 0.0010222 | 0.0009543 | 0.00089016 | 0.00082984 | 0.00077303 | 0.00072023
PG&E | GWh | Industrial | Ind - Plastics | ProcHeat | No | Ind ProcHeat - Equipment (Electric - High Cost) | 0.0010267 | 0.0010387 | 0.0010477 | 0.001055 | 0.0010597 | 0.0010603 | 0.0010621 | 0.001063 | 0.0010625 | 0.0010619 | 0.0010603 | 0.0010593
PG&E | GWh | Industrial | Ind - Plastics | ProcHeat | No | Ind ProcHeat - Equipment (Electric - Low Cost) | 0.077217 | 0.078035 | 0.078654 | 0.079042 | 0.079275 | 0.079368 | 0.079455 | 0.07947 | 0.079405 | 0.079303 | 0.079142 | 0.078995
PG&E | GWh | Industrial | Ind - Plastics | ProcHeat | No | Ind ProcHeat - Equipment (Electric - Mid Cost) | 0.034142 | 0.034516 | 0.034794 | 0.034974 | 0.03508 | 0.03513 | 0.035172 | 0.035182 | 0.03516 | 0.035119 | 0.035051 | 0.034989
PG&E | GWh | Industrial | Ind - Plastics | ProcHeat | No | Ind ProcHeat - Equipment (Gas - High Cost) | -0.0005947 | -0.00063932 | -0.00067781 | -0.00071703 | -0.00075713 | -0.00079795 | -0.00084365 | -0.00088845 | -0.00093256 | -0.00097494 | -0.00097595 | -0.00097751
PG&E | GWh | Industrial | Ind - Plastics | ProcHeat | No | Ind ProcHeat - Equipment (Gas - Mid Cost) | 0.00047035 | 0.00050449 | 0.00053403 | 0.0005629 | 0.0005931 | 0.00062579 | 0.00066109 | 0.00069554 | 0.00072984 | 0.00076232 | 0.00076252 | 0.00076283
PG&E | GWh | Industrial | Ind - Plastics | ProcHeat | No | Ind ProcHeat - O&M (Gas - Low Cost) | 0.0018359 | 0.0019683 | 0.0020829 | 0.0021934 | 0.0023095 | 0.0024376 | 0.0025745 | 0.0027078 | 0.002841 | 0.0029666 | 0.0029667 | 0.0029667
PG&E | GWh | Industrial | Ind - Plastics | ProcHeat | No | Ind ProcHeat - O&M (Gas - Mid Cost) | -0.00049595 | -0.00053188 | -0.00056297 | -0.00059327 | -0.00062498 | -0.00065948 | -0.00069664 | -0.00073288 | -0.000769 | -0.00080316 | -0.00080332 | -0.00080356
PG&E | GWh | Industrial | Ind - Plastics | ProcRefrig | No | Ind ProcRefrig - O&M (High Cost) | 0.061932 | 0.062658 | 0.063178 | 0.063534 | 0.063743 | 0.063861 | 0.063951 | 0.063984 | 0.063971 | 0.063909 | 0.063797 | 0.063698
PG&E | GWh | Industrial | Ind - Plastics | ProcRefrig | No | Ind ProcRefrig - O&M (Low Cost) | 0.11865 | 0.11991 | 0.12087 | 0.12147 | 0.12183 | 0.12198 | 0.12212 | 0.12215 | 0.12205 | 0.1219 | 0.12165 | 0.12143
PG&E | GWh | Industrial | Ind - Plastics | ProcRefrig | No | Ind ProcRefrig - O&M (Mid Cost) | 0.022868 | 0.02312 | 0.023307 | 0.023428 | 0.0235 | 0.023534 | 0.023563 | 0.02357 | 0.023556 | 0.023529 | 0.023484 | 0.023443
PG&E | GWh | Industrial | Ind - Plastics | MachDr | No | Ind MachDr - Equipment (High Cost) | 0.066976 | 0.067905 | 0.068516 | 0.068996 | 0.069269 | 0.069484 | 0.069625 | 0.069703 | 0.069771 | 0.069744 | 0.069662 | 0.069593
PG&E | GWh | Industrial | Ind - Plastics | MachDr | No | Ind MachDr - Equipment (Low Cost) | 0.27715 | 0.28009 | 0.28232 | 0.28372 | 0.28455 | 0.2849 | 0.28521 | 0.28527 | 0.28504 | 0.28468 | 0.2841 | 0.28358
PG&E | GWh | Industrial | Ind - Plastics | MachDr | No | Ind MachDr - Equipment (Mid Cost) | 0.44355 | 0.44856 | 0.45223 | 0.45466 | 0.4561 | 0.45684 | 0.45743 | 0.45761 | 0.45742 | 0.45692 | 0.45608 | 0.45532
PG&E | GWh | Industrial | Ind - Plastics | MachDr | No | Ind MachDr - O&M (High Cost) | 0.0033611 | 0.0034002 | 0.0034283 | 0.0034474 | 0.0034587 | 0.0034649 | 0.0034697 | 0.0034714 | 0.0034705 | 0.0034671 | 0.0034609 | 0.0034555
PG&E | GWh | Industrial | Ind - Plastics | MachDr | No | Ind MachDr - O&M (Low Cost) | 0.97299 | 0.98331 | 0.99111 | 0.99601 | 0.99895 | 1.0001 | 1.0012 | 1.0014 | 1.0006 | 0.99934 | 0.99731 | 0.99547
PG&E | GWh | Industrial | Ind - Plastics | MachDr | No | Ind MachDr - O&M (Mid Cost) | 0.036215 | 0.036613 | 0.036908 | 0.037099 | 0.037213 | 0.037266 | 0.037311 | 0.037322 | 0.037299 | 0.037256 | 0.037184 | 0.037119
PG&E | GWh | Industrial | Ind - Printing & Publishing | HVAC | No | Ind HVAC - Equipment (Electric - High Cost) | 0.02575 | 0.02441 | 0.023016 | 0.021663 | 0.020323 | 0.019054 | 0.017841 | 0.01669 | 0.015615 | 0.014585 | 0.013612 | 0.012707
PG&E | GWh | Industrial | Ind - Printing & Publishing | HVAC | No | Ind HVAC - Equipment (Electric - Low Cost) | 0.048815 | 0.046089 | 0.0434 | 0.040747 | 0.038179 | 0.035711 | 0.033399 | 0.031208 | 0.029133 | 0.027182 | 0.025342 | 0.023632
PG&E | GWh | Industrial | Ind - Printing & Publishing | HVAC | No | Ind HVAC - Equipment (Electric - Mid Cost) | 0.051907 | 0.049038 | 0.046185 | 0.043378 | 0.040651 | 0.038037 | 0.03558 | 0.033252 | 0.031051 | 0.028976 | 0.027019 | 0.025199
PG&E | GWh | Industrial | Ind - Printing & Publishing | HVAC | No | Ind HVAC - Equipment (Gas - High Cost) | -0.0015417 | -0.0014802 | -0.0014126 | -0.0013574 | -0.0012981 | -0.0012247 | -0.00116 | -0.001096 | -0.0010308 | -0.00096919 | -0.00090758 | -0.000851
PG&E | GWh | Industrial | Ind - Printing & Publishing | HVAC | No | Ind HVAC - Equipment (Gas - Mid Cost) | -0.00014666 | -0.00014026 | -0.00013347 | -0.00012717 | -0.00012087 | -0.00011443 | -0.00010814 | -0.00010189 | -9.5759e-05 | -8.9811e-05 | -8.3922e-05 | -7.8428e-05
PG&E | GWh | Industrial | Ind - Printing & Publishing | HVAC | No | Ind HVAC - O&M (Electric - High Cost) | 0.011127 | 0.011255 | 0.011348 | 0.011411 | 0.011447 | 0.011467 | 0.011483 | 0.011488 | 0.011484 | 0.011473 | 0.011452 | 0.011434
PG&E | GWh | Industrial | Ind - Printing & Publishing | HVAC | No | Ind HVAC - O&M (Electric - Low Cost) | 0.25995 | 0.2627 | 0.26479 | 0.26611 | 0.2669 | 0.26721 | 0.2675 | 0.26756 | 0.26734 | 0.267 | 0.26645 | 0.26596
PG&E | GWh | Industrial | Ind - Printing & Publishing | HVAC | No | Ind HVAC - O&M (Electric - Mid Cost) | 0.11738 | 0.11869 | 0.11965 | 0.12029 | 0.12067 | 0.12085 | 0.121 | 0.12105 | 0.12098 | 0.12085 | 0.12062 | 0.12042
PG&E | GWh | Industrial | Ind - Printing & Publishing | Lighting | No | Ind Lighting - Equipment (High Cost) | 0.03213 | 0.030397 | 0.028623 | 0.026897 | 0.025201 | 0.023591 | 0.022062 | 0.020613 | 0.019255 | 0.017963 | 0.016744 | 0.015612
PG&E | GWh | Industrial | Ind - Printing & Publishing | Lighting | No | Ind Lighting - Equipment (Low Cost) | 0.072922 | 0.068784 | 0.064709 | 0.060696 | 0.056817 | 0.053094 | 0.049609 | 0.046312 | 0.04319 | 0.04026 | 0.0375 | 0.034935
PG&E | GWh | Industrial | Ind - Printing & Publishing | Lighting | No | Ind Lighting - Equipment (Mid Cost) | 0.18384 | 0.1735 | 0.16324 | 0.15317 | 0.1434 | 0.13405 | 0.12527 | 0.11696 | 0.10911 | 0.10172 | 0.094758 | 0.088291
PG&E | GWh | Industrial | Ind - Printing & Publishing | Lighting | No | Ind Lighting - O&M (Low Cost) | 0.034841 | 0.032861 | 0.030913 | 0.028994 | 0.02714 | 0.02536 | 0.023695 | 0.02212 | 0.020627 | 0.019227 | 0.017909 | 0.016684
PG&E | GWh | Industrial | Ind - Printing & Publishing | Lighting | No | Ind Lighting - O&M (Mid Cost) | 0.0016298 | 0.0015379 | 0.0014469 | 0.0013575 | 0.0012709 | 0.0011879 | 0.00111 | 0.0010364 | 0.0009667 | 0.00090121 | 0.0008395 | 0.00078217
PG&E | GWh | Industrial | Ind - Printing & Publishing | ProcHeat | No | Ind ProcHeat - Equipment (Gas - Mid Cost) | -0.002245 | -0.0021477 | -0.0020442 | -0.0019491 | -0.0018535 | -0.0017542 | -0.0016581 | -0.0015627 | -0.0014688 | -0.0013778 | -0.0012877 | -0.0012038
PG&E | GWh | Industrial | Ind - Printing & Publishing | ProcHeat | No | Ind ProcHeat - O&M (Gas - High Cost) | -0.0011654 | -0.0011941 | -0.001217 | -0.0012433 | -0.0012665 | -0.0012827 | -0.0012981 | -0.0013101 | -0.0013182 | -0.0013241 | -0.001325 | -0.0013264
PG&E | GWh | Industrial | Ind - Printing & Publishing | MachDr | No | Ind MachDr - Equipment (High Cost) | 0.020384 | 0.018846 | 0.017345 | 0.015929 | 0.014587 | 0.013346 | 0.012198 | 0.011139 | 0.01017 | 0.0092728 | 0.0084484 | 0.0076987
PG&E | GWh | Industrial | Ind - Printing & Publishing | MachDr | No | Ind MachDr - Equipment (Low Cost) | 0.09158 | 0.084433 | 0.077638 | 0.071178 | 0.065126 | 0.059485 | 0.054326 | 0.049571 | 0.045186 | 0.04117 | 0.037482 | 0.034131
PG&E | GWh | Industrial | Ind - Printing & Publishing | MachDr | No | Ind MachDr - Equipment (Mid Cost) | 0.14431 | 0.13311 | 0.12242 | 0.11227 | 0.10274 | 0.093874 | 0.085746 | 0.078252 | 0.071351 | 0.065019 | 0.059203 | 0.053917
PG&E | GWh | Industrial | Ind - Printing & Publishing | MachDr | No | Ind MachDr - O&M (High Cost) | 0.00087957 | 0.00088974 | 0.00089708 | 0.00090206 | 0.00090499 | 0.00090659 | 0.00090784 | 0.00090826 | 0.00090801 | 0.00090709 | 0.00090547 | 0.00090403
PG&E | GWh | Industrial | Ind - Printing & Publishing | MachDr | No | Ind MachDr - O&M (Low Cost) | 1.0753 | 1.0867 | 1.0953 | 1.1007 | 1.1039 | 1.1052 | 1.1065 | 1.1067 | 1.1057 | 1.1043 | 1.1021 | 1.1
PG&E | GWh | Industrial | Ind - Printing & Publishing | MachDr | No | Ind MachDr - O&M (Mid Cost) | 0.052398 | 0.052975 | 0.053402 | 0.05368 | 0.053844 | 0.053921 | 0.053987 | 0.054004 | 0.053972 | 0.053909 | 0.053805 | 0.053711
PG&E | GWh | Industrial | Ind - Stone, Glass & Clay | HVAC | No | Ind HVAC - Equipment (Gas - High Cost) | -0.0001432 | -0.00013538 | -0.00012852 | -0.00012282 | -0.00011738 | -0.00011137 | -0.00010568 | -9.9922e-05 | -9.4324e-05 | -8.8906e-05 | -8.314e-05 | -7.7789e-05
PG&E | GWh | Industrial | Ind - Stone, Glass & Clay | HVAC | No | Ind HVAC - O&M (Electric - High Cost) | 0.0082905 | 0.0083858 | 0.0084548 | 0.0085014 | 0.0085288 | 0.0085435 | 0.0085551 | 0.0085589 | 0.0085562 | 0.0085474 | 0.008532 | 0.0085182
PG&E | GWh | Industrial | Ind - Stone, Glass & Clay | HVAC | No | Ind HVAC - O&M (Electric - Low Cost) | 0.13445 | 0.13588 | 0.13696 | 0.13763 | 0.13804 | 0.1382 | 0.13836 | 0.13838 | 0.13827 | 0.13809 | 0.13781 | 0.13756
PG&E | GWh | Industrial | Ind - Stone, Glass & Clay | HVAC | No | Ind HVAC - O&M (Electric - Mid Cost) | 0.0010828 | 0.0010948 | 0.0011036 | 0.0011094 | 0.0011129 | 0.0011145 | 0.0011159 | 0.0011163 | 0.0011156 | 0.0011144 | 0.0011122 | 0.0011103
PG&E | GWh | Industrial | Ind - Stone, Glass & Clay | Lighting | No | Ind Lighting - Equipment (High Cost) | 0.027886 | 0.026391 | 0.024854 | 0.02336 | 0.02189 | 0.020495 | 0.019169 | 0.017911 | 0.016734 | 0.015613 | 0.014555 | 0.013572
PG&E | GWh | Industrial | Ind - Stone, Glass & Clay | Lighting | No | Ind Lighting - Equipment (Low Cost) | 0.033744 | 0.031829 | 0.029943 | 0.028085 | 0.02629 | 0.024567 | 0.022954 | 0.021428 | 0.019984 | 0.018628 | 0.01735 | 0.016164
PG&E | GWh | Industrial | Ind - Stone, Glass & Clay | Lighting | No | Ind Lighting - Equipment (Mid Cost) | 0.43215 | 0.40785 | 0.38375 | 0.36007 | 0.33712 | 0.31513 | 0.29449 | 0.27496 | 0.2565 | 0.23914 | 0.22277 | 0.20757
PG&E | GWh | Industrial | Ind - Stone, Glass & Clay | Lighting | No | Ind Lighting - O&M (Low Cost) | 0.010339 | 0.0097519 | 0.009174 | 0.0086048 | 0.0080548 | 0.0075268 | 0.0070328 | 0.0065652 | 0.0061226 | 0.0057071 | 0.0053158 | 0.0049523
PG&E | GWh | Industrial | Ind - Stone, Glass & Clay | Lighting | No | Ind Lighting - O&M (Mid Cost) | 0.0065451 | 0.0061751 | 0.0058097 | 0.0054501 | 0.0051022 | 0.0047685 | 0.0044558 | 0.0041599 | 0.00388 | 0.003617 | 0.0033692 | 0.003139
PG&E | GWh | Industrial | Ind - Stone, Glass & Clay | ProcHeat | No | Ind ProcHeat - Equipment (Gas - High Cost) | -0.0094413 | -0.008935 | -0.0084915 | -0.0081461 | -0.0078071 | -0.0073966 | -0.0070258 | -0.0066513 | -0.0062813 | -0.0059275 | -0.0055485 | -0.0051994
PG&E | GWh | Industrial | Ind - Stone, Glass & Clay | ProcHeat | No | Ind ProcHeat - O&M (Gas - High Cost) | -0.00094133 | -0.00095116 | -0.00096594 | -0.00098677 | -0.0010085 | -0.0010248 | -0.0010405 | -0.0010526 | -0.0010635 | -0.0010726 | -0.0010732 | -0.0010743
PG&E | GWh | Industrial | Ind - Stone, Glass & Clay | ProcHeat | No | Ind ProcHeat - O&M (Gas - Mid Cost) | -0.12844 | -0.12968 | -0.13163 | -0.13426 | -0.13706 | -0.13935 | -0.14142 | -0.14301 | -0.14446 | -0.14562 | -0.14565 | -0.1457
PG&E | GWh | Industrial | Ind - Stone, Glass & Clay | MachDr | No | Ind MachDr - Equipment (High Cost) | 0.035117 | 0.032464 | 0.029877 | 0.027437 | 0.025125 | 0.022985 | 0.021008 | 0.019183 | 0.017513 | 0.015968 | 0.014548 | 0.013256
PG&E | GWh | Industrial | Ind - Stone, Glass & Clay | MachDr | No | Ind MachDr - Equipment (Low Cost) | 0.32058 | 0.29556 | 0.27177 | 0.24916 | 0.22797 | 0.20823 | 0.19017 | 0.17352 | 0.15817 | 0.14411 | 0.1312 | 0.11947
PG&E | GWh | Industrial | Ind - Stone, Glass & Clay | MachDr | No | Ind MachDr - Equipment (Mid Cost) | 0.25576 | 0.23593 | 0.21699 | 0.199 | 0.18211 | 0.1664 | 0.15199 | 0.13871 | 0.12648 | 0.11526 | 0.10495 | 0.095581
PG&E | GWh | Industrial | Ind - Stone, Glass & Clay | MachDr | No | Ind MachDr - O&M (High Cost) | 0.047318 | 0.047896 | 0.048296 | 0.048574 | 0.048736 | 0.048832 | 0.048904 | 0.048931 | 0.048926 | 0.048881 | 0.048798 | 0.048725
PG&E | GWh | Industrial | Ind - Stone, Glass & Clay | MachDr | No | Ind MachDr - O&M (Low Cost) | 1.1266 | 1.1385 | 1.1475 | 1.1532 | 1.1566 | 1.158 | 1.1592 | 1.1594 | 1.1585 | 1.157 | 1.1546 | 1.1525
PG&E | GWh | Industrial | Ind - Stone, Glass & Clay | MachDr | No | Ind MachDr - O&M (Mid Cost) | 0.18578 | 0.18783 | 0.18935 | 0.19034 | 0.19092 | 0.1912 | 0.19143 | 0.19149 | 0.19138 | 0.19116 | 0.19079 | 0.19046
PG&E | GWh | Industrial | Ind - Textiles | HVAC | No | Ind HVAC - Equipment (Electric - High Cost) | 0.00065594 | 0.00062135 | 0.00058571 | 0.00055103 | 0.00051682 | 0.00048436 | 0.00045343 | 0.00042408 | 0.00039659 | 0.00037036 | 0.0003456 | 0.00032254
PG&E | GWh | Industrial | Ind - Textiles | HVAC | No | Ind HVAC - Equipment (Electric - Low Cost) | 0.00048204 | 0.00045512 | 0.00042856 | 0.00040236 | 0.000377 | 0.00035263 | 0.0003298 | 0.00030816 | 0.00028766 | 0.0002684 | 0.00025023 | 0.00023334
PG&E | GWh | Industrial | Ind - Textiles | HVAC | No | Ind HVAC - Equipment (Electric - Mid Cost) | 0.0010003 | 0.00094477 | 0.00088974 | 0.00083555 | 0.00078298 | 0.00073254 | 0.00068518 | 0.00064031 | 0.00059784 | 0.00055787 | 0.00052016 | 0.0004851
PG&E | GWh | Industrial | Ind - Textiles | HVAC | No | Ind HVAC - O&M (Electric - High Cost) | 0.00012666 | 0.00012828 | 0.00012939 | 0.00013021 | 0.00013068 | 0.000131 | 0.00013123 | 0.00013134 | 0.00013139 | 0.0001313 | 0.0001311 | 0.00013092
PG&E | GWh | Industrial | Ind - Textiles | HVAC | No | Ind HVAC - O&M (Electric - Low Cost) | 0.0098139 | 0.0099182 | 0.0099971 | 0.010047 | 0.010076 | 0.010089 | 0.0101 | 0.010102 | 0.010094 | 0.010081 | 0.010061 | 0.010042
PG&E | GWh | Industrial | Ind - Textiles | HVAC | No | Ind HVAC - O&M (Electric - Mid Cost) | 0.0040585 | 0.0041029 | 0.004136 | 0.0041573 | 0.00417 | 0.0041759 | 0.0041809 | 0.0041821 | 0.0041795 | 0.0041746 | 0.0041665 | 0.0041591
PG&E | GWh | Industrial | Ind - Textiles | Lighting | No | Ind Lighting - Equipment (High Cost) | 0.0020577 | 0.0019468 | 0.0018332 | 0.0017227 | 0.0016141 | 0.001511 | 0.0014131 | 0.0013203 | 0.0012333 | 0.0011506 | 0.0010726 | 0.001
PG&E | GWh | Industrial | Ind - Textiles | Lighting | No | Ind Lighting - Equipment (Low Cost) | 0.0020902 | 0.0019717 | 0.0018549 | 0.0017398 | 0.0016287 | 0.0015219 | 0.0014221 | 0.0013275 | 0.0012381 | 0.0011541 | 0.001075 | 0.0010015
PG&E | GWh | Industrial | Ind - Textiles | Lighting | No | Ind Lighting - Equipment (Mid Cost) | 0.016916 | 0.015967 | 0.015024 | 0.014099 | 0.0132 | 0.01234 | 0.011533 | 0.010768 | 0.010046 | 0.0093664 | 0.0087259 | 0.0081307
PG&E | GWh | Industrial | Ind - Textiles | Lighting | No | Ind Lighting - O&M (Low Cost) | 0.0012489 | 0.0011779 | 0.0011081 | 0.0010393 | 0.00097289 | 0.00090909 | 0.0008494 | 0.00079291 | 0.00073943 | 0.00068924 | 0.00064198 | 0.00059806
PG&E | GWh | Industrial | Ind - Textiles | Lighting | No | Ind Lighting - O&M (Mid Cost) | 0.00065695 | 0.0006198 | 0.00058311 | 0.00054701 | 0.00051208 | 0.00047858 | 0.0004472 | 0.00041749 | 0.00038939 | 0.00036299 | 0.00033812 | 0.00031502
PG&E | GWh | Industrial | Ind - Textiles | ProcHeat | No | Ind ProcHeat - Equipment (Gas - High Cost) | -0.0013669 | -0.0013478 | -0.001322 | -0.0013039 | -0.0012881 | -0.0012644 | -0.0012433 | -0.0012197 | -0.0011927 | -0.0011633 | -0.0011648 | -0.0011672
PG&E | GWh | Industrial | Ind - Textiles | ProcHeat | No | Ind ProcHeat - Equipment (Gas - Mid Cost) | 9.7464e-06 | 9.5813e-06 | 9.3754e-06 | 9.1818e-06 | 9.0363e-06 | 8.889e-06 | 8.7296e-06 | 8.5521e-06 | 8.36e-06 | 8.1428e-06 | 8.1441e-06 | 8.1462e-06
PG&E | GWh | Industrial | Ind - Textiles | ProcHeat | No | Ind ProcHeat - O&M (Gas - High Cost) | -0.00037533 | -0.00036937 | -0.0003617 | -0.00035503 | -0.00034998 | -0.00034397 | -0.00033801 | -0.00033137 | -0.000324 | -0.0003158 | -0.00031603 | -0.0003164
PG&E | GWh | Industrial | Ind - Textiles | ProcHeat | No | Ind ProcHeat - O&M (Gas - Low Cost) | 5.813e-05 | 5.7133e-05 | 5.5896e-05 | 5.4716e-05 | 5.3831e-05 | 5.2963e-05 | 5.2007e-05 | 5.0941e-05 | 4.9795e-05 | 4.8494e-05 | 4.8496e-05 | 4.8499e-05
PG&E | GWh | Industrial | Ind - Textiles | ProcHeat | No | Ind ProcHeat - O&M (Gas - Mid Cost) | -6.5627e-05 | -6.4517e-05 | -6.3132e-05 | -6.1832e-05 | -6.0856e-05 | -5.9862e-05 | -5.879e-05 | -5.7595e-05 | -5.6302e-05 | -5.484e-05 | -5.485e-05 | -5.4866e-05
PG&E | GWh | Industrial | Ind - Textiles | MachDr | No | Ind MachDr - Equipment (High Cost) | 0.00063236 | 0.00064139 | 0.00064723 | 0.00065192 | 0.00065456 | 0.00065676 | 0.00065817 | 0.00065897 | 0.00065976 | 0.00065957 | 0.00065886 | 0.00065826
PG&E | GWh | Industrial | Ind - Textiles | MachDr | No | Ind MachDr - Equipment (Low Cost) | 0.0052045 | 0.0052598 | 0.0053016 | 0.0053279 | 0.0053436 | 0.00535 | 0.0053559 | 0.005357 | 0.0053527 | 0.0053459 | 0.0053351 | 0.0053252
PG&E | GWh | Industrial | Ind - Textiles | MachDr | No | Ind MachDr - Equipment (Mid Cost) | 0.012586 | 0.012727 | 0.01283 | 0.012898 | 0.012939 | 0.012959 | 0.012975 | 0.01298 | 0.012973 | 0.012959 | 0.012934 | 0.012913
PG&E | GWh | Industrial | Ind - Textiles | MachDr | No | Ind MachDr - O&M (High Cost) | 0.00061982 | 0.00062706 | 0.00063226 | 0.00063581 | 0.00063789 | 0.00063906 | 0.00063996 | 0.00064028 | 0.00064014 | 0.00063951 | 0.00063839 | 0.00063739
PG&E | GWh | Industrial | Ind - Textiles | MachDr | No | Ind MachDr - O&M (Low Cost) | 0.044084 | 0.044552 | 0.044905 | 0.045127 | 0.04526 | 0.045315 | 0.045364 | 0.045373 | 0.045336 | 0.045279 | 0.045186 | 0.045103
PG&E | GWh | Industrial | Ind - Textiles | MachDr | No | Ind MachDr - O&M (Mid Cost) | 0.0096791 | 0.009786 | 0.009865 | 0.0099165 | 0.0099471 | 0.0099616 | 0.0099738 | 0.0099769 | 0.0099712 | 0.0099597 | 0.0099406 | 0.0099233
PG&E | GWh | Industrial | Ind - Transportation Equipment | HVAC | No | Ind HVAC - Equipment (Electric - High Cost) | 0.0023745 | 0.0022501 | 0.0021213 | 0.0019962 | 0.0018725 | 0.0017553 | 0.0016434 | 0.0015372 | 0.0014378 | 0.0013429 | 0.0012532 | 0.0011697
PG&E | GWh | Industrial | Ind - Transportation Equipment | HVAC | No | Ind HVAC - Equipment (Electric - Low Cost) | 0.0045599 | 0.0043052 | 0.0040539 | 0.003806 | 0.0035661 | 0.0033355 | 0.0031196 | 0.0029149 | 0.002721 | 0.0025387 | 0.0023669 | 0.0022071
PG&E | GWh | Industrial | Ind - Transportation Equipment | HVAC | No | Ind HVAC - Equipment (Electric - Mid Cost) | 0.005761 | 0.005443 | 0.0051265 | 0.0048151 | 0.0045125 | 0.0042225 | 0.0039499 | 0.0036915 | 0.0034472 | 0.0032169 | 0.0029998 | 0.0027978
PG&E | GWh | Industrial | Ind - Transportation Equipment | HVAC | No | Ind HVAC - Equipment (Gas - High Cost) | -0.00055824 | -0.0005303 | -0.00050202 | -0.00047631 | -0.00045038 | -0.00042251 | -0.00039602 | -0.00036975 | -0.00034432 | -0.00031968 | -0.00029893 | -0.00027967
PG&E | GWh | Industrial | Ind - Transportation Equipment | HVAC | No | Ind HVAC - Equipment (Gas - Low Cost) | -4.0415e-05 | -3.8325e-05 | -3.6239e-05 | -3.4263e-05 | -3.2314e-05 | -3.0355e-05 | -2.8424e-05 | -2.6509e-05 | -2.4676e-05 | -2.2886e-05 | -2.1381e-05 | -1.9975e-05
PG&E | GWh | Industrial | Ind - Transportation Equipment | HVAC | No | Ind HVAC - Equipment (Gas - Mid Cost) | -0.00022773 | -0.00021602 | -0.00020431 | -0.0001933 | -0.0001824 | -0.0001713 | -0.00016043 | -0.00014966 | -0.00013932 | -0.00012924 | -0.00012076 | -0.00011285
PG&E | GWh | Industrial | Ind - Transportation Equipment | HVAC | No | Ind HVAC - O&M (Electric - High Cost) | 0.0041892 | 0.0042387 | 0.004274 | 0.0042984 | 0.0043126 | 0.0043208 | 0.0043271 | 0.0043294 | 0.0043288 | 0.0043246 | 0.0043172 | 0.0043106
PG&E | GWh | Industrial | Ind - Transportation Equipment | HVAC | No | Ind HVAC - O&M (Electric - Low Cost) | 0.056367 | 0.056963 | 0.057414 | 0.057698 | 0.057867 | 0.057935 | 0.057999 | 0.05801 | 0.057962 | 0.057887 | 0.057769 | 0.057662
PG&E | GWh | Industrial | Ind - Transportation Equipment | HVAC | No | Ind HVAC - O&M (Electric - Mid Cost) | 0.0075001 | 0.0075822 | 0.0076432 | 0.0076826 | 0.0077061 | 0.0077168 | 0.0077261 | 0.0077283 | 0.0077235 | 0.0077144 | 0.0076993 | 0.0076858
PG&E | GWh | Industrial | Ind - Transportation Equipment | Lighting | No | Ind Lighting - Equipment (High Cost) | 0.019272 | 0.018244 | 0.017182 | 0.016152 | 0.015136 | 0.014174 | 0.013257 | 0.012389 | 0.011576 | 0.010801 | 0.01007 | 0.0093902
PG&E | GWh | Industrial | Ind - Transportation Equipment | Lighting | No | Ind Lighting - Equipment (Low Cost) | 0.022739 | 0.021447 | 0.020176 | 0.018924 | 0.017715 | 0.016553 | 0.015467 | 0.014438 | 0.013465 | 0.012551 | 0.01169 | 0.010891
PG&E | GWh | Industrial | Ind - Transportation Equipment | Lighting | No | Ind Lighting - Equipment (Mid Cost) | 0.12143 | 0.11462 | 0.10785 | 0.1012 | 0.094752 | 0.088578 | 0.08278 | 0.077292 | 0.072108 | 0.067228 | 0.06263 | 0.058357
PG&E | GWh | Industrial | Ind - Transportation Equipment | Lighting | No | Ind Lighting - O&M (High Cost) | 0.00082411 | 0.000782 | 0.00080174 | 0.00075294 | 0.00070525 | 0.00065971 | 0.00061665 | 0.00057588 | 0.00053746 | 0.00050118 | 0.00046698 | 0.0004352
PG&E | GWh | Industrial | Ind - Transportation Equipment | Lighting | No | Ind Lighting - O&M (Low Cost) | 0.011891 | 0.011215 | 0.010551 | 0.0098956 | 0.009263 | 0.0086556 | 0.0080873 | 0.0075495 | 0.0070403 | 0.0065625 | 0.0061124 | 0.0056943
PG&E | GWh | Industrial | Ind - Transportation Equipment | Lighting | No | Ind Lighting - O&M (Mid Cost) | 0.00091649 | 0.0008649 | 0.00081378 | 0.00076353 | 0.00071484 | 0.00066819 | 0.00062442 | 0.00058299 | 0.00054384 | 0.000507 | 0.0004723 | 0.00044006
PG&E | GWh | Industrial | Ind - Transportation Equipment | ProcHeat | No | Ind ProcHeat - Equipment (Electric - High Cost) | 2.8264e-06 | 2.8645e-06 | 2.8899e-06 | 2.9093e-06 | 2.9204e-06 | 2.9289e-06 | 2.9345e-06 | 2.9374e-06 | 2.9397e-06 | 2.9382e-06 | 2.9344e-06 | 2.9311e-06
PG&E | GWh | Industrial | Ind - Transportation Equipment | ProcHeat | No | Ind ProcHeat - Equipment (Electric - Low Cost) | 0.0050864 | 0.0051402 | 0.005181 | 0.0052065 | 0.0052219 | 0.005228 | 0.0052337 | 0.0052347 | 0.0052304 | 0.0052237 | 0.0052131 | 0.0052034
PG&E | GWh | Industrial | Ind - Transportation Equipment | ProcHeat | No | Ind ProcHeat - Equipment (Electric - Mid Cost) | 0.0034351 | 0.0034749 | 0.0035035 | 0.003523 | 0.0035344 | 0.0035406 | 0.0035455 | 0.0035472 | 0.0035462 | 0.0035426 | 0.0035363 | 0.0035306
PG&E | GWh | Industrial | Ind - Transportation Equipment | ProcHeat | No | Ind ProcHeat - Equipment (Gas - High Cost) | -0.0047691 | -0.0048495 | -0.0049145 | -0.0049922 | -0.0050535 | -0.0050739 | -0.0050909 | -0.0050881 | -0.0050717 | -0.0050407 | -0.0050456 | -0.0050533
PG&E | GWh | Industrial | Ind - Transportation Equipment | ProcHeat | No | Ind ProcHeat - Equipment (Gas - Mid Cost) | 7.7845e-05 | 7.9046e-05 | 8.0025e-05 | 8.1046e-05 | 8.1861e-05 | 8.2293e-05 | 8.25e-05 | 8.2377e-05 | 8.2088e-05 | 8.1512e-05 | 8.1529e-05 | 8.1555e-05
PG&E | GWh | Industrial | Ind - Transportation Equipment | ProcHeat | No | Ind ProcHeat - O&M (Gas - High Cost) | -0.00075725 | -0.0007703 | -0.00078059 | -0.00079279 | -0.00080244 | -0.0008058 | -0.00080847 | -0.00080801 | -0.00080543 | -0.00080047 | -0.00080124 | -0.00080242
PG&E | GWh | Industrial | Ind - Transportation Equipment | ProcHeat | No | Ind ProcHeat - O&M (Gas - Low Cost) | 9.1696e-05 | 9.3079e-05 | 9.4211e-05 | 9.5349e-05 | 9.6259e-05 | 9.6792e-05 | 9.7018e-05 | 9.6852e-05 | 9.6505e-05 | 9.5807e-05 | 9.581e-05 | 9.5815e-05
PG&E | GWh | Industrial | Ind - Transportation Equipment | SHW | No | Ind SHW - Equipment (High Cost) | 0.00034899 | 0.00033792 | 0.00032604 | 0.00031526 | 0.00030381 | 0.0002905 | 0.00027751 | 0.00026408 | 0.00025064 | 0.00023717 | 0.00022604 | 0.00021553
PG&E | GWh | Industrial | Ind - Transportation Equipment | SHW | No | Ind SHW - O&M (High Cost) | -0.001665 | -0.0016981 | -0.001726 | -0.0017692 | -0.001802 | -0.0018009 | -0.0018107 | -0.001814 | -0.0018081 | -0.001801 | -0.0018054 | -0.0018109
PG&E | GWh | Industrial | Ind - Transportation Equipment | SHW | No | Ind SHW - O&M (Mid Cost) | -0.00013425 | -0.00013636 | -0.00013808 | -0.00013992 | -0.00014139 | -0.00014211 | -0.00014249 | -0.00014231 | -0.00014182 | -0.00014085 | -0.0001409 | -0.00014098
PG&E | GWh | Industrial | Ind - Transportation Equipment | ProcRefrig | No | Ind ProcRefrig - O&M (High Cost) | 0.0014186 | 0.0014354 | 0.0014473 | 0.0014556 | 0.0014605 | 0.0014633 | 0.0014654 | 0.0014662 | 0.001466 | 0.0014647 | 0.0014622 | 0.0014599
PG&E | GWh | Industrial | Ind - Transportation Equipment | ProcRefrig | No | Ind ProcRefrig - O&M (Mid Cost) | 0.010339 | 0.010451 | 0.010535 | 0.010589 | 0.010621 | 0.010636 | 0.010648 | 0.010651 | 0.010644 | 0.010631 | 0.01061 | 0.010592
PG&E | GWh | Industrial | Ind - Transportation Equipment | MachDr | No | Ind MachDr - Equipment (High Cost) | 0.0087477 | 0.0088663 | 0.0089455 | 0.0090082 | 0.0090447 | 0.0090692 | 0.0090873 | 0.0090972 | 0.009104 | 0.0091002 | 0.0090892 | 0.0090804
PG&E | GWh | Industrial | Ind - Transportation Equipment | MachDr | No | Ind MachDr - Equipment (Low Cost) | 0.0812 | 0.082061 | 0.082712 | 0.083121 | 0.083366 | 0.083466 | 0.083558 | 0.083574 | 0.083506 | 0.0834 | 0.08323 | 0.083076
PG&E | GWh | Industrial | Ind - Transportation Equipment | MachDr | No | Ind MachDr - Equipment (Mid Cost) | 0.09625 | 0.097316 | 0.098103 | 0.098617 | 0.098922 | 0.099068 | 0.09919 | 0.099223 | 0.099168 | 0.099054 | 0.098865 | 0.098694
PG&E | GWh | Industrial | Ind - Transportation Equipment | MachDr | No | Ind MachDr - O&M (High Cost) | 0.016198 | 0.016386 | 0.016521 | 0.016612 | 0.016666 | 0.016695 | 0.016718 | 0.016726 | 0.016722 | 0.016705 | 0.016675 | 0.016648
PG&E | GWh | Industrial | Ind - Transportation Equipment | MachDr | No | Ind MachDr - O&M (Low Cost) | 0.43011 | 0.43467 | 0.43812 | 0.44028 | 0.44158 | 0.44211 | 0.44259 | 0.44268 | 0.44231 | 0.44175 | 0.44085 | 0.44003
PG&E | GWh | Industrial | Ind - Transportation Equipment | MachDr | No | Ind MachDr - O&M (Mid Cost) | 0.085067 | 0.085992 | 0.086682 | 0.087126 | 0.08739 | 0.087509 | 0.087612 | 0.087636 | 0.087578 | 0.087473 | 0.087301 | 0.087146
PG&E | GWh | Agricultural | Agr - Concentrated Animal Feeding Operation | SHW | No | Ag SHWC - Equipment (Low Cost) | 0.00058395 | 0.00058399 | 0.00058405 | 0.00058418 | 0.0005844 | 0.00058478 | 0.00058561 | 0.00058727 | 0.00059048 | 0.0005963 | 0.00059846 | 0.00060064
PG&E | GWh | Agricultural | Agr - Concentrated Animal Feeding Operation | SHW | No | Ag SHWC - Equipment (Mid Cost) | 0.00082909 | 0.00082933 | 0.00082954 | 0.0008301 | 0.00083069 | 0.00083108 | 0.00083237 | 0.00083486 | 0.00083946 | 0.00084786 | 0.00085104 | 0.0008543
PG&E | GWh | Agricultural | Agr - Concentrated Animal Feeding Operation | SHW | No | Ag SHWC - O&M (High Cost) | -3.181e-05 | -3.1837e-05 | -3.1857e-05 | -3.1916e-05 | -3.1966e-05 | -3.1967e-05 | -3.2027e-05 | -3.2134e-05 | -3.2316e-05 | -3.265e-05 | -3.2783e-05 | -3.2924e-05
PG&E | GWh | Agricultural | Agr - Concentrated Animal Feeding Operation | SHW | No | Ag SHWC - O&M (Mid Cost) | 0.00055181 | 0.00055197 | 0.00055211 | 0.00055248 | 0.00055288 | 0.00055314 | 0.00055399 | 0.00055565 | 0.00055871 | 0.0005643 | 0.00056642 | 0.00056859
PG&E | GWh | Agricultural | Agr - Dairies | ProcRefrig | No | Ag Refrigeration - Equipment (High Cost) | 0.14518 | 0.1468 | 0.14824 | 0.14979 | 0.15125 | 0.15279 | 0.1542 | 0.15554 | 0.15687 | 0.15804 | 0.15905 | 0.16007
PG&E | GWh | Agricultural | Agr - Dairies | ProcRefrig | No | Ag Refrigeration - Equipment (Low Cost) | 0.00032402 | 0.00032693 | 0.00032989 | 0.0003329 | 0.00033592 | 0.0003389 | 0.00034182 | 0.00034458 | 0.00034711 | 0.00034948 | 0.00035153 | 0.00035358
PG&E | GWh | Agricultural | Agr - Dairies | ProcRefrig | No | Ag Refrigeration - Equipment (Mid Cost) | 0.046161 | 0.046612 | 0.047045 | 0.047498 | 0.04794 | 0.048387 | 0.048815 | 0.04922 | 0.049603 | 0.049952 | 0.050254 | 0.050558
PG&E | GWh | Agricultural | Agr - Dairies | ProcRefrig | No | Ag Refrigeration - O&M (High Cost) | 0.44529 | 0.44957 | 0.45372 | 0.45804 | 0.46228 | 0.46654 | 0.47065 | 0.47453 | 0.47818 | 0.48152 | 0.48442 | 0.48732
PG&E | GWh | Agricultural | Agr - Dairies | ProcRefrig | No | Ag Refrigeration - O&M (Low Cost) | 1.2204 | 1.2313 | 1.2424 | 1.2537 | 1.265 | 1.2762 | 1.2872 | 1.2975 | 1.307 | 1.3159 | 1.3236 | 1.3313
PG&E | GWh | Agricultural | Agr - Dairies | ProcRefrig | No | Ag Refrigeration - O&M (Mid Cost) | 0.73683 | 0.74367 | 0.75047 | 0.75745 | 0.7644 | 0.7713 | 0.77802 | 0.78436 | 0.79025 | 0.79571 | 0.80042 | 0.80515
PG&E | GWh | Agricultural | Agr - Dairies | MachDr | No | Ag Process Mtr - Equipment (High Cost) | 0.61251 | 0.62014 | 0.62648 | 0.63372 | 0.6403 | 0.6471 | 0.65337 | 0.65933 | 0.66539 | 0.67061 | 0.67518 | 0.67982
PG&E | GWh | Agricultural | Agr - Dairies | MachDr | No | Ag Process Mtr - Equipment (Low Cost) | 3.0127 | 3.0396 | 3.067 | 3.0949 | 3.123 | 3.1505 | 3.1776 | 3.2032 | 3.2266 | 3.2486 | 3.2676 | 3.2866
PG&E | GWh | Agricultural | Agr - Dairies | MachDr | No | Ag Process Mtr - Equipment (Mid Cost) | 3.2342 | 3.2646 | 3.2945 | 3.3253 | 3.3557 | 3.3864 | 3.416 | 3.4439 | 3.47 | 3.4941 | 3.5148 | 3.5356
PG&E | GWh | Agricultural | Agr - Dairies | MachDr | No | Ag Process Mtr - O&M (High Cost) | 0.24047 | 0.24277 | 0.24502 | 0.24735 | 0.24964 | 0.25194 | 0.25416 | 0.25625 | 0.25822 | 0.26003 | 0.26159 | 0.26316
PG&E | GWh | Agricultural | Agr - Dairies | MachDr | No | Ag Process Mtr - O&M (Low Cost) | 8.8508 | 8.9292 | 9.0095 | 9.091 | 9.1731 | 9.2536 | 9.3331 | 9.4079 | 9.4764 | 9.5407 | 9.5961 | 9.6518
PG&E | GWh | Agricultural | Agr - Dairies | MachDr | No | Ag Process Mtr - O&M (Mid Cost) | 0.92793 | 0.93642 | 0.94494 | 0.95366 | 0.96236 | 0.97097 | 0.9794 | 0.98734 | 0.99468 | 1.0015 | 1.0074 | 1.0133
PG&E | GWh | Agricultural | Agr - Greenhouse | HVAC | No | Ag HVAC - Equipment (High Cost) | 1.3445e-05 | 1.3445e-05 | 1.3446e-05 | 1.3448e-05 | 1.3453e-05 | 1.3462e-05 | 1.3481e-05 | 1.3519e-05 | 1.3592e-05 | 1.3726e-05 | 1.3776e-05 | 1.3825e-05
PG&E | GWh | Agricultural | Agr - Greenhouse | HVAC | No | Ag HVAC - Equipment (Mid Cost) | 1.9861e-05 | 1.9862e-05 | 2.9781e-05 | 8.0289e-05 | 0.00014773 | 0.00011532 | 0.00014114 | 0.00020423 | 0.00023354 | 0.00029997 | 0.00036659 | 0.00054277
PG&E | GWh | Agricultural | Agr - Irrigated Agriculture | MachDr | No | Ag Motor Pmp - Equipment (High Cost) | 0.58984 | 0.59721 | 0.60332 | 0.61031 | 0.61666 | 0.62321 | 0.62926 | 0.635 | 0.64085 | 0.64588 | 0.65029 | 0.65477
PG&E | GWh | Agricultural | Agr - Irrigated Agriculture | MachDr | No | Ag Motor Pmp - Equipment (Low Cost) | 1.5798 | 1.5939 | 1.6083 | 1.623 | 1.6377 | 1.6521 | 1.6664 | 1.6798 | 1.6921 | 1.7036 | 1.7135 | 1.7235
PG&E | GWh | Agricultural | Agr - Irrigated Agriculture | MachDr | No | Ag Motor Pmp - Equipment (Mid Cost) | 2.517 | 2.5407 | 2.5641 | 2.588 | 2.6117 | 2.6357 | 2.6588 | 2.6805 | 2.701 | 2.7197 | 2.7359 | 2.7521
PG&E | GWh | Agricultural | Agr - Irrigated Agriculture | MachDr | No | Ag Motor Pmp - O&M (High Cost) | 0.023832 | 0.024064 | 0.024288 | 0.024521 | 0.024749 | 0.024979 | 0.0252 | 0.025409 | 0.025606 | 0.025787 | 0.025942 | 0.026099
PG&E | GWh | Agricultural | Agr - Irrigated Agriculture | MachDr | No | Ag Motor Pmp - O&M (Low Cost) | 1.3597 | 1.3717 | 1.3841 | 1.3966 | 1.4092 | 1.4216 | 1.4338 | 1.4453 | 1.4558 | 1.4657 | 1.4742 | 1.4828
PG&E | GWh | Agricultural | Agr - Irrigated Agriculture | MachDr | No | Ag Motor Pmp - O&M (Mid Cost) | 0.34061 | 0.34373 | 0.34685 | 0.35005 | 0.35324 | 0.3564 | 0.3595 | 0.36241 | 0.3651 | 0.36761 | 0.36978 | 0.37195
PG&E | GWh | Agricultural | Agr - Post-Harvest Processing | ProcHeat | No | Ag Process Dry - Equipment (High Cost) | 0.0026809 | 0.0026848 | 0.0026875 | 0.0026954 | 0.0027018 | 0.0027008 | 0.0027067 | 0.0027168 | 0.0027325 | 0.0027618 | 0.0027738 | 0.002787
PG&E | GWh | Agricultural | Agr - Post-Harvest Processing | ProcHeat | No | Ag Process Dry - Equipment (Mid Cost) | 0.0036534 | 0.0036543 | 0.0036551 | 0.0036573 | 0.0036597 | 0.0036616 | 0.0036671 | 0.003678 | 0.0036982 | 0.0037351 | 0.0037491 | 0.0037633
PG&E | GWh | Agricultural | Agr - Post-Harvest Processing | ProcHeat | No | Ag Process Dry - O&M (High Cost) | -0.0047871 | -0.0047907 | -0.0047933 | -0.0048009 | -0.0048075 | -0.0048081 | -0.0048168 | -0.0048326 | -0.0048597 | -0.0049097 | -0.0049293 | -0.00495
PG&E | GWh | Agricultural | Agr - Post-Harvest Processing | ProcHeat | No | Ag Process Dry - O&M (Mid Cost) | -0.00072507 | -0.0007253 | -0.00072549 | -0.00072602 | -0.00072656 | -0.00072689 | -0.00072802 | -0.00073021 | -0.00073424 | -0.00074159 | -0.00074438 | -0.00074725
PG&E | GWh | Agricultural | Agr - Post-Harvest Processing | ProcRefrig | No | Ag Refrigeration - Equipment (High Cost) | 0.14446 | 0.14607 | 0.14749 | 0.14904 | 0.1505 | 0.15202 | 0.15343 | 0.15476 | 0.15609 | 0.15725 | 0.15826 | 0.15927
PG&E | GWh | Agricultural | Agr - Post-Harvest Processing | ProcRefrig | No | Ag Refrigeration - Equipment (Low Cost) | 0.0003224 | 0.0003253 | 0.00032824 | 0.00033124 | 0.00033424 | 0.0003372 | 0.00034011 | 0.00034286 | 0.00034538 | 0.00034774 | 0.00034977 | 0.00035181
PG&E | GWh | Agricultural | Agr - Post-Harvest Processing | ProcRefrig | No | Ag Refrigeration - Equipment (Mid Cost) | 0.04593 | 0.046379 | 0.04681 | 0.04726 | 0.0477 | 0.048145 | 0.048571 | 0.048973 | 0.049355 | 0.049702 | 0.050003 | 0.050305
PG&E | GWh | Agricultural | Agr - Post-Harvest Processing | ProcRefrig | No | Ag Refrigeration - O&M (High Cost) | 0.44306 | 0.44732 | 0.45145 | 0.45575 | 0.45997 | 0.46421 | 0.4683 | 0.47216 | 0.47579 | 0.47912 | 0.48199 | 0.48489
PG&E | GWh | Agricultural | Agr - Post-Harvest Processing | ProcRefrig | No | Ag Refrigeration - O&M (Low Cost) | 1.2143 | 1.2251 | 1.2362 | 1.2474 | 1.2587 | 1.2698 | 1.2807 | 1.291 | 1.3005 | 1.3093 | 1.3169 | 1.3246
PG&E | GWh | Agricultural | Agr - Post-Harvest Processing | ProcRefrig | No | Ag Refrigeration - O&M (Mid Cost) | 0.73315 | 0.73995 | 0.74672 | 0.75367 | 0.76057 | 0.76744 | 0.77413 | 0.78043 | 0.7863 | 0.79173 | 0.79641 | 0.80113
PG&E | GWh | Agricultural | Agr - Post-Harvest Processing | MachDr | No | Ag Process Mtr - Equipment (High Cost) | 0.60945 | 0.61704 | 0.62334 | 0.63055 | 0.6371 | 0.64386 | 0.6501 | 0.65603 | 0.66206 | 0.66725 | 0.6718 | 0.67642
PG&E | GWh | Agricultural | Agr - Post-Harvest Processing | MachDr | No | Ag Process Mtr - Equipment (Low Cost) | 2.9976 | 3.0244 | 3.0517 | 3.0795 | 3.1073 | 3.1348 | 3.1618 | 3.1872 | 3.2105 | 3.2324 | 3.2512 | 3.2702
PG&E | GWh | Agricultural | Agr - Post-Harvest Processing | MachDr | No | Ag Process Mtr - Equipment (Mid Cost) | 3.218 | 3.2483 | 3.278 | 3.3087 | 3.339 | 3.3695 | 3.3989 | 3.4267 | 3.4527 | 3.4766 | 3.4972 | 3.518
PG&E | GWh | Agricultural | Agr - Post-Harvest Processing | MachDr | No | Ag Process Mtr - O&M (High Cost) | 0.23926 | 0.24156 | 0.24379 | 0.24611 | 0.24839 | 0.25068 | 0.25289 | 0.25497 | 0.25693 | 0.25873 | 0.26028 | 0.26185
PG&E | GWh | Agricultural | Agr - Post-Harvest Processing | MachDr | No | Ag Process Mtr - O&M (Low Cost) | 8.8066 | 8.8845 | 8.9645 | 9.0455 | 9.1273 | 9.2073 | 9.2864 | 9.3609 | 9.429 | 9.493 | 9.5481 | 9.6036
PG&E | GWh | Agricultural | Agr - Post-Harvest Processing | MachDr | No | Ag Process Mtr - O&M (Mid Cost) | 0.92329 | 0.93174 | 0.94021 | 0.94889 | 0.95755 | 0.96612 | 0.9745 | 0.9824 | 0.98971 | 0.99651 | 1.0024 | 1.0083
PG&E | GWh | Agricultural | Agr - Refrigerated Warehouses | ProcRefrig | No | Ag Refrigeration - Equipment (High Cost) | 0.14518 | 0.1468 | 0.14824 | 0.14979 | 0.15125 | 0.15279 | 0.1542 | 0.15554 | 0.15687 | 0.15804 | 0.15905 | 0.16007
PG&E | GWh | Agricultural | Agr - Refrigerated Warehouses | ProcRefrig | No | Ag Refrigeration - Equipment (Low Cost) | 0.00032402 | 0.00032693 | 0.00032989 | 0.0003329 | 0.00033592 | 0.0003389 | 0.00034182 | 0.00034458 | 0.00034711 | 0.00034948 | 0.00035153 | 0.00035358
PG&E | GWh | Agricultural | Agr - Refrigerated Warehouses | ProcRefrig | No | Ag Refrigeration - Equipment (Mid Cost) | 0.046161 | 0.046612 | 0.047045 | 0.047498 | 0.04794 | 0.048387 | 0.048815 | 0.04922 | 0.049603 | 0.049952 | 0.050254 | 0.050558
PG&E | GWh | Agricultural | Agr - Refrigerated Warehouses | ProcRefrig | No | Ag Refrigeration - O&M (High Cost) | 0.44529 | 0.44957 | 0.45372 | 0.45804 | 0.46228 | 0.46654 | 0.47065 | 0.47453 | 0.47818 | 0.48152 | 0.48442 | 0.48732
PG&E | GWh | Agricultural | Agr - Refrigerated Warehouses | ProcRefrig | No | Ag Refrigeration - O&M (Low Cost) | 1.2204 | 1.2313 | 1.2424 | 1.2537 | 1.265 | 1.2762 | 1.2872 | 1.2975 | 1.307 | 1.3159 | 1.3236 | 1.3313
PG&E | GWh | Agricultural | Agr - Refrigerated Warehouses | ProcRefrig | No | Ag Refrigeration - O&M (Mid Cost) | 0.73683 | 0.74367 | 0.75047 | 0.75745 | 0.7644 | 0.7713 | 0.77802 | 0.78436 | 0.79025 | 0.79571 | 0.80042 | 0.80515
PG&E | GWh | Agricultural | Agr - Wineries and Vineyards | SHW | No | Ag SHWC - Equipment (High Cost) | 1.1337e-05 | 1.1337e-05 | 1.1338e-05 | 1.1339e-05 | 1.1343e-05 | 1.1351e-05 | 1.1367e-05 | 1.1399e-05 | 1.1461e-05 | 1.1574e-05 | 1.1615e-05 | 1.1657e-05
PG&E | GWh | Agricultural | Agr - Wineries and Vineyards | ProcRefrig | No | Ag Refrigeration - Equipment (High Cost) | 0.14518 | 0.1468 | 0.14824 | 0.14979 | 0.15125 | 0.15279 | 0.1542 | 0.15554 | 0.15687 | 0.15804 | 0.15905 | 0.16007
PG&E | GWh | Agricultural | Agr - Wineries and Vineyards | ProcRefrig | No | Ag Refrigeration - Equipment (Low Cost) | 0.00032402 | 0.00032693 | 0.00032989 | 0.0003329 | 0.00033592 | 0.0003389 | 0.00034182 | 0.00034458 | 0.00034711 | 0.00034948 | 0.00035153 | 0.00035358
PG&E | GWh | Agricultural | Agr - Wineries and Vineyards | ProcRefrig | No | Ag Refrigeration - Equipment (Mid Cost) | 0.046161 | 0.046612 | 0.047045 | 0.047498 | 0.04794 | 0.048387 | 0.048815 | 0.04922 | 0.049603 | 0.049952 | 0.050254 | 0.050558
PG&E | GWh | Agricultural | Agr - Wineries and Vineyards | ProcRefrig | No | Ag Refrigeration - O&M (High Cost) | 0.44529 | 0.44957 | 0.45372 | 0.45804 | 0.46228 | 0.46654 | 0.47065 | 0.47453 | 0.47818 | 0.48152 | 0.48442 | 0.48732
PG&E | GWh | Agricultural | Agr - Wineries and Vineyards | ProcRefrig | No | Ag Refrigeration - O&M (Low Cost) | 1.2204 | 1.2313 | 1.2424 | 1.2537 | 1.265 | 1.2762 | 1.2872 | 1.2975 | 1.307 | 1.3159 | 1.3236 | 1.3313
PG&E | GWh | Agricultural | Agr - Wineries and Vineyards | ProcRefrig | No | Ag Refrigeration - O&M (Mid Cost) | 0.73683 | 0.74367 | 0.75047 | 0.75745 | 0.7644 | 0.7713 | 0.77802 | 0.78436 | 0.79025 | 0.79571 | 0.80042 | 0.80515
PG&E | GWh | Mining | Mining - Oil & Gas Extraction (Injection Well) | OilGasExtract | No | Oil - Pump Controls | 1.1608 | 1.4017 | 1.1947 | 0.92209 | 0.64727 | 0.46837 | 0.3219 | 0.24819 | 0.2449 | 0.24039 | 0.23563 | 0.23081
PG&E | GWh | Mining | Mining - Oil & Gas Extraction (Injection Well) | OilGasExtract | No | Oil - Pump Motor | 0 | 0 | 0 | 0 | 0 | 0 | 0 | 0 | 0 | 0 | 0.0034368 | 0.0033942
PG&E | GWh | Mining | Mining - Oil & Gas Extraction (Injection Well) | OilGasExtract | No | Oil - Pump Motor and Controls | 0.89163 | 1.2563 | 1.2287 | 1.1279 | 0.96996 | 0.78308 | 0.59736 | 0.43442 | 0.3102 | 0.2363 | 0.23447 | 0.23162
PG&E | GWh | Mining | Mining - Oil & Gas Extraction (Regular Well) | OilGasExtract | No | Oil - Pump Controls | 0.60051 | 0.85906 | 0.70056 | 0.55196 | 0.38746 | 0.24371 | 0.19603 | 0.19369 | 0.1903 | 0.18641 | 0.18231 | 0.17814
PG&E | GWh | Mining | Mining - Oil & Gas Extraction (Regular Well) | OilGasExtract | No | Oil - Pump Motor | 0.06743 | 0.045101 | 0.051295 | 0.07499 | 0.066889 | 0.060078 | 0.052472 | 0.045135 | 0.039905 | 0.037868 | 0.037696 | 0.03744
PG&E | GWh | Mining | Mining - Oil & Gas Extraction (Regular Well) | OilGasExtract | No | Oil - Pump Motor and Controls | 1.7867 | 2.4173 | 1.4938 | 0.65102 | 0.46607 | 0.45687 | 0.44628 | 0.43558 | 0.42553 | 0.41602 | 0.407 | 0.3984
PG&E | GWh | Mining | Mining - Oil & Gas Extraction (Stripper Well) | OilGasExtract | No | Oil - Pump Controls | 0.35828 | 0.2714 | 0.090246 | 0.088761 | 0.087049 | 0.08532 | 0.083616 | 0.081944 | 0.080305 | 0.078699 | 0.077125 | 0.075582
PG&E | GWh | Mining | Mining - Oil & Gas Extraction (Stripper Well) | OilGasExtract | No | Oil - Pump Motor | 2.3777e-09 | 1.5247e-08 | 2.1236e-08 | 2.9759e-08 | 3.7039e-08 | 4.8362e-08 | 5.8208e-08 | 6.7142e-08 | 8.3693e-08 | 9.7347e-08 | 1.0917e-07 | 1.2011e-07
PG&E | GWh | Street Lighting | Street - Lights | Stl | Yes | StreetLight - Base with Controls | 0.061093 | 0.10535 | 0.068656 | 0.074294 | 0.063732 | 0.062186 | 0.045867 | 0.020454 | 0.02023 | 0.024525 | 0.011915 | 0.0050733
PG&E | GWh | Street Lighting | Street - Lights | Stl | Yes | StreetLight - Induction with Controls | 1.6589 | 2.6474 | 1.9063 | 1.8264 | 1.4294 | 1.1687 | 0.64148 | 0 | 0 | 0 | 0 | 0
PG&E | GWh | Street Lighting | Street - Lights | Stl | Yes | StreetLight - LED | 1.1038 | 1.9618 | 3.3337 | 3.0684 | 3.046 | 2.7522 | 3.1313 | 4.0555 | 3.7679 | 3.356 | 3.2574 | 2.3427
PG&E | GWh | Street Lighting | Street - Lights | Stl | Yes | StreetLight - LED with Controls | 0.71696 | 2.6846 | 4.5885 | 4.9703 | 5.7355 | 6.208 | 6.2222 | 6.094 | 5.3662 | 4.5143 | 4.1369 | 4.5375
PG&E | GWh | Street Lighting | Street - Lights | Stl | No | StreetLight - Induction | 2.9815 | 3.3325 | 1.1391 | 0.32864 | 0 | 0 | 0 | 0 | 0 | 0 | 0 | 0
PG&E | GWh | Street Lighting | Street - Signs | Stl | Yes | StreetLight - LED | 0.19855 | 0.44003 | 0.55258 | 0.5349 | 0.51934 | 0.47825 | 0.42207 | 0.38153 | 0.31878 | 0.26084 | 0.25936 | 0.23327
PG&E | GWh | Street Lighting | Street - Signs | Stl | No | StreetLight - Induction | 0.2591 | 0.22956 | 0.043067 | 0 | 0 | 0 | 0 | 0 | 0 | 0 | 0 | 0
PG&E | MW | Industrial | Ind - Chemicals | HVAC | No | Ind HVAC - Equipment (Electric - High Cost) | 0.00078714 | 0.00074509 | 0.00070222 | 0.00066047 | 0.00061944 | 0.00058016 | 0.00054302 | 0.0005078 | 0.00047467 | 0.00044321 | 0.00041351 | 0.0003859
PG&E | MW | Industrial | Ind - Chemicals | HVAC | No | Ind HVAC - Equipment (Electric - Low Cost) | 0.00035498 | 0.00033514 | 0.00031557 | 0.00029627 | 0.0002776 | 0.00025964 | 0.00024283 | 0.0002269 | 0.0002118 | 0.00019761 | 0.00018423 | 0.0001718
PG&E | MW | Industrial | Ind - Chemicals | HVAC | No | Ind HVAC - Equipment (Electric - Mid Cost) | 0.00026616 | 0.00025139 | 0.00023675 | 0.00022235 | 0.00020837 | 0.00019493 | 0.00018234 | 0.0001704 | 0.00015909 | 0.00014846 | 0.00013843 | 0.0001291
PG&E | MW | Industrial | Ind - Chemicals | HVAC | No | Ind HVAC - Equipment (Gas - High Cost) | -4.9025e-06 | -4.8502e-06 | -4.7146e-06 | -4.5835e-06 | -4.4447e-06 | -4.2842e-06 | -4.1617e-06 | -4.0325e-06 | -3.8883e-06 | -3.7394e-06 | -3.5016e-06 | -3.2832e-06
PG&E | MW | Industrial | Ind - Chemicals | HVAC | No | Ind HVAC - Equipment (Gas - Mid Cost) | -4.4991e-06 | -4.434e-06 | -4.2982e-06 | -4.1444e-06 | -3.9947e-06 | -3.8635e-06 | -3.7445e-06 | -3.619e-06 | -3.487e-06 | -3.3452e-06 | -3.126e-06 | -2.9215e-06
PG&E | MW | Industrial | Ind - Chemicals | HVAC | No | Ind HVAC - O&M (Electric - High Cost) | 0.00070736 | 0.00071567 | 0.00072161 | 0.0007257 | 0.00072809 | 0.00072945 | 0.00073049 | 0.00073087 | 0.00073073 | 0.00073002 | 0.00072876 | 0.00072763
PG&E | MW | Industrial | Ind - Chemicals | HVAC | No | Ind HVAC - O&M (Electric - Low Cost) | 0.0111 | 0.011217 | 0.011306 | 0.011362 | 0.011395 | 0.011409 | 0.011421 | 0.011423 | 0.011413 | 0.011399 | 0.011375 | 0.011354
PG&E | MW | Industrial | Ind - Chemicals | HVAC | No | Ind HVAC - O&M (Electric - Mid Cost) | 0.0023697 | 0.0023953 | 0.0024146 | 0.0024272 | 0.0024348 | 0.0024377 | 0.0024406 | 0.0024413 | 0.0024395 | 0.0024366 | 0.0024319 | 0.0024277
PG&E | MW | Industrial | Ind - Chemicals | HVAC | No | Ind HVAC - O&M (Gas - High Cost) | 0.00055212 | 0.00058261 | 0.00060461 | 0.00062423 | 0.00064422 | 0.00066691 | 0.00069198 | 0.00071597 | 0.00073852 | 0.00075848 | 0.00075877 | 0.00075919
PG&E | MW | Industrial | Ind - Chemicals | HVAC | No | Ind HVAC - O&M (Gas - Mid Cost) | 0.0013773 | 0.0014526 | 0.0015069 | 0.0015543 | 0.0016029 | 0.0016599 | 0.0017218 | 0.0017809 | 0.0018367 | 0.0018858 | 0.001886 | 0.0018862
PG&E | MW | Industrial | Ind - Chemicals | Lighting | No | Ind Lighting - Equipment (High Cost) | 0.0043514 | 0.0041191 | 0.0038795 | 0.0036469 | 0.0034175 | 0.0032003 | 0.0029933 | 0.0027972 | 0.0026137 | 0.0024387 | 0.0022737 | 0.0021201
PG&E | MW | Industrial | Ind - Chemicals | Lighting | No | Ind Lighting - Equipment (Low Cost) | 0.0010072 | 0.00095006 | 0.00089377 | 0.00083831 | 0.00078474 | 0.0007333 | 0.00068517 | 0.00063962 | 0.0005965 | 0.00055602 | 0.0005179 | 0.00048248
PG&E | MW | Industrial | Ind - Chemicals | Lighting | No | Ind Lighting - Equipment (Mid Cost) | 0.010967 | 0.010351 | 0.0097392 | 0.0091385 | 0.0085561 | 0.0079983 | 0.0074746 | 0.0069789 | 0.0065107 | 0.00607 | 0.0056547 | 0.0052689
PG&E | MW | Industrial | Ind - Chemicals | Lighting | No | Ind Lighting - O&M (High Cost) | 0.00016424 | 0.00015504 | 0.00014589 | 0.0001369 | 0.00012819 | 0.00011984 | 0.000112 | 0.00010458 | 9.7572e-05 | 9.0971e-05 | 8.4752e-05 | 7.8972e-05
PG&E | MW | Industrial | Ind - Chemicals | Lighting | No | Ind Lighting - O&M (Low Cost) | 0.00046285 | 0.00043655 | 0.00041068 | 0.00038519 | 0.00036056 | 0.00033692 | 0.0003148 | 0.00029387 | 0.00027405 | 0.00025545 | 0.00023793 | 0.00022165
PG&E | MW | Industrial | Ind - Chemicals | Lighting | No | Ind Lighting - O&M (Mid Cost) | 0.0028863 | 0.0027232 | 0.002562 | 0.0024035 | 0.0022501 | 0.0021029 | 0.0019651 | 0.0018346 | 0.0017111 | 0.0015952 | 0.0014859 | 0.0013844
PG&E | MW | Industrial | Ind - Chemicals | ProcHeat | No | Ind ProcHeat - Equipment (Electric - High Cost) | 0.0034631 | 0.0035112 | 0.0035428 | 0.003568 | 0.0035825 | 0.0035932 | 0.0036006 | 0.0036048 | 0.0036082 | 0.0036069 | 0.0036027 | 0.0035994
PG&E | MW | Industrial | Ind - Chemicals | ProcHeat | No | Ind ProcHeat - Equipment (Electric - Low Cost) | 0.001046 | 0.0010571 | 0.0010655 | 0.0010708 | 0.0010739 | 0.0010753 | 0.0010764 | 0.0010767 | 0.0010758 | 0.0010744 | 0.0010723 | 0.0010703
PG&E | MW | Industrial | Ind - Chemicals | ProcHeat | No | Ind ProcHeat - Equipment (Electric - Mid Cost) | 3.8932e-05 | 3.9364e-05 | 3.9682e-05 | 3.9891e-05 | 4.0015e-05 | 4.0074e-05 | 4.0124e-05 | 4.0137e-05 | 4.0116e-05 | 4.007e-05 | 3.9993e-05 | 3.9925e-05
PG&E | MW | Industrial | Ind - Chemicals | ProcHeat | No | Ind ProcHeat - Equipment (Gas - High Cost) | -0.0011117 | -0.0011738 | -0.0012187 | -0.0012602 | -0.001302 | -0.0013469 | -0.0013981 | -0.0014472 | -0.0014929 | -0.001534 | -0.0015351 | -0.0015369
PG&E | MW | Industrial | Ind - Chemicals | ProcHeat | No | Ind ProcHeat - O&M (Gas - High Cost) | -5.5461e-05 | -5.856e-05 | -6.0801e-05 | -6.2867e-05 | -6.4951e-05 | -6.7195e-05 | -6.9748e-05 | -7.2198e-05 | -7.4479e-05 | -7.6526e-05 | -7.6583e-05 | -7.667e-05
PG&E | MW | Industrial | Ind - Chemicals | ProcHeat | No | Ind ProcHeat - O&M (Gas - Mid Cost) | -0.00015037 | -0.00015861 | -0.00016456 | -0.00016978 | -0.00017512 | -0.00018133 | -0.0001881 | -0.00019457 | -0.00020067 | -0.00020605 | -0.00020608 | -0.00020613
PG&E | MW | Industrial | Ind - Chemicals | SHW | No | Ind SHW - O&M (Mid Cost) | -3.739e-05 | -3.9445e-05 | -4.0929e-05 | -4.2243e-05 | -4.3586e-05 | -4.5123e-05 | -4.6813e-05 | -4.843e-05 | -4.995e-05 | -5.1295e-05 | -5.1308e-05 | -5.1329e-05
PG&E | MW | Industrial | Ind - Chemicals | ProcRefrig | No | Ind ProcRefrig - O&M (Low Cost) | 0.00071665 | 0.00072422 | 0.00072996 | 0.00073356 | 0.00073571 | 0.00073658 | 0.00073738 | 0.00073751 | 0.0007369 | 0.00073595 | 0.00073445 | 0.00073308
PG&E | MW | Industrial | Ind - Chemicals | MachDr | No | Ind MachDr - Equipment (High Cost) | 0.0055192 | 0.0055948 | 0.0056447 | 0.0056835 | 0.0057056 | 0.0057228 | 0.0057341 | 0.0057402 | 0.0057453 | 0.0057427 | 0.0057357 | 0.0057297
PG&E | MW | Industrial | Ind - Chemicals | MachDr | No | Ind MachDr - Equipment (Low Cost) | 0.022881 | 0.023125 | 0.023308 | 0.023424 | 0.023494 | 0.023522 | 0.023548 | 0.023553 | 0.023534 | 0.023505 | 0.023457 | 0.023414
PG&E | MW | Industrial | Ind - Chemicals | MachDr | No | Ind MachDr - Equipment (Mid Cost) | 0.016556 | 0.01674 | 0.016876 | 0.016965 | 0.017018 | 0.017043 | 0.017064 | 0.01707 | 0.017061 | 0.017042 | 0.01701 | 0.01698
PG&E | MW | Industrial | Ind - Chemicals | MachDr | No | Ind MachDr - O&M (High Cost) | 0.0010359 | 0.0010479 | 0.0010566 | 0.0010624 | 0.0010659 | 0.0010678 | 0.0010692 | 0.0010697 | 0.0010694 | 0.0010684 | 0.0010664 | 0.0010647
PG&E | MW | Industrial | Ind - Chemicals | MachDr | No | Ind MachDr - O&M (Low Cost) | 0.043481 | 0.043941 | 0.044289 | 0.044508 | 0.044638 | 0.044691 | 0.04474 | 0.044748 | 0.044711 | 0.044654 | 0.044563 | 0.04448
PG&E | MW | Industrial | Ind - Chemicals | MachDr | No | Ind MachDr - O&M (Mid Cost) | 0.0050075 | 0.0050627 | 0.0051036 | 0.0051302 | 0.0051459 | 0.0051534 | 0.0051597 | 0.0051613 | 0.0051583 | 0.0051523 | 0.0051424 | 0.0051334
PG&E | MW | Industrial | Ind - Electronics | HVAC | No | Ind HVAC - Equipment (Electric - High Cost) | 0.012085 | 0.011453 | 0.010797 | 0.010161 | 0.0095318 | 0.0089352 | 0.0083657 | 0.0078253 | 0.0073198 | 0.0068365 | 0.0063802 | 0.0059554
PG&E | MW | Industrial | Ind - Electronics | HVAC | No | Ind HVAC - Equipment (Electric - Low Cost) | 0.057671 | 0.054452 | 0.051275 | 0.048141 | 0.045108 | 0.042193 | 0.039461 | 0.036873 | 0.034421 | 0.032116 | 0.029943 | 0.027922
PG&E | MW | Industrial | Ind - Electronics | HVAC | No | Ind HVAC - Equipment (Electric - Mid Cost) | 0.029397 | 0.027776 | 0.026162 | 0.024574 | 0.02303 | 0.021551 | 0.02016 | 0.018841 | 0.017595 | 0.01642 | 0.015312 | 0.014281
PG&E | MW | Industrial | Ind - Electronics | HVAC | No | Ind HVAC - Equipment (Gas - High Cost) | -0.0017937 | -0.0017165 | -0.0016291 | -0.0015552 | -0.0014778 | -0.0013835 | -0.0013025 | -0.0012241 | -0.0011452 | -0.0010702 | -0.0010023 | -0.00094008
PG&E | MW | Industrial | Ind - Electronics | HVAC | No | Ind HVAC - O&M (Electric - High Cost) | 0.0015048 | 0.0015224 | 0.001535 | 0.0015439 | 0.0015491 | 0.0015517 | 0.001554 | 0.0015548 | 0.0015544 | 0.0015529 | 0.0015503 | 0.0015479
PG&E | MW | Industrial | Ind - Electronics | HVAC | No | Ind HVAC - O&M (Electric - Low Cost) | 0.31074 | 0.31403 | 0.31652 | 0.31808 | 0.31901 | 0.31939 | 0.31974 | 0.3198 | 0.31953 | 0.31912 | 0.31847 | 0.31788
PG&E | MW | Industrial | Ind - Electronics | HVAC | No | Ind HVAC - O&M (Electric - Mid Cost) | 0.0038414 | 0.0038838 | 0.0039152 | 0.0039358 | 0.003948 | 0.0039536 | 0.0039585 | 0.0039598 | 0.0039575 | 0.0039529 | 0.0039454 | 0.0039386
PG&E | MW | Industrial | Ind - Electronics | HVAC | No | Ind HVAC - O&M (Gas - Mid Cost) | -0.00023186 | -0.0002365 | -0.00023954 | -0.00024256 | -0.0002451 | -0.00024651 | -0.00024781 | -0.00024859 | -0.00024874 | -0.00024813 | -0.00024819 | -0.00024829
PG&E | MW | Industrial | Ind - Electronics | Lighting | No | Ind Lighting - Equipment (High Cost) | 0.038484 | 0.036419 | 0.034298 | 0.032236 | 0.030206 | 0.028281 | 0.02645 | 0.024714 | 0.02309 | 0.021542 | 0.020083 | 0.018725
PG&E | MW | Industrial | Ind - Electronics | Lighting | No | Ind Lighting - Equipment (Low Cost) | 0.023141 | 0.021827 | 0.020534 | 0.01926 | 0.018029 | 0.016847 | 0.015741 | 0.014695 | 0.013704 | 0.012774 | 0.011898 | 0.011085
PG&E | MW | Industrial | Ind - Electronics | Lighting | No | Ind Lighting - Equipment (Mid Cost) | 0.15326 | 0.14466 | 0.13612 | 0.12773 | 0.11959 | 0.1118 | 0.10448 | 0.097557 | 0.091015 | 0.084856 | 0.079052 | 0.07366
PG&E | MW | Industrial | Ind - Electronics | Lighting | No | Ind Lighting - O&M (High Cost) | 0.0044574 | 0.0042084 | 0.0039602 | 0.0037168 | 0.0034802 | 0.003254 | 0.0030412 | 0.0028398 | 0.0026498 | 0.0024706 | 0.0023018 | 0.0021449
PG&E | MW | Industrial | Ind - Electronics | Lighting | No | Ind Lighting - O&M (Low Cost) | 0.017648 | 0.016645 | 0.015659 | 0.014687 | 0.013748 | 0.012846 | 0.012003 | 0.011205 | 0.010449 | 0.0097396 | 0.0090716 | 0.0084511
PG&E | MW | Industrial | Ind - Electronics | Lighting | No | Ind Lighting - O&M (Mid Cost) | 0.0005196 | 0.00049029 | 0.00046129 | 0.00043277 | 0.00040515 | 0.00037868 | 0.00035386 | 0.00033037 | 0.00030816 | 0.00028728 | 0.00026761 | 0.00024933
PG&E | MW | Industrial | Ind - Electronics | ProcHeat | No | Ind ProcHeat - Equipment (Electric - Low Cost) | 0.0083773 | 0.0084659 | 0.008533 | 0.0085751 | 0.0086003 | 0.0086105 | 0.0086199 | 0.0086215 | 0.0086144 | 0.0086034 | 0.0085858 | 0.0085699
PG&E | MW | Industrial | Ind - Electronics | ProcHeat | No | Ind ProcHeat - Equipment (Electric - Mid Cost) | 0.0033789 | 0.0034157 | 0.0034432 | 0.0034608 | 0.0034713 | 0.0034761 | 0.0034802 | 0.0034812 | 0.0034789 | 0.0034747 | 0.0034679 | 0.0034618
PG&E | MW | Industrial | Ind - Electronics | ProcHeat | No | Ind ProcHeat - Equipment (Gas - Mid Cost) | -0.04251 | -0.043363 | -0.043924 | -0.044486 | -0.044957 | -0.045213 | -0.045452 | -0.045599 | -0.045626 | -0.045517 | -0.04553 | -0.045551
PG&E | MW | Industrial | Ind - Electronics | ProcHeat | No | Ind ProcHeat - O&M (Gas - High Cost) | -1.6271e-05 | -1.6628e-05 | -1.6858e-05 | -1.7117e-05 | -1.7331e-05 | -1.7412e-05 | -1.7517e-05 | -1.7588e-05 | -1.7603e-05 | -1.7575e-05 | -1.7592e-05 | -1.7618e-05
PG&E | MW | Industrial | Ind - Electronics | ProcRefrig | No | Ind ProcRefrig - O&M (High Cost) | 4.3977e-05 | 4.4492e-05 | 4.486e-05 | 4.5113e-05 | 4.5261e-05 | 4.5344e-05 | 4.5408e-05 | 4.5431e-05 | 4.5422e-05 | 4.5377e-05 | 4.5298e-05 | 4.5227e-05
PG&E | MW | Industrial | Ind - Electronics | ProcRefrig | No | Ind ProcRefrig - O&M (Low Cost) | 0.07354 | 0.074323 | 0.074914 | 0.075287 | 0.07551 | 0.075603 | 0.075687 | 0.075703 | 0.075643 | 0.075548 | 0.075395 | 0.075257
PG&E | MW | Industrial | Ind - Electronics | ProcRefrig | No | Ind ProcRefrig - O&M (Mid Cost) | 0.010018 | 0.010128 | 0.010209 | 0.010262 | 0.010294 | 0.010308 | 0.01032 | 0.010323 | 0.010317 | 0.010305 | 0.010285 | 0.010267
PG&E | MW | Industrial | Ind - Electronics | MachDr | No | Ind MachDr - Equipment (High Cost) | 0.013819 | 0.014023 | 0.014153 | 0.014259 | 0.014319 | 0.014371 | 0.014404 | 0.014424 | 0.014444 | 0.014442 | 0.014428 | 0.014417
PG&E | MW | Industrial | Ind - Electronics | MachDr | No | Ind MachDr - Equipment (Low Cost) | 0.078013 | 0.07884 | 0.079467 | 0.07986 | 0.080096 | 0.080193 | 0.080281 | 0.080297 | 0.080232 | 0.08013 | 0.079967 | 0.07982
PG&E | MW | Industrial | Ind - Electronics | MachDr | No | Ind MachDr - Equipment (Mid Cost) | 0.14255 | 0.14415 | 0.14533 | 0.1461 | 0.14656 | 0.14679 | 0.14698 | 0.14703 | 0.14696 | 0.1468 | 0.14653 | 0.14628
PG&E | MW | Industrial | Ind - Electronics | MachDr | No | Ind MachDr - O&M (High Cost) | 0.028695 | 0.029033 | 0.029274 | 0.029441 | 0.029538 | 0.029594 | 0.029637 | 0.029652 | 0.029647 | 0.029619 | 0.029568 | 0.029522
PG&E | MW | Industrial | Ind - Electronics | MachDr | No | Ind MachDr - O&M (Low Cost) | 0.46883 | 0.47379 | 0.47755 | 0.47991 | 0.48132 | 0.48189 | 0.48242 | 0.48251 | 0.48211 | 0.48149 | 0.48051 | 0.47962
PG&E | MW | Industrial | Ind - Electronics | MachDr | No | Ind MachDr - O&M (Mid Cost) | 0.073032 | 0.073831 | 0.074425 | 0.074809 | 0.075037 | 0.075142 | 0.075232 | 0.075254 | 0.075207 | 0.075118 | 0.074972 | 0.07484
PG&E | MW | Industrial | Ind - Food | HVAC | No | Ind HVAC - Equipment (Electric - High Cost) | 0.0069011 | 0.0065423 | 0.0061685 | 0.0058061 | 0.0054469 | 0.0051071 | 0.004782 | 0.0044735 | 0.0041853 | 0.0039093 | 0.0036486 | 0.0034059
PG&E | MW | Industrial | Ind - Food | HVAC | No | Ind HVAC - Equipment (Electric - Low Cost) | 0.0062185 | 0.005871 | 0.0055283 | 0.0051901 | 0.004863 | 0.0045485 | 0.0042539 | 0.0039748 | 0.0037103 | 0.0034618 | 0.0032274 | 0.0030095
PG&E | MW | Industrial | Ind - Food | HVAC | No | Ind HVAC - Equipment (Electric - Mid Cost) | 0.0028922 | 0.0027319 | 0.0025728 | 0.002416 | 0.0022638 | 0.0021183 | 0.0019813 | 0.0018515 | 0.0017288 | 0.0016132 | 0.0015042 | 0.0014027
PG&E | MW | Industrial | Ind - Food | HVAC | No | Ind HVAC - Equipment (Gas - High Cost) | -0.0010002 | -0.0009495 | -0.0008929 | -0.00084561 | -0.00079961 | -0.00074751 | -0.00070158 | -0.00065721 | -0.00061424 | -0.00057411 | -0.00053755 | -0.00050395
PG&E | MW | Industrial | Ind - Food | HVAC | No | Ind HVAC - Equipment (Gas - Mid Cost) | -7.0891e-05 | -6.7043e-05 | -6.2878e-05 | -5.9071e-05 | -5.5531e-05 | -5.2083e-05 | -4.8776e-05 | -4.5577e-05 | -4.2565e-05 | -3.9689e-05 | -3.7086e-05 | -3.4658e-05
PG&E | MW | Industrial | Ind - Food | HVAC | No | Ind HVAC - O&M (Electric - High Cost) | 0.0038786 | 0.0039281 | 0.003962 | 0.003987 | 0.0040013 | 0.0040112 | 0.0040181 | 0.0040214 | 0.0040229 | 0.0040201 | 0.004014 | 0.0040081
PG&E | MW | Industrial | Ind - Food | HVAC | No | Ind HVAC - O&M (Electric - Low Cost) | 0.050711 | 0.051245 | 0.051651 | 0.051905 | 0.052057 | 0.052117 | 0.052173 | 0.052183 | 0.052138 | 0.052071 | 0.051964 | 0.051867
PG&E | MW | Industrial | Ind - Food | HVAC | No | Ind HVAC - O&M (Electric - Mid Cost) | 0.01393 | 0.014081 | 0.014195 | 0.014267 | 0.014311 | 0.01433 | 0.014347 | 0.014352 | 0.014342 | 0.014325 | 0.014297 | 0.014272
PG&E | MW | Industrial | Ind - Food | Lighting | No | Ind Lighting - Equipment (High Cost) | 0.041159 | 0.038951 | 0.036682 | 0.034478 | 0.032307 | 0.030249 | 0.02829 | 0.026434 | 0.024697 | 0.023042 | 0.021481 | 0.020029
PG&E | MW | Industrial | Ind - Food | Lighting | No | Ind Lighting - Equipment (Low Cost) | 0.02581 | 0.024346 | 0.022904 | 0.021484 | 0.020111 | 0.018793 | 0.01756 | 0.016393 | 0.015288 | 0.014251 | 0.013274 | 0.012366
PG&E | MW | Industrial | Ind - Food | Lighting | No | Ind Lighting - Equipment (Mid Cost) | 0.096792 | 0.09136 | 0.085965 | 0.080667 | 0.075527 | 0.070605 | 0.065984 | 0.061609 | 0.057478 | 0.053588 | 0.049922 | 0.046517
PG&E | MW | Industrial | Ind - Food | Lighting | No | Ind Lighting - O&M (High Cost) | 0.00063518 | 0.00059967 | 0.0005643 | 0.00052959 | 0.00049588 | 0.00046363 | 0.00043331 | 0.00040461 | 0.00037752 | 0.00035199 | 0.00032794 | 0.00030558
PG&E | MW | Industrial | Ind - Food | Lighting | No | Ind Lighting - O&M (Low Cost) | 0.016923 | 0.015961 | 0.015015 | 0.014083 | 0.013183 | 0.012318 | 0.011509 | 0.010744 | 0.010019 | 0.0093393 | 0.0086988 | 0.0081038
PG&E | MW | Industrial | Ind - Food | Lighting | No | Ind Lighting - O&M (Mid Cost) | 0.00026641 | 0.00025138 | 0.00023651 | 0.00022188 | 0.00020772 | 0.00019415 | 0.00018142 | 0.00016938 | 0.00015799 | 0.00014729 | 0.0001372 | 0.00012783
PG&E | MW | Industrial | Ind - Food | ProcHeat | No | Ind ProcHeat - Equipment (Electric - High Cost) | 0.0024911 | 0.0025183 | 0.0025389 | 0.0025532 | 0.002562 | 0.0025643 | 0.0025676 | 0.0025687 | 0.0025668 | 0.002564 | 0.0025593 | 0.0025553
PG&E | MW | Industrial | Ind - Food | ProcHeat | No | Ind ProcHeat - Equipment (Electric - Low Cost) | 0.0019699 | 0.0019909 | 0.0020067 | 0.0020167 | 0.0020227 | 0.0020251 | 0.0020274 | 0.0020278 | 0.0020262 | 0.0020236 | 0.0020195 | 0.0020158
PG&E | MW | Industrial | Ind - Food | ProcHeat | No | Ind ProcHeat - Equipment (Electric - Mid Cost) | 0.0094041 | 0.0095099 | 0.0095879 | 0.0096416 | 0.0096741 | 0.009687 | 0.0097 | 0.0097044 | 0.0096994 | 0.0096895 | 0.009672 | 0.0096569
PG&E | MW | Industrial | Ind - Food | ProcHeat | No | Ind ProcHeat - Equipment (Gas - High Cost) | 0.0032473 | 0.0032961 | 0.0033149 | 0.0033512 | 0.0033853 | 0.003392 | 0.0034054 | 0.0034107 | 0.0034111 | 0.0034082 | 0.003412 | 0.003418
PG&E | MW | Industrial | Ind - Food | ProcHeat | No | Ind ProcHeat - O&M (Gas - High Cost) | -0.0073951 | -0.0074919 | -0.0075252 | -0.0075792 | -0.0076354 | -0.0076611 | -0.0076832 | -0.0076887 | -0.0076877 | -0.0076767 | -0.0076816 | -0.0076891
PG&E | MW | Industrial | Ind - Food | ProcHeat | No | Ind ProcHeat - O&M (Gas - Mid Cost) | -0.001019 | -0.0010316 | -0.0010357 | -0.0010416 | -0.0010483 | -0.0010524 | -0.001055 | -0.0010553 | -0.001055 | -0.001053 | -0.0010533 | -0.0010537
PG&E | MW | Industrial | Ind - Food | SHW | No | Ind SHW - Equipment (Mid Cost) | 0.00051853 | 0.00049979 | 0.00047773 | 0.00045739 | 0.00043821 | 0.00041891 | 0.00039984 | 0.00038078 | 0.00036245 | 0.00034444 | 0.00032803 | 0.00031243
PG&E | MW | Industrial | Ind - Food | SHW | No | Ind SHW - O&M (Mid Cost) | -7.7446e-05 | -7.8403e-05 | -7.8713e-05 | -7.916e-05 | -7.9661e-05 | -7.9974e-05 | -8.0172e-05 | -8.0192e-05 | -8.0168e-05 | -8.0018e-05 | -8.0037e-05 | -8.0067e-05
PG&E | MW | Industrial | Ind - Food | ProcRefrig | No | Ind ProcRefrig - Equipment (High Cost) | 0.010136 | 0.01027 | 0.01036 | 0.010429 | 0.010468 | 0.010496 | 0.010516 | 0.010526 | 0.010532 | 0.010526 | 0.010512 | 0.0105
PG&E | MW | Industrial | Ind - Food | ProcRefrig | No | Ind ProcRefrig - Equipment (Mid Cost) | 0.00024654 | 0.0002494 | 0.00025146 | 0.00025286 | 0.00025368 | 0.00025414 | 0.00025449 | 0.00025461 | 0.00025454 | 0.00025429 | 0.00025384 | 0.00025343
PG&E | MW | Industrial | Ind - Food | ProcRefrig | No | Ind ProcRefrig - O&M (High Cost) | 0.025694 | 0.026 | 0.026217 | 0.026368 | 0.026455 | 0.026507 | 0.026546 | 0.026561 | 0.026558 | 0.026533 | 0.026488 | 0.026448
PG&E | MW | Industrial | Ind - Food | ProcRefrig | No | Ind ProcRefrig - O&M (Low Cost) | 0.027792 | 0.028089 | 0.028313 | 0.028454 | 0.028539 | 0.028575 | 0.028607 | 0.028613 | 0.028591 | 0.028555 | 0.028498 | 0.028445
PG&E | MW | Industrial | Ind - Food | ProcRefrig | No | Ind ProcRefrig - O&M (Mid Cost) | 0.0070285 | 0.0071064 | 0.007164 | 0.0072016 | 0.0072239 | 0.0072346 | 0.0072436 | 0.007246 | 0.0072421 | 0.0072338 | 0.00722 | 0.0072076
PG&E | MW | Industrial | Ind - Food | MachDr | No | Ind MachDr - Equipment (High Cost) | 0.018197 | 0.018461 | 0.018632 | 0.018775 | 0.018858 | 0.018917 | 0.01896 | 0.018986 | 0.01901 | 0.019007 | 0.018989 | 0.018976
PG&E | MW | Industrial | Ind - Food | MachDr | No | Ind MachDr - Equipment (Low Cost) | 0.097373 | 0.098409 | 0.099191 | 0.099685 | 0.09998 | 0.1001 | 0.10021 | 0.10023 | 0.10015 | 0.10003 | 0.099825 | 0.099642
PG&E | MW | Industrial | Ind - Food | MachDr | No | Ind MachDr - Equipment (Mid Cost) | 0.1526 | 0.15431 | 0.15556 | 0.15637 | 0.15685 | 0.1571 | 0.1573 | 0.15735 | 0.15727 | 0.15709 | 0.15679 | 0.15652
PG&E | MW | Industrial | Ind - Food | MachDr | No | Ind MachDr - O&M (High Cost) | 0.017169 | 0.017368 | 0.017512 | 0.017609 | 0.017666 | 0.017698 | 0.017722 | 0.017731 | 0.017726 | 0.017708 | 0.017677 | 0.017649
PG&E | MW | Industrial | Ind - Food | MachDr | No | Ind MachDr - O&M (Low Cost) | 0.37647 | 0.38044 | 0.38346 | 0.38535 | 0.38648 | 0.38694 | 0.38736 | 0.38743 | 0.38711 | 0.38661 | 0.38582 | 0.3851
PG&E | MW | Industrial | Ind - Food | MachDr | No | Ind MachDr - O&M (Mid Cost) | 0.069801 | 0.070568 | 0.071136 | 0.071505 | 0.071724 | 0.071826 | 0.071913 | 0.071934 | 0.071891 | 0.071807 | 0.071668 | 0.071542
PG&E | MW | Industrial | Ind - Lumber & Furniture | HVAC | No | Ind HVAC - Equipment (Electric - High Cost) | 8.9049e-05 | 8.4321e-05 | 7.9495e-05 | 7.485e-05 | 7.0264e-05 | 6.5763e-05 | 6.1571e-05 | 5.7597e-05 | 5.3839e-05 | 5.0288e-05 | 4.6932e-05 | 4.382e-05
PG&E | MW | Industrial | Ind - Lumber & Furniture | HVAC | No | Ind HVAC - Equipment (Electric - Mid Cost) | 0.00043685 | 0.00041264 | 0.00038862 | 0.00036496 | 0.00034201 | 0.00031998 | 0.0002993 | 0.00027971 | 0.00026117 | 0.00024371 | 0.00022724 | 0.00021193
PG&E | MW | Industrial | Ind - Lumber & Furniture | HVAC | No | Ind HVAC - O&M (Electric - High Cost) | 0.00011321 | 0.00011452 | 0.00011547 | 0.00011611 | 0.00011648 | 0.00011669 | 0.00011685 | 0.0001169 | 0.00011687 | 0.00011675 | 0.00011654 | 0.00011636
PG&E | MW | Industrial | Ind - Lumber & Furniture | HVAC | No | Ind HVAC - O&M (Electric - Low Cost) | 0.0016642 | 0.0016818 | 0.0016952 | 0.0017036 | 0.0017086 | 0.0017106 | 0.0017125 | 0.0017128 | 0.0017114 | 0.0017092 | 0.0017057 | 0.0017026
PG&E | MW | Industrial | Ind - Lumber & Furniture | HVAC | No | Ind HVAC - O&M (Electric - Mid Cost) | 0.0030804 | 0.0031138 | 0.0031389 | 0.0031552 | 0.003165 | 0.0031689 | 0.0031727 | 0.0031736 | 0.0031714 | 0.0031677 | 0.0031615 | 0.003156
PG&E | MW | Industrial | Ind - Lumber & Furniture | Lighting | No | Ind Lighting - Equipment (High Cost) | 0.0082758 | 0.0078342 | 0.0073786 | 0.0069364 | 0.0065002 | 0.0060872 | 0.0056935 | 0.0053205 | 0.0049717 | 0.0046388 | 0.0043249 | 0.0040329
PG&E | MW | Industrial | Ind - Lumber & Furniture | Lighting | No | Ind Lighting - Equipment (Low Cost) | 0.0032418 | 0.003058 | 0.0028769 | 0.0026986 | 0.0025262 | 0.0023607 | 0.0022058 | 0.0020592 | 0.0019205 | 0.0017902 | 0.0016675 | 0.0015535
PG&E | MW | Industrial | Ind - Lumber & Furniture | Lighting | No | Ind Lighting - Equipment (Mid Cost) | 0.020528 | 0.019376 | 0.018232 | 0.017108 | 0.016018 | 0.014975 | 0.013995 | 0.013067 | 0.012191 | 0.011366 | 0.010588 | 0.0098659
PG&E | MW | Industrial | Ind - Lumber & Furniture | Lighting | No | Ind Lighting - O&M (High Cost) | 1.1971e-05 | 1.1306e-05 | 1.064e-05 | 9.9878e-06 | 9.353e-06 | 8.7465e-06 | 8.1753e-06 | 7.6345e-06 | 7.1247e-06 | 6.6435e-06 | 6.1901e-06 | 5.7686e-06
PG&E | MW | Industrial | Ind - Lumber & Furniture | Lighting | No | Ind Lighting - O&M (Low Cost) | 0.0013964 | 0.0013171 | 0.001239 | 0.0011621 | 0.0010878 | 0.0010165 | 0.00094973 | 0.00088657 | 0.00082678 | 0.00077066 | 0.00071781 | 0.00066871
PG&E | MW | Industrial | Ind - Lumber & Furniture | Lighting | No | Ind Lighting - O&M (Mid Cost) | 3.3015e-06 | 3.1157e-06 | 2.9316e-06 | 2.7506e-06 | 2.5752e-06 | 2.4072e-06 | 2.2495e-06 | 2.1003e-06 | 1.9593e-06 | 1.8266e-06 | 1.7016e-06 | 1.5854e-06
PG&E | MW | Industrial | Ind - Lumber & Furniture | MachDr | No | Ind MachDr - Equipment (High Cost) | 0.0019996 | 0.0018502 | 0.0017035 | 0.0015662 | 0.0014353 | 0.001313 | 0.0012006 | 0.0010968 | 0.0010016 | 0.00091363 | 0.00083269 | 0.00075917
PG&E | MW | Industrial | Ind - Lumber & Furniture | MachDr | No | Ind MachDr - Equipment (Low Cost) | 0.0090752 | 0.0083673 | 0.007694 | 0.007054 | 0.0064543 | 0.0058953 | 0.0053842 | 0.0049129 | 0.0044784 | 0.0040804 | 0.003715 | 0.0033829
PG&E | MW | Industrial | Ind - Lumber & Furniture | MachDr | No | Ind MachDr - Equipment (Mid Cost) | 0.013347 | 0.012312 | 0.011323 | 0.010385 | 0.0095032 | 0.0086827 | 0.007931 | 0.0072379 | 0.0065996 | 0.0060139 | 0.005476 | 0.0049871
PG&E | MW | Industrial | Ind - Lumber & Furniture | MachDr | No | Ind MachDr - O&M (High Cost) | 0.0041415 | 0.0041901 | 0.0042248 | 0.0042487 | 0.0042626 | 0.0042705 | 0.0042766 | 0.0042788 | 0.004278 | 0.0042738 | 0.0042663 | 0.0042597
PG&E | MW | Industrial | Ind - Lumber & Furniture | MachDr | No | Ind MachDr - O&M (Low Cost) | 0.0629 | 0.063567 | 0.064072 | 0.064388 | 0.064578 | 0.064656 | 0.064727 | 0.064739 | 0.064687 | 0.064604 | 0.064472 | 0.064353
PG&E | MW | Industrial | Ind - Lumber & Furniture | MachDr | No | Ind MachDr - O&M (Mid Cost) | 0.045121 | 0.045614 | 0.045981 | 0.046218 | 0.046359 | 0.046423 | 0.046479 | 0.046492 | 0.046463 | 0.046408 | 0.046317 | 0.046236
PG&E | MW | Industrial | Ind - Machinery | HVAC | No | Ind HVAC - Equipment (Electric - High Cost) | 0.0050497 | 0.0047999 | 0.0045308 | 0.0042765 | 0.0040194 | 0.0037699 | 0.0035335 | 0.0033091 | 0.0030995 | 0.002898 | 0.0027074 | 0.0025302
PG&E | MW | Industrial | Ind - Machinery | HVAC | No | Ind HVAC - Equipment (Electric - Low Cost) | 3.7387e-05 | 3.53e-05 | 3.324e-05 | 3.1208e-05 | 2.9242e-05 | 2.7352e-05 | 2.5581e-05 | 2.3903e-05 | 2.2313e-05 | 2.0819e-05 | 1.941e-05 | 1.81e-05
PG&E | MW | Industrial | Ind - Machinery | HVAC | No | Ind HVAC - Equipment (Electric - Mid Cost) | 0.002064 | 0.0019499 | 0.0018364 | 0.0017249 | 0.0016166 | 0.0015125 | 0.0014148 | 0.0013223 | 0.0012347 | 0.0011522 | 0.0010744 | 0.0010021
PG&E | MW | Industrial | Ind - Machinery | HVAC | No | Ind HVAC - Equipment (Gas - High Cost) | -1.1675e-05 | -1.1123e-05 | -1.0374e-05 | -9.6851e-06 | -9.0383e-06 | -8.4356e-06 | -7.9069e-06 | -7.3993e-06 | -6.9177e-06 | -6.4506e-06 | -6.0321e-06 | -5.6436e-06
PG&E | MW | Industrial | Ind - Machinery | HVAC | No | Ind HVAC - Equipment (Gas - Mid Cost) | -3.5581e-06 | -3.3833e-06 | -3.153e-06 | -2.9367e-06 | -2.7358e-06 | -2.5556e-06 | -2.3939e-06 | -2.2385e-06 | -2.0922e-06 | -1.9495e-06 | -1.8219e-06 | -1.7029e-06
PG&E | MW | Industrial | Ind - Machinery | HVAC | No | Ind HVAC - O&M (Electric - High Cost) | 0.00029722 | 0.00030064 | 0.00030312 | 0.00030481 | 0.00030581 | 0.00030633 | 0.00030675 | 0.0003069 | 0.0003068 | 0.00030649 | 0.00030595 | 0.00030546
PG&E | MW | Industrial | Ind - Machinery | HVAC | No | Ind HVAC - O&M (Electric - Low Cost) | 0.0079536 | 0.0080375 | 0.0081012 | 0.0081411 | 0.008165 | 0.0081745 | 0.0081834 | 0.0081849 | 0.008178 | 0.0081675 | 0.0081508 | 0.0081357
PG&E | MW | Industrial | Ind - Machinery | HVAC | No | Ind HVAC - O&M (Gas - Low Cost) | 4.9671e-05 | 5.0528e-05 | 5.0383e-05 | 5.0168e-05 | 4.9982e-05 | 5.0003e-05 | 5.0119e-05 | 5.0147e-05 | 5.0163e-05 | 5.0015e-05 | 5.0016e-05 | 5.0017e-05
PG&E | MW | Industrial | Ind - Machinery | Lighting | No | Ind Lighting - Equipment (High Cost) | 0.0063249 | 0.0059847 | 0.0056358 | 0.0052965 | 0.0049628 | 0.0046462 | 0.0043452 | 0.0040599 | 0.0037928 | 0.0035385 | 0.0032986 | 0.0030755
PG&E | MW | Industrial | Ind - Machinery | Lighting | No | Ind Lighting - Equipment (Low Cost) | 0.002813 | 0.0026535 | 0.0024963 | 0.0023415 | 0.0021919 | 0.0020483 | 0.0019139 | 0.0017867 | 0.0016663 | 0.0015533 | 0.0014468 | 0.0013479
PG&E | MW | Industrial | Ind - Machinery | Lighting | No | Ind Lighting - Equipment (Mid Cost) | 0.024488 | 0.023115 | 0.02175 | 0.02041 | 0.019109 | 0.017864 | 0.016695 | 0.015588 | 0.014543 | 0.013559 | 0.012632 | 0.01177
PG&E | MW | Industrial | Ind - Machinery | Lighting | No | Ind Lighting - O&M (Low Cost) | 0.0018279 | 0.001724 | 0.0016219 | 0.0015212 | 0.001424 | 0.0013306 | 0.0012432 | 0.0011606 | 0.0010823 | 0.0010088 | 0.00093966 | 0.00087539
PG&E | MW | Industrial | Ind - Machinery | ProcHeat | No | Ind ProcHeat - Equipment (Electric - High Cost) | 0.00040443 | 0.00041178 | 0.00041612 | 0.00042048 | 0.00042301 | 0.000425 | 0.00042645 | 0.00042753 | 0.00042884 | 0.00042925 | 0.00042929 | 0.0004295
PG&E | MW | Industrial | Ind - Machinery | ProcHeat | No | Ind ProcHeat - Equipment (Electric - Low Cost) | 0.0003489 | 0.0003526 | 0.0003554 | 0.00035717 | 0.00035822 | 0.00035865 | 0.00035905 | 0.00035912 | 0.00035883 | 0.00035838 | 0.00035765 | 0.00035699
PG&E | MW | Industrial | Ind - Machinery | ProcHeat | No | Ind ProcHeat - Equipment (Electric - Mid Cost) | 5.5521e-05 | 5.6141e-05 | 5.6597e-05 | 5.6897e-05 | 5.7074e-05 | 5.7161e-05 | 5.7234e-05 | 5.7254e-05 | 5.7225e-05 | 5.7161e-05 | 5.7053e-05 | 5.6956e-05
PG&E | MW | Industrial | Ind - Machinery | ProcHeat | No | Ind ProcHeat - Equipment (Gas - High Cost) | -6.4887e-06 | -6.6276e-06 | -6.6272e-06 | -6.6539e-06 | -6.6696e-06 | -6.6513e-06 | -6.6822e-06 | -6.7037e-06 | -6.712e-06 | -6.7092e-06 | -6.7239e-06 | -6.7466e-06
PG&E | MW | Industrial | Ind - Machinery | ProcHeat | No | Ind ProcHeat - O&M (Gas - High Cost) | -0.00051174 | -0.00052119 | -0.00052013 | -0.00051922 | -0.00051825 | -0.00051795 | -0.00051951 | -0.00052021 | -0.00052052 | -0.00051938 | -0.00051973 | -0.00052027
PG&E | MW | Industrial | Ind - Machinery | ProcHeat | No | Ind ProcHeat - O&M (Gas - Mid Cost) | -4.5182e-05 | -4.5976e-05 | -4.5855e-05 | -4.5691e-05 | -4.5544e-05 | -4.5551e-05 | -4.5665e-05 | -4.57e-05 | -4.5719e-05 | -4.5593e-05 | -4.5602e-05 | -4.5616e-05
PG&E | MW | Industrial | Ind - Machinery | ProcRefrig | No | Ind ProcRefrig - O&M (High Cost) | 0.0005389 | 0.0005452 | 0.00054971 | 0.00055281 | 0.00055462 | 0.00055564 | 0.00055642 | 0.0005567 | 0.00055659 | 0.00055604 | 0.00055507 | 0.0005542
PG&E | MW | Industrial | Ind - Machinery | ProcRefrig | No | Ind ProcRefrig - O&M (Low Cost) | 0.0023648 | 0.0023899 | 0.0024089 | 0.0024208 | 0.002428 | 0.0024309 | 0.0024336 | 0.0024341 | 0.0024321 | 0.002429 | 0.0024241 | 0.0024196
PG&E | MW | Industrial | Ind - Machinery | ProcRefrig | No | Ind ProcRefrig - O&M (Mid Cost) | 0.0020138 | 0.0020358 | 0.0020522 | 0.0020627 | 0.002069 | 0.0020719 | 0.0020744 | 0.002075 | 0.0020737 | 0.0020712 | 0.0020672 | 0.0020635
PG&E | MW | Industrial | Ind - Machinery | MachDr | No | Ind MachDr - Equipment (High Cost) | 0.0026695 | 0.002709 | 0.0027342 | 0.0027553 | 0.0027672 | 0.0027769 | 0.0027834 | 0.0027873 | 0.0027913 | 0.002791 | 0.0027884 | 0.0027865
PG&E | MW | Industrial | Ind - Machinery | MachDr | No | Ind MachDr - Equipment (Low Cost) | 0.013204 | 0.013345 | 0.013451 | 0.013518 | 0.013558 | 0.013574 | 0.01359 | 0.013592 | 0.013582 | 0.013565 | 0.013537 | 0.013512
PG&E | MW | Industrial | Ind - Machinery | MachDr | No | Ind MachDr - Equipment (Mid Cost) | 0.0078271 | 0.0079151 | 0.0079797 | 0.0080231 | 0.008049 | 0.0080609 | 0.0080714 | 0.0080746 | 0.0080708 | 0.0080621 | 0.0080472 | 0.0080341
PG&E | MW | Industrial | Ind - Machinery | MachDr | No | Ind MachDr - O&M (High Cost) | 0.00027755 | 0.0002808 | 0.00028313 | 0.00028473 | 0.00028567 | 0.0002862 | 0.0002866 | 0.00028675 | 0.00028669 | 0.00028642 | 0.00028592 | 0.00028547
PG&E | MW | Industrial | Ind - Machinery | MachDr | No | Ind MachDr - O&M (Low Cost) | 0.039238 | 0.039653 | 0.039968 | 0.040166 | 0.040284 | 0.040332 | 0.040376 | 0.040384 | 0.040351 | 0.0403 | 0.040217 | 0.040143
PG&E | MW | Industrial | Ind - Machinery | MachDr | No | Ind MachDr - O&M (Mid Cost) | 0.0089683 | 0.0090667 | 0.0091397 | 0.009187 | 0.0092151 | 0.0092281 | 0.0092393 | 0.009242 | 0.0092364 | 0.0092255 | 0.0092076 | 0.0091915
PG&E | MW | Industrial | Ind - Metals (Fabricated) | HVAC | No | Ind HVAC - Equipment (Electric - High Cost) | 0.00046255 | 0.0004382 | 0.00041309 | 0.00038872 | 0.00036465 | 0.0003417 | 0.0003199 | 0.00029922 | 0.00027982 | 0.00026133 | 0.00024388 | 0.00022763
PG&E | MW | Industrial | Ind - Metals (Fabricated) | HVAC | No | Ind HVAC - Equipment (Electric - Low Cost) | 0.00040243 | 0.00037995 | 0.00035777 | 0.00033589 | 0.00031471 | 0.00029437 | 0.00027531 | 0.00025724 | 0.00024013 | 0.00022405 | 0.00020888 | 0.00019478
PG&E | MW | Industrial | Ind - Metals (Fabricated) | HVAC | No | Ind HVAC - Equipment (Electric - Mid Cost) | 4.5094e-05 | 4.2594e-05 | 4.0114e-05 | 3.7672e-05 | 3.5303e-05 | 3.3029e-05 | 3.0894e-05 | 2.8872e-05 | 2.6957e-05 | 2.5155e-05 | 2.3455e-05 | 2.1875e-05
PG&E | MW | Industrial | Ind - Metals (Fabricated) | HVAC | No | Ind HVAC - Equipment (Gas - High Cost) | -6.2894e-05 | -6.0555e-05 | -5.7824e-05 | -5.5551e-05 | -5.3254e-05 | -5.0583e-05 | -4.8188e-05 | -4.5782e-05 | -4.3427e-05 | -4.1126e-05 | -3.8495e-05 | -3.6065e-05
PG&E | MW | Industrial | Ind - Metals (Fabricated) | HVAC | No | Ind HVAC - Equipment (Gas - Mid Cost) | 0.00010334 | 9.9188e-05 | 9.4509e-05 | 9.0205e-05 | 8.6066e-05 | 8.1961e-05 | 7.7941e-05 | 7.3899e-05 | 7.0052e-05 | 6.6211e-05 | 6.1872e-05 | 5.7827e-05
PG&E | MW | Industrial | Ind - Metals (Fabricated) | HVAC | No | Ind HVAC - O&M (Electric - High Cost) | 0.00037928 | 0.00038377 | 0.00038699 | 0.00038928 | 0.00039064 | 0.00039132 | 0.0003919 | 0.00039214 | 0.00039207 | 0.00039172 | 0.00039107 | 0.00039051
PG&E | MW | Industrial | Ind - Metals (Fabricated) | HVAC | No | Ind HVAC - O&M (Electric - Low Cost) | 0.010691 | 0.010804 | 0.01089 | 0.010943 | 0.010975 | 0.010988 | 0.011 | 0.011002 | 0.010993 | 0.010979 | 0.010957 | 0.010936
PG&E | MW | Industrial | Ind - Metals (Fabricated) | HVAC | No | Ind HVAC - O&M (Electric - Mid Cost) | 0.0012349 | 0.0012483 | 0.0012584 | 0.001265 | 0.0012689 | 0.0012706 | 0.0012721 | 0.0012725 | 0.0012716 | 0.0012701 | 0.0012677 | 0.0012655
PG&E | MW | Industrial | Ind - Metals (Fabricated) | HVAC | No | Ind HVAC - O&M (Gas - High Cost) | -0.0002632 | -0.00027064 | -0.00027619 | -0.00028266 | -0.00028904 | -0.00029444 | -0.00029986 | -0.00030449 | -0.00030903 | -0.00031281 | -0.00031304 | -0.00031339
PG&E | MW | Industrial | Ind - Metals (Fabricated) | HVAC | No | Ind HVAC - O&M (Gas - Mid Cost) | -3.3145e-05 | -3.4048e-05 | -3.4722e-05 | -3.5461e-05 | -3.6207e-05 | -3.6913e-05 | -3.7571e-05 | -3.8127e-05 | -3.8686e-05 | -3.9135e-05 | -3.9142e-05 | -3.9153e-05
PG&E | MW | Industrial | Ind - Metals (Fabricated) | Lighting | No | Ind Lighting - Equipment (High Cost) | 0.0099745 | 0.0094409 | 0.0088914 | 0.0083578 | 0.0078319 | 0.0073335 | 0.006859 | 0.0064093 | 0.0059886 | 0.0055875 | 0.0052091 | 0.0048573
PG&E | MW | Industrial | Ind - Metals (Fabricated) | Lighting | No | Ind Lighting - Equipment (Low Cost) | 0.005639 | 0.0053192 | 0.0050041 | 0.0046938 | 0.0043939 | 0.0041061 | 0.0038366 | 0.0035816 | 0.0033402 | 0.0031136 | 0.0029002 | 0.0027019
PG&E | MW | Industrial | Ind - Metals (Fabricated) | Lighting | No | Ind Lighting - Equipment (Mid Cost) | 0.075446 | 0.071208 | 0.067002 | 0.062869 | 0.058862 | 0.055024 | 0.051422 | 0.048012 | 0.04479 | 0.041758 | 0.038902 | 0.036247
PG&E | MW | Industrial | Ind - Metals (Fabricated) | Lighting | No | Ind Lighting - O&M (High Cost) | 1.1891e-05 | 1.1226e-05 | 1.0563e-05 | 9.9132e-06 | 9.282e-06 | 8.678e-06 | 8.1104e-06 | 7.573e-06 | 7.0658e-06 | 6.5879e-06 | 6.1375e-06 | 5.7191e-06
PG&E | MW | Industrial | Ind - Metals (Fabricated) | Lighting | No | Ind Lighting - O&M (Low Cost) | 0.0027047 | 0.002551 | 0.0023998 | 0.0022508 | 0.0021069 | 0.0019687 | 0.0018395 | 0.0017171 | 0.0016013 | 0.0014926 | 0.0013903 | 0.0012952
PG&E | MW | Industrial | Ind - Metals (Fabricated) | Lighting | No | Ind Lighting - O&M (Mid Cost) | 0.00078169 | 0.00073751 | 0.00069386 | 0.00065091 | 0.00060936 | 0.0005695 | 0.00053216 | 0.00049682 | 0.00046339 | 0.00043197 | 0.00040238 | 0.00037489
PG&E | MW | Industrial | Ind - Metals (Fabricated) | ProcHeat | No | Ind ProcHeat - Equipment (Electric - High Cost) | 4.6618e-06 | 4.4052e-06 | 4.1505e-06 | 3.9035e-06 | 3.6623e-06 | 3.4232e-06 | 3.2031e-06 | 2.9947e-06 | 2.796e-06 | 2.6102e-06 | 2.4347e-06 | 2.272e-06
PG&E | MW | Industrial | Ind - Metals (Fabricated) | ProcHeat | No | Ind ProcHeat - Equipment (Electric - Low Cost) | 0.0019024 | 0.001796 | 0.0016911 | 0.0015876 | 0.0014875 | 0.0013913 | 0.0013012 | 0.0012158 | 0.0011348 | 0.0010588 | 0.00098712 | 0.00092047
PG&E | MW | Industrial | Ind - Metals (Fabricated) | ProcHeat | No | Ind ProcHeat - Equipment (Electric - Mid Cost) | 5.4235e-05 | 5.1235e-05 | 4.8254e-05 | 4.532e-05 | 4.2471e-05 | 3.9739e-05 | 3.7172e-05 | 3.4739e-05 | 3.2438e-05 | 3.027e-05 | 2.8226e-05 | 2.6324e-05
PG&E | MW | Industrial | Ind - Metals (Fabricated) | ProcHeat | No | Ind ProcHeat - Equipment (Gas - High Cost) | 3.0356e-05 | 2.9203e-05 | 2.787e-05 | 2.6706e-05 | 2.5536e-05 | 2.429e-05 | 2.3118e-05 | 2.1939e-05 | 2.0804e-05 | 1.9681e-05 | 1.8406e-05 | 1.7223e-05
PG&E | MW | Industrial | Ind - Metals (Fabricated) | ProcHeat | No | Ind ProcHeat - O&M (Electric - High Cost) | 0.0055914 | 0.0056589 | 0.0057062 | 0.005739 | 0.0057582 | 0.0057694 | 0.0057779 | 0.0057812 | 0.0057806 | 0.0057752 | 0.0057654 | 0.0057567
PG&E | MW | Industrial | Ind - Metals (Fabricated) | ProcHeat | No | Ind ProcHeat - O&M (Electric - Low Cost) | 0.00068873 | 0.00069607 | 0.00070161 | 0.0007051 | 0.0007072 | 0.00070807 | 0.00070886 | 0.00070901 | 0.00070845 | 0.00070756 | 0.00070613 | 0.00070484
PG&E | MW | Industrial | Ind - Metals (Fabricated) | ProcHeat | No | Ind ProcHeat - O&M (Electric - Mid Cost) | 2.577e-05 | 2.6055e-05 | 2.6265e-05 | 2.6402e-05 | 2.6483e-05 | 2.6522e-05 | 2.6554e-05 | 2.6563e-05 | 2.6547e-05 | 2.6517e-05 | 2.6466e-05 | 2.642e-05
PG&E | MW | Industrial | Ind - Metals (Fabricated) | ProcHeat | No | Ind ProcHeat - O&M (Gas - High Cost) | -0.00025145 | -0.00025863 | -0.00026399 | -0.00027032 | -0.00027654 | -0.00028165 | -0.00028688 | -0.00029136 | -0.00029572 | -0.00029939 | -0.00029966 | -0.00030006
PG&E | MW | Industrial | Ind - Metals (Fabricated) | ProcHeat | No | Ind ProcHeat - O&M (Gas - Mid Cost) | -0.0012055 | -0.0012385 | -0.0012632 | -0.0012904 | -0.0013179 | -0.0013434 | -0.0013674 | -0.0013878 | -0.0014082 | -0.0014246 | -0.001425 | -0.0014256
PG&E | MW | Industrial | Ind - Metals (Fabricated) | SHW | No | Ind SHW - Equipment (High Cost) | 4.565e-07 | 4.4795e-07 | 4.3592e-07 | 4.2668e-07 | 4.1681e-07 | 4.036e-07 | 3.9186e-07 | 3.7942e-07 | 3.6683e-07 | 3.5405e-07 | 3.3775e-07 | 3.2253e-07
PG&E | MW | Industrial | Ind - Metals (Fabricated) | ProcRefrig | No | Ind ProcRefrig - O&M (Low Cost) | 0.00012761 | 0.00012896 | 0.00012998 | 0.00013062 | 0.000131 | 0.00013116 | 0.0001313 | 0.00013133 | 0.00013122 | 0.00013105 | 0.00013078 | 0.00013054
PG&E | MW | Industrial | Ind - Metals (Fabricated) | ProcRefrig | No | Ind ProcRefrig - O&M (Mid Cost) | 0.002703 | 0.002733 | 0.0027552 | 0.0027697 | 0.0027783 | 0.0027824 | 0.0027859 | 0.0027868 | 0.0027854 | 0.0027822 | 0.0027769 | 0.0027722
PG&E | MW | Industrial | Ind - Metals (Fabricated) | MachDr | No | Ind MachDr - Equipment (High Cost) | 0.0024758 | 0.0022902 | 0.0021084 | 0.0019376 | 0.0017751 | 0.0016241 | 0.0014848 | 0.0013562 | 0.0012385 | 0.0011295 | 0.0010293 | 0.00093828
PG&E | MW | Industrial | Ind - Metals (Fabricated) | MachDr | No | Ind MachDr - Equipment (Low Cost) | 0.0091642 | 0.0084492 | 0.0077693 | 0.0071229 | 0.0065173 | 0.0059528 | 0.0054366 | 0.0049607 | 0.004522 | 0.0041201 | 0.003751 | 0.0034157
PG&E | MW | Industrial | Ind - Metals (Fabricated) | MachDr | No | Ind MachDr - Equipment (Mid Cost) | 0.018317 | 0.016896 | 0.015539 | 0.014251 | 0.013041 | 0.011915 | 0.010883 | 0.0099322 | 0.0090562 | 0.0082525 | 0.0075143 | 0.0068434
PG&E | MW | Industrial | Ind - Metals (Fabricated) | MachDr | No | Ind MachDr - O&M (High Cost) | 0.0035504 | 0.0035918 | 0.0036215 | 0.0036419 | 0.0036538 | 0.0036604 | 0.0036656 | 0.0036674 | 0.0036665 | 0.0036629 | 0.0036565 | 0.0036507
PG&E | MW | Industrial | Ind - Metals (Fabricated) | MachDr | No | Ind MachDr - O&M (Low Cost) | 0.11692 | 0.11816 | 0.1191 | 0.11969 | 0.12004 | 0.12018 | 0.12031 | 0.12033 | 0.12024 | 0.12008 | 0.11984 | 0.11961
PG&E | MW | Industrial | Ind - Metals (Fabricated) | MachDr | No | Ind MachDr - O&M (Mid Cost) | 0.0096893 | 0.0097957 | 0.0098747 | 0.0099259 | 0.0099563 | 0.0099704 | 0.0099825 | 0.0099855 | 0.0099795 | 0.0099678 | 0.0099485 | 0.0099311
PG&E | MW | Industrial | Ind - Metals (Primary) | HVAC | No | Ind HVAC - Equipment (Electric - High Cost) | 8.3924e-06 | 7.9861e-06 | 7.5389e-06 | 7.1125e-06 | 6.6801e-06 | 6.2771e-06 | 5.8838e-06 | 5.5099e-06 | 5.1654e-06 | 4.8295e-06 | 4.5118e-06 | 4.2157e-06
PG&E | MW | Industrial | Ind - Metals (Primary) | HVAC | No | Ind HVAC - Equipment (Electric - Low Cost) | 0.00013278 | 0.00012537 | 0.00011805 | 0.00011084 | 0.00010386 | 9.7144e-05 | 9.0856e-05 | 8.4897e-05 | 7.9251e-05 | 7.3944e-05 | 6.8941e-05 | 6.4288e-05
PG&E | MW | Industrial | Ind - Metals (Primary) | HVAC | No | Ind HVAC - Equipment (Electric - Mid Cost) | 0.00017986 | 0.00016988 | 0.00015997 | 0.00015016 | 0.00014065 | 0.00013165 | 0.00012313 | 0.00011505 | 0.00010743 | 0.00010023 | 9.3444e-05 | 8.7122e-05
PG&E | MW | Industrial | Ind - Metals (Primary) | HVAC | No | Ind HVAC - Equipment (Gas - High Cost) | -2.364e-05 | -2.2557e-05 | -2.1201e-05 | -1.9921e-05 | -1.877e-05 | -1.7617e-05 | -1.6547e-05 | -1.55e-05 | -1.4519e-05 | -1.3559e-05 | -1.268e-05 | -1.1864e-05
PG&E | MW | Industrial | Ind - Metals (Primary) | HVAC | No | Ind HVAC - Equipment (Gas - Mid Cost) | -1.7812e-05 | -1.6958e-05 | -1.592e-05 | -1.4916e-05 | -1.4024e-05 | -1.3177e-05 | -1.2367e-05 | -1.1574e-05 | -1.0838e-05 | -1.0113e-05 | -9.4496e-06 | -8.8311e-06
PG&E | MW | Industrial | Ind - Metals (Primary) | HVAC | No | Ind HVAC - O&M (Electric - Low Cost) | 0.00025732 | 0.00026004 | 0.0002621 | 0.00026339 | 0.00026417 | 0.00026448 | 0.00026477 | 0.00026482 | 0.0002646 | 0.00026426 | 0.00026372 | 0.00026323
PG&E | MW | Industrial | Ind - Metals (Primary) | HVAC | No | Ind HVAC - O&M (Electric - Mid Cost) | 0.00057688 | 0.00058317 | 0.00058786 | 0.00059088 | 0.00059268 | 0.00059349 | 0.0005942 | 0.00059436 | 0.00059398 | 0.00059327 | 0.00059211 | 0.00059106
PG&E | MW | Industrial | Ind - Metals (Primary) | HVAC | No | Ind HVAC - O&M (Gas - High Cost) | 3.3333e-05 | 3.4008e-05 | 3.4201e-05 | 3.4379e-05 | 3.4659e-05 | 3.483e-05 | 3.5013e-05 | 3.51e-05 | 3.5192e-05 | 3.5175e-05 | 3.5204e-05 | 3.525e-05
PG&E | MW | Industrial | Ind - Metals (Primary) | HVAC | No | Ind HVAC - O&M (Gas - Mid Cost) | -3.7296e-05 | -3.8004e-05 | -3.8186e-05 | -3.8287e-05 | -3.8526e-05 | -3.8754e-05 | -3.893e-05 | -3.8995e-05 | -3.9086e-05 | -3.9036e-05 | -3.9043e-05 | -3.9053e-05
PG&E | MW | Industrial | Ind - Metals (Primary) | Lighting | No | Ind Lighting - Equipment (High Cost) | 0.0011843 | 0.0011204 | 0.001055 | 0.00099143 | 0.00092891 | 0.00086958 | 0.0008132 | 0.00075979 | 0.00070974 | 0.00066212 | 0.00061722 | 0.00057546
PG&E | MW | Industrial | Ind - Metals (Primary) | Lighting | No | Ind Lighting - Equipment (Low Cost) | 0.0027023 | 0.0025489 | 0.0023979 | 0.0022491 | 0.0021054 | 0.0019674 | 0.0018383 | 0.001716 | 0.0016004 | 0.0014918 | 0.0013895 | 0.0012945
PG&E | MW | Industrial | Ind - Metals (Primary) | Lighting | No | Ind Lighting - Equipment (Mid Cost) | 0.0057537 | 0.0054303 | 0.0051095 | 0.0047943 | 0.0044887 | 0.0041959 | 0.0039212 | 0.0036611 | 0.0034154 | 0.0031842 | 0.0029663 | 0.0027639
PG&E | MW | Industrial | Ind - Metals (Primary) | Lighting | No | Ind Lighting - O&M (High Cost) | 8.2875e-06 | 7.8265e-06 | 7.3656e-06 | 6.9138e-06 | 6.4743e-06 | 6.0543e-06 | 5.6589e-06 | 5.2845e-06 | 4.9315e-06 | 4.5984e-06 | 4.2845e-06 | 3.9928e-06
PG&E | MW | Industrial | Ind - Metals (Primary) | Lighting | No | Ind Lighting - O&M (Low Cost) | 0.0011728 | 0.0011061 | 0.0010405 | 0.00097591 | 0.00091351 | 0.00085359 | 0.00079754 | 0.0007445 | 0.00069427 | 0.00064715 | 0.00060276 | 0.00056153
PG&E | MW | Industrial | Ind - Metals (Primary) | Lighting | No | Ind Lighting - O&M (Mid Cost) | 4.0697e-05 | 3.8412e-05 | 3.6143e-05 | 3.3914e-05 | 3.1753e-05 | 2.9683e-05 | 2.774e-05 | 2.5901e-05 | 2.4163e-05 | 2.2527e-05 | 2.0986e-05 | 1.9555e-05
PG&E | MW | Industrial | Ind - Metals (Primary) | ProcHeat | No | Ind ProcHeat - Equipment (Electric - High Cost) | 0.00056418 | 0.00053383 | 0.00050311 | 0.00047331 | 0.00044404 | 0.00041559 | 0.00038898 | 0.00036376 | 0.00033984 | 0.00031725 | 0.00029592 | 0.00027611
PG&E | MW | Industrial | Ind - Metals (Primary) | ProcHeat | No | Ind ProcHeat - Equipment (Electric - Low Cost) | 0.00043773 | 0.00041325 | 0.00038912 | 0.00036531 | 0.00034228 | 0.00032014 | 0.0002994 | 0.00027975 | 0.00026113 | 0.00024364 | 0.00022714 | 0.00021181
PG&E | MW | Industrial | Ind - Metals (Primary) | ProcHeat | No | Ind ProcHeat - Equipment (Electric - Mid Cost) | 4.7065e-05 | 4.446e-05 | 4.1873e-05 | 3.9328e-05 | 3.6857e-05 | 3.4483e-05 | 3.2256e-05 | 3.0145e-05 | 2.8147e-05 | 2.6267e-05 | 2.4492e-05 | 2.2843e-05
PG&E | MW | Industrial | Ind - Metals (Primary) | ProcHeat | No | Ind ProcHeat - Equipment (Gas - Mid Cost) | -8.3259e-06 | -7.9251e-06 | -7.4388e-06 | -6.9667e-06 | -6.5483e-06 | -6.154e-06 | -5.775e-06 | -5.4037e-06 | -5.0599e-06 | -4.7207e-06 | -4.4107e-06 | -4.1213e-06
PG&E | MW | Industrial | Ind - Metals (Primary) | ProcHeat | No | Ind ProcHeat - O&M (Electric - Low Cost) | 4.0501e-06 | 4.0927e-06 | 4.125e-06 | 4.1452e-06 | 4.1573e-06 | 4.1621e-06 | 4.1666e-06 | 4.1673e-06 | 4.1637e-06 | 4.1583e-06 | 4.1498e-06 | 4.142e-06
PG&E | MW | Industrial | Ind - Metals (Primary) | ProcHeat | No | Ind ProcHeat - O&M (Gas - High Cost) | -0.0010418 | -0.0010628 | -0.0010687 | -0.001074 | -0.0010826 | -0.001088 | -0.0010936 | -0.0010963 | -0.0010991 | -0.0010985 | -0.0010993 | -0.0011007
PG&E | MW | Industrial | Ind - Metals (Primary) | ProcHeat | No | Ind ProcHeat - O&M (Gas - Mid Cost) | -0.00013102 | -0.00013353 | -0.00013418 | -0.00013456 | -0.00013543 | -0.00013622 | -0.00013684 | -0.00013708 | -0.00013741 | -0.00013724 | -0.00013727 | -0.00013732
PG&E | MW | Industrial | Ind - Metals (Primary) | SHW | No | Ind SHW - O&M (Mid Cost) | -0.0001496 | -0.00015245 | -0.00015319 | -0.00015362 | -0.0001546 | -0.0001555 | -0.00015621 | -0.00015648 | -0.00015685 | -0.00015666 | -0.00015669 | -0.00015674
PG&E | MW | Industrial | Ind - Metals (Primary) | MachDr | No | Ind MachDr - Equipment (High Cost) | 0.0016142 | 0.0014932 | 0.0013746 | 0.001263 | 0.0011569 | 0.0010587 | 0.00096781 | 0.00088396 | 0.00080725 | 0.00073618 | 0.00067085 | 0.00061144
PG&E | MW | Industrial | Ind - Metals (Primary) | MachDr | No | Ind MachDr - Equipment (Low Cost) | 0.0051634 | 0.0047607 | 0.0043776 | 0.0040135 | 0.0036723 | 0.0033543 | 0.0030635 | 0.0027954 | 0.0025482 | 0.0023217 | 0.0021138 | 0.0019248
PG&E | MW | Industrial | Ind - Metals (Primary) | MachDr | No | Ind MachDr - Equipment (Mid Cost) | 0.0038459 | 0.0035481 | 0.0032632 | 0.002993 | 0.002739 | 0.0025027 | 0.0022861 | 0.0020864 | 0.0019025 | 0.0017338 | 0.0015787 | 0.0014378
PG&E | MW | Industrial | Ind - Metals (Primary) | MachDr | No | Ind MachDr - O&M (High Cost) | 0.00017888 | 0.00018098 | 0.00018248 | 0.0001835 | 0.0001841 | 0.00018444 | 0.0001847 | 0.0001848 | 0.00018476 | 0.00018457 | 0.00018425 | 0.00018396
PG&E | MW | Industrial | Ind - Metals (Primary) | MachDr | No | Ind MachDr - O&M (Low Cost) | 0.019247 | 0.01945 | 0.019604 | 0.019701 | 0.019759 | 0.019782 | 0.019804 | 0.019808 | 0.019792 | 0.019766 | 0.019726 | 0.019689
PG&E | MW | Industrial | Ind - Metals (Primary) | MachDr | No | Ind MachDr - O&M (Mid Cost) | 0.0028573 | 0.0028885 | 0.0029117 | 0.0029266 | 0.0029355 | 0.0029396 | 0.002943 | 0.0029439 | 0.002942 | 0.0029384 | 0.0029327 | 0.0029275
PG&E | MW | Industrial | Ind - Other | HVAC | No | Ind HVAC - Equipment (Electric - High Cost) | 0.00098438 | 0.00093481 | 0.00088189 | 0.00083082 | 0.00077949 | 0.00073098 | 0.0006845 | 0.00064039 | 0.00059922 | 0.00055975 | 0.00052246 | 0.00048775
PG&E | MW | Industrial | Ind - Other | HVAC | No | Ind HVAC - O&M (Electric - High Cost) | 0.0026949 | 0.002729 | 0.0027525 | 0.0027697 | 0.0027796 | 0.0027863 | 0.0027908 | 0.0027925 | 0.0027923 | 0.0027898 | 0.0027852 | 0.0027811
PG&E | MW | Industrial | Ind - Other | HVAC | No | Ind HVAC - O&M (Electric - Low Cost) | 0.0011824 | 0.001195 | 0.0012044 | 0.0012104 | 0.001214 | 0.0012154 | 0.0012167 | 0.001217 | 0.001216 | 0.0012144 | 0.0012119 | 0.0012097
PG&E | MW | Industrial | Ind - Other | HVAC | No | Ind HVAC - O&M (Electric - Mid Cost) | 0.00036923 | 0.00037333 | 0.00037635 | 0.00037833 | 0.00037951 | 0.00038007 | 0.00038054 | 0.00038067 | 0.00038047 | 0.00038003 | 0.00037931 | 0.00037866
PG&E | MW | Industrial | Ind - Other | Lighting | No | Ind Lighting - Equipment (High Cost) | 0.0029207 | 0.0027629 | 0.0026016 | 0.0024446 | 0.0022903 | 0.0021439 | 0.0020048 | 0.0018731 | 0.0017496 | 0.0016321 | 0.0015214 | 0.0014184
PG&E | MW | Industrial | Ind - Other | Lighting | No | Ind Lighting - Equipment (Low Cost) | 0.0012171 | 0.001148 | 0.00108 | 0.0010131 | 0.00094832 | 0.0008862 | 0.00082804 | 0.000773 | 0.00072091 | 0.000672 | 0.00062594 | 0.00058314
PG&E | MW | Industrial | Ind - Other | Lighting | No | Ind Lighting - Equipment (Mid Cost) | 0.010544 | 0.0099521 | 0.0093645 | 0.0087874 | 0.0082275 | 0.0076914 | 0.007188 | 0.0067115 | 0.0062615 | 0.0058377 | 0.0054385 | 0.0050675
PG&E | MW | Industrial | Ind - Other | Lighting | No | Ind Lighting - O&M (High Cost) | 0.0002306 | 0.00021777 | 0.00020494 | 0.00019237 | 0.00018014 | 0.00016845 | 0.00015744 | 0.00014703 | 0.0001372 | 0.00012793 | 0.0001192 | 0.00011108
PG&E | MW | Industrial | Ind - Other | Lighting | No | Ind Lighting - O&M (Low Cost) | 0.003916 | 0.0036934 | 0.0034745 | 0.0032587 | 0.0030504 | 0.0028503 | 0.0026632 | 0.0024861 | 0.0023184 | 0.002161 | 0.0020128 | 0.0018751
PG&E | MW | Industrial | Ind - Other | Lighting | No | Ind Lighting - O&M (Mid Cost) | 8.8819e-05 | 8.3807e-05 | 7.885e-05 | 7.3975e-05 | 6.9254e-05 | 6.4729e-05 | 6.0486e-05 | 5.6471e-05 | 5.2674e-05 | 4.9105e-05 | 4.5742e-05 | 4.2618e-05
PG&E | MW | Industrial | Ind - Other | MachDr | No | Ind MachDr - Equipment (High Cost) | 0.0086816 | 0.0087986 | 0.0088767 | 0.0089369 | 0.0089713 | 0.0089969 | 0.0090143 | 0.0090234 | 0.0090302 | 0.0090258 | 0.0090143 | 0.0090045
PG&E | MW | Industrial | Ind - Other | MachDr | No | Ind MachDr - Equipment (Low Cost) | 0.013864 | 0.014011 | 0.014122 | 0.014191 | 0.014233 | 0.01425 | 0.014266 | 0.014268 | 0.014257 | 0.014238 | 0.014209 | 0.014183
PG&E | MW | Industrial | Ind - Other | MachDr | No | Ind MachDr - Equipment (Mid Cost) | 0.011648 | 0.011779 | 0.011875 | 0.011938 | 0.011976 | 0.011995 | 0.01201 | 0.012014 | 0.012009 | 0.011995 | 0.011973 | 0.011953
PG&E | MW | Industrial | Ind - Other | MachDr | No | Ind MachDr - O&M (High Cost) | 0.00045505 | 0.00046032 | 0.00046411 | 0.00046669 | 0.0004682 | 0.00046903 | 0.00046967 | 0.00046989 | 0.00046976 | 0.00046929 | 0.00046845 | 0.0004677
PG&E | MW | Industrial | Ind - Other | MachDr | No | Ind MachDr - O&M (Low Cost) | 0.022443 | 0.022681 | 0.022861 | 0.022973 | 0.023041 | 0.023068 | 0.023093 | 0.023098 | 0.023079 | 0.023049 | 0.023002 | 0.022959
PG&E | MW | Industrial | Ind - Other | MachDr | No | Ind MachDr - O&M (Mid Cost) | 0.00212 | 0.0021435 | 0.0021608 | 0.0021721 | 0.0021788 | 0.002182 | 0.0021846 | 0.0021853 | 0.0021841 | 0.0021816 | 0.0021774 | 0.0021736
PG&E | MW | Industrial | Ind - Paper | HVAC | No | Ind HVAC - Equipment (Electric - High Cost) | 8.3808e-05 | 7.9699e-05 | 7.522e-05 | 7.0937e-05 | 6.6611e-05 | 6.2569e-05 | 5.8638e-05 | 5.4902e-05 | 5.1451e-05 | 4.8097e-05 | 4.4926e-05 | 4.197e-05
PG&E | MW | Industrial | Ind - Paper | HVAC | No | Ind HVAC - Equipment (Electric - Low Cost) | 2.7496e-05 | 2.596e-05 | 2.4445e-05 | 2.295e-05 | 2.1504e-05 | 2.0113e-05 | 1.8811e-05 | 1.7577e-05 | 1.6408e-05 | 1.5309e-05 | 1.4273e-05 | 1.3309e-05
PG&E | MW | Industrial | Ind - Paper | HVAC | No | Ind HVAC - Equipment (Electric - Mid Cost) | 0.00013663 | 0.00012905 | 0.00012154 | 0.00011416 | 0.00010701 | 0.00010008 | 9.3618e-05 | 8.7493e-05 | 8.1684e-05 | 7.6227e-05 | 7.1079e-05 | 6.6295e-05
PG&E | MW | Industrial | Ind - Paper | HVAC | No | Ind HVAC - Equipment (Gas - High Cost) | -1.8175e-06 | -1.6724e-06 | -1.5547e-06 | -1.4589e-06 | -1.3682e-06 | -1.2721e-06 | -1.1859e-06 | -1.1015e-06 | -1.0177e-06 | -9.3673e-07 | -8.7614e-07 | -8.1999e-07
PG&E | MW | Industrial | Ind - Paper | HVAC | No | Ind HVAC - O&M (Electric - High Cost) | 0.00013009 | 0.0001316 | 0.00013269 | 0.00013342 | 0.00013386 | 0.0001341 | 0.00013428 | 0.00013435 | 0.00013431 | 0.00013418 | 0.00013394 | 0.00013373
PG&E | MW | Industrial | Ind - Paper | HVAC | No | Ind HVAC - O&M (Electric - Low Cost) | 0.00058153 | 0.00058769 | 0.00059235 | 0.00059528 | 0.00059704 | 0.00059774 | 0.0005984 | 0.00059852 | 0.00059802 | 0.00059726 | 0.00059604 | 0.00059494
PG&E | MW | Industrial | Ind - Paper | HVAC | No | Ind HVAC - O&M (Electric - Mid Cost) | 0.00037225 | 0.00037634 | 0.00037937 | 0.00038134 | 0.00038251 | 0.00038305 | 0.00038352 | 0.00038363 | 0.0003834 | 0.00038295 | 0.00038221 | 0.00038155
PG&E | MW | Industrial | Ind - Paper | Lighting | No | Ind Lighting - Equipment (High Cost) | 0.0020106 | 0.0019023 | 0.0017914 | 0.0016835 | 0.0015774 | 0.0014767 | 0.001381 | 0.0012903 | 0.0012053 | 0.0011245 | 0.0010483 | 0.00097735
PG&E | MW | Industrial | Ind - Paper | Lighting | No | Ind Lighting - Equipment (Low Cost) | 0.00099424 | 0.00093787 | 0.00088232 | 0.00082762 | 0.00077475 | 0.000724 | 0.00067649 | 0.00063153 | 0.00058898 | 0.00054903 | 0.00051139 | 0.00047643
PG&E | MW | Industrial | Ind - Paper | Lighting | No | Ind Lighting - Equipment (Mid Cost) | 0.0078891 | 0.0074458 | 0.007006 | 0.0065739 | 0.0061549 | 0.0057536 | 0.0053769 | 0.0050203 | 0.0046834 | 0.0043664 | 0.0040676 | 0.0037901
PG&E | MW | Industrial | Ind - Paper | Lighting | No | Ind Lighting - O&M (Low Cost) | 0.00075654 | 0.00071355 | 0.00067125 | 0.00062958 | 0.00058933 | 0.00055068 | 0.00051453 | 0.00048031 | 0.00044791 | 0.00041751 | 0.00038888 | 0.00036228
PG&E | MW | Industrial | Ind - Paper | Lighting | No | Ind Lighting - O&M (Mid Cost) | 8.2852e-05 | 7.8184e-05 | 7.3562e-05 | 6.9017e-05 | 6.4615e-05 | 6.0396e-05 | 5.6439e-05 | 5.2694e-05 | 4.9154e-05 | 4.5824e-05 | 4.2687e-05 | 3.9773e-05
PG&E | MW | Industrial | Ind - Paper | ProcHeat | No | Ind ProcHeat - Equipment (Gas - High Cost) | -7.4337e-05 | -6.8469e-05 | -6.3691e-05 | -5.9882e-05 | -5.6238e-05 | -5.2247e-05 | -4.8735e-05 | -4.5293e-05 | -4.1856e-05 | -3.8572e-05 | -3.6114e-05 | -3.3852e-05
PG&E | MW | Industrial | Ind - Paper | ProcHeat | No | Ind ProcHeat - Equipment (Gas - Mid Cost) | -0.0055781 | -0.0051196 | -0.0047513 | -0.0044363 | -0.0041452 | -0.0038608 | -0.0035942 | -0.003333 | -0.0030774 | -0.0028299 | -0.0026446 | -0.002472
PG&E | MW | Industrial | Ind - Paper | ProcHeat | No | Ind ProcHeat - O&M (Gas - High Cost) | -0.00037618 | -0.00036996 | -0.00036776 | -0.00036825 | -0.00036883 | -0.0003675 | -0.00036642 | -0.00036394 | -0.00035981 | -0.00035439 | -0.00035471 | -0.00035519
PG&E | MW | Industrial | Ind - Paper | MachDr | No | Ind MachDr - Equipment (High Cost) | 0.0020523 | 0.001897 | 0.0017458 | 0.0016031 | 0.0014679 | 0.0013428 | 0.0012273 | 0.0011207 | 0.001023 | 0.00093273 | 0.00084976 | 0.00077431
PG&E | MW | Industrial | Ind - Paper | MachDr | No | Ind MachDr - Equipment (Low Cost) | 0.0061065 | 0.0056301 | 0.0051771 | 0.0047465 | 0.004343 | 0.0039669 | 0.0036229 | 0.0033058 | 0.0030135 | 0.0027457 | 0.0024998 | 0.0022763
PG&E | MW | Industrial | Ind - Paper | MachDr | No | Ind MachDr - Equipment (Mid Cost) | 0.0053107 | 0.0048993 | 0.004506 | 0.0041327 | 0.003782 | 0.0034557 | 0.0031566 | 0.0028808 | 0.0026269 | 0.0023938 | 0.0021797 | 0.0019852
PG&E | MW | Industrial | Ind - Paper | MachDr | No | Ind MachDr - O&M (High Cost) | 0.00079492 | 0.00080405 | 0.00081066 | 0.00081512 | 0.00081774 | 0.00081914 | 0.00082025 | 0.00082061 | 0.00082035 | 0.00081949 | 0.00081802 | 0.00081669
PG&E | MW | Industrial | Ind - Paper | MachDr | No | Ind MachDr - O&M (Low Cost) | 0.030233 | 0.030553 | 0.030795 | 0.030947 | 0.031038 | 0.031075 | 0.031109 | 0.031114 | 0.031089 | 0.031049 | 0.030985 | 0.030928
PG&E | MW | Industrial | Ind - Paper | MachDr | No | Ind MachDr - O&M (Mid Cost) | 0.0034834 | 0.0035216 | 0.00355 | 0.0035684 | 0.0035794 | 0.0035845 | 0.0035888 | 0.0035899 | 0.0035877 | 0.0035835 | 0.0035766 | 0.0035703
PG&E | MW | Industrial | Ind - Petroleum | Lighting | No | Ind Lighting - Equipment (High Cost) | 0.0054084 | 0.0051183 | 0.0048201 | 0.0045304 | 0.0042451 | 0.0039747 | 0.0037173 | 0.0034735 | 0.0032452 | 0.0030277 | 0.0028226 | 0.0026318
PG&E | MW | Industrial | Ind - Petroleum | Lighting | No | Ind Lighting - Equipment (Low Cost) | 0.004525 | 0.0042681 | 0.0040152 | 0.003766 | 0.0035253 | 0.0032942 | 0.003078 | 0.0028734 | 0.0026796 | 0.0024978 | 0.0023265 | 0.0021674
PG&E | MW | Industrial | Ind - Petroleum | Lighting | No | Ind Lighting - Equipment (Mid Cost) | 0.0059179 | 0.0055847 | 0.0052546 | 0.0049301 | 0.0046157 | 0.0043144 | 0.0040318 | 0.0037643 | 0.0035115 | 0.0032736 | 0.0030496 | 0.0028414
PG&E | MW | Industrial | Ind - Petroleum | MachDr | No | Ind MachDr - Equipment (High Cost) | 0.027693 | 0.025614 | 0.023577 | 0.02166 | 0.019839 | 0.018154 | 0.016595 | 0.015157 | 0.01384 | 0.012621 | 0.011501 | 0.010482
PG&E | MW | Industrial | Ind - Petroleum | MachDr | No | Ind MachDr - Equipment (Low Cost) | 0.079444 | 0.073246 | 0.067352 | 0.06175 | 0.0565 | 0.051606 | 0.047132 | 0.043006 | 0.039203 | 0.035719 | 0.032519 | 0.029612
PG&E | MW | Industrial | Ind - Petroleum | MachDr | No | Ind MachDr - Equipment (Mid Cost) | 0.060336 | 0.055662 | 0.051193 | 0.046952 | 0.042968 | 0.039261 | 0.035863 | 0.032729 | 0.029844 | 0.027196 | 0.024764 | 0.022554
PG&E | MW | Industrial | Ind - Petroleum | MachDr | No | Ind MachDr - O&M (High Cost) | 0.094079 | 0.095196 | 0.09599 | 0.096541 | 0.096862 | 0.097051 | 0.097193 | 0.097247 | 0.097236 | 0.097145 | 0.096979 | 0.096832
PG&E | MW | Industrial | Ind - Petroleum | MachDr | No | Ind MachDr - O&M (Low Cost) | 0.34106 | 0.34467 | 0.3474 | 0.34912 | 0.35014 | 0.35056 | 0.35094 | 0.35101 | 0.35072 | 0.35027 | 0.34955 | 0.34891
PG&E | MW | Industrial | Ind - Petroleum | MachDr | No | Ind MachDr - O&M (Mid Cost) | 0.050128 | 0.050677 | 0.051085 | 0.051349 | 0.051506 | 0.051579 | 0.05164 | 0.051656 | 0.051624 | 0.051563 | 0.051463 | 0.051373
PG&E | MW | Industrial | Ind - Plastics | HVAC | No | Ind HVAC - Equipment (Electric - High Cost) | 0.00067938 | 0.00064375 | 0.00060688 | 0.00057106 | 0.00053566 | 0.0005021 | 0.00047007 | 0.00043969 | 0.00041125 | 0.00038408 | 0.00035843 | 0.00033455
PG&E | MW | Industrial | Ind - Plastics | HVAC | No | Ind HVAC - Equipment (Electric - Low Cost) | 0.0011066 | 0.0010448 | 0.0009838 | 0.00092365 | 0.00086545 | 0.0008095 | 0.00075708 | 0.00070742 | 0.00066036 | 0.00061614 | 0.00057444 | 0.00053567
PG&E | MW | Industrial | Ind - Plastics | HVAC | No | Ind HVAC - Equipment (Electric - Mid Cost) | 0.00018446 | 0.00017423 | 0.00016408 | 0.00015409 | 0.0001444 | 0.0001351 | 0.00012636 | 0.00011809 | 0.00011026 | 0.00010289 | 9.5933e-05 | 8.9467e-05
PG&E | MW | Industrial | Ind - Plastics | HVAC | No | Ind HVAC - Equipment (Gas - High Cost) | -2.6108e-05 | -2.6187e-05 | -2.5914e-05 | -2.557e-05 | -2.5207e-05 | -2.4827e-05 | -2.4516e-05 | -2.4112e-05 | -2.3642e-05 | -2.3084e-05 | -2.1582e-05 | -2.0187e-05
PG&E | MW | Industrial | Ind - Plastics | HVAC | No | Ind HVAC - Equipment (Gas - Mid Cost) | -2.8709e-05 | -2.8762e-05 | -2.8439e-05 | -2.7994e-05 | -2.7547e-05 | -2.7157e-05 | -2.6798e-05 | -2.6337e-05 | -2.5816e-05 | -2.5188e-05 | -2.3535e-05 | -2.1992e-05
PG&E | MW | Industrial | Ind - Plastics | HVAC | No | Ind HVAC - O&M (Electric - High Cost) | 0.00061354 | 0.00062063 | 0.00062577 | 0.00062935 | 0.00063149 | 0.00063249 | 0.00063338 | 0.00063371 | 0.0006335 | 0.00063289 | 0.00063178 | 0.00063083
PG&E | MW | Industrial | Ind - Plastics | HVAC | No | Ind HVAC - O&M (Electric - Low Cost) | 0.0064817 | 0.0065502 | 0.0066022 | 0.0066347 | 0.0066542 | 0.0066621 | 0.0066693 | 0.0066706 | 0.0066651 | 0.0066565 | 0.0066429 | 0.0066306
PG&E | MW | Industrial | Ind - Plastics | HVAC | No | Ind HVAC - O&M (Electric - Mid Cost) | 0.00063614 | 0.00064309 | 0.00064827 | 0.00065161 | 0.0006536 | 0.00065451 | 0.00065529 | 0.00065548 | 0.00065507 | 0.00065429 | 0.00065302 | 0.00065187
PG&E | MW | Industrial | Ind - Plastics | Lighting | No | Ind Lighting - Equipment (High Cost) | 0.0041734 | 0.00395 | 0.0037201 | 0.0034968 | 0.0032767 | 0.0030681 | 0.0028696 | 0.0026814 | 0.0025054 | 0.0023376 | 0.0021793 | 0.002032
PG&E | MW | Industrial | Ind - Plastics | Lighting | No | Ind Lighting - Equipment (Low Cost) | 0.0029295 | 0.0027633 | 0.0025997 | 0.0024385 | 0.0022827 | 0.0021331 | 0.0019931 | 0.0018607 | 0.0017353 | 0.0016176 | 0.0015067 | 0.0014037
PG&E | MW | Industrial | Ind - Plastics | Lighting | No | Ind Lighting - Equipment (Mid Cost) | 0.031829 | 0.030043 | 0.028269 | 0.026526 | 0.024836 | 0.023218 | 0.021698 | 0.020259 | 0.018901 | 0.017622 | 0.016416 | 0.015296
PG&E | MW | Industrial | Ind - Plastics | Lighting | No | Ind Lighting - O&M (Low Cost) | 0.0014252 | 0.0013442 | 0.0012645 | 0.001186 | 0.0011102 | 0.0010374 | 0.00096932 | 0.00090486 | 0.00084384 | 0.00078657 | 0.00073263 | 0.00068252
PG&E | MW | Industrial | Ind - Plastics | Lighting | No | Ind Lighting - O&M (Mid Cost) | 7.7859e-05 | 7.3467e-05 | 6.9123e-05 | 6.485e-05 | 6.0712e-05 | 5.6746e-05 | 5.3027e-05 | 4.9507e-05 | 4.618e-05 | 4.3051e-05 | 4.0103e-05 | 3.7364e-05
PG&E | MW | Industrial | Ind - Plastics | ProcHeat | No | Ind ProcHeat - Equipment (Electric - High Cost) | 5.6548e-06 | 5.7213e-06 | 5.7706e-06 | 5.8108e-06 | 5.8365e-06 | 5.84e-06 | 5.8499e-06 | 5.855e-06 | 5.8522e-06 | 5.8486e-06 | 5.84e-06 | 5.8343e-06
PG&E | MW | Industrial | Ind - Plastics | ProcHeat | No | Ind ProcHeat - Equipment (Electric - Low Cost) | 0.0046086 | 0.0046573 | 0.0046943 | 0.0047175 | 0.0047314 | 0.004737 | 0.0047421 | 0.004743 | 0.0047391 | 0.0047331 | 0.0047234 | 0.0047147
PG&E | MW | Industrial | Ind - Plastics | ProcHeat | No | Ind ProcHeat - Equipment (Electric - Mid Cost) | 0.0021937 | 0.0022177 | 0.0022356 | 0.0022471 | 0.002254 | 0.0022571 | 0.0022599 | 0.0022605 | 0.0022591 | 0.0022565 | 0.0022521 | 0.0022481
PG&E | MW | Industrial | Ind - Plastics | ProcHeat | No | Ind ProcHeat - Equipment (Gas - High Cost) | -2.9432e-05 | -3.164e-05 | -3.3545e-05 | -3.5486e-05 | -3.747e-05 | -3.9491e-05 | -4.1752e-05 | -4.3969e-05 | -4.6153e-05 | -4.825e-05 | -4.83e-05 | -4.8377e-05
PG&E | MW | Industrial | Ind - Plastics | ProcHeat | No | Ind ProcHeat - Equipment (Gas - Mid Cost) | 5.4893e-05 | 5.8877e-05 | 6.2325e-05 | 6.5695e-05 | 6.9219e-05 | 7.3034e-05 | 7.7153e-05 | 8.1174e-05 | 8.5177e-05 | 8.8968e-05 | 8.8991e-05 | 8.9028e-05
PG&E | MW | Industrial | Ind - Plastics | ProcRefrig | No | Ind ProcRefrig - O&M (High Cost) | 0.0025104 | 0.0025398 | 0.0025608 | 0.0025753 | 0.0025837 | 0.0025885 | 0.0025922 | 0.0025935 | 0.002593 | 0.0025905 | 0.002586 | 0.0025819
PG&E | MW | Industrial | Ind - Plastics | ProcRefrig | No | Ind ProcRefrig - O&M (Low Cost) | 0.0045177 | 0.004566 | 0.0046023 | 0.0046253 | 0.0046391 | 0.0046448 | 0.00465 | 0.0046511 | 0.0046475 | 0.0046416 | 0.0046323 | 0.0046238
PG&E | MW | Industrial | Ind - Plastics | ProcRefrig | No | Ind ProcRefrig - O&M (Mid Cost) | 0.0019155 | 0.0019366 | 0.0019523 | 0.0019624 | 0.0019685 | 0.0019713 | 0.0019737 | 0.0019743 | 0.0019732 | 0.0019709 | 0.0019671 | 0.0019637
PG&E | MW | Industrial | Ind - Plastics | MachDr | No | Ind MachDr - Equipment (High Cost) | 0.006544 | 0.0066348 | 0.0066945 | 0.0067414 | 0.0067681 | 0.0067891 | 0.0068029 | 0.0068106 | 0.0068172 | 0.0068145 | 0.0068065 | 0.0067998
PG&E | MW | Industrial | Ind - Plastics | MachDr | No | Ind MachDr - Equipment (Low Cost) | 0.014588 | 0.014743 | 0.01486 | 0.014934 | 0.014978 | 0.014996 | 0.015013 | 0.015016 | 0.015004 | 0.014985 | 0.014954 | 0.014927
PG&E | MW | Industrial | Ind - Plastics | MachDr | No | Ind MachDr - Equipment (Mid Cost) | 0.036966 | 0.037384 | 0.037689 | 0.037892 | 0.038012 | 0.038073 | 0.038123 | 0.038138 | 0.038122 | 0.03808 | 0.03801 | 0.037947
PG&E | MW | Industrial | Ind - Plastics | MachDr | No | Ind MachDr - O&M (High Cost) | 0.00027581 | 0.00027902 | 0.00028132 | 0.00028289 | 0.00028382 | 0.00028433 | 0.00028472 | 0.00028486 | 0.00028479 | 0.0002845 | 0.000284 | 0.00028355
PG&E | MW | Industrial | Ind - Plastics | MachDr | No | Ind MachDr - O&M (Low Cost) | 0.065272 | 0.065964 | 0.066487 | 0.066816 | 0.067013 | 0.067093 | 0.067167 | 0.06718 | 0.067125 | 0.06704 | 0.066903 | 0.06678
PG&E | MW | Industrial | Ind - Plastics | MachDr | No | Ind MachDr - O&M (Mid Cost) | 0.0052423 | 0.0052999 | 0.0053426 | 0.0053703 | 0.0053868 | 0.0053944 | 0.005401 | 0.0054026 | 0.0053994 | 0.005393 | 0.0053826 | 0.0053732
PG&E | MW | Industrial | Ind - Printing & Publishing | HVAC | No | Ind HVAC - Equipment (Electric - High Cost) | 0.0025584 | 0.0024253 | 0.0022868 | 0.0021524 | 0.0020192 | 0.0018932 | 0.0017727 | 0.0016583 | 0.0015514 | 0.0014491 | 0.0013525 | 0.0012625
PG&E | MW | Industrial | Ind - Printing & Publishing | HVAC | No | Ind HVAC - Equipment (Electric - Low Cost) | 0.0010634 | 0.001004 | 0.00094545 | 0.00088766 | 0.00083173 | 0.00077796 | 0.00072759 | 0.00067987 | 0.00063464 | 0.00059215 | 0.00055207 | 0.00051481
PG&E | MW | Industrial | Ind - Printing & Publishing | HVAC | No | Ind HVAC - Equipment (Electric - Mid Cost) | 0.0047915 | 0.0045266 | 0.0042633 | 0.0040041 | 0.0037525 | 0.0035111 | 0.0032844 | 0.0030695 | 0.0028662 | 0.0026747 | 0.0024941 | 0.0023261
PG&E | MW | Industrial | Ind - Printing & Publishing | HVAC | No | Ind HVAC - Equipment (Gas - High Cost) | -0.00019115 | -0.00018353 | -0.00017514 | -0.0001683 | -0.00016095 | -0.00015185 | -0.00014383 | -0.00013589 | -0.0001278 | -0.00012017 | -0.00011253 | -0.00010551
PG&E | MW | Industrial | Ind - Printing & Publishing | HVAC | No | Ind HVAC - Equipment (Gas - Mid Cost) | -6.535e-05 | -6.2498e-05 | -5.9472e-05 | -5.6664e-05 | -5.3856e-05 | -5.0986e-05 | -4.8184e-05 | -4.5401e-05 | -4.2669e-05 | -4.0019e-05 | -3.7394e-05 | -3.4946e-05
PG&E | MW | Industrial | Ind - Printing & Publishing | HVAC | No | Ind HVAC - O&M (Electric - High Cost) | 0.00035321 | 0.00035728 | 0.00036022 | 0.00036221 | 0.00036337 | 0.000364 | 0.0003645 | 0.00036467 | 0.00036455 | 0.00036418 | 0.00036352 | 0.00036294
PG&E | MW | Industrial | Ind - Printing & Publishing | HVAC | No | Ind HVAC - O&M (Electric - Low Cost) | 0.01394 | 0.014088 | 0.0142 | 0.01427 | 0.014313 | 0.014329 | 0.014345 | 0.014348 | 0.014336 | 0.014318 | 0.014289 | 0.014263
PG&E | MW | Industrial | Ind - Printing & Publishing | Lighting | No | Ind Lighting - Equipment (High Cost) | 0.0034299 | 0.0032449 | 0.0030555 | 0.0028713 | 0.0026903 | 0.0025184 | 0.0023551 | 0.0022004 | 0.0020555 | 0.0019175 | 0.0017875 | 0.0016665
PG&E | MW | Industrial | Ind - Printing & Publishing | Lighting | No | Ind Lighting - Equipment (Low Cost) | 0.0062884 | 0.0059317 | 0.0055802 | 0.0052341 | 0.0048996 | 0.0045786 | 0.0042781 | 0.0039937 | 0.0037245 | 0.0034718 | 0.0032338 | 0.0030127
PG&E | MW | Industrial | Ind - Printing & Publishing | Lighting | No | Ind Lighting - Equipment (Mid Cost) | 0.020583 | 0.019425 | 0.018277 | 0.017149 | 0.016056 | 0.015008 | 0.014025 | 0.013095 | 0.012216 | 0.011389 | 0.010609 | 0.0098852
PG&E | MW | Industrial | Ind - Printing & Publishing | Lighting | No | Ind Lighting - O&M (Low Cost) | 0.0069957 | 0.0065982 | 0.0062071 | 0.0058217 | 0.0054495 | 0.0050921 | 0.0047578 | 0.0044414 | 0.0041418 | 0.0038607 | 0.003596 | 0.00335
PG&E | MW | Industrial | Ind - Printing & Publishing | Lighting | No | Ind Lighting - O&M (Mid Cost) | 0.00020993 | 0.00019809 | 0.00018638 | 0.00017486 | 0.0001637 | 0.00015301 | 0.00014298 | 0.00013349 | 0.00012452 | 0.00011608 | 0.00010814 | 0.00010075
PG&E | MW | Industrial | Ind - Printing & Publishing | ProcHeat | No | Ind ProcHeat - Equipment (Gas - Mid Cost) | -3.6611e-05 | -3.5024e-05 | -3.3337e-05 | -3.1785e-05 | -3.0226e-05 | -2.8607e-05 | -2.704e-05 | -2.5485e-05 | -2.3952e-05 | -2.247e-05 | -2.1e-05 | -1.9631e-05
PG&E | MW | Industrial | Ind - Printing & Publishing | ProcHeat | No | Ind ProcHeat - O&M (Gas - High Cost) | -0.00017436 | -0.00017864 | -0.00018207 | -0.00018601 | -0.00018948 | -0.00019189 | -0.00019421 | -0.00019599 | -0.0001972 | -0.00019809 | -0.00019822 | -0.00019843
PG&E | MW | Industrial | Ind - Printing & Publishing | MachDr | No | Ind MachDr - Equipment (High Cost) | 0.0023776 | 0.0021982 | 0.0020231 | 0.001858 | 0.0017015 | 0.0015566 | 0.0014228 | 0.0012993 | 0.0011862 | 0.0010816 | 0.00098543 | 0.00089798
PG&E | MW | Industrial | Ind - Printing & Publishing | MachDr | No | Ind MachDr - Equipment (Low Cost) | 0.0086633 | 0.0079872 | 0.0073444 | 0.0067333 | 0.0061608 | 0.0056271 | 0.0051392 | 0.0046893 | 0.0042745 | 0.0038946 | 0.0035457 | 0.0032287
PG&E | MW | Industrial | Ind - Printing & Publishing | MachDr | No | Ind MachDr - Equipment (Mid Cost) | 0.014558 | 0.013429 | 0.01235 | 0.011326 | 0.010365 | 0.0094699 | 0.0086501 | 0.007894 | 0.0071979 | 0.0065591 | 0.0059724 | 0.0054392
PG&E | MW | Industrial | Ind - Printing & Publishing | MachDr | No | Ind MachDr - O&M (Low Cost) | 0.1073 | 0.10843 | 0.10929 | 0.10983 | 0.11015 | 0.11028 | 0.1104 | 0.11043 | 0.11033 | 0.11019 | 0.10997 | 0.10976
PG&E | MW | Industrial | Ind - Printing & Publishing | MachDr | No | Ind MachDr - O&M (Mid Cost) | 0.0071043 | 0.0071824 | 0.0072404 | 0.007278 | 0.0073004 | 0.0073108 | 0.0073197 | 0.007322 | 0.0073176 | 0.0073091 | 0.007295 | 0.0072823
PG&E | MW | Industrial | Ind - Stone, Glass & Clay | HVAC | No | Ind HVAC - Equipment (Gas - High Cost) | -3.6922e-05 | -3.4904e-05 | -3.3136e-05 | -3.1667e-05 | -3.0264e-05 | -2.8715e-05 | -2.7246e-05 | -2.5763e-05 | -2.4319e-05 | -2.2923e-05 | -2.1436e-05 | -2.0056e-05
PG&E | MW | Industrial | Ind - Stone, Glass & Clay | HVAC | No | Ind HVAC - O&M (Electric - Low Cost) | 0.0080085 | 0.0080934 | 0.0081576 | 0.0081979 | 0.0082221 | 0.0082319 | 0.0082409 | 0.0082425 | 0.0082358 | 0.0082253 | 0.0082085 | 0.0081933
PG&E | MW | Industrial | Ind - Stone, Glass & Clay | Lighting | No | Ind Lighting - Equipment (High Cost) | 0.0058492 | 0.0055356 | 0.0052132 | 0.0049 | 0.0045915 | 0.004299 | 0.0040207 | 0.003757 | 0.0035102 | 0.0032749 | 0.0030531 | 0.0028468
PG&E | MW | Industrial | Ind - Stone, Glass & Clay | Lighting | No | Ind Lighting - Equipment (Low Cost) | 0.0016796 | 0.0015842 | 0.0014903 | 0.0013979 | 0.0013085 | 0.0012228 | 0.0011425 | 0.0010665 | 0.00099464 | 0.00092715 | 0.00086358 | 0.00080452
PG&E | MW | Industrial | Ind - Stone, Glass & Clay | Lighting | No | Ind Lighting - Equipment (Mid Cost) | 0.046324 | 0.04372 | 0.041137 | 0.038598 | 0.036137 | 0.03378 | 0.031568 | 0.029474 | 0.027496 | 0.025634 | 0.02388 | 0.02225
PG&E | MW | Industrial | Ind - Stone, Glass & Clay | Lighting | No | Ind Lighting - O&M (Low Cost) | 0.0019229 | 0.0018138 | 0.0017063 | 0.0016004 | 0.0014981 | 0.0013999 | 0.001308 | 0.0012211 | 0.0011388 | 0.0010615 | 0.0009887 | 0.00092108
PG&E | MW | Industrial | Ind - Stone, Glass & Clay | Lighting | No | Ind Lighting - O&M (Mid Cost) | 0.00081906 | 0.00077276 | 0.00072703 | 0.00068203 | 0.00063849 | 0.00059673 | 0.00055761 | 0.00052057 | 0.00048555 | 0.00045263 | 0.00042162 | 0.00039282
PG&E | MW | Industrial | Ind - Stone, Glass & Clay | ProcHeat | No | Ind ProcHeat - Equipment (Gas - High Cost) | -0.0027738 | -0.002625 | -0.0024947 | -0.0023933 | -0.0022937 | -0.0021731 | -0.0020641 | -0.0019541 | -0.0018454 | -0.0017414 | -0.0016301 | -0.0015275
PG&E | MW | Industrial | Ind - Stone, Glass & Clay | ProcHeat | No | Ind ProcHeat - O&M (Gas - Mid Cost) | -0.019361 | -0.019548 | -0.019842 | -0.020238 | -0.02066 | -0.021006 | -0.021318 | -0.021557 | -0.021775 | -0.02195 | -0.021955 | -0.021963
PG&E | MW | Industrial | Ind - Stone, Glass & Clay | MachDr | No | Ind MachDr - Equipment (High Cost) | 0.0086045 | 0.0079543 | 0.0073205 | 0.0067226 | 0.0061561 | 0.0056318 | 0.0051474 | 0.0047004 | 0.004291 | 0.0039124 | 0.0035645 | 0.0032481
PG&E | MW | Industrial | Ind - Stone, Glass & Clay | MachDr | No | Ind MachDr - Equipment (Low Cost) | 0.020086 | 0.018519 | 0.017028 | 0.015612 | 0.014284 | 0.013047 | 0.011915 | 0.010872 | 0.0099106 | 0.0090298 | 0.0082209 | 0.0074859
PG&E | MW | Industrial | Ind - Stone, Glass & Clay | MachDr | No | Ind MachDr - Equipment (Mid Cost) | 0.015872 | 0.014642 | 0.013466 | 0.01235 | 0.011302 | 0.010326 | 0.0094326 | 0.0086083 | 0.0078494 | 0.0071528 | 0.0065131 | 0.0059317
PG&E | MW | Industrial | Ind - Stone, Glass & Clay | MachDr | No | Ind MachDr - O&M (High Cost) | 0.072172 | 0.073054 | 0.073664 | 0.074088 | 0.074336 | 0.074482 | 0.074591 | 0.074633 | 0.074626 | 0.074557 | 0.074431 | 0.074318
PG&E | MW | Industrial | Ind - Stone, Glass & Clay | MachDr | No | Ind MachDr - O&M (Low Cost) | 0.11013 | 0.11129 | 0.11217 | 0.11273 | 0.11306 | 0.11319 | 0.11332 | 0.11334 | 0.11324 | 0.1131 | 0.11287 | 0.11266
PG&E | MW | Industrial | Ind - Stone, Glass & Clay | MachDr | No | Ind MachDr - O&M (Mid Cost) | 0.015958 | 0.016134 | 0.016264 | 0.016349 | 0.016399 | 0.016423 | 0.016443 | 0.016448 | 0.016439 | 0.01642 | 0.016388 | 0.01636
PG&E | MW | Industrial | Ind - Textiles | HVAC | No | Ind HVAC - Equipment (Electric - High Cost) | 7.1552e-05 | 6.7779e-05 | 6.3891e-05 | 6.0108e-05 | 5.6377e-05 | 5.2835e-05 | 4.9461e-05 | 4.626e-05 | 4.3261e-05 | 4.04e-05 | 3.7699e-05 | 3.5184e-05
PG&E | MW | Industrial | Ind - Textiles | HVAC | No | Ind HVAC - Equipment (Electric - Mid Cost) | 3.6545e-05 | 3.4518e-05 | 3.2508e-05 | 3.0527e-05 | 2.8607e-05 | 2.6764e-05 | 2.5034e-05 | 2.3394e-05 | 2.1843e-05 | 2.0382e-05 | 1.9005e-05 | 1.7724e-05
PG&E | MW | Industrial | Ind - Textiles | HVAC | No | Ind HVAC - O&M (Electric - Low Cost) | 0.00043346 | 0.00043807 | 0.00044156 | 0.00044375 | 0.00044506 | 0.00044561 | 0.0004461 | 0.00044619 | 0.00044584 | 0.00044527 | 0.00044437 | 0.00044355
PG&E | MW | Industrial | Ind - Textiles | Lighting | No | Ind Lighting - Equipment (High Cost) | 0.0003235 | 0.00030606 | 0.00028821 | 0.00027084 | 0.00025376 | 0.00023756 | 0.00022216 | 0.00020757 | 0.0001939 | 0.00018089 | 0.00016862 | 0.00015721
PG&E | MW | Industrial | Ind - Textiles | Lighting | No | Ind Lighting - Equipment (Low Cost) | 8.1153e-05 | 7.655e-05 | 7.2015e-05 | 6.7549e-05 | 6.3233e-05 | 5.909e-05 | 5.5212e-05 | 5.1542e-05 | 4.8069e-05 | 4.4808e-05 | 4.1736e-05 | 3.8882e-05
PG&E | MW | Industrial | Ind - Textiles | Lighting | No | Ind Lighting - Equipment (Mid Cost) | 0.001876 | 0.0017708 | 0.0016663 | 0.0015636 | 0.001464 | 0.0013686 | 0.001279 | 0.0011942 | 0.0011142 | 0.0010388 | 0.00096774 | 0.00090173
PG&E | MW | Industrial | Ind - Textiles | Lighting | No | Ind Lighting - O&M (Low Cost) | 0.00011833 | 0.0001116 | 0.00010499 | 9.8471e-05 | 9.2176e-05 | 8.6131e-05 | 8.0476e-05 | 7.5125e-05 | 7.0057e-05 | 6.5302e-05 | 6.0824e-05 | 5.6663e-05
PG&E | MW | Industrial | Ind - Textiles | Lighting | No | Ind Lighting - O&M (Mid Cost) | 8.1218e-05 | 7.6625e-05 | 7.209e-05 | 6.7626e-05 | 6.3308e-05 | 5.9167e-05 | 5.5287e-05 | 5.1614e-05 | 4.814e-05 | 4.4877e-05 | 4.1802e-05 | 3.8946e-05
PG&E | MW | Industrial | Ind - Textiles | ProcHeat | No | Ind ProcHeat - Equipment (Gas - High Cost) | -0.0001893 | -0.00018666 | -0.00018307 | -0.00018057 | -0.00017838 | -0.00017511 | -0.00017218 | -0.00016892 | -0.00016517 | -0.0001611 | -0.00016131 | -0.00016164
PG&E | MW | Industrial | Ind - Textiles | ProcHeat | No | Ind ProcHeat - Equipment (Gas - Mid Cost) | 2.7675e-06 | 2.7206e-06 | 2.6621e-06 | 2.6071e-06 | 2.5658e-06 | 2.524e-06 | 2.4788e-06 | 2.4283e-06 | 2.3738e-06 | 2.3121e-06 | 2.3125e-06 | 2.3131e-06
PG&E | MW | Industrial | Ind - Textiles | ProcHeat | No | Ind ProcHeat - O&M (Gas - High Cost) | -3.1958e-05 | -3.145e-05 | -3.0797e-05 | -3.0229e-05 | -2.9799e-05 | -2.9287e-05 | -2.878e-05 | -2.8214e-05 | -2.7587e-05 | -2.6888e-05 | -2.6908e-05 | -2.694e-05
PG&E | MW | Industrial | Ind - Textiles | ProcHeat | No | Ind ProcHeat - O&M (Gas - Low Cost) | 1.3822e-05 | 1.3585e-05 | 1.3291e-05 | 1.301e-05 | 1.28e-05 | 1.2593e-05 | 1.2366e-05 | 1.2112e-05 | 1.184e-05 | 1.1531e-05 | 1.1531e-05 | 1.1532e-05
PG&E | MW | Industrial | Ind - Textiles | MachDr | No | Ind MachDr - Equipment (Low Cost) | 0.00040664 | 0.00041096 | 0.00041422 | 0.00041628 | 0.00041751 | 0.00041801 | 0.00041847 | 0.00041856 | 0.00041822 | 0.00041769 | 0.00041684 | 0.00041607
PG&E | MW | Industrial | Ind - Textiles | MachDr | No | Ind MachDr - Equipment (Mid Cost) | 0.0008118 | 0.00082089 | 0.00082756 | 0.00083195 | 0.00083456 | 0.00083584 | 0.0008369 | 0.00083721 | 0.0008368 | 0.00083586 | 0.00083429 | 0.00083288
PG&E | MW | Industrial | Ind - Textiles | MachDr | No | Ind MachDr - O&M (High Cost) | 0.00010626 | 0.0001075 | 0.00010839 | 0.000109 | 0.00010936 | 0.00010956 | 0.00010972 | 0.00010977 | 0.00010975 | 0.00010964 | 0.00010945 | 0.00010928
PG&E | MW | Industrial | Ind - Textiles | MachDr | No | Ind MachDr - O&M (Low Cost) | 0.002571 | 0.0025983 | 0.0026189 | 0.0026318 | 0.0026396 | 0.0026428 | 0.0026457 | 0.0026462 | 0.002644 | 0.0026407 | 0.0026353 | 0.0026304
PG&E | MW | Industrial | Ind - Textiles | MachDr | No | Ind MachDr - O&M (Mid Cost) | 0.0007261 | 0.00073411 | 0.00074004 | 0.0007439 | 0.00074619 | 0.00074728 | 0.0007482 | 0.00074843 | 0.00074801 | 0.00074714 | 0.00074571 | 0.00074441
PG&E | MW | Industrial | Ind - Transportation Equipment | HVAC | No | Ind HVAC - Equipment (Electric - High Cost) | 0.00014111 | 0.00013372 | 0.00012607 | 0.00011863 | 0.00011128 | 0.00010431 | 9.7663e-05 | 9.1352e-05 | 8.5449e-05 | 7.9805e-05 | 7.4477e-05 | 6.9516e-05
PG&E | MW | Industrial | Ind - Transportation Equipment | HVAC | No | Ind HVAC - Equipment (Electric - Low Cost) | 0.00054481 | 0.00051438 | 0.00048436 | 0.00045474 | 0.00042608 | 0.00039853 | 0.00037272 | 0.00034827 | 0.0003251 | 0.00030333 | 0.0002828 | 0.00026371
PG&E | MW | Industrial | Ind - Transportation Equipment | HVAC | No | Ind HVAC - Equipment (Electric - Mid Cost) | 0.00018367 | 0.00017353 | 0.00016344 | 0.00015351 | 0.00014387 | 0.00013462 | 0.00012593 | 0.00011769 | 0.0001099 | 0.00010256 | 9.5636e-05 | 8.9196e-05
PG&E | MW | Industrial | Ind - Transportation Equipment | HVAC | No | Ind HVAC - Equipment (Gas - High Cost) | -9.2335e-05 | -8.7713e-05 | -8.3035e-05 | -7.8783e-05 | -7.4493e-05 | -6.9884e-05 | -6.5502e-05 | -6.1157e-05 | -5.6951e-05 | -5.2876e-05 | -4.9444e-05 | -4.6259e-05
PG&E | MW | Industrial | Ind - Transportation Equipment | HVAC | No | Ind HVAC - Equipment (Gas - Low Cost) | 6.4008e-06 | 6.0699e-06 | 5.7395e-06 | 5.4265e-06 | 5.1178e-06 | 4.8076e-06 | 4.5018e-06 | 4.1984e-06 | 3.9081e-06 | 3.6246e-06 | 3.3862e-06 | 3.1636e-06
PG&E | MW | Industrial | Ind - Transportation Equipment | HVAC | No | Ind HVAC - Equipment (Gas - Mid Cost) | -2.5345e-05 | -2.4043e-05 | -2.2739e-05 | -2.1514e-05 | -2.0301e-05 | -1.9065e-05 | -1.7856e-05 | -1.6656e-05 | -1.5506e-05 | -1.4384e-05 | -1.3441e-05 | -1.256e-05
PG&E | MW | Industrial | Ind - Transportation Equipment | HVAC | No | Ind HVAC - O&M (Electric - High Cost) | 0.0003924 | 0.00039703 | 0.00040034 | 0.00040262 | 0.00040396 | 0.00040473 | 0.00040531 | 0.00040553 | 0.00040547 | 0.00040508 | 0.00040439 | 0.00040377
PG&E | MW | Industrial | Ind - Transportation Equipment | HVAC | No | Ind HVAC - O&M (Electric - Low Cost) | 0.0046338 | 0.0046828 | 0.00472 | 0.0047432 | 0.0047572 | 0.0047628 | 0.004768 | 0.0047689 | 0.0047649 | 0.0047588 | 0.0047491 | 0.0047403
PG&E | MW | Industrial | Ind - Transportation Equipment | HVAC | No | Ind HVAC - O&M (Electric - Mid Cost) | 0.00066709 | 0.00067439 | 0.00067981 | 0.00068332 | 0.0006854 | 0.00068636 | 0.00068718 | 0.00068738 | 0.00068695 | 0.00068614 | 0.0006848 | 0.0006836
PG&E | MW | Industrial | Ind - Transportation Equipment | Lighting | No | Ind Lighting - Equipment (High Cost) | 0.0041067 | 0.0038875 | 0.0036613 | 0.0034418 | 0.0032254 | 0.0030203 | 0.002825 | 0.0026399 | 0.0024668 | 0.0023016 | 0.0021458 | 0.0020009
PG&E | MW | Industrial | Ind - Transportation Equipment | Lighting | No | Ind Lighting - Equipment (Low Cost) | 0.0013701 | 0.0012923 | 0.0012157 | 0.0011403 | 0.0010674 | 0.0009974 | 0.00093193 | 0.00086997 | 0.0008113 | 0.00075624 | 0.00070439 | 0.00065621
PG&E | MW | Industrial | Ind - Transportation Equipment | Lighting | No | Ind Lighting - Equipment (Mid Cost) | 0.012489 | 0.011788 | 0.011092 | 0.010408 | 0.0097451 | 0.0091101 | 0.0085138 | 0.0079493 | 0.0074162 | 0.0069143 | 0.0064414 | 0.0060019
PG&E | MW | Industrial | Ind - Transportation Equipment | Lighting | No | Ind Lighting - O&M (High Cost) | 4.9298e-06 | 4.6779e-06 | 4.796e-06 | 4.5041e-06 | 4.2188e-06 | 3.9464e-06 | 3.6888e-06 | 3.4449e-06 | 3.2151e-06 | 2.998e-06 | 2.7935e-06 | 2.6034e-06
PG&E | MW | Industrial | Ind - Transportation Equipment | Lighting | No | Ind Lighting - O&M (Low Cost) | 0.0014124 | 0.0013321 | 0.0012532 | 0.0011754 | 0.0011002 | 0.0010281 | 0.00096059 | 0.00089671 | 0.00083623 | 0.00077948 | 0.00072602 | 0.00067636
PG&E | MW | Industrial | Ind - Transportation Equipment | Lighting | No | Ind Lighting - O&M (Mid Cost) | 8.4557e-05 | 7.9797e-05 | 7.5081e-05 | 7.0445e-05 | 6.5952e-05 | 6.1648e-05 | 5.761e-05 | 5.3788e-05 | 5.0175e-05 | 4.6777e-05 | 4.3576e-05 | 4.0601e-05
PG&E | MW | Industrial | Ind - Transportation Equipment | ProcHeat | No | Ind ProcHeat - Equipment (Electric - Low Cost) | 0.00073498 | 0.00074276 | 0.00074865 | 0.00075235 | 0.00075456 | 0.00075545 | 0.00075628 | 0.00075642 | 0.0007558 | 0.00075483 | 0.00075329 | 0.00075189
PG&E | MW | Industrial | Ind - Transportation Equipment | ProcHeat | No | Ind ProcHeat - Equipment (Electric - Mid Cost) | 0.00053816 | 0.00054438 | 0.00054887 | 0.00055192 | 0.00055371 | 0.00055469 | 0.00055545 | 0.00055571 | 0.00055555 | 0.00055499 | 0.000554 | 0.00055312
PG&E | MW | Industrial | Ind - Transportation Equipment | ProcHeat | No | Ind ProcHeat - Equipment (Gas - High Cost) | -0.0011925 | -0.0012126 | -0.0012289 | -0.0012483 | -0.0012636 | -0.0012688 | -0.001273 | -0.0012723 | -0.0012682 | -0.0012604 | -0.0012617 | -0.0012636
PG&E | MW | Industrial | Ind - Transportation Equipment | ProcHeat | No | Ind ProcHeat - O&M (Gas - High Cost) | -0.00017463 | -0.00017764 | -0.00018001 | -0.00018283 | -0.00018505 | -0.00018583 | -0.00018644 | -0.00018633 | -0.00018574 | -0.0001846 | -0.00018477 | -0.00018505
PG&E | MW | Industrial | Ind - Transportation Equipment | SHW | No | Ind SHW - O&M (Mid Cost) | -1.7174e-05 | -1.7444e-05 | -1.7664e-05 | -1.79e-05 | -1.8088e-05 | -1.818e-05 | -1.8229e-05 | -1.8205e-05 | -1.8142e-05 | -1.8019e-05 | -1.8025e-05 | -1.8036e-05
PG&E | MW | Industrial | Ind - Transportation Equipment | ProcRefrig | No | Ind ProcRefrig - O&M (High Cost) | 2.9027e-05 | 2.9371e-05 | 2.9616e-05 | 2.9786e-05 | 2.9885e-05 | 2.9943e-05 | 2.9986e-05 | 3.0003e-05 | 2.9999e-05 | 2.9971e-05 | 2.992e-05 | 2.9874e-05
PG&E | MW | Industrial | Ind - Transportation Equipment | MachDr | No | Ind MachDr - Equipment (High Cost) | 0.00032676 | 0.00033119 | 0.00033415 | 0.00033649 | 0.00033786 | 0.00033877 | 0.00033944 | 0.00033982 | 0.00034007 | 0.00033993 | 0.00033952 | 0.00033919
PG&E | MW | Industrial | Ind - Transportation Equipment | MachDr | No | Ind MachDr - Equipment (Low Cost) | 0.0051224 | 0.0051767 | 0.0052178 | 0.0052436 | 0.0052591 | 0.0052654 | 0.0052712 | 0.0052722 | 0.0052679 | 0.0052612 | 0.0052505 | 0.0052408
PG&E | MW | Industrial | Ind - Transportation Equipment | MachDr | No | Ind MachDr - Equipment (Mid Cost) | 0.0075371 | 0.0076205 | 0.0076822 | 0.0077225 | 0.0077463 | 0.0077577 | 0.0077673 | 0.0077699 | 0.0077656 | 0.0077567 | 0.0077418 | 0.0077285
PG&E | MW | Industrial | Ind - Transportation Equipment | MachDr | No | Ind MachDr - O&M (High Cost) | 0.00092419 | 0.00093487 | 0.00094258 | 0.00094781 | 0.00095088 | 0.00095256 | 0.00095387 | 0.00095431 | 0.00095404 | 0.00095307 | 0.00095138 | 0.00094986
PG&E | MW | Industrial | Ind - Transportation Equipment | MachDr | No | Ind MachDr - O&M (Low Cost) | 0.030171 | 0.03049 | 0.030732 | 0.030884 | 0.030975 | 0.031012 | 0.031046 | 0.031052 | 0.031027 | 0.030987 | 0.030924 | 0.030867
PG&E | MW | Industrial | Ind - Transportation Equipment | MachDr | No | Ind MachDr - O&M (Mid Cost) | 0.0029989 | 0.0030315 | 0.0030558 | 0.0030715 | 0.0030808 | 0.003085 | 0.0030886 | 0.0030894 | 0.0030874 | 0.0030837 | 0.0030776 | 0.0030722
PG&E | MW | Agricultural | Agr - Concentrated Animal Feeding Operation | SHW | No | Ag SHWC - Equipment (Low Cost) | 0.00013163 | 0.00013163 | 0.00013165 | 0.00013168 | 0.00013173 | 0.00013181 | 0.000132 | 0.00013237 | 0.0001331 | 0.00013441 | 0.0001349 | 0.00013539
PG&E | MW | Agricultural | Agr - Concentrated Animal Feeding Operation | SHW | No | Ag SHWC - O&M (Mid Cost) | -6.2934e-06 | -6.2953e-06 | -6.2968e-06 | -6.3011e-06 | -6.3056e-06 | -6.3086e-06 | -6.3184e-06 | -6.3373e-06 | -6.3722e-06 | -6.4359e-06 | -6.4601e-06 | -6.4848e-06
PG&E | MW | Agricultural | Agr - Dairies | ProcRefrig | No | Ag Refrigeration - Equipment (High Cost) | 0.015372 | 0.015544 | 0.015695 | 0.01586 | 0.016015 | 0.016177 | 0.016327 | 0.016469 | 0.01661 | 0.016733 | 0.016841 | 0.016949
PG&E | MW | Agricultural | Agr - Dairies | ProcRefrig | No | Ag Refrigeration - Equipment (Mid Cost) | 0.00037116 | 0.00037479 | 0.00037827 | 0.00038191 | 0.00038546 | 0.00038905 | 0.0003925 | 0.00039575 | 0.00039883 | 0.00040164 | 0.00040407 | 0.00040651
PG&E | MW | Agricultural | Agr - Dairies | ProcRefrig | No | Ag Refrigeration - O&M (High Cost) | 0.042862 | 0.043274 | 0.043674 | 0.044089 | 0.044498 | 0.044908 | 0.045304 | 0.045677 | 0.046028 | 0.04635 | 0.046629 | 0.046908
PG&E | MW | Agricultural | Agr - Dairies | ProcRefrig | No | Ag Refrigeration - O&M (Low Cost) | 0.040916 | 0.041281 | 0.041653 | 0.042032 | 0.042412 | 0.042786 | 0.043154 | 0.043501 | 0.043819 | 0.044118 | 0.044374 | 0.044633
PG&E | MW | Agricultural | Agr - Dairies | ProcRefrig | No | Ag Refrigeration - O&M (Mid Cost) | 0.056322 | 0.056845 | 0.057364 | 0.057898 | 0.058429 | 0.058956 | 0.05947 | 0.059954 | 0.060405 | 0.060822 | 0.061182 | 0.061544
PG&E | MW | Agricultural | Agr - Dairies | MachDr | No | Ag Process Mtr - Equipment (High Cost) | 0.046748 | 0.047331 | 0.047814 | 0.048367 | 0.048869 | 0.049388 | 0.049867 | 0.050322 | 0.050784 | 0.051182 | 0.051532 | 0.051886
PG&E | MW | Agricultural | Agr - Dairies | MachDr | No | Ag Process Mtr - Equipment (Low Cost) | 0.16856 | 0.17007 | 0.1716 | 0.17316 | 0.17473 | 0.17627 | 0.17779 | 0.17922 | 0.18053 | 0.18176 | 0.18282 | 0.18389
PG&E | MW | Agricultural | Agr - Dairies | MachDr | No | Ag Process Mtr - Equipment (Mid Cost) | 0.25417 | 0.25656 | 0.25891 | 0.26133 | 0.26372 | 0.26613 | 0.26846 | 0.27065 | 0.2727 | 0.27459 | 0.27622 | 0.27786
PG&E | MW | Agricultural | Agr - Dairies | MachDr | No | Ag Process Mtr - O&M (High Cost) | 0.014581 | 0.014721 | 0.014857 | 0.014998 | 0.015137 | 0.015277 | 0.015411 | 0.015538 | 0.015658 | 0.015767 | 0.015862 | 0.015957
PG&E | MW | Agricultural | Agr - Dairies | MachDr | No | Ag Process Mtr - O&M (Low Cost) | 0.52098 | 0.52559 | 0.53032 | 0.53512 | 0.53995 | 0.54469 | 0.54937 | 0.55377 | 0.5578 | 0.56159 | 0.56485 | 0.56813
PG&E | MW | Agricultural | Agr - Dairies | MachDr | No | Ag Process Mtr - O&M (Mid Cost) | 0.074805 | 0.07549 | 0.076177 | 0.07688 | 0.077581 | 0.078275 | 0.078955 | 0.079595 | 0.080187 | 0.080738 | 0.081213 | 0.081691
PG&E | MW | Agricultural | Agr - Greenhouse | HVAC | No | Ag HVAC - Equipment (High Cost) | 3.1123e-06 | 3.1124e-06 | 3.1126e-06 | 3.1131e-06 | 3.1141e-06 | 3.1162e-06 | 3.1206e-06 | 3.1294e-06 | 3.1464e-06 | 3.1774e-06 | 3.1889e-06 | 3.2004e-06
PG&E | MW | Agricultural | Agr - Greenhouse | HVAC | No | Ag HVAC - Equipment (Mid Cost) | 4.5366e-06 | 4.5367e-06 | 6.8023e-06 | 1.8339e-05 | 3.3743e-05 | 2.634e-05 | 3.2239e-05 | 4.6648e-05 | 5.3344e-05 | 6.8517e-05 | 8.3734e-05 | 0.00012398
PG&E | MW | Agricultural | Agr - Irrigated Agriculture | MachDr | No | Ag Motor Pmp - Equipment (High Cost) | 0.044307 | 0.044861 | 0.04532 | 0.045845 | 0.046322 | 0.046814 | 0.047268 | 0.0477 | 0.048139 | 0.048517 | 0.048848 | 0.049185
PG&E | MW | Agricultural | Agr - Irrigated Agriculture | MachDr | No | Ag Motor Pmp - Equipment (Low Cost) | 0.065317 | 0.065901 | 0.066496 | 0.067101 | 0.06771 | 0.068307 | 0.068896 | 0.069451 | 0.06996 | 0.070436 | 0.070847 | 0.07126
PG&E | MW | Agricultural | Agr - Irrigated Agriculture | MachDr | No | Ag Motor Pmp - Equipment (Mid Cost) | 0.18741 | 0.18918 | 0.19091 | 0.1927 | 0.19446 | 0.19625 | 0.19797 | 0.19959 | 0.20111 | 0.2025 | 0.20371 | 0.20491
PG&E | MW | Agricultural | Agr - Irrigated Agriculture | MachDr | No | Ag Motor Pmp - O&M (High Cost) | 0.0035593 | 0.003594 | 0.0036274 | 0.0036622 | 0.0036963 | 0.0037307 | 0.0037637 | 0.0037949 | 0.0038244 | 0.0038513 | 0.0038746 | 0.003898
PG&E | MW | Agricultural | Agr - Irrigated Agriculture | MachDr | No | Ag Motor Pmp - O&M (Low Cost) | 0.080862 | 0.081579 | 0.082313 | 0.083058 | 0.083809 | 0.084544 | 0.085271 | 0.085955 | 0.086581 | 0.087169 | 0.087675 | 0.088185
PG&E | MW | Agricultural | Agr - Irrigated Agriculture | MachDr | No | Ag Motor Pmp - O&M (Mid Cost) | 0.033974 | 0.034285 | 0.034597 | 0.034916 | 0.035234 | 0.03555 | 0.035858 | 0.036149 | 0.036417 | 0.036668 | 0.036883 | 0.0371
PG&E | MW | Agricultural | Agr - Post-Harvest Processing | ProcHeat | No | Ag Process Dry - Equipment (High Cost) | 0.00033693 | 0.00033741 | 0.00033775 | 0.00033875 | 0.00033955 | 0.00033943 | 0.00034017 | 0.00034143 | 0.00034341 | 0.00034709 | 0.0003486 | 0.00035026
PG&E | MW | Agricultural | Agr - Post-Harvest Processing | ProcHeat | No | Ag Process Dry - O&M (High Cost) | -0.00060568 | -0.00060613 | -0.00060646 | -0.00060743 | -0.00060827 | -0.00060834 | -0.00060944 | -0.00061144 | -0.00061487 | -0.00062119 | -0.00062367 | -0.00062629
PG&E | MW | Agricultural | Agr - Post-Harvest Processing | ProcHeat | No | Ag Process Dry - O&M (Mid Cost) | -8.2812e-05 | -8.2838e-05 | -8.286e-05 | -8.292e-05 | -8.2982e-05 | -8.302e-05 | -8.3149e-05 | -8.3399e-05 | -8.3859e-05 | -8.4699e-05 | -8.5018e-05 | -8.5345e-05
PG&E | MW | Agricultural | Agr - Post-Harvest Processing | ProcRefrig | No | Ag Refrigeration - Equipment (High Cost) | 0.015295 | 0.015466 | 0.015617 | 0.015781 | 0.015935 | 0.016096 | 0.016245 | 0.016387 | 0.016527 | 0.016649 | 0.016756 | 0.016864
PG&E | MW | Agricultural | Agr - Post-Harvest Processing | ProcRefrig | No | Ag Refrigeration - Equipment (Mid Cost) | 0.0003693 | 0.00037291 | 0.00037638 | 0.00038 | 0.00038354 | 0.00038711 | 0.00039054 | 0.00039377 | 0.00039684 | 0.00039963 | 0.00040205 | 0.00040448
PG&E | MW | Agricultural | Agr - Post-Harvest Processing | ProcRefrig | No | Ag Refrigeration - O&M (High Cost) | 0.042648 | 0.043058 | 0.043456 | 0.043869 | 0.044275 | 0.044684 | 0.045077 | 0.045448 | 0.045798 | 0.046118 | 0.046395 | 0.046674
PG&E | MW | Agricultural | Agr - Post-Harvest Processing | ProcRefrig | No | Ag Refrigeration - O&M (Low Cost) | 0.040711 | 0.041074 | 0.041445 | 0.041821 | 0.0422 | 0.042572 | 0.042938 | 0.043284 | 0.0436 | 0.043897 | 0.044153 | 0.04441
PG&E | MW | Agricultural | Agr - Post-Harvest Processing | ProcRefrig | No | Ag Refrigeration - O&M (Mid Cost) | 0.05604 | 0.056561 | 0.057077 | 0.057609 | 0.058137 | 0.058662 | 0.059173 | 0.059655 | 0.060103 | 0.060518 | 0.060876 | 0.061237
PG&E | MW | Agricultural | Agr - Post-Harvest Processing | MachDr | No | Ag Process Mtr - Equipment (High Cost) | 0.046515 | 0.047094 | 0.047575 | 0.048125 | 0.048625 | 0.049141 | 0.049618 | 0.05007 | 0.050531 | 0.050927 | 0.051274 | 0.051626
PG&E | MW | Agricultural | Agr - Post-Harvest Processing | MachDr | No | Ag Process Mtr - Equipment (Low Cost) | 0.16772 | 0.16922 | 0.17075 | 0.1723 | 0.17386 | 0.17539 | 0.1769 | 0.17833 | 0.17963 | 0.18086 | 0.18191 | 0.18297
PG&E | MW | Agricultural | Agr - Post-Harvest Processing | MachDr | No | Ag Process Mtr - Equipment (Mid Cost) | 0.2529 | 0.25527 | 0.25761 | 0.26002 | 0.2624 | 0.2648 | 0.26711 | 0.26929 | 0.27134 | 0.27322 | 0.27484 | 0.27647
PG&E | MW | Agricultural | Agr - Post-Harvest Processing | MachDr | No | Ag Process Mtr - O&M (High Cost) | 0.014508 | 0.014648 | 0.014783 | 0.014923 | 0.015062 | 0.015201 | 0.015334 | 0.015461 | 0.01558 | 0.015689 | 0.015783 | 0.015878
PG&E | MW | Agricultural | Agr - Post-Harvest Processing | MachDr | No | Ag Process Mtr - O&M (Low Cost) | 0.51838 | 0.52297 | 0.52767 | 0.53244 | 0.53725 | 0.54197 | 0.54662 | 0.55101 | 0.55501 | 0.55878 | 0.56203 | 0.56529
PG&E | MW | Agricultural | Agr - Post-Harvest Processing | MachDr | No | Ag Process Mtr - O&M (Mid Cost) | 0.074431 | 0.075113 | 0.075796 | 0.076495 | 0.077193 | 0.077884 | 0.07856 | 0.079197 | 0.079786 | 0.080334 | 0.080807 | 0.081282
PG&E | MW | Agricultural | Agr - Refrigerated Warehouses | ProcRefrig | No | Ag Refrigeration - Equipment (High Cost) | 0.015372 | 0.015544 | 0.015695 | 0.01586 | 0.016015 | 0.016177 | 0.016327 | 0.016469 | 0.01661 | 0.016733 | 0.016841 | 0.016949
PG&E | MW | Agricultural | Agr - Refrigerated Warehouses | ProcRefrig | No | Ag Refrigeration - Equipment (Mid Cost) | 0.00037116 | 0.00037479 | 0.00037827 | 0.00038191 | 0.00038546 | 0.00038905 | 0.0003925 | 0.00039575 | 0.00039883 | 0.00040164 | 0.00040407 | 0.00040651
PG&E | MW | Agricultural | Agr - Refrigerated Warehouses | ProcRefrig | No | Ag Refrigeration - O&M (High Cost) | 0.042862 | 0.043274 | 0.043674 | 0.044089 | 0.044498 | 0.044908 | 0.045304 | 0.045677 | 0.046028 | 0.04635 | 0.046629 | 0.046908
PG&E | MW | Agricultural | Agr - Refrigerated Warehouses | ProcRefrig | No | Ag Refrigeration - O&M (Low Cost) | 0.040916 | 0.041281 | 0.041653 | 0.042032 | 0.042412 | 0.042786 | 0.043154 | 0.043501 | 0.043819 | 0.044118 | 0.044374 | 0.044633
PG&E | MW | Agricultural | Agr - Refrigerated Warehouses | ProcRefrig | No | Ag Refrigeration - O&M (Mid Cost) | 0.056322 | 0.056845 | 0.057364 | 0.057898 | 0.058429 | 0.058956 | 0.05947 | 0.059954 | 0.060405 | 0.060822 | 0.061182 | 0.061544
PG&E | MW | Agricultural | Agr - Wineries and Vineyards | SHW | No | Ag SHWC - Equipment (High Cost) | 2.5859e-06 | 2.586e-06 | 2.5862e-06 | 2.5866e-06 | 2.5874e-06 | 2.5892e-06 | 2.5928e-06 | 2.6001e-06 | 2.6143e-06 | 2.64e-06 | 2.6495e-06 | 2.6591e-06
PG&E | MW | Agricultural | Agr - Wineries and Vineyards | ProcRefrig | No | Ag Refrigeration - Equipment (High Cost) | 0.015372 | 0.015544 | 0.015695 | 0.01586 | 0.016015 | 0.016177 | 0.016327 | 0.016469 | 0.01661 | 0.016733 | 0.016841 | 0.016949
PG&E | MW | Agricultural | Agr - Wineries and Vineyards | ProcRefrig | No | Ag Refrigeration - Equipment (Mid Cost) | 0.00037116 | 0.00037479 | 0.00037827 | 0.00038191 | 0.00038546 | 0.00038905 | 0.0003925 | 0.00039575 | 0.00039883 | 0.00040164 | 0.00040407 | 0.00040651
PG&E | MW | Agricultural | Agr - Wineries and Vineyards | ProcRefrig | No | Ag Refrigeration - O&M (High Cost) | 0.042862 | 0.043274 | 0.043674 | 0.044089 | 0.044498 | 0.044908 | 0.045304 | 0.045677 | 0.046028 | 0.04635 | 0.046629 | 0.046908
PG&E | MW | Agricultural | Agr - Wineries and Vineyards | ProcRefrig | No | Ag Refrigeration - O&M (Low Cost) | 0.040916 | 0.041281 | 0.041653 | 0.042032 | 0.042412 | 0.042786 | 0.043154 | 0.043501 | 0.043819 | 0.044118 | 0.044374 | 0.044633
PG&E | MW | Agricultural | Agr - Wineries and Vineyards | ProcRefrig | No | Ag Refrigeration - O&M (Mid Cost) | 0.056322 | 0.056845 | 0.057364 | 0.057898 | 0.058429 | 0.058956 | 0.05947 | 0.059954 | 0.060405 | 0.060822 | 0.061182 | 0.061544
PG&E | MW | Mining | Mining - Oil & Gas Extraction (Injection Well) | OilGasExtract | No | Oil - Pump Controls | 0.13251 | 0.16002 | 0.13638 | 0.10526 | 0.073889 | 0.053467 | 0.036747 | 0.028332 | 0.027956 | 0.027442 | 0.026899 | 0.026348
PG&E | MW | Mining | Mining - Oil & Gas Extraction (Injection Well) | OilGasExtract | No | Oil - Pump Motor | 0 | 0 | 0 | 0 | 0 | 0 | 0 | 0 | 0 | 0 | 0.00039233 | 0.00038746
PG&E | MW | Mining | Mining - Oil & Gas Extraction (Injection Well) | OilGasExtract | No | Oil - Pump Motor and Controls | 0.10178 | 0.14341 | 0.14026 | 0.12876 | 0.11073 | 0.089393 | 0.068192 | 0.049591 | 0.035411 | 0.026975 | 0.026766 | 0.026441
PG&E | MW | Mining | Mining - Oil & Gas Extraction (Regular Well) | OilGasExtract | No | Oil - Pump Controls | 0.068552 | 0.098067 | 0.079972 | 0.063009 | 0.044231 | 0.027821 | 0.022378 | 0.022111 | 0.021723 | 0.02128 | 0.020812 | 0.020335
PG&E | MW | Mining | Mining - Oil & Gas Extraction (Regular Well) | OilGasExtract | No | Oil - Pump Motor | 0.0076975 | 0.0051485 | 0.0058556 | 0.0085605 | 0.0076357 | 0.0068582 | 0.0059899 | 0.0051524 | 0.0045554 | 0.0043228 | 0.0043032 | 0.004274
PG&E | MW | Mining | Mining - Oil & Gas Extraction (Regular Well) | OilGasExtract | No | Oil - Pump Motor and Controls | 0.20396 | 0.27595 | 0.17053 | 0.074317 | 0.053205 | 0.052154 | 0.050946 | 0.049724 | 0.048576 | 0.047491 | 0.046461 | 0.04548
PG&E | MW | Mining | Mining - Oil & Gas Extraction (Stripper Well) | OilGasExtract | No | Oil - Pump Controls | 0.0409 | 0.030982 | 0.010302 | 0.010133 | 0.0099371 | 0.0097398 | 0.0095452 | 0.0093544 | 0.0091673 | 0.0089839 | 0.0088042 | 0.008628
PG&E | MW | Mining | Mining - Oil & Gas Extraction (Stripper Well) | OilGasExtract | No | Oil - Pump Motor | 2.7143e-10 | 1.7405e-09 | 2.4242e-09 | 3.3972e-09 | 4.2282e-09 | 5.5208e-09 | 6.6448e-09 | 7.6646e-09 | 9.5539e-09 | 1.1113e-08 | 1.2462e-08 | 1.3712e-08
PG&E | MM Therms | Industrial | Ind - Chemicals | HVAC | No | Ind HVAC - Equipment (Electric - High Cost) | 2.3059e-05 | 2.1827e-05 | 2.0571e-05 | 1.9348e-05 | 1.8146e-05 | 1.6995e-05 | 1.5907e-05 | 1.4876e-05 | 1.3905e-05 | 1.2984e-05 | 1.2114e-05 | 1.1305e-05
PG&E | MM Therms | Industrial | Ind - Chemicals | HVAC | No | Ind HVAC - Equipment (Electric - Mid Cost) | 2.0901e-05 | 1.9742e-05 | 1.8592e-05 | 1.7461e-05 | 1.6363e-05 | 1.5308e-05 | 1.4319e-05 | 1.3381e-05 | 1.2494e-05 | 1.1658e-05 | 1.0871e-05 | 1.0138e-05
PG&E | MM Therms | Industrial | Ind - Chemicals | HVAC | No | Ind HVAC - Equipment (Gas - High Cost) | 0.0011942 | 0.0011815 | 0.0011485 | 0.0011165 | 0.0010827 | 0.0010436 | 0.0010138 | 0.00098229 | 0.00094718 | 0.00091091 | 0.00085298 | 0.00079978
PG&E | MM Therms | Industrial | Ind - Chemicals | HVAC | No | Ind HVAC - Equipment (Gas - Low Cost) | 6.5725e-06 | 6.4751e-06 | 6.2752e-06 | 6.0459e-06 | 5.8244e-06 | 5.6347e-06 | 5.4601e-06 | 5.2757e-06 | 5.0829e-06 | 4.8751e-06 | 4.5546e-06 | 4.2554e-06
PG&E | MM Therms | Industrial | Ind - Chemicals | HVAC | No | Ind HVAC - Equipment (Gas - Mid Cost) | 0.00012876 | 0.0001269 | 0.00012301 | 0.00011861 | 0.00011433 | 0.00011057 | 0.00010717 | 0.00010357 | 9.9796e-05 | 9.5739e-05 | 8.9463e-05 | 8.3611e-05
PG&E | MM Therms | Industrial | Ind - Chemicals | HVAC | No | Ind HVAC - O&M (Electric - Low Cost) | 0.0037604 | 0.0038001 | 0.0038302 | 0.0038491 | 0.0038604 | 0.0038648 | 0.003869 | 0.0038698 | 0.0038665 | 0.0038615 | 0.0038536 | 0.0038465
PG&E | MM Therms | Industrial | Ind - Chemicals | HVAC | No | Ind HVAC - O&M (Electric - Mid Cost) | 0.0013864 | 0.0014014 | 0.0014127 | 0.00142 | 0.0014245 | 0.0014262 | 0.0014279 | 0.0014283 | 0.0014272 | 0.0014256 | 0.0014228 | 0.0014203
PG&E | MM Therms | Industrial | Ind - Chemicals | HVAC | No | Ind HVAC - O&M (Gas - High Cost) | 0.0018933 | 0.0019978 | 0.0020733 | 0.0021406 | 0.0022091 | 0.0022869 | 0.0023729 | 0.0024551 | 0.0025325 | 0.0026009 | 0.0026019 | 0.0026034
PG&E | MM Therms | Industrial | Ind - Chemicals | HVAC | No | Ind HVAC - O&M (Gas - Low Cost) | 0.0052156 | 0.0054996 | 0.0057048 | 0.0058823 | 0.0060649 | 0.006281 | 0.0065146 | 0.0067375 | 0.0069482 | 0.0071331 | 0.0071331 | 0.0071332
PG&E | MM Therms | Industrial | Ind - Chemicals | HVAC | No | Ind HVAC - O&M (Gas - Mid Cost) | 0.001201 | 0.0012667 | 0.0013141 | 0.0013553 | 0.0013977 | 0.0014475 | 0.0015014 | 0.001553 | 0.0016016 | 0.0016444 | 0.0016446 | 0.0016448
PG&E | MM Therms | Industrial | Ind - Chemicals | ProcHeat | No | Ind ProcHeat - Equipment (Electric - High Cost) | 3.1311e-05 | 3.1745e-05 | 3.2031e-05 | 3.2259e-05 | 3.2391e-05 | 3.2487e-05 | 3.2554e-05 | 3.2591e-05 | 3.2622e-05 | 3.261e-05 | 3.2573e-05 | 3.2543e-05
PG&E | MM Therms | Industrial | Ind - Chemicals | ProcHeat | No | Ind ProcHeat - Equipment (Gas - High Cost) | 0.0067524 | 0.0071297 | 0.0074027 | 0.0076546 | 0.0079086 | 0.0081813 | 0.0084922 | 0.0087906 | 0.0090683 | 0.0093175 | 0.0093245 | 0.0093352
PG&E | MM Therms | Industrial | Ind - Chemicals | ProcHeat | No | Ind ProcHeat - Equipment (Gas - Low Cost) | 0.0016727 | 0.0017638 | 0.0018296 | 0.0018866 | 0.0019452 | 0.0020145 | 0.0020895 | 0.002161 | 0.0022286 | 0.0022879 | 0.0022879 | 0.002288
PG&E | MM Therms | Industrial | Ind - Chemicals | ProcHeat | No | Ind ProcHeat - Equipment (Gas - Mid Cost) | 0.0040262 | 0.0042474 | 0.0044072 | 0.0045487 | 0.0046932 | 0.0048587 | 0.0050407 | 0.0052148 | 0.0053785 | 0.0055232 | 0.0055246 | 0.0055268
PG&E | MM Therms | Industrial | Ind - Chemicals | ProcHeat | No | Ind ProcHeat - O&M (Gas - High Cost) | 0.0033598 | 0.0035476 | 0.0036834 | 0.0038085 | 0.0039348 | 0.0040707 | 0.0042254 | 0.0043738 | 0.004512 | 0.004636 | 0.0046394 | 0.0046447
PG&E | MM Therms | Industrial | Ind - Chemicals | ProcHeat | No | Ind ProcHeat - O&M (Gas - Low Cost) | 0.0021821 | 0.0023011 | 0.002387 | 0.0024616 | 0.0025382 | 0.0026286 | 0.0027264 | 0.0028198 | 0.002908 | 0.0029855 | 0.0029856 | 0.0029858
PG&E | MM Therms | Industrial | Ind - Chemicals | ProcHeat | No | Ind ProcHeat - O&M (Gas - Mid Cost) | 0.013673 | 0.014421 | 0.014962 | 0.015437 | 0.015923 | 0.016487 | 0.017103 | 0.017691 | 0.018246 | 0.018735 | 0.018738 | 0.018743
PG&E | MM Therms | Industrial | Ind - Chemicals | SHW | No | Ind SHW - Equipment (High Cost) | 0.0041782 | 0.0041995 | 0.0041509 | 0.0040843 | 0.0040162 | 0.003957 | 0.0039102 | 0.0038533 | 0.0037846 | 0.003702 | 0.0035269 | 0.0033613
PG&E | MM Therms | Industrial | Ind - Chemicals | SHW | No | Ind SHW - Equipment (Low Cost) | 0.0025605 | 0.0025708 | 0.0025392 | 0.002493 | 0.0024474 | 0.0024133 | 0.0023833 | 0.002347 | 0.0023046 | 0.0022527 | 0.002145 | 0.0020424
PG&E | MM Therms | Industrial | Ind - Chemicals | SHW | No | Ind SHW - Equipment (Mid Cost) | 0.0035771 | 0.0035922 | 0.0035485 | 0.0034853 | 0.0034227 | 0.0033745 | 0.0033329 | 0.0032825 | 0.0032234 | 0.0031512 | 0.0030008 | 0.0028578
PG&E | MM Therms | Industrial | Ind - Chemicals | SHW | No | Ind SHW - O&M (High Cost) | 0.011316 | 0.01195 | 0.012409 | 0.012835 | 0.013263 | 0.01372 | 0.014242 | 0.014744 | 0.015211 | 0.01563 | 0.015643 | 0.015663
PG&E | MM Therms | Industrial | Ind - Chemicals | SHW | No | Ind SHW - O&M (Low Cost) | 0.00038574 | 0.00040674 | 0.00042191 | 0.00043503 | 0.00044853 | 0.00046452 | 0.00048179 | 0.00049827 | 0.00051385 | 0.00052752 | 0.00052752 | 0.00052752
PG&E | MM Therms | Industrial | Ind - Chemicals | SHW | No | Ind SHW - O&M (Mid Cost) | 0.012362 | 0.013041 | 0.013532 | 0.013967 | 0.01441 | 0.014918 | 0.015477 | 0.016012 | 0.016515 | 0.016959 | 0.016963 | 0.01697
PG&E | MM Therms | Industrial | Ind - Chemicals | MachDr | No | Ind MachDr - Equipment (Low Cost) | 0.00082315 | 0.0008319 | 0.00083852 | 0.00084269 | 0.00084519 | 0.00084621 | 0.00084715 | 0.00084732 | 0.00084665 | 0.00084558 | 0.00084387 | 0.00084232
PG&E | MM Therms | Industrial | Ind - Chemicals | MachDr | No | Ind MachDr - Equipment (Mid Cost) | -2.8247e-06 | -2.8561e-06 | -2.8792e-06 | -2.8944e-06 | -2.9034e-06 | -2.9077e-06 | -2.9114e-06 | -2.9124e-06 | -2.9108e-06 | -2.9075e-06 | -2.902e-06 | -2.897e-06
PG&E | MM Therms | Industrial | Ind - Electronics | HVAC | No | Ind HVAC - Equipment (Electric - High Cost) | 5.9486e-05 | 5.6374e-05 | 5.3149e-05 | 5.0017e-05 | 4.6919e-05 | 4.3982e-05 | 4.1179e-05 | 3.8519e-05 | 3.6031e-05 | 3.3652e-05 | 3.1406e-05 | 2.9315e-05
PG&E | MM Therms | Industrial | Ind - Electronics | HVAC | No | Ind HVAC - Equipment (Gas - High Cost) | 0.01308 | 0.012517 | 0.01188 | 0.011341 | 0.010777 | 0.010089 | 0.0094978 | 0.0089263 | 0.0083512 | 0.0078037 | 0.0073089 | 0.0068552
PG&E | MM Therms | Industrial | Ind - Electronics | HVAC | No | Ind HVAC - Equipment (Gas - Low Cost) | 0.0001952 | 0.00018592 | 0.00017588 | 0.00016624 | 0.00015684 | 0.00014741 | 0.0001384 | 0.00012967 | 0.0001212 | 0.00011292 | 0.00010549 | 9.8554e-05
PG&E | MM Therms | Industrial | Ind - Electronics | HVAC | No | Ind HVAC - Equipment (Gas - Mid Cost) | 0.018583 | 0.017706 | 0.016754 | 0.015848 | 0.01496 | 0.014056 | 0.0132 | 0.01237 | 0.011563 | 0.010775 | 0.010069 | 0.0094097
PG&E | MM Therms | Industrial | Ind - Electronics | HVAC | No | Ind HVAC - O&M (Electric - High Cost) | 0.00021759 | 0.00022013 | 0.00022196 | 0.00022324 | 0.000224 | 0.00022438 | 0.0002247 | 0.00022482 | 0.00022477 | 0.00022455 | 0.00022417 | 0.00022383
PG&E | MM Therms | Industrial | Ind - Electronics | HVAC | No | Ind HVAC - O&M (Electric - Low Cost) | 0.00026281 | 0.00026559 | 0.00026769 | 0.00026901 | 0.0002698 | 0.00027012 | 0.00027041 | 0.00027047 | 0.00027024 | 0.00026989 | 0.00026934 | 0.00026884
PG&E | MM Therms | Industrial | Ind - Electronics | HVAC | No | Ind HVAC - O&M (Electric - Mid Cost) | 0.00076021 | 0.0007686 | 0.00077482 | 0.00077888 | 0.0007813 | 0.00078242 | 0.00078338 | 0.00078364 | 0.00078318 | 0.00078228 | 0.00078078 | 0.00077944
PG&E | MM Therms | Industrial | Ind - Electronics | HVAC | No | Ind HVAC - O&M (Gas - High Cost) | 0.0017771 | 0.0018142 | 0.0018385 | 0.0018645 | 0.001886 | 0.0018962 | 0.001907 | 0.001914 | 0.0019157 | 0.0019119 | 0.0019132 | 0.0019152
PG&E | MM Therms | Industrial | Ind - Electronics | HVAC | No | Ind HVAC - O&M (Gas - Low Cost) | 0.00027423 | 0.00027959 | 0.00028312 | 0.00028645 | 0.00028928 | 0.00029103 | 0.00029249 | 0.00029334 | 0.00029348 | 0.00029269 | 0.0002927 | 0.00029271
PG&E | MM Therms | Industrial | Ind - Electronics | HVAC | No | Ind HVAC - O&M (Gas - Mid Cost) | 0.0075421 | 0.0076929 | 0.007792 | 0.0078902 | 0.0079728 | 0.0080188 | 0.0080608 | 0.0080864 | 0.0080912 | 0.0080714 | 0.0080734 | 0.0080765
PG&E | MM Therms | Industrial | Ind - Electronics | ProcHeat | No | Ind ProcHeat - Equipment (Gas - High Cost) | 0.043668 | 0.044594 | 0.045205 | 0.045887 | 0.046451 | 0.046674 | 0.046951 | 0.047137 | 0.047177 | 0.047097 | 0.047139 | 0.047204
PG&E | MM Therms | Industrial | Ind - Electronics | ProcHeat | No | Ind ProcHeat - Equipment (Gas - Low Cost) | 0.00014787 | 0.00015076 | 0.00015267 | 0.00015448 | 0.00015601 | 0.00015695 | 0.00015774 | 0.00015821 | 0.00015829 | 0.00015786 | 0.00015787 | 0.00015788
PG&E | MM Therms | Industrial | Ind - Electronics | ProcHeat | No | Ind ProcHeat - Equipment (Gas - Mid Cost) | 0.019759 | 0.020155 | 0.020416 | 0.020677 | 0.020896 | 0.021015 | 0.021126 | 0.021194 | 0.021207 | 0.021156 | 0.021162 | 0.021172
PG&E | MM Therms | Industrial | Ind - Electronics | ProcHeat | No | Ind ProcHeat - O&M (Gas - High Cost) | 0.10622 | 0.10855 | 0.11005 | 0.11174 | 0.11314 | 0.11367 | 0.11436 | 0.11482 | 0.11492 | 0.11473 | 0.11485 | 0.11502
PG&E | MM Therms | Industrial | Ind - Electronics | ProcHeat | No | Ind ProcHeat - O&M (Gas - Low Cost) | 0.0033523 | 0.003418 | 0.0034611 | 0.003502 | 0.0035367 | 0.003558 | 0.0035759 | 0.0035863 | 0.0035881 | 0.0035784 | 0.0035786 | 0.0035788
PG&E | MM Therms | Industrial | Ind - Electronics | ProcHeat | No | Ind ProcHeat - O&M (Gas - Mid Cost) | 0.088272 | 0.090032 | 0.091189 | 0.092332 | 0.093294 | 0.093832 | 0.094322 | 0.094618 | 0.094673 | 0.094438 | 0.09446 | 0.094493
PG&E | MM Therms | Industrial | Ind - Electronics | SHW | No | Ind SHW - Equipment (High Cost) | 0.0077129 | 0.0075115 | 0.0072578 | 0.0070368 | 0.0067981 | 0.0064964 | 0.0062277 | 0.0059592 | 0.005681 | 0.0054037 | 0.0051513 | 0.0049139
PG&E | MM Therms | Industrial | Ind - Electronics | SHW | No | Ind SHW - Equipment (Low Cost) | 0.015517 | 0.015065 | 0.014525 | 0.013995 | 0.013459 | 0.012892 | 0.012337 | 0.011781 | 0.011223 | 0.010658 | 0.010148 | 0.0096638
PG&E | MM Therms | Industrial | Ind - Electronics | SHW | No | Ind SHW - Equipment (Mid Cost) | 0.00096942 | 0.00094133 | 0.00090775 | 0.00087495 | 0.00084162 | 0.00080605 | 0.00077143 | 0.00073678 | 0.00070191 | 0.00066663 | 0.00063484 | 0.00060462
PG&E | MM Therms | Industrial | Ind - Electronics | SHW | No | Ind SHW - O&M (High Cost) | 0.0025904 | 0.0026465 | 0.002683 | 0.0027241 | 0.002758 | 0.0027711 | 0.0027877 | 0.0027989 | 0.0028014 | 0.0027968 | 0.0027995 | 0.0028036
PG&E | MM Therms | Industrial | Ind - Electronics | SHW | No | Ind SHW - O&M (Low Cost) | 0.0079639 | 0.0081195 | 0.0082218 | 0.0083183 | 0.0084002 | 0.0084511 | 0.0084934 | 0.008518 | 0.0085221 | 0.0084989 | 0.0084991 | 0.0084994
PG&E | MM Therms | Industrial | Ind - Electronics | SHW | No | Ind SHW - O&M (Mid Cost) | 0.0030848 | 0.0031461 | 0.0031864 | 0.0032259 | 0.0032593 | 0.0032782 | 0.0032952 | 0.0033054 | 0.0033073 | 0.003299 | 0.0032996 | 0.0033006
PG&E | MM Therms | Industrial | Ind - Electronics | MachDr | No | Ind MachDr - Equipment (Mid Cost) | 0.0019392 | 0.0019609 | 0.0019769 | 0.0019875 | 0.0019937 | 0.0019968 | 0.0019994 | 0.0020001 | 0.0019992 | 0.001997 | 0.0019932 | 0.0019899
PG&E | MM Therms | Industrial | Ind - Electronics | MachDr | No | Ind MachDr - O&M (Low Cost) | 0.0013001 | 0.0013138 | 0.0013243 | 0.0013308 | 0.0013347 | 0.0013363 | 0.0013377 | 0.001338 | 0.0013369 | 0.0013352 | 0.0013325 | 0.00133
PG&E | MM Therms | Industrial | Ind - Food | HVAC | No | Ind HVAC - Equipment (Electric - Low Cost) | 0.00021495 | 0.00020294 | 0.00019109 | 0.0001794 | 0.00016809 | 0.00015722 | 0.00014704 | 0.00013739 | 0.00012825 | 0.00011966 | 0.00011156 | 0.00010403
PG&E | MM Therms | Industrial | Ind - Food | HVAC | No | Ind HVAC - Equipment (Electric - Mid Cost) | -0.00044408 | -0.00041947 | -0.00039504 | -0.00037096 | -0.0003476 | -0.00032525 | -0.00030422 | -0.00028429 | -0.00026545 | -0.0002477 | -0.00023096 | -0.00021538
PG&E | MM Therms | Industrial | Ind - Food | HVAC | No | Ind HVAC - Equipment (Gas - High Cost) | 0.0047993 | 0.0045558 | 0.0042843 | 0.0040573 | 0.0038366 | 0.0035866 | 0.0033663 | 0.0031534 | 0.0029472 | 0.0027546 | 0.0025792 | 0.002418
PG&E | MM Therms | Industrial | Ind - Food | HVAC | No | Ind HVAC - Equipment (Gas - Low Cost) | 0.0029798 | 0.0028171 | 0.0026415 | 0.0024798 | 0.00233 | 0.0021859 | 0.0020467 | 0.0019121 | 0.0017856 | 0.0016646 | 0.0015551 | 0.0014529
PG&E | MM Therms | Industrial | Ind - Food | HVAC | No | Ind HVAC - Equipment (Gas - Mid Cost) | 0.0014719 | 0.001392 | 0.0013055 | 0.0012265 | 0.001153 | 0.0010814 | 0.0010127 | 0.00094628 | 0.00088375 | 0.00082404 | 0.00077 | 0.00071959
PG&E | MM Therms | Industrial | Ind - Food | HVAC | No | Ind HVAC - O&M (Electric - Low Cost) | 0.023248 | 0.023492 | 0.023678 | 0.023795 | 0.023865 | 0.023892 | 0.023918 | 0.023922 | 0.023902 | 0.023871 | 0.023822 | 0.023778
PG&E | MM Therms | Industrial | Ind - Food | HVAC | No | Ind HVAC - O&M (Electric - Mid Cost) | 9.8222e-05 | 9.9293e-05 | 0.00010009 | 0.00010061 | 0.00010091 | 0.00010105 | 0.00010117 | 0.0001012 | 0.00010113 | 0.00010101 | 0.00010081 | 0.00010064
PG&E | MM Therms | Industrial | Ind - Food | ProcHeat | No | Ind ProcHeat - Equipment (Electric - High Cost) | 0.033176 | 0.033538 | 0.033812 | 0.034002 | 0.03412 | 0.034151 | 0.034195 | 0.034209 | 0.034183 | 0.034147 | 0.034083 | 0.03403
PG&E | MM Therms | Industrial | Ind - Food | ProcHeat | No | Ind ProcHeat - Equipment (Electric - Low Cost) | -6.7956e-05 | -6.8678e-05 | -6.9224e-05 | -6.9568e-05 | -6.9774e-05 | -6.9859e-05 | -6.9937e-05 | -6.9951e-05 | -6.9896e-05 | -6.9807e-05 | -6.9666e-05 | -6.9538e-05
PG&E | MM Therms | Industrial | Ind - Food | ProcHeat | No | Ind ProcHeat - Equipment (Electric - Mid Cost) | 0.0027173 | 0.0027478 | 0.0027704 | 0.0027859 | 0.0027953 | 0.002799 | 0.0028028 | 0.002804 | 0.0028026 | 0.0027997 | 0.0027947 | 0.0027903
PG&E | MM Therms | Industrial | Ind - Food | ProcHeat | No | Ind ProcHeat - Equipment (Gas - High Cost) | 0.099198 | 0.10069 | 0.10126 | 0.10237 | 0.10341 | 0.10362 | 0.10403 | 0.10419 | 0.1042 | 0.10411 | 0.10423 | 0.10441
PG&E | MM Therms | Industrial | Ind - Food | ProcHeat | No | Ind ProcHeat - Equipment (Gas - Low Cost) | 0.040345 | 0.040828 | 0.040979 | 0.041181 | 0.041418 | 0.041593 | 0.041687 | 0.041687 | 0.041671 | 0.041583 | 0.041585 | 0.041588
PG&E | MM Therms | Industrial | Ind - Food | ProcHeat | No | Ind ProcHeat - Equipment (Gas - Mid Cost) | 0.24713 | 0.25015 | 0.25111 | 0.25248 | 0.25402 | 0.25505 | 0.25566 | 0.2557 | 0.25562 | 0.25512 | 0.25517 | 0.25524
PG&E | MM Therms | Industrial | Ind - Food | ProcHeat | No | Ind ProcHeat - O&M (Gas - High Cost) | 0.27213 | 0.27569 | 0.27691 | 0.2789 | 0.28097 | 0.28191 | 0.28273 | 0.28293 | 0.28289 | 0.28249 | 0.28267 | 0.28294
PG&E | MM Therms | Industrial | Ind - Food | ProcHeat | No | Ind ProcHeat - O&M (Gas - Low Cost) | 0.107 | 0.10828 | 0.10869 | 0.10922 | 0.10985 | 0.11031 | 0.11056 | 0.11056 | 0.11052 | 0.11029 | 0.11029 | 0.1103
PG&E | MM Therms | Industrial | Ind - Food | ProcHeat | No | Ind ProcHeat - O&M (Gas - Mid Cost) | 0.21389 | 0.21654 | 0.2174 | 0.21864 | 0.22003 | 0.2209 | 0.22145 | 0.2215 | 0.22144 | 0.22103 | 0.22108 | 0.22117
PG&E | MM Therms | Industrial | Ind - Food | SHW | No | Ind SHW - Equipment (High Cost) | 0.036525 | 0.03529 | 0.033788 | 0.032486 | 0.031197 | 0.029787 | 0.028456 | 0.027128 | 0.025831 | 0.024572 | 0.02342 | 0.022336
PG&E | MM Therms | Industrial | Ind - Food | SHW | No | Ind SHW - Equipment (Low Cost) | 0.015335 | 0.014775 | 0.01412 | 0.01351 | 0.012937 | 0.012371 | 0.011805 | 0.01124 | 0.010698 | 0.010165 | 0.0096786 | 0.0092159
PG&E | MM Therms | Industrial | Ind - Food | SHW | No | Ind SHW - Equipment (Mid Cost) | 0.026279 | 0.025329 | 0.024211 | 0.02318 | 0.022209 | 0.02123 | 0.020264 | 0.019298 | 0.018369 | 0.017456 | 0.016625 | 0.015834
PG&E | MM Therms | Industrial | Ind - Food | SHW | No | Ind SHW - O&M (High Cost) | 0.064917 | 0.065794 | 0.066105 | 0.066634 | 0.067169 | 0.067374 | 0.067585 | 0.067652 | 0.067649 | 0.06757 | 0.067628 | 0.067717
PG&E | MM Therms | Industrial | Ind - Food | SHW | No | Ind SHW - O&M (Low Cost) | 0.10263 | 0.10386 | 0.10424 | 0.10476 | 0.10537 | 0.10581 | 0.10605 | 0.10605 | 0.10601 | 0.10579 | 0.10579 | 0.1058
PG&E | MM Therms | Industrial | Ind - Food | SHW | No | Ind SHW - O&M (Mid Cost) | 0.20002 | 0.20249 | 0.20329 | 0.20444 | 0.20574 | 0.20655 | 0.20706 | 0.20711 | 0.20705 | 0.20666 | 0.20671 | 0.20679
PG&E | MM Therms | Industrial | Ind - Food | MachDr | No | Ind MachDr - Equipment (High Cost) | 0.0018968 | 0.0019243 | 0.0019421 | 0.001957 | 0.0019656 | 0.0019719 | 0.0019763 | 0.0019791 | 0.0019815 | 0.0019812 | 0.0019794 | 0.001978
PG&E | MM Therms | Industrial | Ind - Food | MachDr | No | Ind MachDr - Equipment (Mid Cost) | -0.0093066 | -0.0094105 | -0.0094868 | -0.0095364 | -0.0095656 | -0.0095809 | -0.0095928 | -0.0095961 | -0.0095914 | -0.0095804 | -0.0095622 | -0.0095457
PG&E | MM Therms | Industrial | Ind - Lumber & Furniture | HVAC | No | Ind HVAC - Equipment (Electric - High Cost) | 1.1657e-05 | 1.1038e-05 | 1.0407e-05 | 9.7985e-06 | 9.1982e-06 | 8.6089e-06 | 8.0601e-06 | 7.54e-06 | 7.048e-06 | 6.5832e-06 | 6.1439e-06 | 5.7365e-06
PG&E | MM Therms | Industrial | Ind - Lumber & Furniture | HVAC | No | Ind HVAC - O&M (Electric - Low Cost) | 0.00029065 | 0.00029373 | 0.00029606 | 0.00029752 | 0.0002984 | 0.00029875 | 0.00029908 | 0.00029914 | 0.00029889 | 0.00029851 | 0.0002979 | 0.00029735
PG&E | MM Therms | Industrial | Ind - Lumber & Furniture | HVAC | No | Ind HVAC - O&M (Electric - Mid Cost) | 0.00031198 | 0.00031536 | 0.0003179 | 0.00031955 | 0.00032054 | 0.00032095 | 0.00032133 | 0.00032142 | 0.0003212 | 0.00032082 | 0.00032019 | 0.00031964
PG&E | MM Therms | Industrial | Ind - Lumber & Furniture | MachDr | No | Ind MachDr - Equipment (High Cost) | 0.00017453 | 0.00016149 | 0.00014869 | 0.0001367 | 0.00012528 | 0.00011461 | 0.00010479 | 9.5731e-05 | 8.7425e-05 | 7.9745e-05 | 7.2681e-05 | 6.6264e-05
PG&E | MM Therms | Industrial | Ind - Machinery | HVAC | No | Ind HVAC - Equipment (Electric - High Cost) | 0.00020737 | 0.00019711 | 0.00018606 | 0.00017561 | 0.00016505 | 0.00015481 | 0.0001451 | 0.00013589 | 0.00012728 | 0.00011901 | 0.00011118 | 0.0001039
PG&E | MM Therms | Industrial | Ind - Machinery | HVAC | No | Ind HVAC - Equipment (Electric - Mid Cost) | 8.7797e-05 | 8.2944e-05 | 7.8119e-05 | 7.3374e-05 | 6.8766e-05 | 6.4339e-05 | 6.0184e-05 | 5.6247e-05 | 5.2522e-05 | 4.9013e-05 | 4.5704e-05 | 4.2627e-05
PG&E | MM Therms | Industrial | Ind - Machinery | HVAC | No | Ind HVAC - Equipment (Gas - High Cost) | 0.0029009 | 0.0027638 | 0.0025777 | 0.0024065 | 0.0022457 | 0.002096 | 0.0019646 | 0.0018385 | 0.0017188 | 0.0016028 | 0.0014988 | 0.0014023
PG&E | MM Therms | Industrial | Ind - Machinery | HVAC | No | Ind HVAC - Equipment (Gas - Low Cost) | 0.00018557 | 0.00017635 | 0.00016428 | 0.00015283 | 0.00014225 | 0.00013294 | 0.00012449 | 0.00011636 | 0.00010875 | 0.00010129 | 9.4631e-05 | 8.8409e-05
PG&E | MM Therms | Industrial | Ind - Machinery | HVAC | No | Ind HVAC - Equipment (Gas - Mid Cost) | 0.0053415 | 0.0050791 | 0.0047334 | 0.0044086 | 0.0041071 | 0.0038365 | 0.0035937 | 0.0033605 | 0.0031408 | 0.0029266 | 0.002735 | 0.0025564
PG&E | MM Therms | Industrial | Ind - Machinery | HVAC | No | Ind HVAC - O&M (Electric - High Cost) | 7.892e-06 | 7.9831e-06 | 8.0489e-06 | 8.0938e-06 | 8.1202e-06 | 8.1341e-06 | 8.1453e-06 | 8.1491e-06 | 8.1466e-06 | 8.1384e-06 | 8.1239e-06 | 8.111e-06
PG&E | MM Therms | Industrial | Ind - Machinery | HVAC | No | Ind HVAC - O&M (Electric - Low Cost) | 0.0014155 | 0.0014304 | 0.0014417 | 0.0014488 | 0.0014531 | 0.0014548 | 0.0014564 | 0.0014566 | 0.0014554 | 0.0014535 | 0.0014506 | 0.0014479
PG&E | MM Therms | Industrial | Ind - Machinery | HVAC | No | Ind HVAC - O&M (Electric - Mid Cost) | 0.0021002 | 0.002123 | 0.0021402 | 0.0021515 | 0.0021584 | 0.0021609 | 0.0021635 | 0.0021642 | 0.0021626 | 0.0021601 | 0.002156 | 0.0021524
PG&E | MM Therms | Industrial | Ind - Machinery | HVAC | No | Ind HVAC - O&M (Gas - High Cost) | 0.0014866 | 0.0015139 | 0.0015106 | 0.0015071 | 0.0015037 | 0.0015034 | 0.0015077 | 0.0015096 | 0.0015105 | 0.001507 | 0.0015079 | 0.0015092
PG&E | MM Therms | Industrial | Ind - Machinery | HVAC | No | Ind HVAC - O&M (Gas - Low Cost) | 0.0056897 | 0.0057878 | 0.0057713 | 0.0057467 | 0.0057254 | 0.0057277 | 0.005741 | 0.0057442 | 0.005746 | 0.005729 | 0.0057291 | 0.0057293
PG&E | MM Therms | Industrial | Ind - Machinery | HVAC | No | Ind HVAC - O&M (Gas - Mid Cost) | 0.00031394 | 0.00031946 | 0.00031861 | 0.00031746 | 0.00031644 | 0.00031649 | 0.00031728 | 0.00031753 | 0.00031765 | 0.00031678 | 0.00031684 | 0.00031693
PG&E | MM Therms | Industrial | Ind - Machinery | Lighting | No | Ind Lighting - Equipment (Mid Cost) | 4.3023e-07 | 4.061e-07 | 3.8212e-07 | 3.5857e-07 | 3.3573e-07 | 3.1385e-07 | 2.9331e-07 | 2.7387e-07 | 2.555e-07 | 2.3821e-07 | 2.2192e-07 | 2.0678e-07
PG&E | MM Therms | Industrial | Ind - Machinery | ProcHeat | No | Ind ProcHeat - Equipment (Electric - High Cost) | 1.9609e-05 | 1.9965e-05 | 2.0176e-05 | 2.0387e-05 | 2.0509e-05 | 2.0606e-05 | 2.0676e-05 | 2.0729e-05 | 2.0792e-05 | 2.0812e-05 | 2.0814e-05 | 2.0824e-05
PG&E | MM Therms | Industrial | Ind - Machinery | ProcHeat | No | Ind ProcHeat - Equipment (Gas - High Cost) | 0.00085817 | 0.00087655 | 0.00087648 | 0.00088002 | 0.0008821 | 0.00087968 | 0.00088377 | 0.0008866 | 0.00088771 | 0.00088733 | 0.00088927 | 0.00089228
PG&E | MM Therms | Industrial | Ind - Machinery | ProcHeat | No | Ind ProcHeat - Equipment (Gas - Low Cost) | 0.0015355 | 0.0015621 | 0.0015577 | 0.0015512 | 0.0015456 | 0.0015462 | 0.0015498 | 0.0015507 | 0.0015513 | 0.0015467 | 0.0015468 | 0.0015469
PG&E | MM Therms | Industrial | Ind - Machinery | ProcHeat | No | Ind ProcHeat - Equipment (Gas - Mid Cost) | 0.003497 | 0.0035588 | 0.0035496 | 0.0035375 | 0.0035266 | 0.0035269 | 0.0035359 | 0.0035388 | 0.0035403 | 0.0035308 | 0.0035317 | 0.003533
PG&E | MM Therms | Industrial | Ind - Machinery | ProcHeat | No | Ind ProcHeat - O&M (Gas - High Cost) | 0.0070015 | 0.0071308 | 0.0071164 | 0.0071039 | 0.0070906 | 0.0070865 | 0.0071079 | 0.0071175 | 0.0071217 | 0.0071061 | 0.0071109 | 0.0071183
PG&E | MM Therms | Industrial | Ind - Machinery | ProcHeat | No | Ind ProcHeat - O&M (Gas - Low Cost) | 0.0036619 | 0.0037251 | 0.0037145 | 0.0036988 | 0.0036852 | 0.0036866 | 0.0036952 | 0.0036973 | 0.0036985 | 0.0036876 | 0.0036877 | 0.0036878
PG&E | MM Therms | Industrial | Ind - Machinery | ProcHeat | No | Ind ProcHeat - O&M (Gas - Mid Cost) | 0.015488 | 0.01576 | 0.015719 | 0.015662 | 0.015612 | 0.015614 | 0.015654 | 0.015666 | 0.015672 | 0.015629 | 0.015632 | 0.015637
PG&E | MM Therms | Industrial | Ind - Machinery | MachDr | No | Ind MachDr - Equipment (High Cost) | 3.0901e-05 | 3.1358e-05 | 3.165e-05 | 3.1893e-05 | 3.2032e-05 | 3.2144e-05 | 3.2219e-05 | 3.2264e-05 | 3.231e-05 | 3.2307e-05 | 3.2277e-05 | 3.2254e-05
PG&E | MM Therms | Industrial | Ind - Machinery | MachDr | No | Ind MachDr - Equipment (Mid Cost) | 0.00085787 | 0.00086752 | 0.0008746 | 0.00087936 | 0.00088219 | 0.0008835 | 0.00088465 | 0.00088501 | 0.00088458 | 0.00088363 | 0.000882 | 0.00088056
PG&E | MM Therms | Industrial | Ind - Metals (Fabricated) | HVAC | No | Ind HVAC - Equipment (Electric - High Cost) | 1.0571e-05 | 1.0015e-05 | 9.441e-06 | 8.8839e-06 | 8.3338e-06 | 7.8094e-06 | 7.3112e-06 | 6.8385e-06 | 6.3953e-06 | 5.9727e-06 | 5.5737e-06 | 5.2024e-06
PG&E | MM Therms | Industrial | Ind - Metals (Fabricated) | HVAC | No | Ind HVAC - Equipment (Electric - Low Cost) | -0.00022216 | -0.00020975 | -0.0001975 | -0.00018542 | -0.00017373 | -0.0001625 | -0.00015198 | -0.00014201 | -0.00013256 | -0.00012368 | -0.00011531 | -0.00010753
PG&E | MM Therms | Industrial | Ind - Metals (Fabricated) | HVAC | No | Ind HVAC - Equipment (Electric - Mid Cost) | 2.6626e-05 | 2.515e-05 | 2.3685e-05 | 2.2243e-05 | 2.0845e-05 | 1.9502e-05 | 1.8241e-05 | 1.7047e-05 | 1.5917e-05 | 1.4853e-05 | 1.3849e-05 | 1.2916e-05
PG&E | MM Therms | Industrial | Ind - Metals (Fabricated) | HVAC | No | Ind HVAC - Equipment (Gas - High Cost) | 0.0032693 | 0.0031477 | 0.0030057 | 0.0028876 | 0.0027682 | 0.0026293 | 0.0025049 | 0.0023798 | 0.0022574 | 0.0021378 | 0.002001 | 0.0018747
PG&E | MM Therms | Industrial | Ind - Metals (Fabricated) | HVAC | No | Ind HVAC - Equipment (Gas - Low Cost) | 0.0011747 | 0.0011271 | 0.0010736 | 0.0010238 | 0.00097624 | 0.00092997 | 0.00088415 | 0.00083806 | 0.00079436 | 0.0007506 | 0.00070125 | 0.00065517
PG&E | MM Therms | Industrial | Ind - Metals (Fabricated) | HVAC | No | Ind HVAC - Equipment (Gas - Mid Cost) | 0.0032584 | 0.0031275 | 0.00298 | 0.0028443 | 0.0027138 | 0.0025843 | 0.0024576 | 0.0023301 | 0.0022088 | 0.0020877 | 0.0019509 | 0.0018233
PG&E | MM Therms | Industrial | Ind - Metals (Fabricated) | HVAC | No | Ind HVAC - O&M (Electric - High Cost) | 4.0941e-05 | 4.1426e-05 | 4.1773e-05 | 4.202e-05 | 4.2167e-05 | 4.224e-05 | 4.2303e-05 | 4.2329e-05 | 4.2321e-05 | 4.2284e-05 | 4.2214e-05 | 4.2153e-05
PG&E | MM Therms | Industrial | Ind - Metals (Fabricated) | HVAC | No | Ind HVAC - O&M (Electric - Low Cost) | 0.00069695 | 0.00070431 | 0.0007099 | 0.0007134 | 0.00071549 | 0.00071633 | 0.00071711 | 0.00071725 | 0.00071665 | 0.00071573 | 0.00071427 | 0.00071294
PG&E | MM Therms | Industrial | Ind - Metals (Fabricated) | HVAC | No | Ind HVAC - O&M (Electric - Mid Cost) | 0.00039821 | 0.00040255 | 0.0004058 | 0.00040792 | 0.00040919 | 0.00040971 | 0.00041021 | 0.00041033 | 0.00041006 | 0.00040958 | 0.00040879 | 0.00040808
PG&E | MM Therms | Industrial | Ind - Metals (Fabricated) | HVAC | No | Ind HVAC - O&M (Gas - High Cost) | 0.0030581 | 0.0031446 | 0.0032091 | 0.0032842 | 0.0033584 | 0.0034211 | 0.0034841 | 0.003538 | 0.0035906 | 0.0036346 | 0.0036373 | 0.0036413
PG&E | MM Therms | Industrial | Ind - Metals (Fabricated) | HVAC | No | Ind HVAC - O&M (Gas - Low Cost) | 0.000733 | 0.00075278 | 0.00076757 | 0.00078353 | 0.00079972 | 0.00081547 | 0.00082989 | 0.00084203 | 0.00085432 | 0.00086411 | 0.00086416 | 0.00086423
PG&E | MM Therms | Industrial | Ind - Metals (Fabricated) | HVAC | No | Ind HVAC - O&M (Gas - Mid Cost) | 0.0043994 | 0.0045192 | 0.0046087 | 0.0047069 | 0.0048059 | 0.0048996 | 0.004987 | 0.0050607 | 0.0051349 | 0.0051945 | 0.0051954 | 0.0051969
PG&E | MM Therms | Industrial | Ind - Metals (Fabricated) | ProcHeat | No | Ind ProcHeat - Equipment (Electric - High Cost) | 4.1448e-05 | 3.9166e-05 | 3.6902e-05 | 3.4706e-05 | 3.2561e-05 | 3.0435e-05 | 2.8479e-05 | 2.6626e-05 | 2.4859e-05 | 2.3207e-05 | 2.1647e-05 | 2.02e-05
PG&E | MM Therms | Industrial | Ind - Metals (Fabricated) | ProcHeat | No | Ind ProcHeat - Equipment (Electric - Low Cost) | 5.6531e-06 | 5.3369e-06 | 5.0253e-06 | 4.7177e-06 | 4.4203e-06 | 4.1343e-06 | 3.8665e-06 | 3.6128e-06 | 3.3722e-06 | 3.1463e-06 | 2.9333e-06 | 2.7352e-06
PG&E | MM Therms | Industrial | Ind - Metals (Fabricated) | ProcHeat | No | Ind ProcHeat - Equipment (Gas - High Cost) | 0.0032154 | 0.0030933 | 0.0029521 | 0.0028288 | 0.0027049 | 0.0025729 | 0.0024487 | 0.0023239 | 0.0022036 | 0.0020847 | 0.0019496 | 0.0018243
PG&E | MM Therms | Industrial | Ind - Metals (Fabricated) | ProcHeat | No | Ind ProcHeat - Equipment (Gas - Low Cost) | 0.0014944 | 0.0014337 | 0.0013657 | 0.0013022 | 0.0012416 | 0.0011828 | 0.0011245 | 0.0010659 | 0.0010103 | 0.0009546 | 0.00089182 | 0.00083318
PG&E | MM Therms | Industrial | Ind - Metals (Fabricated) | ProcHeat | No | Ind ProcHeat - Equipment (Gas - Mid Cost) | 0.0041732 | 0.0040053 | 0.0038163 | 0.0036421 | 0.0034747 | 0.0033091 | 0.0031467 | 0.0029834 | 0.002828 | 0.0026729 | 0.0024976 | 0.0023342
PG&E | MM Therms | Industrial | Ind - Metals (Fabricated) | ProcHeat | No | Ind ProcHeat - O&M (Gas - High Cost) | 0.02131 | 0.021919 | 0.022373 | 0.022909 | 0.023437 | 0.023869 | 0.024313 | 0.024693 | 0.025062 | 0.025374 | 0.025396 | 0.02543
PG&E | MM Therms | Industrial | Ind - Metals (Fabricated) | ProcHeat | No | Ind ProcHeat - O&M (Gas - Low Cost) | 0.023765 | 0.024405 | 0.024884 | 0.025399 | 0.025922 | 0.026433 | 0.0269 | 0.027293 | 0.027691 | 0.028007 | 0.028008 | 0.028009
PG&E | MM Therms | Industrial | Ind - Metals (Fabricated) | ProcHeat | No | Ind ProcHeat - O&M (Gas - Mid Cost) | 0.021313 | 0.021897 | 0.022332 | 0.022815 | 0.023299 | 0.023751 | 0.024176 | 0.024536 | 0.024896 | 0.025187 | 0.025194 | 0.025204
PG&E | MM Therms | Industrial | Ind - Metals (Fabricated) | SHW | No | Ind SHW - Equipment (High Cost) | 0.00036342 | 0.00035662 | 0.00034704 | 0.00033969 | 0.00033183 | 0.00032132 | 0.00031197 | 0.00030206 | 0.00029204 | 0.00028186 | 0.00026889 | 0.00025677
PG&E | MM Therms | Industrial | Ind - Metals (Fabricated) | SHW | No | Ind SHW - Equipment (Low Cost) | 0.00063 | 0.00061604 | 0.00059808 | 0.00058131 | 0.00056493 | 0.00054849 | 0.00053148 | 0.00051345 | 0.00049602 | 0.0004777 | 0.00045486 | 0.00043313
PG&E | MM Therms | Industrial | Ind - Metals (Fabricated) | SHW | No | Ind SHW - Equipment (Mid Cost) | 0.00075808 | 0.00074159 | 0.00072018 | 0.00070058 | 0.00068128 | 0.00066123 | 0.00064087 | 0.0006193 | 0.00059833 | 0.00057638 | 0.00054895 | 0.00052291
PG&E | MM Therms | Industrial | Ind - Metals (Fabricated) | SHW | No | Ind SHW - O&M (High Cost) | 0.0010629 | 0.001093 | 0.0011155 | 0.0011418 | 0.0011678 | 0.0011895 | 0.0012115 | 0.0012303 | 0.0012486 | 0.001264 | 0.001265 | 0.0012665
PG&E | MM Therms | Industrial | Ind - Metals (Fabricated) | SHW | No | Ind SHW - O&M (Low Cost) | 0.0028224 | 0.0028984 | 0.0029551 | 0.0030162 | 0.0030782 | 0.003139 | 0.0031944 | 0.0032409 | 0.0032882 | 0.0033258 | 0.0033258 | 0.0033259
PG&E | MM Therms | Industrial | Ind - Metals (Fabricated) | SHW | No | Ind SHW - O&M (Mid Cost) | 0.0015677 | 0.0016104 | 0.0016423 | 0.0016773 | 0.0017127 | 0.001746 | 0.0017772 | 0.0018035 | 0.0018299 | 0.0018512 | 0.0018515 | 0.0018521
PG&E | MM Therms | Industrial | Ind - Metals (Fabricated) | MachDr | No | Ind MachDr - Equipment (High Cost) | 0.00016321 | 0.00015098 | 0.00013899 | 0.00012773 | 0.00011702 | 0.00010706 | 9.7881e-05 | 8.9406e-05 | 8.1644e-05 | 7.4461e-05 | 6.7856e-05 | 6.1853e-05
PG&E | MM Therms | Industrial | Ind - Metals (Primary) | HVAC | No | Ind HVAC - Equipment (Electric - Low Cost) | 1.3271e-05 | 1.253e-05 | 1.1799e-05 | 1.1078e-05 | 1.038e-05 | 9.7093e-06 | 9.0808e-06 | 8.4852e-06 | 7.9209e-06 | 7.3906e-06 | 6.8904e-06 | 6.4254e-06
PG&E | MM Therms | Industrial | Ind - Metals (Primary) | HVAC | No | Ind HVAC - Equipment (Electric - Mid Cost) | -8.2013e-05 | -7.7462e-05 | -7.2943e-05 | -6.8469e-05 | -6.4133e-05 | -6.003e-05 | -5.6143e-05 | -5.2459e-05 | -4.8985e-05 | -4.5703e-05 | -4.2609e-05 | -3.9726e-05
PG&E | MM Therms | Industrial | Ind - Metals (Primary) | HVAC | No | Ind HVAC - Equipment (Gas - High Cost) | 0.0011096 | 0.0010588 | 0.00099511 | 0.00093504 | 0.000881 | 0.0008269 | 0.00077669 | 0.00072753 | 0.00068149 | 0.00063645 | 0.00059516 | 0.00055686
PG&E | MM Therms | Industrial | Ind - Metals (Primary) | HVAC | No | Ind HVAC - Equipment (Gas - Low Cost) | 0.0010016 | 0.00095329 | 0.00089471 | 0.0008377 | 0.00078722 | 0.00073989 | 0.00069427 | 0.00064958 | 0.00060823 | 0.00056741 | 0.00053011 | 0.00049527
PG&E | MM Therms | Industrial | Ind - Metals (Primary) | HVAC | No | Ind HVAC - Equipment (Gas - Mid Cost) | 0.00065562 | 0.00062419 | 0.00058597 | 0.00054901 | 0.00051619 | 0.00048503 | 0.00045521 | 0.00042601 | 0.00039892 | 0.00037223 | 0.00034782 | 0.00032506
PG&E | MM Therms | Industrial | Ind - Metals (Primary) | HVAC | No | Ind HVAC - O&M (Gas - High Cost) | 0.0014064 | 0.0014349 | 0.001443 | 0.0014505 | 0.0014623 | 0.0014695 | 0.0014773 | 0.0014809 | 0.0014848 | 0.0014841 | 0.0014854 | 0.0014873
PG&E | MM Therms | Industrial | Ind - Metals (Primary) | HVAC | No | Ind HVAC - O&M (Gas - Low Cost) | 0.0024826 | 0.002529 | 0.0025406 | 0.0025459 | 0.0025608 | 0.0025764 | 0.0025877 | 0.0025916 | 0.0025975 | 0.0025937 | 0.0025937 | 0.0025938
PG&E | MM Therms | Industrial | Ind - Metals (Primary) | HVAC | No | Ind HVAC - O&M (Gas - Mid Cost) | 0.0050586 | 0.0051546 | 0.0051793 | 0.005193 | 0.0052255 | 0.0052564 | 0.0052803 | 0.005289 | 0.0053014 | 0.0052946 | 0.0052955 | 0.0052969
PG&E | MM Therms | Industrial | Ind - Metals (Primary) | ProcHeat | No | Ind ProcHeat - Equipment (Electric - High Cost) | 0.00019787 | 0.00018723 | 0.00017645 | 0.000166 | 0.00015573 | 0.00014576 | 0.00013642 | 0.00012758 | 0.00011919 | 0.00011126 | 0.00010379 | 9.6839e-05
PG&E | MM Therms | Industrial | Ind - Metals (Primary) | ProcHeat | No | Ind ProcHeat - Equipment (Electric - Low Cost) | 0.00011554 | 0.00010908 | 0.00010271 | 9.6429e-05 | 9.035e-05 | 8.4504e-05 | 7.903e-05 | 7.3845e-05 | 6.8929e-05 | 6.4311e-05 | 5.9957e-05 | 5.5909e-05
PG&E | MM Therms | Industrial | Ind - Metals (Primary) | ProcHeat | No | Ind ProcHeat - Equipment (Electric - Mid Cost) | 5.4935e-06 | 5.1894e-06 | 4.8874e-06 | 4.5903e-06 | 4.3019e-06 | 4.0249e-06 | 3.7649e-06 | 3.5185e-06 | 3.2854e-06 | 3.0658e-06 | 2.8588e-06 | 2.6662e-06
PG&E | MM Therms | Industrial | Ind - Metals (Primary) | ProcHeat | No | Ind ProcHeat - Equipment (Gas - High Cost) | 0.0034421 | 0.0032921 | 0.0031 | 0.0029312 | 0.0027745 | 0.002598 | 0.0024445 | 0.0022944 | 0.0021507 | 0.0020124 | 0.0018849 | 0.0017681
PG&E | MM Therms | Industrial | Ind - Metals (Primary) | ProcHeat | No | Ind ProcHeat - Equipment (Gas - Low Cost) | 0.0049397 | 0.004701 | 0.004412 | 0.0041304 | 0.0038812 | 0.0036481 | 0.003423 | 0.0032026 | 0.0029987 | 0.0027973 | 0.0026134 | 0.0024415
PG&E | MM Therms | Industrial | Ind - Metals (Primary) | ProcHeat | No | Ind ProcHeat - Equipment (Gas - Mid Cost) | 0.0096274 | 0.009164 | 0.0086017 | 0.0080558 | 0.0075719 | 0.007116 | 0.0066777 | 0.0062484 | 0.0058509 | 0.0054587 | 0.0051002 | 0.0047656
PG&E | MM Therms | Industrial | Ind - Metals (Primary) | ProcHeat | No | Ind ProcHeat - O&M (Electric - Mid Cost) | 0.00014378 | 0.00014534 | 0.00014652 | 0.00014732 | 0.00014781 | 0.00014796 | 0.00014814 | 0.0001482 | 0.00014809 | 0.00014792 | 0.00014764 | 0.0001474
PG&E | MM Therms | Industrial | Ind - Metals (Primary) | ProcHeat | No | Ind ProcHeat - O&M (Gas - High Cost) | 0.038467 | 0.039242 | 0.03946 | 0.039657 | 0.039973 | 0.040173 | 0.040382 | 0.040479 | 0.040584 | 0.040561 | 0.040593 | 0.040642
PG&E | MM Therms | Industrial | Ind - Metals (Primary) | ProcHeat | No | Ind ProcHeat - O&M (Gas - Low Cost) | 0.16357 | 0.16662 | 0.16739 | 0.16773 | 0.1687 | 0.16973 | 0.17048 | 0.17073 | 0.17111 | 0.17086 | 0.17086 | 0.17086
PG&E | MM Therms | Industrial | Ind - Metals (Primary) | ProcHeat | No | Ind ProcHeat - O&M (Gas - Mid Cost) | 0.072884 | 0.074276 | 0.074638 | 0.074853 | 0.075333 | 0.075772 | 0.076121 | 0.076253 | 0.076434 | 0.076341 | 0.076358 | 0.076385
PG&E | MM Therms | Industrial | Ind - Metals (Primary) | SHW | No | Ind SHW - Equipment (High Cost) | 0.00015731 | 0.00015322 | 0.00014697 | 0.00014141 | 0.00013626 | 0.00013012 | 0.00012473 | 0.00011926 | 0.00011392 | 0.00010859 | 0.00010362 | 9.8997e-05
PG&E | MM Therms | Industrial | Ind - Metals (Primary) | SHW | No | Ind SHW - Equipment (Low Cost) | 0.00027307 | 0.00026488 | 0.00025338 | 0.0002418 | 0.0002316 | 0.00022186 | 0.00021218 | 0.00020233 | 0.0001931 | 0.0001836 | 0.00017482 | 0.00016647
PG&E | MM Therms | Industrial | Ind - Metals (Primary) | SHW | No | Ind SHW - Equipment (Mid Cost) | 9.6722e-05 | 9.3862e-05 | 8.9813e-05 | 8.5779e-05 | 8.2212e-05 | 7.8727e-05 | 7.5311e-05 | 7.1836e-05 | 6.8563e-05 | 6.5207e-05 | 6.2105e-05 | 5.9159e-05
PG&E | MM Therms | Industrial | Ind - Metals (Primary) | SHW | No | Ind SHW - O&M (High Cost) | 0.0012777 | 0.0013034 | 0.0013107 | 0.0013173 | 0.0013279 | 0.0013345 | 0.0013415 | 0.0013447 | 0.0013482 | 0.0013475 | 0.0013485 | 0.0013502
PG&E | MM Therms | Industrial | Ind - Metals (Primary) | SHW | No | Ind SHW - O&M (Low Cost) | 0.0029309 | 0.0029857 | 0.0029995 | 0.0030058 | 0.0030233 | 0.0030418 | 0.0030551 | 0.0030597 | 0.0030666 | 0.0030622 | 0.0030622 | 0.0030623
PG&E | MM Therms | Industrial | Ind - Metals (Primary) | SHW | No | Ind SHW - O&M (Mid Cost) | 0.0070708 | 0.0072056 | 0.0072405 | 0.007261 | 0.0073072 | 0.0073499 | 0.0073836 | 0.0073963 | 0.0074137 | 0.0074045 | 0.0074061 | 0.0074086
PG&E | MM Therms | Industrial | Ind - Metals (Primary) | MachDr | No | Ind MachDr - Equipment (High Cost) | 2.2969e-05 | 2.1248e-05 | 1.956e-05 | 1.7972e-05 | 1.6462e-05 | 1.5064e-05 | 1.3772e-05 | 1.2578e-05 | 1.1487e-05 | 1.0476e-05 | 9.546e-06 | 8.7006e-06
PG&E | MM Therms | Industrial | Ind - Other | HVAC | No | Ind HVAC - Equipment (Electric - Mid Cost) | 3.8831e-06 | 3.6678e-06 | 3.4542e-06 | 3.2439e-06 | 3.0398e-06 | 2.844e-06 | 2.6602e-06 | 2.486e-06 | 2.3211e-06 | 2.1659e-06 | 2.0196e-06 | 1.8835e-06
PG&E | MM Therms | Industrial | Ind - Other | HVAC | No | Ind HVAC - O&M (Electric - Low Cost) | 7.647e-05 | 7.7279e-05 | 7.7893e-05 | 7.8277e-05 | 7.8508e-05 | 7.8601e-05 | 7.8687e-05 | 7.8703e-05 | 7.8638e-05 | 7.8538e-05 | 7.8378e-05 | 7.8233e-05
PG&E | MM Therms | Industrial | Ind - Other | MachDr | No | Ind MachDr - Equipment (High Cost) | 2.7119e-05 | 2.7484e-05 | 2.7728e-05 | 2.7916e-05 | 2.8024e-05 | 2.8104e-05 | 2.8158e-05 | 2.8187e-05 | 2.8208e-05 | 2.8194e-05 | 2.8158e-05 | 2.8128e-05
PG&E | MM Therms | Industrial | Ind - Other | MachDr | No | Ind MachDr - Equipment (Mid Cost) | 4.9772e-06 | 5.033e-06 | 5.074e-06 | 5.1011e-06 | 5.1171e-06 | 5.1251e-06 | 5.1317e-06 | 5.1336e-06 | 5.1312e-06 | 5.1255e-06 | 5.1159e-06 | 5.1073e-06
PG&E | MM Therms | Industrial | Ind - Paper | HVAC | No | Ind HVAC - Equipment (Electric - Low Cost) | 5.0258e-05 | 4.745e-05 | 4.4681e-05 | 4.1949e-05 | 3.9305e-05 | 3.6763e-05 | 3.4383e-05 | 3.2127e-05 | 2.999e-05 | 2.7981e-05 | 2.6087e-05 | 2.4326e-05
PG&E | MM Therms | Industrial | Ind - Paper | HVAC | No | Ind HVAC - Equipment (Electric - Mid Cost) | 0.00012897 | 0.00012182 | 0.00011473 | 0.00010777 | 0.00010101 | 9.4475e-05 | 8.8372e-05 | 8.259e-05 | 7.7106e-05 | 7.1955e-05 | 6.7096e-05 | 6.258e-05
PG&E | MM Therms | Industrial | Ind - Paper | HVAC | No | Ind HVAC - Equipment (Gas - High Cost) | 0.00038129 | 0.00035086 | 0.00032617 | 0.00030606 | 0.00028703 | 0.00026687 | 0.0002488 | 0.00023109 | 0.0002135 | 0.00019652 | 0.0001838 | 0.00017203
PG&E | MM Therms | Industrial | Ind - Paper | HVAC | No | Ind HVAC - Equipment (Gas - Mid Cost) | 0.00065605 | 0.00060206 | 0.00055866 | 0.00052134 | 0.00048696 | 0.00045371 | 0.00042233 | 0.00039158 | 0.00036157 | 0.00033245 | 0.00031066 | 0.00029034
PG&E | MM Therms | Industrial | Ind - Paper | HVAC | No | Ind HVAC - O&M (Electric - Low Cost) | 0.00025709 | 0.00025981 | 0.00026187 | 0.00026317 | 0.00026395 | 0.00026426 | 0.00026455 | 0.0002646 | 0.00026438 | 0.00026404 | 0.00026351 | 0.00026302
PG&E | MM Therms | Industrial | Ind - Paper | HVAC | No | Ind HVAC - O&M (Gas - High Cost) | 0.0022543 | 0.0022162 | 0.0022023 | 0.0022033 | 0.0022054 | 0.0021983 | 0.0021913 | 0.0021759 | 0.002151 | 0.0021181 | 0.0021195 | 0.0021217
PG&E | MM Therms | Industrial | Ind - Paper | HVAC | No | Ind HVAC - O&M (Gas - Low Cost) | 0.0017529 | 0.0017213 | 0.0017092 | 0.0017059 | 0.0017046 | 0.0017006 | 0.0016941 | 0.0016809 | 0.0016612 | 0.0016346 | 0.0016347 | 0.0016348
PG&E | MM Therms | Industrial | Ind - Paper | HVAC | No | Ind HVAC - O&M (Gas - Mid Cost) | 0.0012445 | 0.0012225 | 0.0012142 | 0.0012128 | 0.0012125 | 0.0012093 | 0.0012049 | 0.0011958 | 0.0011819 | 0.0011632 | 0.0011635 | 0.0011639
PG&E | MM Therms | Industrial | Ind - Paper | ProcHeat | No | Ind ProcHeat - Equipment (Gas - High Cost) | 0.0028461 | 0.0026215 | 0.0024386 | 0.0022927 | 0.0021532 | 0.0020004 | 0.0018659 | 0.0017341 | 0.0016025 | 0.0014768 | 0.0013827 | 0.0012961
PG&E | MM Therms | Industrial | Ind - Paper | ProcHeat | No | Ind ProcHeat - Equipment (Gas - Low Cost) | 0.031433 | 0.028834 | 0.026747 | 0.024938 | 0.023277 | 0.021695 | 0.02019 | 0.018714 | 0.017278 | 0.015882 | 0.014838 | 0.013862
PG&E | MM Therms | Industrial | Ind - Paper | ProcHeat | No | Ind ProcHeat - Equipment (Gas - Mid Cost) | 0.013595 | 0.012477 | 0.01158 | 0.010812 | 0.010103 | 0.0094097 | 0.0087599 | 0.0081231 | 0.0075002 | 0.0068971 | 0.0064455 | 0.0060248
PG&E | MM Therms | Industrial | Ind - Paper | ProcHeat | No | Ind ProcHeat - O&M (Gas - High Cost) | 0.0056573 | 0.0055638 | 0.0055307 | 0.0055381 | 0.0055469 | 0.0055268 | 0.0055106 | 0.0054734 | 0.0054112 | 0.0053297 | 0.0053344 | 0.0053418
PG&E | MM Therms | Industrial | Ind - Paper | ProcHeat | No | Ind ProcHeat - O&M (Gas - Low Cost) | 0.00072085 | 0.00070783 | 0.00070287 | 0.00070155 | 0.00070101 | 0.00069935 | 0.00069667 | 0.00069125 | 0.00068316 | 0.00067222 | 0.00067225 | 0.0006723
PG&E | MM Therms | Industrial | Ind - Paper | ProcHeat | No | Ind ProcHeat - O&M (Gas - Mid Cost) | 0.02181 | 0.021422 | 0.021276 | 0.021247 | 0.02124 | 0.021185 | 0.021107 | 0.020947 | 0.020703 | 0.020374 | 0.020378 | 0.020384
PG&E | MM Therms | Industrial | Ind - Paper | MachDr | No | Ind MachDr - Equipment (Low Cost) | 0.00020769 | 0.00019149 | 0.00017608 | 0.00016144 | 0.00014772 | 0.00013492 | 0.00012322 | 0.00011244 | 0.00010249 | 9.3386e-05 | 8.5022e-05 | 7.7422e-05
PG&E | MM Therms | Industrial | Ind - Petroleum | ProcHeat | No | Ind ProcHeat - Equipment (Gas - High Cost) | 0.56227 | 0.5266 | 0.49225 | 0.46112 | 0.43127 | 0.40139 | 0.37435 | 0.34862 | 0.32394 | 0.30104 | 0.28148 | 0.26331
PG&E | MM Therms | Industrial | Ind - Petroleum | ProcHeat | No | Ind ProcHeat - Equipment (Gas - Mid Cost) | 0.87401 | 0.81755 | 0.7636 | 0.71354 | 0.66615 | 0.62057 | 0.57836 | 0.53818 | 0.49994 | 0.46425 | 0.4338 | 0.40539
PG&E | MM Therms | Industrial | Ind - Petroleum | SHW | No | Ind SHW - Equipment (High Cost) | 0.032206 | 0.030787 | 0.029361 | 0.028115 | 0.026853 | 0.025449 | 0.02421 | 0.022987 | 0.021772 | 0.020628 | 0.019664 | 0.018756
PG&E | MM Therms | Industrial | Ind - Petroleum | SHW | No | Ind SHW - Equipment (Low Cost) | 0.008621 | 0.008216 | 0.0078192 | 0.0074414 | 0.0070767 | 0.0067211 | 0.0063828 | 0.0060521 | 0.0057295 | 0.0054214 | 0.0051621 | 0.0049152
PG&E | MM Therms | Industrial | Ind - Petroleum | SHW | No | Ind SHW - Equipment (Mid Cost) | 0.29951 | 0.28549 | 0.27174 | 0.25872 | 0.24612 | 0.23371 | 0.22197 | 0.2105 | 0.19929 | 0.1886 | 0.17959 | 0.17103
PG&E | MM Therms | Industrial | Ind - Petroleum | SHW | No | Ind SHW - O&M (High Cost) | 0.20239 | 0.2033 | 0.20369 | 0.20504 | 0.20587 | 0.20479 | 0.20467 | 0.20428 | 0.20328 | 0.20245 | 0.20283 | 0.20342
PG&E | MM Therms | Industrial | Ind - Petroleum | SHW | No | Ind SHW - O&M (Low Cost) | 0.022849 | 0.022871 | 0.022861 | 0.022853 | 0.022827 | 0.022768 | 0.02271 | 0.022616 | 0.022487 | 0.022348 | 0.022349 | 0.02235
PG&E | MM Therms | Industrial | Ind - Petroleum | SHW | No | Ind SHW - O&M (Mid Cost) | 0.011104 | 0.011116 | 0.011112 | 0.01111 | 0.011098 | 0.011069 | 0.011041 | 0.010996 | 0.010934 | 0.010867 | 0.010868 | 0.010869
PG&E | MM Therms | Industrial | Ind - Petroleum | MachDr | No | Ind MachDr - Equipment (High Cost) | 0.00024059 | 0.00022252 | 0.00020483 | 0.00018818 | 0.00017236 | 0.00015771 | 0.00014417 | 0.00013168 | 0.00012024 | 0.00010965 | 9.9913e-05 | 9.106e-05
PG&E | MM Therms | Industrial | Ind - Plastics | HVAC | No | Ind HVAC - Equipment (Electric - Low Cost) | 7.6111e-05 | 7.1861e-05 | 6.7667e-05 | 6.3531e-05 | 5.9527e-05 | 5.5679e-05 | 5.2074e-05 | 4.8658e-05 | 4.5421e-05 | 4.2379e-05 | 3.9511e-05 | 3.6844e-05
PG&E | MM Therms | Industrial | Ind - Plastics | HVAC | No | Ind HVAC - Equipment (Gas - High Cost) | 0.0023111 | 0.002318 | 0.0022939 | 0.0022635 | 0.0022313 | 0.0021977 | 0.0021701 | 0.0021344 | 0.0020927 | 0.0020433 | 0.0019104 | 0.001787
PG&E | MM Therms | Industrial | Ind - Plastics | HVAC | No | Ind HVAC - Equipment (Gas - Low Cost) | 8.0416e-05 | 8.0545e-05 | 7.9629e-05 | 7.8348e-05 | 7.7072e-05 | 7.5994e-05 | 7.4982e-05 | 7.3679e-05 | 7.222e-05 | 7.0453e-05 | 6.5821e-05 | 6.1494e-05
PG&E | MM Therms | Industrial | Ind - Plastics | HVAC | No | Ind HVAC - Equipment (Gas - Mid Cost) | 0.0036819 | 0.0036886 | 0.0036472 | 0.0035901 | 0.0035328 | 0.0034828 | 0.0034368 | 0.0033776 | 0.0033108 | 0.0032303 | 0.0030182 | 0.0028204
PG&E | MM Therms | Industrial | Ind - Plastics | HVAC | No | Ind HVAC - O&M (Electric - High Cost) | 9.6149e-05 | 9.726e-05 | 9.8066e-05 | 9.8626e-05 | 9.8962e-05 | 9.9118e-05 | 9.9258e-05 | 9.9309e-05 | 9.9276e-05 | 9.918e-05 | 9.9007e-05 | 9.8858e-05
PG&E | MM Therms | Industrial | Ind - Plastics | HVAC | No | Ind HVAC - O&M (Electric - Low Cost) | 0.00021879 | 0.0002211 | 0.00022286 | 0.00022395 | 0.00022461 | 0.00022488 | 0.00022512 | 0.00022517 | 0.00022498 | 0.00022469 | 0.00022423 | 0.00022382
PG&E | MM Therms | Industrial | Ind - Plastics | HVAC | No | Ind HVAC - O&M (Gas - High Cost) | 0.00028241 | 0.00030357 | 0.00032182 | 0.00034016 | 0.00035914 | 0.00037854 | 0.0004002 | 0.00042143 | 0.00044235 | 0.00046243 | 0.00046289 | 0.00046361
PG&E | MM Therms | Industrial | Ind - Plastics | HVAC | No | Ind HVAC - O&M (Gas - Low Cost) | 2.1106e-05 | 2.2629e-05 | 2.3947e-05 | 2.522e-05 | 2.6557e-05 | 2.8029e-05 | 2.9603e-05 | 3.1138e-05 | 3.267e-05 | 3.4115e-05 | 3.4116e-05 | 3.4118e-05
PG&E | MM Therms | Industrial | Ind - Plastics | HVAC | No | Ind HVAC - O&M (Gas - Mid Cost) | 0.024417 | 0.026181 | 0.027709 | 0.02919 | 0.030742 | 0.032444 | 0.034268 | 0.036047 | 0.037822 | 0.039498 | 0.039502 | 0.039509
PG&E | MM Therms | Industrial | Ind - Plastics | ProcHeat | No | Ind ProcHeat - Equipment (Electric - High Cost) | 0.00023623 | 0.00023901 | 0.00024107 | 0.00024275 | 0.00024383 | 0.00024397 | 0.00024439 | 0.0002446 | 0.00024448 | 0.00024433 | 0.00024397 | 0.00024373
PG&E | MM Therms | Industrial | Ind - Plastics | ProcHeat | No | Ind ProcHeat - Equipment (Electric - Low Cost) | 7.1372e-05 | 7.2128e-05 | 7.27e-05 | 7.3059e-05 | 7.3274e-05 | 7.336e-05 | 7.3441e-05 | 7.3455e-05 | 7.3394e-05 | 7.33e-05 | 7.3151e-05 | 7.3015e-05
PG&E | MM Therms | Industrial | Ind - Plastics | ProcHeat | No | Ind ProcHeat - Equipment (Gas - High Cost) | 0.0038931 | 0.0041852 | 0.0044372 | 0.0046939 | 0.0049564 | 0.0052236 | 0.0055228 | 0.0058161 | 0.0061049 | 0.0063823 | 0.0063889 | 0.0063991
PG&E | MM Therms | Industrial | Ind - Plastics | ProcHeat | No | Ind ProcHeat - Equipment (Gas - Low Cost) | 0.0042512 | 0.0045579 | 0.0048235 | 0.0050803 | 0.0053498 | 0.0056463 | 0.0059634 | 0.0062726 | 0.0065813 | 0.0068725 | 0.0068729 | 0.0068735
PG&E | MM Therms | Industrial | Ind - Plastics | ProcHeat | No | Ind ProcHeat - Equipment (Gas - Mid Cost) | 0.010588 | 0.011357 | 0.012022 | 0.012672 | 0.013352 | 0.014088 | 0.014882 | 0.015658 | 0.01643 | 0.017161 | 0.017166 | 0.017173
PG&E | MM Therms | Industrial | Ind - Plastics | ProcHeat | No | Ind ProcHeat - O&M (Gas - High Cost) | 0.0058396 | 0.006268 | 0.0066382 | 0.0070075 | 0.0073914 | 0.0077943 | 0.0082374 | 0.0086708 | 0.0090999 | 0.0095091 | 0.0095153 | 0.0095249
PG&E | MM Therms | Industrial | Ind - Plastics | ProcHeat | No | Ind ProcHeat - O&M (Gas - Low Cost) | 0.001941 | 0.0020809 | 0.002202 | 0.0023189 | 0.0024416 | 0.0025771 | 0.0027217 | 0.0028627 | 0.0030036 | 0.0031363 | 0.0031364 | 0.0031364
PG&E | MM Therms | Industrial | Ind - Plastics | ProcHeat | No | Ind ProcHeat - O&M (Gas - Mid Cost) | 0.0066221 | 0.0071018 | 0.007517 | 0.0079215 | 0.008345 | 0.0088057 | 0.0093017 | 0.0097857 | 0.010268 | 0.010724 | 0.010726 | 0.010729
PG&E | MM Therms | Industrial | Ind - Plastics | SHW | No | Ind SHW - Equipment (High Cost) | 0.0030316 | 0.0031043 | 0.0031345 | 0.0031629 | 0.0031856 | 0.0031939 | 0.0032174 | 0.0032285 | 0.0032269 | 0.0032126 | 0.0030625 | 0.0029212
PG&E | MM Therms | Industrial | Ind - Plastics | SHW | No | Ind SHW - Equipment (Low Cost) | 0.0025997 | 0.0026537 | 0.0026739 | 0.0026811 | 0.002688 | 0.0027013 | 0.0027165 | 0.0027205 | 0.0027178 | 0.0027021 | 0.0025729 | 0.0024498
PG&E | MM Therms | Industrial | Ind - Plastics | SHW | No | Ind SHW - Equipment (Mid Cost) | 0.0036549 | 0.0037324 | 0.0037617 | 0.003775 | 0.0037869 | 0.0038045 | 0.0038267 | 0.0038333 | 0.0038299 | 0.0038088 | 0.0036274 | 0.0034551
PG&E | MM Therms | Industrial | Ind - Plastics | SHW | No | Ind SHW - O&M (High Cost) | 0.0049322 | 0.0052951 | 0.0056086 | 0.0059229 | 0.0062492 | 0.0065889 | 0.0069642 | 0.0073315 | 0.0076947 | 0.0080417 | 0.0080478 | 0.0080572
PG&E | MM Therms | Industrial | Ind - Plastics | SHW | No | Ind SHW - O&M (Low Cost) | 0.0080388 | 0.0086185 | 0.0091205 | 0.0096054 | 0.010114 | 0.010675 | 0.011275 | 0.011859 | 0.012442 | 0.012993 | 0.012993 | 0.012994
PG&E | MM Therms | Industrial | Ind - Plastics | SHW | No | Ind SHW - O&M (Mid Cost) | 0.0083309 | 0.0089359 | 0.0094595 | 0.0099721 | 0.010508 | 0.011087 | 0.011712 | 0.012323 | 0.012931 | 0.013507 | 0.013511 | 0.013517
PG&E | MM Therms | Industrial | Ind - Plastics | MachDr | No | Ind MachDr - Equipment (High Cost) | 2.6587e-05 | 2.6956e-05 | 2.7199e-05 | 2.7389e-05 | 2.7498e-05 | 2.7583e-05 | 2.7639e-05 | 2.767e-05 | 2.7697e-05 | 2.7686e-05 | 2.7654e-05 | 2.7626e-05
PG&E | MM Therms | Industrial | Ind - Plastics | MachDr | No | Ind MachDr - Equipment (Mid Cost) | 0.00012239 | 0.00012377 | 0.00012478 | 0.00012545 | 0.00012585 | 0.00012605 | 0.00012622 | 0.00012627 | 0.00012621 | 0.00012608 | 0.00012584 | 0.00012563
PG&E | MM Therms | Industrial | Ind - Printing & Publishing | HVAC | No | Ind HVAC - Equipment (Electric - High Cost) | 2.061e-06 | 1.9538e-06 | 1.8421e-06 | 1.7339e-06 | 1.6266e-06 | 1.5251e-06 | 1.428e-06 | 1.3359e-06 | 1.2498e-06 | 1.1673e-06 | 1.0895e-06 | 1.017e-06
PG&E | MM Therms | Industrial | Ind - Printing & Publishing | HVAC | No | Ind HVAC - Equipment (Electric - Low Cost) | 0.00010657 | 0.00010062 | 9.4748e-05 | 8.8956e-05 | 8.3351e-05 | 7.7962e-05 | 7.2915e-05 | 6.8132e-05 | 6.36e-05 | 5.9341e-05 | 5.5325e-05 | 5.1591e-05
PG&E | MM Therms | Industrial | Ind - Printing & Publishing | HVAC | No | Ind HVAC - Equipment (Electric - Mid Cost) | 9.5101e-06 | 8.9844e-06 | 8.4618e-06 | 7.9474e-06 | 7.4479e-06 | 6.9689e-06 | 6.5188e-06 | 6.0923e-06 | 5.6889e-06 | 5.3088e-06 | 4.9503e-06 | 4.6169e-06
PG&E | MM Therms | Industrial | Ind - Printing & Publishing | HVAC | No | Ind HVAC - Equipment (Gas - High Cost) | 0.0013865 | 0.0013312 | 0.0012704 | 0.0012207 | 0.0011675 | 0.0011014 | 0.0010433 | 0.00098564 | 0.00092702 | 0.00087164 | 0.00081623 | 0.00076535
PG&E | MM Therms | Industrial | Ind - Printing & Publishing | HVAC | No | Ind HVAC - Equipment (Gas - Low Cost) | 0.00011834 | 0.00011314 | 0.00010764 | 0.00010249 | 9.737e-05 | 9.2205e-05 | 8.7121e-05 | 8.2075e-05 | 7.7129e-05 | 7.2325e-05 | 6.7571e-05 | 6.3132e-05
PG&E | MM Therms | Industrial | Ind - Printing & Publishing | HVAC | No | Ind HVAC - Equipment (Gas - Mid Cost) | 0.00097271 | 0.00093026 | 0.00088522 | 0.00084341 | 0.00080162 | 0.00075891 | 0.00071719 | 0.00067578 | 0.00063511 | 0.00059566 | 0.0005566 | 0.00052016
PG&E | MM Therms | Industrial | Ind - Printing & Publishing | HVAC | No | Ind HVAC - O&M (Electric - Low Cost) | 0.0049799 | 0.0050326 | 0.0050726 | 0.0050978 | 0.0051129 | 0.0051189 | 0.0051246 | 0.0051256 | 0.0051214 | 0.0051149 | 0.0051045 | 0.0050951
PG&E | MM Therms | Industrial | Ind - Printing & Publishing | HVAC | No | Ind HVAC - O&M (Electric - Mid Cost) | 0.00074925 | 0.0007576 | 0.00076376 | 0.00076785 | 0.00077029 | 0.00077141 | 0.00077239 | 0.00077267 | 0.00077227 | 0.00077141 | 0.00076997 | 0.00076868
PG&E | MM Therms | Industrial | Ind - Printing & Publishing | ProcHeat | No | Ind ProcHeat - Equipment (Gas - High Cost) | 0.0011502 | 0.0011007 | 0.0010478 | 0.0009996 | 0.00095096 | 0.00089986 | 0.0008507 | 0.00080191 | 0.00075375 | 0.00070721 | 0.00066105 | 0.0006181
PG&E | MM Therms | Industrial | Ind - Printing & Publishing | ProcHeat | No | Ind ProcHeat - Equipment (Gas - Mid Cost) | 0.0045 | 0.004305 | 0.0040976 | 0.0039069 | 0.0037152 | 0.0035163 | 0.0033236 | 0.0031324 | 0.0029441 | 0.0027618 | 0.0025812 | 0.0024129
PG&E | MM Therms | Industrial | Ind - Printing & Publishing | ProcHeat | No | Ind ProcHeat - O&M (Gas - High Cost) | 0.0096367 | 0.0098735 | 0.010063 | 0.010281 | 0.010473 | 0.010606 | 0.010734 | 0.010832 | 0.010899 | 0.010948 | 0.010956 | 0.010967
PG&E | MM Therms | Industrial | Ind - Printing & Publishing | ProcHeat | No | Ind ProcHeat - O&M (Gas - Low Cost) | 0.0078142 | 0.0079968 | 0.0081437 | 0.0082998 | 0.0084397 | 0.008555 | 0.0086524 | 0.008725 | 0.0087767 | 0.0088094 | 0.0088097 | 0.0088103
PG&E | MM Therms | Industrial | Ind - Printing & Publishing | ProcHeat | No | Ind ProcHeat - O&M (Gas - Mid Cost) | 0.0056122 | 0.0057465 | 0.0058543 | 0.0059732 | 0.006079 | 0.0061594 | 0.0062315 | 0.0062861 | 0.0063241 | 0.0063498 | 0.006352 | 0.0063554
PG&E | MM Therms | Industrial | Ind - Stone, Glass & Clay | HVAC | No | Ind HVAC - Equipment (Gas - High Cost) | 0.00079898 | 0.00075532 | 0.00071705 | 0.00068525 | 0.0006549 | 0.00062138 | 0.0005896 | 0.00055749 | 0.00052626 | 0.00049603 | 0.00046386 | 0.00043401
PG&E | MM Therms | Industrial | Ind - Stone, Glass & Clay | HVAC | No | Ind HVAC - Equipment (Gas - Mid Cost) | 0.0038502 | 0.0036312 | 0.0034429 | 0.0032799 | 0.0031274 | 0.0029709 | 0.0028165 | 0.0026604 | 0.0025105 | 0.0023641 | 0.0022089 | 0.0020641
PG&E | MM Therms | Industrial | Ind - Stone, Glass & Clay | ProcHeat | No | Ind ProcHeat - Equipment (Gas - High Cost) | 0.049874 | 0.047199 | 0.044857 | 0.043032 | 0.041241 | 0.039073 | 0.037114 | 0.035136 | 0.033181 | 0.031312 | 0.02931 | 0.027466
PG&E | MM Therms | Industrial | Ind - Stone, Glass & Clay | ProcHeat | No | Ind ProcHeat - Equipment (Gas - Low Cost) | 0.0013512 | 0.0012741 | 0.0012078 | 0.0011502 | 0.0010963 | 0.0010416 | 0.00098737 | 0.00093253 | 0.00087994 | 0.0008285 | 0.00077403 | 0.00072316
PG&E | MM Therms | Industrial | Ind - Stone, Glass & Clay | ProcHeat | No | Ind ProcHeat - Equipment (Gas - Mid Cost) | 0.015115 | 0.014257 | 0.013518 | 0.012879 | 0.012282 | 0.011666 | 0.01106 | 0.010448 | 0.0098594 | 0.0092845 | 0.0086754 | 0.0081071
PG&E | MM Therms | Industrial | Ind - Stone, Glass & Clay | ProcHeat | No | Ind ProcHeat - O&M (Gas - High Cost) | 0.16638 | 0.16812 | 0.17073 | 0.17441 | 0.17825 | 0.18113 | 0.1839 | 0.18606 | 0.18797 | 0.18958 | 0.1897 | 0.18989
PG&E | MM Therms | Industrial | Ind - Stone, Glass & Clay | ProcHeat | No | Ind ProcHeat - O&M (Gas - Low Cost) | 0.14412 | 0.14546 | 0.14761 | 0.15046 | 0.15351 | 0.15612 | 0.15841 | 0.16015 | 0.16176 | 0.16303 | 0.16303 | 0.16304
PG&E | MM Therms | Industrial | Ind - Stone, Glass & Clay | ProcHeat | No | Ind ProcHeat - O&M (Gas - Mid Cost) | 0.60114 | 0.60695 | 0.61606 | 0.62837 | 0.64146 | 0.65221 | 0.6619 | 0.66931 | 0.67609 | 0.68153 | 0.68169 | 0.68193
PG&E | MM Therms | Industrial | Ind - Textiles | HVAC | No | Ind HVAC - Equipment (Electric - Low Cost) | 1.4363e-07 | 1.3561e-07 | 1.277e-07 | 1.1989e-07 | 1.1233e-07 | 1.0507e-07 | 9.8268e-08 | 9.1822e-08 | 8.5714e-08 | 7.9973e-08 | 7.4561e-08 | 6.9528e-08
PG&E | MM Therms | Industrial | Ind - Textiles | HVAC | No | Ind HVAC - O&M (Electric - Low Cost) | 7.6234e-06 | 7.7045e-06 | 7.7657e-06 | 7.8043e-06 | 7.8274e-06 | 7.8369e-06 | 7.8456e-06 | 7.8472e-06 | 7.841e-06 | 7.8311e-06 | 7.8152e-06 | 7.8008e-06
PG&E | MM Therms | Industrial | Ind - Textiles | ProcHeat | No | Ind ProcHeat - Equipment (Gas - High Cost) | 0.00060823 | 0.00059973 | 0.00058821 | 0.00058016 | 0.00057315 | 0.00056262 | 0.00055321 | 0.00054273 | 0.0005307 | 0.00051761 | 0.00051828 | 0.00051934
PG&E | MM Therms | Industrial | Ind - Textiles | ProcHeat | No | Ind ProcHeat - Equipment (Gas - Mid Cost) | 0.0013869 | 0.0013634 | 0.0013341 | 0.0013065 | 0.0012858 | 0.0012649 | 0.0012422 | 0.0012169 | 0.0011896 | 0.0011587 | 0.0011589 | 0.0011592
PG&E | MM Therms | Industrial | Ind - Textiles | ProcHeat | No | Ind ProcHeat - O&M (Gas - High Cost) | 0.00063215 | 0.00062211 | 0.00060919 | 0.00059796 | 0.00058945 | 0.00057932 | 0.00056929 | 0.00055811 | 0.0005457 | 0.00053188 | 0.00053228 | 0.00053289
PG&E | MM Therms | Industrial | Ind - Textiles | ProcHeat | No | Ind ProcHeat - O&M (Gas - Low Cost) | 0.0012307 | 0.0012096 | 0.0011834 | 0.0011585 | 0.0011397 | 0.0011214 | 0.0011011 | 0.0010785 | 0.0010543 | 0.0010267 | 0.0010268 | 0.0010268
PG&E | MM Therms | Industrial | Ind - Textiles | ProcHeat | No | Ind ProcHeat - O&M (Gas - Mid Cost) | 0.0013974 | 0.0013738 | 0.0013443 | 0.0013166 | 0.0012958 | 0.0012746 | 0.0012518 | 0.0012264 | 0.0011988 | 0.0011677 | 0.0011679 | 0.0011682
PG&E | MM Therms | Industrial | Ind - Textiles | SHW | No | Ind SHW - Equipment (High Cost) | 5.6266e-05 | 5.3001e-05 | 4.9557e-05 | 4.6704e-05 | 4.4104e-05 | 4.1145e-05 | 3.8588e-05 | 3.6116e-05 | 3.3656e-05 | 3.1313e-05 | 2.9902e-05 | 2.86e-05
PG&E | MM Therms | Industrial | Ind - Textiles | SHW | No | Ind SHW - Equipment (Mid Cost) | 7.5685e-05 | 7.0837e-05 | 6.5994e-05 | 6.1527e-05 | 5.7646e-05 | 5.3997e-05 | 5.0489e-05 | 4.7093e-05 | 4.3832e-05 | 4.0648e-05 | 3.8707e-05 | 3.6862e-05
PG&E | MM Therms | Industrial | Ind - Textiles | SHW | No | Ind SHW - O&M (High Cost) | 0.00037482 | 0.00036887 | 0.00036121 | 0.00035453 | 0.00034948 | 0.0003435 | 0.00033755 | 0.00033092 | 0.00032357 | 0.00031537 | 0.00031561 | 0.00031597
PG&E | MM Therms | Industrial | Ind - Textiles | SHW | No | Ind SHW - O&M (Low Cost) | 0.0013079 | 0.0012854 | 0.0012575 | 0.0012308 | 0.0012108 | 0.0011914 | 0.0011698 | 0.0011458 | 0.00112 | 0.0010907 | 0.0010907 | 0.0010907
PG&E | MM Therms | Industrial | Ind - Textiles | SHW | No | Ind SHW - O&M (Mid Cost) | 0.00060017 | 0.00059011 | 0.00057749 | 0.00056576 | 0.00055694 | 0.00054779 | 0.00053802 | 0.00052714 | 0.00051532 | 0.00050198 | 0.00050211 | 0.00050231
PG&E | MM Therms | Industrial | Ind - Transportation Equipment | HVAC | No | Ind HVAC - Equipment (Gas - High Cost) | 0.0036665 | 0.003483 | 0.0032972 | 0.0031284 | 0.002958 | 0.002775 | 0.002601 | 0.0024285 | 0.0022614 | 0.0020996 | 0.0019634 | 0.0018369
PG&E | MM Therms | Industrial | Ind - Transportation Equipment | HVAC | No | Ind HVAC - Equipment (Gas - Low Cost) | 0.00021869 | 0.00020738 | 0.00019609 | 0.0001854 | 0.00017485 | 0.00016426 | 0.00015381 | 0.00014344 | 0.00013352 | 0.00012384 | 0.00011569 | 0.00010808
PG&E | MM Therms | Industrial | Ind - Transportation Equipment | HVAC | No | Ind HVAC - Equipment (Gas - Mid Cost) | 0.0035943 | 0.0034096 | 0.0032248 | 0.003051 | 0.0028789 | 0.0027037 | 0.0025322 | 0.0023621 | 0.002199 | 0.0020399 | 0.0019061 | 0.0017812
PG&E | MM Therms | Industrial | Ind - Transportation Equipment | HVAC | No | Ind HVAC - O&M (Electric - Low Cost) | 0.00013312 | 0.00013453 | 0.0001356 | 0.00013626 | 0.00013666 | 0.00013683 | 0.00013698 | 0.000137 | 0.00013689 | 0.00013671 | 0.00013643 | 0.00013618
PG&E | MM Therms | Industrial | Ind - Transportation Equipment | HVAC | No | Ind HVAC - O&M (Gas - High Cost) | 0.0013961 | 0.0014195 | 0.0014383 | 0.0014604 | 0.001478 | 0.0014843 | 0.0014891 | 0.0014881 | 0.0014834 | 0.0014741 | 0.0014754 | 0.0014775
PG&E | MM Therms | Industrial | Ind - Transportation Equipment | HVAC | No | Ind HVAC - O&M (Gas - Low Cost) | 0.0018011 | 0.0018282 | 0.0018504 | 0.0018727 | 0.0018906 | 0.001901 | 0.0019055 | 0.0019022 | 0.0018954 | 0.0018816 | 0.0018817 | 0.0018818
PG&E | MM Therms | Industrial | Ind - Transportation Equipment | HVAC | No | Ind HVAC - O&M (Gas - Mid Cost) | 0.005003 | 0.0050801 | 0.005143 | 0.0052084 | 0.0052606 | 0.0052884 | 0.0053017 | 0.0052937 | 0.0052751 | 0.005238 | 0.0052391 | 0.0052407
PG&E | MM Therms | Industrial | Ind - Transportation Equipment | Lighting | No | Ind Lighting - Equipment (High Cost) | 4.2539e-07 | 4.0268e-07 | 3.7925e-07 | 3.5652e-07 | 3.341e-07 | 3.1286e-07 | 2.9263e-07 | 2.7345e-07 | 2.5552e-07 | 2.3841e-07 | 2.2227e-07 | 2.0726e-07
PG&E | MM Therms | Industrial | Ind - Transportation Equipment | Lighting | No | Ind Lighting - Equipment (Low Cost) | 0.0001779 | 0.0001678 | 0.00015786 | 0.00014806 | 0.0001386 | 0.00012951 | 0.00012101 | 0.00011296 | 0.00010534 | 9.8196e-05 | 9.1462e-05 | 8.5207e-05
PG&E | MM Therms | Industrial | Ind - Transportation Equipment | ProcHeat | No | Ind ProcHeat - Equipment (Electric - Low Cost) | 2.3782e-06 | 2.4033e-06 | 2.4224e-06 | 2.4344e-06 | 2.4415e-06 | 2.4444e-06 | 2.4471e-06 | 2.4476e-06 | 2.4455e-06 | 2.4424e-06 | 2.4374e-06 | 2.4329e-06
PG&E | MM Therms | Industrial | Ind - Transportation Equipment | ProcHeat | No | Ind ProcHeat - Equipment (Gas - High Cost) | 0.0058169 | 0.0059149 | 0.0059942 | 0.006089 | 0.0061638 | 0.0061887 | 0.0062094 | 0.006206 | 0.006186 | 0.0061481 | 0.0061541 | 0.0061635
PG&E | MM Therms | Industrial | Ind - Transportation Equipment | ProcHeat | No | Ind ProcHeat - Equipment (Gas - Low Cost) | 0.00069951 | 0.00071008 | 0.00071872 | 0.00072741 | 0.00073437 | 0.00073843 | 0.00074016 | 0.0007389 | 0.00073625 | 0.00073094 | 0.00073096 | 0.000731
PG&E | MM Therms | Industrial | Ind - Transportation Equipment | ProcHeat | No | Ind ProcHeat - Equipment (Gas - Mid Cost) | 0.020161 | 0.020472 | 0.020725 | 0.02099 | 0.021201 | 0.021312 | 0.021366 | 0.021334 | 0.021259 | 0.02111 | 0.021115 | 0.021121
PG&E | MM Therms | Industrial | Ind - Transportation Equipment | ProcHeat | No | Ind ProcHeat - O&M (Gas - High Cost) | 0.012597 | 0.012815 | 0.012986 | 0.013189 | 0.013349 | 0.013405 | 0.01345 | 0.013442 | 0.013399 | 0.013316 | 0.013329 | 0.013349
PG&E | MM Therms | Industrial | Ind - Transportation Equipment | ProcHeat | No | Ind ProcHeat - O&M (Gas - Low Cost) | 0.0016916 | 0.0017171 | 0.001738 | 0.001759 | 0.0017758 | 0.0017856 | 0.0017898 | 0.0017867 | 0.0017803 | 0.0017674 | 0.0017675 | 0.0017676
PG&E | MM Therms | Industrial | Ind - Transportation Equipment | ProcHeat | No | Ind ProcHeat - O&M (Gas - Mid Cost) | 0.026786 | 0.027202 | 0.02754 | 0.027895 | 0.028179 | 0.028326 | 0.028398 | 0.028358 | 0.028259 | 0.028061 | 0.028068 | 0.028079
PG&E | MM Therms | Industrial | Ind - Transportation Equipment | SHW | No | Ind SHW - Equipment (High Cost) | 0.003752 | 0.003633 | 0.0035053 | 0.0033894 | 0.0032663 | 0.0031232 | 0.0029836 | 0.0028391 | 0.0026946 | 0.0025498 | 0.0024301 | 0.0023172
PG&E | MM Therms | Industrial | Ind - Transportation Equipment | SHW | No | Ind SHW - Equipment (Low Cost) | 0.003537 | 0.0034187 | 0.0032948 | 0.0031753 | 0.0030524 | 0.0029223 | 0.002789 | 0.0026511 | 0.0025153 | 0.0023777 | 0.002264 | 0.0021558
PG&E | MM Therms | Industrial | Ind - Transportation Equipment | SHW | No | Ind SHW - Equipment (Mid Cost) | 0.00030184 | 0.00029186 | 0.00028136 | 0.00027137 | 0.00026102 | 0.00024982 | 0.00023848 | 0.00022675 | 0.00021515 | 0.00020343 | 0.00019374 | 0.00018455
PG&E | MM Therms | Industrial | Ind - Transportation Equipment | SHW | No | Ind SHW - O&M (High Cost) | 0.00039177 | 0.00039955 | 0.00040613 | 0.00041629 | 0.000424 | 0.00042375 | 0.00042605 | 0.00042683 | 0.00042543 | 0.00042376 | 0.0004248 | 0.0004261
PG&E | MM Therms | Industrial | Ind - Transportation Equipment | SHW | No | Ind SHW - O&M (Mid Cost) | 0.0065446 | 0.0066475 | 0.0067313 | 0.0068213 | 0.006893 | 0.0069278 | 0.0069464 | 0.0069375 | 0.0069136 | 0.0068664 | 0.0068689 | 0.0068729
PG&E | MM Therms | Industrial | Ind - Transportation Equipment | MachDr | No | Ind MachDr - Equipment (High Cost) | 4.0508e-05 | 4.1058e-05 | 4.1425e-05 | 4.1715e-05 | 4.1884e-05 | 4.1997e-05 | 4.2081e-05 | 4.2127e-05 | 4.2159e-05 | 4.2141e-05 | 4.209e-05 | 4.2049e-05
PG&E | MM Therms | Agricultural | Agr - Concentrated Animal Feeding Operation | SHW | No | Ag SHWC - Equipment (High Cost) | 0.0055884 | 0.0055956 | 0.0056008 | 0.0056159 | 0.0056283 | 0.0056266 | 0.0056385 | 0.0056591 | 0.0056916 | 0.0057521 | 0.0057768 | 0.0058037
PG&E | MM Therms | Agricultural | Agr - Concentrated Animal Feeding Operation | SHW | No | Ag SHWC - Equipment (Low Cost) | 0.0071697 | 0.0071702 | 0.0071709 | 0.0071725 | 0.0071752 | 0.0071799 | 0.00719 | 0.0072105 | 0.0072498 | 0.0073213 | 0.0073479 | 0.0073746
PG&E | MM Therms | Agricultural | Agr - Concentrated Animal Feeding Operation | SHW | No | Ag SHWC - Equipment (Mid Cost) | 0.014936 | 0.01494 | 0.014944 | 0.014954 | 0.014964 | 0.014972 | 0.014995 | 0.01504 | 0.015122 | 0.015274 | 0.015331 | 0.01539
PG&E | MM Therms | Agricultural | Agr - Concentrated Animal Feeding Operation | SHW | No | Ag SHWC - O&M (High Cost) | 0.016495 | 0.01651 | 0.01652 | 0.01655 | 0.016576 | 0.016577 | 0.016608 | 0.016664 | 0.016758 | 0.016931 | 0.017 | 0.017073
PG&E | MM Therms | Agricultural | Agr - Concentrated Animal Feeding Operation | SHW | No | Ag SHWC - O&M (Low Cost) | 0.077529 | 0.077533 | 0.07754 | 0.077556 | 0.077584 | 0.077635 | 0.077744 | 0.077965 | 0.07839 | 0.079162 | 0.079449 | 0.079738
PG&E | MM Therms | Agricultural | Agr - Concentrated Animal Feeding Operation | SHW | No | Ag SHWC - O&M (Mid Cost) | 0.04544 | 0.045453 | 0.045465 | 0.045496 | 0.045528 | 0.04555 | 0.04562 | 0.045757 | 0.046009 | 0.046469 | 0.046643 | 0.046822
PG&E | MM Therms | Agricultural | Agr - Dairies | MachDr | No | Ag Process Mtr - Equipment (High Cost) | 0.0028741 | 0.0029099 | 0.0029396 | 0.0029736 | 0.0030045 | 0.0030364 | 0.0030658 | 0.0030938 | 0.0031222 | 0.0031467 | 0.0031682 | 0.0031899
PG&E | MM Therms | Agricultural | Agr - Dairies | MachDr | No | Ag Process Mtr - Equipment (Mid Cost) | -0.013981 | -0.014113 | -0.014242 | -0.014375 | -0.014507 | -0.014639 | -0.014767 | -0.014888 | -0.015001 | -0.015105 | -0.015194 | -0.015284
PG&E | MM Therms | Agricultural | Agr - Greenhouse | HVAC | No | Ag HVAC - Equipment (High Cost) | 6.3386e-06 | 6.3388e-06 | 6.3392e-06 | 6.3402e-06 | 6.3423e-06 | 6.3465e-06 | 6.3554e-06 | 6.3733e-06 | 6.4081e-06 | 6.4711e-06 | 6.4945e-06 | 6.5179e-06
PG&E | MM Therms | Agricultural | Agr - Greenhouse | HVAC | No | Ag HVAC - Equipment (Mid Cost) | 1.3559e-05 | 1.3559e-05 | 2.033e-05 | 5.4811e-05 | 0.00010085 | 7.8725e-05 | 9.6355e-05 | 0.00013942 | 0.00015943 | 0.00020478 | 0.00025026 | 0.00037053
PG&E | MM Therms | Agricultural | Agr - Irrigated Agriculture | MachDr | No | Ag Motor Pmp - Equipment (High Cost) | 0.0028715 | 0.0029074 | 0.0029371 | 0.0029712 | 0.0030021 | 0.003034 | 0.0030634 | 0.0030914 | 0.0031198 | 0.0031443 | 0.0031658 | 0.0031876
PG&E | MM Therms | Agricultural | Agr - Irrigated Agriculture | MachDr | No | Ag Motor Pmp - Equipment (Mid Cost) | -0.013953 | -0.014085 | -0.014215 | -0.014347 | -0.014479 | -0.014612 | -0.01474 | -0.01486 | -0.014974 | -0.015077 | -0.015167 | -0.015257
PG&E | MM Therms | Agricultural | Agr - Post-Harvest Processing | ProcHeat | No | Ag Process Dry - Equipment (High Cost) | 0.01521 | 0.015232 | 0.015247 | 0.015292 | 0.015328 | 0.015323 | 0.015356 | 0.015413 | 0.015502 | 0.015668 | 0.015737 | 0.015812
PG&E | MM Therms | Agricultural | Agr - Post-Harvest Processing | ProcHeat | No | Ag Process Dry - Equipment (Low Cost) | 0.0074854 | 0.0074861 | 0.0074868 | 0.0074887 | 0.0074916 | 0.0074964 | 0.0075071 | 0.0075285 | 0.0075696 | 0.0076443 | 0.0076721 | 0.0077001
PG&E | MM Therms | Agricultural | Agr - Post-Harvest Processing | ProcHeat | No | Ag Process Dry - Equipment (Mid Cost) | 0.039195 | 0.039205 | 0.039214 | 0.039237 | 0.039263 | 0.039283 | 0.039343 | 0.039459 | 0.039677 | 0.040072 | 0.040222 | 0.040375
PG&E | MM Therms | Agricultural | Agr - Post-Harvest Processing | ProcHeat | No | Ag Process Dry - O&M (High Cost) | 0.038246 | 0.038274 | 0.038295 | 0.038356 | 0.038409 | 0.038414 | 0.038483 | 0.038609 | 0.038826 | 0.039225 | 0.039382 | 0.039547
PG&E | MM Therms | Agricultural | Agr - Post-Harvest Processing | ProcHeat | No | Ag Process Dry - O&M (Low Cost) | 0.018875 | 0.018877 | 0.018879 | 0.018883 | 0.018891 | 0.018903 | 0.01893 | 0.018984 | 0.019087 | 0.019276 | 0.019346 | 0.019416
PG&E | MM Therms | Agricultural | Agr - Post-Harvest Processing | ProcHeat | No | Ag Process Dry - O&M (Mid Cost) | 0.029786 | 0.029796 | 0.029804 | 0.029825 | 0.029848 | 0.029861 | 0.029908 | 0.029998 | 0.030163 | 0.030465 | 0.03058 | 0.030698
PG&E | MM Therms | Agricultural | Agr - Post-Harvest Processing | MachDr | No | Ag Process Mtr - Equipment (High Cost) | 0.0028597 | 0.0028953 | 0.0029249 | 0.0029587 | 0.0029895 | 0.0030212 | 0.0030505 | 0.0030783 | 0.0031066 | 0.003131 | 0.0031523 | 0.003174
PG&E | MM Therms | Agricultural | Agr - Post-Harvest Processing | MachDr | No | Ag Process Mtr - Equipment (Mid Cost) | -0.013911 | -0.014042 | -0.014171 | -0.014303 | -0.014434 | -0.014566 | -0.014693 | -0.014813 | -0.014926 | -0.015029 | -0.015118 | -0.015208
PG&E | MM Therms | Agricultural | Agr - Wineries and Vineyards | SHW | No | Ag SHWC - Equipment (High Cost) | 7.542e-06 | 7.5423e-06 | 7.5428e-06 | 7.544e-06 | 7.5464e-06 | 7.5515e-06 | 7.562e-06 | 7.5834e-06 | 7.6247e-06 | 7.6997e-06 | 7.7275e-06 | 7.7554e-06
PG&E | MM Therms | Mining | Mining - Oil & Gas Extraction (Steam Enhancement) | OilGasExtract | No | Oil - Steam Boiler | 0.0020054 | 0.0020176 | 0.0020177 | 0.0020074 | 0.0019884 | 0.0019616 | 0.0019296 | 0.0018944 | 0.0018574 | 0.00182 | 0.0017829 | 0.0017468
PG&E | MM Therms | Mining | Mining - Oil & Gas Extraction (Steam Enhancement) | OilGasExtract | No | Oil - Steam Boiler Controls and Improvements | 0.0031605 | 0.0019872 | 0.0012145 | 0.001201 | 0.0011835 | 0.0011632 | 0.001142 | 0.0011207 | 0.0010995 | 0.0010786 | 0.001058 | 0.0010381
SCE | GWh | Industrial | Ind - Chemicals | HVAC | No | Ind HVAC - Equipment (Electric - High Cost) | 0.0093013 | 0.0087227 | 0.0082254 | 0.0077328 | 0.0072497 | 0.006794 | 0.0063752 | 0.0059703 | 0.0055965 | 0.0052407 | 0.0049045 | 0.0045903
SCE | GWh | Industrial | Ind - Chemicals | HVAC | No | Ind HVAC - Equipment (Electric - Low Cost) | 0.014493 | 0.013536 | 0.012751 | 0.011963 | 0.011203 | 0.010481 | 0.009818 | 0.0091861 | 0.0085971 | 0.0080436 | 0.0075213 | 0.0070334
SCE | GWh | Industrial | Ind - Chemicals | HVAC | No | Ind HVAC - Equipment (Electric - Mid Cost) | 0.0054012 | 0.0050478 | 0.004756 | 0.0044635 | 0.0041808 | 0.0039126 | 0.0036661 | 0.0034307 | 0.0032116 | 0.0030053 | 0.0028105 | 0.0026286
SCE | GWh | Industrial | Ind - Chemicals | HVAC | No | Ind HVAC - O&M (Electric - High Cost) | 0.014202 | 0.014224 | 0.014349 | 0.014422 | 0.014462 | 0.014496 | 0.014546 | 0.014573 | 0.01461 | 0.014637 | 0.014655 | 0.014675
SCE | GWh | Industrial | Ind - Chemicals | HVAC | No | Ind HVAC - O&M (Electric - Low Cost) | 0.36578 | 0.36565 | 0.3687 | 0.37024 | 0.37114 | 0.37168 | 0.37266 | 0.37322 | 0.37388 | 0.37444 | 0.37477 | 0.37514
SCE | GWh | Industrial | Ind - Chemicals | HVAC | No | Ind HVAC - O&M (Electric - Mid Cost) | 0.061624 | 0.061625 | 0.062147 | 0.062426 | 0.06259 | 0.062685 | 0.062862 | 0.062965 | 0.063083 | 0.063185 | 0.063249 | 0.06332
SCE | GWh | Industrial | Ind - Chemicals | Lighting | No | Ind Lighting - Equipment (High Cost) | 0.039913 | 0.037457 | 0.035301 | 0.033174 | 0.031077 | 0.029122 | 0.027319 | 0.025567 | 0.023959 | 0.022421 | 0.020968 | 0.01961
SCE | GWh | Industrial | Ind - Chemicals | Lighting | No | Ind Lighting - Equipment (Low Cost) | 0.081816 | 0.076341 | 0.071849 | 0.067342 | 0.063005 | 0.058894 | 0.055115 | 0.051519 | 0.048171 | 0.045028 | 0.042064 | 0.039299
SCE | GWh | Industrial | Ind - Chemicals | Lighting | No | Ind Lighting - Equipment (Mid Cost) | 0.20847 | 0.19471 | 0.1833 | 0.17188 | 0.16085 | 0.15042 | 0.14082 | 0.13166 | 0.12316 | 0.11514 | 0.10758 | 0.10053
SCE | GWh | Industrial | Ind - Chemicals | Lighting | No | Ind Lighting - O&M (High Cost) | 0.0019856 | 0.0018606 | 0.0018378 | 0.0017236 | 0.0015415 | 0.0015086 | 0.0014126 | 0.0013208 | 0.0012356 | 0.0011552 | 0.0010795 | 0.0010087
SCE | GWh | Industrial | Ind - Chemicals | Lighting | No | Ind Lighting - O&M (Low Cost) | 0.017213 | 0.01606 | 0.015115 | 0.014166 | 0.013253 | 0.012388 | 0.011593 | 0.010836 | 0.010132 | 0.0094704 | 0.0088469 | 0.0082652
SCE | GWh | Industrial | Ind - Chemicals | Lighting | No | Ind Lighting - O&M (Mid Cost) | 0.035592 | 0.033225 | 0.031273 | 0.029317 | 0.027432 | 0.025647 | 0.024006 | 0.022442 | 0.020987 | 0.019619 | 0.018329 | 0.017126
SCE | GWh | Industrial | Ind - Chemicals | ProcHeat | No | Ind ProcHeat - Equipment (Electric - High Cost) | 0.02291 | 0.023022 | 0.023244 | 0.0234 | 0.023487 | 0.023573 | 0.023687 | 0.02375 | 0.02384 | 0.023901 | 0.023947 | 0.023996
SCE | GWh | Industrial | Ind - Chemicals | ProcHeat | No | Ind ProcHeat - Equipment (Electric - Low Cost) | 0.045972 | 0.045961 | 0.046347 | 0.046543 | 0.046656 | 0.046728 | 0.046854 | 0.046926 | 0.047011 | 0.047082 | 0.047125 | 0.047173
SCE | GWh | Industrial | Ind - Chemicals | ProcHeat | No | Ind ProcHeat - Equipment (Electric - Mid Cost) | 0.0029823 | 0.0029837 | 0.0030093 | 0.003023 | 0.0030309 | 0.0030365 | 0.0030456 | 0.0030508 | 0.0030572 | 0.0030622 | 0.0030655 | 0.003069
SCE | GWh | Industrial | Ind - Chemicals | ProcRefrig | No | Ind ProcRefrig - O&M (High Cost) | 0.0021028 | 0.0021086 | 0.0021278 | 0.0021398 | 0.0021464 | 0.0021525 | 0.0021609 | 0.0021651 | 0.0021708 | 0.0021749 | 0.0021777 | 0.0021808
SCE | GWh | Industrial | Ind - Chemicals | ProcRefrig | No | Ind ProcRefrig - O&M (Low Cost) | 0.007733 | 0.0077304 | 0.0077951 | 0.0078276 | 0.0078465 | 0.0078581 | 0.007879 | 0.0078909 | 0.0079048 | 0.0079166 | 0.0079238 | 0.0079315
SCE | GWh | Industrial | Ind - Chemicals | ProcRefrig | No | Ind ProcRefrig - O&M (Mid Cost) | 0.093866 | 0.093887 | 0.094685 | 0.095106 | 0.095347 | 0.095512 | 0.095788 | 0.095945 | 0.096135 | 0.09629 | 0.096387 | 0.096492
SCE | GWh | Industrial | Ind - Chemicals | MachDr | No | Ind MachDr - Equipment (High Cost) | 0.12322 | 0.12379 | 0.12498 | 0.12579 | 0.12623 | 0.12669 | 0.12729 | 0.12761 | 0.12809 | 0.12841 | 0.12864 | 0.12889
SCE | GWh | Industrial | Ind - Chemicals | MachDr | No | Ind MachDr - Equipment (Low Cost) | 0.73014 | 0.72997 | 0.73609 | 0.73921 | 0.74101 | 0.74215 | 0.74415 | 0.74529 | 0.74664 | 0.74777 | 0.74846 | 0.74922
SCE | GWh | Industrial | Ind - Chemicals | MachDr | No | Ind MachDr - Equipment (Mid Cost) | 0.7107 | 0.71108 | 0.71717 | 0.72046 | 0.72234 | 0.72369 | 0.72588 | 0.72711 | 0.72864 | 0.72986 | 0.73064 | 0.73148
SCE | GWh | Industrial | Ind - Chemicals | MachDr | No | Ind MachDr - O&M (High Cost) | 0.058043 | 0.058115 | 0.058623 | 0.058911 | 0.059074 | 0.059203 | 0.0594 | 0.059509 | 0.059652 | 0.059759 | 0.059831 | 0.059908
SCE | GWh | Industrial | Ind - Chemicals | MachDr | No | Ind MachDr - O&M (Low Cost) | 2.0067 | 2.0061 | 2.0229 | 2.0313 | 2.0362 | 2.0393 | 2.0447 | 2.0478 | 2.0514 | 2.0545 | 2.0563 | 2.0584
SCE | GWh | Industrial | Ind - Chemicals | MachDr | No | Ind MachDr - O&M (Mid Cost) | 0.16094 | 0.161 | 0.16238 | 0.16311 | 0.16353 | 0.16382 | 0.16431 | 0.16458 | 0.16492 | 0.16519 | 0.16536 | 0.16554
SCE | GWh | Industrial | Ind - Electronics | HVAC | No | Ind HVAC - Equipment (Electric - High Cost) | 0.085963 | 0.080842 | 0.076267 | 0.071752 | 0.067287 | 0.06312 | 0.059277 | 0.055531 | 0.052095 | 0.048799 | 0.045683 | 0.042768
SCE | GWh | Industrial | Ind - Electronics | HVAC | No | Ind HVAC - Equipment (Electric - Low Cost) | 0.2859 | 0.26705 | 0.25158 | 0.23603 | 0.22104 | 0.20682 | 0.19374 | 0.18128 | 0.16966 | 0.15874 | 0.14844 | 0.13882
SCE | GWh | Industrial | Ind - Electronics | HVAC | No | Ind HVAC - Equipment (Electric - Mid Cost) | 0.088593 | 0.082845 | 0.078066 | 0.07328 | 0.068644 | 0.06426 | 0.060225 | 0.056364 | 0.052776 | 0.049391 | 0.046194 | 0.043208
SCE | GWh | Industrial | Ind - Electronics | HVAC | No | Ind HVAC - O&M (Electric - High Cost) | 0.013398 | 0.013416 | 0.013534 | 0.013604 | 0.013644 | 0.013672 | 0.013719 | 0.013745 | 0.013779 | 0.013805 | 0.013822 | 0.013841
SCE | GWh | Industrial | Ind - Electronics | HVAC | No | Ind HVAC - O&M (Electric - Low Cost) | 1.2333 | 1.2328 | 1.2432 | 1.2484 | 1.2514 | 1.2532 | 1.2566 | 1.2585 | 1.2607 | 1.2626 | 1.2637 | 1.265
SCE | GWh | Industrial | Ind - Electronics | HVAC | No | Ind HVAC - O&M (Electric - Mid Cost) | 0.12159 | 0.12164 | 0.12268 | 0.12324 | 0.12356 | 0.12378 | 0.12415 | 0.12436 | 0.12461 | 0.12482 | 0.12495 | 0.12509
SCE | GWh | Industrial | Ind - Electronics | Lighting | No | Ind Lighting - Equipment (High Cost) | 0.10382 | 0.097387 | 0.091771 | 0.086224 | 0.080766 | 0.07567 | 0.070971 | 0.066412 | 0.062226 | 0.058225 | 0.054447 | 0.050918
SCE | GWh | Industrial | Ind - Electronics | Lighting | No | Ind Lighting - Equipment (Low Cost) | 0.13976 | 0.13041 | 0.12273 | 0.11503 | 0.10763 | 0.1006 | 0.094148 | 0.088006 | 0.082286 | 0.076916 | 0.071854 | 0.06713
SCE | GWh | Industrial | Ind - Electronics | Lighting | No | Ind Lighting - Equipment (Mid Cost) | 0.67704 | 0.63244 | 0.59538 | 0.55832 | 0.52249 | 0.48864 | 0.4575 | 0.42775 | 0.40013 | 0.3741 | 0.34955 | 0.32664
SCE | GWh | Industrial | Ind - Electronics | Lighting | No | Ind Lighting - O&M (High Cost) | 0.0089544 | 0.0083973 | 0.0079126 | 0.0078794 | 0.0069625 | 0.0065225 | 0.0064594 | 0.0060399 | 0.0056508 | 0.0052836 | 0.0049373 | 0.0046141
SCE | GWh | Industrial | Ind - Electronics | Lighting | No | Ind Lighting - O&M (Low Cost) | 0.077831 | 0.072615 | 0.06834 | 0.06405 | 0.059924 | 0.056011 | 0.052415 | 0.048994 | 0.045808 | 0.042818 | 0.039999 | 0.037369
SCE | GWh | Industrial | Ind - Electronics | Lighting | No | Ind Lighting - O&M (Mid Cost) | 0.0028296 | 0.0026954 | 0.0025371 | 0.0023786 | 0.0022257 | 0.002081 | 0.0019479 | 0.0018211 | 0.0017031 | 0.0015921 | 0.0014875 | 0.0013899
SCE | GWh | Industrial | Ind - Electronics | ProcHeat | No | Ind ProcHeat - Equipment (Electric - Low Cost) | 0.045069 | 0.045054 | 0.045431 | 0.045622 | 0.045732 | 0.0458 | 0.045922 | 0.045992 | 0.046073 | 0.046142 | 0.046184 | 0.04623
SCE | GWh | Industrial | Ind - Electronics | ProcHeat | No | Ind ProcHeat - Equipment (Electric - Mid Cost) | 0.009524 | 0.0095257 | 0.0096065 | 0.009649 | 0.0096734 | 0.0096899 | 0.0097177 | 0.0097335 | 0.0097527 | 0.0097682 | 0.009778 | 0.0097886
SCE | GWh | Industrial | Ind - Electronics | ProcRefrig | No | Ind ProcRefrig - O&M (High Cost) | 0.008052 | 0.0080636 | 0.0081344 | 0.0081752 | 0.0081982 | 0.0082167 | 0.0082447 | 0.0082602 | 0.0082807 | 0.008296 | 0.0083063 | 0.0083172
SCE | GWh | Industrial | Ind - Electronics | ProcRefrig | No | Ind ProcRefrig - O&M (Low Cost) | 0.32206 | 0.32199 | 0.3247 | 0.32607 | 0.32687 | 0.32737 | 0.32826 | 0.32877 | 0.32936 | 0.32987 | 0.33017 | 0.3305
SCE | GWh | Industrial | Ind - Electronics | ProcRefrig | No | Ind ProcRefrig - O&M (Mid Cost) | 0.11489 | 0.11492 | 0.11589 | 0.11641 | 0.11671 | 0.11691 | 0.11725 | 0.11745 | 0.11768 | 0.11787 | 0.11799 | 0.11812
SCE | GWh | Industrial | Ind - Electronics | MachDr | No | Ind MachDr - Equipment (High Cost) | 0.048149 | 0.048559 | 0.049068 | 0.049474 | 0.049691 | 0.04993 | 0.050201 | 0.050346 | 0.050567 | 0.050708 | 0.050817 | 0.05093
SCE | GWh | Industrial | Ind - Electronics | MachDr | No | Ind MachDr - Equipment (Low Cost) | 0.31511 | 0.31503 | 0.31767 | 0.31901 | 0.31978 | 0.32027 | 0.32113 | 0.32162 | 0.32219 | 0.32268 | 0.32298 | 0.3233
SCE | GWh | Industrial | Ind - Electronics | MachDr | No | Ind MachDr - Equipment (Mid Cost) | 0.68762 | 0.68809 | 0.69401 | 0.69726 | 0.69911 | 0.70045 | 0.70262 | 0.70384 | 0.70537 | 0.70657 | 0.70735 | 0.70818
SCE | GWh | Industrial | Ind - Electronics | MachDr | No | Ind MachDr - O&M (High Cost) | 0.030595 | 0.030659 | 0.030929 | 0.031086 | 0.031175 | 0.031247 | 0.031355 | 0.031415 | 0.031495 | 0.031554 | 0.031594 | 0.031636
SCE | GWh | Industrial | Ind - Electronics | MachDr | No | Ind MachDr - O&M (Low Cost) | 1.6079 | 1.6074 | 1.6209 | 1.6277 | 1.6316 | 1.634 | 1.6384 | 1.6409 | 1.6438 | 1.6463 | 1.6477 | 1.6494
SCE | GWh | Industrial | Ind - Electronics | MachDr | No | Ind MachDr - O&M (Mid Cost) | 0.24344 | 0.2435 | 0.24557 | 0.24667 | 0.2473 | 0.24773 | 0.24845 | 0.24886 | 0.24935 | 0.24976 | 0.25001 | 0.25028
SCE | GWh | Industrial | Ind - Food | HVAC | No | Ind HVAC - Equipment (Electric - High Cost) | 0.050247 | 0.047344 | 0.044693 | 0.042099 | 0.039502 | 0.037087 | 0.034836 | 0.032638 | 0.030625 | 0.02869 | 0.02686 | 0.025149
SCE | GWh | Industrial | Ind - Food | HVAC | No | Ind HVAC - Equipment (Electric - Low Cost) | 0.058386 | 0.054529 | 0.051368 | 0.048191 | 0.045129 | 0.042224 | 0.039551 | 0.037006 | 0.034633 | 0.032403 | 0.030299 | 0.028334
SCE | GWh | Industrial | Ind - Food | HVAC | No | Ind HVAC - Equipment (Electric - Mid Cost) | 0.035707 | 0.033376 | 0.031447 | 0.02951 | 0.027638 | 0.02587 | 0.02424 | 0.022683 | 0.021236 | 0.019871 | 0.018583 | 0.01738
SCE | GWh | Industrial | Ind - Food | HVAC | No | Ind HVAC - O&M (Electric - High Cost) | 0.064336 | 0.06499 | 0.073002 | 0.073426 | 0.07366 | 0.073882 | 0.074187 | 0.074352 | 0.074587 | 0.074749 | 0.074866 | 0.074989
SCE | GWh | Industrial | Ind - Food | HVAC | No | Ind HVAC - O&M (Electric - Low Cost) | 0.35437 | 0.35423 | 0.35719 | 0.35868 | 0.35954 | 0.36006 | 0.36101 | 0.36155 | 0.36218 | 0.36272 | 0.36305 | 0.3634
SCE | GWh | Industrial | Ind - Food | HVAC | No | Ind HVAC - O&M (Electric - Mid Cost) | 0.10902 | 0.10905 | 0.10997 | 0.11046 | 0.11074 | 0.11093 | 0.11125 | 0.11143 | 0.11165 | 0.11183 | 0.11194 | 0.11206
SCE | GWh | Industrial | Ind - Food | Lighting | No | Ind Lighting - Equipment (High Cost) | 0.19121 | 0.17936 | 0.16902 | 0.15881 | 0.14876 | 0.13937 | 0.13072 | 0.12233 | 0.11462 | 0.10725 | 0.10029 | 0.093792
SCE | GWh | Industrial | Ind - Food | Lighting | No | Ind Lighting - Equipment (Low Cost) | 0.23502 | 0.21931 | 0.20641 | 0.19347 | 0.18101 | 0.16921 | 0.15836 | 0.14803 | 0.13841 | 0.12938 | 0.12087 | 0.11292
SCE | GWh | Industrial | Ind - Food | Lighting | No | Ind Lighting - Equipment (Mid Cost) | 0.57445 | 0.5366 | 0.50515 | 0.4737 | 0.4433 | 0.41458 | 0.38815 | 0.36291 | 0.33947 | 0.31739 | 0.29656 | 0.27712
SCE | GWh | Industrial | Ind - Food | Lighting | No | Ind Lighting - O&M (High Cost) | 0.0025055 | 0.002349 | 0.0023408 | 0.0021954 | 0.0019472 | 0.0018239 | 0.0017996 | 0.0016827 | 0.0015743 | 0.0014719 | 0.0013755 | 0.0012854
SCE | GWh | Industrial | Ind - Food | Lighting | No | Ind Lighting - O&M (Low Cost) | 0.10172 | 0.0949 | 0.089313 | 0.083706 | 0.078313 | 0.0732 | 0.0685 | 0.06403 | 0.059866 | 0.055958 | 0.052274 | 0.048837
SCE | GWh | Industrial | Ind - Food | Lighting | No | Ind Lighting - O&M (Mid Cost) | 0.0013613 | 0.0012709 | 0.0011963 | 0.0011215 | 0.0010494 | 0.00098117 | 0.00091843 | 0.00085862 | 0.00080299 | 0.00075067 | 0.00070134 | 0.00065531
SCE | GWh | Industrial | Ind - Food | ProcHeat | No | Ind ProcHeat - Equipment (Electric - High Cost) | 0.044992 | 0.044994 | 0.045379 | 0.045603 | 0.04574 | 0.045796 | 0.045928 | 0.046011 | 0.046096 | 0.046177 | 0.046228 | 0.046288
SCE | GWh | Industrial | Ind - Food | ProcHeat | No | Ind ProcHeat - Equipment (Electric - Low Cost) | 0.061013 | 0.061 | 0.061511 | 0.061772 | 0.061922 | 0.062017 | 0.062185 | 0.06228 | 0.062393 | 0.062488 | 0.062545 | 0.062608
SCE | GWh | Industrial | Ind - Food | ProcHeat | No | Ind ProcHeat - Equipment (Electric - Mid Cost) | 0.067645 | 0.06769 | 0.068276 | 0.068611 | 0.068808 | 0.068927 | 0.069142 | 0.069268 | 0.069416 | 0.069539 | 0.06962 | 0.06971
SCE | GWh | Industrial | Ind - Food | ProcRefrig | No | Ind ProcRefrig - Equipment (High Cost) | 0.052667 | 0.052872 | 0.053367 | 0.053695 | 0.053875 | 0.054055 | 0.054294 | 0.054424 | 0.054611 | 0.054738 | 0.054831 | 0.054928
SCE | GWh | Industrial | Ind - Food | ProcRefrig | No | Ind ProcRefrig - Equipment (Low Cost) | 8.9734e-05 | 8.9736e-05 | 9.0494e-05 | 9.0887e-05 | 9.1113e-05 | 9.1262e-05 | 9.1518e-05 | 9.1663e-05 | 9.1837e-05 | 9.1981e-05 | 9.207e-05 | 9.2167e-05
SCE | GWh | Industrial | Ind - Food | ProcRefrig | No | Ind ProcRefrig - Equipment (Mid Cost) | 0.016972 | 0.016994 | 0.017143 | 0.017228 | 0.017276 | 0.017314 | 0.017371 | 0.017404 | 0.017446 | 0.017477 | 0.017499 | 0.017521
SCE | GWh | Industrial | Ind - Food | ProcRefrig | No | Ind ProcRefrig - O&M (High Cost) | 0.088389 | 0.088629 | 0.089434 | 0.089935 | 0.090213 | 0.090467 | 0.090788 | 0.090964 | 0.0912 | 0.091373 | 0.091492 | 0.091618
SCE | GWh | Industrial | Ind - Food | ProcRefrig | No | Ind ProcRefrig - O&M (Low Cost) | 0.44303 | 0.44296 | 0.44668 | 0.44859 | 0.44969 | 0.45039 | 0.45162 | 0.45232 | 0.45315 | 0.45385 | 0.45427 | 0.45473
SCE | GWh | Industrial | Ind - Food | ProcRefrig | No | Ind ProcRefrig - O&M (Mid Cost) | 0.14393 | 0.144 | 0.14523 | 0.14589 | 0.14627 | 0.14654 | 0.14698 | 0.14723 | 0.14754 | 0.14778 | 0.14794 | 0.14811
SCE | GWh | Industrial | Ind - Food | MachDr | No | Ind MachDr - Equipment (High Cost) | 0.23693 | 0.2386 | 0.24096 | 0.24273 | 0.24373 | 0.24468 | 0.24597 | 0.24668 | 0.24771 | 0.2484 | 0.24894 | 0.24951
SCE | GWh | Industrial | Ind - Food | MachDr | No | Ind MachDr - Equipment (Low Cost) | 1.032 | 1.0317 | 1.0404 | 1.0448 | 1.0473 | 1.0489 | 1.0518 | 1.0534 | 1.0553 | 1.0569 | 1.0579 | 1.059
SCE | GWh | Industrial | Ind - Food | MachDr | No | Ind MachDr - Equipment (Mid Cost) | 1.0711 | 1.0717 | 1.0809 | 1.0859 | 1.0887 | 1.0908 | 1.0941 | 1.096 | 1.0983 | 1.1002 | 1.1013 | 1.1026
SCE | GWh | Industrial | Ind - Food | MachDr | No | Ind MachDr - O&M (High Cost) | 0.10956 | 0.1097 | 0.11066 | 0.11121 | 0.11152 | 0.11176 | 0.11214 | 0.11234 | 0.11261 | 0.11282 | 0.11295 | 0.1131
SCE | GWh | Industrial | Ind - Food | MachDr | No | Ind MachDr - O&M (Low Cost) | 3.1084 | 3.1074 | 3.1334 | 3.1465 | 3.1541 | 3.1588 | 3.1672 | 3.172 | 3.1776 | 3.1823 | 3.1852 | 3.1883
SCE | GWh | Industrial | Ind - Food | MachDr | No | Ind MachDr - O&M (Mid Cost) | 0.40872 | 0.40885 | 0.41233 | 0.41418 | 0.41524 | 0.41598 | 0.41719 | 0.41788 | 0.41873 | 0.41941 | 0.41984 | 0.4203
SCE | GWh | Industrial | Ind - Lumber & Furniture | HVAC | No | Ind HVAC - Equipment (Electric - High Cost) | 0.00024905 | 0.00023363 | 0.00022036 | 0.00020739 | 0.00019461 | 0.00018227 | 0.00017108 | 0.00016028 | 0.00015024 | 0.00014074 | 0.00013175 | 0.00012337
SCE | GWh | Industrial | Ind - Lumber & Furniture | HVAC | No | Ind HVAC - Equipment (Electric - Low Cost) | 0.003643 | 0.0034022 | 0.003205 | 0.0030066 | 0.0028156 | 0.0026343 | 0.0024675 | 0.0023087 | 0.0021606 | 0.0020215 | 0.0018902 | 0.0017676
SCE | GWh | Industrial | Ind - Lumber & Furniture | HVAC | No | Ind HVAC - Equipment (Electric - Mid Cost) | 0.0054416 | 0.0050862 | 0.0047923 | 0.0044975 | 0.0042126 | 0.0039427 | 0.0036944 | 0.0034572 | 0.0032366 | 0.0030287 | 0.0028324 | 0.0026491
SCE | GWh | Industrial | Ind - Lumber & Furniture | HVAC | No | Ind HVAC - O&M (Electric - High Cost) | 0.0021552 | 0.0021579 | 0.0021767 | 0.0021874 | 0.0021935 | 0.0021982 | 0.0022055 | 0.0022096 | 0.0022149 | 0.0022189 | 0.0022215 | 0.0022244
SCE | GWh | Industrial | Ind - Lumber & Furniture | HVAC | No | Ind HVAC - O&M (Electric - Low Cost) | 0.028852 | 0.028843 | 0.029085 | 0.029207 | 0.029278 | 0.029322 | 0.0294 | 0.029445 | 0.029497 | 0.029541 | 0.029568 | 0.029597
SCE | GWh | Industrial | Ind - Lumber & Furniture | HVAC | No | Ind HVAC - O&M (Electric - Mid Cost) | 0.0095247 | 0.0095255 | 0.0096063 | 0.0096493 | 0.0096743 | 0.0096897 | 0.0097173 | 0.0097332 | 0.0097519 | 0.0097676 | 0.0097774 | 0.0097883
SCE | GWh | Industrial | Ind - Lumber & Furniture | Lighting | No | Ind Lighting - Equipment (High Cost) | 0.031794 | 0.029839 | 0.028122 | 0.026429 | 0.024759 | 0.023201 | 0.021766 | 0.02037 | 0.01909 | 0.017864 | 0.016706 | 0.015625
SCE | GWh | Industrial | Ind - Lumber & Furniture | Lighting | No | Ind Lighting - Equipment (Low Cost) | 0.024321 | 0.022697 | 0.021362 | 0.020023 | 0.018734 | 0.017513 | 0.01639 | 0.015321 | 0.014326 | 0.013392 | 0.012511 | 0.011689
SCE | GWh | Industrial | Ind - Lumber & Furniture | Lighting | No | Ind Lighting - Equipment (Mid Cost) | 0.086747 | 0.081032 | 0.076283 | 0.071534 | 0.066944 | 0.062606 | 0.058617 | 0.054805 | 0.051266 | 0.047931 | 0.044786 | 0.04185
SCE | GWh | Industrial | Ind - Lumber & Furniture | Lighting | No | Ind Lighting - O&M (High Cost) | 0.00017898 | 0.00016847 | 0.00015889 | 0.00014952 | 0.00014017 | 0.00013146 | 0.00012337 | 0.00011547 | 0.00010825 | 0.00010131 | 0.00010181 | 9.5149e-05
SCE | GWh | Industrial | Ind - Lumber & Furniture | Lighting | No | Ind Lighting - O&M (Low Cost) | 0.0072995 | 0.0068104 | 0.0064095 | 0.0060072 | 0.0056202 | 0.0052533 | 0.004916 | 0.0045952 | 0.0042964 | 0.004016 | 0.0037516 | 0.0035049
SCE | GWh | Industrial | Ind - Lumber & Furniture | Lighting | No | Ind Lighting - O&M (Mid Cost) | 9.6909e-06 | 9.3064e-06 | 8.7605e-06 | 8.2141e-06 | 7.6865e-06 | 7.1875e-06 | 6.7287e-06 | 6.2908e-06 | 5.8839e-06 | 5.5008e-06 | 5.1396e-06 | 4.8025e-06
SCE | GWh | Industrial | Ind - Lumber & Furniture | MachDr | No | Ind MachDr - Equipment (High Cost) | 0.010112 | 0.0092745 | 0.0085441 | 0.0078524 | 0.007194 | 0.0065858 | 0.0060389 | 0.0055251 | 0.0050604 | 0.0046294 | 0.0042323 | 0.00387
SCE | GWh | Industrial | Ind - Lumber & Furniture | MachDr | No | Ind MachDr - Equipment (Low Cost) | 0.086005 | 0.078444 | 0.072163 | 0.066112 | 0.06046 | 0.055241 | 0.050532 | 0.04617 | 0.042197 | 0.038554 | 0.035204 | 0.032149
SCE | GWh | Industrial | Ind - Lumber & Furniture | MachDr | No | Ind MachDr - Equipment (Mid Cost) | 0.13893 | 0.12681 | 0.11668 | 0.10694 | 0.097812 | 0.0894 | 0.081806 | 0.074758 | 0.068345 | 0.062455 | 0.057038 | 0.052095
SCE | GWh | Industrial | Ind - Lumber & Furniture | MachDr | No | Ind MachDr - O&M (High Cost) | 0.006332 | 0.0063413 | 0.0063971 | 0.0064293 | 0.0064474 | 0.0064621 | 0.0064842 | 0.0064965 | 0.0065126 | 0.0065247 | 0.0065329 | 0.0065415
SCE | GWh | Industrial | Ind - Lumber & Furniture | MachDr | No | Ind MachDr - O&M (Low Cost) | 0.44144 | 0.44131 | 0.44501 | 0.44688 | 0.44796 | 0.44864 | 0.44984 | 0.45053 | 0.45133 | 0.45201 | 0.45242 | 0.45287
SCE | GWh | Industrial | Ind - Lumber & Furniture | MachDr | No | Ind MachDr - O&M (Mid Cost) | 0.1036 | 0.10362 | 0.1045 | 0.10497 | 0.10523 | 0.10542 | 0.10572 | 0.10589 | 0.10611 | 0.10628 | 0.10638 | 0.1065
SCE | GWh | Industrial | Ind - Machinery | HVAC | No | Ind HVAC - Equipment (Electric - High Cost) | 0.023367 | 0.022057 | 0.020835 | 0.019666 | 0.018481 | 0.017354 | 0.01633 | 0.015319 | 0.014394 | 0.0135 | 0.012652 | 0.011861
SCE | GWh | Industrial | Ind - Machinery | HVAC | No | Ind HVAC - Equipment (Electric - Low Cost) | 0.020568 | 0.019212 | 0.018099 | 0.01698 | 0.015902 | 0.014879 | 0.013938 | 0.013041 | 0.012205 | 0.01142 | 0.010678 | 0.009986
SCE | GWh | Industrial | Ind - Machinery | HVAC | No | Ind HVAC - Equipment (Electric - Mid Cost) | 0.025168 | 0.023529 | 0.022171 | 0.02081 | 0.019494 | 0.018246 | 0.017098 | 0.016002 | 0.014981 | 0.01402 | 0.013112 | 0.012264
SCE | GWh | Industrial | Ind - Machinery | HVAC | No | Ind HVAC - O&M (Electric - High Cost) | 0.0040001 | 0.0040048 | 0.0040398 | 0.0040597 | 0.004071 | 0.0040796 | 0.0040931 | 0.0041007 | 0.0041103 | 0.0041178 | 0.0041227 | 0.004128
SCE | GWh | Industrial | Ind - Machinery | HVAC | No | Ind HVAC - O&M (Electric - Low Cost) | 0.18086 | 0.1808 | 0.18231 | 0.18307 | 0.18351 | 0.18378 | 0.18427 | 0.18455 | 0.18487 | 0.18515 | 0.18531 | 0.18549
SCE | GWh | Industrial | Ind - Machinery | HVAC | No | Ind HVAC - O&M (Electric - Mid Cost) | 0.042435 | 0.042436 | 0.042797 | 0.042993 | 0.043109 | 0.043173 | 0.043295 | 0.043368 | 0.04345 | 0.043521 | 0.043566 | 0.043617
SCE | GWh | Industrial | Ind - Machinery | Lighting | No | Ind Lighting - Equipment (High Cost) | 0.07241 | 0.067907 | 0.063988 | 0.060114 | 0.056306 | 0.052748 | 0.049468 | 0.046289 | 0.043367 | 0.040577 | 0.037943 | 0.035482
SCE | GWh | Industrial | Ind - Machinery | Lighting | No | Ind Lighting - Equipment (Low Cost) | 0.038696 | 0.03611 | 0.033986 | 0.031855 | 0.029804 | 0.027861 | 0.026074 | 0.024374 | 0.02279 | 0.021304 | 0.019902 | 0.018594
SCE | GWh | Industrial | Ind - Machinery | Lighting | No | Ind Lighting - Equipment (Mid Cost) | 0.24389 | 0.22783 | 0.21448 | 0.20113 | 0.18822 | 0.17603 | 0.16481 | 0.15409 | 0.14414 | 0.13477 | 0.12592 | 0.11767
SCE | GWh | Industrial | Ind - Machinery | Lighting | No | Ind Lighting - O&M (Low Cost) | 0.029092 | 0.027143 | 0.025546 | 0.023942 | 0.0224 | 0.020938 | 0.019594 | 0.018315 | 0.017124 | 0.016007 | 0.014953 | 0.01397
SCE | GWh | Industrial | Ind - Machinery | Lighting | No | Ind Lighting - O&M (Mid Cost) | 0.0023985 | 0.0023492 | 0.0022116 | 0.002074 | 0.001941 | 0.0018153 | 0.0016997 | 0.0015892 | 0.0014866 | 0.0013899 | 0.0012987 | 0.0012136
SCE | GWh | Industrial | Ind - Machinery | ProcHeat | No | Ind ProcHeat - Equipment (Electric - High Cost) | 0.0034093 | 0.0034492 | 0.0034884 | 0.0035254 | 0.0035463 | 0.0035672 | 0.0035949 | 0.0036101 | 0.003633 | 0.0036477 | 0.0036599 | 0.003673
SCE | GWh | Industrial | Ind - Machinery | ProcHeat | No | Ind ProcHeat - Equipment (Electric - Low Cost) | 0.015637 | 0.015633 | 0.015764 | 0.015831 | 0.015869 | 0.015893 | 0.015936 | 0.015961 | 0.015989 | 0.016013 | 0.016028 | 0.016044
SCE | GWh | Industrial | Ind - Machinery | ProcHeat | No | Ind ProcHeat - Equipment (Electric - Mid Cost) | 0.0037984 | 0.0038007 | 0.0038334 | 0.0038511 | 0.0038612 | 0.0038685 | 0.0038803 | 0.003887 | 0.0038953 | 0.0039018 | 0.0039061 | 0.0039106
SCE | GWh | Industrial | Ind - Machinery | ProcRefrig | No | Ind ProcRefrig - O&M (High Cost) | 0.0063439 | 0.006353 | 0.0064088 | 0.0064409 | 0.006459 | 0.0064736 | 0.0064956 | 0.0065078 | 0.0065239 | 0.006536 | 0.0065441 | 0.0065527
SCE | GWh | Industrial | Ind - Machinery | ProcRefrig | No | Ind ProcRefrig - O&M (Low Cost) | 0.022946 | 0.02294 | 0.023132 | 0.02323 | 0.023286 | 0.023321 | 0.023384 | 0.02342 | 0.023462 | 0.023497 | 0.023519 | 0.023542
SCE | GWh | Industrial | Ind - Machinery | ProcRefrig | No | Ind ProcRefrig - O&M (Mid Cost) | 0.026516 | 0.026522 | 0.026747 | 0.026866 | 0.026934 | 0.026981 | 0.027059 | 0.027103 | 0.027157 | 0.027201 | 0.027228 | 0.027258
SCE | GWh | Industrial | Ind - Machinery | MachDr | No | Ind MachDr - Equipment (High Cost) | 0.020017 | 0.020189 | 0.020401 | 0.020574 | 0.020668 | 0.020769 | 0.020883 | 0.020944 | 0.021036 | 0.021096 | 0.021142 | 0.021191
SCE | GWh | Industrial | Ind - Machinery | MachDr | No | Ind MachDr - Equipment (Low Cost) | 0.19573 | 0.19569 | 0.19733 | 0.19817 | 0.19865 | 0.19896 | 0.1995 | 0.19981 | 0.20017 | 0.20047 | 0.20066 | 0.20086
SCE | GWh | Industrial | Ind - Machinery | MachDr | No | Ind MachDr - Equipment (Mid Cost) | 0.1381 | 0.1382 | 0.13939 | 0.14005 | 0.14044 | 0.1407 | 0.14113 | 0.14138 | 0.14169 | 0.14194 | 0.1421 | 0.14227
SCE | GWh | Industrial | Ind - Machinery | MachDr | No | Ind MachDr - O&M (High Cost) | 0.0022278 | 0.0022311 | 0.0022508 | 0.0022621 | 0.0022684 | 0.0022736 | 0.0022814 | 0.0022857 | 0.0022914 | 0.0022957 | 0.0022985 | 0.0023016
SCE | GWh | Industrial | Ind - Machinery | MachDr | No | Ind MachDr - O&M (Low Cost) | 0.76841 | 0.76818 | 0.77461 | 0.77787 | 0.77975 | 0.78092 | 0.78301 | 0.7842 | 0.7856 | 0.78678 | 0.78749 | 0.78827
SCE | GWh | Industrial | Ind - Machinery | MachDr | No | Ind MachDr - O&M (Mid Cost) | 0.11424 | 0.11427 | 0.11525 | 0.11576 | 0.11606 | 0.11626 | 0.1166 | 0.11679 | 0.11703 | 0.11722 | 0.11734 | 0.11747
SCE | GWh | Industrial | Ind - Metals (Fabricated) | HVAC | No | Ind HVAC - Equipment (Electric - High Cost) | 0.013044 | 0.012249 | 0.011555 | 0.010869 | 0.010192 | 0.0095577 | 0.0089735 | 0.0084058 | 0.0078837 | 0.0073843 | 0.0069122 | 0.006471
SCE | GWh | Industrial | Ind - Metals (Fabricated) | HVAC | No | Ind HVAC - Equipment (Electric - Low Cost) | 0.083426 | 0.07792 | 0.073404 | 0.068864 | 0.064488 | 0.060339 | 0.056522 | 0.052884 | 0.049494 | 0.046308 | 0.043301 | 0.040492
SCE | GWh | Industrial | Ind - Metals (Fabricated) | HVAC | No | Ind HVAC - Equipment (Electric - Mid Cost) | 0.049322 | 0.046099 | 0.043434 | 0.040762 | 0.03818 | 0.035733 | 0.033482 | 0.031332 | 0.029332 | 0.027448 | 0.025669 | 0.024008
SCE | GWh | Industrial | Ind - Metals (Fabricated) | HVAC | No | Ind HVAC - O&M (Electric - High Cost) | 0.013687 | 0.01496 | 0.015096 | 0.015177 | 0.015224 | 0.015257 | 0.01531 | 0.015341 | 0.015379 | 0.015409 | 0.01543 | 0.015452
SCE | GWh | Industrial | Ind - Metals (Fabricated) | HVAC | No | Ind HVAC - O&M (Electric - Low Cost) | 0.5667 | 0.56651 | 0.57124 | 0.57363 | 0.57502 | 0.57587 | 0.5774 | 0.57827 | 0.57929 | 0.58016 | 0.58068 | 0.58125
SCE | GWh | Industrial | Ind - Metals (Fabricated) | HVAC | No | Ind HVAC - O&M (Electric - Mid Cost) | 0.089287 | 0.089302 | 0.090061 | 0.090467 | 0.090703 | 0.090852 | 0.091113 | 0.091264 | 0.091442 | 0.091591 | 0.091685 | 0.091788
SCE | GWh | Industrial | Ind - Metals (Fabricated) | Lighting | No | Ind Lighting - Equipment (High Cost) | 0.18396 | 0.1726 | 0.16266 | 0.15285 | 0.14318 | 0.13416 | 0.12585 | 0.11777 | 0.11036 | 0.10327 | 0.096573 | 0.090318
SCE | GWh | Industrial | Ind - Metals (Fabricated) | Lighting | No | Ind Lighting - Equipment (Low Cost) | 0.19127 | 0.17848 | 0.16799 | 0.15745 | 0.14732 | 0.13771 | 0.12888 | 0.12047 | 0.11265 | 0.1053 | 0.098368 | 0.091904
SCE | GWh | Industrial | Ind - Metals (Fabricated) | Lighting | No | Ind Lighting - Equipment (Mid Cost) | 0.79791 | 0.74525 | 0.70156 | 0.65785 | 0.61562 | 0.5757 | 0.53899 | 0.50393 | 0.47136 | 0.44069 | 0.41176 | 0.38477
SCE | GWh | Industrial | Ind - Metals (Fabricated) | Lighting | No | Ind Lighting - O&M (High Cost) | 0.0040016 | 0.0037505 | 0.003718 | 0.003487 | 0.0031079 | 0.0030522 | 0.002858 | 0.0026723 | 0.0025 | 0.0023374 | 0.0021842 | 0.0020411
SCE | GWh | Industrial | Ind - Metals (Fabricated) | Lighting | No | Ind Lighting - O&M (Low Cost) | 0.077963 | 0.072739 | 0.068457 | 0.064159 | 0.060026 | 0.056106 | 0.052504 | 0.049078 | 0.045886 | 0.042891 | 0.040067 | 0.037433
SCE | GWh | Industrial | Ind - Metals (Fabricated) | Lighting | No | Ind Lighting - O&M (Mid Cost) | 0.017222 | 0.016075 | 0.015131 | 0.014184 | 0.013272 | 0.012408 | 0.011614 | 0.010857 | 0.010153 | 0.0094913 | 0.0088673 | 0.008285
SCE | GWh | Industrial | Ind - Metals (Fabricated) | ProcHeat | No | Ind ProcHeat - Equipment (Electric - High Cost) | 0.00026148 | 0.00024446 | 0.00023041 | 0.00021656 | 0.00020311 | 0.00018991 | 0.00017801 | 0.00016666 | 0.00015602 | 0.00014606 | 0.00013665 | 0.00012789
SCE | GWh | Industrial | Ind - Metals (Fabricated) | ProcHeat | No | Ind ProcHeat - Equipment (Electric - Low Cost) | 0.13689 | 0.12783 | 0.12042 | 0.11297 | 0.10579 | 0.098976 | 0.092709 | 0.086741 | 0.081176 | 0.075949 | 0.071016 | 0.066408
SCE | GWh | Industrial | Ind - Metals (Fabricated) | ProcHeat | No | Ind ProcHeat - Equipment (Electric - Mid Cost) | 0.012938 | 0.012095 | 0.011396 | 0.010696 | 0.010019 | 0.0093779 | 0.008788 | 0.008224 | 0.0076996 | 0.0072053 | 0.0067386 | 0.0063027
SCE | GWh | Industrial | Ind - Metals (Fabricated) | ProcHeat | No | Ind ProcHeat - O&M (Electric - High Cost) | 0.15222 | 0.15264 | 0.15403 | 0.15489 | 0.15537 | 0.15581 | 0.15639 | 0.15669 | 0.1571 | 0.1574 | 0.15761 | 0.15782
SCE | GWh | Industrial | Ind - Metals (Fabricated) | ProcHeat | No | Ind ProcHeat - O&M (Electric - Low Cost) | 0.1277 | 0.12768 | 0.12875 | 0.1293 | 0.12961 | 0.12981 | 0.13017 | 0.13037 | 0.13061 | 0.1308 | 0.13093 | 0.13106
SCE | GWh | Industrial | Ind - Metals (Fabricated) | ProcHeat | No | Ind ProcHeat - O&M (Electric - Mid Cost) | 0.0097561 | 0.00976 | 0.0098434 | 0.0098879 | 0.0099133 | 0.0099313 | 0.0099607 | 0.0099773 | 0.0099979 | 0.010014 | 0.010025 | 0.010036
SCE | GWh | Industrial | Ind - Metals (Fabricated) | ProcRefrig | No | Ind ProcRefrig - O&M (High Cost) | 0.00055408 | 0.00055577 | 0.00056087 | 0.00056409 | 0.00056588 | 0.00056756 | 0.00056987 | 0.00057113 | 0.00057291 | 0.00057414 | 0.00057503 | 0.00057596
SCE | GWh | Industrial | Ind - Metals (Fabricated) | ProcRefrig | No | Ind ProcRefrig - O&M (Low Cost) | 0.036365 | 0.036354 | 0.036658 | 0.036811 | 0.0369 | 0.036955 | 0.037054 | 0.03711 | 0.037176 | 0.037231 | 0.037265 | 0.037302
SCE | GWh | Industrial | Ind - Metals (Fabricated) | ProcRefrig | No | Ind ProcRefrig - O&M (Mid Cost) | 0.047896 | 0.047921 | 0.048331 | 0.048553 | 0.048679 | 0.04877 | 0.048917 | 0.049 | 0.049103 | 0.049185 | 0.049237 | 0.049294
SCE | GWh | Industrial | Ind - Metals (Fabricated) | MachDr | No | Ind MachDr - Equipment (High Cost) | 0.10846 | 0.099452 | 0.091608 | 0.084156 | 0.077073 | 0.070565 | 0.064695 | 0.059181 | 0.054199 | 0.049575 | 0.045316 | 0.04143
SCE | GWh | Industrial | Ind - Metals (Fabricated) | MachDr | No | Ind MachDr - Equipment (Low Cost) | 0.40773 | 0.37187 | 0.3421 | 0.31341 | 0.28661 | 0.26187 | 0.23954 | 0.21886 | 0.20002 | 0.18275 | 0.16688 | 0.15239
SCE | GWh | Industrial | Ind - Metals (Fabricated) | MachDr | No | Ind MachDr - Equipment (Mid Cost) | 0.52845 | 0.48236 | 0.44382 | 0.40675 | 0.37204 | 0.34004 | 0.31115 | 0.28434 | 0.25994 | 0.23754 | 0.21693 | 0.19813
SCE | GWh | Industrial | Ind - Metals (Fabricated) | MachDr | No | Ind MachDr - O&M (High Cost) | 0.074755 | 0.074859 | 0.075516 | 0.075892 | 0.076105 | 0.076275 | 0.076533 | 0.076677 | 0.076865 | 0.077006 | 0.077101 | 0.077202
SCE | GWh | Industrial | Ind - Metals (Fabricated) | MachDr | No | Ind MachDr - O&M (Low Cost) | 3.6146 | 3.6135 | 3.6437 | 3.659 | 3.6678 | 3.6733 | 3.6831 | 3.6887 | 3.6953 | 3.7008 | 3.7042 | 3.7078
SCE | GWh | Industrial | Ind - Metals (Fabricated) | MachDr | No | Ind MachDr - O&M (Mid Cost) | 0.44197 | 0.44211 | 0.44587 | 0.44787 | 0.44902 | 0.44981 | 0.45113 | 0.45188 | 0.45279 | 0.45353 | 0.45399 | 0.4545
SCE | GWh | Industrial | Ind - Metals (Primary) | HVAC | No | Ind HVAC - Equipment (Electric - High Cost) | 0.0002071 | 0.00019593 | 0.00018513 | 0.0001747 | 0.00016407 | 0.00015436 | 0.00014536 | 0.00013636 | 0.00012825 | 0.00012029 | 0.00011274 | 0.00010568
SCE | GWh | Industrial | Ind - Metals (Primary) | HVAC | No | Ind HVAC - Equipment (Electric - Low Cost) | 0.013904 | 0.012988 | 0.012235 | 0.011479 | 0.01075 | 0.010059 | 0.0094227 | 0.0088165 | 0.0082516 | 0.0077206 | 0.0072194 | 0.0067514
SCE | GWh | Industrial | Ind - Metals (Primary) | HVAC | No | Ind HVAC - Equipment (Electric - Mid Cost) | 0.0086828 | 0.0081158 | 0.0076463 | 0.0071728 | 0.0067155 | 0.0062877 | 0.0058914 | 0.0055122 | 0.0051607 | 0.0048285 | 0.0045151 | 0.0042219
SCE | GWh | Industrial | Ind - Metals (Primary) | HVAC | No | Ind HVAC - O&M (Electric - Low Cost) | 0.070873 | 0.07085 | 0.071443 | 0.071742 | 0.071915 | 0.072022 | 0.072214 | 0.072324 | 0.072451 | 0.07256 | 0.072626 | 0.072697
SCE | GWh | Industrial | Ind - Metals (Primary) | HVAC | No | Ind HVAC - O&M (Electric - Mid Cost) | 0.025904 | 0.025909 | 0.026129 | 0.026245 | 0.026311 | 0.026357 | 0.026432 | 0.026475 | 0.026528 | 0.02657 | 0.026597 | 0.026626
SCE | GWh | Industrial | Ind - Metals (Primary) | Lighting | No | Ind Lighting - Equipment (High Cost) | 0.034086 | 0.031958 | 0.030112 | 0.028286 | 0.026493 | 0.024816 | 0.023271 | 0.021774 | 0.020398 | 0.019085 | 0.017845 | 0.016687
SCE | GWh | Industrial | Ind - Metals (Primary) | Lighting | No | Ind Lighting - Equipment (Low Cost) | 0.091125 | 0.085028 | 0.080024 | 0.075004 | 0.070173 | 0.065595 | 0.061386 | 0.057381 | 0.053652 | 0.050151 | 0.04685 | 0.04377
SCE | GWh | Industrial | Ind - Metals (Primary) | Lighting | No | Ind Lighting - Equipment (Mid Cost) | 0.23396 | 0.21851 | 0.2057 | 0.19288 | 0.18049 | 0.16879 | 0.15802 | 0.14774 | 0.13819 | 0.12919 | 0.12071 | 0.1128
SCE | GWh | Industrial | Ind - Metals (Primary) | Lighting | No | Ind Lighting - O&M (High Cost) | 0.00063035 | 0.00059318 | 0.0005594 | 0.00052611 | 0.00049293 | 0.00046205 | 0.00043356 | 0.0004058 | 0.00038038 | 0.00038172 | 0.00035672 | 0.0003334
SCE | GWh | Industrial | Ind - Metals (Primary) | Lighting | No | Ind Lighting - O&M (Low Cost) | 0.035104 | 0.03275 | 0.030822 | 0.028886 | 0.027025 | 0.02526 | 0.023638 | 0.022095 | 0.020658 | 0.019309 | 0.018038 | 0.016852
SCE | GWh | Industrial | Ind - Metals (Primary) | Lighting | No | Ind Lighting - O&M (Mid Cost) | 0.00097009 | 0.00094127 | 0.0008861 | 0.0008309 | 0.00077757 | 0.00072716 | 0.0006808 | 0.00063652 | 0.00059539 | 0.00055665 | 0.00052012 | 0.00048602
SCE | GWh | Industrial | Ind - Metals (Primary) | ProcHeat | No | Ind ProcHeat - Equipment (Electric - High Cost) | 0.031573 | 0.029587 | 0.027897 | 0.026231 | 0.024599 | 0.023036 | 0.021611 | 0.020239 | 0.018965 | 0.017759 | 0.01662 | 0.015557
SCE | GWh | Industrial | Ind - Metals (Primary) | ProcHeat | No | Ind ProcHeat - Equipment (Electric - Low Cost) | 0.029862 | 0.027888 | 0.026271 | 0.024645 | 0.023079 | 0.021593 | 0.020225 | 0.018924 | 0.01771 | 0.016569 | 0.015493 | 0.014488
SCE | GWh | Industrial | Ind - Metals (Primary) | ProcHeat | No | Ind ProcHeat - Equipment (Electric - Mid Cost) | 0.0044426 | 0.0041529 | 0.003913 | 0.0036727 | 0.0034402 | 0.0032199 | 0.0030173 | 0.0028236 | 0.0026435 | 0.0024738 | 0.0023136 | 0.0021639
SCE | GWh | Industrial | Ind - Metals (Primary) | ProcHeat | No | Ind ProcHeat - O&M (Electric - Low Cost) | 0.25747 | 0.25736 | 0.25951 | 0.26059 | 0.26121 | 0.26159 | 0.26228 | 0.26267 | 0.26312 | 0.26351 | 0.26375 | 0.264
SCE | GWh | Industrial | Ind - Metals (Primary) | ProcHeat | No | Ind ProcHeat - O&M (Electric - Mid Cost) | 0.0035372 | 0.0035374 | 0.0035675 | 0.0035844 | 0.0035945 | 0.0035994 | 0.0036097 | 0.003616 | 0.0036227 | 0.0036288 | 0.0036327 | 0.0036371
SCE | GWh | Industrial | Ind - Metals (Primary) | MachDr | No | Ind MachDr - Equipment (High Cost) | 0.048348 | 0.044333 | 0.040835 | 0.037507 | 0.034344 | 0.03145 | 0.028833 | 0.026374 | 0.024154 | 0.022092 | 0.020194 | 0.01846
SCE | GWh | Industrial | Ind - Metals (Primary) | MachDr | No | Ind MachDr - Equipment (Low Cost) | 0.19776 | 0.18038 | 0.16594 | 0.15203 | 0.13903 | 0.12703 | 0.1162 | 0.10617 | 0.097036 | 0.088659 | 0.080957 | 0.07393
SCE | GWh | Industrial | Ind - Metals (Primary) | MachDr | No | Ind MachDr - Equipment (Mid Cost) | 0.16472 | 0.15039 | 0.13838 | 0.12683 | 0.11602 | 0.10605 | 0.097048 | 0.088689 | 0.081088 | 0.074102 | 0.067677 | 0.061814
SCE | GWh | Industrial | Ind - Metals (Primary) | MachDr | No | Ind MachDr - O&M (High Cost) | 0.0034545 | 0.0034595 | 0.0034899 | 0.0035074 | 0.0035172 | 0.0035252 | 0.0035372 | 0.0035438 | 0.0035526 | 0.0035591 | 0.0035636 | 0.0035683
SCE | GWh | Industrial | Ind - Metals (Primary) | MachDr | No | Ind MachDr - O&M (Low Cost) | 0.88233 | 0.88205 | 0.88943 | 0.89316 | 0.89531 | 0.89665 | 0.89904 | 0.9004 | 0.902 | 0.90335 | 0.90417 | 0.90506
SCE | GWh | Industrial | Ind - Metals (Primary) | MachDr | No | Ind MachDr - O&M (Mid Cost) | 0.1024 | 0.10242 | 0.10329 | 0.10375 | 0.10401 | 0.10419 | 0.10449 | 0.10466 | 0.10487 | 0.10503 | 0.10514 | 0.10525
SCE | GWh | Industrial | Ind - Other | HVAC | No | Ind HVAC - Equipment (Electric - High Cost) | 0.0048999 | 0.0046197 | 0.0043617 | 0.0041097 | 0.0038567 | 0.0036232 | 0.0034073 | 0.0031941 | 0.0030003 | 0.0028118 | 0.0026327 | 0.0024652
SCE | GWh | Industrial | Ind - Other | HVAC | No | Ind HVAC - Equipment (Electric - Low Cost) | 0.011228 | 0.010488 | 0.009881 | 0.0092707 | 0.0086821 | 0.0081239 | 0.0076104 | 0.0071209 | 0.0066648 | 0.006236 | 0.0058313 | 0.0054533
SCE | GWh | Industrial | Ind - Other | HVAC | No | Ind HVAC - Equipment (Electric - Mid Cost) | 0.024408 | 0.022812 | 0.021494 | 0.020171 | 0.018893 | 0.017682 | 0.016568 | 0.015504 | 0.014514 | 0.013582 | 0.012702 | 0.01188
SCE | GWh | Industrial | Ind - Other | HVAC | No | Ind HVAC - O&M (Electric - High Cost) | 0.008998 | 0.0090847 | 0.010133 | 0.010191 | 0.010223 | 0.010253 | 0.010294 | 0.010317 | 0.010349 | 0.010371 | 0.010387 | 0.010404
SCE | GWh | Industrial | Ind - Other | HVAC | No | Ind HVAC - O&M (Electric - Low Cost) | 0.12283 | 0.12279 | 0.12382 | 0.12434 | 0.12464 | 0.12483 | 0.12516 | 0.12535 | 0.12557 | 0.12576 | 0.12588 | 0.126
SCE | GWh | Industrial | Ind - Other | HVAC | No | Ind HVAC - O&M (Electric - Mid Cost) | 0.0028869 | 0.0028884 | 0.0029131 | 0.0029265 | 0.0029341 | 0.0029395 | 0.0029484 | 0.0029533 | 0.0029596 | 0.0029645 | 0.0029676 | 0.002971
SCE | GWh | Industrial | Ind - Other | Lighting | No | Ind Lighting - Equipment (High Cost) | 0.058028 | 0.054396 | 0.051251 | 0.048138 | 0.045084 | 0.042227 | 0.039594 | 0.037046 | 0.034702 | 0.032466 | 0.030356 | 0.028385
SCE | GWh | Industrial | Ind - Other | Lighting | No | Ind Lighting - Equipment (Low Cost) | 0.052024 | 0.048547 | 0.045691 | 0.042826 | 0.040069 | 0.037456 | 0.035054 | 0.032768 | 0.030639 | 0.02864 | 0.026756 | 0.024997
SCE | GWh | Industrial | Ind - Other | Lighting | No | Ind Lighting - Equipment (Mid Cost) | 0.19053 | 0.17798 | 0.16755 | 0.15712 | 0.14704 | 0.13751 | 0.12875 | 0.12038 | 0.1126 | 0.10528 | 0.098369 | 0.091922
SCE | GWh | Industrial | Ind - Other | Lighting | No | Ind Lighting - O&M (High Cost) | 0.00058814 | 0.00055301 | 0.00052123 | 0.00048992 | 0.000459 | 0.0004302 | 0.00040364 | 0.00037778 | 0.00035409 | 0.00035431 | 0.00033111 | 0.00030945
SCE | GWh | Industrial | Ind - Other | Lighting | No | Ind Lighting - O&M (Low Cost) | 0.067061 | 0.062567 | 0.058883 | 0.055186 | 0.05163 | 0.048259 | 0.04516 | 0.042213 | 0.039468 | 0.036891 | 0.034462 | 0.032196
SCE | GWh | Industrial | Ind - Other | Lighting | No | Ind Lighting - O&M (Mid Cost) | 0.00089923 | 0.00083953 | 0.00079023 | 0.00074085 | 0.00069323 | 0.00064816 | 0.00060671 | 0.0005672 | 0.00053045 | 0.00049589 | 0.00046331 | 0.0004329
SCE | GWh | Industrial | Ind - Other | MachDr | No | Ind MachDr - Equipment (High Cost) | 0.073413 | 0.073728 | 0.074426 | 0.0749 | 0.075161 | 0.075421 | 0.075768 | 0.075956 | 0.076228 | 0.076412 | 0.076548 | 0.076691
SCE | GWh | Industrial | Ind - Other | MachDr | No | Ind MachDr - Equipment (Low Cost) | 0.30585 | 0.30575 | 0.30831 | 0.3096 | 0.31035 | 0.31082 | 0.31164 | 0.31212 | 0.31267 | 0.31314 | 0.31343 | 0.31374
SCE | GWh | Industrial | Ind - Other | MachDr | No | Ind MachDr - Equipment (Mid Cost) | 0.28277 | 0.28297 | 0.28541 | 0.28674 | 0.2875 | 0.28806 | 0.28895 | 0.28945 | 0.29008 | 0.29057 | 0.29089 | 0.29123
SCE | GWh | Industrial | Ind - Other | MachDr | No | Ind MachDr - O&M (High Cost) | 0.0093046 | 0.0093162 | 0.0093976 | 0.0094438 | 0.0094699 | 0.0094905 | 0.0095221 | 0.0095396 | 0.0095624 | 0.0095797 | 0.0095912 | 0.0096035
SCE | GWh | Industrial | Ind - Other | MachDr | No | Ind MachDr - O&M (Low Cost) | 0.53356 | 0.53339 | 0.53785 | 0.54011 | 0.54141 | 0.54222 | 0.54366 | 0.54449 | 0.54545 | 0.54627 | 0.54677 | 0.54731
SCE | GWh | Industrial | Ind - Other | MachDr | No | Ind MachDr - O&M (Mid Cost) | 0.13794 | 0.13799 | 0.13917 | 0.1398 | 0.14016 | 0.14042 | 0.14084 | 0.14107 | 0.14136 | 0.1416 | 0.14174 | 0.1419
SCE | GWh | Industrial | Ind - Paper | HVAC | No | Ind HVAC - Equipment (Electric - High Cost) | 0.00078728 | 0.00074398 | 0.00070281 | 0.0006629 | 0.00062241 | 0.0005853 | 0.00055093 | 0.00051669 | 0.00048578 | 0.00045552 | 0.00042687 | 0.00040004
SCE | GWh | Industrial | Ind - Paper | HVAC | No | Ind HVAC - Equipment (Electric - Low Cost) | 0.020723 | 0.019354 | 0.018233 | 0.017105 | 0.016019 | 0.014988 | 0.014039 | 0.013136 | 0.012294 | 0.011502 | 0.010756 | 0.010058
SCE | GWh | Industrial | Ind - Paper | HVAC | No | Ind HVAC - Equipment (Electric - Mid Cost) | 0.0071192 | 0.0066527 | 0.0062682 | 0.0058837 | 0.005512 | 0.0051573 | 0.0048323 | 0.0045223 | 0.0042331 | 0.0039614 | 0.0037048 | 0.0034653
SCE | GWh | Industrial | Ind - Paper | HVAC | No | Ind HVAC - O&M (Electric - High Cost) | 0.001542 | 0.001544 | 0.0015575 | 0.0015652 | 0.0015696 | 0.001573 | 0.0015783 | 0.0015812 | 0.0015851 | 0.0015879 | 0.0015899 | 0.0015919
SCE | GWh | Industrial | Ind - Paper | HVAC | No | Ind HVAC - O&M (Electric - Low Cost) | 0.08973 | 0.089702 | 0.090453 | 0.090833 | 0.091054 | 0.091189 | 0.091432 | 0.091572 | 0.091734 | 0.091872 | 0.091956 | 0.092047
SCE | GWh | Industrial | Ind - Paper | HVAC | No | Ind HVAC - O&M (Electric - Mid Cost) | 0.015336 | 0.015341 | 0.015472 | 0.015541 | 0.015581 | 0.015608 | 0.015654 | 0.01568 | 0.015712 | 0.015737 | 0.015754 | 0.015771
SCE | GWh | Industrial | Ind - Paper | Lighting | No | Ind Lighting - Equipment (High Cost) | 0.034114 | 0.031989 | 0.030142 | 0.028316 | 0.026521 | 0.024844 | 0.023299 | 0.021801 | 0.020424 | 0.019109 | 0.017868 | 0.016709
SCE | GWh | Industrial | Ind - Paper | Lighting | No | Ind Lighting - Equipment (Low Cost) | 0.028293 | 0.026403 | 0.02485 | 0.023293 | 0.021793 | 0.020372 | 0.019066 | 0.017823 | 0.016665 | 0.015578 | 0.014553 | 0.013597
SCE | GWh | Industrial | Ind - Paper | Lighting | No | Ind Lighting - Equipment (Mid Cost) | 0.18371 | 0.17159 | 0.16153 | 0.15146 | 0.14174 | 0.13255 | 0.12409 | 0.11602 | 0.10852 | 0.10146 | 0.0948 | 0.088585
SCE | GWh | Industrial | Ind - Paper | Lighting | No | Ind Lighting - O&M (Low Cost) | 0.012745 | 0.011891 | 0.011191 | 0.010488 | 0.0098123 | 0.0091717 | 0.0085828 | 0.0080227 | 0.007501 | 0.0070114 | 0.0065498 | 0.0061191
SCE | GWh | Industrial | Ind - Paper | Lighting | No | Ind Lighting - O&M (Mid Cost) | 0.00071545 | 0.00068422 | 0.00064407 | 0.00060386 | 0.00056506 | 0.00052836 | 0.00049461 | 0.00046241 | 0.00043248 | 0.00040431 | 0.00037776 | 0.00035297
SCE | GWh | Industrial | Ind - Paper | MachDr | No | Ind MachDr - Equipment (High Cost) | 0.050913 | 0.046626 | 0.042934 | 0.039408 | 0.036072 | 0.033016 | 0.030253 | 0.027665 | 0.025325 | 0.023157 | 0.021161 | 0.019339
SCE | GWh | Industrial | Ind - Paper | MachDr | No | Ind MachDr - Equipment (Low Cost) | 0.11017 | 0.10048 | 0.092436 | 0.084686 | 0.077446 | 0.070761 | 0.064728 | 0.059142 | 0.054052 | 0.049386 | 0.045095 | 0.041181
SCE | GWh | Industrial | Ind - Paper | MachDr | No | Ind MachDr - Equipment (Mid Cost) | 0.22653 | 0.20681 | 0.19029 | 0.17441 | 0.15953 | 0.14582 | 0.13344 | 0.12195 | 0.11149 | 0.10189 | 0.093053 | 0.084991
SCE | GWh | Industrial | Ind - Paper | MachDr | No | Ind MachDr - O&M (High Cost) | 0.0067352 | 0.0067426 | 0.0068013 | 0.0068344 | 0.006853 | 0.0068676 | 0.00689 | 0.0069025 | 0.0069186 | 0.006931 | 0.0069391 | 0.0069478
SCE | GWh | Industrial | Ind - Paper | MachDr | No | Ind MachDr - O&M (Low Cost) | 0.78391 | 0.78366 | 0.79021 | 0.79352 | 0.79543 | 0.79662 | 0.79874 | 0.79995 | 0.80136 | 0.80256 | 0.80329 | 0.80408
SCE | GWh | Industrial | Ind - Paper | MachDr | No | Ind MachDr - O&M (Mid Cost) | 0.081496 | 0.081522 | 0.082217 | 0.082586 | 0.082797 | 0.082944 | 0.083187 | 0.083324 | 0.083493 | 0.083629 | 0.083715 | 0.083807
SCE | GWh | Industrial | Ind - Petroleum | Lighting | No | Ind Lighting - Equipment (High Cost) | 0.048359 | 0.045364 | 0.042748 | 0.040165 | 0.037622 | 0.035249 | 0.033061 | 0.030937 | 0.028988 | 0.027124 | 0.025364 | 0.02372
SCE | GWh | Industrial | Ind - Petroleum | Lighting | No | Ind Lighting - Equipment (Low Cost) | 0.096539 | 0.090078 | 0.084777 | 0.079458 | 0.07434 | 0.069489 | 0.06503 | 0.060788 | 0.056836 | 0.053127 | 0.049631 | 0.046368
SCE | GWh | Industrial | Ind - Petroleum | Lighting | No | Ind Lighting - Equipment (Mid Cost) | 0.077141 | 0.072036 | 0.067809 | 0.063578 | 0.059494 | 0.055631 | 0.052079 | 0.048689 | 0.045539 | 0.042574 | 0.039778 | 0.037168
SCE | GWh | Industrial | Ind - Petroleum | MachDr | No | Ind MachDr - Equipment (High Cost) | 0.17162 | 0.15732 | 0.1449 | 0.13307 | 0.12184 | 0.11156 | 0.10227 | 0.093543 | 0.085663 | 0.078346 | 0.07161 | 0.065458
SCE | GWh | Industrial | Ind - Petroleum | MachDr | No | Ind MachDr - Equipment (Low Cost) | 0.90683 | 0.8271 | 0.76088 | 0.69707 | 0.63747 | 0.58245 | 0.53279 | 0.4868 | 0.44491 | 0.4065 | 0.37118 | 0.33896
SCE | GWh | Industrial | Ind - Petroleum | MachDr | No | Ind MachDr - Equipment (Mid Cost) | 0.74176 | 0.67718 | 0.6231 | 0.5711 | 0.52238 | 0.47749 | 0.43696 | 0.39932 | 0.36509 | 0.33363 | 0.3047 | 0.2783
SCE | GWh | Industrial | Ind - Petroleum | MachDr | No | Ind MachDr - O&M (High Cost) | 0.063366 | 0.063536 | 0.064113 | 0.064471 | 0.06467 | 0.064839 | 0.065067 | 0.065194 | 0.065362 | 0.065486 | 0.065571 | 0.065661
SCE | GWh | Industrial | Ind - Petroleum | MachDr | No | Ind MachDr - O&M (Low Cost) | 3.6974 | 3.6962 | 3.7271 | 3.7427 | 3.7518 | 3.7574 | 3.7674 | 3.7731 | 3.7798 | 3.7854 | 3.7889 | 3.7926
SCE | GWh | Industrial | Ind - Petroleum | MachDr | No | Ind MachDr - O&M (Mid Cost) | 0.49195 | 0.49208 | 0.49627 | 0.49849 | 0.49976 | 0.50064 | 0.5021 | 0.50292 | 0.50393 | 0.50475 | 0.50526 | 0.50582
SCE | GWh | Industrial | Ind - Plastics | HVAC | No | Ind HVAC - Equipment (Electric - High Cost) | 0.0012754 | 0.0011981 | 0.0011302 | 0.0010632 | 0.00099695 | 0.00093515 | 0.00087811 | 0.00082257 | 0.00077161 | 0.00072275 | 0.00067657 | 0.00063337
SCE | GWh | Industrial | Ind - Plastics | HVAC | No | Ind HVAC - Equipment (Electric - Low Cost) | 0.060009 | 0.05605 | 0.052802 | 0.049537 | 0.046392 | 0.043406 | 0.04066 | 0.038044 | 0.035605 | 0.033314 | 0.031151 | 0.029131
SCE | GWh | Industrial | Ind - Plastics | HVAC | No | Ind HVAC - Equipment (Electric - Mid Cost) | 0.056437 | 0.052747 | 0.049698 | 0.04664 | 0.043684 | 0.040884 | 0.038309 | 0.035848 | 0.033559 | 0.031403 | 0.029368 | 0.027467
SCE | GWh | Industrial | Ind - Plastics | HVAC | No | Ind HVAC - O&M (Electric - High Cost) | 0.022755 | 0.022782 | 0.022981 | 0.023098 | 0.023165 | 0.023211 | 0.023288 | 0.023333 | 0.023387 | 0.023431 | 0.02346 | 0.023491
SCE | GWh | Industrial | Ind - Plastics | HVAC | No | Ind HVAC - O&M (Electric - Low Cost) | 0.28238 | 0.28229 | 0.28465 | 0.28584 | 0.28653 | 0.28696 | 0.28772 | 0.28816 | 0.28866 | 0.2891 | 0.28936 | 0.28964
SCE | GWh | Industrial | Ind - Plastics | HVAC | No | Ind HVAC - O&M (Electric - Mid Cost) | 0.047884 | 0.047895 | 0.048302 | 0.048517 | 0.048641 | 0.048725 | 0.048866 | 0.048946 | 0.049044 | 0.049123 | 0.049173 | 0.049227
SCE | GWh | Industrial | Ind - Plastics | Lighting | No | Ind Lighting - Equipment (High Cost) | 0.07036 | 0.066014 | 0.062211 | 0.058457 | 0.054759 | 0.051309 | 0.048128 | 0.045039 | 0.042204 | 0.039491 | 0.036931 | 0.034539
SCE | GWh | Industrial | Ind - Plastics | Lighting | No | Ind Lighting - Equipment (Low Cost) | 0.12066 | 0.11259 | 0.10597 | 0.099327 | 0.092932 | 0.086872 | 0.081301 | 0.075999 | 0.071062 | 0.066426 | 0.062056 | 0.057977
SCE | GWh | Industrial | Ind - Plastics | Lighting | No | Ind Lighting - Equipment (Mid Cost) | 0.51595 | 0.48194 | 0.4537 | 0.42545 | 0.39815 | 0.37234 | 0.34861 | 0.32594 | 0.30489 | 0.28506 | 0.26635 | 0.24889
SCE | GWh | Industrial | Ind - Plastics | Lighting | No | Ind Lighting - O&M (Low Cost) | 0.027517 | 0.025674 | 0.024163 | 0.022646 | 0.021187 | 0.019804 | 0.018533 | 0.017323 | 0.016197 | 0.01514 | 0.014143 | 0.013213
SCE | GWh | Industrial | Ind - Plastics | Lighting | No | Ind Lighting - O&M (Mid Cost) | 0.0040183 | 0.003832 | 0.003607 | 0.0033817 | 0.0031644 | 0.0029587 | 0.0027696 | 0.0025892 | 0.0024215 | 0.0022638 | 0.002115 | 0.0019762
SCE | GWh | Industrial | Ind - Plastics | ProcHeat | No | Ind ProcHeat - Equipment (Electric - High Cost) | 0.0027979 | 0.0028011 | 0.0028262 | 0.0028441 | 0.0028556 | 0.0028585 | 0.0028684 | 0.0028751 | 0.0028814 | 0.0028878 | 0.0028922 | 0.0028977
SCE | GWh | Industrial | Ind - Plastics | ProcHeat | No | Ind ProcHeat - Equipment (Electric - Low Cost) | 0.2115 | 0.21143 | 0.2132 | 0.2141 | 0.21461 | 0.21493 | 0.21551 | 0.21584 | 0.21622 | 0.21654 | 0.21674 | 0.21695
SCE | GWh | Industrial | Ind - Plastics | ProcHeat | No | Ind ProcHeat - Equipment (Electric - Mid Cost) | 0.093387 | 0.093412 | 0.094207 | 0.094627 | 0.094868 | 0.095034 | 0.095311 | 0.095467 | 0.095659 | 0.095813 | 0.095911 | 0.096016
SCE | GWh | Industrial | Ind - Plastics | ProcRefrig | No | Ind ProcRefrig - O&M (High Cost) | 0.16892 | 0.16917 | 0.17066 | 0.17151 | 0.172 | 0.17239 | 0.17298 | 0.1733 | 0.17374 | 0.17406 | 0.17427 | 0.17451
SCE | GWh | Industrial | Ind - Plastics | ProcRefrig | No | Ind ProcRefrig - O&M (Low Cost) | 0.32485 | 0.3248 | 0.32753 | 0.32893 | 0.32973 | 0.33025 | 0.33115 | 0.33166 | 0.33227 | 0.33278 | 0.33309 | 0.33343
SCE | GWh | Industrial | Ind - Plastics | ProcRefrig | No | Ind ProcRefrig - O&M (Mid Cost) | 0.062534 | 0.062557 | 0.063091 | 0.063376 | 0.063539 | 0.063653 | 0.063841 | 0.063947 | 0.064078 | 0.064183 | 0.06425 | 0.064321
SCE | GWh | Industrial | Ind - Plastics | MachDr | No | Ind MachDr - Equipment (High Cost) | 0.1812 | 0.18209 | 0.18384 | 0.18506 | 0.18573 | 0.18643 | 0.18733 | 0.18782 | 0.18854 | 0.18902 | 0.18938 | 0.18975
SCE | GWh | Industrial | Ind - Plastics | MachDr | No | Ind MachDr - Equipment (Low Cost) | 0.75901 | 0.75882 | 0.76518 | 0.76841 | 0.77027 | 0.77144 | 0.77352 | 0.7747 | 0.77609 | 0.77727 | 0.77798 | 0.77876
SCE | GWh | Industrial | Ind - Plastics | MachDr | No | Ind MachDr - Equipment (Mid Cost) | 1.2116 | 1.2126 | 1.2231 | 1.2289 | 1.2322 | 1.2346 | 1.2385 | 1.2407 | 1.2434 | 1.2456 | 1.247 | 1.2485
SCE | GWh | Industrial | Ind - Plastics | MachDr | No | Ind MachDr - O&M (High Cost) | 0.0091705 | 0.0091827 | 0.0092631 | 0.0093091 | 0.009335 | 0.0093557 | 0.0093871 | 0.0094045 | 0.0094274 | 0.0094446 | 0.0094561 | 0.0094684
SCE | GWh | Industrial | Ind - Plastics | MachDr | No | Ind MachDr - O&M (Low Cost) | 2.6649 | 2.6641 | 2.6864 | 2.6977 | 2.7042 | 2.7083 | 2.7156 | 2.7197 | 2.7246 | 2.7287 | 2.7312 | 2.7339
SCE | GWh | Industrial | Ind - Plastics | MachDr | No | Ind MachDr - O&M (Mid Cost) | 0.099045 | 0.099077 | 0.099921 | 0.10037 | 0.10063 | 0.1008 | 0.1011 | 0.10127 | 0.10147 | 0.10164 | 0.10174 | 0.10185
SCE | GWh | Industrial | Ind - Printing & Publishing | HVAC | No | Ind HVAC - Equipment (Electric - High Cost) | 0.029048 | 0.027368 | 0.025835 | 0.024334 | 0.022833 | 0.021429 | 0.020128 | 0.018858 | 0.017694 | 0.016576 | 0.015519 | 0.01453
SCE | GWh | Industrial | Ind - Printing & Publishing | HVAC | No | Ind HVAC - Equipment (Electric - Low Cost) | 0.05616 | 0.052455 | 0.049416 | 0.046361 | 0.043417 | 0.040623 | 0.038054 | 0.035605 | 0.033323 | 0.031179 | 0.029155 | 0.027264
SCE | GWh | Industrial | Ind - Printing & Publishing | HVAC | No | Ind HVAC - Equipment (Electric - Mid Cost) | 0.059586 | 0.055707 | 0.052491 | 0.049267 | 0.046148 | 0.043197 | 0.04048 | 0.037883 | 0.035469 | 0.033192 | 0.031043 | 0.029035
SCE | GWh | Industrial | Ind - Printing & Publishing | HVAC | No | Ind HVAC - O&M (Electric - High Cost) | 0.012761 | 0.012776 | 0.012887 | 0.01295 | 0.012985 | 0.013013 | 0.013056 | 0.01308 | 0.013111 | 0.013134 | 0.01315 | 0.013166
SCE | GWh | Industrial | Ind - Printing & Publishing | HVAC | No | Ind HVAC - O&M (Electric - Low Cost) | 0.29913 | 0.29905 | 0.30155 | 0.30282 | 0.30356 | 0.30401 | 0.30483 | 0.30529 | 0.30584 | 0.3063 | 0.30658 | 0.30689
SCE | GWh | Industrial | Ind - Printing & Publishing | HVAC | No | Ind HVAC - O&M (Electric - Mid Cost) | 0.13479 | 0.13486 | 0.13602 | 0.13666 | 0.13702 | 0.13727 | 0.13769 | 0.13793 | 0.13822 | 0.13846 | 0.13861 | 0.13877
SCE | GWh | Industrial | Ind - Printing & Publishing | Lighting | No | Ind Lighting - Equipment (High Cost) | 0.036555 | 0.034273 | 0.032293 | 0.030334 | 0.028411 | 0.026613 | 0.024956 | 0.02335 | 0.021874 | 0.020466 | 0.019136 | 0.017894
SCE | GWh | Industrial | Ind - Printing & Publishing | Lighting | No | Ind Lighting - Equipment (Low Cost) | 0.0839 | 0.07829 | 0.073684 | 0.069063 | 0.064616 | 0.060401 | 0.056526 | 0.052839 | 0.049406 | 0.046182 | 0.043143 | 0.040307
SCE | GWh | Industrial | Ind - Printing & Publishing | Lighting | No | Ind Lighting - Equipment (Mid Cost) | 0.2111 | 0.19715 | 0.18559 | 0.17401 | 0.16284 | 0.15227 | 0.14255 | 0.13328 | 0.12466 | 0.11654 | 0.10889 | 0.10175
SCE | GWh | Industrial | Ind - Printing & Publishing | Lighting | No | Ind Lighting - O&M (Low Cost) | 0.0401 | 0.037413 | 0.035211 | 0.033 | 0.030874 | 0.028858 | 0.027005 | 0.025243 | 0.023601 | 0.022061 | 0.020609 | 0.019253
SCE | GWh | Industrial | Ind - Printing & Publishing | Lighting | No | Ind Lighting - O&M (Mid Cost) | 0.0018324 | 0.0017484 | 0.0016457 | 0.0015429 | 0.0014438 | 0.0013499 | 0.0012637 | 0.0011814 | 0.0011049 | 0.0010329 | 0.00096504 | 0.00090171
SCE | GWh | Industrial | Ind - Printing & Publishing | MachDr | No | Ind MachDr - Equipment (High Cost) | 0.023209 | 0.021263 | 0.019581 | 0.017976 | 0.016455 | 0.015064 | 0.013805 | 0.012625 | 0.011559 | 0.01057 | 0.0096596 | 0.0088284
SCE | GWh | Industrial | Ind - Printing & Publishing | MachDr | No | Ind MachDr - Equipment (Low Cost) | 0.10538 | 0.096111 | 0.088415 | 0.080999 | 0.074073 | 0.067678 | 0.061906 | 0.056562 | 0.051693 | 0.04723 | 0.043126 | 0.039382
SCE | GWh | Industrial | Ind - Printing & Publishing | MachDr | No | Ind MachDr - Equipment (Mid Cost) | 0.16573 | 0.15127 | 0.13919 | 0.12756 | 0.11668 | 0.10664 | 0.097583 | 0.089175 | 0.081525 | 0.074498 | 0.068036 | 0.06214
SCE | GWh | Industrial | Ind - Printing & Publishing | MachDr | No | Ind MachDr - O&M (High Cost) | 0.0010085 | 0.0010098 | 0.0010186 | 0.0010236 | 0.0010264 | 0.0010287 | 0.0010321 | 0.001034 | 0.0010365 | 0.0010383 | 0.0010396 | 0.0010409
SCE | GWh | Industrial | Ind - Printing & Publishing | MachDr | No | Ind MachDr - O&M (Low Cost) | 1.2375 | 1.2371 | 1.2475 | 1.2527 | 1.2557 | 1.2576 | 1.2609 | 1.2628 | 1.2651 | 1.267 | 1.2681 | 1.2694
SCE | GWh | Industrial | Ind - Printing & Publishing | MachDr | No | Ind MachDr - O&M (Mid Cost) | 0.060206 | 0.060227 | 0.060741 | 0.061014 | 0.06117 | 0.06128 | 0.06146 | 0.061562 | 0.061687 | 0.061788 | 0.061852 | 0.061921
SCE | GWh | Industrial | Ind - Stone, Glass & Clay | HVAC | No | Ind HVAC - O&M (Electric - High Cost) | 0.011741 | 0.011754 | 0.011856 | 0.011914 | 0.011947 | 0.011972 | 0.012011 | 0.012033 | 0.012062 | 0.012083 | 0.012097 | 0.012113
SCE | GWh | Industrial | Ind - Stone, Glass & Clay | HVAC | No | Ind HVAC - O&M (Electric - Low Cost) | 0.19105 | 0.19099 | 0.19259 | 0.1934 | 0.19387 | 0.19416 | 0.19468 | 0.19498 | 0.19533 | 0.19562 | 0.1958 | 0.19599
SCE | GWh | Industrial | Ind - Stone, Glass & Clay | HVAC | No | Ind HVAC - O&M (Electric - Mid Cost) | 0.0015358 | 0.0015365 | 0.0015497 | 0.0015568 | 0.0015608 | 0.0015637 | 0.0015683 | 0.001571 | 0.0015742 | 0.0015768 | 0.0015785 | 0.0015803
SCE | GWh | Industrial | Ind - Stone, Glass & Clay | Lighting | No | Ind Lighting - Equipment (High Cost) | 0.039123 | 0.036701 | 0.034586 | 0.032496 | 0.03044 | 0.02852 | 0.02675 | 0.025033 | 0.023455 | 0.021948 | 0.020524 | 0.019194
SCE | GWh | Industrial | Ind - Stone, Glass & Clay | Lighting | No | Ind Lighting - Equipment (Low Cost) | 0.047946 | 0.044738 | 0.042105 | 0.039463 | 0.036922 | 0.034513 | 0.032298 | 0.030191 | 0.028229 | 0.026387 | 0.02465 | 0.02303
SCE | GWh | Industrial | Ind - Stone, Glass & Clay | Lighting | No | Ind Lighting - Equipment (Mid Cost) | 0.61271 | 0.57223 | 0.53867 | 0.50509 | 0.47265 | 0.44199 | 0.41379 | 0.38686 | 0.36185 | 0.3383 | 0.31609 | 0.29536
SCE | GWh | Industrial | Ind - Stone, Glass & Clay | Lighting | No | Ind Lighting - O&M (Low Cost) | 0.01469 | 0.013707 | 0.0129 | 0.012091 | 0.011312 | 0.010574 | 0.0098957 | 0.0092501 | 0.0086488 | 0.0080844 | 0.0075523 | 0.0070559
SCE | GWh | Industrial | Ind - Stone, Glass & Clay | Lighting | No | Ind Lighting - O&M (Mid Cost) | 0.0092907 | 0.0086725 | 0.008163 | 0.0076523 | 0.0071601 | 0.0066941 | 0.0062657 | 0.0058574 | 0.0054776 | 0.0051205 | 0.0047839 | 0.0044698
SCE | GWh | Industrial | Ind - Stone, Glass & Clay | MachDr | No | Ind MachDr - Equipment (High Cost) | 0.049393 | 0.045242 | 0.041662 | 0.038243 | 0.035007 | 0.032045 | 0.029365 | 0.026854 | 0.024584 | 0.02248 | 0.020543 | 0.018775
SCE | GWh | Industrial | Ind - Stone, Glass & Clay | MachDr | No | Ind MachDr - Equipment (Low Cost) | 0.4555 | 0.41543 | 0.38216 | 0.35011 | 0.32017 | 0.29253 | 0.26758 | 0.24448 | 0.22344 | 0.20414 | 0.18641 | 0.17022
SCE | GWh | Industrial | Ind - Stone, Glass & Clay | MachDr | No | Ind MachDr - Equipment (Mid Cost) | 0.36261 | 0.33102 | 0.30458 | 0.27915 | 0.25533 | 0.23338 | 0.21356 | 0.19516 | 0.17843 | 0.16305 | 0.14891 | 0.13601
SCE | GWh | Industrial | Ind - Stone, Glass & Clay | MachDr | No | Ind MachDr - O&M (High Cost) | 0.066754 | 0.066938 | 0.067547 | 0.067926 | 0.068137 | 0.06833 | 0.068594 | 0.068728 | 0.068907 | 0.069038 | 0.069128 | 0.069224
SCE | GWh | Industrial | Ind - Stone, Glass & Clay | MachDr | No | Ind MachDr - O&M (Low Cost) | 1.6009 | 1.6004 | 1.6138 | 1.6206 | 1.6245 | 1.6269 | 1.6312 | 1.6337 | 1.6366 | 1.6391 | 1.6405 | 1.6422
SCE | GWh | Industrial | Ind - Stone, Glass & Clay | MachDr | No | Ind MachDr - O&M (Mid Cost) | 0.26355 | 0.26366 | 0.26591 | 0.26711 | 0.2678 | 0.26828 | 0.26908 | 0.26953 | 0.27008 | 0.27053 | 0.27081 | 0.27111
SCE | GWh | Industrial | Ind - Textiles | HVAC | No | Ind HVAC - Equipment (Electric - High Cost) | 0.0068257 | 0.0064091 | 0.0060453 | 0.0056854 | 0.0053306 | 0.0049991 | 0.0046932 | 0.004396 | 0.0041229 | 0.0038614 | 0.0036143 | 0.0033833
SCE | GWh | Industrial | Ind - Textiles | HVAC | No | Ind HVAC - Equipment (Electric - Low Cost) | 0.0050791 | 0.004744 | 0.0044691 | 0.0041927 | 0.0039265 | 0.0036738 | 0.0034414 | 0.0032199 | 0.0030135 | 0.0028196 | 0.0026365 | 0.0024655
SCE | GWh | Industrial | Ind - Textiles | HVAC | No | Ind HVAC - Equipment (Electric - Mid Cost) | 0.010524 | 0.0098355 | 0.009267 | 0.0086965 | 0.0081453 | 0.0076232 | 0.0071429 | 0.0066841 | 0.0062572 | 0.0058552 | 0.0054757 | 0.0051212
SCE | GWh | Industrial | Ind - Textiles | HVAC | No | Ind HVAC - O&M (Electric - High Cost) | 0.0011799 | 0.001192 | 0.0013404 | 0.0013482 | 0.0013525 | 0.0013566 | 0.0013622 | 0.0013653 | 0.0013696 | 0.0013726 | 0.0013747 | 0.001377
SCE | GWh | Industrial | Ind - Textiles | HVAC | No | Ind HVAC - O&M (Electric - Low Cost) | 0.10341 | 0.10339 | 0.10425 | 0.10469 | 0.10495 | 0.10511 | 0.10539 | 0.10556 | 0.10575 | 0.10591 | 0.106 | 0.10611
SCE | GWh | Industrial | Ind - Textiles | HVAC | No | Ind HVAC - O&M (Electric - Mid Cost) | 0.042715 | 0.042726 | 0.04309 | 0.043282 | 0.043392 | 0.043468 | 0.043594 | 0.043666 | 0.043753 | 0.043824 | 0.043869 | 0.043917
SCE | GWh | Industrial | Ind - Textiles | Lighting | No | Ind Lighting - Equipment (High Cost) | 0.021437 | 0.0201 | 0.018939 | 0.017791 | 0.016663 | 0.015609 | 0.014637 | 0.013696 | 0.01283 | 0.012004 | 0.011225 | 0.010496
SCE | GWh | Industrial | Ind - Textiles | Lighting | No | Ind Lighting - Equipment (Low Cost) | 0.022023 | 0.020551 | 0.019342 | 0.018129 | 0.016962 | 0.015855 | 0.014839 | 0.013871 | 0.01297 | 0.012123 | 0.011326 | 0.010581
SCE | GWh | Industrial | Ind - Textiles | Lighting | No | Ind Lighting - Equipment (Mid Cost) | 0.17778 | 0.16607 | 0.15634 | 0.14661 | 0.1372 | 0.12832 | 0.12014 | 0.11233 | 0.10508 | 0.098241 | 0.091796 | 0.08578
SCE | GWh | Industrial | Ind - Textiles | Lighting | No | Ind Lighting - O&M (Low Cost) | 0.013164 | 0.012282 | 0.011559 | 0.010833 | 0.010136 | 0.0094737 | 0.0088655 | 0.008287 | 0.007748 | 0.0072423 | 0.0067655 | 0.0063206
SCE | GWh | Industrial | Ind - Textiles | Lighting | No | Ind Lighting - O&M (Mid Cost) | 0.0069173 | 0.0064567 | 0.0060772 | 0.0056969 | 0.0053304 | 0.0049834 | 0.0046643 | 0.0043603 | 0.0040775 | 0.0038117 | 0.003561 | 0.0033272
SCE | GWh | Industrial | Ind - Textiles | MachDr | No | Ind MachDr - Equipment (High Cost) | 0.0065729 | 0.0066096 | 0.0066742 | 0.0067203 | 0.0067454 | 0.0067728 | 0.0068075 | 0.006826 | 0.0068541 | 0.0068721 | 0.006886 | 0.0069003
SCE | GWh | Industrial | Ind - Textiles | MachDr | No | Ind MachDr - Equipment (Low Cost) | 0.054844 | 0.05483 | 0.055289 | 0.055523 | 0.055658 | 0.055742 | 0.055892 | 0.055978 | 0.056078 | 0.056163 | 0.056215 | 0.056271
SCE | GWh | Industrial | Ind - Textiles | MachDr | No | Ind MachDr - Equipment (Mid Cost) | 0.13235 | 0.13243 | 0.13357 | 0.13419 | 0.13454 | 0.1348 | 0.13521 | 0.13544 | 0.13574 | 0.13597 | 0.13611 | 0.13627
SCE | GWh | Industrial | Ind - Textiles | MachDr | No | Ind MachDr - O&M (High Cost) | 0.0065057 | 0.006515 | 0.0065722 | 0.006605 | 0.0066236 | 0.0066385 | 0.0066611 | 0.0066736 | 0.00669 | 0.0067023 | 0.0067106 | 0.0067195
SCE | GWh | Industrial | Ind - Textiles | MachDr | No | Ind MachDr - O&M (Low Cost) | 0.46458 | 0.46445 | 0.46834 | 0.47031 | 0.47145 | 0.47216 | 0.47342 | 0.47415 | 0.47499 | 0.47571 | 0.47614 | 0.47661
SCE | GWh | Industrial | Ind - Textiles | MachDr | No | Ind MachDr - O&M (Mid Cost) | 0.10184 | 0.10188 | 0.10275 | 0.10321 | 0.10348 | 0.10367 | 0.10397 | 0.10415 | 0.10436 | 0.10453 | 0.10464 | 0.10476
SCE | GWh | Industrial | Ind - Transportation Equipment | HVAC | No | Ind HVAC - Equipment (Electric - High Cost) | 0.01629 | 0.015307 | 0.014441 | 0.013585 | 0.012739 | 0.01195 | 0.011222 | 0.010512 | 0.0098616 | 0.0092373 | 0.0086473 | 0.0080954
SCE | GWh | Industrial | Ind - Transportation Equipment | HVAC | No | Ind HVAC - Equipment (Electric - Low Cost) | 0.031729 | 0.029634 | 0.027917 | 0.02619 | 0.024527 | 0.022948 | 0.021496 | 0.020113 | 0.018824 | 0.017612 | 0.016468 | 0.0154
SCE | GWh | Industrial | Ind - Transportation Equipment | HVAC | No | Ind HVAC - Equipment (Electric - Mid Cost) | 0.039983 | 0.037384 | 0.035227 | 0.033065 | 0.030973 | 0.028993 | 0.027172 | 0.025429 | 0.023809 | 0.022281 | 0.020839 | 0.019491
SCE | GWh | Industrial | Ind - Transportation Equipment | HVAC | No | Ind HVAC - O&M (Electric - High Cost) | 0.026629 | 0.029067 | 0.029326 | 0.029475 | 0.029559 | 0.029628 | 0.029732 | 0.029789 | 0.029865 | 0.029921 | 0.029959 | 0.029999
SCE | GWh | Industrial | Ind - Transportation Equipment | HVAC | No | Ind HVAC - O&M (Electric - Low Cost) | 0.3923 | 0.39217 | 0.39545 | 0.3971 | 0.39806 | 0.39866 | 0.39971 | 0.40032 | 0.40103 | 0.40163 | 0.40199 | 0.40239
SCE | GWh | Industrial | Ind - Transportation Equipment | HVAC | No | Ind HVAC - O&M (Electric - Mid Cost) | 0.052128 | 0.052141 | 0.052584 | 0.052818 | 0.052953 | 0.053045 | 0.053199 | 0.053286 | 0.053393 | 0.053479 | 0.053533 | 0.053591
SCE | GWh | Industrial | Ind - Transportation Equipment | Lighting | No | Ind Lighting - Equipment (High Cost) | 0.13231 | 0.12417 | 0.11702 | 0.10997 | 0.10302 | 0.096537 | 0.090561 | 0.084752 | 0.079424 | 0.074323 | 0.069507 | 0.065007
SCE | GWh | Industrial | Ind - Transportation Equipment | Lighting | No | Ind Lighting - Equipment (Low Cost) | 0.15825 | 0.14766 | 0.13896 | 0.13024 | 0.12186 | 0.1139 | 0.10659 | 0.099636 | 0.093158 | 0.087079 | 0.081347 | 0.075999
SCE | GWh | Industrial | Ind - Transportation Equipment | Lighting | No | Ind Lighting - Equipment (Mid Cost) | 0.84285 | 0.7873 | 0.74116 | 0.69502 | 0.65041 | 0.60826 | 0.56949 | 0.53246 | 0.49807 | 0.46567 | 0.43511 | 0.40659
SCE | GWh | Industrial | Ind - Transportation Equipment | Lighting | No | Ind Lighting - O&M (High Cost) | 0.0056055 | 0.0052814 | 0.004982 | 0.0046903 | 0.0043977 | 0.004128 | 0.0038788 | 0.0036328 | 0.0034096 | 0.003193 | 0.0029883 | 0.0030275
SCE | GWh | Industrial | Ind - Transportation Equipment | Lighting | No | Ind Lighting - O&M (Low Cost) | 0.082764 | 0.077219 | 0.072673 | 0.068111 | 0.063723 | 0.059563 | 0.055739 | 0.052102 | 0.048713 | 0.045534 | 0.042536 | 0.039739
SCE | GWh | Industrial | Ind - Transportation Equipment | Lighting | No | Ind Lighting - O&M (Mid Cost) | 0.0062008 | 0.0059444 | 0.0055956 | 0.0052465 | 0.0049095 | 0.0045908 | 0.0042977 | 0.0040179 | 0.003758 | 0.0035133 | 0.0032826 | 0.0030673
SCE | GWh | Industrial | Ind - Transportation Equipment | ProcHeat | No | Ind ProcHeat - Equipment (Electric - High Cost) | 1.9459e-05 | 1.9542e-05 | 1.9727e-05 | 1.9852e-05 | 1.992e-05 | 1.999e-05 | 2.0082e-05 | 2.0131e-05 | 2.0204e-05 | 2.0252e-05 | 2.0288e-05 | 2.0325e-05
SCE | GWh | Industrial | Ind - Transportation Equipment | ProcHeat | No | Ind ProcHeat - Equipment (Electric - Low Cost) | 0.035399 | 0.035388 | 0.035684 | 0.035833 | 0.03592 | 0.035974 | 0.036069 | 0.036124 | 0.036188 | 0.036243 | 0.036275 | 0.036311
SCE | GWh | Industrial | Ind - Transportation Equipment | ProcHeat | No | Ind ProcHeat - Equipment (Electric - Mid Cost) | 0.023819 | 0.023849 | 0.024057 | 0.024175 | 0.024242 | 0.024295 | 0.024376 | 0.024421 | 0.024479 | 0.024523 | 0.024553 | 0.024584
SCE | GWh | Industrial | Ind - Transportation Equipment | ProcRefrig | No | Ind ProcRefrig - O&M (High Cost) | 0.0098087 | 0.0098345 | 0.0099238 | 0.0099789 | 0.010009 | 0.010033 | 0.010068 | 0.010087 | 0.010113 | 0.010133 | 0.010146 | 0.010159
SCE | GWh | Industrial | Ind - Transportation Equipment | ProcRefrig | No | Ind ProcRefrig - O&M (Mid Cost) | 0.071871 | 0.071883 | 0.072492 | 0.072812 | 0.072996 | 0.07312 | 0.07333 | 0.073448 | 0.073593 | 0.07371 | 0.073783 | 0.073863
SCE | GWh | Industrial | Ind - Transportation Equipment | MachDr | No | Ind MachDr - Equipment (High Cost) | 0.060199 | 0.060461 | 0.061037 | 0.061439 | 0.061665 | 0.061871 | 0.062159 | 0.062318 | 0.062542 | 0.062697 | 0.062813 | 0.062937
SCE | GWh | Industrial | Ind - Transportation Equipment | MachDr | No | Ind MachDr - Equipment (Low Cost) | 0.56507 | 0.56491 | 0.56964 | 0.57204 | 0.57342 | 0.57429 | 0.57583 | 0.57671 | 0.57773 | 0.5786 | 0.57913 | 0.57971
SCE | GWh | Industrial | Ind - Transportation Equipment | MachDr | No | Ind MachDr - Equipment (Mid Cost) | 0.66863 | 0.66894 | 0.67466 | 0.67773 | 0.67948 | 0.68073 | 0.68277 | 0.68391 | 0.68534 | 0.68647 | 0.68719 | 0.68797
SCE | GWh | Industrial | Ind - Transportation Equipment | MachDr | No | Ind MachDr - O&M (High Cost) | 0.11232 | 0.11246 | 0.11344 | 0.114 | 0.11431 | 0.11456 | 0.11494 | 0.11515 | 0.11543 | 0.11564 | 0.11578 | 0.11592
SCE | GWh | Industrial | Ind - Transportation Equipment | MachDr | No | Ind MachDr - O&M (Low Cost) | 2.9933 | 2.9924 | 3.0174 | 3.0301 | 3.0374 | 3.042 | 3.0501 | 3.0548 | 3.0602 | 3.0648 | 3.0676 | 3.0706
SCE | GWh | Industrial | Ind - Transportation Equipment | MachDr | No | Ind MachDr - O&M (Mid Cost) | 0.59137 | 0.59146 | 0.59648 | 0.59911 | 0.60062 | 0.60164 | 0.60336 | 0.60433 | 0.60552 | 0.60648 | 0.60708 | 0.60774
SCE | GWh | Agricultural | Agr - Dairies | ProcRefrig | No | Ag Refrigeration - Equipment (High Cost) | 0.071694 | 0.072025 | 0.072152 | 0.072337 | 0.072468 | 0.072644 | 0.072801 | 0.072878 | 0.07298 | 0.072986 | 0.072719 | 0.072453
SCE | GWh | Agricultural | Agr - Dairies | ProcRefrig | No | Ag Refrigeration - Equipment (Low Cost) | 0.00016132 | 0.00016151 | 0.00016166 | 0.00016181 | 0.00016198 | 0.00016213 | 0.00016224 | 0.0001623 | 0.0001623 | 0.0001622 | 0.00016151 | 0.00016081
SCE | GWh | Agricultural | Agr - Dairies | ProcRefrig | No | Ag Refrigeration - Equipment (Mid Cost) | 0.022916 | 0.022971 | 0.022999 | 0.023034 | 0.023064 | 0.023098 | 0.023126 | 0.023139 | 0.023151 | 0.023143 | 0.023049 | 0.022955
SCE | GWh | Agricultural | Agr - Dairies | ProcRefrig | No | Ag Refrigeration - O&M (High Cost) | 0.2212 | 0.22166 | 0.22192 | 0.22223 | 0.22251 | 0.22281 | 0.22305 | 0.22318 | 0.22327 | 0.22318 | 0.22226 | 0.22134
SCE | GWh | Agricultural | Agr - Dairies | ProcRefrig | No | Ag Refrigeration - O&M (Low Cost) | 0.60779 | 0.60841 | 0.60896 | 0.60951 | 0.61013 | 0.61065 | 0.61105 | 0.61124 | 0.61123 | 0.61085 | 0.60821 | 0.60557
SCE | GWh | Agricultural | Agr - Dairies | ProcRefrig | No | Ag Refrigeration - O&M (Mid Cost) | 0.36646 | 0.36705 | 0.36743 | 0.36786 | 0.36828 | 0.36869 | 0.36902 | 0.36918 | 0.36925 | 0.36907 | 0.36751 | 0.36596
SCE | GWh | Agricultural | Agr - Dairies | MachDr | No | Ag Process Mtr - Equipment (High Cost) | 0.30099 | 0.30297 | 0.30366 | 0.3048 | 0.30556 | 0.3065 | 0.30742 | 0.3079 | 0.30855 | 0.30872 | 0.30773 | 0.30675
SCE | GWh | Agricultural | Agr - Dairies | MachDr | No | Ag Process Mtr - Equipment (Low Cost) | 1.5003 | 1.5019 | 1.5032 | 1.5046 | 1.5061 | 1.5075 | 1.5084 | 1.5089 | 1.5089 | 1.508 | 1.5015 | 1.495
SCE | GWh | Agricultural | Agr - Dairies | MachDr | No | Ag Process Mtr - Equipment (Mid Cost) | 1.6079 | 1.6107 | 1.6125 | 1.6144 | 1.6163 | 1.6183 | 1.6198 | 1.6206 | 1.6211 | 1.6203 | 1.6135 | 1.6067
SCE | GWh | Agricultural | Agr - Dairies | MachDr | No | Ag Process Mtr - O&M (High Cost) | 0.11945 | 0.1197 | 0.11984 | 0.12001 | 0.12016 | 0.12032 | 0.12045 | 0.12052 | 0.12057 | 0.12052 | 0.12002 | 0.11953
SCE | GWh | Agricultural | Agr - Dairies | MachDr | No | Ag Process Mtr - O&M (Low Cost) | 4.409 | 4.4131 | 4.4169 | 4.4207 | 4.4251 | 4.4287 | 4.4313 | 4.4327 | 4.4324 | 4.4295 | 4.4103 | 4.3911
SCE | GWh | Agricultural | Agr - Dairies | MachDr | No | Ag Process Mtr - O&M (Mid Cost) | 0.46173 | 0.46237 | 0.46283 | 0.46333 | 0.46383 | 0.46431 | 0.46468 | 0.46486 | 0.46492 | 0.46467 | 0.46269 | 0.46071
SCE | GWh | Agricultural | Agr - Irrigated Agriculture | MachDr | No | Ag Motor Pmp - Equipment (High Cost) | 0.28982 | 0.29174 | 0.29241 | 0.29351 | 0.29426 | 0.29516 | 0.29605 | 0.29651 | 0.29715 | 0.29732 | 0.29636 | 0.29543
SCE | GWh | Agricultural | Agr - Irrigated Agriculture | MachDr | No | Ag Motor Pmp - Equipment (Low Cost) | 0.78668 | 0.78752 | 0.78824 | 0.78897 | 0.78977 | 0.79047 | 0.791 | 0.79126 | 0.79125 | 0.79078 | 0.78736 | 0.78395
SCE | GWh | Agricultural | Agr - Irrigated Agriculture | MachDr | No | Ag Motor Pmp - Equipment (Mid Cost) | 1.2511 | 1.2534 | 1.2548 | 1.2563 | 1.2578 | 1.2594 | 1.2606 | 1.2612 | 1.2617 | 1.2611 | 1.2558 | 1.2505
SCE | GWh | Agricultural | Agr - Irrigated Agriculture | MachDr | No | Ag Motor Pmp - O&M (High Cost) | 0.011832 | 0.01186 | 0.011874 | 0.011892 | 0.011907 | 0.011925 | 0.011939 | 0.011946 | 0.011952 | 0.011948 | 0.011899 | 0.01185
SCE | GWh | Agricultural | Agr - Irrigated Agriculture | MachDr | No | Ag Motor Pmp - O&M (Low Cost) | 0.67729 | 0.67792 | 0.67852 | 0.6791 | 0.67977 | 0.68034 | 0.68075 | 0.68096 | 0.68091 | 0.68048 | 0.67752 | 0.67458
SCE | GWh | Agricultural | Agr - Irrigated Agriculture | MachDr | No | Ag Motor Pmp - O&M (Mid Cost) | 0.16949 | 0.16972 | 0.16989 | 0.17007 | 0.17026 | 0.17043 | 0.17057 | 0.17063 | 0.17065 | 0.17056 | 0.16983 | 0.16911
SCE | GWh | Agricultural | Agr - Post-Harvest Processing | ProcRefrig | No | Ag Refrigeration - Equipment (High Cost) | 0.071336 | 0.071665 | 0.071791 | 0.071975 | 0.072106 | 0.072281 | 0.072437 | 0.072513 | 0.072615 | 0.072621 | 0.072356 | 0.07209
SCE | GWh | Agricultural | Agr - Post-Harvest Processing | ProcRefrig | No | Ag Refrigeration - Equipment (Low Cost) | 0.00016051 | 0.0001607 | 0.00016085 | 0.000161 | 0.00016117 | 0.00016132 | 0.00016143 | 0.00016149 | 0.00016149 | 0.00016139 | 0.0001607 | 0.00016001
SCE | GWh | Agricultural | Agr - Post-Harvest Processing | ProcRefrig | No | Ag Refrigeration - Equipment (Mid Cost) | 0.022802 | 0.022856 | 0.022884 | 0.022919 | 0.022949 | 0.022982 | 0.02301 | 0.023024 | 0.023035 | 0.023027 | 0.022933 | 0.02284
SCE | GWh | Agricultural | Agr - Post-Harvest Processing | ProcRefrig | No | Ag Refrigeration - O&M (High Cost) | 0.22009 | 0.22056 | 0.22081 | 0.22112 | 0.2214 | 0.2217 | 0.22194 | 0.22206 | 0.22215 | 0.22206 | 0.22114 | 0.22023
SCE | GWh | Agricultural | Agr - Post-Harvest Processing | ProcRefrig | No | Ag Refrigeration - O&M (Low Cost) | 0.60475 | 0.60537 | 0.60592 | 0.60646 | 0.60708 | 0.6076 | 0.60799 | 0.60819 | 0.60817 | 0.6078 | 0.60517 | 0.60254
SCE | GWh | Agricultural | Agr - Post-Harvest Processing | ProcRefrig | No | Ag Refrigeration - O&M (Mid Cost) | 0.36463 | 0.36522 | 0.36559 | 0.36602 | 0.36644 | 0.36685 | 0.36717 | 0.36733 | 0.36741 | 0.36722 | 0.36567 | 0.36413
SCE | GWh | Agricultural | Agr - Post-Harvest Processing | MachDr | No | Ag Process Mtr - Equipment (High Cost) | 0.29948 | 0.30146 | 0.30214 | 0.30327 | 0.30404 | 0.30496 | 0.30588 | 0.30636 | 0.30701 | 0.30718 | 0.30619 | 0.30522
SCE | GWh | Agricultural | Agr - Post-Harvest Processing | MachDr | No | Ag Process Mtr - Equipment (Low Cost) | 1.4928 | 1.4944 | 1.4957 | 1.4971 | 1.4986 | 1.4999 | 1.5009 | 1.5014 | 1.5014 | 1.5005 | 1.494 | 1.4875
SCE | GWh | Agricultural | Agr - Post-Harvest Processing | MachDr | No | Ag Process Mtr - Equipment (Mid Cost) | 1.5998 | 1.6027 | 1.6044 | 1.6064 | 1.6082 | 1.6102 | 1.6117 | 1.6125 | 1.6129 | 1.6122 | 1.6054 | 1.5986
SCE | GWh | Agricultural | Agr - Post-Harvest Processing | MachDr | No | Ag Process Mtr - O&M (High Cost) | 0.11886 | 0.11911 | 0.11924 | 0.11941 | 0.11956 | 0.11972 | 0.11985 | 0.11992 | 0.11997 | 0.11992 | 0.11942 | 0.11893
SCE | GWh | Agricultural | Agr - Post-Harvest Processing | MachDr | No | Ag Process Mtr - O&M (Low Cost) | 4.387 | 4.391 | 4.3948 | 4.3986 | 4.4029 | 4.4065 | 4.4092 | 4.4105 | 4.4102 | 4.4074 | 4.3882 | 4.3691
SCE | GWh | Agricultural | Agr - Post-Harvest Processing | MachDr | No | Ag Process Mtr - O&M (Mid Cost) | 0.45942 | 0.46006 | 0.46051 | 0.46101 | 0.46151 | 0.46199 | 0.46235 | 0.46254 | 0.46259 | 0.46234 | 0.46037 | 0.45841
SCE | GWh | Agricultural | Agr - Refrigerated Warehouses | ProcRefrig | No | Ag Refrigeration - Equipment (High Cost) | 0.071694 | 0.072025 | 0.072152 | 0.072337 | 0.072468 | 0.072644 | 0.072801 | 0.072878 | 0.07298 | 0.072986 | 0.072719 | 0.072453
SCE | GWh | Agricultural | Agr - Refrigerated Warehouses | ProcRefrig | No | Ag Refrigeration - Equipment (Low Cost) | 0.00016132 | 0.00016151 | 0.00016166 | 0.00016181 | 0.00016198 | 0.00016213 | 0.00016224 | 0.0001623 | 0.0001623 | 0.0001622 | 0.00016151 | 0.00016081
SCE | GWh | Agricultural | Agr - Refrigerated Warehouses | ProcRefrig | No | Ag Refrigeration - Equipment (Mid Cost) | 0.022916 | 0.022971 | 0.022999 | 0.023034 | 0.023064 | 0.023098 | 0.023126 | 0.023139 | 0.023151 | 0.023143 | 0.023049 | 0.022955
SCE | GWh | Agricultural | Agr - Refrigerated Warehouses | ProcRefrig | No | Ag Refrigeration - O&M (High Cost) | 0.2212 | 0.22166 | 0.22192 | 0.22223 | 0.22251 | 0.22281 | 0.22305 | 0.22318 | 0.22327 | 0.22318 | 0.22226 | 0.22134
SCE | GWh | Agricultural | Agr - Refrigerated Warehouses | ProcRefrig | No | Ag Refrigeration - O&M (Low Cost) | 0.60779 | 0.60841 | 0.60896 | 0.60951 | 0.61013 | 0.61065 | 0.61105 | 0.61124 | 0.61123 | 0.61085 | 0.60821 | 0.60557
SCE | GWh | Agricultural | Agr - Refrigerated Warehouses | ProcRefrig | No | Ag Refrigeration - O&M (Mid Cost) | 0.36646 | 0.36705 | 0.36743 | 0.36786 | 0.36828 | 0.36869 | 0.36902 | 0.36918 | 0.36925 | 0.36907 | 0.36751 | 0.36596
SCE | GWh | Agricultural | Agr - Wineries and Vineyards | ProcRefrig | No | Ag Refrigeration - Equipment (High Cost) | 0.071694 | 0.072025 | 0.072152 | 0.072337 | 0.072468 | 0.072644 | 0.072801 | 0.072878 | 0.07298 | 0.072986 | 0.072719 | 0.072453
SCE | GWh | Agricultural | Agr - Wineries and Vineyards | ProcRefrig | No | Ag Refrigeration - Equipment (Low Cost) | 0.00016132 | 0.00016151 | 0.00016166 | 0.00016181 | 0.00016198 | 0.00016213 | 0.00016224 | 0.0001623 | 0.0001623 | 0.0001622 | 0.00016151 | 0.00016081
SCE | GWh | Agricultural | Agr - Wineries and Vineyards | ProcRefrig | No | Ag Refrigeration - Equipment (Mid Cost) | 0.022916 | 0.022971 | 0.022999 | 0.023034 | 0.023064 | 0.023098 | 0.023126 | 0.023139 | 0.023151 | 0.023143 | 0.023049 | 0.022955
SCE | GWh | Agricultural | Agr - Wineries and Vineyards | ProcRefrig | No | Ag Refrigeration - O&M (High Cost) | 0.2212 | 0.22166 | 0.22192 | 0.22223 | 0.22251 | 0.22281 | 0.22305 | 0.22318 | 0.22327 | 0.22318 | 0.22226 | 0.22134
SCE | GWh | Agricultural | Agr - Wineries and Vineyards | ProcRefrig | No | Ag Refrigeration - O&M (Low Cost) | 0.60779 | 0.60841 | 0.60896 | 0.60951 | 0.61013 | 0.61065 | 0.61105 | 0.61124 | 0.61123 | 0.61085 | 0.60821 | 0.60557
SCE | GWh | Agricultural | Agr - Wineries and Vineyards | ProcRefrig | No | Ag Refrigeration - O&M (Mid Cost) | 0.36646 | 0.36705 | 0.36743 | 0.36786 | 0.36828 | 0.36869 | 0.36902 | 0.36918 | 0.36925 | 0.36907 | 0.36751 | 0.36596
SCE | GWh | Mining | Mining - Oil & Gas Extraction (Injection Well) | OilGasExtract | No | Oil - Pump Controls | 1.5187 | 2.2525 | 2.5929 | 2.8592 | 2.9936 | 2.9526 | 2.726 | 2.3487 | 1.8922 | 1.4333 | 1.0304 | 0.71055
SCE | GWh | Mining | Mining - Oil & Gas Extraction (Injection Well) | OilGasExtract | No | Oil - Pump Motor and Controls | 4.088 | 4.7425 | 4.3174 | 3.4173 | 2.2686 | 1.2488 | 0.69808 | 0.68429 | 0.66509 | 0.64471 | 0.62528 | 0.60753
SCE | GWh | Mining | Mining - Oil & Gas Extraction (Regular Well) | OilGasExtract | No | Oil - Pump Controls | 0.23751 | 0.17084 | 0.060263 | 0.050771 | 0.049087 | 0.04737 | 0.045766 | 0.044341 | 0.043005 | 0.04181 | 0.040682 | 0.039599
SCE | GWh | Mining | Mining - Oil & Gas Extraction (Regular Well) | OilGasExtract | No | Oil - Pump Motor | 0.013104 | 0.021839 | 0.021303 | 0.020539 | 0.01919 | 0.017855 | 0.016457 | 0.014699 | 0.013188 | 0.011512 | 0.0098988 | 0.0084436
SCE | GWh | Mining | Mining - Oil & Gas Extraction (Regular Well) | OilGasExtract | No | Oil - Pump Motor and Controls | 0.35332 | 0.55797 | 0.49069 | 0.38818 | 0.27422 | 0.17922 | 0.11083 | 0.088909 | 0.087873 | 0.086558 | 0.085056 | 0.08346
SCE | GWh | Mining | Mining - Oil & Gas Extraction (Stripper Well) | OilGasExtract | No | Oil - Pump Controls | 0.046069 | 0.026737 | 0.019213 | 0.018854 | 0.018481 | 0.018113 | 0.017751 | 0.017396 | 0.017048 | 0.016707 | 0.016373 | 0.016045
SCE | GWh | Mining | Mining - Oil & Gas Extraction (Stripper Well) | OilGasExtract | No | Oil - Pump Motor | 0 | 0 | 1.1526e-09 | 1.6752e-09 | 2.1978e-09 | 2.9688e-09 | 4.0246e-09 | 5.0604e-09 | 6.5493e-09 | 7.9423e-09 | 9.2218e-09 | 1.0417e-08
SCE | GWh | Street Lighting | Street - Lights | Stl | Yes | StreetLight - Base with Controls | 0.1068 | 0.10278 | 0.065463 | 0.074007 | 0.068436 | 0.073234 | 0.063218 | 0.044439 | 0.050277 | 0.059086 | 0.052772 | 0.050709
SCE | GWh | Street Lighting | Street - Lights | Stl | Yes | StreetLight - Induction with Controls | 1.388 | 1.4584 | 1.1736 | 1.2678 | 1.2258 | 1.2701 | 1.1485 | 0.90774 | 0.92069 | 0.96924 | 0.84405 | 0.75695
SCE | GWh | Street Lighting | Street - Lights | Stl | Yes | StreetLight - LED | 5.7946 | 9.2444 | 13.11 | 16.5206 | 20.6875 | 24.7713 | 29.6281 | 34.7797 | 36.5202 | 35.2772 | 31.6471 | 24.0638
SCE | GWh | Street Lighting | Street - Lights | Stl | Yes | StreetLight - LED with Controls | 1.9562 | 3.5519 | 5.4333 | 6.8097 | 8.7497 | 10.9091 | 12.9833 | 14.9501 | 16.5361 | 17.717 | 18.905 | 20.9123
SCE | GWh | Street Lighting | Street - Lights | Stl | No | StreetLight - Induction | 13.2888 | 14.4271 | 14.4807 | 13.6232 | 10.8313 | 6.6486 | 0.94829 | 0 | 0 | 0 | 0 | 0
SCE | GWh | Street Lighting | Street - Signs | Stl | Yes | StreetLight - LED | 0.26785 | 0.3663 | 0.54574 | 0.71085 | 0.92827 | 1.1675 | 1.3983 | 1.6152 | 1.7153 | 1.6753 | 1.5965 | 1.3952
SCE | GWh | Street Lighting | Street - Signs | Stl | No | StreetLight - Induction | 0.73151 | 0.77348 | 0.87662 | 0.9551 | 0.93435 | 0.79957 | 0.5485 | 0.21756 | 0 | 0 | 0 | 0
SCE | MW | Industrial | Ind - Chemicals | HVAC | No | Ind HVAC - Equipment (Electric - High Cost) | 0.0014729 | 0.0013813 | 0.0013025 | 0.0012245 | 0.001148 | 0.0010759 | 0.0010095 | 0.00094542 | 0.00088623 | 0.00082989 | 0.00077664 | 0.0007269
SCE | MW | Industrial | Ind - Chemicals | HVAC | No | Ind HVAC - Equipment (Electric - Low Cost) | 0.00067085 | 0.00062654 | 0.00059022 | 0.00055371 | 0.00051854 | 0.00048515 | 0.00045445 | 0.0004252 | 0.00039794 | 0.00037232 | 0.00034814 | 0.00032556
SCE | MW | Industrial | Ind - Chemicals | HVAC | No | Ind HVAC - Equipment (Electric - Mid Cost) | 0.00050216 | 0.00046931 | 0.00044218 | 0.00041498 | 0.0003887 | 0.00036377 | 0.00034085 | 0.00031896 | 0.00029859 | 0.00027941 | 0.0002613 | 0.00024439
SCE | MW | Industrial | Ind - Chemicals | HVAC | No | Ind HVAC - O&M (Electric - High Cost) | 0.0013311 | 0.0013332 | 0.0013449 | 0.0013517 | 0.0013555 | 0.0013586 | 0.0013633 | 0.0013659 | 0.0013693 | 0.0013719 | 0.0013736 | 0.0013754
SCE | MW | Industrial | Ind - Chemicals | HVAC | No | Ind HVAC - O&M (Electric - Low Cost) | 0.020982 | 0.020974 | 0.02115 | 0.021238 | 0.021289 | 0.02132 | 0.021377 | 0.021409 | 0.021447 | 0.021479 | 0.021498 | 0.021519
SCE | MW | Industrial | Ind - Chemicals | HVAC | No | Ind HVAC - O&M (Electric - Mid Cost) | 0.0044746 | 0.0044746 | 0.0045125 | 0.0045328 | 0.0045447 | 0.0045516 | 0.0045644 | 0.0045719 | 0.0045805 | 0.0045879 | 0.0045925 | 0.0045976
SCE | MW | Industrial | Ind - Chemicals | Lighting | No | Ind Lighting - Equipment (High Cost) | 0.0081127 | 0.0076134 | 0.0071752 | 0.0067429 | 0.0063167 | 0.0059193 | 0.0055529 | 0.0051967 | 0.00487 | 0.0045572 | 0.0042619 | 0.003986
SCE | MW | Industrial | Ind - Chemicals | Lighting | No | Ind Lighting - Equipment (Low Cost) | 0.0019034 | 0.0017761 | 0.0016716 | 0.0015667 | 0.0014658 | 0.0013702 | 0.0012822 | 0.0011986 | 0.0011207 | 0.0010476 | 0.00097862 | 0.00091429
SCE | MW | Industrial | Ind - Chemicals | Lighting | No | Ind Lighting - Equipment (Mid Cost) | 0.020676 | 0.019311 | 0.018179 | 0.017047 | 0.015952 | 0.014918 | 0.013967 | 0.013058 | 0.012214 | 0.01142 | 0.01067 | 0.0099705
SCE | MW | Industrial | Ind - Chemicals | Lighting | No | Ind Lighting - O&M (High Cost) | 0.00029406 | 0.00027553 | 0.00027217 | 0.00025525 | 0.00022828 | 0.00022341 | 0.00020919 | 0.00019559 | 0.00018298 | 0.00017108 | 0.00015986 | 0.00014938
SCE | MW | Industrial | Ind - Chemicals | Lighting | No | Ind Lighting - O&M (Low Cost) | 0.00087487 | 0.00081626 | 0.00076821 | 0.00071999 | 0.0006736 | 0.00062963 | 0.00058921 | 0.00055076 | 0.00051494 | 0.00048133 | 0.00044965 | 0.00042008
SCE | MW | Industrial | Ind - Chemicals | Lighting | No | Ind Lighting - O&M (Mid Cost) | 0.0054488 | 0.0050864 | 0.0047876 | 0.0044881 | 0.0041995 | 0.0039262 | 0.003675 | 0.0034356 | 0.0032128 | 0.0030034 | 0.002806 | 0.0026218
SCE | MW | Industrial | Ind - Chemicals | ProcHeat | No | Ind ProcHeat - Equipment (Electric - High Cost) | 0.0064648 | 0.0064963 | 0.0065589 | 0.0066031 | 0.0066276 | 0.0066517 | 0.0066841 | 0.0067017 | 0.0067273 | 0.0067444 | 0.0067574 | 0.0067711
SCE | MW | Industrial | Ind - Chemicals | ProcHeat | No | Ind ProcHeat - Equipment (Electric - Low Cost) | 0.0019765 | 0.001976 | 0.0019926 | 0.002001 | 0.0020059 | 0.002009 | 0.0020144 | 0.0020175 | 0.0020211 | 0.0020242 | 0.0020261 | 0.0020281
SCE | MW | Industrial | Ind - Chemicals | ProcHeat | No | Ind ProcHeat - Equipment (Electric - Mid Cost) | 7.3441e-05 | 7.3477e-05 | 7.4106e-05 | 7.4445e-05 | 7.4638e-05 | 7.4776e-05 | 7.5001e-05 | 7.5127e-05 | 7.5285e-05 | 7.541e-05 | 7.549e-05 | 7.5576e-05
SCE | MW | Industrial | Ind - Chemicals | ProcRefrig | No | Ind ProcRefrig - O&M (Low Cost) | 0.0013546 | 0.0013541 | 0.0013654 | 0.0013711 | 0.0013744 | 0.0013765 | 0.0013801 | 0.0013822 | 0.0013846 | 0.0013867 | 0.001388 | 0.0013893
SCE | MW | Industrial | Ind - Chemicals | MachDr | No | Ind MachDr - Equipment (High Cost) | 0.01031 | 0.010358 | 0.010457 | 0.010525 | 0.010562 | 0.010601 | 0.010651 | 0.010678 | 0.010718 | 0.010744 | 0.010764 | 0.010784
SCE | MW | Industrial | Ind - Chemicals | MachDr | No | Ind MachDr - Equipment (Low Cost) | 0.043237 | 0.043227 | 0.043589 | 0.043774 | 0.043881 | 0.043948 | 0.044066 | 0.044134 | 0.044214 | 0.044281 | 0.044322 | 0.044367
SCE | MW | Industrial | Ind - Chemicals | MachDr | No | Ind MachDr - Equipment (Mid Cost) | 0.031228 | 0.031245 | 0.031513 | 0.031657 | 0.03174 | 0.031799 | 0.031895 | 0.031949 | 0.032017 | 0.03207 | 0.032105 | 0.032141
SCE | MW | Industrial | Ind - Chemicals | MachDr | No | Ind MachDr - O&M (High Cost) | 0.0019507 | 0.0019532 | 0.0019702 | 0.0019799 | 0.0019854 | 0.0019897 | 0.0019963 | 0.002 | 0.0020048 | 0.0020084 | 0.0020108 | 0.0020134
SCE | MW | Industrial | Ind - Chemicals | MachDr | No | Ind MachDr - O&M (Low Cost) | 0.082182 | 0.082155 | 0.082842 | 0.083189 | 0.08339 | 0.083514 | 0.083736 | 0.083863 | 0.084011 | 0.084137 | 0.084213 | 0.084296
SCE | MW | Industrial | Ind - Chemicals | MachDr | No | Ind MachDr - O&M (Mid Cost) | 0.0094488 | 0.0094523 | 0.009533 | 0.009576 | 0.0096006 | 0.0096179 | 0.0096464 | 0.0096624 | 0.0096822 | 0.0096981 | 0.0097081 | 0.009719
SCE | MW | Industrial | Ind - Electronics | HVAC | No | Ind HVAC - Equipment (Electric - High Cost) | 0.0059018 | 0.0055503 | 0.0052361 | 0.0049261 | 0.0046196 | 0.0043336 | 0.0040697 | 0.0038125 | 0.0035766 | 0.0033503 | 0.0031364 | 0.0029363
SCE | MW | Industrial | Ind - Electronics | HVAC | No | Ind HVAC - Equipment (Electric - Low Cost) | 0.028588 | 0.026703 | 0.025156 | 0.023601 | 0.022102 | 0.020681 | 0.019373 | 0.018126 | 0.016965 | 0.015873 | 0.014843 | 0.01388
SCE | MW | Industrial | Ind - Electronics | HVAC | No | Ind HVAC - Equipment (Electric - Mid Cost) | 0.014534 | 0.013591 | 0.012807 | 0.012021 | 0.011261 | 0.010542 | 0.0098799 | 0.0092464 | 0.0086578 | 0.0081024 | 0.0075781 | 0.0070883
SCE | MW | Industrial | Ind - Electronics | HVAC | No | Ind HVAC - O&M (Electric - High Cost) | 0.00074313 | 0.00074415 | 0.00075069 | 0.00075454 | 0.00075675 | 0.00075835 | 0.00076093 | 0.00076239 | 0.00076424 | 0.00076568 | 0.00076665 | 0.0007677
SCE | MW | Industrial | Ind - Electronics | HVAC | No | Ind HVAC - O&M (Electric - Low Cost) | 0.1541 | 0.15405 | 0.15534 | 0.15599 | 0.15637 | 0.1566 | 0.15701 | 0.15725 | 0.15753 | 0.15777 | 0.15791 | 0.15806
SCE | MW | Industrial | Ind - Electronics | HVAC | No | Ind HVAC - O&M (Electric - Mid Cost) | 0.0019017 | 0.0019024 | 0.0019187 | 0.0019274 | 0.0019324 | 0.0019359 | 0.0019416 | 0.0019449 | 0.0019489 | 0.0019521 | 0.0019541 | 0.0019564
SCE | MW | Industrial | Ind - Electronics | Lighting | No | Ind Lighting - Equipment (High Cost) | 0.018846 | 0.017678 | 0.016659 | 0.015652 | 0.014661 | 0.013736 | 0.012883 | 0.012055 | 0.011295 | 0.010569 | 0.0098834 | 0.0092427
SCE | MW | Industrial | Ind - Electronics | Lighting | No | Ind Lighting - Equipment (Low Cost) | 0.011474 | 0.010706 | 0.010076 | 0.0094442 | 0.0088359 | 0.0082593 | 0.0077294 | 0.0072251 | 0.0067555 | 0.0063147 | 0.0058991 | 0.0055113
SCE | MW | Industrial | Ind - Electronics | Lighting | No | Ind Lighting - Equipment (Mid Cost) | 0.075792 | 0.070799 | 0.066651 | 0.062502 | 0.058491 | 0.054701 | 0.051215 | 0.047885 | 0.044793 | 0.041879 | 0.039131 | 0.036566
SCE | MW | Industrial | Ind - Electronics | Lighting | No | Ind Lighting - O&M (High Cost) | 0.0020652 | 0.0019368 | 0.001825 | 0.0018173 | 0.0016058 | 0.0015043 | 0.0014898 | 0.001393 | 0.0013033 | 0.0012186 | 0.0011387 | 0.0010642
SCE | MW | Industrial | Ind - Electronics | Lighting | No | Ind Lighting - O&M (Low Cost) | 0.0087528 | 0.0081662 | 0.0076855 | 0.007203 | 0.006739 | 0.006299 | 0.0058945 | 0.0055099 | 0.0051515 | 0.0048153 | 0.0044983 | 0.0042025
SCE | MW | Industrial | Ind - Electronics | Lighting | No | Ind Lighting - O&M (Mid Cost) | 0.00025217 | 0.00024021 | 0.00022611 | 0.00021198 | 0.00019835 | 0.00018546 | 0.0001736 | 0.00016229 | 0.00015178 | 0.00014189 | 0.00013257 | 0.00012387
SCE | MW | Industrial | Ind - Electronics | ProcHeat | No | Ind ProcHeat - Equipment (Electric - Low Cost) | 0.0041543 | 0.004153 | 0.0041877 | 0.0042052 | 0.0042154 | 0.0042217 | 0.0042329 | 0.0042394 | 0.0042469 | 0.0042532 | 0.0042571 | 0.0042613
SCE | MW | Industrial | Ind - Electronics | ProcHeat | No | Ind ProcHeat - Equipment (Electric - Mid Cost) | 0.0016736 | 0.0016739 | 0.0016881 | 0.0016956 | 0.0016999 | 0.0017028 | 0.0017077 | 0.0017104 | 0.0017138 | 0.0017166 | 0.0017183 | 0.0017201
SCE | MW | Industrial | Ind - Electronics | ProcRefrig | No | Ind ProcRefrig - O&M (High Cost) | 2.1718e-05 | 2.1749e-05 | 2.194e-05 | 2.205e-05 | 2.2112e-05 | 2.2162e-05 | 2.2238e-05 | 2.228e-05 | 2.2335e-05 | 2.2376e-05 | 2.2404e-05 | 2.2433e-05
SCE | MW | Industrial | Ind - Electronics | ProcRefrig | No | Ind ProcRefrig - O&M (Low Cost) | 0.036459 | 0.036451 | 0.036757 | 0.036913 | 0.037003 | 0.03706 | 0.03716 | 0.037218 | 0.037285 | 0.037342 | 0.037377 | 0.037414
SCE | MW | Industrial | Ind - Electronics | ProcRefrig | No | Ind ProcRefrig - O&M (Mid Cost) | 0.0049611 | 0.0049624 | 0.0050047 | 0.005027 | 0.0050398 | 0.0050486 | 0.0050633 | 0.0050716 | 0.0050818 | 0.00509 | 0.0050952 | 0.0051008
SCE | MW | Industrial | Ind - Electronics | MachDr | No | Ind MachDr - Equipment (High Cost) | 0.0067156 | 0.0067729 | 0.0068439 | 0.0069005 | 0.0069308 | 0.006964 | 0.007002 | 0.0070221 | 0.007053 | 0.0070726 | 0.0070878 | 0.0071036
SCE | MW | Industrial | Ind - Electronics | MachDr | No | Ind MachDr - Equipment (Low Cost) | 0.038681 | 0.038671 | 0.038995 | 0.03916 | 0.039254 | 0.039314 | 0.03942 | 0.03948 | 0.039551 | 0.03961 | 0.039647 | 0.039686
SCE | MW | Industrial | Ind - Electronics | MachDr | No | Ind MachDr - Equipment (Mid Cost) | 0.070523 | 0.070571 | 0.071179 | 0.071512 | 0.071702 | 0.071839 | 0.072061 | 0.072186 | 0.072343 | 0.072466 | 0.072546 | 0.072632
SCE | MW | Industrial | Ind - Electronics | MachDr | No | Ind MachDr - O&M (High Cost) | 0.014159 | 0.014188 | 0.014314 | 0.014386 | 0.014427 | 0.014461 | 0.014511 | 0.014538 | 0.014575 | 0.014602 | 0.014621 | 0.014641
SCE | MW | Industrial | Ind - Electronics | MachDr | No | Ind MachDr - O&M (Low Cost) | 0.23249 | 0.23242 | 0.23436 | 0.23534 | 0.23591 | 0.23627 | 0.23689 | 0.23726 | 0.23768 | 0.23803 | 0.23825 | 0.23848
SCE | MW | Industrial | Ind - Electronics | MachDr | No | Ind MachDr - O&M (Mid Cost) | 0.036167 | 0.036176 | 0.036484 | 0.036647 | 0.03674 | 0.036804 | 0.036911 | 0.036971 | 0.037045 | 0.037105 | 0.037143 | 0.037183
SCE | MW | Industrial | Ind - Food | HVAC | No | Ind HVAC - Equipment (Electric - High Cost) | 0.0042615 | 0.0040152 | 0.0037904 | 0.0035704 | 0.0033501 | 0.0031453 | 0.0029544 | 0.002768 | 0.0025973 | 0.0024332 | 0.002278 | 0.0021329
SCE | MW | Industrial | Ind - Food | HVAC | No | Ind HVAC - Equipment (Electric - Low Cost) | 0.0039191 | 0.0036602 | 0.003448 | 0.0032347 | 0.0030292 | 0.0028342 | 0.0026548 | 0.002484 | 0.0023247 | 0.002175 | 0.0020338 | 0.0019019
SCE | MW | Industrial | Ind - Food | HVAC | No | Ind HVAC - Equipment (Electric - Mid Cost) | 0.0018194 | 0.0017006 | 0.0016023 | 0.0015036 | 0.0014083 | 0.0013182 | 0.0012351 | 0.0011558 | 0.001082 | 0.0010125 | 0.00094689 | 0.00088557
SCE | MW | Industrial | Ind - Food | HVAC | No | Ind HVAC - O&M (Electric - High Cost) | 0.0021632 | 0.0021852 | 0.0024546 | 0.0024689 | 0.0024768 | 0.0024842 | 0.0024945 | 0.0025 | 0.0025079 | 0.0025134 | 0.0025173 | 0.0025214
SCE | MW | Industrial | Ind - Food | HVAC | No | Ind HVAC - O&M (Electric - Low Cost) | 0.031967 | 0.031954 | 0.032221 | 0.032356 | 0.032433 | 0.032481 | 0.032566 | 0.032615 | 0.032672 | 0.03272 | 0.03275 | 0.032782
SCE | MW | Industrial | Ind - Food | HVAC | No | Ind HVAC - O&M (Electric - Mid Cost) | 0.0087688 | 0.0087705 | 0.0088449 | 0.0088841 | 0.0089066 | 0.0089219 | 0.0089475 | 0.0089621 | 0.0089798 | 0.0089942 | 0.0090032 | 0.0090129
SCE | MW | Industrial | Ind - Food | Lighting | No | Ind Lighting - Equipment (High Cost) | 0.025614 | 0.024028 | 0.022643 | 0.021274 | 0.019928 | 0.018671 | 0.017512 | 0.016387 | 0.015355 | 0.014367 | 0.013435 | 0.012565
SCE | MW | Industrial | Ind - Food | Lighting | No | Ind Lighting - Equipment (Low Cost) | 0.016262 | 0.015175 | 0.014282 | 0.013387 | 0.012525 | 0.011708 | 0.010957 | 0.010243 | 0.0095773 | 0.0089524 | 0.0083634 | 0.0078137
SCE | MW | Industrial | Ind - Food | Lighting | No | Ind Lighting - Equipment (Mid Cost) | 0.06084 | 0.056831 | 0.053501 | 0.05017 | 0.04695 | 0.043908 | 0.041109 | 0.038436 | 0.035954 | 0.033615 | 0.031409 | 0.02935
SCE | MW | Industrial | Ind - Food | Lighting | No | Ind Lighting - O&M (High Cost) | 0.00037564 | 0.00035218 | 0.00035095 | 0.00032916 | 0.00029194 | 0.00027346 | 0.00026981 | 0.00025229 | 0.00023603 | 0.00022069 | 0.00020622 | 0.00019272
SCE | MW | Industrial | Ind - Food | Lighting | No | Ind Lighting - O&M (Low Cost) | 0.010668 | 0.0099527 | 0.0093668 | 0.0087787 | 0.0082131 | 0.0076769 | 0.007184 | 0.0067152 | 0.0062784 | 0.0058686 | 0.0054823 | 0.0051218
SCE | MW | Industrial | Ind - Food | Lighting | No | Ind Lighting - O&M (Mid Cost) | 0.00016767 | 0.00015654 | 0.00014734 | 0.00013814 | 0.00012926 | 0.00012085 | 0.00011312 | 0.00010576 | 9.8905e-05 | 9.2461e-05 | 8.6385e-05 | 8.0715e-05
SCE | MW | Industrial | Ind - Food | ProcHeat | No | Ind ProcHeat - Equipment (Electric - High Cost) | 0.0015677 | 0.0015678 | 0.0015812 | 0.001589 | 0.0015938 | 0.0015957 | 0.0016003 | 0.0016032 | 0.0016062 | 0.001609 | 0.0016108 | 0.0016129
SCE | MW | Industrial | Ind - Food | ProcHeat | No | Ind ProcHeat - Equipment (Electric - Low Cost) | 0.0012413 | 0.001241 | 0.0012515 | 0.0012568 | 0.0012598 | 0.0012617 | 0.0012652 | 0.0012671 | 0.0012694 | 0.0012713 | 0.0012725 | 0.0012738
SCE | MW | Industrial | Ind - Food | ProcHeat | No | Ind ProcHeat - Equipment (Electric - Mid Cost) | 0.0059115 | 0.0059155 | 0.0059667 | 0.005996 | 0.0060132 | 0.0060236 | 0.0060424 | 0.0060533 | 0.0060663 | 0.0060771 | 0.0060841 | 0.006092
SCE | MW | Industrial | Ind - Food | ProcRefrig | No | Ind ProcRefrig - Equipment (High Cost) | 0.0063254 | 0.00635 | 0.0064096 | 0.0064489 | 0.0064706 | 0.0064921 | 0.0065209 | 0.0065364 | 0.0065589 | 0.0065741 | 0.0065853 | 0.006597
SCE | MW | Industrial | Ind - Food | ProcRefrig | No | Ind ProcRefrig - Equipment (Mid Cost) | 0.0001548 | 0.000155 | 0.00015636 | 0.00015713 | 0.00015756 | 0.00015791 | 0.00015844 | 0.00015873 | 0.00015911 | 0.0001594 | 0.0001596 | 0.0001598
SCE | MW | Industrial | Ind - Food | ProcRefrig | No | Ind ProcRefrig - O&M (High Cost) | 0.016079 | 0.016123 | 0.016269 | 0.01636 | 0.016411 | 0.016457 | 0.016515 | 0.016548 | 0.01659 | 0.016622 | 0.016644 | 0.016666
SCE | MW | Industrial | Ind - Food | ProcRefrig | No | Ind ProcRefrig - O&M (Low Cost) | 0.01751 | 0.017507 | 0.017654 | 0.01773 | 0.017773 | 0.017801 | 0.01785 | 0.017877 | 0.01791 | 0.017938 | 0.017954 | 0.017973
SCE | MW | Industrial | Ind - Food | ProcRefrig | No | Ind ProcRefrig - O&M (Mid Cost) | 0.0044214 | 0.0044236 | 0.0044614 | 0.0044818 | 0.0044934 | 0.0045017 | 0.0045153 | 0.0045229 | 0.0045324 | 0.0045399 | 0.0045447 | 0.0045499
SCE | MW | Industrial | Ind - Food | MachDr | No | Ind MachDr - Equipment (High Cost) | 0.011286 | 0.011366 | 0.011478 | 0.011563 | 0.01161 | 0.011656 | 0.011717 | 0.011751 | 0.0118 | 0.011833 | 0.011859 | 0.011886
SCE | MW | Industrial | Ind - Food | MachDr | No | Ind MachDr - Equipment (Low Cost) | 0.061357 | 0.061343 | 0.061858 | 0.06212 | 0.062271 | 0.062367 | 0.062536 | 0.062632 | 0.062745 | 0.062841 | 0.062899 | 0.062962
SCE | MW | Industrial | Ind - Food | MachDr | No | Ind MachDr - Equipment (Mid Cost) | 0.095973 | 0.096033 | 0.096857 | 0.097299 | 0.097549 | 0.09774 | 0.098038 | 0.098204 | 0.098416 | 0.09858 | 0.098685 | 0.098797
SCE | MW | Industrial | Ind - Food | MachDr | No | Ind MachDr - O&M (High Cost) | 0.01078 | 0.010794 | 0.010889 | 0.010942 | 0.010973 | 0.010997 | 0.011034 | 0.011054 | 0.011081 | 0.011101 | 0.011114 | 0.011129
SCE | MW | Industrial | Ind - Food | MachDr | No | Ind MachDr - O&M (Low Cost) | 0.23728 | 0.23721 | 0.23919 | 0.24019 | 0.24077 | 0.24113 | 0.24177 | 0.24213 | 0.24256 | 0.24292 | 0.24314 | 0.24338
SCE | MW | Industrial | Ind - Food | MachDr | No | Ind MachDr - O&M (Mid Cost) | 0.043928 | 0.043942 | 0.044316 | 0.044515 | 0.044629 | 0.044708 | 0.044839 | 0.044913 | 0.045004 | 0.045077 | 0.045123 | 0.045173
SCE | MW | Industrial | Ind - Lumber & Furniture | HVAC | No | Ind HVAC - Equipment (Electric - High Cost) | 5.2723e-05 | 4.9459e-05 | 4.665e-05 | 4.3903e-05 | 4.1199e-05 | 3.8585e-05 | 3.6216e-05 | 3.3929e-05 | 3.1805e-05 | 2.9794e-05 | 2.789e-05 | 2.6117e-05
SCE | MW | Industrial | Ind - Lumber & Furniture | HVAC | No | Ind HVAC - Equipment (Electric - Mid Cost) | 0.00026119 | 0.00024413 | 0.00023003 | 0.00021588 | 0.0002022 | 0.00018925 | 0.00017733 | 0.00016594 | 0.00015535 | 0.00014537 | 0.00013595 | 0.00012716
SCE | MW | Industrial | Ind - Lumber & Furniture | HVAC | No | Ind HVAC - O&M (Electric - High Cost) | 6.7577e-05 | 6.766e-05 | 6.8251e-05 | 6.8587e-05 | 6.8776e-05 | 6.8926e-05 | 6.9154e-05 | 6.9281e-05 | 6.9447e-05 | 6.9572e-05 | 6.9656e-05 | 6.9745e-05
SCE | MW | Industrial | Ind - Lumber & Furniture | HVAC | No | Ind HVAC - O&M (Electric - Low Cost) | 0.00099698 | 0.00099667 | 0.001005 | 0.0010092 | 0.0010117 | 0.0010132 | 0.0010159 | 0.0010174 | 0.0010192 | 0.0010208 | 0.0010217 | 0.0010227
SCE | MW | Industrial | Ind - Lumber & Furniture | HVAC | No | Ind HVAC - O&M (Electric - Mid Cost) | 0.0018435 | 0.0018436 | 0.0018592 | 0.0018676 | 0.0018724 | 0.0018754 | 0.0018807 | 0.0018838 | 0.0018874 | 0.0018905 | 0.0018924 | 0.0018945
SCE | MW | Industrial | Ind - Lumber & Furniture | Lighting | No | Ind Lighting - Equipment (High Cost) | 0.0048899 | 0.0045893 | 0.0043251 | 0.0040647 | 0.0038078 | 0.0035684 | 0.0033475 | 0.0031328 | 0.002936 | 0.0027474 | 0.0025694 | 0.0024031
SCE | MW | Industrial | Ind - Lumber & Furniture | Lighting | No | Ind Lighting - Equipment (Low Cost) | 0.0019412 | 0.0018116 | 0.001705 | 0.0015982 | 0.0014953 | 0.0013978 | 0.0013082 | 0.0012229 | 0.0011435 | 0.0010689 | 0.00099856 | 0.00093294
SCE | MW | Industrial | Ind - Lumber & Furniture | Lighting | No | Ind Lighting - Equipment (Mid Cost) | 0.012264 | 0.011456 | 0.010785 | 0.010114 | 0.0094646 | 0.0088513 | 0.0082873 | 0.0077484 | 0.007248 | 0.0067765 | 0.0063318 | 0.0059168
SCE | MW | Industrial | Ind - Lumber & Furniture | Lighting | No | Ind Lighting - O&M (High Cost) | 6.4996e-06 | 6.1182e-06 | 5.7701e-06 | 5.43e-06 | 5.0903e-06 | 4.7741e-06 | 4.4801e-06 | 4.1935e-06 | 3.9311e-06 | 3.6793e-06 | 3.6971e-06 | 3.4554e-06
SCE | MW | Industrial | Ind - Lumber & Furniture | Lighting | No | Ind Lighting - O&M (Low Cost) | 0.00083663 | 0.00078057 | 0.00073463 | 0.00068851 | 0.00064416 | 0.0006021 | 0.00056345 | 0.00052668 | 0.00049243 | 0.00046029 | 0.00042999 | 0.00040172
SCE | MW | Industrial | Ind - Lumber & Furniture | Lighting | No | Ind Lighting - O&M (Mid Cost) | 1.9194e-06 | 1.8432e-06 | 1.7351e-06 | 1.6269e-06 | 1.5224e-06 | 1.4236e-06 | 1.3327e-06 | 1.246e-06 | 1.1654e-06 | 1.0895e-06 | 1.018e-06 | 9.5118e-07
SCE | MW | Industrial | Ind - Lumber & Furniture | MachDr | No | Ind MachDr - Equipment (High Cost) | 0.0011812 | 0.0010834 | 0.00099808 | 0.00091728 | 0.00084038 | 0.00076933 | 0.00070544 | 0.00064542 | 0.00059113 | 0.00054078 | 0.0004944 | 0.00045208
SCE | MW | Industrial | Ind - Lumber & Furniture | MachDr | No | Ind MachDr - Equipment (Low Cost) | 0.0054355 | 0.0049576 | 0.0045607 | 0.0041783 | 0.003821 | 0.0034912 | 0.0031936 | 0.002918 | 0.0026668 | 0.0024366 | 0.0022249 | 0.0020318
SCE | MW | Industrial | Ind - Lumber & Furniture | MachDr | No | Ind MachDr - Equipment (Mid Cost) | 0.007979 | 0.0072833 | 0.0067015 | 0.0061418 | 0.0056177 | 0.0051346 | 0.0046985 | 0.0042936 | 0.0039253 | 0.003587 | 0.0032759 | 0.002992
SCE | MW | Industrial | Ind - Lumber & Furniture | MachDr | No | Ind MachDr - O&M (High Cost) | 0.0024706 | 0.0024743 | 0.002496 | 0.0025086 | 0.0025156 | 0.0025214 | 0.00253 | 0.0025348 | 0.0025411 | 0.0025458 | 0.002549 | 0.0025524
SCE | MW | Industrial | Ind - Lumber & Furniture | MachDr | No | Ind MachDr - O&M (Low Cost) | 0.037679 | 0.037669 | 0.037984 | 0.038144 | 0.038236 | 0.038294 | 0.038396 | 0.038455 | 0.038524 | 0.038582 | 0.038617 | 0.038655
SCE | MW | Industrial | Ind - Lumber & Furniture | MachDr | No | Ind MachDr - O&M (Mid Cost) | 0.026995 | 0.027002 | 0.027231 | 0.027353 | 0.027422 | 0.02747 | 0.027549 | 0.027594 | 0.027649 | 0.027694 | 0.027722 | 0.027752
SCE | MW | Industrial | Ind - Machinery | HVAC | No | Ind HVAC - Equipment (Electric - High Cost) | 0.0064631 | 0.0061009 | 0.0057629 | 0.0054395 | 0.0051119 | 0.0048 | 0.0045169 | 0.0042371 | 0.0039814 | 0.003734 | 0.0034995 | 0.0032808
SCE | MW | Industrial | Ind - Machinery | HVAC | No | Ind HVAC - Equipment (Electric - Low Cost) | 4.9118e-05 | 4.5878e-05 | 4.322e-05 | 4.0549e-05 | 3.7974e-05 | 3.5531e-05 | 3.3283e-05 | 3.1142e-05 | 2.9146e-05 | 2.727e-05 | 2.55e-05 | 2.3847e-05
SCE | MW | Industrial | Ind - Machinery | HVAC | No | Ind HVAC - Equipment (Electric - Mid Cost) | 0.0027057 | 0.0025295 | 0.0023835 | 0.0022372 | 0.0020956 | 0.0019615 | 0.0018381 | 0.0017202 | 0.0016106 | 0.0015072 | 0.0014096 | 0.0013185
SCE | MW | Industrial | Ind - Machinery | HVAC | No | Ind HVAC - O&M (Electric - High Cost) | 0.00038921 | 0.00038967 | 0.00039307 | 0.00039501 | 0.00039611 | 0.00039695 | 0.00039826 | 0.00039899 | 0.00039994 | 0.00040066 | 0.00040114 | 0.00040166
SCE | MW | Industrial | Ind - Machinery | HVAC | No | Ind HVAC - O&M (Electric - Low Cost) | 0.010454 | 0.01045 | 0.010537 | 0.010581 | 0.010607 | 0.010622 | 0.01065 | 0.010667 | 0.010685 | 0.010701 | 0.010711 | 0.010721
SCE | MW | Industrial | Ind - Machinery | Lighting | No | Ind Lighting - Equipment (High Cost) | 0.0082127 | 0.007702 | 0.0072575 | 0.0068181 | 0.0063862 | 0.0059827 | 0.0056107 | 0.0052501 | 0.0049187 | 0.0046022 | 0.0043034 | 0.0040243
SCE | MW | Industrial | Ind - Machinery | Lighting | No | Ind Lighting - Equipment (Low Cost) | 0.0036957 | 0.0034487 | 0.0032458 | 0.0030423 | 0.0028465 | 0.0026608 | 0.0024902 | 0.0023278 | 0.0021766 | 0.0020346 | 0.0019007 | 0.0017758
SCE | MW | Industrial | Ind - Machinery | Lighting | No | Ind Lighting - Equipment (Mid Cost) | 0.032094 | 0.02998 | 0.028223 | 0.026466 | 0.024768 | 0.023163 | 0.021687 | 0.020277 | 0.018968 | 0.017734 | 0.01657 | 0.015484
SCE | MW | Industrial | Ind - Machinery | Lighting | No | Ind Lighting - O&M (Low Cost) | 0.0024023 | 0.0022414 | 0.0021095 | 0.0019771 | 0.0018497 | 0.001729 | 0.001618 | 0.0015124 | 0.0014141 | 0.0013218 | 0.0012348 | 0.0011536
SCE | MW | Industrial | Ind - Machinery | ProcHeat | No | Ind ProcHeat - Equipment (Electric - High Cost) | 0.0005163 | 0.00052234 | 0.00052828 | 0.00053388 | 0.00053705 | 0.00054022 | 0.0005444 | 0.00054671 | 0.00055018 | 0.0005524 | 0.00055425 | 0.00055624
SCE | MW | Industrial | Ind - Machinery | ProcHeat | No | Ind ProcHeat - Equipment (Electric - Low Cost) | 0.00045846 | 0.00045834 | 0.00046218 | 0.00046413 | 0.00046526 | 0.00046597 | 0.00046722 | 0.00046794 | 0.00046878 | 0.00046949 | 0.00046992 | 0.00047039
SCE | MW | Industrial | Ind - Machinery | ProcHeat | No | Ind ProcHeat - Equipment (Electric - Mid Cost) | 7.2807e-05 | 7.2851e-05 | 7.3477e-05 | 7.3816e-05 | 7.401e-05 | 7.4151e-05 | 7.4377e-05 | 7.4504e-05 | 7.4664e-05 | 7.4789e-05 | 7.487e-05 | 7.4957e-05
SCE | MW | Industrial | Ind - Machinery | ProcRefrig | No | Ind ProcRefrig - O&M (High Cost) | 0.0007053 | 0.00070631 | 0.00071252 | 0.00071608 | 0.00071809 | 0.00071972 | 0.00072217 | 0.00072353 | 0.00072532 | 0.00072665 | 0.00072755 | 0.00072851
SCE | MW | Industrial | Ind - Machinery | ProcRefrig | No | Ind ProcRefrig - O&M (Low Cost) | 0.0031075 | 0.0031067 | 0.0031327 | 0.0031459 | 0.0031535 | 0.0031583 | 0.0031668 | 0.0031716 | 0.0031773 | 0.0031821 | 0.003185 | 0.0031882
SCE | MW | Industrial | Ind - Machinery | ProcRefrig | No | Ind ProcRefrig - O&M (Mid Cost) | 0.0026431 | 0.0026437 | 0.0026662 | 0.0026781 | 0.0026849 | 0.0026895 | 0.0026973 | 0.0027017 | 0.0027071 | 0.0027114 | 0.0027142 | 0.0027171
SCE | MW | Industrial | Ind - Machinery | MachDr | No | Ind MachDr - Equipment (High Cost) | 0.0034363 | 0.0034658 | 0.0035022 | 0.0035319 | 0.003548 | 0.0035653 | 0.0035849 | 0.0035954 | 0.0036112 | 0.0036214 | 0.0036294 | 0.0036377
SCE | MW | Industrial | Ind - Machinery | MachDr | No | Ind MachDr - Equipment (Low Cost) | 0.017348 | 0.017344 | 0.01749 | 0.017564 | 0.017607 | 0.017634 | 0.017682 | 0.01771 | 0.017742 | 0.017769 | 0.017785 | 0.017803
SCE | MW | Industrial | Ind - Machinery | MachDr | No | Ind MachDr - Equipment (Mid Cost) | 0.010261 | 0.010268 | 0.010356 | 0.010406 | 0.010434 | 0.010454 | 0.010486 | 0.010505 | 0.010527 | 0.010546 | 0.010557 | 0.01057
SCE | MW | Industrial | Ind - Machinery | MachDr | No | Ind MachDr - O&M (High Cost) | 0.00036321 | 0.00036375 | 0.00036695 | 0.0003688 | 0.00036984 | 0.00037068 | 0.00037195 | 0.00037265 | 0.00037358 | 0.00037427 | 0.00037474 | 0.00037524
SCE | MW | Industrial | Ind - Machinery | MachDr | No | Ind MachDr - O&M (Low Cost) | 0.051564 | 0.051549 | 0.05198 | 0.052199 | 0.052325 | 0.052404 | 0.052544 | 0.052624 | 0.052718 | 0.052797 | 0.052845 | 0.052897
SCE | MW | Industrial | Ind - Machinery | MachDr | No | Ind MachDr - O&M (Mid Cost) | 0.011769 | 0.011773 | 0.011873 | 0.011926 | 0.011957 | 0.011978 | 0.012013 | 0.012032 | 0.012057 | 0.012076 | 0.012088 | 0.012102
SCE | MW | Industrial | Ind - Metals (Fabricated) | HVAC | No | Ind HVAC - Equipment (Electric - High Cost) | 0.0015969 | 0.0014996 | 0.0014145 | 0.0013306 | 0.0012478 | 0.0011701 | 0.0010986 | 0.0010291 | 0.00096515 | 0.00090401 | 0.00084622 | 0.0007922
SCE | MW | Industrial | Ind - Metals (Fabricated) | HVAC | No | Ind HVAC - Equipment (Electric - Low Cost) | 0.0014075 | 0.0013146 | 0.0012384 | 0.0011618 | 0.001088 | 0.001018 | 0.00095356 | 0.00089219 | 0.000835 | 0.00078124 | 0.00073051 | 0.00068313
SCE | MW | Industrial | Ind - Metals (Fabricated) | HVAC | No | Ind HVAC - Equipment (Electric - Mid Cost) | 0.00015745 | 0.00014716 | 0.00013865 | 0.00013012 | 0.00012188 | 0.00011407 | 0.00010688 | 0.00010002 | 9.3636e-05 | 8.7621e-05 | 8.1943e-05 | 7.664e-05
SCE | MW | Industrial | Ind - Metals (Fabricated) | HVAC | No | Ind HVAC - O&M (Electric - High Cost) | 0.0012096 | 0.0013221 | 0.0013342 | 0.0013413 | 0.0013454 | 0.0013483 | 0.0013531 | 0.0013558 | 0.0013592 | 0.0013618 | 0.0013636 | 0.0013656
SCE | MW | Industrial | Ind - Metals (Fabricated) | HVAC | No | Ind HVAC - O&M (Electric - Low Cost) | 0.0374 | 0.037387 | 0.0377 | 0.037858 | 0.037949 | 0.038005 | 0.038106 | 0.038164 | 0.038231 | 0.038288 | 0.038323 | 0.038361
SCE | MW | Industrial | Ind - Metals (Fabricated) | HVAC | No | Ind HVAC - O&M (Electric - Mid Cost) | 0.0043143 | 0.0043151 | 0.0043517 | 0.0043713 | 0.0043828 | 0.0043899 | 0.0044026 | 0.0044098 | 0.0044185 | 0.0044256 | 0.0044302 | 0.0044351
SCE | MW | Industrial | Ind - Metals (Fabricated) | Lighting | No | Ind Lighting - Equipment (High Cost) | 0.034434 | 0.032308 | 0.030447 | 0.028611 | 0.026801 | 0.025113 | 0.023556 | 0.022045 | 0.020657 | 0.01933 | 0.018077 | 0.016906
SCE | MW | Industrial | Ind - Metals (Fabricated) | Lighting | No | Ind Lighting - Equipment (Low Cost) | 0.019719 | 0.018402 | 0.017319 | 0.016233 | 0.015188 | 0.014198 | 0.013287 | 0.01242 | 0.011614 | 0.010856 | 0.010142 | 0.0094751
SCE | MW | Industrial | Ind - Metals (Fabricated) | Lighting | No | Ind Lighting - Equipment (Mid Cost) | 0.26327 | 0.2459 | 0.23148 | 0.21706 | 0.20312 | 0.18995 | 0.17784 | 0.16627 | 0.15552 | 0.1454 | 0.13586 | 0.12695
SCE | MW | Industrial | Ind - Metals (Fabricated) | Lighting | No | Ind Lighting - O&M (High Cost) | 3.9251e-05 | 3.6787e-05 | 3.6469e-05 | 3.4203e-05 | 3.0485e-05 | 2.9939e-05 | 2.8034e-05 | 2.6212e-05 | 2.4522e-05 | 2.2927e-05 | 2.1424e-05 | 2.0021e-05
SCE | MW | Industrial | Ind - Metals (Fabricated) | Lighting | No | Ind Lighting - O&M (Low Cost) | 0.0094624 | 0.0088283 | 0.0083085 | 0.007787 | 0.0072853 | 0.0068096 | 0.0063724 | 0.0059565 | 0.0055692 | 0.0052056 | 0.0048629 | 0.0045432
SCE | MW | Industrial | Ind - Metals (Fabricated) | Lighting | No | Ind Lighting - O&M (Mid Cost) | 0.0027316 | 0.0025498 | 0.0024 | 0.0022498 | 0.0021051 | 0.0019681 | 0.0018421 | 0.0017221 | 0.0016104 | 0.0015054 | 0.0014065 | 0.0013141
SCE | MW | Industrial | Ind - Metals (Fabricated) | ProcHeat | No | Ind ProcHeat - Equipment (Electric - High Cost) | 1.6241e-05 | 1.5183e-05 | 1.431e-05 | 1.3451e-05 | 1.2615e-05 | 1.1795e-05 | 1.1056e-05 | 1.0351e-05 | 9.6902e-06 | 9.0719e-06 | 8.4873e-06 | 7.9431e-06
SCE | MW | Industrial | Ind - Metals (Fabricated) | ProcHeat | No | Ind ProcHeat - Equipment (Electric - Low Cost) | 0.0066554 | 0.0062153 | 0.0058549 | 0.0054926 | 0.0051435 | 0.0048122 | 0.0045075 | 0.0042173 | 0.0039468 | 0.0036926 | 0.0034528 | 0.0032288
SCE | MW | Industrial | Ind - Metals (Fabricated) | ProcHeat | No | Ind ProcHeat - Equipment (Electric - Mid Cost) | 0.00018927 | 0.00017694 | 0.00016672 | 0.00015648 | 0.00014657 | 0.00013719 | 0.00012856 | 0.00012031 | 0.00011264 | 0.00010541 | 9.8582e-05 | 9.2204e-05
SCE | MW | Industrial | Ind - Metals (Fabricated) | ProcHeat | No | Ind ProcHeat - O&M (Electric - High Cost) | 0.019419 | 0.019472 | 0.019649 | 0.019759 | 0.019821 | 0.019877 | 0.019951 | 0.019989 | 0.020041 | 0.02008 | 0.020106 | 0.020133
SCE | MW | Industrial | Ind - Metals (Fabricated) | ProcHeat | No | Ind ProcHeat - O&M (Electric - Low Cost) | 0.0024085 | 0.0024081 | 0.0024283 | 0.0024386 | 0.0024446 | 0.0024483 | 0.002455 | 0.0024588 | 0.0024633 | 0.002467 | 0.0024693 | 0.0024718
SCE | MW | Industrial | Ind - Metals (Fabricated) | ProcHeat | No | Ind ProcHeat - O&M (Electric - Mid Cost) | 8.9994e-05 | 9.003e-05 | 9.0799e-05 | 9.121e-05 | 9.1444e-05 | 9.161e-05 | 9.1881e-05 | 9.2035e-05 | 9.2224e-05 | 9.2375e-05 | 9.2472e-05 | 9.2575e-05
SCE | MW | Industrial | Ind - Metals (Fabricated) | ProcRefrig | No | Ind ProcRefrig - O&M (Low Cost) | 0.00044638 | 0.00044624 | 0.00044997 | 0.00045186 | 0.00045295 | 0.00045363 | 0.00045483 | 0.00045552 | 0.00045633 | 0.00045701 | 0.00045743 | 0.00045788
SCE | MW | Industrial | Ind - Metals (Fabricated) | ProcRefrig | No | Ind ProcRefrig - O&M (Mid Cost) | 0.0094365 | 0.0094414 | 0.0095223 | 0.009566 | 0.0095909 | 0.0096087 | 0.0096377 | 0.0096541 | 0.0096744 | 0.0096905 | 0.0097008 | 0.009712
SCE | MW | Industrial | Ind - Metals (Fabricated) | MachDr | No | Ind MachDr - Equipment (High Cost) | 0.0085485 | 0.0078382 | 0.00722 | 0.0066327 | 0.0060745 | 0.0055616 | 0.0050989 | 0.0046643 | 0.0042716 | 0.0039072 | 0.0035716 | 0.0032652
SCE | MW | Industrial | Ind - Metals (Fabricated) | MachDr | No | Ind MachDr - Equipment (Low Cost) | 0.032052 | 0.029233 | 0.026892 | 0.024637 | 0.022531 | 0.020586 | 0.01883 | 0.017205 | 0.015724 | 0.014366 | 0.013118 | 0.011979
SCE | MW | Industrial | Ind - Metals (Fabricated) | MachDr | No | Ind MachDr - Equipment (Mid Cost) | 0.063944 | 0.058366 | 0.053703 | 0.049217 | 0.045017 | 0.041145 | 0.03765 | 0.034405 | 0.031454 | 0.028743 | 0.026249 | 0.023974
SCE | MW | Industrial | Ind - Metals (Fabricated) | MachDr | No | Ind MachDr - O&M (High Cost) | 0.01237 | 0.012387 | 0.012496 | 0.012558 | 0.012593 | 0.012621 | 0.012664 | 0.012688 | 0.012719 | 0.012742 | 0.012758 | 0.012775
SCE | MW | Industrial | Ind - Metals (Fabricated) | MachDr | No | Ind MachDr - O&M (Low Cost) | 0.409 | 0.40888 | 0.4123 | 0.41403 | 0.41503 | 0.41565 | 0.41675 | 0.41739 | 0.41813 | 0.41876 | 0.41914 | 0.41955
SCE | MW | Industrial | Ind - Metals (Fabricated) | MachDr | No | Ind MachDr - O&M (Mid Cost) | 0.033843 | 0.033854 | 0.034142 | 0.034296 | 0.034383 | 0.034444 | 0.034545 | 0.034602 | 0.034672 | 0.034729 | 0.034764 | 0.034803
SCE | MW | Industrial | Ind - Metals (Primary) | HVAC | No | Ind HVAC - Equipment (Electric - High Cost) | 2.8026e-05 | 2.6513e-05 | 2.5053e-05 | 2.3642e-05 | 2.2203e-05 | 2.0889e-05 | 1.9671e-05 | 1.8452e-05 | 1.7356e-05 | 1.6278e-05 | 1.5257e-05 | 1.4301e-05
SCE | MW | Industrial | Ind - Metals (Primary) | HVAC | No | Ind HVAC - Equipment (Electric - Low Cost) | 0.00045684 | 0.00042672 | 0.000402 | 0.00037716 | 0.00035322 | 0.00033049 | 0.00030959 | 0.00028968 | 0.00027111 | 0.00025367 | 0.0002372 | 0.00022182
SCE | MW | Industrial | Ind - Metals (Primary) | HVAC | No | Ind HVAC - Equipment (Electric - Mid Cost) | 0.00061815 | 0.00057778 | 0.00054436 | 0.00051065 | 0.00047809 | 0.00044764 | 0.00041942 | 0.00039243 | 0.0003674 | 0.00034375 | 0.00032144 | 0.00030057
SCE | MW | Industrial | Ind - Metals (Primary) | HVAC | No | Ind HVAC - O&M (Electric - Low Cost) | 0.0008857 | 0.00088541 | 0.00089282 | 0.00089656 | 0.00089872 | 0.00090006 | 0.00090245 | 0.00090383 | 0.00090542 | 0.00090678 | 0.0009076 | 0.0009085
SCE | MW | Industrial | Ind - Metals (Primary) | HVAC | No | Ind HVAC - O&M (Electric - Mid Cost) | 0.0019832 | 0.0019836 | 0.0020005 | 0.0020093 | 0.0020144 | 0.0020179 | 0.0020237 | 0.002027 | 0.002031 | 0.0020342 | 0.0020363 | 0.0020385
SCE | MW | Industrial | Ind - Metals (Primary) | Lighting | No | Ind Lighting - Equipment (High Cost) | 0.0040297 | 0.0037782 | 0.0035599 | 0.003344 | 0.003132 | 0.0029338 | 0.0027511 | 0.0025742 | 0.0024115 | 0.0022562 | 0.0021097 | 0.0019728
SCE | MW | Industrial | Ind - Metals (Primary) | Lighting | No | Ind Lighting - Equipment (Low Cost) | 0.0093003 | 0.008678 | 0.0081673 | 0.007655 | 0.007162 | 0.0066947 | 0.0062651 | 0.0058564 | 0.0054758 | 0.0051184 | 0.0047816 | 0.0044673
SCE | MW | Industrial | Ind - Metals (Primary) | Lighting | No | Ind Lighting - Equipment (Mid Cost) | 0.019758 | 0.018453 | 0.017371 | 0.016289 | 0.015243 | 0.014254 | 0.013345 | 0.012477 | 0.01167 | 0.010911 | 0.010194 | 0.0095258
SCE | MW | Industrial | Ind - Metals (Primary) | Lighting | No | Ind Lighting - O&M (High Cost) | 2.5983e-05 | 2.4451e-05 | 2.3058e-05 | 2.1686e-05 | 2.0318e-05 | 1.9045e-05 | 1.7871e-05 | 1.6727e-05 | 1.5679e-05 | 1.5734e-05 | 1.4704e-05 | 1.3742e-05
SCE | MW | Industrial | Ind - Metals (Primary) | Lighting | No | Ind Lighting - O&M (Low Cost) | 0.0040376 | 0.0037669 | 0.0035451 | 0.0033225 | 0.0031084 | 0.0029054 | 0.0027188 | 0.0025413 | 0.002376 | 0.0022209 | 0.0020747 | 0.0019383
SCE | MW | Industrial | Ind - Metals (Primary) | Lighting | No | Ind Lighting - O&M (Mid Cost) | 0.0001345 | 0.00013051 | 0.00012286 | 0.00011521 | 0.00010781 | 0.00010082 | 9.4393e-05 | 8.8254e-05 | 8.2551e-05 | 7.718e-05 | 7.2115e-05 | 6.7387e-05
SCE | MW | Industrial | Ind - Metals (Primary) | ProcHeat | No | Ind ProcHeat - Equipment (Electric - High Cost) | 0.0019249 | 0.0018038 | 0.0017008 | 0.0015992 | 0.0014997 | 0.0014044 | 0.0013175 | 0.0012339 | 0.0011562 | 0.0010827 | 0.0010132 | 0.00094844
SCE | MW | Industrial | Ind - Metals (Primary) | ProcHeat | No | Ind ProcHeat - Equipment (Electric - Low Cost) | 0.0015068 | 0.0014071 | 0.0013256 | 0.0012435 | 0.0011645 | 0.0010895 | 0.0010205 | 0.00095484 | 0.00089358 | 0.00083605 | 0.00078175 | 0.00073104
SCE | MW | Industrial | Ind - Metals (Primary) | ProcHeat | No | Ind ProcHeat - Equipment (Electric - Mid Cost) | 0.00016164 | 0.00015109 | 0.00014237 | 0.00013362 | 0.00012516 | 0.00011715 | 0.00010978 | 0.00010273 | 9.6178e-05 | 9.0003e-05 | 8.4174e-05 | 7.8729e-05
SCE | MW | Industrial | Ind - Metals (Primary) | ProcHeat | No | Ind ProcHeat - O&M (Electric - Low Cost) | 1.3944e-05 | 1.3938e-05 | 1.4054e-05 | 1.4112e-05 | 1.4146e-05 | 1.4167e-05 | 1.4204e-05 | 1.4225e-05 | 1.425e-05 | 1.4271e-05 | 1.4283e-05 | 1.4297e-05
SCE | MW | Industrial | Ind - Metals (Primary) | MachDr | No | Ind MachDr - Equipment (High Cost) | 0.005485 | 0.0050294 | 0.0046327 | 0.004255 | 0.0038962 | 0.0035679 | 0.003271 | 0.002992 | 0.0027403 | 0.0025063 | 0.0022909 | 0.0020943
SCE | MW | Industrial | Ind - Metals (Primary) | MachDr | No | Ind MachDr - Equipment (Low Cost) | 0.017767 | 0.016206 | 0.014908 | 0.013658 | 0.012491 | 0.011413 | 0.01044 | 0.0095387 | 0.0087178 | 0.0079652 | 0.0072733 | 0.006642
SCE | MW | Industrial | Ind - Metals (Primary) | MachDr | No | Ind MachDr - Equipment (Mid Cost) | 0.013204 | 0.012055 | 0.011092 | 0.010167 | 0.0092995 | 0.0085005 | 0.0077791 | 0.0071091 | 0.0064998 | 0.0059398 | 0.0054248 | 0.0049548
SCE | MW | Industrial | Ind - Metals (Primary) | MachDr | No | Ind MachDr - O&M (High Cost) | 0.00061318 | 0.00061406 | 0.00061946 | 0.00062256 | 0.0006243 | 0.00062572 | 0.00062785 | 0.00062903 | 0.00063058 | 0.00063175 | 0.00063253 | 0.00063336
SCE | MW | Industrial | Ind - Metals (Primary) | MachDr | No | Ind MachDr - O&M (Low Cost) | 0.066247 | 0.066226 | 0.06678 | 0.06706 | 0.067222 | 0.067323 | 0.067502 | 0.067604 | 0.067724 | 0.067826 | 0.067887 | 0.067954
SCE | MW | Industrial | Ind - Metals (Primary) | MachDr | No | Ind MachDr - O&M (Mid Cost) | 0.0098232 | 0.009825 | 0.0099084 | 0.0099523 | 0.0099774 | 0.0099946 | 0.010023 | 0.01004 | 0.010059 | 0.010076 | 0.010086 | 0.010097
SCE | MW | Industrial | Ind - Other | HVAC | No | Ind HVAC - Equipment (Electric - High Cost) | 0.0021888 | 0.0020637 | 0.0019484 | 0.0018358 | 0.0017228 | 0.0016185 | 0.001522 | 0.0014268 | 0.0013403 | 0.001256 | 0.001176 | 0.0011012
SCE | MW | Industrial | Ind - Other | HVAC | No | Ind HVAC - O&M (Electric - High Cost) | 0.0054648 | 0.0055174 | 0.0061538 | 0.006189 | 0.0062086 | 0.0062268 | 0.0062521 | 0.0062659 | 0.0062852 | 0.0062987 | 0.0063084 | 0.0063185
SCE | MW | Industrial | Ind - Other | HVAC | No | Ind HVAC - O&M (Electric - Low Cost) | 0.0026884 | 0.0026876 | 0.0027101 | 0.0027215 | 0.0027281 | 0.0027322 | 0.0027395 | 0.0027436 | 0.0027485 | 0.0027526 | 0.0027551 | 0.0027579
SCE | MW | Industrial | Ind - Other | HVAC | No | Ind HVAC - O&M (Electric - Mid Cost) | 0.00083789 | 0.00083832 | 0.0008455 | 0.00084936 | 0.00085157 | 0.00085315 | 0.00085572 | 0.00085716 | 0.00085896 | 0.00086039 | 0.00086131 | 0.00086229
SCE | MW | Industrial | Ind - Other | Lighting | No | Ind Lighting - Equipment (High Cost) | 0.0065682 | 0.0061571 | 0.0058011 | 0.0054488 | 0.0051031 | 0.0047797 | 0.0044817 | 0.0041933 | 0.0039279 | 0.0036749 | 0.003436 | 0.0032129
SCE | MW | Industrial | Ind - Other | Lighting | No | Ind Lighting - Equipment (Low Cost) | 0.0027663 | 0.0025814 | 0.0024296 | 0.0022773 | 0.0021306 | 0.0019917 | 0.001864 | 0.0017424 | 0.0016292 | 0.0015229 | 0.0014227 | 0.0013292
SCE | MW | Industrial | Ind - Other | Lighting | No | Ind Lighting - Equipment (Mid Cost) | 0.023907 | 0.022332 | 0.021024 | 0.019715 | 0.01845 | 0.017255 | 0.016155 | 0.015105 | 0.014129 | 0.01321 | 0.012343 | 0.011534
SCE | MW | Industrial | Ind - Other | Lighting | No | Ind Lighting - O&M (High Cost) | 0.00048004 | 0.00045136 | 0.00042542 | 0.00039987 | 0.00037463 | 0.00035113 | 0.00032945 | 0.00030834 | 0.000289 | 0.00028918 | 0.00027025 | 0.00025257
SCE | MW | Industrial | Ind - Other | Lighting | No | Ind Lighting - O&M (Low Cost) | 0.0089052 | 0.0083083 | 0.0078192 | 0.0073282 | 0.0068561 | 0.0064084 | 0.0059969 | 0.0056055 | 0.005241 | 0.0048988 | 0.0045763 | 0.0042754
SCE | MW | Industrial | Ind - Other | Lighting | No | Ind Lighting - O&M (Mid Cost) | 0.00020165 | 0.00018827 | 0.00017721 | 0.00016614 | 0.00015546 | 0.00014535 | 0.00013606 | 0.0001272 | 0.00011896 | 0.00011121 | 0.0001039 | 9.7078e-05
SCE | MW | Industrial | Ind - Other | MachDr | No | Ind MachDr - Equipment (High Cost) | 0.019526 | 0.019609 | 0.019795 | 0.019921 | 0.019991 | 0.02006 | 0.020152 | 0.020202 | 0.020275 | 0.020323 | 0.02036 | 0.020398
SCE | MW | Industrial | Ind - Other | MachDr | No | Ind MachDr - Equipment (Low Cost) | 0.031522 | 0.031512 | 0.031776 | 0.031909 | 0.031986 | 0.032034 | 0.032119 | 0.032168 | 0.032225 | 0.032274 | 0.032303 | 0.032335
SCE | MW | Industrial | Ind - Other | MachDr | No | Ind MachDr - Equipment (Mid Cost) | 0.026421 | 0.02644 | 0.026668 | 0.026792 | 0.026863 | 0.026915 | 0.026998 | 0.027045 | 0.027104 | 0.02715 | 0.02718 | 0.027212
SCE | MW | Industrial | Ind - Other | MachDr | No | Ind MachDr - O&M (High Cost) | 0.0010309 | 0.0010321 | 0.0010412 | 0.0010463 | 0.0010492 | 0.0010514 | 0.0010549 | 0.0010569 | 0.0010594 | 0.0010613 | 0.0010626 | 0.001064
SCE | MW | Industrial | Ind - Other | MachDr | No | Ind MachDr - O&M (Low Cost) | 0.051029 | 0.051013 | 0.05144 | 0.051656 | 0.05178 | 0.051858 | 0.051996 | 0.052075 | 0.052167 | 0.052245 | 0.052292 | 0.052344
SCE | MW | Industrial | Ind - Other | MachDr | No | Ind MachDr - O&M (Mid Cost) | 0.0048119 | 0.004814 | 0.0048551 | 0.0048771 | 0.0048897 | 0.0048986 | 0.0049132 | 0.0049214 | 0.0049316 | 0.0049397 | 0.0049448 | 0.0049504
SCE | MW | Industrial | Ind - Paper | HVAC | No | Ind HVAC - Equipment (Electric - High Cost) | 0.00021388 | 0.00020212 | 0.00019093 | 0.00018009 | 0.00016909 | 0.00015901 | 0.00014967 | 0.00014037 | 0.00013197 | 0.00012375 | 0.00011597 | 0.00010868
SCE | MW | Industrial | Ind - Paper | HVAC | No | Ind HVAC - Equipment (Electric - Low Cost) | 7.2131e-05 | 6.7368e-05 | 6.3464e-05 | 5.954e-05 | 5.5758e-05 | 5.2169e-05 | 4.8868e-05 | 4.5723e-05 | 4.2792e-05 | 4.0037e-05 | 3.7437e-05 | 3.501e-05
SCE | MW | Industrial | Ind - Paper | HVAC | No | Ind HVAC - Equipment (Electric - Mid Cost) | 0.00035785 | 0.00033441 | 0.00031508 | 0.00029575 | 0.00027707 | 0.00025924 | 0.0002429 | 0.00022732 | 0.00021278 | 0.00019912 | 0.00018623 | 0.00017419
SCE | MW | Industrial | Ind - Paper | HVAC | No | Ind HVAC - O&M (Electric - High Cost) | 0.00034002 | 0.00034046 | 0.00034344 | 0.00034514 | 0.00034609 | 0.00034686 | 0.00034802 | 0.00034866 | 0.0003495 | 0.00035014 | 0.00035056 | 0.00035102
SCE | MW | Industrial | Ind - Paper | HVAC | No | Ind HVAC - O&M (Electric - Low Cost) | 0.0015257 | 0.0015253 | 0.001538 | 0.0015445 | 0.0015482 | 0.0015505 | 0.0015547 | 0.0015571 | 0.0015598 | 0.0015622 | 0.0015636 | 0.0015651
SCE | MW | Industrial | Ind - Paper | HVAC | No | Ind HVAC - O&M (Electric - Mid Cost) | 0.00097521 | 0.00097552 | 0.00098383 | 0.00098825 | 0.00099077 | 0.00099253 | 0.00099544 | 0.00099709 | 0.00099911 | 0.0010007 | 0.0010018 | 0.0010029
SCE | MW | Industrial | Ind - Paper | Lighting | No | Ind Lighting - Equipment (High Cost) | 0.0052134 | 0.0048887 | 0.0046064 | 0.0043273 | 0.0040531 | 0.0037968 | 0.0035606 | 0.0033316 | 0.0031212 | 0.0029203 | 0.0027307 | 0.0025535
SCE | MW | Industrial | Ind - Paper | Lighting | No | Ind Lighting - Equipment (Low Cost) | 0.0026075 | 0.0024333 | 0.0022902 | 0.0021467 | 0.0020085 | 0.0018775 | 0.0017571 | 0.0016425 | 0.0015359 | 0.0014357 | 0.0013412 | 0.0012531
SCE | MW | Industrial | Ind - Paper | Lighting | No | Ind Lighting - Equipment (Mid Cost) | 0.020649 | 0.019286 | 0.018155 | 0.017024 | 0.015931 | 0.014898 | 0.013948 | 0.01304 | 0.012198 | 0.011404 | 0.010655 | 0.0099566
SCE | MW | Industrial | Ind - Paper | Lighting | No | Ind Lighting - O&M (Low Cost) | 0.0019852 | 0.0018521 | 0.0017431 | 0.0016337 | 0.0015284 | 0.0014286 | 0.0013369 | 0.0012497 | 0.0011684 | 0.0010921 | 0.0010202 | 0.00095315
SCE | MW | Industrial | Ind - Paper | Lighting | No | Ind Lighting - O&M (Mid Cost) | 0.00021186 | 0.00020261 | 0.00019072 | 0.00017882 | 0.00016733 | 0.00015646 | 0.00014646 | 0.00013693 | 0.00012806 | 0.00011972 | 0.00011186 | 0.00010452
SCE | MW | Industrial | Ind - Paper | MachDr | No | Ind MachDr - Equipment (High Cost) | 0.005332 | 0.004883 | 0.0044964 | 0.0041271 | 0.0037777 | 0.0034577 | 0.0031684 | 0.0028973 | 0.0026522 | 0.0024251 | 0.0022162 | 0.0020253
SCE | MW | Industrial | Ind - Paper | MachDr | No | Ind MachDr - Equipment (Low Cost) | 0.016017 | 0.014609 | 0.01344 | 0.012313 | 0.01126 | 0.010288 | 0.0094112 | 0.0085989 | 0.0078588 | 0.0071804 | 0.0065566 | 0.0059875
SCE | MW | Industrial | Ind - Paper | MachDr | No | Ind MachDr - Equipment (Mid Cost) | 0.0139 | 0.01269 | 0.011676 | 0.010702 | 0.0097888 | 0.0089476 | 0.008188 | 0.0074827 | 0.0068413 | 0.0062518 | 0.0057097 | 0.005215
SCE | MW | Industrial | Ind - Paper | MachDr | No | Ind MachDr - O&M (High Cost) | 0.0020786 | 0.0020809 | 0.0020991 | 0.0021093 | 0.002115 | 0.0021195 | 0.0021264 | 0.0021303 | 0.0021353 | 0.0021391 | 0.0021416 | 0.0021443
SCE | MW | Industrial | Ind - Paper | MachDr | No | Ind MachDr - O&M (Low Cost) | 0.079325 | 0.079299 | 0.079963 | 0.080297 | 0.080491 | 0.080611 | 0.080825 | 0.080948 | 0.081091 | 0.081213 | 0.081286 | 0.081366
SCE | MW | Industrial | Ind - Paper | MachDr | No | Ind MachDr - O&M (Mid Cost) | 0.0091257 | 0.0091286 | 0.0092063 | 0.0092476 | 0.0092713 | 0.0092877 | 0.0093149 | 0.0093303 | 0.0093492 | 0.0093644 | 0.009374 | 0.0093844
SCE | MW | Industrial | Ind - Petroleum | Lighting | No | Ind Lighting - Equipment (High Cost) | 0.004806 | 0.0045083 | 0.0042484 | 0.0039916 | 0.003739 | 0.0035031 | 0.0032856 | 0.0030746 | 0.0028808 | 0.0026956 | 0.0025207 | 0.0023573
SCE | MW | Industrial | Ind - Petroleum | Lighting | No | Ind Lighting - Equipment (Low Cost) | 0.0040718 | 0.0037993 | 0.0035757 | 0.0033514 | 0.0031355 | 0.0029309 | 0.0027428 | 0.0025639 | 0.0023972 | 0.0022408 | 0.0020933 | 0.0019557
SCE | MW | Industrial | Ind - Petroleum | Lighting | No | Ind Lighting - Equipment (Mid Cost) | 0.0053152 | 0.0049634 | 0.0046722 | 0.0043807 | 0.0040992 | 0.0038331 | 0.0035883 | 0.0033548 | 0.0031377 | 0.0029334 | 0.0027408 | 0.002561
SCE | MW | Industrial | Ind - Petroleum | MachDr | No | Ind MachDr - Equipment (High Cost) | 0.024618 | 0.022568 | 0.020786 | 0.019089 | 0.017478 | 0.016004 | 0.014671 | 0.013419 | 0.012288 | 0.011239 | 0.010272 | 0.0093899
SCE | MW | Industrial | Ind - Petroleum | MachDr | No | Ind MachDr - Equipment (Low Cost) | 0.071478 | 0.065193 | 0.059973 | 0.054944 | 0.050247 | 0.045909 | 0.041995 | 0.038371 | 0.035068 | 0.03204 | 0.029257 | 0.026717
SCE | MW | Industrial | Ind - Petroleum | MachDr | No | Ind MachDr - Equipment (Mid Cost) | 0.054165 | 0.049449 | 0.0455 | 0.041703 | 0.038146 | 0.034867 | 0.031908 | 0.029159 | 0.02666 | 0.024362 | 0.02225 | 0.020322
SCE | MW | Industrial | Ind - Petroleum | MachDr | No | Ind MachDr - O&M (High Cost) | 0.084084 | 0.084309 | 0.085075 | 0.08555 | 0.085814 | 0.086038 | 0.086341 | 0.086509 | 0.086732 | 0.086897 | 0.08701 | 0.087129
SCE | MW | Industrial | Ind - Petroleum | MachDr | No | Ind MachDr - O&M (Low Cost) | 0.30693 | 0.30683 | 0.3094 | 0.3107 | 0.31145 | 0.31191 | 0.31274 | 0.31322 | 0.31377 | 0.31424 | 0.31453 | 0.31484
SCE | MW | Industrial | Ind - Petroleum | MachDr | No | Ind MachDr - O&M (Mid Cost) | 0.045047 | 0.04506 | 0.045444 | 0.045647 | 0.045763 | 0.045843 | 0.045977 | 0.046052 | 0.046145 | 0.04622 | 0.046267 | 0.046318
SCE | MW | Industrial | Ind - Plastics | HVAC | No | Ind HVAC - Equipment (Electric - High Cost) | 0.0018352 | 0.001724 | 0.0016264 | 0.0015299 | 0.0014346 | 0.0013456 | 0.0012636 | 0.0011836 | 0.0011103 | 0.00104 | 0.00097355 | 0.0009114
SCE | MW | Industrial | Ind - Plastics | HVAC | No | Ind HVAC - Equipment (Electric - Low Cost) | 0.0030301 | 0.0028302 | 0.0026662 | 0.0025013 | 0.0023425 | 0.0021917 | 0.0020531 | 0.001921 | 0.0017979 | 0.0016821 | 0.0015729 | 0.0014709
SCE | MW | Industrial | Ind - Plastics | HVAC | No | Ind HVAC - Equipment (Electric - Mid Cost) | 0.00050434 | 0.00047137 | 0.00044412 | 0.00041679 | 0.00039037 | 0.00036536 | 0.00034234 | 0.00032035 | 0.0002999 | 0.00028063 | 0.00026244 | 0.00024545
SCE | MW | Industrial | Ind - Plastics | HVAC | No | Ind HVAC - O&M (Electric - High Cost) | 0.0016743 | 0.0016762 | 0.0016909 | 0.0016995 | 0.0017044 | 0.0017078 | 0.0017135 | 0.0017168 | 0.0017208 | 0.001724 | 0.0017261 | 0.0017284
SCE | MW | Industrial | Ind - Plastics | HVAC | No | Ind HVAC - O&M (Electric - Low Cost) | 0.017754 | 0.017748 | 0.017897 | 0.017972 | 0.018015 | 0.018042 | 0.01809 | 0.018117 | 0.018149 | 0.018176 | 0.018193 | 0.018211
SCE | MW | Industrial | Ind - Plastics | HVAC | No | Ind HVAC - O&M (Electric - Mid Cost) | 0.0017401 | 0.0017405 | 0.0017553 | 0.0017631 | 0.0017676 | 0.0017707 | 0.0017758 | 0.0017787 | 0.0017823 | 0.0017851 | 0.001787 | 0.0017889
SCE | MW | Industrial | Ind - Plastics | Lighting | No | Ind Lighting - Equipment (High Cost) | 0.011282 | 0.010585 | 0.0099755 | 0.0093735 | 0.0087807 | 0.0082274 | 0.0077173 | 0.007222 | 0.0067673 | 0.0063324 | 0.0059219 | 0.0055383
SCE | MW | Industrial | Ind - Plastics | Lighting | No | Ind Lighting - Equipment (Low Cost) | 0.0080211 | 0.0074851 | 0.0070448 | 0.0066031 | 0.006178 | 0.0057751 | 0.0054048 | 0.0050523 | 0.0047241 | 0.0044159 | 0.0041254 | 0.0038543
SCE | MW | Industrial | Ind - Plastics | Lighting | No | Ind Lighting - Equipment (Mid Cost) | 0.086948 | 0.081218 | 0.076458 | 0.071698 | 0.067096 | 0.062748 | 0.058749 | 0.054928 | 0.051381 | 0.048038 | 0.044886 | 0.041944
SCE | MW | Industrial | Ind - Plastics | Lighting | No | Ind Lighting - O&M (Low Cost) | 0.0039038 | 0.0036423 | 0.0034279 | 0.0032128 | 0.0030058 | 0.0028096 | 0.0026292 | 0.0024577 | 0.0022978 | 0.0021479 | 0.0020065 | 0.0018746
SCE | MW | Industrial | Ind - Plastics | Lighting | No | Ind Lighting - O&M (Mid Cost) | 0.00020846 | 0.0001988 | 0.00018713 | 0.00017544 | 0.00016416 | 0.00015349 | 0.00014368 | 0.00013432 | 0.00012562 | 0.00011744 | 0.00010972 | 0.00010252
SCE | MW | Industrial | Ind - Plastics | ProcHeat | No | Ind ProcHeat - Equipment (Electric - High Cost) | 1.5411e-05 | 1.5428e-05 | 1.5566e-05 | 1.5665e-05 | 1.5729e-05 | 1.5744e-05 | 1.5799e-05 | 1.5836e-05 | 1.587e-05 | 1.5906e-05 | 1.593e-05 | 1.596e-05
SCE | MW | Industrial | Ind - Plastics | ProcHeat | No | Ind ProcHeat - Equipment (Electric - Low Cost) | 0.012623 | 0.012619 | 0.012725 | 0.012778 | 0.012809 | 0.012828 | 0.012862 | 0.012882 | 0.012905 | 0.012924 | 0.012936 | 0.012948
SCE | MW | Industrial | Ind - Plastics | ProcHeat | No | Ind ProcHeat - Equipment (Electric - Mid Cost) | 0.0060003 | 0.0060019 | 0.0060529 | 0.00608 | 0.0060954 | 0.0061061 | 0.0061239 | 0.0061339 | 0.0061462 | 0.0061562 | 0.0061624 | 0.0061692
SCE | MW | Industrial | Ind - Plastics | ProcRefrig | No | Ind ProcRefrig - O&M (High Cost) | 0.006847 | 0.0068571 | 0.0069174 | 0.0069521 | 0.0069717 | 0.0069876 | 0.0070115 | 0.0070247 | 0.0070422 | 0.0070552 | 0.007064 | 0.0070734
SCE | MW | Industrial | Ind - Plastics | ProcRefrig | No | Ind ProcRefrig - O&M (Low Cost) | 0.01237 | 0.012368 | 0.012472 | 0.012525 | 0.012555 | 0.012575 | 0.012609 | 0.012629 | 0.012652 | 0.012671 | 0.012683 | 0.012696
SCE | MW | Industrial | Ind - Plastics | ProcRefrig | No | Ind ProcRefrig - O&M (Mid Cost) | 0.0052381 | 0.0052401 | 0.0052848 | 0.0053087 | 0.0053223 | 0.0053319 | 0.0053476 | 0.0053565 | 0.0053675 | 0.0053763 | 0.0053818 | 0.0053879
SCE | MW | Industrial | Ind - Plastics | MachDr | No | Ind MachDr - Equipment (High Cost) | 0.017704 | 0.017791 | 0.017963 | 0.018082 | 0.018147 | 0.018215 | 0.018304 | 0.018351 | 0.018422 | 0.018468 | 0.018504 | 0.01854
SCE | MW | Industrial | Ind - Plastics | MachDr | No | Ind MachDr - Equipment (Low Cost) | 0.039952 | 0.039942 | 0.040277 | 0.040447 | 0.040545 | 0.040607 | 0.040716 | 0.040778 | 0.040851 | 0.040913 | 0.040951 | 0.040992
SCE | MW | Industrial | Ind - Plastics | MachDr | No | Ind MachDr - Equipment (Mid Cost) | 0.10098 | 0.10106 | 0.10193 | 0.10242 | 0.10269 | 0.10289 | 0.10322 | 0.1034 | 0.10363 | 0.10381 | 0.10393 | 0.10405
SCE | MW | Industrial | Ind - Plastics | MachDr | No | Ind MachDr - O&M (High Cost) | 0.00075252 | 0.00075352 | 0.00076013 | 0.00076389 | 0.00076602 | 0.00076772 | 0.0007703 | 0.00077173 | 0.0007736 | 0.00077501 | 0.00077596 | 0.00077697
SCE | MW | Industrial | Ind - Plastics | MachDr | No | Ind MachDr - O&M (Low Cost) | 0.17877 | 0.17872 | 0.18022 | 0.18097 | 0.18141 | 0.18168 | 0.18217 | 0.18245 | 0.18277 | 0.18305 | 0.18322 | 0.1834
SCE | MW | Industrial | Ind - Plastics | MachDr | No | Ind MachDr - O&M (Mid Cost) | 0.014337 | 0.014342 | 0.014464 | 0.014529 | 0.014566 | 0.014592 | 0.014635 | 0.014659 | 0.014689 | 0.014713 | 0.014728 | 0.014744
SCE | MW | Industrial | Ind - Printing & Publishing | HVAC | No | Ind HVAC - Equipment (Electric - High Cost) | 0.0028861 | 0.0027192 | 0.0025669 | 0.0024178 | 0.0022686 | 0.0021291 | 0.0019999 | 0.0018737 | 0.0017581 | 0.001647 | 0.0015419 | 0.0014437
SCE | MW | Industrial | Ind - Printing & Publishing | HVAC | No | Ind HVAC - Equipment (Electric - Low Cost) | 0.0012234 | 0.0011427 | 0.0010765 | 0.00101 | 0.00094583 | 0.00088497 | 0.00082899 | 0.00077565 | 0.00072594 | 0.00067922 | 0.00063512 | 0.00059394
SCE | MW | Industrial | Ind - Printing & Publishing | HVAC | No | Ind HVAC - Equipment (Electric - Mid Cost) | 0.0055002 | 0.0051422 | 0.0048453 | 0.0045478 | 0.0042599 | 0.0039874 | 0.0037367 | 0.0034969 | 0.003274 | 0.0030639 | 0.0028655 | 0.0026801
SCE | MW | Industrial | Ind - Printing & Publishing | HVAC | No | Ind HVAC - O&M (Electric - High Cost) | 0.00040507 | 0.00040554 | 0.00040908 | 0.00041107 | 0.0004122 | 0.00041308 | 0.00041444 | 0.0004152 | 0.00041618 | 0.00041692 | 0.00041741 | 0.00041794
SCE | MW | Industrial | Ind - Printing & Publishing | HVAC | No | Ind HVAC - O&M (Electric - Low Cost) | 0.016042 | 0.016037 | 0.016171 | 0.016239 | 0.016279 | 0.016303 | 0.016347 | 0.016372 | 0.016401 | 0.016426 | 0.016441 | 0.016457
SCE | MW | Industrial | Ind - Printing & Publishing | Lighting | No | Ind Lighting - Equipment (High Cost) | 0.0039023 | 0.0036587 | 0.0034473 | 0.0032382 | 0.0030329 | 0.0028409 | 0.002664 | 0.0024927 | 0.0023351 | 0.0021847 | 0.0020428 | 0.0019102
SCE | MW | Industrial | Ind - Printing & Publishing | Lighting | No | Ind Lighting - Equipment (Low Cost) | 0.0072352 | 0.0067514 | 0.0063542 | 0.0059557 | 0.0055722 | 0.0052087 | 0.0048746 | 0.0045566 | 0.0042605 | 0.0039825 | 0.0037205 | 0.0034759
SCE | MW | Industrial | Ind - Printing & Publishing | Lighting | No | Ind Lighting - Equipment (Mid Cost) | 0.023636 | 0.022073 | 0.020779 | 0.019483 | 0.018232 | 0.017049 | 0.015961 | 0.014922 | 0.013957 | 0.013048 | 0.012192 | 0.011392
SCE | MW | Industrial | Ind - Printing & Publishing | Lighting | No | Ind Lighting - O&M (Low Cost) | 0.0080518 | 0.0075123 | 0.00707 | 0.0066262 | 0.0061993 | 0.0057945 | 0.0054225 | 0.0050686 | 0.004739 | 0.0044296 | 0.004138 | 0.0038659
SCE | MW | Industrial | Ind - Printing & Publishing | Lighting | No | Ind Lighting - O&M (Mid Cost) | 0.00023603 | 0.00022521 | 0.00021198 | 0.00019874 | 0.00018597 | 0.00017388 | 0.00016277 | 0.00015217 | 0.00014232 | 0.00013305 | 0.00012431 | 0.00011615
SCE | MW | Industrial | Ind - Printing & Publishing | MachDr | No | Ind MachDr - Equipment (High Cost) | 0.0027071 | 0.0024801 | 0.0022839 | 0.0020967 | 0.0019193 | 0.001757 | 0.0016102 | 0.0014726 | 0.0013482 | 0.0012329 | 0.0011267 | 0.0010297
SCE | MW | Industrial | Ind - Printing & Publishing | MachDr | No | Ind MachDr - Equipment (Low Cost) | 0.0099689 | 0.0090919 | 0.0083639 | 0.0076624 | 0.0070071 | 0.0064022 | 0.0058562 | 0.0053507 | 0.0048901 | 0.0044678 | 0.0040796 | 0.0037255
SCE | MW | Industrial | Ind - Printing & Publishing | MachDr | No | Ind MachDr - Equipment (Mid Cost) | 0.016718 | 0.01526 | 0.014041 | 0.012868 | 0.01177 | 0.010758 | 0.0098442 | 0.0089959 | 0.0082242 | 0.0075154 | 0.0068635 | 0.0062687
SCE | MW | Industrial | Ind - Printing & Publishing | MachDr | No | Ind MachDr - O&M (Low Cost) | 0.12348 | 0.12344 | 0.12447 | 0.125 | 0.1253 | 0.12548 | 0.12582 | 0.12601 | 0.12623 | 0.12642 | 0.12654 | 0.12666
SCE | MW | Industrial | Ind - Printing & Publishing | MachDr | No | Ind MachDr - O&M (Mid Cost) | 0.0081629 | 0.0081657 | 0.0082354 | 0.0082724 | 0.0082936 | 0.0083085 | 0.0083329 | 0.0083467 | 0.0083638 | 0.0083774 | 0.008386 | 0.0083954
SCE | MW | Industrial | Ind - Stone, Glass & Clay | HVAC | No | Ind HVAC - O&M (Electric - Low Cost) | 0.01138 | 0.011376 | 0.011471 | 0.01152 | 0.011548 | 0.011565 | 0.011596 | 0.011614 | 0.011634 | 0.011652 | 0.011662 | 0.011674
SCE | MW | Industrial | Ind - Stone, Glass & Clay | Lighting | No | Ind Lighting - Equipment (High Cost) | 0.0082063 | 0.0076984 | 0.0072546 | 0.0068163 | 0.006385 | 0.0059823 | 0.0056111 | 0.0052508 | 0.0049199 | 0.0046036 | 0.004305 | 0.004026
SCE | MW | Industrial | Ind - Stone, Glass & Clay | Lighting | No | Ind Lighting - Equipment (Low Cost) | 0.0023864 | 0.0022267 | 0.0020957 | 0.0019642 | 0.0018377 | 0.0017178 | 0.0016076 | 0.0015027 | 0.001405 | 0.0013133 | 0.0012269 | 0.0011462
SCE | MW | Industrial | Ind - Stone, Glass & Clay | Lighting | No | Ind Lighting - Equipment (Mid Cost) | 0.065679 | 0.06134 | 0.057743 | 0.054143 | 0.050666 | 0.047379 | 0.044356 | 0.04147 | 0.038789 | 0.036264 | 0.033883 | 0.031661
SCE | MW | Industrial | Ind - Stone, Glass & Clay | Lighting | No | Ind Lighting - O&M (Low Cost) | 0.0027323 | 0.0025494 | 0.0023994 | 0.0022489 | 0.002104 | 0.0019667 | 0.0018405 | 0.0017204 | 0.0016086 | 0.0015036 | 0.0014047 | 0.0013123
SCE | MW | Industrial | Ind - Stone, Glass & Clay | Lighting | No | Ind Lighting - O&M (Mid Cost) | 0.0011626 | 0.0010853 | 0.0010215 | 0.00095761 | 0.00089602 | 0.0008377 | 0.00078409 | 0.000733 | 0.00068547 | 0.00064079 | 0.00059866 | 0.00055935
SCE | MW | Industrial | Ind - Stone, Glass & Clay | MachDr | No | Ind MachDr - Equipment (High Cost) | 0.012102 | 0.011085 | 0.010208 | 0.0093705 | 0.0085775 | 0.0078516 | 0.007195 | 0.0065797 | 0.0060236 | 0.0055081 | 0.0050336 | 0.0046003
SCE | MW | Industrial | Ind - Stone, Glass & Clay | MachDr | No | Ind MachDr - Equipment (Low Cost) | 0.02854 | 0.026029 | 0.023945 | 0.021937 | 0.020061 | 0.018329 | 0.016766 | 0.015319 | 0.014 | 0.012791 | 0.01168 | 0.010666
SCE | MW | Industrial | Ind - Stone, Glass & Clay | MachDr | No | Ind MachDr - Equipment (Mid Cost) | 0.022503 | 0.020543 | 0.018902 | 0.017324 | 0.015846 | 0.014483 | 0.013253 | 0.012112 | 0.011073 | 0.010119 | 0.0092412 | 0.0084404
SCE | MW | Industrial | Ind - Stone, Glass & Clay | MachDr | No | Ind MachDr - O&M (High Cost) | 0.10182 | 0.1021 | 0.10303 | 0.10361 | 0.10393 | 0.10422 | 0.10462 | 0.10483 | 0.1051 | 0.1053 | 0.10544 | 0.10558
SCE | MW | Industrial | Ind - Stone, Glass & Clay | MachDr | No | Ind MachDr - O&M (Low Cost) | 0.15649 | 0.15644 | 0.15775 | 0.15841 | 0.15879 | 0.15903 | 0.15945 | 0.1597 | 0.15998 | 0.16022 | 0.16036 | 0.16052
SCE | MW | Industrial | Ind - Stone, Glass & Clay | MachDr | No | Ind MachDr - O&M (Mid Cost) | 0.022638 | 0.022647 | 0.02284 | 0.022944 | 0.023003 | 0.023044 | 0.023112 | 0.023151 | 0.023199 | 0.023237 | 0.023261 | 0.023287
SCE | MW | Industrial | Ind - Textiles | HVAC | No | Ind HVAC - Equipment (Electric - High Cost) | 0.00074457 | 0.00069913 | 0.00065944 | 0.00062018 | 0.00058148 | 0.00054532 | 0.00051195 | 0.00047953 | 0.00044973 | 0.00042122 | 0.00039426 | 0.00036906
SCE | MW | Industrial | Ind - Textiles | HVAC | No | Ind HVAC - Equipment (Electric - Mid Cost) | 0.0003845 | 0.00035935 | 0.00033858 | 0.00031773 | 0.0002976 | 0.00027852 | 0.00026097 | 0.00024421 | 0.00022861 | 0.00021392 | 0.00020006 | 0.00018711
SCE | MW | Industrial | Ind - Textiles | HVAC | No | Ind HVAC - O&M (Electric - Low Cost) | 0.0045675 | 0.0045664 | 0.0046047 | 0.0046242 | 0.0046355 | 0.0046426 | 0.0046551 | 0.0046623 | 0.0046707 | 0.0046778 | 0.0046821 | 0.0046868
SCE | MW | Industrial | Ind - Textiles | Lighting | No | Ind Lighting - Equipment (High Cost) | 0.0033702 | 0.00316 | 0.0029775 | 0.0027969 | 0.0026197 | 0.0024539 | 0.0023012 | 0.0021532 | 0.0020171 | 0.0018873 | 0.0017647 | 0.0016502
SCE | MW | Industrial | Ind - Textiles | Lighting | No | Ind Lighting - Equipment (Low Cost) | 0.00085504 | 0.00079789 | 0.00075095 | 0.00070386 | 0.00065854 | 0.00061559 | 0.00057611 | 0.00053854 | 0.00050355 | 0.0004707 | 0.00043973 | 0.00041083
SCE | MW | Industrial | Ind - Textiles | Lighting | No | Ind Lighting - Equipment (Mid Cost) | 0.019716 | 0.018418 | 0.017339 | 0.01626 | 0.015216 | 0.014231 | 0.013324 | 0.012458 | 0.011653 | 0.010895 | 0.010181 | 0.0095133
SCE | MW | Industrial | Ind - Textiles | Lighting | No | Ind Lighting - O&M (Low Cost) | 0.0012472 | 0.0011637 | 0.0010952 | 0.0010264 | 0.00096029 | 0.00089759 | 0.00083996 | 0.00078515 | 0.00073409 | 0.00068617 | 0.000641 | 0.00059885
SCE | MW | Industrial | Ind - Textiles | Lighting | No | Ind Lighting - O&M (Mid Cost) | 0.00085518 | 0.00079823 | 0.00075132 | 0.0007043 | 0.00065899 | 0.00061609 | 0.00057664 | 0.00053906 | 0.0005041 | 0.00047123 | 0.00044025 | 0.00041134
SCE | MW | Industrial | Ind - Textiles | MachDr | No | Ind MachDr - Equipment (Low Cost) | 0.0042851 | 0.004284 | 0.0043199 | 0.0043381 | 0.0043487 | 0.0043553 | 0.004367 | 0.0043737 | 0.0043815 | 0.0043882 | 0.0043922 | 0.0043966
SCE | MW | Industrial | Ind - Textiles | MachDr | No | Ind MachDr - Equipment (Mid Cost) | 0.0085364 | 0.0085419 | 0.0086154 | 0.0086553 | 0.0086781 | 0.0086947 | 0.0087214 | 0.0087364 | 0.0087552 | 0.00877 | 0.0087795 | 0.0087898
SCE | MW | Industrial | Ind - Textiles | MachDr | No | Ind MachDr - O&M (High Cost) | 0.0011153 | 0.0011169 | 0.0011267 | 0.0011324 | 0.0011356 | 0.0011381 | 0.001142 | 0.0011441 | 0.0011469 | 0.0011491 | 0.0011505 | 0.001152
SCE | MW | Industrial | Ind - Textiles | MachDr | No | Ind MachDr - O&M (Low Cost) | 0.027094 | 0.027087 | 0.027314 | 0.027428 | 0.027495 | 0.027536 | 0.02761 | 0.027652 | 0.027702 | 0.027743 | 0.027769 | 0.027796
SCE | MW | Industrial | Ind - Textiles | MachDr | No | Ind MachDr - O&M (Mid Cost) | 0.0076395 | 0.0076426 | 0.0077078 | 0.0077427 | 0.0077627 | 0.0077768 | 0.0077998 | 0.0078129 | 0.0078289 | 0.0078418 | 0.00785 | 0.0078588
SCE | MW | Industrial | Ind - Transportation Equipment | HVAC | No | Ind HVAC - Equipment (Electric - High Cost) | 0.00096807 | 0.00090969 | 0.00085818 | 0.00080732 | 0.00075705 | 0.00071016 | 0.00066689 | 0.00062473 | 0.00058606 | 0.00054896 | 0.00051389 | 0.0004811
SCE | MW | Industrial | Ind - Transportation Equipment | HVAC | No | Ind HVAC - Equipment (Electric - Low Cost) | 0.0037909 | 0.0035407 | 0.0033355 | 0.0031292 | 0.0029304 | 0.0027418 | 0.0025684 | 0.0024031 | 0.002249 | 0.0021043 | 0.0019676 | 0.00184
SCE | MW | Industrial | Ind - Transportation Equipment | HVAC | No | Ind HVAC - Equipment (Electric - Mid Cost) | 0.0012747 | 0.0011919 | 0.0011231 | 0.0010542 | 0.00098746 | 0.00092435 | 0.00086627 | 0.0008107 | 0.00075907 | 0.00071036 | 0.00066437 | 0.00062141
SCE | MW | Industrial | Ind - Transportation Equipment | HVAC | No | Ind HVAC - O&M (Electric - High Cost) | 0.0024943 | 0.0027226 | 0.0027469 | 0.0027609 | 0.0027688 | 0.0027753 | 0.0027849 | 0.0027903 | 0.0027974 | 0.0028026 | 0.0028062 | 0.00281
SCE | MW | Industrial | Ind - Transportation Equipment | HVAC | No | Ind HVAC - O&M (Electric - Low Cost) | 0.03225 | 0.03224 | 0.032509 | 0.032645 | 0.032724 | 0.032773 | 0.03286 | 0.03291 | 0.032968 | 0.033018 | 0.033047 | 0.03308
SCE | MW | Industrial | Ind - Transportation Equipment | HVAC | No | Ind HVAC - O&M (Electric - Mid Cost) | 0.0046364 | 0.0046376 | 0.004677 | 0.0046978 | 0.0047098 | 0.004718 | 0.0047317 | 0.0047394 | 0.0047489 | 0.0047566 | 0.0047614 | 0.0047666
SCE | MW | Industrial | Ind - Transportation Equipment | Lighting | No | Ind Lighting - Equipment (High Cost) | 0.028193 | 0.026458 | 0.024935 | 0.023433 | 0.021952 | 0.020571 | 0.019297 | 0.01806 | 0.016924 | 0.015837 | 0.014811 | 0.013852
SCE | MW | Industrial | Ind - Transportation Equipment | Lighting | No | Ind Lighting - Equipment (Low Cost) | 0.0095353 | 0.0088968 | 0.0083732 | 0.0078478 | 0.0073423 | 0.006863 | 0.0064225 | 0.0060035 | 0.0056132 | 0.0052468 | 0.0049015 | 0.0045792
SCE | MW | Industrial | Ind - Transportation Equipment | Lighting | No | Ind Lighting - Equipment (Mid Cost) | 0.086686 | 0.080973 | 0.076227 | 0.071481 | 0.066894 | 0.062559 | 0.058572 | 0.054763 | 0.051226 | 0.047893 | 0.04475 | 0.041817
SCE | MW | Industrial | Ind - Transportation Equipment | Lighting | No | Ind Lighting - O&M (High Cost) | 3.3532e-05 | 3.1593e-05 | 2.9802e-05 | 2.8057e-05 | 2.6307e-05 | 2.4694e-05 | 2.3203e-05 | 2.1731e-05 | 2.0396e-05 | 1.9101e-05 | 1.7876e-05 | 1.811e-05
SCE | MW | Industrial | Ind - Transportation Equipment | Lighting | No | Ind Lighting - O&M (Low Cost) | 0.0098305 | 0.0091719 | 0.0086319 | 0.0080901 | 0.0075689 | 0.0070747 | 0.0066205 | 0.0061885 | 0.0057861 | 0.0054084 | 0.0050524 | 0.0047202
SCE | MW | Industrial | Ind - Transportation Equipment | Lighting | No | Ind Lighting - O&M (Mid Cost) | 0.0005721 | 0.00054844 | 0.00051626 | 0.00048405 | 0.00045296 | 0.00042355 | 0.00039651 | 0.0003707 | 0.00034672 | 0.00032414 | 0.00030286 | 0.00028299
SCE | MW | Industrial | Ind - Transportation Equipment | ProcHeat | No | Ind ProcHeat - Equipment (Electric - Low Cost) | 0.0051151 | 0.0051135 | 0.0051563 | 0.0051779 | 0.0051904 | 0.0051982 | 0.005212 | 0.00522 | 0.0052292 | 0.0052371 | 0.0052418 | 0.005247
SCE | MW | Industrial | Ind - Transportation Equipment | ProcHeat | No | Ind ProcHeat - Equipment (Electric - Mid Cost) | 0.0037316 | 0.0037362 | 0.0037689 | 0.0037874 | 0.0037978 | 0.0038061 | 0.0038188 | 0.0038258 | 0.003835 | 0.0038419 | 0.0038465 | 0.0038514
SCE | MW | Industrial | Ind - Transportation Equipment | ProcRefrig | No | Ind ProcRefrig - O&M (High Cost) | 0.00020071 | 0.00020124 | 0.00020306 | 0.00020419 | 0.00020481 | 0.0002053 | 0.00020602 | 0.00020641 | 0.00020695 | 0.00020734 | 0.0002076 | 0.00020789
SCE | MW | Industrial | Ind - Transportation Equipment | MachDr | No | Ind MachDr - Equipment (High Cost) | 0.0022487 | 0.0022585 | 0.00228 | 0.002295 | 0.0023034 | 0.0023111 | 0.0023219 | 0.0023278 | 0.0023362 | 0.002342 | 0.0023463 | 0.0023509
SCE | MW | Industrial | Ind - Transportation Equipment | MachDr | No | Ind MachDr - Equipment (Low Cost) | 0.035647 | 0.035637 | 0.035935 | 0.036087 | 0.036174 | 0.036229 | 0.036325 | 0.036381 | 0.036446 | 0.036501 | 0.036534 | 0.03657
SCE | MW | Industrial | Ind - Transportation Equipment | MachDr | No | Ind MachDr - Equipment (Mid Cost) | 0.052359 | 0.052383 | 0.052831 | 0.053071 | 0.053209 | 0.053306 | 0.053466 | 0.053556 | 0.053667 | 0.053756 | 0.053812 | 0.053873
SCE | MW | Industrial | Ind - Transportation Equipment | MachDr | No | Ind MachDr - O&M (High Cost) | 0.0064084 | 0.0064163 | 0.0064724 | 0.0065042 | 0.0065222 | 0.0065363 | 0.006558 | 0.0065701 | 0.0065858 | 0.0065977 | 0.0066056 | 0.0066141
SCE | MW | Industrial | Ind - Transportation Equipment | MachDr | No | Ind MachDr - O&M (Low Cost) | 0.20997 | 0.2099 | 0.21166 | 0.21255 | 0.21306 | 0.21338 | 0.21395 | 0.21428 | 0.21466 | 0.21498 | 0.21518 | 0.21539
SCE | MW | Industrial | Ind - Transportation Equipment | MachDr | No | Ind MachDr - O&M (Mid Cost) | 0.020848 | 0.020851 | 0.021028 | 0.02112 | 0.021174 | 0.02121 | 0.02127 | 0.021305 | 0.021346 | 0.02138 | 0.021402 | 0.021425
SCE | MW | Agricultural | Agr - Dairies | ProcRefrig | No | Ag Refrigeration - Equipment (High Cost) | 0.007591 | 0.0076261 | 0.0076394 | 0.007659 | 0.0076729 | 0.0076916 | 0.0077081 | 0.0077163 | 0.0077271 | 0.0077277 | 0.0076995 | 0.0076713
SCE | MW | Agricultural | Agr - Dairies | ProcRefrig | No | Ag Refrigeration - Equipment (Mid Cost) | 0.00018426 | 0.0001847 | 0.00018492 | 0.0001852 | 0.00018545 | 0.00018572 | 0.00018594 | 0.00018605 | 0.00018615 | 0.00018608 | 0.00018532 | 0.00018457
SCE | MW | Agricultural | Agr - Dairies | ProcRefrig | No | Ag Refrigeration - O&M (High Cost) | 0.021292 | 0.021337 | 0.021362 | 0.021392 | 0.021418 | 0.021447 | 0.021471 | 0.021482 | 0.021491 | 0.021482 | 0.021394 | 0.021305
SCE | MW | Agricultural | Agr - Dairies | ProcRefrig | No | Ag Refrigeration - O&M (Low Cost) | 0.020377 | 0.020398 | 0.020416 | 0.020435 | 0.020455 | 0.020473 | 0.020486 | 0.020493 | 0.020492 | 0.02048 | 0.020391 | 0.020303
SCE | MW | Agricultural | Agr - Dairies | ProcRefrig | No | Ag Refrigeration - O&M (Mid Cost) | 0.028012 | 0.028057 | 0.028086 | 0.028118 | 0.02815 | 0.028182 | 0.028207 | 0.028219 | 0.028225 | 0.028211 | 0.028092 | 0.027973
SCE | MW | Agricultural | Agr - Dairies | MachDr | No | Ag Process Mtr - Equipment (High Cost) | 0.022972 | 0.023124 | 0.023176 | 0.023263 | 0.023322 | 0.023393 | 0.023463 | 0.023499 | 0.02355 | 0.023563 | 0.023487 | 0.023412
SCE | MW | Agricultural | Agr - Dairies | MachDr | No | Ag Process Mtr - Equipment (Low Cost) | 0.083944 | 0.084032 | 0.084108 | 0.084185 | 0.08427 | 0.084344 | 0.084399 | 0.084427 | 0.084425 | 0.084374 | 0.084009 | 0.083645
SCE | MW | Agricultural | Agr - Dairies | MachDr | No | Ag Process Mtr - Equipment (Mid Cost) | 0.12636 | 0.12658 | 0.12672 | 0.12687 | 0.12702 | 0.12718 | 0.1273 | 0.12736 | 0.12739 | 0.12733 | 0.1268 | 0.12627
SCE | MW | Agricultural | Agr - Dairies | MachDr | No | Ag Process Mtr - O&M (High Cost) | 0.0072433 | 0.0072585 | 0.0072669 | 0.0072771 | 0.0072862 | 0.007296 | 0.007304 | 0.0073079 | 0.0073109 | 0.0073079 | 0.0072778 | 0.0072477
SCE | MW | Agricultural | Agr - Dairies | MachDr | No | Ag Process Mtr - O&M (Low Cost) | 0.25952 | 0.25976 | 0.25999 | 0.26021 | 0.26047 | 0.26068 | 0.26084 | 0.26092 | 0.2609 | 0.26073 | 0.2596 | 0.25847
SCE | MW | Agricultural | Agr - Dairies | MachDr | No | Ag Process Mtr - O&M (Mid Cost) | 0.037223 | 0.037274 | 0.037311 | 0.037351 | 0.037392 | 0.03743 | 0.03746 | 0.037475 | 0.03748 | 0.037459 | 0.0373 | 0.037141
SCE | MW | Agricultural | Agr - Irrigated Agriculture | MachDr | No | Ag Motor Pmp - Equipment (High Cost) | 0.02177 | 0.021915 | 0.021965 | 0.022048 | 0.022104 | 0.022171 | 0.022238 | 0.022273 | 0.022321 | 0.022334 | 0.022262 | 0.022192
SCE | MW | Agricultural | Agr - Irrigated Agriculture | MachDr | No | Ag Motor Pmp - Equipment (Low Cost) | 0.032525 | 0.03256 | 0.03259 | 0.03262 | 0.032653 | 0.032682 | 0.032704 | 0.032715 | 0.032715 | 0.032695 | 0.032554 | 0.032413
SCE | MW | Agricultural | Agr - Irrigated Agriculture | MachDr | No | Ag Motor Pmp - Equipment (Mid Cost) | 0.093151 | 0.093326 | 0.093428 | 0.093543 | 0.09365 | 0.093771 | 0.093864 | 0.093909 | 0.093939 | 0.093895 | 0.093502 | 0.093109
SCE | MW | Agricultural | Agr - Irrigated Agriculture | MachDr | No | Ag Motor Pmp - O&M (High Cost) | 0.0017671 | 0.0017713 | 0.0017734 | 0.0017761 | 0.0017784 | 0.001781 | 0.0017831 | 0.0017842 | 0.001785 | 0.0017844 | 0.0017771 | 0.0017699
SCE | MW | Agricultural | Agr - Irrigated Agriculture | MachDr | No | Ag Motor Pmp - O&M (Low Cost) | 0.040279 | 0.040317 | 0.040353 | 0.040388 | 0.040428 | 0.040461 | 0.040485 | 0.040498 | 0.040495 | 0.04047 | 0.040294 | 0.040118
SCE | MW | Agricultural | Agr - Irrigated Agriculture | MachDr | No | Ag Motor Pmp - O&M (Mid Cost) | 0.016906 | 0.016929 | 0.016946 | 0.016964 | 0.016982 | 0.017 | 0.017013 | 0.01702 | 0.017022 | 0.017013 | 0.01694 | 0.016868
SCE | MW | Agricultural | Agr - Post-Harvest Processing | ProcRefrig | No | Ag Refrigeration - Equipment (High Cost) | 0.007553 | 0.0075879 | 0.0076012 | 0.0076207 | 0.0076346 | 0.0076531 | 0.0076696 | 0.0076777 | 0.0076885 | 0.0076891 | 0.007661 | 0.007633
SCE | MW | Agricultural | Agr - Post-Harvest Processing | ProcRefrig | No | Ag Refrigeration - Equipment (Mid Cost) | 0.00018334 | 0.00018377 | 0.000184 | 0.00018428 | 0.00018452 | 0.00018479 | 0.00018501 | 0.00018512 | 0.00018522 | 0.00018515 | 0.0001844 | 0.00018364
SCE | MW | Agricultural | Agr - Post-Harvest Processing | ProcRefrig | No | Ag Refrigeration - O&M (High Cost) | 0.021185 | 0.02123 | 0.021255 | 0.021285 | 0.021311 | 0.02134 | 0.021363 | 0.021375 | 0.021384 | 0.021375 | 0.021287 | 0.021199
SCE | MW | Agricultural | Agr - Post-Harvest Processing | ProcRefrig | No | Ag Refrigeration - O&M (Low Cost) | 0.020275 | 0.020296 | 0.020314 | 0.020333 | 0.020353 | 0.020371 | 0.020384 | 0.02039 | 0.02039 | 0.020377 | 0.020289 | 0.020201
SCE | MW | Agricultural | Agr - Post-Harvest Processing | ProcRefrig | No | Ag Refrigeration - O&M (Mid Cost) | 0.027872 | 0.027916 | 0.027945 | 0.027978 | 0.02801 | 0.028041 | 0.028066 | 0.028078 | 0.028084 | 0.02807 | 0.027951 | 0.027833
SCE | MW | Agricultural | Agr - Post-Harvest Processing | MachDr | No | Ag Process Mtr - Equipment (High Cost) | 0.022857 | 0.023008 | 0.02306 | 0.023147 | 0.023205 | 0.023276 | 0.023346 | 0.023382 | 0.023432 | 0.023445 | 0.023369 | 0.023295
SCE | MW | Agricultural | Agr - Post-Harvest Processing | MachDr | No | Ag Process Mtr - Equipment (Low Cost) | 0.083524 | 0.083612 | 0.083688 | 0.083764 | 0.083849 | 0.083922 | 0.083977 | 0.084005 | 0.084003 | 0.083952 | 0.083588 | 0.083227
SCE | MW | Agricultural | Agr - Post-Harvest Processing | MachDr | No | Ag Process Mtr - Equipment (Mid Cost) | 0.12573 | 0.12595 | 0.12609 | 0.12624 | 0.12638 | 0.12654 | 0.12666 | 0.12672 | 0.12676 | 0.1267 | 0.12617 | 0.12563
SCE | MW | Agricultural | Agr - Post-Harvest Processing | MachDr | No | Ag Process Mtr - O&M (High Cost) | 0.0072071 | 0.0072222 | 0.0072306 | 0.0072407 | 0.0072498 | 0.0072595 | 0.0072674 | 0.0072714 | 0.0072743 | 0.0072714 | 0.0072414 | 0.0072115
SCE | MW | Agricultural | Agr - Post-Harvest Processing | MachDr | No | Ag Process Mtr - O&M (Low Cost) | 0.25823 | 0.25847 | 0.25869 | 0.25891 | 0.25917 | 0.25938 | 0.25953 | 0.25961 | 0.2596 | 0.25943 | 0.2583 | 0.25718
SCE | MW | Agricultural | Agr - Post-Harvest Processing | MachDr | No | Ag Process Mtr - O&M (Mid Cost) | 0.037036 | 0.037088 | 0.037125 | 0.037164 | 0.037205 | 0.037243 | 0.037273 | 0.037288 | 0.037292 | 0.037272 | 0.037113 | 0.036955
SCE | MW | Agricultural | Agr - Refrigerated Warehouses | ProcRefrig | No | Ag Refrigeration - Equipment (High Cost) | 0.007591 | 0.0076261 | 0.0076394 | 0.007659 | 0.0076729 | 0.0076916 | 0.0077081 | 0.0077163 | 0.0077271 | 0.0077277 | 0.0076995 | 0.0076713
SCE | MW | Agricultural | Agr - Refrigerated Warehouses | ProcRefrig | No | Ag Refrigeration - Equipment (Mid Cost) | 0.00018426 | 0.0001847 | 0.00018492 | 0.0001852 | 0.00018545 | 0.00018572 | 0.00018594 | 0.00018605 | 0.00018615 | 0.00018608 | 0.00018532 | 0.00018457
SCE | MW | Agricultural | Agr - Refrigerated Warehouses | ProcRefrig | No | Ag Refrigeration - O&M (High Cost) | 0.021292 | 0.021337 | 0.021362 | 0.021392 | 0.021418 | 0.021447 | 0.021471 | 0.021482 | 0.021491 | 0.021482 | 0.021394 | 0.021305
SCE | MW | Agricultural | Agr - Refrigerated Warehouses | ProcRefrig | No | Ag Refrigeration - O&M (Low Cost) | 0.020377 | 0.020398 | 0.020416 | 0.020435 | 0.020455 | 0.020473 | 0.020486 | 0.020493 | 0.020492 | 0.02048 | 0.020391 | 0.020303
SCE | MW | Agricultural | Agr - Refrigerated Warehouses | ProcRefrig | No | Ag Refrigeration - O&M (Mid Cost) | 0.028012 | 0.028057 | 0.028086 | 0.028118 | 0.02815 | 0.028182 | 0.028207 | 0.028219 | 0.028225 | 0.028211 | 0.028092 | 0.027973
SCE | MW | Agricultural | Agr - Wineries and Vineyards | ProcRefrig | No | Ag Refrigeration - Equipment (High Cost) | 0.007591 | 0.0076261 | 0.0076394 | 0.007659 | 0.0076729 | 0.0076916 | 0.0077081 | 0.0077163 | 0.0077271 | 0.0077277 | 0.0076995 | 0.0076713
SCE | MW | Agricultural | Agr - Wineries and Vineyards | ProcRefrig | No | Ag Refrigeration - Equipment (Mid Cost) | 0.00018426 | 0.0001847 | 0.00018492 | 0.0001852 | 0.00018545 | 0.00018572 | 0.00018594 | 0.00018605 | 0.00018615 | 0.00018608 | 0.00018532 | 0.00018457
SCE | MW | Agricultural | Agr - Wineries and Vineyards | ProcRefrig | No | Ag Refrigeration - O&M (High Cost) | 0.021292 | 0.021337 | 0.021362 | 0.021392 | 0.021418 | 0.021447 | 0.021471 | 0.021482 | 0.021491 | 0.021482 | 0.021394 | 0.021305
SCE | MW | Agricultural | Agr - Wineries and Vineyards | ProcRefrig | No | Ag Refrigeration - O&M (Low Cost) | 0.020377 | 0.020398 | 0.020416 | 0.020435 | 0.020455 | 0.020473 | 0.020486 | 0.020493 | 0.020492 | 0.02048 | 0.020391 | 0.020303
SCE | MW | Agricultural | Agr - Wineries and Vineyards | ProcRefrig | No | Ag Refrigeration - O&M (Mid Cost) | 0.028012 | 0.028057 | 0.028086 | 0.028118 | 0.02815 | 0.028182 | 0.028207 | 0.028219 | 0.028225 | 0.028211 | 0.028092 | 0.027973
SCE | MW | Mining | Mining - Oil & Gas Extraction (Injection Well) | OilGasExtract | No | Oil - Pump Controls | 0.17336 | 0.25713 | 0.29599 | 0.32639 | 0.34173 | 0.33706 | 0.31119 | 0.26812 | 0.21601 | 0.16362 | 0.11762 | 0.081113
SCE | MW | Mining | Mining - Oil & Gas Extraction (Injection Well) | OilGasExtract | No | Oil - Pump Motor and Controls | 0.46666 | 0.54139 | 0.49286 | 0.39011 | 0.25897 | 0.14256 | 0.079689 | 0.078116 | 0.075923 | 0.073597 | 0.07138 | 0.069352
SCE | MW | Mining | Mining - Oil & Gas Extraction (Regular Well) | OilGasExtract | No | Oil - Pump Controls | 0.027113 | 0.019502 | 0.0068793 | 0.0057958 | 0.0056036 | 0.0054075 | 0.0052244 | 0.0050617 | 0.0049093 | 0.0047728 | 0.0046441 | 0.0045204
SCE | MW | Mining | Mining - Oil & Gas Extraction (Regular Well) | OilGasExtract | No | Oil - Pump Motor | 0.0014959 | 0.002493 | 0.0024319 | 0.0023446 | 0.0021906 | 0.0020383 | 0.0018786 | 0.001678 | 0.0015055 | 0.0013141 | 0.00113 | 0.00096388
SCE | MW | Mining | Mining - Oil & Gas Extraction (Regular Well) | OilGasExtract | No | Oil - Pump Motor and Controls | 0.040333 | 0.063695 | 0.056014 | 0.044313 | 0.031303 | 0.020459 | 0.012652 | 0.010149 | 0.010031 | 0.0098811 | 0.0097096 | 0.0095274
SCE | MW | Mining | Mining - Oil & Gas Extraction (Stripper Well) | OilGasExtract | No | Oil - Pump Controls | 0.005259 | 0.0030521 | 0.0021933 | 0.0021522 | 0.0021098 | 0.0020677 | 0.0020263 | 0.0019858 | 0.0019461 | 0.0019072 | 0.001869 | 0.0018316
SCE | MW | Mining | Mining - Oil & Gas Extraction (Stripper Well) | OilGasExtract | No | Oil - Pump Motor | 0 | 0 | 1.3157e-10 | 1.9123e-10 | 2.5089e-10 | 3.389e-10 | 4.5943e-10 | 5.7767e-10 | 7.4764e-10 | 9.0665e-10 | 1.0527e-09 | 1.1891e-09
SCG | MM Therms | Industrial | Ind - Chemicals | HVAC | No | Ind HVAC - Equipment (Gas - High Cost) | 0.0030787 | 0.0030212 | 0.0029271 | 0.0028415 | 0.0027507 | 0.0026394 | 0.002557 | 0.0024732 | 0.0023869 | 0.0023045 | 0.0021586 | 0.0020249
SCG | MM Therms | Industrial | Ind - Chemicals | HVAC | No | Ind HVAC - Equipment (Gas - Low Cost) | 1.7283e-05 | 1.6882e-05 | 1.6316e-05 | 1.5679e-05 | 1.506e-05 | 1.4506e-05 | 1.4011e-05 | 1.3505e-05 | 1.302e-05 | 1.2531e-05 | 1.1708e-05 | 1.0938e-05
SCG | MM Therms | Industrial | Ind - Chemicals | HVAC | No | Ind HVAC - Equipment (Gas - Mid Cost) | 0.00033801 | 0.00033032 | 0.00031931 | 0.0003071 | 0.00029516 | 0.00028422 | 0.0002746 | 0.00026475 | 0.00025527 | 0.00024575 | 0.00022965 | 0.00021464
SCG | MM Therms | Industrial | Ind - Chemicals | HVAC | No | Ind HVAC - O&M (Gas - High Cost) | 0.0049647 | 0.0051953 | 0.0053764 | 0.0055369 | 0.0056977 | 0.0058732 | 0.006075 | 0.0062704 | 0.0064726 | 0.0066709 | 0.0066736 | 0.0066776
SCG | MM Therms | Industrial | Ind - Chemicals | HVAC | No | Ind HVAC - O&M (Gas - Low Cost) | 0.01372 | 0.014345 | 0.014839 | 0.015261 | 0.015688 | 0.016177 | 0.016724 | 0.017253 | 0.017805 | 0.018342 | 0.018342 | 0.018342
SCG | MM Therms | Industrial | Ind - Chemicals | HVAC | No | Ind HVAC - O&M (Gas - Mid Cost) | 0.0031568 | 0.0033013 | 0.0034155 | 0.0035137 | 0.0036128 | 0.0037252 | 0.0038518 | 0.0039741 | 0.0041015 | 0.0042257 | 0.0042261 | 0.0042268
SCG | MM Therms | Industrial | Ind - Chemicals | ProcHeat | No | Ind ProcHeat - Equipment (Gas - High Cost) | 0.017653 | 0.018484 | 0.019136 | 0.019741 | 0.020342 | 0.020952 | 0.021682 | 0.022392 | 0.023116 | 0.023837 | 0.023857 | 0.023887
SCG | MM Therms | Industrial | Ind - Chemicals | ProcHeat | No | Ind ProcHeat - Equipment (Gas - Low Cost) | 0.0044001 | 0.0046004 | 0.004759 | 0.0048944 | 0.0050314 | 0.0051881 | 0.0053637 | 0.0055334 | 0.0057104 | 0.0058827 | 0.0058828 | 0.0058829
SCG | MM Therms | Industrial | Ind - Chemicals | ProcHeat | No | Ind ProcHeat - Equipment (Gas - Mid Cost) | 0.010569 | 0.011056 | 0.01144 | 0.011777 | 0.012116 | 0.012489 | 0.012916 | 0.01333 | 0.013758 | 0.014177 | 0.014181 | 0.014188
SCG | MM Therms | Industrial | Ind - Chemicals | ProcHeat | No | Ind ProcHeat - O&M (Gas - High Cost) | 0.008784 | 0.0091977 | 0.009522 | 0.0098224 | 0.010121 | 0.010425 | 0.010788 | 0.011142 | 0.011502 | 0.011861 | 0.01187 | 0.011885
SCG | MM Therms | Industrial | Ind - Chemicals | ProcHeat | No | Ind ProcHeat - O&M (Gas - Low Cost) | 0.0057388 | 0.0060004 | 0.0062075 | 0.0063847 | 0.0065639 | 0.0067681 | 0.0069974 | 0.0072191 | 0.00745 | 0.0076751 | 0.0076755 | 0.007676
SCG | MM Therms | Industrial | Ind - Chemicals | ProcHeat | No | Ind ProcHeat - O&M (Gas - Mid Cost) | 0.035921 | 0.037568 | 0.038869 | 0.04 | 0.041139 | 0.042411 | 0.043855 | 0.045253 | 0.046703 | 0.048122 | 0.048131 | 0.048144
SCG | MM Therms | Industrial | Ind - Chemicals | SHW | No | Ind SHW - Equipment (High Cost) | 0.010937 | 0.010901 | 0.010744 | 0.010546 | 0.010342 | 0.010145 | 0.0099942 | 0.0098256 | 0.0096575 | 0.0094803 | 0.0090326 | 0.0086091
SCG | MM Therms | Industrial | Ind - Chemicals | SHW | No | Ind SHW - Equipment (Low Cost) | 0.0067355 | 0.0067052 | 0.0066045 | 0.0064674 | 0.0063303 | 0.0062152 | 0.0061181 | 0.0060097 | 0.0059051 | 0.0057923 | 0.0055152 | 0.0052515
SCG | MM Therms | Industrial | Ind - Chemicals | SHW | No | Ind SHW - Equipment (Mid Cost) | 0.0094011 | 0.0093609 | 0.0092214 | 0.009034 | 0.0088455 | 0.0086833 | 0.0085489 | 0.0083988 | 0.0082531 | 0.0080965 | 0.0077101 | 0.0073428
SCG | MM Therms | Industrial | Ind - Chemicals | SHW | No | Ind SHW - O&M (High Cost) | 0.02955 | 0.03096 | 0.032055 | 0.033077 | 0.034092 | 0.035112 | 0.03634 | 0.037535 | 0.038752 | 0.039964 | 0.040001 | 0.040056
SCG | MM Therms | Industrial | Ind - Chemicals | SHW | No | Ind SHW - O&M (Low Cost) | 0.0010148 | 0.001061 | 0.0010976 | 0.0011287 | 0.0011602 | 0.0011964 | 0.0012369 | 0.001276 | 0.0013168 | 0.0013565 | 0.0013565 | 0.0013565
SCG | MM Therms | Industrial | Ind - Chemicals | SHW | No | Ind SHW - O&M (Mid Cost) | 0.03245 | 0.033945 | 0.035124 | 0.03616 | 0.037202 | 0.038347 | 0.039658 | 0.040928 | 0.042242 | 0.043531 | 0.043544 | 0.043563
SCG | MM Therms | Industrial | Ind - Electronics | HVAC | No | Ind HVAC - Equipment (Gas - High Cost) | 0.0061079 | 0.005872 | 0.0056285 | 0.0054331 | 0.0052412 | 0.0049817 | 0.0047672 | 0.0045645 | 0.0043613 | 0.0041722 | 0.003909 | 0.003668
SCG | MM Therms | Industrial | Ind - Electronics | HVAC | No | Ind HVAC - Equipment (Gas - Low Cost) | 9.3195e-05 | 8.9115e-05 | 8.5187e-05 | 8.1322e-05 | 7.7781e-05 | 7.4237e-05 | 7.0803e-05 | 6.753e-05 | 6.4447e-05 | 6.1441e-05 | 5.74e-05 | 5.3626e-05
SCG | MM Therms | Industrial | Ind - Electronics | HVAC | No | Ind HVAC - Equipment (Gas - Mid Cost) | 0.0088574 | 0.0084731 | 0.0081012 | 0.00774 | 0.0074077 | 0.0070681 | 0.0067429 | 0.0064331 | 0.0061401 | 0.0058552 | 0.0054713 | 0.0051133
SCG | MM Therms | Industrial | Ind - Electronics | HVAC | No | Ind HVAC - O&M (Gas - High Cost) | 0.00084356 | 0.00086486 | 0.00088555 | 0.00090713 | 0.00093048 | 0.00095007 | 0.00097083 | 0.00099207 | 0.0010139 | 0.0010356 | 0.0010363 | 0.0010375
SCG | MM Therms | Industrial | Ind - Electronics | HVAC | No | Ind HVAC - O&M (Gas - Low Cost) | 0.00013092 | 0.00013401 | 0.00013712 | 0.00014012 | 0.00014346 | 0.00014657 | 0.00014963 | 0.00015276 | 0.00015606 | 0.00015926 | 0.00015926 | 0.00015927
SCG | MM Therms | Industrial | Ind - Electronics | HVAC | No | Ind HVAC - O&M (Gas - Mid Cost) | 0.0035941 | 0.0036806 | 0.003767 | 0.0038527 | 0.0039471 | 0.0040315 | 0.004117 | 0.0042046 | 0.0042958 | 0.0043851 | 0.0043863 | 0.0043881
SCG | MM Therms | Industrial | Ind - Electronics | ProcHeat | No | Ind ProcHeat - Equipment (Gas - High Cost) | 0.020651 | 0.021193 | 0.021714 | 0.02229 | 0.022884 | 0.02335 | 0.023866 | 0.024396 | 0.024934 | 0.025474 | 0.025499 | 0.025537
SCG | MM Therms | Industrial | Ind - Electronics | ProcHeat | No | Ind ProcHeat - Equipment (Gas - Low Cost) | 7.0583e-05 | 7.2249e-05 | 7.393e-05 | 7.5554e-05 | 7.7359e-05 | 7.9031e-05 | 8.0686e-05 | 8.2378e-05 | 8.4155e-05 | 8.5882e-05 | 8.5887e-05 | 8.5894e-05
SCG | MM Therms | Industrial | Ind - Electronics | ProcHeat | No | Ind ProcHeat - Equipment (Gas - Mid Cost) | 0.0094124 | 0.0096396 | 0.0098663 | 0.010093 | 0.010342 | 0.010562 | 0.010786 | 0.011017 | 0.011256 | 0.01149 | 0.011494 | 0.0115
SCG | MM Therms | Industrial | Ind - Electronics | ProcHeat | No | Ind ProcHeat - O&M (Gas - High Cost) | 0.050127 | 0.051456 | 0.052727 | 0.054185 | 0.055706 | 0.056814 | 0.058096 | 0.059395 | 0.060705 | 0.062026 | 0.062092 | 0.062193
SCG | MM Therms | Industrial | Ind - Electronics | ProcHeat | No | Ind ProcHeat - O&M (Gas - Low Cost) | 0.0016004 | 0.0016381 | 0.0016762 | 0.0017129 | 0.0017538 | 0.0017917 | 0.0018292 | 0.0018676 | 0.0019078 | 0.001947 | 0.001947 | 0.0019472
SCG | MM Therms | Industrial | Ind - Electronics | ProcHeat | No | Ind ProcHeat - O&M (Gas - Mid Cost) | 0.042074 | 0.043083 | 0.044093 | 0.045094 | 0.046197 | 0.047184 | 0.048183 | 0.049206 | 0.050272 | 0.051316 | 0.051329 | 0.051348
SCG | MM Therms | Industrial | Ind - Electronics | SHW | No | Ind SHW - Equipment (High Cost) | 0.0036291 | 0.0035498 | 0.0034646 | 0.0033948 | 0.0033275 | 0.003229 | 0.0031459 | 0.0030658 | 0.0029848 | 0.0029067 | 0.002773 | 0.002648
SCG | MM Therms | Industrial | Ind - Electronics | SHW | No | Ind SHW - Equipment (Low Cost) | 0.007406 | 0.0072184 | 0.007033 | 0.006844 | 0.0066726 | 0.0064905 | 0.0063095 | 0.0061337 | 0.0059663 | 0.0057975 | 0.0055205 | 0.005257
SCG | MM Therms | Industrial | Ind - Electronics | SHW | No | Ind SHW - Equipment (Mid Cost) | 0.0004623 | 0.00045068 | 0.00043915 | 0.00042752 | 0.00041695 | 0.00040551 | 0.00039425 | 0.00038333 | 0.00037288 | 0.00036238 | 0.00034511 | 0.00032869
SCG | MM Therms | Industrial | Ind - Electronics | SHW | No | Ind SHW - O&M (High Cost) | 0.0012226 | 0.001255 | 0.001286 | 0.0013214 | 0.0013581 | 0.0013855 | 0.0014163 | 0.001448 | 0.0014799 | 0.0015121 | 0.0015137 | 0.0015161
SCG | MM Therms | Industrial | Ind - Electronics | SHW | No | Ind SHW - O&M (Low Cost) | 0.0038025 | 0.003892 | 0.0039825 | 0.0040694 | 0.0041662 | 0.0042565 | 0.0043454 | 0.0044363 | 0.0045319 | 0.0046248 | 0.0046249 | 0.004625
SCG | MM Therms | Industrial | Ind - Electronics | SHW | No | Ind SHW - O&M (Mid Cost) | 0.0014707 | 0.0015059 | 0.0015412 | 0.0015759 | 0.0016143 | 0.0016489 | 0.0016837 | 0.0017194 | 0.0017566 | 0.001793 | 0.0017934 | 0.001794
SCG | MM Therms | Industrial | Ind - Food | HVAC | No | Ind HVAC - Equipment (Gas - High Cost) | 0.0034908 | 0.0033285 | 0.0031312 | 0.0029649 | 0.002798 | 0.0026074 | 0.0024421 | 0.002284 | 0.0021297 | 0.0019888 | 0.0018627 | 0.001747
SCG | MM Therms | Industrial | Ind - Food | HVAC | No | Ind HVAC - Equipment (Gas - Low Cost) | 0.0022093 | 0.0020972 | 0.0019682 | 0.0018455 | 0.0017285 | 0.0016168 | 0.0015099 | 0.0014073 | 0.0013109 | 0.0012205 | 0.0011402 | 0.0010653
SCG | MM Therms | Industrial | Ind - Food | HVAC | No | Ind HVAC - Equipment (Gas - Mid Cost) | 0.0010896 | 0.0010347 | 0.00097125 | 0.00091139 | 0.00085411 | 0.00079869 | 0.00074606 | 0.00069555 | 0.00064798 | 0.00060342 | 0.00056386 | 0.00052696
SCG | MM Therms | Industrial | Ind - Food | ProcHeat | No | Ind ProcHeat - Equipment (Gas - High Cost) | 0.072547 | 0.073972 | 0.074434 | 0.0752 | 0.075776 | 0.075702 | 0.075838 | 0.07584 | 0.075687 | 0.075586 | 0.075723 | 0.07593
SCG | MM Therms | Industrial | Ind - Food | ProcHeat | No | Ind ProcHeat - Equipment (Gas - Low Cost) | 0.029912 | 0.030395 | 0.030534 | 0.030647 | 0.030725 | 0.030763 | 0.030752 | 0.030681 | 0.030593 | 0.030488 | 0.03049 | 0.030492
SCG | MM Therms | Industrial | Ind - Food | ProcHeat | No | Ind ProcHeat - Equipment (Gas - Mid Cost) | 0.18302 | 0.18602 | 0.1869 | 0.18769 | 0.18825 | 0.18845 | 0.18842 | 0.18802 | 0.18749 | 0.18688 | 0.18691 | 0.18697
SCG | MM Therms | Industrial | Ind - Food | ProcHeat | No | Ind ProcHeat - O&M (Gas - High Cost) | 0.20076 | 0.20424 | 0.2053 | 0.20657 | 0.20749 | 0.20757 | 0.20765 | 0.20736 | 0.20682 | 0.20627 | 0.20642 | 0.20664
SCG | MM Therms | Industrial | Ind - Food | ProcHeat | No | Ind ProcHeat - O&M (Gas - Low Cost) | 0.079332 | 0.080612 | 0.080981 | 0.081281 | 0.081489 | 0.08159 | 0.081562 | 0.081373 | 0.081139 | 0.080861 | 0.080865 | 0.080871
SCG | MM Therms | Industrial | Ind - Food | ProcHeat | No | Ind ProcHeat - O&M (Gas - Mid Cost) | 0.15829 | 0.16092 | 0.16169 | 0.16243 | 0.16296 | 0.16311 | 0.1631 | 0.16277 | 0.16232 | 0.16181 | 0.16186 | 0.16193
SCG | MM Therms | Industrial | Ind - Food | SHW | No | Ind SHW - Equipment (High Cost) | 0.026743 | 0.025955 | 0.024864 | 0.023906 | 0.022929 | 0.021813 | 0.020802 | 0.019804 | 0.018817 | 0.017889 | 0.017055 | 0.016267
SCG | MM Therms | Industrial | Ind - Food | SHW | No | Ind SHW - Equipment (Low Cost) | 0.011371 | 0.011001 | 0.010522 | 0.010055 | 0.0095982 | 0.0091505 | 0.0087095 | 0.0082734 | 0.0078548 | 0.0074532 | 0.0070968 | 0.0067576
SCG | MM Therms | Industrial | Ind - Food | SHW | No | Ind SHW - Equipment (Mid Cost) | 0.019457 | 0.018831 | 0.018015 | 0.017228 | 0.016454 | 0.015683 | 0.01493 | 0.014187 | 0.01347 | 0.012784 | 0.012175 | 0.011597
SCG | MM Therms | Industrial | Ind - Food | SHW | No | Ind SHW - O&M (High Cost) | 0.047744 | 0.048635 | 0.048917 | 0.049263 | 0.049517 | 0.049521 | 0.049557 | 0.049502 | 0.04938 | 0.049264 | 0.04931 | 0.049381
SCG | MM Therms | Industrial | Ind - Food | SHW | No | Ind SHW - O&M (Low Cost) | 0.076086 | 0.077315 | 0.077669 | 0.077958 | 0.078159 | 0.078255 | 0.078229 | 0.078049 | 0.077824 | 0.077558 | 0.077562 | 0.077569
SCG | MM Therms | Industrial | Ind - Food | SHW | No | Ind SHW - O&M (Mid Cost) | 0.14804 | 0.1505 | 0.15121 | 0.1519 | 0.15239 | 0.15253 | 0.15252 | 0.15221 | 0.15179 | 0.15131 | 0.15135 | 0.15141
SCG | MM Therms | Industrial | Ind - Machinery | HVAC | No | Ind HVAC - Equipment (Gas - High Cost) | 0.0053787 | 0.0051153 | 0.0047137 | 0.0043491 | 0.0040178 | 0.0037149 | 0.0034705 | 0.0032427 | 0.0030363 | 0.0028403 | 0.0026563 | 0.0024856
SCG | MM Therms | Industrial | Ind - Machinery | HVAC | No | Ind HVAC - Equipment (Gas - Low Cost) | 0.00034812 | 0.00033011 | 0.00030376 | 0.00027869 | 0.00025635 | 0.00023747 | 0.00022145 | 0.00020662 | 0.00019338 | 0.00018067 | 0.00016879 | 0.00015769
SCG | MM Therms | Industrial | Ind - Machinery | HVAC | No | Ind HVAC - Equipment (Gas - Mid Cost) | 0.0099942 | 0.0094831 | 0.0087289 | 0.0080189 | 0.0073837 | 0.0068365 | 0.0063779 | 0.0059538 | 0.005573 | 0.0052088 | 0.004868 | 0.0045504
SCG | MM Therms | Industrial | Ind - Machinery | HVAC | No | Ind HVAC - O&M (Gas - High Cost) | 0.0027757 | 0.0028212 | 0.0027804 | 0.0027361 | 0.0026982 | 0.0026741 | 0.0026714 | 0.0026701 | 0.002676 | 0.0026779 | 0.0026796 | 0.002682
SCG | MM Therms | Industrial | Ind - Machinery | HVAC | No | Ind HVAC - O&M (Gas - Low Cost) | 0.010675 | 0.010835 | 0.010672 | 0.01048 | 0.010319 | 0.010232 | 0.010214 | 0.010201 | 0.010219 | 0.01022 | 0.01022 | 0.01022
SCG | MM Therms | Industrial | Ind - Machinery | HVAC | No | Ind HVAC - O&M (Gas - Mid Cost) | 0.00058814 | 0.00059719 | 0.00058832 | 0.00057815 | 0.00056955 | 0.00056462 | 0.00056373 | 0.00056317 | 0.00056424 | 0.00056439 | 0.00056451 | 0.0005647
SCG | MM Therms | Industrial | Ind - Machinery | ProcHeat | No | Ind ProcHeat - Equipment (Gas - High Cost) | 0.00158 | 0.0016112 | 0.0015906 | 0.0015765 | 0.0015632 | 0.0015451 | 0.0015468 | 0.0015499 | 0.0015545 | 0.0015591 | 0.0015629 | 0.0015687
SCG | MM Therms | Industrial | Ind - Machinery | ProcHeat | No | Ind ProcHeat - Equipment (Gas - Low Cost) | 0.0028802 | 0.0029236 | 0.0028798 | 0.0028283 | 0.002785 | 0.0027614 | 0.0027566 | 0.0027532 | 0.0027583 | 0.0027585 | 0.0027586 | 0.0027589
SCG | MM Therms | Industrial | Ind - Machinery | ProcHeat | No | Ind ProcHeat - Equipment (Gas - Mid Cost) | 0.0065486 | 0.00665 | 0.0065516 | 0.0064396 | 0.0063449 | 0.0062895 | 0.0062801 | 0.0062743 | 0.0062864 | 0.0062885 | 0.0062902 | 0.0062927
SCG | MM Therms | Industrial | Ind - Machinery | ProcHeat | No | Ind ProcHeat - O&M (Gas - High Cost) | 0.013064 | 0.013277 | 0.013087 | 0.012887 | 0.012715 | 0.012596 | 0.012584 | 0.01258 | 0.012607 | 0.012619 | 0.012628 | 0.012643
SCG | MM Therms | Industrial | Ind - Machinery | ProcHeat | No | Ind ProcHeat - O&M (Gas - Low Cost) | 0.00687 | 0.0069733 | 0.0068685 | 0.0067451 | 0.0066413 | 0.0065854 | 0.0065736 | 0.0065654 | 0.0065773 | 0.0065777 | 0.0065778 | 0.0065781
SCG | MM Therms | Industrial | Ind - Machinery | ProcHeat | No | Ind ProcHeat - O&M (Gas - Mid Cost) | 0.029015 | 0.029461 | 0.029024 | 0.028523 | 0.028099 | 0.027855 | 0.027812 | 0.027784 | 0.027837 | 0.027845 | 0.027851 | 0.02786
SCG | MM Therms | Industrial | Ind - Metals (Fabricated) | HVAC | No | Ind HVAC - Equipment (Gas - High Cost) | 0.018292 | 0.017717 | 0.017019 | 0.01645 | 0.015887 | 0.015176 | 0.014561 | 0.013955 | 0.013358 | 0.012799 | 0.011983 | 0.011233
SCG | MM Therms | Industrial | Ind - Metals (Fabricated) | HVAC | No | Ind HVAC - Equipment (Gas - Low Cost) | 0.0066809 | 0.0064459 | 0.0061795 | 0.0059243 | 0.0056851 | 0.0054473 | 0.0052134 | 0.004982 | 0.0047647 | 0.0045535 | 0.0042542 | 0.0039746
SCG | MM Therms | Industrial | Ind - Metals (Fabricated) | HVAC | No | Ind HVAC - Equipment (Gas - Mid Cost) | 0.018495 | 0.017853 | 0.017119 | 0.016427 | 0.015776 | 0.015111 | 0.014467 | 0.013829 | 0.013227 | 0.012645 | 0.011817 | 0.011045
SCG | MM Therms | Industrial | Ind - Metals (Fabricated) | HVAC | No | Ind HVAC - O&M (Gas - High Cost) | 0.017293 | 0.017884 | 0.018365 | 0.0189 | 0.019457 | 0.019936 | 0.020441 | 0.02093 | 0.021434 | 0.021947 | 0.021965 | 0.021992
SCG | MM Therms | Industrial | Ind - Metals (Fabricated) | HVAC | No | Ind HVAC - O&M (Gas - Low Cost) | 0.0041686 | 0.0043052 | 0.004418 | 0.0045338 | 0.0046571 | 0.0047766 | 0.0048935 | 0.0050055 | 0.0051243 | 0.0052421 | 0.0052424 | 0.0052429
SCG | MM Therms | Industrial | Ind - Metals (Fabricated) | HVAC | No | Ind HVAC - O&M (Gas - Mid Cost) | 0.024992 | 0.025818 | 0.026498 | 0.027207 | 0.027959 | 0.028671 | 0.029377 | 0.030056 | 0.030771 | 0.031484 | 0.03149 | 0.0315
SCG | MM Therms | Industrial | Ind - Metals (Fabricated) | ProcHeat | No | Ind ProcHeat - Equipment (Gas - High Cost) | 0.018057 | 0.017476 | 0.016779 | 0.016186 | 0.015608 | 0.014922 | 0.014309 | 0.013704 | 0.013116 | 0.012559 | 0.011747 | 0.010993
SCG | MM Therms | Industrial | Ind - Metals (Fabricated) | ProcHeat | No | Ind ProcHeat - Equipment (Gas - Low Cost) | 0.0085006 | 0.0082013 | 0.0078621 | 0.0075367 | 0.0072319 | 0.0069296 | 0.0066319 | 0.0063372 | 0.0060608 | 0.005792 | 0.0054111 | 0.0050554
SCG | MM Therms | Industrial | Ind - Metals (Fabricated) | ProcHeat | No | Ind ProcHeat - Equipment (Gas - Mid Cost) | 0.023694 | 0.02287 | 0.021929 | 0.021041 | 0.020204 | 0.019353 | 0.018527 | 0.01771 | 0.016939 | 0.016193 | 0.015132 | 0.014142
SCG | MM Therms | Industrial | Ind - Metals (Fabricated) | ProcHeat | No | Ind ProcHeat - O&M (Gas - High Cost) | 0.12016 | 0.12441 | 0.12783 | 0.13168 | 0.13562 | 0.13893 | 0.14249 | 0.14593 | 0.14945 | 0.15305 | 0.1532 | 0.15343
SCG | MM Therms | Industrial | Ind - Metals (Fabricated) | ProcHeat | No | Ind ProcHeat - O&M (Gas - Low Cost) | 0.13518 | 0.1396 | 0.14326 | 0.147 | 0.15098 | 0.15486 | 0.15865 | 0.16227 | 0.16612 | 0.16994 | 0.16994 | 0.16995
SCG | MM Therms | Industrial | Ind - Metals (Fabricated) | ProcHeat | No | Ind ProcHeat - O&M (Gas - Mid Cost) | 0.121 | 0.12502 | 0.12832 | 0.1318 | 0.13547 | 0.1389 | 0.14234 | 0.14564 | 0.14911 | 0.15258 | 0.15263 | 0.15269
SCG | MM Therms | Industrial | Ind - Metals (Fabricated) | SHW | No | Ind SHW - Equipment (High Cost) | 0.002034 | 0.0020081 | 0.0019659 | 0.0019359 | 0.0019048 | 0.0018552 | 0.0018142 | 0.0017718 | 0.0017288 | 0.0016881 | 0.0016107 | 0.0015386
SCG | MM Therms | Industrial | Ind - Metals (Fabricated) | SHW | No | Ind SHW - Equipment (Low Cost) | 0.0035829 | 0.0035233 | 0.0034425 | 0.0033637 | 0.0032899 | 0.0032128 | 0.0031339 | 0.0030523 | 0.0029752 | 0.002898 | 0.0027595 | 0.0026277
SCG | MM Therms | Industrial | Ind - Metals (Fabricated) | SHW | No | Ind SHW - Equipment (Mid Cost) | 0.0043032 | 0.0042335 | 0.0041374 | 0.0040465 | 0.0039607 | 0.0038665 | 0.0037727 | 0.0036756 | 0.0035832 | 0.0034912 | 0.0033252 | 0.0031676
SCG | MM Therms | Industrial | Ind - Metals (Fabricated) | SHW | No | Ind SHW - O&M (High Cost) | 0.0060075 | 0.0062138 | 0.0063813 | 0.0065682 | 0.0067626 | 0.0069288 | 0.0071052 | 0.0072756 | 0.0074511 | 0.0076297 | 0.0076363 | 0.0076463
SCG | MM Therms | Industrial | Ind - Metals (Fabricated) | SHW | No | Ind SHW - O&M (Low Cost) | 0.016056 | 0.016581 | 0.017014 | 0.017458 | 0.017931 | 0.018392 | 0.018841 | 0.019271 | 0.019728 | 0.020181 | 0.020181 | 0.020182
SCG | MM Therms | Industrial | Ind - Metals (Fabricated) | SHW | No | Ind SHW - O&M (Mid Cost) | 0.0089052 | 0.0091997 | 0.0094419 | 0.0096949 | 0.0099631 | 0.010217 | 0.010468 | 0.01071 | 0.010965 | 0.011219 | 0.011222 | 0.011225
SCG | MM Therms | Industrial | Ind - Metals (Primary) | HVAC | No | Ind HVAC - Equipment (Gas - High Cost) | 0.0035644 | 0.0034213 | 0.0032396 | 0.0030733 | 0.0029183 | 0.0027538 | 0.0026049 | 0.0024602 | 0.0023232 | 0.002194 | 0.0020519 | 0.0019202
SCG | MM Therms | Industrial | Ind - Metals (Primary) | HVAC | No | Ind HVAC - Equipment (Gas - Low Cost) | 0.0032556 | 0.003116 | 0.0029463 | 0.0027789 | 0.002627 | 0.0024839 | 0.0023454 | 0.0022115 | 0.0020874 | 0.0019688 | 0.0018394 | 0.0017185
SCG | MM Therms | Industrial | Ind - Metals (Primary) | HVAC | No | Ind HVAC - Equipment (Gas - Mid Cost) | 0.0021277 | 0.0020372 | 0.0019266 | 0.0018185 | 0.0017201 | 0.001626 | 0.0015357 | 0.0014484 | 0.0013673 | 0.0012899 | 0.0012054 | 0.0011265
SCG | MM Therms | Industrial | Ind - Metals (Primary) | HVAC | No | Ind HVAC - O&M (Gas - High Cost) | 0.0045362 | 0.0046588 | 0.0047199 | 0.0047809 | 0.0048501 | 0.0049034 | 0.0049612 | 0.0050133 | 0.0050672 | 0.0051213 | 0.0051261 | 0.0051334
SCG | MM Therms | Industrial | Ind - Metals (Primary) | HVAC | No | Ind HVAC - O&M (Gas - Low Cost) | 0.0080713 | 0.0082686 | 0.0083685 | 0.0084479 | 0.0085476 | 0.0086517 | 0.008744 | 0.0088251 | 0.0089162 | 0.0090016 | 0.0090018 | 0.009002
SCG | MM Therms | Industrial | Ind - Metals (Primary) | HVAC | No | Ind HVAC - O&M (Gas - Mid Cost) | 0.016426 | 0.016833 | 0.017039 | 0.017211 | 0.017422 | 0.017631 | 0.017822 | 0.017991 | 0.018179 | 0.018356 | 0.01836 | 0.018365
SCG | MM Therms | Industrial | Ind - Metals (Primary) | ProcHeat | No | Ind ProcHeat - Equipment (Gas - High Cost) | 0.0109 | 0.010511 | 0.0099748 | 0.0095188 | 0.0090747 | 0.0085482 | 0.0080995 | 0.0076668 | 0.0072465 | 0.0068584 | 0.0064261 | 0.0060302
SCG | MM Therms | Industrial | Ind - Metals (Primary) | ProcHeat | No | Ind ProcHeat - Equipment (Gas - Low Cost) | 0.016059 | 0.01537 | 0.014532 | 0.013705 | 0.012955 | 0.01225 | 0.011566 | 0.010905 | 0.010293 | 0.0097081 | 0.0090696 | 0.0084733
SCG | MM Therms | Industrial | Ind - Metals (Primary) | ProcHeat | No | Ind ProcHeat - Equipment (Gas - Mid Cost) | 0.031272 | 0.029936 | 0.028308 | 0.026708 | 0.025254 | 0.023876 | 0.022546 | 0.021262 | 0.020069 | 0.018931 | 0.017688 | 0.016528
SCG | MM Therms | Industrial | Ind - Metals (Primary) | ProcHeat | No | Ind ProcHeat - O&M (Gas - High Cost) | 0.12426 | 0.1275 | 0.12914 | 0.13078 | 0.13265 | 0.13411 | 0.13568 | 0.13709 | 0.13856 | 0.14003 | 0.14015 | 0.14034
SCG | MM Therms | Industrial | Ind - Metals (Primary) | ProcHeat | No | Ind ProcHeat - O&M (Gas - Low Cost) | 0.53184 | 0.54483 | 0.55141 | 0.55661 | 0.56315 | 0.57002 | 0.5761 | 0.58143 | 0.58743 | 0.59304 | 0.59305 | 0.59305
SCG | MM Therms | Industrial | Ind - Metals (Primary) | ProcHeat | No | Ind ProcHeat - O&M (Gas - Mid Cost) | 0.23654 | 0.24243 | 0.24541 | 0.24795 | 0.25105 | 0.25403 | 0.25681 | 0.25927 | 0.26198 | 0.26456 | 0.26463 | 0.26473
SCG | MM Therms | Industrial | Ind - Metals (Primary) | SHW | No | Ind SHW - Equipment (High Cost) | 0.00050181 | 0.0004918 | 0.00047503 | 0.00046084 | 0.00044714 | 0.00042956 | 0.00041459 | 0.00039972 | 0.00038498 | 0.00037115 | 0.00035427 | 0.00033858
SCG | MM Therms | Industrial | Ind - Metals (Primary) | SHW | No | Ind SHW - Equipment (Low Cost) | 0.00088747 | 0.00086574 | 0.00083432 | 0.00080207 | 0.00077281 | 0.00074475 | 0.00071672 | 0.0006888 | 0.00066263 | 0.000637 | 0.00060656 | 0.0005776
SCG | MM Therms | Industrial | Ind - Metals (Primary) | SHW | No | Ind SHW - Equipment (Mid Cost) | 0.00031376 | 0.00030622 | 0.00029517 | 0.00028402 | 0.00027385 | 0.00026383 | 0.00025397 | 0.00024416 | 0.00023491 | 0.00022589 | 0.00021515 | 0.00020495
SCG | MM Therms | Industrial | Ind - Metals (Primary) | SHW | No | Ind SHW - O&M (High Cost) | 0.0041266 | 0.0042344 | 0.004289 | 0.0043436 | 0.0044058 | 0.0044545 | 0.0045067 | 0.0045537 | 0.0046026 | 0.0046514 | 0.0046555 | 0.0046618
SCG | MM Therms | Industrial | Ind - Metals (Primary) | SHW | No | Ind SHW - O&M (Low Cost) | 0.0095287 | 0.0097617 | 0.0098797 | 0.0099735 | 0.010091 | 0.010214 | 0.010323 | 0.010419 | 0.010527 | 0.010627 | 0.010628 | 0.010628
SCG | MM Therms | Industrial | Ind - Metals (Primary) | SHW | No | Ind SHW - O&M (Mid Cost) | 0.022951 | 0.023522 | 0.023811 | 0.024056 | 0.024355 | 0.024644 | 0.024914 | 0.025152 | 0.025414 | 0.025664 | 0.02567 | 0.025679
SCG | MM Therms | Industrial | Ind - Paper | HVAC | No | Ind HVAC - Equipment (Gas - High Cost) | 0.00083336 | 0.00077385 | 0.00072641 | 0.00068898 | 0.00065193 | 0.00061152 | 0.00057599 | 0.00054094 | 0.00050687 | 0.00047457 | 0.00044419 | 0.00041616
SCG | MM Therms | Industrial | Ind - Paper | HVAC | No | Ind HVAC - Equipment (Gas - Mid Cost) | 0.0014519 | 0.0013441 | 0.0012597 | 0.0011876 | 0.0011185 | 0.0010514 | 0.00098837 | 0.00092622 | 0.00086722 | 0.0008104 | 0.0007573 | 0.00070778
SCG | MM Therms | Industrial | Ind - Paper | HVAC | No | Ind HVAC - O&M (Gas - High Cost) | 0.0049716 | 0.0049308 | 0.004949 | 0.0050025 | 0.0050495 | 0.005078 | 0.0051127 | 0.0051317 | 0.0051444 | 0.0051485 | 0.0051523 | 0.0051581
SCG | MM Therms | Industrial | Ind - Paper | HVAC | No | Ind HVAC - O&M (Gas - Low Cost) | 0.0038865 | 0.0038495 | 0.0038612 | 0.0038929 | 0.0039218 | 0.0039473 | 0.003971 | 0.0039821 | 0.0039906 | 0.0039905 | 0.0039907 | 0.003991
SCG | MM Therms | Industrial | Ind - Paper | HVAC | No | Ind HVAC - O&M (Gas - Mid Cost) | 0.0027547 | 0.0027296 | 0.0027385 | 0.0027632 | 0.0027853 | 0.0028027 | 0.0028203 | 0.0028289 | 0.0028352 | 0.0028359 | 0.0028367 | 0.0028378
SCG | MM Therms | Industrial | Ind - Paper | ProcHeat | No | Ind ProcHeat - Equipment (Gas - High Cost) | 0.0061935 | 0.0057573 | 0.0054072 | 0.0051399 | 0.0048718 | 0.004566 | 0.0043036 | 0.0040448 | 0.0037909 | 0.0035518 | 0.0033263 | 0.0031191
SCG | MM Therms | Industrial | Ind - Paper | ProcHeat | No | Ind ProcHeat - Equipment (Gas - Low Cost) | 0.069707 | 0.064498 | 0.060436 | 0.056919 | 0.053564 | 0.050367 | 0.047335 | 0.044343 | 0.041513 | 0.03878 | 0.036229 | 0.033847
SCG | MM Therms | Industrial | Ind - Paper | ProcHeat | No | Ind ProcHeat - Equipment (Gas - Mid Cost) | 0.030063 | 0.02783 | 0.026087 | 0.024611 | 0.02319 | 0.021789 | 0.020485 | 0.019201 | 0.017977 | 0.016802 | 0.015703 | 0.014679
SCG | MM Therms | Industrial | Ind - Paper | ProcHeat | No | Ind ProcHeat - O&M (Gas - High Cost) | 0.012432 | 0.012345 | 0.012399 | 0.012551 | 0.012679 | 0.012745 | 0.012836 | 0.012888 | 0.012921 | 0.012936 | 0.012948 | 0.012968
SCG | MM Therms | Industrial | Ind - Paper | ProcHeat | No | Ind ProcHeat - O&M (Gas - Low Cost) | 0.0015982 | 0.001583 | 0.0015878 | 0.0016009 | 0.0016128 | 0.0016232 | 0.001633 | 0.0016376 | 0.0016411 | 0.0016411 | 0.0016411 | 0.0016413
SCG | MM Therms | Industrial | Ind - Paper | ProcHeat | No | Ind ProcHeat - O&M (Gas - Mid Cost) | 0.048296 | 0.047851 | 0.048004 | 0.048428 | 0.04881 | 0.049117 | 0.049422 | 0.049571 | 0.04968 | 0.049689 | 0.0497 | 0.049716
SCG | MM Therms | Industrial | Ind - Petroleum | ProcHeat | No | Ind ProcHeat - Equipment (Gas - High Cost) | 0.52941 | 0.49784 | 0.46662 | 0.4386 | 0.41164 | 0.3845 | 0.3601 | 0.33668 | 0.31426 | 0.29368 | 0.27462 | 0.25693
SCG | MM Therms | Industrial | Ind - Petroleum | ProcHeat | No | Ind ProcHeat - Equipment (Gas - Mid Cost) | 0.8287 | 0.77759 | 0.72803 | 0.68232 | 0.63903 | 0.59746 | 0.55907 | 0.5222 | 0.48726 | 0.45496 | 0.42512 | 0.39729
SCG | MM Therms | Industrial | Ind - Petroleum | SHW | No | Ind SHW - Equipment (High Cost) | 0.030163 | 0.028934 | 0.027652 | 0.026572 | 0.025482 | 0.024231 | 0.023154 | 0.022089 | 0.021023 | 0.020044 | 0.01912 | 0.018256
SCG | MM Therms | Industrial | Ind - Petroleum | SHW | No | Ind SHW - Equipment (Low Cost) | 0.0081877 | 0.007827 | 0.0074674 | 0.0071272 | 0.0067989 | 0.0064805 | 0.006179 | 0.0058806 | 0.005592 | 0.0053201 | 0.0050657 | 0.0048234
SCG | MM Therms | Industrial | Ind - Petroleum | SHW | No | Ind SHW - Equipment (Mid Cost) | 0.28419 | 0.27173 | 0.25928 | 0.24758 | 0.23626 | 0.22516 | 0.21471 | 0.20438 | 0.19436 | 0.18494 | 0.17611 | 0.16772
SCG | MM Therms | Industrial | Ind - Petroleum | SHW | No | Ind SHW - O&M (High Cost) | 0.18913 | 0.19065 | 0.19141 | 0.19338 | 0.19493 | 0.19461 | 0.19537 | 0.19582 | 0.19576 | 0.1961 | 0.19651 | 0.19714
SCG | MM Therms | Industrial | Ind - Petroleum | SHW | No | Ind SHW - O&M (Low Cost) | 0.021695 | 0.021783 | 0.021827 | 0.021882 | 0.021926 | 0.021948 | 0.021979 | 0.02197 | 0.021942 | 0.021925 | 0.021926 | 0.021928
SCG | MM Therms | Industrial | Ind - Petroleum | SHW | No | Ind SHW - O&M (Mid Cost) | 0.010539 | 0.010583 | 0.010605 | 0.010634 | 0.010656 | 0.010666 | 0.010682 | 0.010679 | 0.010665 | 0.010658 | 0.010659 | 0.010661
SCG | MM Therms | Industrial | Ind - Plastics | HVAC | No | Ind HVAC - Equipment (Gas - High Cost) | 0.0035202 | 0.003519 | 0.0034595 | 0.0033873 | 0.0033143 | 0.0032461 | 0.0031981 | 0.0031414 | 0.0030805 | 0.0030146 | 0.0028187 | 0.0026369
SCG | MM Therms | Industrial | Ind - Plastics | HVAC | No | Ind HVAC - Equipment (Gas - Low Cost) | 0.00012327 | 0.00012304 | 0.00012086 | 0.00011797 | 0.00011515 | 0.0001129 | 0.00011112 | 0.00010903 | 0.00010688 | 0.00010448 | 9.7615e-05 | 9.1199e-05
SCG | MM Therms | Industrial | Ind - Plastics | HVAC | No | Ind HVAC - Equipment (Gas - Mid Cost) | 0.0056385 | 0.0056292 | 0.0055303 | 0.0054005 | 0.0052733 | 0.0051697 | 0.0050889 | 0.0049939 | 0.0048955 | 0.0047867 | 0.0044726 | 0.0041795
SCG | MM Therms | Industrial | Ind - Plastics | HVAC | No | Ind HVAC - O&M (Gas - High Cost) | 0.00042778 | 0.0004584 | 0.00048269 | 0.00050725 | 0.00053236 | 0.00055763 | 0.00058857 | 0.00061937 | 0.00065021 | 0.00068129 | 0.00068205 | 0.00068319
SCG | MM Therms | Industrial | Ind - Plastics | HVAC | No | Ind HVAC - O&M (Gas - Low Cost) | 3.2356e-05 | 3.4569e-05 | 3.6348e-05 | 3.7976e-05 | 3.9677e-05 | 4.1644e-05 | 4.3873e-05 | 4.6078e-05 | 4.8349e-05 | 5.0595e-05 | 5.0598e-05 | 5.0601e-05
SCG | MM Therms | Industrial | Ind - Plastics | HVAC | No | Ind HVAC - O&M (Gas - Mid Cost) | 0.03741 | 0.039974 | 0.042035 | 0.043929 | 0.045907 | 0.048178 | 0.050761 | 0.053318 | 0.055947 | 0.058552 | 0.058559 | 0.058569
SCG | MM Therms | Industrial | Ind - Plastics | ProcHeat | No | Ind ProcHeat - Equipment (Gas - High Cost) | 0.0058944 | 0.0063167 | 0.006652 | 0.0069922 | 0.00734 | 0.0076874 | 0.0081145 | 0.0085407 | 0.0089683 | 0.0094003 | 0.0094112 | 0.0094277
SCG | MM Therms | Industrial | Ind - Plastics | ProcHeat | No | Ind ProcHeat - Equipment (Gas - Low Cost) | 0.0065163 | 0.0069622 | 0.0073206 | 0.0076489 | 0.0079919 | 0.008388 | 0.0088371 | 0.0092814 | 0.0097388 | 0.010192 | 0.010192 | 0.010193
SCG | MM Therms | Industrial | Ind - Plastics | ProcHeat | No | Ind ProcHeat - Equipment (Gas - Mid Cost) | 0.016201 | 0.017317 | 0.018213 | 0.019046 | 0.019914 | 0.020894 | 0.022019 | 0.023133 | 0.024276 | 0.025412 | 0.025419 | 0.02543
SCG | MM Therms | Industrial | Ind - Plastics | ProcHeat | No | Ind ProcHeat - O&M (Gas - High Cost) | 0.0089057 | 0.009527 | 0.010024 | 0.010499 | 0.010991 | 0.011526 | 0.012153 | 0.012775 | 0.013409 | 0.014043 | 0.014053 | 0.014069
SCG | MM Therms | Industrial | Ind - Plastics | ProcHeat | No | Ind ProcHeat - O&M (Gas - Low Cost) | 0.0029761 | 0.0031794 | 0.003343 | 0.0034924 | 0.0036486 | 0.0038296 | 0.0040344 | 0.004237 | 0.0044458 | 0.0046522 | 0.0046523 | 0.0046524
SCG | MM Therms | Industrial | Ind - Plastics | ProcHeat | No | Ind ProcHeat - O&M (Gas - Mid Cost) | 0.010138 | 0.010835 | 0.011395 | 0.011913 | 0.012453 | 0.013067 | 0.013769 | 0.014465 | 0.015179 | 0.015887 | 0.015891 | 0.015896
SCG | MM Therms | Industrial | Ind - Plastics | SHW | No | Ind SHW - Equipment (High Cost) | 0.0045821 | 0.0046776 | 0.0046911 | 0.0046989 | 0.0046994 | 0.0046852 | 0.0047101 | 0.0047217 | 0.0047214 | 0.0047146 | 0.0044975 | 0.0042945
SCG | MM Therms | Industrial | Ind - Plastics | SHW | No | Ind SHW - Equipment (Low Cost) | 0.0039859 | 0.0040546 | 0.0040592 | 0.0040378 | 0.0040166 | 0.0040141 | 0.0040265 | 0.0040264 | 0.0040226 | 0.004008 | 0.0038163 | 0.0036338
SCG | MM Therms | Industrial | Ind - Plastics | SHW | No | Ind SHW - Equipment (Mid Cost) | 0.0055938 | 0.0056927 | 0.0057004 | 0.0056753 | 0.0056493 | 0.0056441 | 0.0056631 | 0.0056648 | 0.0056601 | 0.0056412 | 0.0053726 | 0.0051176
SCG | MM Therms | Industrial | Ind - Plastics | SHW | No | Ind SHW - O&M (High Cost) | 0.0075152 | 0.0080412 | 0.0084614 | 0.0088666 | 0.0092851 | 0.0097354 | 0.010266 | 0.010794 | 0.01133 | 0.011867 | 0.011877 | 0.011893
SCG | MM Therms | Industrial | Ind - Plastics | SHW | No | Ind SHW - O&M (Low Cost) | 0.012324 | 0.013167 | 0.013844 | 0.014464 | 0.015112 | 0.015861 | 0.01671 | 0.01755 | 0.018414 | 0.01927 | 0.01927 | 0.019272
SCG | MM Therms | Industrial | Ind - Plastics | SHW | No | Ind SHW - O&M (Mid Cost) | 0.012744 | 0.013623 | 0.014328 | 0.014985 | 0.015669 | 0.01644 | 0.017325 | 0.018203 | 0.019102 | 0.019997 | 0.020003 | 0.020013
SCG | MM Therms | Industrial | Ind - Printing & Publishing | HVAC | No | Ind HVAC - Equipment (Gas - High Cost) | 0.0020155 | 0.0019169 | 0.0018168 | 0.0017376 | 0.0016584 | 0.0015618 | 0.0014814 | 0.0014034 | 0.0013254 | 0.0012539 | 0.0011746 | 0.0011019
SCG | MM Therms | Industrial | Ind - Printing & Publishing | HVAC | No | Ind HVAC - Equipment (Gas - Low Cost) | 0.00017549 | 0.00016614 | 0.00015707 | 0.00014869 | 0.00014079 | 0.00013312 | 0.00012588 | 0.00011883 | 0.00011211 | 0.00010573 | 9.8781e-05 | 9.2292e-05
SCG | MM Therms | Industrial | Ind - Printing & Publishing | HVAC | No | Ind HVAC - Equipment (Gas - Mid Cost) | 0.0014406 | 0.0013642 | 0.00129 | 0.001222 | 0.0011576 | 0.0010943 | 0.001035 | 0.00097725 | 0.0009221 | 0.00086981 | 0.00081279 | 0.0007596
SCG | MM Therms | Industrial | Ind - Printing & Publishing | ProcHeat | No | Ind ProcHeat - Equipment (Gas - High Cost) | 0.0016985 | 0.0016097 | 0.0015226 | 0.0014443 | 0.0013697 | 0.0012942 | 0.0012246 | 0.0011568 | 0.0010918 | 0.0010303 | 0.00096311 | 0.0009006
SCG | MM Therms | Industrial | Ind - Printing & Publishing | ProcHeat | No | Ind ProcHeat - Equipment (Gas - Mid Cost) | 0.006654 | 0.0063037 | 0.0059617 | 0.0056519 | 0.0053576 | 0.005063 | 0.0047898 | 0.0045238 | 0.0042689 | 0.0040278 | 0.0037645 | 0.0035193
SCG | MM Therms | Industrial | Ind - Printing & Publishing | ProcHeat | No | Ind ProcHeat - O&M (Gas - High Cost) | 0.014216 | 0.014425 | 0.014607 | 0.01484 | 0.015071 | 0.015239 | 0.015438 | 0.015613 | 0.015774 | 0.015936 | 0.015949 | 0.015967
SCG | MM Therms | Industrial | Ind - Printing & Publishing | ProcHeat | No | Ind ProcHeat - O&M (Gas - Low Cost) | 0.01159 | 0.011745 | 0.011885 | 0.012043 | 0.012205 | 0.012353 | 0.012504 | 0.012634 | 0.012759 | 0.01288 | 0.012881 | 0.012882
SCG | MM Therms | Industrial | Ind - Printing & Publishing | ProcHeat | No | Ind ProcHeat - O&M (Gas - Mid Cost) | 0.0083033 | 0.0084192 | 0.0085226 | 0.0086459 | 0.0087708 | 0.0088735 | 0.0089851 | 0.0090826 | 0.0091742 | 0.0092648 | 0.0092683 | 0.0092737
SCG | MM Therms | Industrial | Ind - Stone, Glass & Clay | HVAC | No | Ind HVAC - Equipment (Gas - High Cost) | 0.00023424 | 0.00022237 | 0.00021207 | 0.00020406 | 0.00019635 | 0.00018723 | 0.0001789 | 0.00017048 | 0.00016229 | 0.00015445 | 0.00014444 | 0.00013517
SCG | MM Therms | Industrial | Ind - Stone, Glass & Clay | HVAC | No | Ind HVAC - Equipment (Gas - Mid Cost) | 0.001141 | 0.0010804 | 0.001029 | 0.00098487 | 0.00094377 | 0.00090162 | 0.00086005 | 0.0008184 | 0.00077874 | 0.00074031 | 0.00069173 | 0.0006464
SCG | MM Therms | Industrial | Ind - Stone, Glass & Clay | ProcHeat | No | Ind ProcHeat - Equipment (Gas - High Cost) | 0.014549 | 0.013829 | 0.013196 | 0.012729 | 0.012271 | 0.011691 | 0.011179 | 0.010667 | 0.01016 | 0.0096818 | 0.009065 | 0.0084974
SCG | MM Therms | Industrial | Ind - Stone, Glass & Clay | ProcHeat | No | Ind ProcHeat - Equipment (Gas - Low Cost) | 0.00040083 | 0.00037943 | 0.00036133 | 0.00034568 | 0.00033113 | 0.0003164 | 0.00030177 | 0.0002871 | 0.00027317 | 0.00025965 | 0.00024258 | 0.00022664
SCG | MM Therms | Industrial | Ind - Stone, Glass & Clay | ProcHeat | No | Ind ProcHeat - Equipment (Gas - Mid Cost) | 0.0044785 | 0.0042407 | 0.0040389 | 0.0038664 | 0.0037054 | 0.0035398 | 0.0033767 | 0.0032133 | 0.0030576 | 0.0029068 | 0.0027162 | 0.0025383
SCG | MM Therms | Industrial | Ind - Stone, Glass & Clay | ProcHeat | No | Ind ProcHeat - O&M (Gas - High Cost) | 0.04911 | 0.049824 | 0.050819 | 0.05217 | 0.053595 | 0.05477 | 0.055959 | 0.057038 | 0.058111 | 0.059171 | 0.059213 | 0.059277
SCG | MM Therms | Industrial | Ind - Stone, Glass & Clay | ProcHeat | No | Ind ProcHeat - O&M (Gas - Low Cost) | 0.042755 | 0.043323 | 0.04416 | 0.045223 | 0.046369 | 0.047426 | 0.048418 | 0.049308 | 0.05022 | 0.051095 | 0.051097 | 0.051101
SCG | MM Therms | Industrial | Ind - Stone, Glass & Clay | ProcHeat | No | Ind ProcHeat - O&M (Gas - Mid Cost) | 0.17806 | 0.18049 | 0.18401 | 0.18859 | 0.19348 | 0.19784 | 0.20202 | 0.2058 | 0.20962 | 0.21333 | 0.21338 | 0.21346
SCG | MM Therms | Industrial | Ind - Textiles | ProcHeat | No | Ind ProcHeat - Equipment (Gas - High Cost) | 0.03785 | 0.037545 | 0.037522 | 0.037906 | 0.038238 | 0.038196 | 0.038345 | 0.038392 | 0.038333 | 0.038242 | 0.038325 | 0.038448
SCG | MM Therms | Industrial | Ind - Textiles | ProcHeat | No | Ind ProcHeat - Equipment (Gas - Mid Cost) | 0.087579 | 0.086616 | 0.086399 | 0.086575 | 0.086788 | 0.086997 | 0.087148 | 0.087014 | 0.086833 | 0.086417 | 0.086433 | 0.086456
SCG | MM Therms | Industrial | Ind - Textiles | ProcHeat | No | Ind ProcHeat - O&M (Gas - High Cost) | 0.039723 | 0.039332 | 0.039257 | 0.039435 | 0.039609 | 0.039667 | 0.039766 | 0.03974 | 0.039668 | 0.039509 | 0.039542 | 0.039592
SCG | MM Therms | Industrial | Ind - Textiles | ProcHeat | No | Ind ProcHeat - O&M (Gas - Low Cost) | 0.077799 | 0.076924 | 0.076721 | 0.07684 | 0.076999 | 0.077198 | 0.077319 | 0.077187 | 0.077021 | 0.076639 | 0.076643 | 0.076648
SCG | MM Therms | Industrial | Ind - Textiles | ProcHeat | No | Ind ProcHeat - O&M (Gas - Mid Cost) | 0.088229 | 0.087262 | 0.087044 | 0.087229 | 0.087448 | 0.087656 | 0.08781 | 0.087678 | 0.087496 | 0.087078 | 0.087096 | 0.087122
SCG | MM Therms | Industrial | Ind - Textiles | SHW | No | Ind SHW - Equipment (High Cost) | 0.0034386 | 0.0032647 | 0.0031131 | 0.0030177 | 0.0029133 | 0.0027677 | 0.0026512 | 0.0025311 | 0.0024085 | 0.0022907 | 0.0021883 | 0.0020941
SCG | MM Therms | Industrial | Ind - Textiles | SHW | No | Ind SHW - Equipment (Mid Cost) | 0.0047814 | 0.0045021 | 0.0042757 | 0.0040786 | 0.0038924 | 0.0037153 | 0.0035435 | 0.0033685 | 0.0032006 | 0.0030326 | 0.0028879 | 0.0027502
SCG | MM Therms | Industrial | Ind - Textiles | SHW | No | Ind SHW - O&M (High Cost) | 0.023552 | 0.023321 | 0.023277 | 0.023381 | 0.023482 | 0.023519 | 0.023578 | 0.023562 | 0.02352 | 0.023426 | 0.023445 | 0.023475
SCG | MM Therms | Industrial | Ind - Textiles | SHW | No | Ind SHW - O&M (Low Cost) | 0.082695 | 0.081761 | 0.081543 | 0.081659 | 0.081821 | 0.082035 | 0.082161 | 0.082017 | 0.08184 | 0.081431 | 0.081432 | 0.081434
SCG | MM Therms | Industrial | Ind - Textiles | SHW | No | Ind SHW - O&M (Mid Cost) | 0.03787 | 0.037461 | 0.03737 | 0.037461 | 0.037564 | 0.03765 | 0.037719 | 0.037667 | 0.03759 | 0.037414 | 0.037425 | 0.037441
SCG | MM Therms | Industrial | Ind - Transportation Equipment | HVAC | No | Ind HVAC - Equipment (Gas - High Cost) | 0.0089656 | 0.0086282 | 0.0082536 | 0.0078805 | 0.00746 | 0.0069931 | 0.0065612 | 0.0061342 | 0.0057223 | 0.0053341 | 0.0049885 | 0.0046677
SCG | MM Therms | Industrial | Ind - Transportation Equipment | HVAC | No | Ind HVAC - Equipment (Gas - Low Cost) | 0.0005409 | 0.00051909 | 0.00049586 | 0.0004708 | 0.00044411 | 0.00041689 | 0.00039066 | 0.00036474 | 0.00034008 | 0.00031663 | 0.0002958 | 0.00027635
SCG | MM Therms | Industrial | Ind - Transportation Equipment | HVAC | No | Ind HVAC - Equipment (Gas - Mid Cost) | 0.0088764 | 0.0085217 | 0.0081418 | 0.0077362 | 0.007302 | 0.0068525 | 0.006423 | 0.0059984 | 0.0055935 | 0.0052089 | 0.0048673 | 0.0045487
SCG | MM Therms | Industrial | Ind - Transportation Equipment | HVAC | No | Ind HVAC - O&M (Gas - High Cost) | 0.0034196 | 0.0035222 | 0.0036062 | 0.0036824 | 0.0037287 | 0.0037419 | 0.0037578 | 0.0037604 | 0.0037548 | 0.0037463 | 0.0037501 | 0.0037557
SCG | MM Therms | Industrial | Ind - Transportation Equipment | HVAC | No | Ind HVAC - O&M (Gas - Low Cost) | 0.0044548 | 0.0045762 | 0.0046792 | 0.0047556 | 0.0048019 | 0.004825 | 0.0048398 | 0.0048369 | 0.0048276 | 0.0048111 | 0.0048112 | 0.0048114
SCG | MM Therms | Industrial | Ind - Transportation Equipment | HVAC | No | Ind HVAC - O&M (Gas - Mid Cost) | 0.012356 | 0.012698 | 0.012986 | 0.013207 | 0.013344 | 0.013404 | 0.013449 | 0.013444 | 0.013419 | 0.013377 | 0.013379 | 0.013384
SCG | MM Therms | Industrial | Ind - Transportation Equipment | ProcHeat | No | Ind ProcHeat - Equipment (Gas - High Cost) | 0.01422 | 0.014648 | 0.015 | 0.015336 | 0.015542 | 0.015592 | 0.015659 | 0.015673 | 0.015649 | 0.015616 | 0.015633 | 0.015659
SCG | MM Therms | Industrial | Ind - Transportation Equipment | ProcHeat | No | Ind ProcHeat - Equipment (Gas - Low Cost) | 0.00173 | 0.0017772 | 0.0018172 | 0.001847 | 0.0018651 | 0.001874 | 0.0018798 | 0.0018787 | 0.0018751 | 0.0018687 | 0.0018688 | 0.0018689
SCG | MM Therms | Industrial | Ind - Transportation Equipment | ProcHeat | No | Ind ProcHeat - Equipment (Gas - Mid Cost) | 0.049788 | 0.051165 | 0.052326 | 0.053221 | 0.053772 | 0.054015 | 0.054195 | 0.054177 | 0.054078 | 0.053906 | 0.053918 | 0.053937
SCG | MM Therms | Industrial | Ind - Transportation Equipment | ProcHeat | No | Ind ProcHeat - O&M (Gas - High Cost) | 0.0308 | 0.03173 | 0.03249 | 0.033207 | 0.033663 | 0.033773 | 0.033924 | 0.033951 | 0.033902 | 0.033828 | 0.033864 | 0.033919
SCG | MM Therms | Industrial | Ind - Transportation Equipment | ProcHeat | No | Ind ProcHeat - O&M (Gas - Low Cost) | 0.0041838 | 0.0042978 | 0.0043946 | 0.0044665 | 0.0045101 | 0.0045317 | 0.0045457 | 0.004543 | 0.0045343 | 0.0045188 | 0.004519 | 0.0045192
SCG | MM Therms | Industrial | Ind - Transportation Equipment | ProcHeat | No | Ind ProcHeat - O&M (Gas - Mid Cost) | 0.066129 | 0.067963 | 0.069509 | 0.070709 | 0.071449 | 0.071769 | 0.072012 | 0.071992 | 0.071861 | 0.071637 | 0.071656 | 0.071686
SCG | MM Therms | Industrial | Ind - Transportation Equipment | SHW | No | Ind SHW - Equipment (High Cost) | 0.0091755 | 0.009 | 0.0087745 | 0.0085378 | 0.0082378 | 0.007871 | 0.0075267 | 0.0071719 | 0.0068189 | 0.0064783 | 0.0061747 | 0.0058886
SCG | MM Therms | Industrial | Ind - Transportation Equipment | SHW | No | Ind SHW - Equipment (Low Cost) | 0.0087466 | 0.0085556 | 0.0083298 | 0.0080616 | 0.0077513 | 0.0074156 | 0.0070828 | 0.0067401 | 0.0064053 | 0.0060782 | 0.0057877 | 0.0055112
SCG | MM Therms | Industrial | Ind - Transportation Equipment | SHW | No | Ind SHW - Equipment (Mid Cost) | 0.00074508 | 0.00072913 | 0.00071004 | 0.00068778 | 0.00066176 | 0.0006329 | 0.00060467 | 0.00057559 | 0.00054706 | 0.00051927 | 0.00049457 | 0.00047111
SCG | MM Therms | Industrial | Ind - Transportation Equipment | SHW | No | Ind SHW - O&M (High Cost) | 0.00094499 | 0.00097439 | 0.00099981 | 0.0010325 | 0.001055 | 0.0010519 | 0.0010588 | 0.0010635 | 0.0010617 | 0.0010627 | 0.0010664 | 0.0010722
SCG | MM Therms | Industrial | Ind - Transportation Equipment | SHW | No | Ind SHW - O&M (Mid Cost) | 0.01614 | 0.016592 | 0.016971 | 0.017273 | 0.017461 | 0.017536 | 0.017598 | 0.017597 | 0.017566 | 0.017514 | 0.017521 | 0.017532
SCG | MM Therms | Agricultural | Agr - Concentrated Animal Feeding Operation | SHW | No | Ag SHWC - Equipment (High Cost) | 0.011767 | 0.011818 | 0.011843 | 0.011944 | 0.012022 | 0.011987 | 0.01202 | 0.012056 | 0.012069 | 0.012101 | 0.012325 | 0.012568
SCG | MM Therms | Agricultural | Agr - Concentrated Animal Feeding Operation | SHW | No | Ag SHWC - Equipment (Low Cost) | 0.016139 | 0.01614 | 0.01614 | 0.016141 | 0.016126 | 0.016125 | 0.016126 | 0.016127 | 0.016127 | 0.016128 | 0.016405 | 0.016672
SCG | MM Therms | Agricultural | Agr - Concentrated Animal Feeding Operation | SHW | No | Ag SHWC - Equipment (Mid Cost) | 0.033585 | 0.033595 | 0.0336 | 0.033619 | 0.03338 | 0.033367 | 0.033379 | 0.033393 | 0.033398 | 0.03341 | 0.033963 | 0.034763
SCG | MM Therms | Agricultural | Agr - Concentrated Animal Feeding Operation | SHW | No | Ag SHWC - O&M (High Cost) | 0.036997 | 0.037031 | 0.037048 | 0.037116 | 0.037169 | 0.037145 | 0.037167 | 0.037192 | 0.0372 | 0.037222 | 0.037844 | 0.038487
SCG | MM Therms | Agricultural | Agr - Concentrated Animal Feeding Operation | SHW | No | Ag SHWC - O&M (Low Cost) | 0.17452 | 0.17453 | 0.17453 | 0.17454 | 0.17455 | 0.17454 | 0.17455 | 0.17455 | 0.17455 | 0.17455 | 0.17739 | 0.18027
SCG | MM Therms | Agricultural | Agr - Concentrated Animal Feeding Operation | SHW | No | Ag SHWC - O&M (Mid Cost) | 0.10218 | 0.10221 | 0.10222 | 0.10228 | 0.10233 | 0.10231 | 0.10233 | 0.10235 | 0.10236 | 0.10237 | 0.10405 | 0.10576
SCG | MM Therms | Agricultural | Agr - Greenhouse | HVAC | No | Ag HVAC - Equipment (High Cost) | 2.3868e-08 | 2.957e-08 | 3.2384e-08 | 4.8131e-08 | 6.204e-08 | 5.5678e-08 | 6.1356e-08 | 7.0357e-08 | 7.3568e-08 | 8.1622e-08 | 8.9847e-08 | 1.0221e-07
SCG | MM Therms | Agricultural | Agr - Greenhouse | HVAC | No | Ag HVAC - Equipment (Mid Cost) | 0.0024928 | 0.002977 | 0.003313 | 0.0046565 | 0.006049 | 0.0053786 | 0.0059966 | 0.0066854 | 0.0069311 | 0.0075473 | 0.0082737 | 0.0094706
SCG | MM Therms | Agricultural | Agr - Post-Harvest Processing | ProcHeat | No | Ag Process Dry - Equipment (High Cost) | 0.034027 | 0.03408 | 0.034106 | 0.034211 | 0.034292 | 0.034256 | 0.03429 | 0.034327 | 0.034341 | 0.034375 | 0.034961 | 0.035572
SCG | MM Therms | Agricultural | Agr - Post-Harvest Processing | ProcHeat | No | Ag Process Dry - Equipment (Low Cost) | 0.016849 | 0.01685 | 0.01685 | 0.016852 | 0.016853 | 0.016852 | 0.016853 | 0.016854 | 0.016854 | 0.016854 | 0.017128 | 0.017407
SCG | MM Therms | Agricultural | Agr - Post-Harvest Processing | ProcHeat | No | Ag Process Dry - Equipment (Mid Cost) | 0.088153 | 0.088175 | 0.088185 | 0.088228 | 0.088262 | 0.088247 | 0.088261 | 0.088276 | 0.088282 | 0.088296 | 0.089739 | 0.091213
SCG | MM Therms | Agricultural | Agr - Post-Harvest Processing | ProcHeat | No | Ag Process Dry - O&M (High Cost) | 0.08583 | 0.085897 | 0.085931 | 0.086065 | 0.08617 | 0.086122 | 0.086165 | 0.086214 | 0.086231 | 0.086274 | 0.08771 | 0.089189
SCG | MM Therms | Agricultural | Agr - Post-Harvest Processing | ProcHeat | No | Ag Process Dry - O&M (Low Cost) | 0.042486 | 0.042488 | 0.042489 | 0.042493 | 0.042497 | 0.042495 | 0.042497 | 0.042498 | 0.042499 | 0.0425 | 0.04319 | 0.043893
SCG | MM Therms | Agricultural | Agr - Post-Harvest Processing | ProcHeat | No | Ag Process Dry - O&M (Mid Cost) | 0.066974 | 0.066995 | 0.067005 | 0.067047 | 0.06708 | 0.067065 | 0.067078 | 0.067093 | 0.067099 | 0.067112 | 0.068212 | 0.069336
SCG | MM Therms | Agricultural | Agr - Wineries and Vineyards | HVAC | No | Ag HVAC - Equipment (High Cost) | 3.794e-05 | 3.7957e-05 | 3.7966e-05 | 3.8e-05 | 3.8026e-05 | 3.8014e-05 | 3.8025e-05 | 3.8038e-05 | 3.8042e-05 | 3.8053e-05 | 3.868e-05 | 3.9321e-05
SCG | MM Therms | Agricultural | Agr - Wineries and Vineyards | HVAC | No | Ag HVAC - Equipment (Mid Cost) | 0.018257 | 0.019815 | 0.020648 | 0.023866 | 0.026363 | 0.025386 | 0.026506 | 0.027692 | 0.028245 | 0.029397 | 0.030872 | 0.03289
SCG | MM Therms | Agricultural | Agr - Wineries and Vineyards | SHW | No | Ag SHWC - Equipment (High Cost) | 0.00015519 | 0.00015526 | 0.0001553 | 0.00015544 | 0.00015366 | 0.00015357 | 0.00015366 | 0.00015376 | 0.0001538 | 0.00015389 | 0.00015646 | 0.00016085
SCG | MM Therms | Mining | Mining - Oil & Gas Extraction (Steam Enhancement) | OilGasExtract | No | Oil - Steam Boiler | 0.644 | 0.78914 | 0.90942 | 1.0061 | 1.0804 | 1.1335 | 1.168 | 1.1869 | 1.1931 | 1.1896 | 1.1791 | 1.1639
SCG | MM Therms | Mining | Mining - Oil & Gas Extraction (Steam Enhancement) | OilGasExtract | No | Oil - Steam Boiler Controls and Improvements | 5.6746 | 5.3512 | 5.3792 | 4.6516 | 3.3946 | 2.0723 | 1.1158 | 0.706 | 0.69741 | 0.68637 | 0.67435 | 0.66214
SDG&E | GWh | Industrial | Ind - Chemicals | HVAC | No | Ind HVAC - Equipment (Electric - High Cost) | 0.001156 | 0.0010991 | 0.001037 | 0.00097255 | 0.00091173 | 0.00085291 | 0.00079847 | 0.00074773 | 0.00069947 | 0.00065408 | 0.00061169 | 0.00057182
SDG&E | GWh | Industrial | Ind - Chemicals | HVAC | No | Ind HVAC - Equipment (Electric - Low Cost) | 0.0017717 | 0.0016785 | 0.0015825 | 0.001482 | 0.0013883 | 0.001298 | 0.0012143 | 0.0011357 | 0.0010618 | 0.00099226 | 0.00092686 | 0.00086592
SDG&E | GWh | Industrial | Ind - Chemicals | HVAC | No | Ind HVAC - Equipment (Electric - Mid Cost) | 0.00066196 | 0.00062752 | 0.00059169 | 0.00055427 | 0.00051929 | 0.00048555 | 0.00045432 | 0.000425 | 0.00039737 | 0.00037139 | 0.00034698 | 0.0003242
SDG&E | GWh | Industrial | Ind - Chemicals | HVAC | No | Ind HVAC - Equipment (Gas - High Cost) | -3.7392e-05 | -3.7816e-05 | -3.7614e-05 | -3.785e-05 | -3.7788e-05 | -3.679e-05 | -3.6439e-05 | -3.6014e-05 | -3.5347e-05 | -3.4758e-05 | -3.2649e-05 | -3.0751e-05
SDG&E | GWh | Industrial | Ind - Chemicals | HVAC | No | Ind HVAC - Equipment (Gas - Mid Cost) | -1.7689e-06 | -1.7726e-06 | -1.7538e-06 | -1.7255e-06 | -1.6934e-06 | -1.6627e-06 | -1.6357e-06 | -1.6051e-06 | -1.5713e-06 | -1.5351e-06 | -1.4347e-06 | -1.3411e-06
SDG&E | GWh | Industrial | Ind - Chemicals | HVAC | No | Ind HVAC - O&M (Electric - High Cost) | 0.0016472 | 0.0016788 | 0.0017941 | 0.0017995 | 0.001805 | 0.0018069 | 0.00181 | 0.001813 | 0.0018148 | 0.0018159 | 0.0018166 | 0.0018171
SDG&E | GWh | Industrial | Ind - Chemicals | HVAC | No | Ind HVAC - O&M (Electric - Low Cost) | 0.044695 | 0.045322 | 0.045737 | 0.04585 | 0.045974 | 0.04601 | 0.046075 | 0.046126 | 0.046159 | 0.046174 | 0.046167 | 0.046169
SDG&E | GWh | Industrial | Ind - Chemicals | HVAC | No | Ind HVAC - O&M (Electric - Mid Cost) | 0.007535 | 0.0076436 | 0.0077143 | 0.0077351 | 0.0077573 | 0.0077633 | 0.0077751 | 0.0077849 | 0.007791 | 0.0077943 | 0.0077941 | 0.0077952
SDG&E | GWh | Industrial | Ind - Chemicals | HVAC | No | Ind HVAC - O&M (Gas - High Cost) | 0.00017301 | 0.00018565 | 0.00019662 | 0.00020705 | 0.0002175 | 0.00022863 | 0.00024076 | 0.00025292 | 0.00026503 | 0.00027717 | 0.00027731 | 0.00027749
SDG&E | GWh | Industrial | Ind - Chemicals | HVAC | No | Ind HVAC - O&M (Gas - Low Cost) | 0.00073956 | 0.0007927 | 0.00083924 | 0.00088248 | 0.00092594 | 0.00097375 | 0.0010249 | 0.001076 | 0.0011272 | 0.0011782 | 0.0011783 | 0.0011783
SDG&E | GWh | Industrial | Ind - Chemicals | HVAC | No | Ind HVAC - O&M (Gas - Mid Cost) | 0.00021955 | 0.00023539 | 0.00024923 | 0.00026215 | 0.00027513 | 0.00028931 | 0.00030454 | 0.00031977 | 0.00033502 | 0.00035022 | 0.00035026 | 0.00035032
SDG&E | GWh | Industrial | Ind - Chemicals | Lighting | No | Ind Lighting - Equipment (High Cost) | 0.0050016 | 0.0047573 | 0.0044851 | 0.0042041 | 0.003938 | 0.0036816 | 0.0034441 | 0.0032235 | 0.0030133 | 0.0028156 | 0.0026317 | 0.0024583
SDG&E | GWh | Industrial | Ind - Chemicals | Lighting | No | Ind Lighting - Equipment (Low Cost) | 0.010002 | 0.0094674 | 0.0089174 | 0.0083435 | 0.0078085 | 0.0072937 | 0.0068173 | 0.00637 | 0.0059497 | 0.0055549 | 0.005184 | 0.0048386
SDG&E | GWh | Industrial | Ind - Chemicals | Lighting | No | Ind Lighting - Equipment (Mid Cost) | 0.025597 | 0.024248 | 0.022843 | 0.02138 | 0.020012 | 0.018696 | 0.017477 | 0.016336 | 0.01526 | 0.014249 | 0.013302 | 0.012417
SDG&E | GWh | Industrial | Ind - Chemicals | Lighting | No | Ind Lighting - O&M (High Cost) | 0.00024719 | 0.00023481 | 0.00022132 | 0.00020736 | 0.00019419 | 0.0001815 | 0.00016976 | 0.00015881 | 0.00014842 | 0.00014309 | 0.00013358 | 0.0001247
SDG&E | GWh | Industrial | Ind - Chemicals | Lighting | No | Ind Lighting - O&M (Low Cost) | 0.0021036 | 0.0019909 | 0.0018752 | 0.0017545 | 0.001642 | 0.0015337 | 0.0014335 | 0.0013394 | 0.001251 | 0.001168 | 0.00109 | 0.0010173
SDG&E | GWh | Industrial | Ind - Chemicals | Lighting | No | Ind Lighting - O&M (Mid Cost) | 0.0043005 | 0.0040742 | 0.0038382 | 0.0036387 | 0.0034056 | 0.0031813 | 0.0029737 | 0.002779 | 0.0025958 | 0.0024237 | 0.0022621 | 0.0021115
SDG&E | GWh | Industrial | Ind - Chemicals | ProcHeat | No | Ind ProcHeat - Equipment (Electric - High Cost) | 0.0028612 | 0.0029144 | 0.0029437 | 0.0029561 | 0.0029667 | 0.0029713 | 0.002978 | 0.0029859 | 0.0029903 | 0.0029936 | 0.0029976 | 0.0029999
SDG&E | GWh | Industrial | Ind - Chemicals | ProcHeat | No | Ind ProcHeat - Equipment (Electric - Low Cost) | 0.0056211 | 0.0057007 | 0.005753 | 0.0057674 | 0.0057831 | 0.0057877 | 0.0057961 | 0.0058028 | 0.005807 | 0.005809 | 0.0058084 | 0.0058086
SDG&E | GWh | Industrial | Ind - Chemicals | ProcHeat | No | Ind ProcHeat - Equipment (Electric - Mid Cost) | 0.0003658 | 0.00037121 | 0.00037466 | 0.00037569 | 0.00037675 | 0.0003771 | 0.00037769 | 0.0003782 | 0.00037852 | 0.00037869 | 0.00037872 | 0.00037878
SDG&E | GWh | Industrial | Ind - Chemicals | ProcHeat | No | Ind ProcHeat - Equipment (Gas - High Cost) | -0.00011863 | -0.00012755 | -0.00013525 | -0.00014319 | -0.00015104 | -0.00015844 | -0.00016711 | -0.00017585 | -0.00018439 | -0.00019309 | -0.00019332 | -0.00019368
SDG&E | GWh | Industrial | Ind - Chemicals | ProcHeat | No | Ind ProcHeat - O&M (Gas - High Cost) | -1.7209e-05 | -1.8503e-05 | -1.9619e-05 | -2.0759e-05 | -2.1887e-05 | -2.2965e-05 | -2.422e-05 | -2.5483e-05 | -2.672e-05 | -2.797e-05 | -2.8002e-05 | -2.8051e-05
SDG&E | GWh | Industrial | Ind - Chemicals | ProcHeat | No | Ind ProcHeat - O&M (Gas - Mid Cost) | 8.0536e-06 | 8.6361e-06 | 9.145e-06 | 9.6247e-06 | 1.0106e-05 | 1.0624e-05 | 1.1185e-05 | 1.1747e-05 | 1.2308e-05 | 1.2868e-05 | 1.2871e-05 | 1.2876e-05
SDG&E | GWh | Industrial | Ind - Chemicals | SHW | No | Ind SHW - Equipment (High Cost) | -7.8232e-06 | -7.9999e-06 | -8.0709e-06 | -8.1082e-06 | -8.122e-06 | -8.1227e-06 | -8.1491e-06 | -8.1559e-06 | -8.1393e-06 | -8.1094e-06 | -7.7284e-06 | -7.3688e-06
SDG&E | GWh | Industrial | Ind - Chemicals | SHW | No | Ind SHW - O&M (High Cost) | -2.4942e-06 | -2.6828e-06 | -2.845e-06 | -3.0121e-06 | -3.1772e-06 | -3.3331e-06 | -3.5159e-06 | -3.7002e-06 | -3.88e-06 | -4.0644e-06 | -4.0718e-06 | -4.083e-06
SDG&E | GWh | Industrial | Ind - Chemicals | SHW | No | Ind SHW - O&M (Mid Cost) | -1.1327e-05 | -1.215e-05 | -1.2868e-05 | -1.355e-05 | -1.4234e-05 | -1.4961e-05 | -1.5754e-05 | -1.6548e-05 | -1.734e-05 | -1.8133e-05 | -1.814e-05 | -1.8151e-05
SDG&E | GWh | Industrial | Ind - Chemicals | ProcRefrig | No | Ind ProcRefrig - O&M (High Cost) | 0.00024208 | 0.00024692 | 0.00024946 | 0.00025061 | 0.00025156 | 0.00025202 | 0.00025263 | 0.00025342 | 0.00025385 | 0.00025418 | 0.00025461 | 0.00025485
SDG&E | GWh | Industrial | Ind - Chemicals | ProcRefrig | No | Ind ProcRefrig - O&M (Low Cost) | 0.00094509 | 0.00095837 | 0.00096716 | 0.00096953 | 0.00097216 | 0.00097292 | 0.00097431 | 0.0009754 | 0.0009761 | 0.00097641 | 0.00097627 | 0.0009763
SDG&E | GWh | Industrial | Ind - Chemicals | ProcRefrig | No | Ind ProcRefrig - O&M (Mid Cost) | 0.011331 | 0.011502 | 0.01161 | 0.011643 | 0.01184 | 0.01185 | 0.011868 | 0.011883 | 0.011893 | 0.011897 | 0.011898 | 0.011899
SDG&E | GWh | Industrial | Ind - Chemicals | MachDr | No | Ind MachDr - Equipment (High Cost) | 0.015385 | 0.015668 | 0.015825 | 0.015888 | 0.015944 | 0.015968 | 0.016003 | 0.016044 | 0.016067 | 0.016084 | 0.016104 | 0.016115
SDG&E | GWh | Industrial | Ind - Chemicals | MachDr | No | Ind MachDr - Equipment (Low Cost) | 0.089273 | 0.090537 | 0.091369 | 0.091597 | 0.091847 | 0.09192 | 0.092053 | 0.092159 | 0.092227 | 0.092258 | 0.092248 | 0.092252
SDG&E | GWh | Industrial | Ind - Chemicals | MachDr | No | Ind MachDr - Equipment (Mid Cost) | 0.087188 | 0.08848 | 0.089305 | 0.089549 | 0.089805 | 0.089887 | 0.090028 | 0.090152 | 0.090228 | 0.090269 | 0.090278 | 0.090291
SDG&E | GWh | Industrial | Ind - Chemicals | MachDr | No | Ind MachDr - O&M (High Cost) | 0.0068037 | 0.0069292 | 0.0069985 | 0.007027 | 0.0070516 | 0.0070625 | 0.007078 | 0.0070964 | 0.0071066 | 0.007114 | 0.0071229 | 0.007128
SDG&E | GWh | Industrial | Ind - Chemicals | MachDr | No | Ind MachDr - O&M (Low Cost) | 0.24527 | 0.24872 | 0.251 | 0.25161 | 0.2523 | 0.25249 | 0.25286 | 0.25314 | 0.25332 | 0.2534 | 0.25337 | 0.25338
SDG&E | GWh | Industrial | Ind - Chemicals | MachDr | No | Ind MachDr - O&M (Mid Cost) | 0.019373 | 0.019672 | 0.019857 | 0.019916 | 0.019975 | 0.019996 | 0.020367 | 0.020394 | 0.020411 | 0.02042 | 0.020421 | 0.020424
SDG&E | GWh | Industrial | Ind - Electronics | HVAC | No | Ind HVAC - Equipment (Electric - High Cost) | 0.02728 | 0.025979 | 0.024517 | 0.023005 | 0.021571 | 0.020186 | 0.018903 | 0.01771 | 0.016572 | 0.0155 | 0.014503 | 0.01356
SDG&E | GWh | Industrial | Ind - Electronics | HVAC | No | Ind HVAC - Equipment (Electric - Low Cost) | 0.08837 | 0.08373 | 0.078941 | 0.073934 | 0.069259 | 0.064755 | 0.060583 | 0.056663 | 0.052975 | 0.049507 | 0.046246 | 0.043206
SDG&E | GWh | Industrial | Ind - Electronics | HVAC | No | Ind HVAC - Equipment (Electric - Mid Cost) | 0.027518 | 0.026099 | 0.024611 | 0.023058 | 0.021604 | 0.020202 | 0.018904 | 0.017687 | 0.016538 | 0.015458 | 0.014445 | 0.013497
SDG&E | GWh | Industrial | Ind - Electronics | HVAC | No | Ind HVAC - Equipment (Gas - High Cost) | -0.0012888 | -0.0012529 | -0.0012055 | -0.0011795 | -0.0011458 | -0.0010797 | -0.0010342 | -0.00098976 | -0.00094117 | -0.00089818 | -0.00084402 | -0.00079585
SDG&E | GWh | Industrial | Ind - Electronics | HVAC | No | Ind HVAC - O&M (Electric - High Cost) | 0.0039358 | 0.0040104 | 0.0042701 | 0.0042834 | 0.0042965 | 0.0043008 | 0.0043082 | 0.0043154 | 0.0043196 | 0.0043222 | 0.0043238 | 0.0043252
SDG&E | GWh | Industrial | Ind - Electronics | HVAC | No | Ind HVAC - O&M (Electric - Low Cost) | 0.3809 | 0.38625 | 0.3898 | 0.39075 | 0.39181 | 0.39212 | 0.39268 | 0.39312 | 0.3934 | 0.39353 | 0.39348 | 0.39349
SDG&E | GWh | Industrial | Ind - Electronics | HVAC | No | Ind HVAC - O&M (Electric - Mid Cost) | 0.037668 | 0.038222 | 0.038577 | 0.038682 | 0.038792 | 0.038826 | 0.038887 | 0.038939 | 0.038971 | 0.038988 | 0.038991 | 0.038996
SDG&E | GWh | Industrial | Ind - Electronics | HVAC | No | Ind HVAC - O&M (Gas - High Cost) | 0.00077871 | 0.00080384 | 0.00082384 | 0.00084475 | 0.00086353 | 0.00087852 | 0.0008947 | 0.00091017 | 0.00092406 | 0.00093791 | 0.00093877 | 0.00093984
SDG&E | GWh | Industrial | Ind - Electronics | HVAC | No | Ind HVAC - O&M (Gas - Low Cost) | 2.0815e-05 | 2.1425e-05 | 2.1936e-05 | 2.2411e-05 | 2.2865e-05 | 2.3277e-05 | 2.3685e-05 | 2.4069e-05 | 2.4425e-05 | 2.477e-05 | 2.4771e-05 | 2.4772e-05
SDG&E | GWh | Industrial | Ind - Electronics | HVAC | No | Ind HVAC - O&M (Gas - Mid Cost) | 0.0010928 | 0.0011255 | 0.0011526 | 0.0011788 | 0.0012037 | 0.001225 | 0.0012469 | 0.0012676 | 0.0012865 | 0.0013052 | 0.0013056 | 0.0013063
SDG&E | GWh | Industrial | Ind - Electronics | Lighting | No | Ind Lighting - Equipment (High Cost) | 0.032812 | 0.031198 | 0.02941 | 0.027564 | 0.025817 | 0.024135 | 0.022576 | 0.021127 | 0.019748 | 0.018452 | 0.017244 | 0.016107
SDG&E | GWh | Industrial | Ind - Electronics | Lighting | No | Ind Lighting - Equipment (Low Cost) | 0.043177 | 0.040868 | 0.038494 | 0.036016 | 0.033707 | 0.031485 | 0.029428 | 0.027497 | 0.025683 | 0.023979 | 0.022377 | 0.020886
SDG&E | GWh | Industrial | Ind - Electronics | Lighting | No | Ind Lighting - Equipment (Mid Cost) | 0.21018 | 0.19913 | 0.1876 | 0.17559 | 0.16436 | 0.15355 | 0.14354 | 0.13417 | 0.12534 | 0.11704 | 0.10926 | 0.10199
SDG&E | GWh | Industrial | Ind - Electronics | Lighting | No | Ind Lighting - O&M (High Cost) | 0.002827 | 0.0026873 | 0.0025332 | 0.002374 | 0.0022235 | 0.0020785 | 0.0019442 | 0.0018193 | 0.0017005 | 0.0015888 | 0.0014847 | 0.0014426
SDG&E | GWh | Industrial | Ind - Electronics | Lighting | No | Ind Lighting - O&M (Low Cost) | 0.024034 | 0.022747 | 0.021425 | 0.020046 | 0.01876 | 0.017523 | 0.016378 | 0.015303 | 0.014293 | 0.013344 | 0.012453 | 0.011623
SDG&E | GWh | Industrial | Ind - Electronics | Lighting | No | Ind Lighting - O&M (Mid Cost) | 0.0008793 | 0.00083324 | 0.00078501 | 0.00073481 | 0.00069863 | 0.00065263 | 0.00061006 | 0.00057013 | 0.00053256 | 0.00049726 | 0.00046413 | 0.00043324
SDG&E | GWh | Industrial | Ind - Electronics | ProcHeat | No | Ind ProcHeat - Equipment (Electric - Low Cost) | 0.01392 | 0.014116 | 0.014246 | 0.014281 | 0.01432 | 0.014331 | 0.014352 | 0.014368 | 0.014378 | 0.014383 | 0.014381 | 0.014381
SDG&E | GWh | Industrial | Ind - Electronics | ProcHeat | No | Ind ProcHeat - Equipment (Electric - Mid Cost) | 0.002948 | 0.0029908 | 0.0030185 | 0.0030264 | 0.0030349 | 0.0030375 | 0.0030421 | 0.0030459 | 0.0030484 | 0.0030496 | 0.0030496 | 0.0030499
SDG&E | GWh | Industrial | Ind - Electronics | ProcHeat | No | Ind ProcHeat - Equipment (Gas - Mid Cost) | 0.0011358 | 0.00117 | 0.0011983 | 0.001226 | 0.0012521 | 0.0012741 | 0.001297 | 0.0013187 | 0.0013385 | 0.001358 | 0.0013586 | 0.0013594
SDG&E | GWh | Industrial | Ind - Electronics | ProcHeat | No | Ind ProcHeat - O&M (Gas - High Cost) | -6.6001e-06 | -6.8212e-06 | -6.9974e-06 | -7.2058e-06 | -7.3972e-06 | -7.5093e-06 | -7.6604e-06 | -7.8065e-06 | -7.9306e-06 | -8.0626e-06 | -8.08e-06 | -8.1061e-06
SDG&E | GWh | Industrial | Ind - Electronics | SHW | No | Ind SHW - Equipment (High Cost) | 9.1259e-05 | 8.99e-05 | 8.7851e-05 | 8.6304e-05 | 8.4481e-05 | 8.1605e-05 | 7.9313e-05 | 7.7011e-05 | 7.4513e-05 | 7.2171e-05 | 6.8902e-05 | 6.5867e-05
SDG&E | GWh | Industrial | Ind - Electronics | ProcRefrig | No | Ind ProcRefrig - O&M (High Cost) | 0.0023668 | 0.0024118 | 0.0024362 | 0.0024466 | 0.0024554 | 0.0024595 | 0.0024651 | 0.002472 | 0.0024758 | 0.0024786 | 0.0024821 | 0.0024841
SDG&E | GWh | Industrial | Ind - Electronics | ProcRefrig | No | Ind ProcRefrig - O&M (Low Cost) | 0.099014 | 0.10093 | 0.10186 | 0.10212 | 0.1024 | 0.10248 | 0.10263 | 0.10275 | 0.10282 | 0.10286 | 0.10285 | 0.10285
SDG&E | GWh | Industrial | Ind - Electronics | ProcRefrig | No | Ind ProcRefrig - O&M (Mid Cost) | 0.035017 | 0.03555 | 0.035884 | 0.035988 | 0.036093 | 0.036661 | 0.036717 | 0.036764 | 0.036794 | 0.036809 | 0.03681 | 0.036814
SDG&E | GWh | Industrial | Ind - Electronics | MachDr | No | Ind MachDr - Equipment (High Cost) | 0.015373 | 0.015677 | 0.015838 | 0.01591 | 0.01597 | 0.015998 | 0.016037 | 0.016086 | 0.016113 | 0.016133 | 0.01616 | 0.016175
SDG&E | GWh | Industrial | Ind - Electronics | MachDr | No | Ind MachDr - Equipment (Low Cost) | 0.097352 | 0.098727 | 0.099634 | 0.099881 | 0.10015 | 0.10023 | 0.10038 | 0.10049 | 0.10056 | 0.1006 | 0.10059 | 0.10059
SDG&E | GWh | Industrial | Ind - Electronics | MachDr | No | Ind MachDr - Equipment (Mid Cost) | 0.21329 | 0.21649 | 0.21851 | 0.21912 | 0.21975 | 0.21996 | 0.22031 | 0.22062 | 0.22082 | 0.22092 | 0.22095 | 0.22099
SDG&E | GWh | Industrial | Ind - Electronics | MachDr | No | Ind MachDr - O&M (High Cost) | 0.0089492 | 0.009123 | 0.0092159 | 0.0092566 | 0.0092906 | 0.0093066 | 0.0093285 | 0.0093558 | 0.0093707 | 0.0093819 | 0.0093965 | 0.0094046
SDG&E | GWh | Industrial | Ind - Electronics | MachDr | No | Ind MachDr - O&M (Low Cost) | 0.49665 | 0.50365 | 0.50827 | 0.50952 | 0.5109 | 0.5113 | 0.51204 | 0.51261 | 0.51298 | 0.51315 | 0.51308 | 0.5131
SDG&E | GWh | Industrial | Ind - Electronics | MachDr | No | Ind MachDr - O&M (Mid Cost) | 0.074218 | 0.075347 | 0.076054 | 0.076274 | 0.076496 | 0.077678 | 0.077796 | 0.077896 | 0.077959 | 0.077991 | 0.077993 | 0.078002
SDG&E | GWh | Industrial | Ind - Food | HVAC | No | Ind HVAC - Equipment (Electric - High Cost) | 0.0022029 | 0.0020988 | 0.0019808 | 0.0018589 | 0.0017431 | 0.0016314 | 0.0015278 | 0.0014316 | 0.0013397 | 0.0012531 | 0.0011726 | 0.0010965
SDG&E | GWh | Industrial | Ind - Food | HVAC | No | Ind HVAC - Equipment (Electric - Low Cost) | 0.0024758 | 0.0023456 | 0.0022114 | 0.002071 | 0.00194 | 0.0018138 | 0.0016969 | 0.0015871 | 0.0014837 | 0.0013866 | 0.0012952 | 0.00121
SDG&E | GWh | Industrial | Ind - Food | HVAC | No | Ind HVAC - Equipment (Electric - Mid Cost) | 0.0015203 | 0.0014413 | 0.001359 | 0.001273 | 0.0011926 | 0.0011152 | 0.0010434 | 0.00097608 | 0.00091262 | 0.00085295 | 0.0007969 | 0.00074457
SDG&E | GWh | Industrial | Ind - Food | HVAC | No | Ind HVAC - Equipment (Gas - High Cost) | -5.6239e-05 | -5.3908e-05 | -5.0675e-05 | -4.8383e-05 | -4.5874e-05 | -4.2318e-05 | -3.9623e-05 | -3.7044e-05 | -3.445e-05 | -3.2131e-05 | -3.0162e-05 | -2.8359e-05
SDG&E | GWh | Industrial | Ind - Food | HVAC | No | Ind HVAC - Equipment (Gas - Mid Cost) | -8.1281e-06 | -7.7225e-06 | -7.2226e-06 | -6.7486e-06 | -6.2941e-06 | -5.8536e-06 | -5.4453e-06 | -5.056e-06 | -4.69e-06 | -4.347e-06 | -4.0624e-06 | -3.7972e-06
SDG&E | GWh | Industrial | Ind - Food | HVAC | No | Ind HVAC - O&M (Electric - High Cost) | 0.0028522 | 0.0029173 | 0.0029478 | 0.0029623 | 0.0029738 | 0.0032105 | 0.0032163 | 0.0032221 | 0.0032256 | 0.0032277 | 0.0032294 | 0.0032305
SDG&E | GWh | Industrial | Ind - Food | HVAC | No | Ind HVAC - O&M (Electric - Low Cost) | 0.015019 | 0.015229 | 0.015369 | 0.015406 | 0.015448 | 0.01546 | 0.015482 | 0.015499 | 0.01551 | 0.015515 | 0.015513 | 0.015513
SDG&E | GWh | Industrial | Ind - Food | HVAC | No | Ind HVAC - O&M (Electric - Mid Cost) | 0.0046327 | 0.0047 | 0.0047435 | 0.004756 | 0.0047693 | 0.0047734 | 0.0047806 | 0.0047867 | 0.0047905 | 0.0047925 | 0.0047925 | 0.004793
SDG&E | GWh | Industrial | Ind - Food | Lighting | No | Ind Lighting - Equipment (High Cost) | 0.0082971 | 0.0078891 | 0.0074372 | 0.0069703 | 0.0065287 | 0.0061033 | 0.0057092 | 0.0053429 | 0.0049941 | 0.0046663 | 0.004361 | 0.0040734
SDG&E | GWh | Industrial | Ind - Food | Lighting | No | Ind Lighting - Equipment (Low Cost) | 0.0099707 | 0.0094381 | 0.0088898 | 0.008318 | 0.0077847 | 0.0072716 | 0.0067967 | 0.0063509 | 0.0059319 | 0.0055384 | 0.0051687 | 0.0048243
SDG&E | GWh | Industrial | Ind - Food | Lighting | No | Ind Lighting - Equipment (Mid Cost) | 0.024478 | 0.023191 | 0.021847 | 0.020448 | 0.019141 | 0.017882 | 0.016716 | 0.015625 | 0.014596 | 0.01363 | 0.012723 | 0.011878
SDG&E | GWh | Industrial | Ind - Food | Lighting | No | Ind Lighting - O&M (High Cost) | 0.00010846 | 0.00010308 | 9.7168e-05 | 9.1053e-05 | 8.5278e-05 | 7.9714e-05 | 7.456e-05 | 6.9766e-05 | 6.5207e-05 | 6.0921e-05 | 5.9079e-05 | 5.5154e-05
SDG&E | GWh | Industrial | Ind - Food | Lighting | No | Ind Lighting - O&M (Low Cost) | 0.0043117 | 0.0040807 | 0.0038436 | 0.0035961 | 0.0033655 | 0.0031435 | 0.0029382 | 0.0027453 | 0.0025641 | 0.0023939 | 0.002234 | 0.0020851
SDG&E | GWh | Industrial | Ind - Food | Lighting | No | Ind Lighting - O&M (Mid Cost) | 5.6929e-05 | 5.3946e-05 | 5.0823e-05 | 4.7572e-05 | 4.5216e-05 | 4.2239e-05 | 3.9483e-05 | 3.6899e-05 | 3.4467e-05 | 3.2183e-05 | 3.0038e-05 | 2.8039e-05
SDG&E | GWh | Industrial | Ind - Food | ProcHeat | No | Ind ProcHeat - Equipment (Electric - High Cost) | 0.0019012 | 0.0019289 | 0.001947 | 0.0019534 | 0.00196 | 0.001961 | 0.0019644 | 0.0019672 | 0.0019689 | 0.0019701 | 0.0019703 | 0.001971
SDG&E | GWh | Industrial | Ind - Food | ProcHeat | No | Ind ProcHeat - Equipment (Electric - Low Cost) | 0.002588 | 0.0026247 | 0.0026488 | 0.0026554 | 0.0026627 | 0.0026648 | 0.0026686 | 0.0026717 | 0.0026737 | 0.0026746 | 0.0026743 | 0.0026744
SDG&E | GWh | Industrial | Ind - Food | ProcHeat | No | Ind ProcHeat - Equipment (Electric - Mid Cost) | 0.0028759 | 0.0029191 | 0.0029465 | 0.0029553 | 0.0029642 | 0.0029668 | 0.0029717 | 0.0029761 | 0.0029787 | 0.0029803 | 0.0029809 | 0.0029816
SDG&E | GWh | Industrial | Ind - Food | ProcHeat | No | Ind ProcHeat - Equipment (Gas - High Cost) | 0.00031956 | 0.00032639 | 0.00032739 | 0.00033001 | 0.00033145 | 0.00032908 | 0.00032851 | 0.00032743 | 0.00032548 | 0.00032372 | 0.00032453 | 0.00032572
SDG&E | GWh | Industrial | Ind - Food | ProcHeat | No | Ind ProcHeat - Equipment (Gas - Mid Cost) | 0.00046629 | 0.00047416 | 0.00047465 | 0.00047454 | 0.0004736 | 0.00047155 | 0.00046949 | 0.00046657 | 0.00046326 | 0.00045956 | 0.00045968 | 0.00045986
SDG&E | GWh | Industrial | Ind - Food | ProcHeat | No | Ind ProcHeat - O&M (Gas - High Cost) | -0.00074346 | -0.00075762 | -0.00075922 | -0.00076155 | -0.0007617 | -0.00075763 | -0.00075498 | -0.00075101 | -0.00074595 | -0.00074064 | -0.00074137 | -0.00074248
SDG&E | GWh | Industrial | Ind - Food | ProcHeat | No | Ind ProcHeat - O&M (Gas - Mid Cost) | -0.00011514 | -0.00011711 | -0.00011725 | -0.00011728 | -0.00011709 | -0.00011657 | -0.00011607 | -0.00011537 | -0.00011456 | -0.00011366 | -0.00011371 | -0.00011377
SDG&E | GWh | Industrial | Ind - Food | SHW | No | Ind SHW - Equipment (Mid Cost) | 6.1241e-05 | 5.9299e-05 | 5.6523e-05 | 5.3815e-05 | 5.1145e-05 | 4.8484e-05 | 4.5965e-05 | 4.3496e-05 | 4.1121e-05 | 3.8844e-05 | 3.6996e-05 | 3.5242e-05
SDG&E | GWh | Industrial | Ind - Food | SHW | No | Ind SHW - O&M (High Cost) | -2.4127e-06 | -2.4611e-06 | -2.4674e-06 | -2.482e-06 | -2.489e-06 | -2.4727e-06 | -2.4668e-06 | -2.4568e-06 | -2.4414e-06 | -2.4266e-06 | -2.4312e-06 | -2.4381e-06
SDG&E | GWh | Industrial | Ind - Food | SHW | No | Ind SHW - O&M (Mid Cost) | -8.3198e-06 | -8.4617e-06 | -8.4714e-06 | -8.4729e-06 | -8.4589e-06 | -8.421e-06 | -8.3853e-06 | -8.3343e-06 | -8.2755e-06 | -8.2106e-06 | -8.2136e-06 | -8.2182e-06
SDG&E | GWh | Industrial | Ind - Food | ProcRefrig | No | Ind ProcRefrig - Equipment (High Cost) | 0.0022739 | 0.0023143 | 0.0023371 | 0.002346 | 0.0023539 | 0.0023573 | 0.0023622 | 0.0023677 | 0.0023709 | 0.0023731 | 0.0023755 | 0.0023769
SDG&E | GWh | Industrial | Ind - Food | ProcRefrig | No | Ind ProcRefrig - Equipment (Low Cost) | 3.8102e-06 | 3.8649e-06 | 3.9006e-06 | 3.9106e-06 | 3.9215e-06 | 3.9247e-06 | 3.9306e-06 | 3.9354e-06 | 3.9384e-06 | 3.9399e-06 | 3.9397e-06 | 3.94e-06
SDG&E | GWh | Industrial | Ind - Food | ProcRefrig | No | Ind ProcRefrig - Equipment (Mid Cost) | 0.00072467 | 0.00073589 | 0.00074284 | 0.00074506 | 0.00074727 | 0.00074804 | 0.0007493 | 0.0007505 | 0.00075122 | 0.00075164 | 0.00075187 | 0.00075206
SDG&E | GWh | Industrial | Ind - Food | ProcRefrig | No | Ind ProcRefrig - O&M (High Cost) | 0.0035333 | 0.0036036 | 0.0036406 | 0.0036573 | 0.003671 | 0.0036776 | 0.0036866 | 0.0036979 | 0.0037041 | 0.0037088 | 0.0037151 | 0.0037186
SDG&E | GWh | Industrial | Ind - Food | ProcRefrig | No | Ind ProcRefrig - O&M (Low Cost) | 0.01868 | 0.01895 | 0.01924 | 0.019289 | 0.019342 | 0.019357 | 0.019386 | 0.019408 | 0.019423 | 0.019429 | 0.019428 | 0.019429
SDG&E | GWh | Industrial | Ind - Food | ProcRefrig | No | Ind ProcRefrig - O&M (Mid Cost) | 0.0059975 | 0.0060913 | 0.006149 | 0.0061677 | 0.0061862 | 0.0061928 | 0.0063229 | 0.0063316 | 0.0063369 | 0.0063397 | 0.0063403 | 0.0063412
SDG&E | GWh | Industrial | Ind - Food | MachDr | No | Ind MachDr - Equipment (High Cost) | 0.010308 | 0.010509 | 0.010616 | 0.010665 | 0.010707 | 0.010724 | 0.01075 | 0.010782 | 0.0108 | 0.010813 | 0.010831 | 0.010841
SDG&E | GWh | Industrial | Ind - Food | MachDr | No | Ind MachDr - Equipment (Low Cost) | 0.043774 | 0.044394 | 0.044802 | 0.044913 | 0.045036 | 0.045072 | 0.045137 | 0.045189 | 0.045222 | 0.045238 | 0.045233 | 0.045235
SDG&E | GWh | Industrial | Ind - Food | MachDr | No | Ind MachDr - Equipment (Mid Cost) | 0.045616 | 0.046296 | 0.046727 | 0.046855 | 0.046987 | 0.047032 | 0.047106 | 0.047171 | 0.047211 | 0.047233 | 0.047238 | 0.047245
SDG&E | GWh | Industrial | Ind - Food | MachDr | No | Ind MachDr - O&M (High Cost) | 0.0044486 | 0.0045312 | 0.0045766 | 0.0045954 | 0.0046116 | 0.0046188 | 0.004629 | 0.0046412 | 0.004648 | 0.0046529 | 0.0046589 | 0.0046623
SDG&E | GWh | Industrial | Ind - Food | MachDr | No | Ind MachDr - O&M (Low Cost) | 0.13179 | 0.13364 | 0.13487 | 0.1352 | 0.13557 | 0.13567 | 0.13587 | 0.13602 | 0.13611 | 0.13616 | 0.13614 | 0.13614
SDG&E | GWh | Industrial | Ind - Food | MachDr | No | Ind MachDr - O&M (Mid Cost) | 0.017087 | 0.017349 | 0.017512 | 0.017563 | 0.017615 | 0.017909 | 0.017936 | 0.01796 | 0.017974 | 0.017982 | 0.017982 | 0.017985
SDG&E | GWh | Industrial | Ind - Lumber & Furniture | HVAC | No | Ind HVAC - Equipment (Electric - High Cost) | 1.2379e-05 | 1.1777e-05 | 1.1113e-05 | 1.0431e-05 | 9.785e-06 | 9.1512e-06 | 8.5695e-06 | 8.0276e-06 | 7.5105e-06 | 7.0251e-06 | 6.5715e-06 | 6.1455e-06
SDG&E | GWh | Industrial | Ind - Lumber & Furniture | HVAC | No | Ind HVAC - Equipment (Electric - Low Cost) | 0.00017889 | 0.00016947 | 0.00015977 | 0.00014963 | 0.00014016 | 0.00013104 | 0.0001226 | 0.00011466 | 0.00010719 | 0.00010017 | 9.3569e-05 | 8.7415e-05
SDG&E | GWh | Industrial | Ind - Lumber & Furniture | HVAC | No | Ind HVAC - Equipment (Electric - Mid Cost) | 0.00026819 | 0.00025425 | 0.00023974 | 0.00022458 | 0.0002104 | 0.00019674 | 0.00018408 | 0.00017221 | 0.00016101 | 0.00015049 | 0.0001406 | 0.00013137
SDG&E | GWh | Industrial | Ind - Lumber & Furniture | HVAC | No | Ind HVAC - O&M (Electric - High Cost) | 0.00010156 | 0.00010819 | 0.00010922 | 0.00010954 | 0.00010986 | 0.00010998 | 0.00011016 | 0.00011033 | 0.00011044 | 0.0001105 | 0.00011053 | 0.00011056
SDG&E | GWh | Industrial | Ind - Lumber & Furniture | HVAC | No | Ind HVAC - O&M (Electric - Low Cost) | 0.0014168 | 0.0014368 | 0.00145 | 0.0014536 | 0.0014575 | 0.0014587 | 0.0014608 | 0.0014624 | 0.0014635 | 0.0014639 | 0.0014637 | 0.0014638
SDG&E | GWh | Industrial | Ind - Lumber & Furniture | HVAC | No | Ind HVAC - O&M (Electric - Mid Cost) | 0.00046827 | 0.00047504 | 0.00047944 | 0.00048071 | 0.00048208 | 0.00048247 | 0.00048321 | 0.00048382 | 0.0004842 | 0.0004844 | 0.00048439 | 0.00048445
SDG&E | GWh | Industrial | Ind - Lumber & Furniture | Lighting | No | Ind Lighting - Equipment (High Cost) | 0.0016012 | 0.001523 | 0.0014359 | 0.001346 | 0.0012608 | 0.0011787 | 0.0011027 | 0.0010321 | 0.00096476 | 0.00090148 | 0.00084262 | 0.00078709
SDG&E | GWh | Industrial | Ind - Lumber & Furniture | Lighting | No | Ind Lighting - Equipment (Low Cost) | 0.0011953 | 0.0011315 | 0.0010658 | 0.00099728 | 0.00093335 | 0.00087183 | 0.0008149 | 0.00076147 | 0.00071124 | 0.00066406 | 0.00061973 | 0.00057845
SDG&E | GWh | Industrial | Ind - Lumber & Furniture | Lighting | No | Ind Lighting - Equipment (Mid Cost) | 0.0042813 | 0.0040562 | 0.0038213 | 0.0035766 | 0.0033479 | 0.0031277 | 0.0029239 | 0.002733 | 0.002553 | 0.002384 | 0.0022255 | 0.0020775
SDG&E | GWh | Industrial | Ind - Lumber & Furniture | Lighting | No | Ind Lighting - O&M (High Cost) | 9.0862e-06 | 8.6485e-06 | 8.1547e-06 | 7.6458e-06 | 7.1628e-06 | 6.6972e-06 | 6.2659e-06 | 5.8661e-06 | 5.4841e-06 | 5.125e-06 | 4.7913e-06 | 4.476e-06
SDG&E | GWh | Industrial | Ind - Lumber & Furniture | Lighting | No | Ind Lighting - O&M (Low Cost) | 0.0003584 | 0.0003392 | 0.00031949 | 0.00029892 | 0.00027975 | 0.0002613 | 0.00024423 | 0.0002282 | 0.00021314 | 0.000199 | 0.0001857 | 0.00017333
SDG&E | GWh | Industrial | Ind - Lumber & Furniture | Lighting | No | Ind Lighting - O&M (Mid Cost) | 4.8032e-07 | 4.5537e-07 | 4.2905e-07 | 4.0168e-07 | 3.7604e-07 | 3.5135e-07 | 3.3533e-07 | 3.134e-07 | 2.9276e-07 | 2.7337e-07 | 2.5517e-07 | 2.382e-07
SDG&E | GWh | Industrial | Ind - Lumber & Furniture | MachDr | No | Ind MachDr - Equipment (High Cost) | 0.00050708 | 0.00047147 | 0.00043449 | 0.00039823 | 0.00036473 | 0.00033323 | 0.00030473 | 0.00027881 | 0.00025476 | 0.00023271 | 0.00021262 | 0.00019416
SDG&E | GWh | Industrial | Ind - Lumber & Furniture | MachDr | No | Ind MachDr - Equipment (Low Cost) | 0.0042254 | 0.0039093 | 0.0035992 | 0.0032917 | 0.0030111 | 0.0027492 | 0.0025117 | 0.002294 | 0.0020943 | 0.0019113 | 0.0017434 | 0.0015906
SDG&E | GWh | Industrial | Ind - Lumber & Furniture | MachDr | No | Ind MachDr - Equipment (Mid Cost) | 0.0068489 | 0.006341 | 0.0058387 | 0.0053412 | 0.0048866 | 0.0044621 | 0.0040771 | 0.0037246 | 0.0034008 | 0.0031039 | 0.002832 | 0.002584
SDG&E | GWh | Industrial | Ind - Lumber & Furniture | MachDr | No | Ind MachDr - O&M (High Cost) | 0.00029548 | 0.00030113 | 0.00030418 | 0.0003055 | 0.0003066 | 0.00030711 | 0.00030782 | 0.00030869 | 0.00030917 | 0.00030953 | 0.00030998 | 0.00031023
SDG&E | GWh | Industrial | Ind - Lumber & Furniture | MachDr | No | Ind MachDr - O&M (Low Cost) | 0.021607 | 0.021987 | 0.022189 | 0.022243 | 0.022304 | 0.022322 | 0.022354 | 0.022379 | 0.022395 | 0.022403 | 0.0224 | 0.022401
SDG&E | GWh | Industrial | Ind - Lumber & Furniture | MachDr | No | Ind MachDr - O&M (Mid Cost) | 0.0050229 | 0.0050992 | 0.005147 | 0.0051618 | 0.0051768 | 0.0052549 | 0.0052629 | 0.0052696 | 0.0052739 | 0.005276 | 0.0052761 | 0.0052767
SDG&E | GWh | Industrial | Ind - Machinery | HVAC | No | Ind HVAC - Equipment (Electric - High Cost) | 0.0067366 | 0.0064417 | 0.0060846 | 0.0057219 | 0.0053724 | 0.005029 | 0.0047135 | 0.0044212 | 0.0041383 | 0.0038724 | 0.0036256 | 0.0033917
SDG&E | GWh | Industrial | Ind - Machinery | HVAC | No | Ind HVAC - Equipment (Electric - Low Cost) | 0.0057091 | 0.0054092 | 0.0050998 | 0.0047763 | 0.0044743 | 0.0041833 | 0.0039138 | 0.0036605 | 0.0034222 | 0.0031982 | 0.0029875 | 0.0027911
SDG&E | GWh | Industrial | Ind - Machinery | HVAC | No | Ind HVAC - Equipment (Electric - Mid Cost) | 0.0070106 | 0.0066477 | 0.0062684 | 0.0058726 | 0.0055022 | 0.005145 | 0.0048143 | 0.004504 | 0.0042114 | 0.0039363 | 0.0036779 | 0.0034366
SDG&E | GWh | Industrial | Ind - Machinery | HVAC | No | Ind HVAC - Equipment (Gas - High Cost) | 0.00011206 | 0.00010644 | 9.836e-05 | 9.1665e-05 | 8.5507e-05 | 7.9409e-05 | 7.4437e-05 | 6.977e-05 | 6.5317e-05 | 6.1131e-05 | 5.7233e-05 | 5.364e-05
SDG&E | GWh | Industrial | Ind - Machinery | HVAC | No | Ind HVAC - Equipment (Gas - Mid Cost) | -0.0023654 | -0.0022397 | -0.0020667 | -0.0019147 | -0.0017779 | -0.0016545 | -0.0015479 | -0.0014478 | -0.0013543 | -0.0012651 | -0.0011825 | -0.0011057
SDG&E | GWh | Industrial | Ind - Machinery | HVAC | No | Ind HVAC - O&M (Electric - High Cost) | 0.0010659 | 0.0011337 | 0.0011444 | 0.0011478 | 0.0011512 | 0.0011524 | 0.0011543 | 0.0011561 | 0.0011572 | 0.0011579 | 0.0011582 | 0.0011585
SDG&E | GWh | Industrial | Ind - Machinery | HVAC | No | Ind HVAC - O&M (Electric - Low Cost) | 0.050158 | 0.050862 | 0.051329 | 0.051455 | 0.051594 | 0.051634 | 0.051708 | 0.051765 | 0.051802 | 0.051819 | 0.051811 | 0.051813
SDG&E | GWh | Industrial | Ind - Machinery | HVAC | No | Ind HVAC - O&M (Electric - Mid Cost) | 0.011771 | 0.011941 | 0.012052 | 0.012085 | 0.012121 | 0.01213 | 0.012149 | 0.012164 | 0.012174 | 0.01218 | 0.01218 | 0.012182
SDG&E | GWh | Industrial | Ind - Machinery | HVAC | No | Ind HVAC - O&M (Gas - High Cost) | 0.0031199 | 0.0031644 | 0.0031259 | 0.0031003 | 0.0030818 | 0.0030704 | 0.0030753 | 0.0030796 | 0.0030839 | 0.0030841 | 0.0030865 | 0.0030895
SDG&E | GWh | Industrial | Ind - Machinery | HVAC | No | Ind HVAC - O&M (Gas - Low Cost) | 0.0004231 | 0.00042843 | 0.00042296 | 0.00041858 | 0.00041538 | 0.0004141 | 0.00041444 | 0.00041463 | 0.00041505 | 0.00041477 | 0.00041478 | 0.00041479
SDG&E | GWh | Industrial | Ind - Machinery | Lighting | No | Ind Lighting - Equipment (High Cost) | 0.020533 | 0.019519 | 0.0184 | 0.017244 | 0.016151 | 0.015098 | 0.014122 | 0.013215 | 0.012352 | 0.011541 | 0.010785 | 0.010073
SDG&E | GWh | Industrial | Ind - Machinery | Lighting | No | Ind Lighting - Equipment (Low Cost) | 0.010741 | 0.010167 | 0.0095766 | 0.0089606 | 0.0083861 | 0.0078334 | 0.0073218 | 0.0068416 | 0.0063903 | 0.0059663 | 0.005568 | 0.0051971
SDG&E | GWh | Industrial | Ind - Machinery | Lighting | No | Ind Lighting - Equipment (Mid Cost) | 0.067998 | 0.064424 | 0.060692 | 0.056807 | 0.053174 | 0.049677 | 0.04644 | 0.043408 | 0.04055 | 0.037866 | 0.035348 | 0.032998
SDG&E | GWh | Industrial | Ind - Machinery | Lighting | No | Ind Lighting - O&M (Low Cost) | 0.0080692 | 0.0076372 | 0.0071934 | 0.0067303 | 0.0062987 | 0.0058834 | 0.005499 | 0.0051381 | 0.004799 | 0.0044806 | 0.0041813 | 0.0039026
SDG&E | GWh | Industrial | Ind - Machinery | Lighting | No | Ind Lighting - O&M (Mid Cost) | 0.00067697 | 0.00064295 | 0.00060599 | 0.00056771 | 0.00053164 | 0.00049689 | 0.00046471 | 0.00043473 | 0.00041832 | 0.00039063 | 0.00036467 | 0.00034042
SDG&E | GWh | Industrial | Ind - Machinery | ProcHeat | No | Ind ProcHeat - Equipment (Electric - High Cost) | 0.00098996 | 0.0010142 | 0.0010256 | 0.0010325 | 0.0010377 | 0.00104 | 0.0010435 | 0.0010485 | 0.001051 | 0.0010533 | 0.0010567 | 0.0010586
SDG&E | GWh | Industrial | Ind - Machinery | ProcHeat | No | Ind ProcHeat - Equipment (Electric - Low Cost) | 0.0043388 | 0.0044001 | 0.0044406 | 0.0044516 | 0.0044637 | 0.0044673 | 0.0044737 | 0.0044788 | 0.0044821 | 0.0044836 | 0.0044831 | 0.0044832
SDG&E | GWh | Industrial | Ind - Machinery | ProcHeat | No | Ind ProcHeat - Equipment (Electric - Mid Cost) | 0.0010579 | 0.0010736 | 0.0010836 | 0.0010866 | 0.0010898 | 0.0010908 | 0.0010925 | 0.001094 | 0.0010949 | 0.0010955 | 0.0010956 | 0.0010958
SDG&E | GWh | Industrial | Ind - Machinery | ProcHeat | No | Ind ProcHeat - Equipment (Gas - High Cost) | -5.3072e-05 | -5.4226e-05 | -5.3766e-05 | -5.416e-05 | -5.4484e-05 | -5.3974e-05 | -5.4323e-05 | -5.4685e-05 | -5.4851e-05 | -5.504e-05 | -5.5233e-05 | -5.5525e-05
SDG&E | GWh | Industrial | Ind - Machinery | ProcHeat | No | Ind ProcHeat - Equipment (Gas - Low Cost) | 0.00042086 | 0.00042619 | 0.00042077 | 0.00041648 | 0.00041335 | 0.00041205 | 0.00041242 | 0.00041263 | 0.00041305 | 0.00041279 | 0.00041282 | 0.00041287
SDG&E | GWh | Industrial | Ind - Machinery | ProcHeat | No | Ind ProcHeat - Equipment (Gas - Mid Cost) | 9.7966e-09 | 9.9263e-09 | 9.8026e-09 | 9.7134e-09 | 9.6487e-09 | 9.6145e-09 | 9.6264e-09 | 9.6353e-09 | 9.6466e-09 | 9.6439e-09 | 9.6475e-09 | 9.6528e-09
SDG&E | GWh | Industrial | Ind - Machinery | ProcHeat | No | Ind ProcHeat - O&M (Gas - High Cost) | -0.0026856 | -0.0027269 | -0.0026959 | -0.0026841 | -0.0026733 | -0.002661 | -0.0026667 | -0.0026717 | -0.0026758 | -0.0026774 | -0.0026803 | -0.0026847
SDG&E | GWh | Industrial | Ind - Machinery | ProcHeat | No | Ind ProcHeat - O&M (Gas - Mid Cost) | -0.00031577 | -0.00031991 | -0.0003159 | -0.00031295 | -0.0003108 | -0.00030973 | -0.00031009 | -0.00031034 | -0.0003107 | -0.00031058 | -0.00031067 | -0.00031081
SDG&E | GWh | Industrial | Ind - Machinery | ProcRefrig | No | Ind ProcRefrig - O&M (High Cost) | 0.0016752 | 0.001707 | 0.0017242 | 0.0017316 | 0.0017378 | 0.0017407 | 0.0017446 | 0.0017495 | 0.0017522 | 0.0017542 | 0.0017566 | 0.001758
SDG&E | GWh | Industrial | Ind - Machinery | ProcRefrig | No | Ind ProcRefrig - O&M (Low Cost) | 0.006342 | 0.0064564 | 0.0065157 | 0.0065319 | 0.0065497 | 0.0065549 | 0.0065643 | 0.0065718 | 0.0065766 | 0.0065788 | 0.006578 | 0.0065782
SDG&E | GWh | Industrial | Ind - Machinery | ProcRefrig | No | Ind ProcRefrig - O&M (Mid Cost) | 0.007263 | 0.0073732 | 0.0074423 | 0.0074637 | 0.0074854 | 0.0075971 | 0.0076087 | 0.0076185 | 0.0076246 | 0.0076277 | 0.0076278 | 0.0076286
SDG&E | GWh | Industrial | Ind - Machinery | MachDr | No | Ind MachDr - Equipment (High Cost) | 0.0057373 | 0.0058514 | 0.0059115 | 0.0059391 | 0.0059618 | 0.0059722 | 0.0059869 | 0.0060054 | 0.0060155 | 0.0060233 | 0.0060336 | 0.0060394
SDG&E | GWh | Industrial | Ind - Machinery | MachDr | No | Ind MachDr - Equipment (Low Cost) | 0.054321 | 0.055091 | 0.055597 | 0.055737 | 0.055889 | 0.055934 | 0.056015 | 0.05608 | 0.056121 | 0.056141 | 0.056135 | 0.056138
SDG&E | GWh | Industrial | Ind - Machinery | MachDr | No | Ind MachDr - Equipment (Mid Cost) | 0.038456 | 0.039033 | 0.039398 | 0.039511 | 0.039627 | 0.039663 | 0.039727 | 0.039784 | 0.039819 | 0.039839 | 0.039846 | 0.039854
SDG&E | GWh | Industrial | Ind - Machinery | MachDr | No | Ind MachDr - O&M (High Cost) | 0.00058718 | 0.00059841 | 0.00060447 | 0.00060708 | 0.00060928 | 0.0006103 | 0.00061171 | 0.00061344 | 0.00061439 | 0.0006151 | 0.000616 | 0.0006165
SDG&E | GWh | Industrial | Ind - Machinery | MachDr | No | Ind MachDr - O&M (Low Cost) | 0.2125 | 0.21618 | 0.21816 | 0.2187 | 0.21929 | 0.21947 | 0.21978 | 0.22003 | 0.22019 | 0.22026 | 0.22023 | 0.22024
SDG&E | GWh | Industrial | Ind - Machinery | MachDr | No | Ind MachDr - O&M (Mid Cost) | 0.031258 | 0.031735 | 0.032033 | 0.032127 | 0.032221 | 0.032744 | 0.032794 | 0.032837 | 0.032863 | 0.032877 | 0.032878 | 0.032882
SDG&E | GWh | Industrial | Ind - Metals (Fabricated) | HVAC | No | Ind HVAC - Equipment (Electric - High Cost) | 0.00093211 | 0.00088724 | 0.00083724 | 0.00078554 | 0.00073655 | 0.00068917 | 0.00064531 | 0.00060452 | 0.00056561 | 0.000529 | 0.00049489 | 0.00046272
SDG&E | GWh | Industrial | Ind - Metals (Fabricated) | HVAC | No | Ind HVAC - Equipment (Electric - Low Cost) | 0.0058306 | 0.0055241 | 0.0052081 | 0.0048775 | 0.004569 | 0.0042718 | 0.0039965 | 0.0037379 | 0.0034945 | 0.0032657 | 0.0030505 | 0.0028499
SDG&E | GWh | Industrial | Ind - Metals (Fabricated) | HVAC | No | Ind HVAC - Equipment (Electric - Mid Cost) | 0.0034567 | 0.003277 | 0.0030899 | 0.0028945 | 0.0027117 | 0.0025356 | 0.0023725 | 0.0022194 | 0.0020751 | 0.0019395 | 0.0018121 | 0.0016931
SDG&E | GWh | Industrial | Ind - Metals (Fabricated) | HVAC | No | Ind HVAC - Equipment (Gas - High Cost) | -0.00020625 | -0.00019957 | -0.00019115 | -0.00018567 | -0.000179 | -0.00016965 | -0.00016215 | -0.00015479 | -0.0001473 | -0.00014033 | -0.00013153 | -0.0001235
SDG&E | GWh | Industrial | Ind - Metals (Fabricated) | HVAC | No | Ind HVAC - Equipment (Gas - Mid Cost) | 0.00010324 | 9.9185e-05 | 9.4641e-05 | 9.0464e-05 | 8.6422e-05 | 8.227e-05 | 7.8346e-05 | 7.4499e-05 | 7.0788e-05 | 6.7201e-05 | 6.2806e-05 | 5.871e-05
SDG&E | GWh | Industrial | Ind - Metals (Fabricated) | HVAC | No | Ind HVAC - O&M (Electric - High Cost) | 0.00098157 | 0.0010009 | 0.001078 | 0.0010815 | 0.0010849 | 0.001086 | 0.0010879 | 0.0010898 | 0.001091 | 0.0010917 | 0.0010921 | 0.0010925
SDG&E | GWh | Industrial | Ind - Metals (Fabricated) | HVAC | No | Ind HVAC - O&M (Electric - Low Cost) | 0.039581 | 0.040137 | 0.040505 | 0.040605 | 0.040715 | 0.040747 | 0.040805 | 0.04085 | 0.04088 | 0.040893 | 0.040887 | 0.040888
SDG&E | GWh | Industrial | Ind - Metals (Fabricated) | HVAC | No | Ind HVAC - O&M (Electric - Mid Cost) | 0.0062467 | 0.0063374 | 0.0063962 | 0.0064134 | 0.0064316 | 0.006437 | 0.0064468 | 0.0064551 | 0.0064603 | 0.006463 | 0.0064631 | 0.006464
SDG&E | GWh | Industrial | Ind - Metals (Fabricated) | HVAC | No | Ind HVAC - O&M (Gas - High Cost) | -8.9542e-05 | -9.2292e-05 | -9.4374e-05 | -9.7028e-05 | -9.9592e-05 | -0.0001013 | -0.00010342 | -0.00010544 | -0.00010729 | -0.00010912 | -0.00010924 | -0.00010943
SDG&E | GWh | Industrial | Ind - Metals (Fabricated) | HVAC | No | Ind HVAC - O&M (Gas - Low Cost) | 7.1407e-05 | 7.3387e-05 | 7.4933e-05 | 7.6575e-05 | 7.823e-05 | 7.9751e-05 | 8.1262e-05 | 8.2676e-05 | 8.4076e-05 | 8.5403e-05 | 8.541e-05 | 8.5418e-05
SDG&E | GWh | Industrial | Ind - Metals (Fabricated) | HVAC | No | Ind HVAC - O&M (Gas - Mid Cost) | 0.00010435 | 0.00010728 | 0.00010956 | 0.00011205 | 0.00011453 | 0.00011673 | 0.00011897 | 0.00012107 | 0.00012313 | 0.00012511 | 0.00012514 | 0.00012519
SDG&E | GWh | Industrial | Ind - Metals (Fabricated) | Lighting | No | Ind Lighting - Equipment (High Cost) | 0.013164 | 0.012519 | 0.011802 | 0.011062 | 0.010362 | 0.009687 | 0.0090618 | 0.008481 | 0.0079276 | 0.0074074 | 0.0069233 | 0.0064668
SDG&E | GWh | Industrial | Ind - Metals (Fabricated) | Lighting | No | Ind Lighting - Equipment (Low Cost) | 0.013369 | 0.012655 | 0.01192 | 0.011153 | 0.010438 | 0.0097498 | 0.009113 | 0.0085154 | 0.0079536 | 0.0074259 | 0.0069302 | 0.0064685
SDG&E | GWh | Industrial | Ind - Metals (Fabricated) | Lighting | No | Ind Lighting - Equipment (Mid Cost) | 0.055988 | 0.053039 | 0.049966 | 0.046765 | 0.043773 | 0.040894 | 0.038228 | 0.035731 | 0.033378 | 0.031168 | 0.029094 | 0.027159
SDG&E | GWh | Industrial | Ind - Metals (Fabricated) | Lighting | No | Ind Lighting - O&M (High Cost) | 0.00028499 | 0.00027077 | 0.00025522 | 0.00023914 | 0.00022396 | 0.00020933 | 0.00019579 | 0.00018318 | 0.00017121 | 0.00015995 | 0.00015451 | 0.00014424
SDG&E | GWh | Industrial | Ind - Metals (Fabricated) | Lighting | No | Ind Lighting - O&M (Low Cost) | 0.0054447 | 0.005153 | 0.0048535 | 0.0045411 | 0.0042498 | 0.0039695 | 0.0037102 | 0.0034667 | 0.0032379 | 0.003023 | 0.002821 | 0.002633
SDG&E | GWh | Industrial | Ind - Metals (Fabricated) | Lighting | No | Ind Lighting - O&M (Mid Cost) | 0.0011901 | 0.0011274 | 0.0010621 | 0.001006 | 0.0009415 | 0.00087949 | 0.00082209 | 0.00076824 | 0.00071759 | 0.00067002 | 0.00062534 | 0.00058371
SDG&E | GWh | Industrial | Ind - Metals (Fabricated) | ProcHeat | No | Ind ProcHeat - Equipment (Electric - High Cost) | 1.8116e-05 | 1.7186e-05 | 1.6212e-05 | 1.5216e-05 | 1.4277e-05 | 1.3339e-05 | 1.2489e-05 | 1.169e-05 | 1.0933e-05 | 1.0224e-05 | 9.5568e-06 | 8.9366e-06
SDG&E | GWh | Industrial | Ind - Metals (Fabricated) | ProcHeat | No | Ind ProcHeat - Equipment (Electric - Low Cost) | 0.0095601 | 0.0090565 | 0.0085382 | 0.007996 | 0.0074902 | 0.0070028 | 0.0065515 | 0.0061272 | 0.0057282 | 0.0053531 | 0.0050001 | 0.0046713
SDG&E | GWh | Industrial | Ind - Metals (Fabricated) | ProcHeat | No | Ind ProcHeat - Equipment (Electric - Mid Cost) | 0.00090768 | 0.00086065 | 0.00081154 | 0.00076026 | 0.00071229 | 0.00066605 | 0.00062322 | 0.00058305 | 0.00054516 | 0.00050954 | 0.00047608 | 0.00044484
SDG&E | GWh | Industrial | Ind - Metals (Fabricated) | ProcHeat | No | Ind ProcHeat - Equipment (Gas - High Cost) | -8.2235e-05 | -7.9304e-05 | -7.5814e-05 | -7.3041e-05 | -7.0203e-05 | -6.6639e-05 | -6.3618e-05 | -6.0659e-05 | -5.7697e-05 | -5.4906e-05 | -5.1418e-05 | -4.8213e-05
SDG&E | GWh | Industrial | Ind - Metals (Fabricated) | ProcHeat | No | Ind ProcHeat - Equipment (Gas - Mid Cost) | -7.6682e-05 | -7.3664e-05 | -7.0288e-05 | -6.7183e-05 | -6.4179e-05 | -6.1096e-05 | -5.818e-05 | -5.5321e-05 | -5.2564e-05 | -4.99e-05 | -4.6635e-05 | -4.3592e-05
SDG&E | GWh | Industrial | Ind - Metals (Fabricated) | ProcHeat | No | Ind ProcHeat - O&M (Electric - High Cost) | 0.01002 | 0.01022 | 0.010325 | 0.010372 | 0.010411 | 0.01043 | 0.010456 | 0.010488 | 0.010506 | 0.010519 | 0.010537 | 0.010547
SDG&E | GWh | Industrial | Ind - Metals (Fabricated) | ProcHeat | No | Ind ProcHeat - O&M (Electric - Low Cost) | 0.0088767 | 0.0090519 | 0.0091351 | 0.009158 | 0.0091831 | 0.0091905 | 0.0092038 | 0.0092145 | 0.0092213 | 0.0092245 | 0.0092235 | 0.009224
SDG&E | GWh | Industrial | Ind - Metals (Fabricated) | ProcHeat | No | Ind ProcHeat - O&M (Electric - Mid Cost) | 0.0006709 | 0.00068128 | 0.00068771 | 0.00068976 | 0.0006918 | 0.00069252 | 0.00070571 | 0.00070665 | 0.00070723 | 0.00070754 | 0.00070759 | 0.00070768
SDG&E | GWh | Industrial | Ind - Metals (Fabricated) | ProcHeat | No | Ind ProcHeat - O&M (Gas - High Cost) | -0.00025275 | -0.00026069 | -0.00026665 | -0.00027446 | -0.00028196 | -0.0002867 | -0.0002928 | -0.00029865 | -0.000304 | -0.00030949 | -0.0003101 | -0.00031102
SDG&E | GWh | Industrial | Ind - Metals (Fabricated) | ProcHeat | No | Ind ProcHeat - O&M (Gas - Mid Cost) | -0.00096723 | -0.00099462 | -0.0010159 | -0.0010395 | -0.001063 | -0.0010832 | -0.0011042 | -0.0011239 | -0.0011431 | -0.0011616 | -0.0011621 | -0.0011628
SDG&E | GWh | Industrial | Ind - Metals (Fabricated) | SHW | No | Ind SHW - Equipment (High Cost) | 9.8294e-07 | 9.6915e-07 | 9.4559e-07 | 9.3151e-07 | 9.1387e-07 | 8.836e-07 | 8.6029e-07 | 8.3665e-07 | 8.1132e-07 | 7.874e-07 | 7.5197e-07 | 7.1919e-07
SDG&E | GWh | Industrial | Ind - Metals (Fabricated) | SHW | No | Ind SHW - Equipment (Mid Cost) | -5.1577e-05 | -5.0502e-05 | -4.9116e-05 | -4.7863e-05 | -4.6612e-05 | -4.5219e-05 | -4.3892e-05 | -4.254e-05 | -4.1198e-05 | -3.9864e-05 | -3.7974e-05 | -3.6182e-05
SDG&E | GWh | Industrial | Ind - Metals (Fabricated) | ProcRefrig | No | Ind ProcRefrig - O&M (High Cost) | 3.6235e-05 | 3.6999e-05 | 3.7384e-05 | 3.7565e-05 | 3.771e-05 | 3.7783e-05 | 3.7879e-05 | 3.8004e-05 | 3.8072e-05 | 3.8124e-05 | 3.8197e-05 | 3.8237e-05
SDG&E | GWh | Industrial | Ind - Metals (Fabricated) | ProcRefrig | No | Ind ProcRefrig - O&M (Low Cost) | 0.0025402 | 0.0025759 | 0.0025996 | 0.002606 | 0.002613 | 0.0026151 | 0.0026188 | 0.0026218 | 0.0026236 | 0.0026245 | 0.0026241 | 0.0026242
SDG&E | GWh | Industrial | Ind - Metals (Fabricated) | ProcRefrig | No | Ind ProcRefrig - O&M (Mid Cost) | 0.0032861 | 0.0033377 | 0.0033693 | 0.0033796 | 0.0033898 | 0.0033934 | 0.0033993 | 0.0034719 | 0.0034749 | 0.0034764 | 0.0034768 | 0.0034773
SDG&E | GWh | Industrial | Ind - Metals (Fabricated) | MachDr | No | Ind MachDr - Equipment (High Cost) | 0.0077408 | 0.0071948 | 0.0066299 | 0.0060748 | 0.0055625 | 0.0050823 | 0.0046472 | 0.0042512 | 0.0038842 | 0.0035476 | 0.0032409 | 0.0029591
SDG&E | GWh | Industrial | Ind - Metals (Fabricated) | MachDr | No | Ind MachDr - Equipment (Low Cost) | 0.02849 | 0.026358 | 0.024267 | 0.022193 | 0.020302 | 0.018536 | 0.016934 | 0.015466 | 0.01412 | 0.012886 | 0.011754 | 0.010723
SDG&E | GWh | Industrial | Ind - Metals (Fabricated) | MachDr | No | Ind MachDr - Equipment (Mid Cost) | 0.037052 | 0.034304 | 0.031586 | 0.028895 | 0.026435 | 0.024139 | 0.022056 | 0.020149 | 0.018397 | 0.016791 | 0.015319 | 0.013978
SDG&E | GWh | Industrial | Ind - Metals (Fabricated) | MachDr | No | Ind MachDr - O&M (High Cost) | 0.00498 | 0.005074 | 0.0051251 | 0.0051467 | 0.0051651 | 0.0051735 | 0.0051852 | 0.0051994 | 0.0052072 | 0.005213 | 0.0052202 | 0.0052242
SDG&E | GWh | Industrial | Ind - Metals (Fabricated) | MachDr | No | Ind MachDr - O&M (Low Cost) | 0.2525 | 0.25605 | 0.2584 | 0.25904 | 0.25974 | 0.25995 | 0.26032 | 0.26061 | 0.2608 | 0.26088 | 0.26085 | 0.26086
SDG&E | GWh | Industrial | Ind - Metals (Fabricated) | MachDr | No | Ind MachDr - O&M (Mid Cost) | 0.030438 | 0.030905 | 0.031195 | 0.031287 | 0.031379 | 0.031905 | 0.031953 | 0.031995 | 0.032021 | 0.032035 | 0.032036 | 0.03204
SDG&E | GWh | Industrial | Ind - Metals (Primary) | HVAC | No | Ind HVAC - Equipment (Electric - High Cost) | 1.9704e-06 | 1.8867e-06 | 1.7824e-06 | 1.6758e-06 | 1.5728e-06 | 1.4733e-06 | 1.3809e-06 | 1.2962e-06 | 1.2139e-06 | 1.1364e-06 | 1.0651e-06 | 9.967e-07
SDG&E | GWh | Industrial | Ind - Metals (Primary) | HVAC | No | Ind HVAC - Equipment (Electric - Low Cost) | 0.00012531 | 0.00011873 | 0.00011194 | 0.00010484 | 9.821e-05 | 9.1822e-05 | 8.5907e-05 | 8.0349e-05 | 7.5119e-05 | 7.0202e-05 | 6.5578e-05 | 6.1267e-05
SDG&E | GWh | Industrial | Ind - Metals (Primary) | HVAC | No | Ind HVAC - Equipment (Electric - Mid Cost) | 7.8653e-05 | 7.4559e-05 | 7.0299e-05 | 6.5839e-05 | 6.167e-05 | 5.7672e-05 | 5.3957e-05 | 5.0472e-05 | 4.719e-05 | 4.4102e-05 | 4.1202e-05 | 3.8492e-05
SDG&E | GWh | Industrial | Ind - Metals (Primary) | HVAC | No | Ind HVAC - Equipment (Gas - High Cost) | -2.6202e-06 | -2.5119e-06 | -2.3686e-06 | -2.2441e-06 | -2.1241e-06 | -1.9893e-06 | -1.8739e-06 | -1.7625e-06 | -1.6558e-06 | -1.5562e-06 | -1.4571e-06 | -1.3659e-06
SDG&E | GWh | Industrial | Ind - Metals (Primary) | HVAC | No | Ind HVAC - Equipment (Gas - Mid Cost) | -1.0447e-06 | -9.9794e-07 | -9.3934e-07 | -8.8353e-07 | -8.3155e-07 | -7.8083e-07 | -7.3384e-07 | -6.8845e-07 | -6.4613e-07 | -6.059e-07 | -5.6624e-07 | -5.2928e-07
SDG&E | GWh | Industrial | Ind - Metals (Primary) | HVAC | No | Ind HVAC - O&M (Electric - Low Cost) | 0.00063827 | 0.00064725 | 0.00065319 | 0.00065479 | 0.00065657 | 0.00065709 | 0.00065803 | 0.00065876 | 0.00065924 | 0.00065945 | 0.00065936 | 0.00065938
SDG&E | GWh | Industrial | Ind - Metals (Primary) | HVAC | No | Ind HVAC - O&M (Electric - Mid Cost) | 0.00023381 | 0.00023721 | 0.00023941 | 0.00024004 | 0.00024071 | 0.00024092 | 0.00024128 | 0.00024159 | 0.00024178 | 0.00024188 | 0.00024188 | 0.0002419
SDG&E | GWh | Industrial | Ind - Metals (Primary) | HVAC | No | Ind HVAC - O&M (Gas - High Cost) | 2.4925e-07 | 2.556e-07 | 2.5789e-07 | 2.6112e-07 | 2.6423e-07 | 2.6505e-07 | 2.6712e-07 | 2.6879e-07 | 2.7024e-07 | 2.7175e-07 | 2.7226e-07 | 2.7302e-07
SDG&E | GWh | Industrial | Ind - Metals (Primary) | HVAC | No | Ind HVAC - O&M (Gas - Mid Cost) | 2.552e-05 | 2.6089e-05 | 2.6284e-05 | 2.6451e-05 | 2.6638e-05 | 2.678e-05 | 2.6937e-05 | 2.7046e-05 | 2.7169e-05 | 2.7268e-05 | 2.7275e-05 | 2.7285e-05
SDG&E | GWh | Industrial | Ind - Metals (Primary) | Lighting | No | Ind Lighting - Equipment (High Cost) | 0.00031349 | 0.00029795 | 0.00028086 | 0.00026319 | 0.0002465 | 0.00023042 | 0.00021552 | 0.00020167 | 0.00018849 | 0.0001761 | 0.00016456 | 0.0001537
SDG&E | GWh | Industrial | Ind - Metals (Primary) | Lighting | No | Ind Lighting - Equipment (Low Cost) | 0.00082086 | 0.00077696 | 0.00073182 | 0.00068473 | 0.00064082 | 0.00059857 | 0.00055947 | 0.00052277 | 0.00048827 | 0.00045587 | 0.00042543 | 0.00039708
SDG&E | GWh | Industrial | Ind - Metals (Primary) | Lighting | No | Ind Lighting - Equipment (Mid Cost) | 0.0021161 | 0.0020046 | 0.0018884 | 0.0017674 | 0.0016543 | 0.0015455 | 0.0014447 | 0.0013503 | 0.0012614 | 0.0011779 | 0.0010995 | 0.0010264
SDG&E | GWh | Industrial | Ind - Metals (Primary) | Lighting | No | Ind Lighting - O&M (High Cost) | 5.8543e-06 | 5.5714e-06 | 5.2531e-06 | 4.925e-06 | 4.6137e-06 | 4.3137e-06 | 4.0357e-06 | 3.778e-06 | 3.5319e-06 | 3.3005e-06 | 3.0854e-06 | 2.8823e-06
SDG&E | GWh | Industrial | Ind - Metals (Primary) | Lighting | No | Ind Lighting - O&M (Low Cost) | 0.00031602 | 0.00029908 | 0.0002817 | 0.00026356 | 0.00024665 | 0.00023038 | 0.00021533 | 0.00020119 | 0.00018791 | 0.00017544 | 0.00016372 | 0.00015281
SDG&E | GWh | Industrial | Ind - Metals (Primary) | Lighting | No | Ind Lighting - O&M (Mid Cost) | 8.8681e-06 | 8.4175e-06 | 7.9315e-06 | 7.4266e-06 | 6.9528e-06 | 6.4968e-06 | 6.0745e-06 | 5.8196e-06 | 5.4364e-06 | 5.0764e-06 | 4.7388e-06 | 4.4237e-06
SDG&E | GWh | Industrial | Ind - Metals (Primary) | ProcHeat | No | Ind ProcHeat - Equipment (Electric - High Cost) | 0.00028731 | 0.00027304 | 0.00025758 | 0.00024161 | 0.00022655 | 0.00021187 | 0.00019835 | 0.00018566 | 0.00017364 | 0.00016234 | 0.00015175 | 0.00014184
SDG&E | GWh | Industrial | Ind - Metals (Primary) | ProcHeat | No | Ind ProcHeat - Equipment (Electric - Low Cost) | 0.00026888 | 0.00025472 | 0.00024014 | 0.0002249 | 0.00021067 | 0.00019696 | 0.00018427 | 0.00017234 | 0.00016111 | 0.00015056 | 0.00014064 | 0.00013139
SDG&E | GWh | Industrial | Ind - Metals (Primary) | ProcHeat | No | Ind ProcHeat - Equipment (Electric - Mid Cost) | 4.0161e-05 | 3.8079e-05 | 3.5905e-05 | 3.3637e-05 | 3.1515e-05 | 2.9469e-05 | 2.7574e-05 | 2.5796e-05 | 2.4119e-05 | 2.2543e-05 | 2.1063e-05 | 1.9681e-05
SDG&E | GWh | Industrial | Ind - Metals (Primary) | ProcHeat | No | Ind ProcHeat - Equipment (Gas - Mid Cost) | -1.0003e-06 | -9.5522e-07 | -8.9899e-07 | -8.4504e-07 | -7.9492e-07 | -7.4661e-07 | -7.0154e-07 | -6.58e-07 | -6.1749e-07 | -5.7892e-07 | -5.4094e-07 | -5.055e-07
SDG&E | GWh | Industrial | Ind - Metals (Primary) | ProcHeat | No | Ind ProcHeat - O&M (Electric - Low Cost) | 0.0023178 | 0.0023502 | 0.0023718 | 0.0023775 | 0.002384 | 0.0023858 | 0.0023892 | 0.0023918 | 0.0023935 | 0.0023942 | 0.0023938 | 0.0023939
SDG&E | GWh | Industrial | Ind - Metals (Primary) | ProcHeat | No | Ind ProcHeat - O&M (Electric - Mid Cost) | 3.1819e-05 | 3.2281e-05 | 3.2581e-05 | 3.2677e-05 | 3.2778e-05 | 3.28e-05 | 3.2852e-05 | 3.2896e-05 | 3.2923e-05 | 3.294e-05 | 3.2941e-05 | 3.2949e-05
SDG&E | GWh | Industrial | Ind - Metals (Primary) | ProcHeat | No | Ind ProcHeat - O&M (Gas - High Cost) | -9.7963e-05 | -0.00010043 | -0.00010132 | -0.00010256 | -0.00010375 | -0.00010408 | -0.00010489 | -0.00010553 | -0.00010609 | -0.00010667 | -0.00010686 | -0.00010708
SDG&E | GWh | Industrial | Ind - Metals (Primary) | ProcHeat | No | Ind ProcHeat - O&M (Gas - Mid Cost) | -1.5417e-05 | -1.5763e-05 | -1.5882e-05 | -1.599e-05 | -1.6108e-05 | -1.6191e-05 | -1.6288e-05 | -1.6356e-05 | -1.6432e-05 | -1.6494e-05 | -1.6499e-05 | -1.6508e-05
SDG&E | GWh | Industrial | Ind - Metals (Primary) | SHW | No | Ind SHW - O&M (Mid Cost) | -1.6818e-05 | -1.7195e-05 | -1.7324e-05 | -1.744e-05 | -1.7569e-05 | -1.766e-05 | -1.7765e-05 | -1.7839e-05 | -1.7921e-05 | -1.7988e-05 | -1.7994e-05 | -1.8003e-05
SDG&E | GWh | Industrial | Ind - Metals (Primary) | MachDr | No | Ind MachDr - Equipment (High Cost) | 0.00044547 | 0.00041403 | 0.00038152 | 0.00034953 | 0.00032002 | 0.00029241 | 0.00026737 | 0.00024458 | 0.00022346 | 0.00020409 | 0.00018644 | 0.00017022
SDG&E | GWh | Industrial | Ind - Metals (Primary) | MachDr | No | Ind MachDr - Equipment (Low Cost) | 0.001782 | 0.0016488 | 0.001518 | 0.0013883 | 0.00127 | 0.0011595 | 0.0010593 | 0.00096753 | 0.00088331 | 0.00080611 | 0.00073532 | 0.00067085
SDG&E | GWh | Industrial | Ind - Metals (Primary) | MachDr | No | Ind MachDr - Equipment (Mid Cost) | 0.0014905 | 0.0013802 | 0.0012709 | 0.0011627 | 0.0010638 | 0.00097139 | 0.0008876 | 0.00081091 | 0.00074043 | 0.00067581 | 0.00061663 | 0.00056264
SDG&E | GWh | Industrial | Ind - Metals (Primary) | MachDr | No | Ind MachDr - O&M (High Cost) | 2.9616e-05 | 3.0178e-05 | 3.0483e-05 | 3.0613e-05 | 3.0723e-05 | 3.0774e-05 | 3.0844e-05 | 3.093e-05 | 3.0978e-05 | 3.1013e-05 | 3.1057e-05 | 3.1081e-05
SDG&E | GWh | Industrial | Ind - Metals (Primary) | MachDr | No | Ind MachDr - O&M (Low Cost) | 0.0079463 | 0.0080581 | 0.008132 | 0.008152 | 0.0081742 | 0.0081806 | 0.0081923 | 0.0082015 | 0.0082074 | 0.0082101 | 0.008209 | 0.0082092
SDG&E | GWh | Industrial | Ind - Metals (Primary) | MachDr | No | Ind MachDr - O&M (Mid Cost) | 0.00091137 | 0.00092513 | 0.00093379 | 0.00093645 | 0.00095153 | 0.00095235 | 0.00095379 | 0.000955 | 0.00095576 | 0.00095615 | 0.00095615 | 0.00095625
SDG&E | GWh | Industrial | Ind - Other | HVAC | No | Ind HVAC - Equipment (Electric - High Cost) | 0.0012872 | 0.0012268 | 0.0011579 | 0.0010869 | 0.0010192 | 0.00095394 | 0.00089341 | 0.00083729 | 0.00078356 | 0.00073298 | 0.00068599 | 0.00064148
SDG&E | GWh | Industrial | Ind - Other | HVAC | No | Ind HVAC - Equipment (Electric - Low Cost) | 0.0028404 | 0.0026915 | 0.0025376 | 0.0023766 | 0.0022264 | 0.0020816 | 0.0019476 | 0.0018216 | 0.001703 | 0.0015916 | 0.0014868 | 0.001389
SDG&E | GWh | Industrial | Ind - Other | HVAC | No | Ind HVAC - Equipment (Electric - Mid Cost) | 0.0061886 | 0.0058668 | 0.0055318 | 0.0051819 | 0.0048547 | 0.0045394 | 0.0042474 | 0.0039733 | 0.003715 | 0.0034721 | 0.0032439 | 0.0030309
SDG&E | GWh | Industrial | Ind - Other | HVAC | No | Ind HVAC - O&M (Electric - High Cost) | 0.0023718 | 0.0024204 | 0.0024455 | 0.0024572 | 0.0026486 | 0.0026516 | 0.0026563 | 0.0026611 | 0.0026639 | 0.0026656 | 0.0026669 | 0.0026678
SDG&E | GWh | Industrial | Ind - Other | HVAC | No | Ind HVAC - O&M (Electric - Low Cost) | 0.031042 | 0.031479 | 0.031768 | 0.031846 | 0.031933 | 0.031958 | 0.032004 | 0.03204 | 0.032063 | 0.032074 | 0.032069 | 0.03207
SDG&E | GWh | Industrial | Ind - Other | HVAC | No | Ind HVAC - O&M (Electric - Mid Cost) | 0.00073217 | 0.00074301 | 0.00074993 | 0.00075198 | 0.00075412 | 0.0007548 | 0.00075598 | 0.00075701 | 0.00075765 | 0.00075799 | 0.00075806 | 0.00075817
SDG&E | GWh | Industrial | Ind - Other | Lighting | No | Ind Lighting - Equipment (High Cost) | 0.014962 | 0.014218 | 0.013402 | 0.012558 | 0.011761 | 0.010994 | 0.010283 | 0.009621 | 0.0089921 | 0.008401 | 0.0078499 | 0.0073314
SDG&E | GWh | Industrial | Ind - Other | Lighting | No | Ind Lighting - Equipment (Low Cost) | 0.013155 | 0.012452 | 0.011729 | 0.010974 | 0.010271 | 0.0095939 | 0.0089673 | 0.0083792 | 0.0078264 | 0.0073072 | 0.0068194 | 0.0063651
SDG&E | GWh | Industrial | Ind - Other | Lighting | No | Ind Lighting - Equipment (Mid Cost) | 0.048392 | 0.045848 | 0.043193 | 0.040428 | 0.037842 | 0.035353 | 0.03305 | 0.030892 | 0.028858 | 0.026947 | 0.025156 | 0.023483
SDG&E | GWh | Industrial | Ind - Other | Lighting | No | Ind Lighting - O&M (High Cost) | 0.00015289 | 0.00014547 | 0.00013716 | 0.00012858 | 0.00012045 | 0.00011262 | 0.00010536 | 9.8621e-05 | 9.2194e-05 | 8.6151e-05 | 8.0533e-05 | 7.5229e-05
SDG&E | GWh | Industrial | Ind - Other | Lighting | No | Ind Lighting - O&M (Low Cost) | 0.016942 | 0.016034 | 0.015102 | 0.01413 | 0.013224 | 0.012352 | 0.011545 | 0.010787 | 0.010075 | 0.0094062 | 0.0087777 | 0.0081927
SDG&E | GWh | Industrial | Ind - Other | Lighting | No | Ind Lighting - O&M (Mid Cost) | 0.00022411 | 0.00021237 | 0.00020008 | 0.00018728 | 0.00017803 | 0.00016631 | 0.00015546 | 0.00014528 | 0.00013571 | 0.00012671 | 0.00011827 | 0.0001104
SDG&E | GWh | Industrial | Ind - Other | MachDr | No | Ind MachDr - Equipment (High Cost) | 0.018919 | 0.019261 | 0.019452 | 0.019529 | 0.019597 | 0.019626 | 0.019668 | 0.019716 | 0.019744 | 0.019763 | 0.019786 | 0.019799
SDG&E | GWh | Industrial | Ind - Other | MachDr | No | Ind MachDr - Equipment (Low Cost) | 0.077293 | 0.078382 | 0.079101 | 0.079296 | 0.079512 | 0.079574 | 0.079688 | 0.079778 | 0.079835 | 0.079862 | 0.079851 | 0.079853
SDG&E | GWh | Industrial | Ind - Other | MachDr | No | Ind MachDr - Equipment (Mid Cost) | 0.071776 | 0.072851 | 0.073532 | 0.073737 | 0.073949 | 0.074019 | 0.074137 | 0.074242 | 0.074307 | 0.074342 | 0.074354 | 0.074366
SDG&E | GWh | Industrial | Ind - Other | MachDr | No | Ind MachDr - O&M (High Cost) | 0.0022554 | 0.002297 | 0.00232 | 0.0023294 | 0.0023375 | 0.0023411 | 0.0023463 | 0.0023524 | 0.0023557 | 0.0023582 | 0.0023611 | 0.0023628
SDG&E | GWh | Industrial | Ind - Other | MachDr | No | Ind MachDr - O&M (Low Cost) | 0.13484 | 0.13673 | 0.13799 | 0.13833 | 0.1387 | 0.13881 | 0.13901 | 0.13917 | 0.13927 | 0.13931 | 0.13929 | 0.1393
SDG&E | GWh | Industrial | Ind - Other | MachDr | No | Ind MachDr - O&M (Mid Cost) | 0.034301 | 0.034833 | 0.035162 | 0.035268 | 0.035372 | 0.035409 | 0.036101 | 0.03615 | 0.03618 | 0.036196 | 0.036198 | 0.036203
SDG&E | GWh | Industrial | Ind - Paper | HVAC | No | Ind HVAC - Equipment (Electric - High Cost) | 1.0397e-05 | 9.9471e-06 | 9.3954e-06 | 8.8309e-06 | 8.2869e-06 | 7.7613e-06 | 7.2735e-06 | 6.8253e-06 | 6.3912e-06 | 5.9823e-06 | 5.6054e-06 | 5.2435e-06
SDG&E | GWh | Industrial | Ind - Paper | HVAC | No | Ind HVAC - Equipment (Electric - Low Cost) | 0.0002603 | 0.00024662 | 0.00023251 | 0.00021775 | 0.00020398 | 0.00019071 | 0.00017843 | 0.00016688 | 0.00015601 | 0.0001458 | 0.00013619 | 0.00012724
SDG&E | GWh | Industrial | Ind - Paper | HVAC | No | Ind HVAC - Equipment (Electric - Mid Cost) | 8.9479e-05 | 8.4821e-05 | 7.9979e-05 | 7.4933e-05 | 7.0213e-05 | 6.5645e-05 | 6.1424e-05 | 5.7462e-05 | 5.3727e-05 | 5.0217e-05 | 4.6917e-05 | 4.384e-05
SDG&E | GWh | Industrial | Ind - Paper | HVAC | No | Ind HVAC - Equipment (Gas - High Cost) | -1.051e-07 | -9.8168e-08 | -9.2192e-08 | -8.7719e-08 | -8.317e-08 | -7.7841e-08 | -7.3404e-08 | -6.8988e-08 | -6.4625e-08 | -6.0433e-08 | -5.6609e-08 | -5.3097e-08
SDG&E | GWh | Industrial | Ind - Paper | HVAC | No | Ind HVAC - O&M (Electric - High Cost) | 1.8535e-05 | 1.888e-05 | 1.9991e-05 | 2.0051e-05 | 2.011e-05 | 2.0131e-05 | 2.0165e-05 | 2.0197e-05 | 2.0216e-05 | 2.0228e-05 | 2.0234e-05 | 2.0239e-05
SDG&E | GWh | Industrial | Ind - Paper | HVAC | No | Ind HVAC - O&M (Electric - Low Cost) | 0.0011269 | 0.0011427 | 0.0011532 | 0.0011561 | 0.0011592 | 0.0011601 | 0.0011618 | 0.0011631 | 0.0011639 | 0.0011643 | 0.0011642 | 0.0011642
SDG&E | GWh | Industrial | Ind - Paper | HVAC | No | Ind HVAC - O&M (Electric - Mid Cost) | 0.00019313 | 0.00019596 | 0.00019778 | 0.00019831 | 0.00019887 | 0.00019904 | 0.00019935 | 0.00019961 | 0.00019977 | 0.00019985 | 0.00019986 | 0.00019989
SDG&E | GWh | Industrial | Ind - Paper | HVAC | No | Ind HVAC - O&M (Gas - High Cost) | 3.5291e-06 | 3.5202e-06 | 3.5346e-06 | 3.5816e-06 | 3.6168e-06 | 3.6319e-06 | 3.6585e-06 | 3.6723e-06 | 3.6791e-06 | 3.6754e-06 | 3.679e-06 | 3.6845e-06
SDG&E | GWh | Industrial | Ind - Paper | HVAC | No | Ind HVAC - O&M (Gas - Mid Cost) | 1.6116e-06 | 1.6042e-06 | 1.6091e-06 | 1.6244e-06 | 1.6374e-06 | 1.6456e-06 | 1.6564e-06 | 1.6611e-06 | 1.6637e-06 | 1.6607e-06 | 1.6613e-06 | 1.6622e-06
SDG&E | GWh | Industrial | Ind - Paper | Lighting | No | Ind Lighting - Equipment (High Cost) | 0.00043775 | 0.0004161 | 0.00039224 | 0.00036757 | 0.00034427 | 0.00032181 | 0.00030102 | 0.00028167 | 0.00026327 | 0.00024598 | 0.00022986 | 0.00021469
SDG&E | GWh | Industrial | Ind - Paper | Lighting | No | Ind Lighting - Equipment (Low Cost) | 0.00035559 | 0.00033661 | 0.00031706 | 0.00029667 | 0.00027765 | 0.00025935 | 0.00024241 | 0.00022652 | 0.00021158 | 0.00019754 | 0.00018435 | 0.00017207
SDG&E | GWh | Industrial | Ind - Paper | Lighting | No | Ind Lighting - Equipment (Mid Cost) | 0.0023175 | 0.0021954 | 0.0020682 | 0.0019357 | 0.0018118 | 0.0016926 | 0.0015823 | 0.0014789 | 0.0013815 | 0.0012901 | 0.0012042 | 0.0011242
SDG&E | GWh | Industrial | Ind - Paper | Lighting | No | Ind Lighting - O&M (Low Cost) | 0.00016002 | 0.00015145 | 0.00014265 | 0.00013346 | 0.0001249 | 0.00011666 | 0.00010904 | 0.00010189 | 9.5161e-05 | 8.8845e-05 | 8.291e-05 | 7.7384e-05
SDG&E | GWh | Industrial | Ind - Paper | Lighting | No | Ind Lighting - O&M (Mid Cost) | 9.0512e-06 | 8.5793e-06 | 8.083e-06 | 7.5669e-06 | 7.0835e-06 | 6.7409e-06 | 6.3012e-06 | 5.8891e-06 | 5.5011e-06 | 5.1366e-06 | 4.7945e-06 | 4.4755e-06
SDG&E | GWh | Industrial | Ind - Paper | ProcHeat | No | Ind ProcHeat - Equipment (Gas - High Cost) | -4.2107e-06 | -3.9487e-06 | -3.7157e-06 | -3.5646e-06 | -3.401e-06 | -3.1736e-06 | -3.0003e-06 | -2.8276e-06 | -2.6513e-06 | -2.482e-06 | -2.3269e-06 | -2.1856e-06
SDG&E | GWh | Industrial | Ind - Paper | ProcHeat | No | Ind ProcHeat - Equipment (Gas - Mid Cost) | -0.00032469 | -0.00030197 | -0.00028337 | -0.00026898 | -0.00025438 | -0.00023822 | -0.00022434 | -0.00021044 | -0.00019696 | -0.00018392 | -0.000172 | -0.00016102
SDG&E | GWh | Industrial | Ind - Paper | ProcHeat | No | Ind ProcHeat - O&M (Gas - High Cost) | -1.1336e-05 | -1.1319e-05 | -1.1372e-05 | -1.1555e-05 | -1.1706e-05 | -1.1737e-05 | -1.1838e-05 | -1.1899e-05 | -1.1928e-05 | -1.1931e-05 | -1.1955e-05 | -1.1992e-05
SDG&E | GWh | Industrial | Ind - Paper | ProcHeat | No | Ind ProcHeat - O&M (Gas - Mid Cost) | 1.512e-06 | 1.5048e-06 | 1.5094e-06 | 1.5234e-06 | 1.5353e-06 | 1.5431e-06 | 1.5531e-06 | 1.5574e-06 | 1.5598e-06 | 1.5569e-06 | 1.5573e-06 | 1.558e-06
SDG&E | GWh | Industrial | Ind - Paper | MachDr | No | Ind MachDr - Equipment (High Cost) | 0.00065099 | 0.0006044 | 0.00055682 | 0.00050991 | 0.00046674 | 0.00042641 | 0.0003898 | 0.00035645 | 0.00032561 | 0.00029732 | 0.00027151 | 0.00024785
SDG&E | GWh | Industrial | Ind - Paper | MachDr | No | Ind MachDr - Equipment (Low Cost) | 0.0013841 | 0.0012805 | 0.001179 | 0.0010782 | 0.00098634 | 0.00090054 | 0.00082274 | 0.00075143 | 0.00068602 | 0.00062606 | 0.00057108 | 0.00052102
SDG&E | GWh | Industrial | Ind - Paper | MachDr | No | Ind MachDr - Equipment (Mid Cost) | 0.0028577 | 0.0026461 | 0.0024366 | 0.0022291 | 0.0020394 | 0.0018623 | 0.0017016 | 0.0015546 | 0.0014194 | 0.0012955 | 0.0011821 | 0.0010786
SDG&E | GWh | Industrial | Ind - Paper | MachDr | No | Ind MachDr - O&M (High Cost) | 8.1553e-05 | 8.3026e-05 | 8.3851e-05 | 8.418e-05 | 8.4468e-05 | 8.4594e-05 | 8.4774e-05 | 8.4983e-05 | 8.51e-05 | 8.5183e-05 | 8.5279e-05 | 8.8281e-05
SDG&E | GWh | Industrial | Ind - Paper | MachDr | No | Ind MachDr - O&M (Low Cost) | 0.0098445 | 0.009983 | 0.010075 | 0.010099 | 0.010127 | 0.010135 | 0.010149 | 0.010161 | 0.010168 | 0.010171 | 0.01017 | 0.01017
SDG&E | GWh | Industrial | Ind - Paper | MachDr | No | Ind MachDr - O&M (Mid Cost) | 0.001009 | 0.0010245 | 0.0010342 | 0.0010372 | 0.0010402 | 0.0010577 | 0.0010593 | 0.0010607 | 0.0010616 | 0.001062 | 0.0010621 | 0.0010622
SDG&E | GWh | Industrial | Ind - Petroleum | Lighting | No | Ind Lighting - Equipment (High Cost) | 4.712e-05 | 4.4802e-05 | 4.2236e-05 | 3.9585e-05 | 3.7077e-05 | 3.466e-05 | 3.2422e-05 | 3.0342e-05 | 2.8361e-05 | 2.6499e-05 | 2.4766e-05 | 2.3132e-05
SDG&E | GWh | Industrial | Ind - Petroleum | Lighting | No | Ind Lighting - Equipment (Low Cost) | 9.1932e-05 | 8.7014e-05 | 8.1958e-05 | 7.6684e-05 | 7.1766e-05 | 6.7035e-05 | 6.2656e-05 | 5.8545e-05 | 5.4682e-05 | 5.1053e-05 | 4.7644e-05 | 4.4469e-05
SDG&E | GWh | Industrial | Ind - Petroleum | Lighting | No | Ind Lighting - Equipment (Mid Cost) | 7.3713e-05 | 6.9818e-05 | 6.577e-05 | 6.1553e-05 | 5.7613e-05 | 5.3822e-05 | 5.0312e-05 | 4.7022e-05 | 4.3924e-05 | 4.1015e-05 | 3.8284e-05 | 3.5737e-05
SDG&E | GWh | Industrial | Ind - Petroleum | MachDr | No | Ind MachDr - Equipment (High Cost) | 0.00016701 | 0.0001552 | 0.000143 | 0.000131 | 0.00011993 | 0.00010958 | 0.00010019 | 9.1648e-05 | 8.3731e-05 | 7.6468e-05 | 6.9851e-05 | 6.3772e-05
SDG&E | GWh | Industrial | Ind - Petroleum | MachDr | No | Ind MachDr - Equipment (Low Cost) | 0.00086377 | 0.00079916 | 0.00073575 | 0.00067289 | 0.00061554 | 0.00056199 | 0.00051344 | 0.00046894 | 0.00042812 | 0.0003907 | 0.00035638 | 0.00032514
SDG&E | GWh | Industrial | Ind - Petroleum | MachDr | No | Ind MachDr - Equipment (Mid Cost) | 0.00070944 | 0.00065691 | 0.00060489 | 0.00055337 | 0.00050628 | 0.00046231 | 0.00042243 | 0.00038593 | 0.00035238 | 0.00032162 | 0.00029346 | 0.00026776
SDG&E | GWh | Industrial | Ind - Petroleum | MachDr | No | Ind MachDr - O&M (High Cost) | 5.6913e-05 | 5.8041e-05 | 5.8637e-05 | 5.8904e-05 | 5.9125e-05 | 5.9231e-05 | 5.9374e-05 | 5.9556e-05 | 5.9655e-05 | 5.973e-05 | 5.9831e-05 | 5.9886e-05
SDG&E | GWh | Industrial | Ind - Petroleum | MachDr | No | Ind MachDr - O&M (Low Cost) | 0.0035203 | 0.0035699 | 0.0036026 | 0.0036115 | 0.0036213 | 0.0036241 | 0.0036293 | 0.0036334 | 0.003636 | 0.0036372 | 0.0036367 | 0.0036368
SDG&E | GWh | Industrial | Ind - Petroleum | MachDr | No | Ind MachDr - O&M (Mid Cost) | 0.00046212 | 0.00046917 | 0.00047358 | 0.00047495 | 0.00047634 | 0.00048394 | 0.00048468 | 0.00048531 | 0.0004857 | 0.00048591 | 0.00048592 | 0.00048598
SDG&E | GWh | Industrial | Ind - Plastics | HVAC | No | Ind HVAC - Equipment (Electric - High Cost) | 0.00010245 | 9.7548e-05 | 9.2054e-05 | 8.6371e-05 | 8.0981e-05 | 7.578e-05 | 7.0959e-05 | 6.6479e-05 | 6.2202e-05 | 5.8177e-05 | 5.443e-05 | 5.0891e-05
SDG&E | GWh | Industrial | Ind - Plastics | HVAC | No | Ind HVAC - Equipment (Electric - Low Cost) | 0.004702 | 0.0044549 | 0.0042001 | 0.0039336 | 0.0036848 | 0.0034452 | 0.0032232 | 0.0030146 | 0.0028183 | 0.0026338 | 0.0024603 | 0.0022986
SDG&E | GWh | Industrial | Ind - Plastics | HVAC | No | Ind HVAC - Equipment (Electric - Mid Cost) | 0.0044347 | 0.0042041 | 0.003964 | 0.0037132 | 0.0034788 | 0.0032529 | 0.0030436 | 0.0028472 | 0.0026621 | 0.002488 | 0.0023245 | 0.0021719
SDG&E | GWh | Industrial | Ind - Plastics | HVAC | No | Ind HVAC - Equipment (Gas - High Cost) | -2.4607e-05 | -2.4822e-05 | -2.4604e-05 | -2.4377e-05 | -2.4092e-05 | -2.3679e-05 | -2.3419e-05 | -2.3092e-05 | -2.2687e-05 | -2.226e-05 | -2.0833e-05 | -1.9513e-05
SDG&E | GWh | Industrial | Ind - Plastics | HVAC | No | Ind HVAC - Equipment (Gas - Low Cost) | 7.6921e-06 | 7.7342e-06 | 7.654e-06 | 7.5331e-06 | 7.4066e-06 | 7.2973e-06 | 7.2018e-06 | 7.0847e-06 | 6.9545e-06 | 6.8095e-06 | 6.3618e-06 | 5.9438e-06
SDG&E | GWh | Industrial | Ind - Plastics | HVAC | No | Ind HVAC - Equipment (Gas - Mid Cost) | -1.1195e-05 | -1.126e-05 | -1.1146e-05 | -1.0977e-05 | -1.0799e-05 | -1.0637e-05 | -1.05e-05 | -1.0332e-05 | -1.0143e-05 | -9.9336e-06 | -9.2823e-06 | -8.6748e-06
SDG&E | GWh | Industrial | Ind - Plastics | HVAC | No | Ind HVAC - O&M (Electric - High Cost) | 0.0017918 | 0.0018194 | 0.0018366 | 0.0018422 | 0.0018479 | 0.0018496 | 0.0018528 | 0.0018558 | 0.0018576 | 0.0018586 | 0.0018592 | 0.0018598
SDG&E | GWh | Industrial | Ind - Plastics | HVAC | No | Ind HVAC - O&M (Electric - Low Cost) | 0.022115 | 0.022426 | 0.022632 | 0.022687 | 0.022749 | 0.022767 | 0.022799 | 0.022825 | 0.022841 | 0.022849 | 0.022846 | 0.022846
SDG&E | GWh | Industrial | Ind - Plastics | HVAC | No | Ind HVAC - O&M (Electric - Mid Cost) | 0.0037594 | 0.0038142 | 0.0038495 | 0.0038597 | 0.0038706 | 0.0038739 | 0.0038798 | 0.0038848 | 0.0038879 | 0.0038895 | 0.0038896 | 0.00389
SDG&E | GWh | Industrial | Ind - Plastics | HVAC | No | Ind HVAC - O&M (Gas - Mid Cost) | 7.5287e-06 | 8.1044e-06 | 8.586e-06 | 9.0491e-06 | 9.5267e-06 | 1.0046e-05 | 1.0614e-05 | 1.1178e-05 | 1.1746e-05 | 1.2312e-05 | 1.2314e-05 | 1.2317e-05
SDG&E | GWh | Industrial | Ind - Plastics | Lighting | No | Ind Lighting - Equipment (High Cost) | 0.0056443 | 0.0053676 | 0.0050602 | 0.0047429 | 0.0044425 | 0.0041531 | 0.003885 | 0.003636 | 0.0033988 | 0.0031757 | 0.0029681 | 0.0027724
SDG&E | GWh | Industrial | Ind - Plastics | Lighting | No | Ind Lighting - Equipment (Low Cost) | 0.009456 | 0.008951 | 0.0084311 | 0.0078888 | 0.0073831 | 0.0068964 | 0.0064461 | 0.0060233 | 0.0056259 | 0.0052527 | 0.0049021 | 0.0045755
SDG&E | GWh | Industrial | Ind - Plastics | Lighting | No | Ind Lighting - Equipment (Mid Cost) | 0.040609 | 0.038473 | 0.036244 | 0.033924 | 0.031754 | 0.029665 | 0.027732 | 0.025921 | 0.024215 | 0.022611 | 0.021108 | 0.019704
SDG&E | GWh | Industrial | Ind - Plastics | Lighting | No | Ind Lighting - O&M (Low Cost) | 0.0021549 | 0.0020395 | 0.001921 | 0.0017974 | 0.0016821 | 0.0015712 | 0.0014685 | 0.0013721 | 0.0012816 | 0.0011965 | 0.0011166 | 0.0010422
SDG&E | GWh | Industrial | Ind - Plastics | Lighting | No | Ind Lighting - O&M (Mid Cost) | 0.00031675 | 0.00030018 | 0.0002828 | 0.00026473 | 0.00025191 | 0.00023532 | 0.00021997 | 0.00020558 | 0.00019203 | 0.0001793 | 0.00016736 | 0.00015622
SDG&E | GWh | Industrial | Ind - Plastics | ProcHeat | No | Ind ProcHeat - Equipment (Electric - High Cost) | 0.0002179 | 0.00022135 | 0.00022351 | 0.00022452 | 0.00022549 | 0.00022555 | 0.00022604 | 0.0002265 | 0.00022675 | 0.00022699 | 0.00022713 | 0.00022735
SDG&E | GWh | Industrial | Ind - Plastics | ProcHeat | No | Ind ProcHeat - Equipment (Electric - Low Cost) | 0.016565 | 0.016798 | 0.016952 | 0.016994 | 0.01704 | 0.017054 | 0.017078 | 0.017097 | 0.01711 | 0.017115 | 0.017113 | 0.017114
SDG&E | GWh | Industrial | Ind - Plastics | ProcHeat | No | Ind ProcHeat - Equipment (Electric - Mid Cost) | 0.0073328 | 0.0074398 | 0.0075088 | 0.0075287 | 0.0075499 | 0.0075565 | 0.007568 | 0.0075778 | 0.0075839 | 0.0075871 | 0.0075873 | 0.0075882
SDG&E | GWh | Industrial | Ind - Plastics | ProcHeat | No | Ind ProcHeat - Equipment (Gas - High Cost) | -3.4796e-05 | -3.7613e-05 | -3.9929e-05 | -4.2437e-05 | -4.4969e-05 | -4.7275e-05 | -5.0082e-05 | -5.29e-05 | -5.565e-05 | -5.8486e-05 | -5.8624e-05 | -5.8833e-05
SDG&E | GWh | Industrial | Ind - Plastics | ProcHeat | No | Ind ProcHeat - Equipment (Gas - Mid Cost) | 2.8691e-05 | 3.0898e-05 | 3.2742e-05 | 3.4538e-05 | 3.6386e-05 | 3.8355e-05 | 4.0536e-05 | 4.2704e-05 | 4.4879e-05 | 4.7057e-05 | 4.7076e-05 | 4.7104e-05
SDG&E | GWh | Industrial | Ind - Plastics | ProcHeat | No | Ind ProcHeat - O&M (Gas - Low Cost) | 0.00011287 | 0.00012147 | 0.00012867 | 0.00013554 | 0.00014264 | 0.00015043 | 0.00015892 | 0.00016733 | 0.00017582 | 0.00018427 | 0.00018427 | 0.00018428
SDG&E | GWh | Industrial | Ind - Plastics | ProcHeat | No | Ind ProcHeat - O&M (Gas - Mid Cost) | -3.0311e-05 | -3.2638e-05 | -3.4582e-05 | -3.6466e-05 | -3.8407e-05 | -4.049e-05 | -4.2788e-05 | -4.5071e-05 | -4.7364e-05 | -4.9656e-05 | -4.9671e-05 | -4.9694e-05
SDG&E | GWh | Industrial | Ind - Plastics | ProcRefrig | No | Ind ProcRefrig - O&M (High Cost) | 0.012576 | 0.012817 | 0.012946 | 0.013002 | 0.013049 | 0.013071 | 0.013101 | 0.013138 | 0.013158 | 0.013173 | 0.013192 | 0.013203
SDG&E | GWh | Industrial | Ind - Plastics | ProcRefrig | No | Ind ProcRefrig - O&M (Low Cost) | 0.025303 | 0.025669 | 0.02606 | 0.026125 | 0.026197 | 0.026218 | 0.026256 | 0.026287 | 0.026307 | 0.026316 | 0.026313 | 0.026315
SDG&E | GWh | Industrial | Ind - Plastics | ProcRefrig | No | Ind ProcRefrig - O&M (Mid Cost) | 0.0048237 | 0.0048982 | 0.0049443 | 0.004959 | 0.0049736 | 0.0049787 | 0.005071 | 0.0050777 | 0.0050819 | 0.0050841 | 0.0050844 | 0.005085
SDG&E | GWh | Industrial | Ind - Plastics | MachDr | No | Ind MachDr - Equipment (High Cost) | 0.014513 | 0.014783 | 0.014932 | 0.014993 | 0.015047 | 0.01507 | 0.015104 | 0.015144 | 0.015166 | 0.015183 | 0.015202 | 0.015214
SDG&E | GWh | Industrial | Ind - Plastics | MachDr | No | Ind MachDr - Equipment (Low Cost) | 0.059462 | 0.060303 | 0.060856 | 0.061008 | 0.061174 | 0.061222 | 0.061311 | 0.061381 | 0.061425 | 0.061446 | 0.061439 | 0.061441
SDG&E | GWh | Industrial | Ind - Plastics | MachDr | No | Ind MachDr - Equipment (Mid Cost) | 0.095364 | 0.096803 | 0.097709 | 0.097987 | 0.098271 | 0.098365 | 0.098524 | 0.098668 | 0.098755 | 0.098804 | 0.098823 | 0.098842
SDG&E | GWh | Industrial | Ind - Plastics | MachDr | No | Ind MachDr - O&M (High Cost) | 0.00068657 | 0.0006994 | 0.00070643 | 0.00070936 | 0.00071187 | 0.00071301 | 0.0007146 | 0.00071651 | 0.00071758 | 0.00071835 | 0.0007193 | 0.00071984
SDG&E | GWh | Industrial | Ind - Plastics | MachDr | No | Ind MachDr - O&M (Low Cost) | 0.20805 | 0.21169 | 0.21363 | 0.21416 | 0.21474 | 0.21491 | 0.21522 | 0.21546 | 0.21562 | 0.21569 | 0.21566 | 0.21567
SDG&E | GWh | Industrial | Ind - Plastics | MachDr | No | Ind MachDr - O&M (Mid Cost) | 0.0076481 | 0.0077653 | 0.0078384 | 0.0078613 | 0.0078844 | 0.0080166 | 0.0080289 | 0.0080394 | 0.008046 | 0.0080494 | 0.0080497 | 0.0080507
SDG&E | GWh | Industrial | Ind - Printing & Publishing | HVAC | No | Ind HVAC - Equipment (Electric - High Cost) | 0.006192 | 0.0058991 | 0.0055675 | 0.0052249 | 0.0048994 | 0.0045852 | 0.004294 | 0.0040237 | 0.0037652 | 0.0035219 | 0.0032957 | 0.0030817
SDG&E | GWh | Industrial | Ind - Printing & Publishing | HVAC | No | Ind HVAC - Equipment (Electric - Low Cost) | 0.011591 | 0.010982 | 0.010354 | 0.0096973 | 0.0090841 | 0.0084933 | 0.0079461 | 0.0074319 | 0.0069481 | 0.0064933 | 0.0060655 | 0.0056667
SDG&E | GWh | Industrial | Ind - Printing & Publishing | HVAC | No | Ind HVAC - Equipment (Electric - Mid Cost) | 0.012349 | 0.01171 | 0.011041 | 0.010344 | 0.0096914 | 0.0090624 | 0.0084797 | 0.0079333 | 0.0074178 | 0.0069332 | 0.0064781 | 0.006053
SDG&E | GWh | Industrial | Ind - Printing & Publishing | HVAC | No | Ind HVAC - Equipment (Gas - High Cost) | -0.00013792 | -0.0001339 | -0.00012933 | -0.00012748 | -0.00012464 | -0.0001184 | -0.00011416 | -0.00010993 | -0.00010518 | -0.00010108 | -9.4956e-05 | -8.9515e-05
SDG&E | GWh | Industrial | Ind - Printing & Publishing | HVAC | No | Ind HVAC - Equipment (Gas - Mid Cost) | -1.4735e-05 | -1.4171e-05 | -1.3612e-05 | -1.3102e-05 | -1.2581e-05 | -1.206e-05 | -1.1545e-05 | -1.1035e-05 | -1.053e-05 | -1.005e-05 | -9.3917e-06 | -8.7785e-06
SDG&E | GWh | Industrial | Ind - Printing & Publishing | HVAC | No | Ind HVAC - O&M (Electric - High Cost) | 0.0025335 | 0.0026901 | 0.0027154 | 0.0027234 | 0.0027314 | 0.0027342 | 0.0027387 | 0.002743 | 0.0027456 | 0.002747 | 0.0027478 | 0.0027485
SDG&E | GWh | Industrial | Ind - Printing & Publishing | HVAC | No | Ind HVAC - O&M (Electric - Low Cost) | 0.061705 | 0.062575 | 0.063149 | 0.063306 | 0.063479 | 0.063529 | 0.063621 | 0.063693 | 0.063739 | 0.06376 | 0.063752 | 0.063755
SDG&E | GWh | Industrial | Ind - Printing & Publishing | HVAC | No | Ind HVAC - O&M (Electric - Mid Cost) | 0.027902 | 0.028317 | 0.028581 | 0.028661 | 0.028744 | 0.02877 | 0.028815 | 0.028856 | 0.02888 | 0.028894 | 0.028897 | 0.028903
SDG&E | GWh | Industrial | Ind - Printing & Publishing | Lighting | No | Ind Lighting - Equipment (High Cost) | 0.0077004 | 0.0073185 | 0.0068987 | 0.0064646 | 0.0060546 | 0.0056595 | 0.0052937 | 0.0049533 | 0.0046297 | 0.0043254 | 0.0040419 | 0.003775
SDG&E | GWh | Industrial | Ind - Printing & Publishing | Lighting | No | Ind Lighting - Equipment (Low Cost) | 0.017315 | 0.01639 | 0.015438 | 0.014445 | 0.013518 | 0.012627 | 0.011803 | 0.011028 | 0.010301 | 0.0096173 | 0.0089752 | 0.0083772
SDG&E | GWh | Industrial | Ind - Printing & Publishing | Lighting | No | Ind Lighting - Equipment (Mid Cost) | 0.043723 | 0.041416 | 0.039015 | 0.036515 | 0.034178 | 0.031929 | 0.029847 | 0.027897 | 0.026059 | 0.024333 | 0.022714 | 0.021203
SDG&E | GWh | Industrial | Ind - Printing & Publishing | Lighting | No | Ind Lighting - O&M (Low Cost) | 0.0082705 | 0.0078274 | 0.0073725 | 0.0068978 | 0.0064554 | 0.0060297 | 0.0056358 | 0.0052659 | 0.0049183 | 0.0045919 | 0.0042851 | 0.0039995
SDG&E | GWh | Industrial | Ind - Printing & Publishing | Lighting | No | Ind Lighting - O&M (Mid Cost) | 0.00038051 | 0.00036062 | 0.00033975 | 0.00031803 | 0.00030275 | 0.00028282 | 0.00026437 | 0.00024708 | 0.00023079 | 0.0002155 | 0.00020114 | 0.00018776
SDG&E | GWh | Industrial | Ind - Printing & Publishing | ProcHeat | No | Ind ProcHeat - Equipment (Gas - Mid Cost) | -0.00022398 | -0.00021553 | -0.00020708 | -0.00019958 | -0.00019183 | -0.00018378 | -0.00017601 | -0.0001683 | -0.00016062 | -0.00015336 | -0.00014336 | -0.00013407
SDG&E | GWh | Industrial | Ind - Printing & Publishing | ProcHeat | No | Ind ProcHeat - O&M (Gas - High Cost) | -0.00011495 | -0.0001186 | -0.00012207 | -0.00012634 | -0.00013019 | -0.00013345 | -0.00013687 | -0.00014016 | -0.00014322 | -0.00014644 | -0.00014659 | -0.00014683
SDG&E | GWh | Industrial | Ind - Printing & Publishing | MachDr | No | Ind MachDr - Equipment (High Cost) | 0.0048822 | 0.0045342 | 0.0041775 | 0.0038259 | 0.0035023 | 0.0031998 | 0.0029253 | 0.0026752 | 0.0024439 | 0.0022317 | 0.0020382 | 0.0018606
SDG&E | GWh | Industrial | Ind - Printing & Publishing | MachDr | No | Ind MachDr - Equipment (Low Cost) | 0.021744 | 0.020116 | 0.01852 | 0.016937 | 0.015494 | 0.014146 | 0.012924 | 0.011803 | 0.010776 | 0.0098337 | 0.00897 | 0.0081835
SDG&E | GWh | Industrial | Ind - Printing & Publishing | MachDr | No | Ind MachDr - Equipment (Mid Cost) | 0.034319 | 0.031774 | 0.029257 | 0.026764 | 0.024486 | 0.022358 | 0.020429 | 0.018663 | 0.01704 | 0.015553 | 0.01419 | 0.012947
SDG&E | GWh | Industrial | Ind - Printing & Publishing | MachDr | No | Ind MachDr - O&M (High Cost) | 0.00019952 | 0.0002032 | 0.00020523 | 0.00020607 | 0.00020679 | 0.00020711 | 0.00020756 | 0.0002081 | 0.0002084 | 0.00020862 | 0.00020888 | 0.00020903
SDG&E | GWh | Industrial | Ind - Printing & Publishing | MachDr | No | Ind MachDr - O&M (Low Cost) | 0.25528 | 0.25888 | 0.26125 | 0.26189 | 0.2626 | 0.26281 | 0.26319 | 0.26348 | 0.26367 | 0.26376 | 0.26372 | 0.26373
SDG&E | GWh | Industrial | Ind - Printing & Publishing | MachDr | No | Ind MachDr - O&M (Mid Cost) | 0.012238 | 0.012426 | 0.012543 | 0.01258 | 0.012617 | 0.012838 | 0.012857 | 0.012874 | 0.012885 | 0.01289 | 0.012891 | 0.012893
SDG&E | GWh | Industrial | Ind - Stone, Glass & Clay | HVAC | No | Ind HVAC - Equipment (Gas - High Cost) | -1.2715e-06 | -1.2195e-06 | -1.1682e-06 | -1.1318e-06 | -1.0947e-06 | -1.0452e-06 | -1.0024e-06 | -9.5918e-07 | -9.1492e-07 | -8.732e-07 | -8.176e-07 | -7.6642e-07
SDG&E | GWh | Industrial | Ind - Stone, Glass & Clay | HVAC | No | Ind HVAC - O&M (Electric - High Cost) | 0.00023632 | 0.0002507 | 0.00025306 | 0.0002538 | 0.00025455 | 0.0002548 | 0.00025523 | 0.00025562 | 0.00025586 | 0.000256 | 0.00025607 | 0.00025613
SDG&E | GWh | Industrial | Ind - Stone, Glass & Clay | HVAC | No | Ind HVAC - O&M (Electric - Low Cost) | 0.003993 | 0.0040493 | 0.0040865 | 0.0040966 | 0.0041077 | 0.004111 | 0.0041169 | 0.0041215 | 0.0041245 | 0.0041259 | 0.0041253 | 0.0041255
SDG&E | GWh | Industrial | Ind - Stone, Glass & Clay | HVAC | No | Ind HVAC - O&M (Electric - Mid Cost) | 3.2205e-05 | 3.2681e-05 | 3.2985e-05 | 3.3074e-05 | 3.3168e-05 | 3.3198e-05 | 3.325e-05 | 3.3295e-05 | 3.3323e-05 | 3.3338e-05 | 3.334e-05 | 3.3345e-05
SDG&E | GWh | Industrial | Ind - Stone, Glass & Clay | Lighting | No | Ind Lighting - Equipment (High Cost) | 0.0008369 | 0.00079577 | 0.00075019 | 0.00070311 | 0.00065857 | 0.00061566 | 0.0005759 | 0.00053896 | 0.00050379 | 0.00047071 | 0.00043993 | 0.00041091
SDG&E | GWh | Industrial | Ind - Stone, Glass & Clay | Lighting | No | Ind Lighting - Equipment (Low Cost) | 0.0010022 | 0.00094858 | 0.00089347 | 0.00083597 | 0.00078236 | 0.00073078 | 0.00068305 | 0.00063823 | 0.00059612 | 0.00055656 | 0.0005194 | 0.00048479
SDG&E | GWh | Industrial | Ind - Stone, Glass & Clay | Lighting | No | Ind Lighting - Equipment (Mid Cost) | 0.012858 | 0.012179 | 0.011474 | 0.010738 | 0.010051 | 0.0093899 | 0.0087777 | 0.0082041 | 0.0076637 | 0.0071562 | 0.00668 | 0.0062357
SDG&E | GWh | Industrial | Ind - Stone, Glass & Clay | Lighting | No | Ind Lighting - O&M (Low Cost) | 0.00030705 | 0.00029063 | 0.00027374 | 0.00025612 | 0.0002397 | 0.0002239 | 0.00020927 | 0.00019554 | 0.00018264 | 0.00017052 | 0.00015913 | 0.00014853
SDG&E | GWh | Industrial | Ind - Stone, Glass & Clay | Lighting | No | Ind Lighting - O&M (Mid Cost) | 0.00019205 | 0.00018194 | 0.0001714 | 0.00016237 | 0.00015196 | 0.00014196 | 0.00013269 | 0.000124 | 0.00011582 | 0.00010815 | 0.00010094 | 9.4215e-05
SDG&E | GWh | Industrial | Ind - Stone, Glass & Clay | ProcHeat | No | Ind ProcHeat - Equipment (Gas - High Cost) | -8.1574e-05 | -7.8544e-05 | -7.5381e-05 | -7.3591e-05 | -7.1388e-05 | -6.807e-05 | -6.5359e-05 | -6.2621e-05 | -5.976e-05 | -5.71e-05 | -5.3514e-05 | -5.0235e-05
SDG&E | GWh | Industrial | Ind - Stone, Glass & Clay | ProcHeat | No | Ind ProcHeat - O&M (Gas - High Cost) | -8.5747e-06 | -8.7898e-06 | -9.0058e-06 | -9.2991e-06 | -9.5905e-06 | -9.8194e-06 | -1.0065e-05 | -1.0291e-05 | -1.0501e-05 | -1.0712e-05 | -1.0722e-05 | -1.0738e-05
SDG&E | GWh | Industrial | Ind - Stone, Glass & Clay | ProcHeat | No | Ind ProcHeat - O&M (Gas - Mid Cost) | -0.0011875 | -0.0012148 | -0.0012434 | -0.0012801 | -0.0013178 | -0.0013504 | -0.0013831 | -0.0014131 | -0.0014414 | -0.0014692 | -0.0014697 | -0.0014705
SDG&E | GWh | Industrial | Ind - Stone, Glass & Clay | MachDr | No | Ind MachDr - Equipment (High Cost) | 0.0010518 | 0.00097664 | 0.00089978 | 0.00082401 | 0.00075428 | 0.00068911 | 0.00062998 | 0.0005761 | 0.00052627 | 0.00048056 | 0.00043887 | 0.00040062
SDG&E | GWh | Industrial | Ind - Stone, Glass & Clay | MachDr | No | Ind MachDr - Equipment (Low Cost) | 0.0095208 | 0.0088083 | 0.0081094 | 0.0074164 | 0.0067842 | 0.006194 | 0.0056588 | 0.0051683 | 0.0047183 | 0.0043059 | 0.0039277 | 0.0035833
SDG&E | GWh | Industrial | Ind - Stone, Glass & Clay | MachDr | No | Ind MachDr - Equipment (Mid Cost) | 0.0076095 | 0.0070456 | 0.0064876 | 0.0059349 | 0.0054298 | 0.0049582 | 0.0045304 | 0.0041388 | 0.003779 | 0.0034491 | 0.003147 | 0.0028714
SDG&E | GWh | Industrial | Ind - Stone, Glass & Clay | MachDr | No | Ind MachDr - O&M (High Cost) | 0.0013141 | 0.0013404 | 0.0013542 | 0.0013604 | 0.0013655 | 0.001368 | 0.0013714 | 0.0013756 | 0.001378 | 0.0013797 | 0.0013821 | 0.0013834
SDG&E | GWh | Industrial | Ind - Stone, Glass & Clay | MachDr | No | Ind MachDr - O&M (Low Cost) | 0.033456 | 0.033927 | 0.034238 | 0.034322 | 0.034416 | 0.034443 | 0.034492 | 0.034531 | 0.034555 | 0.034567 | 0.034562 | 0.034563
SDG&E | GWh | Industrial | Ind - Stone, Glass & Clay | MachDr | No | Ind MachDr - O&M (Mid Cost) | 0.0054224 | 0.0055063 | 0.0055582 | 0.0055748 | 0.0055913 | 0.0055971 | 0.0057034 | 0.005711 | 0.0057157 | 0.0057182 | 0.0057186 | 0.0057193
SDG&E | GWh | Industrial | Ind - Textiles | HVAC | No | Ind HVAC - Equipment (Electric - High Cost) | 0.00022981 | 0.00021872 | 0.00020638 | 0.00019361 | 0.00018152 | 0.00016985 | 0.00015903 | 0.00014897 | 0.00013938 | 0.00013035 | 0.00012194 | 0.000114
SDG&E | GWh | Industrial | Ind - Textiles | HVAC | No | Ind HVAC - Equipment (Electric - Low Cost) | 0.00016715 | 0.00015836 | 0.00014931 | 0.00013983 | 0.00013099 | 0.00012247 | 0.00011458 | 0.00010716 | 0.00010019 | 9.3627e-05 | 8.7458e-05 | 8.1708e-05
SDG&E | GWh | Industrial | Ind - Textiles | HVAC | No | Ind HVAC - Equipment (Electric - Mid Cost) | 0.00034727 | 0.0003292 | 0.0003104 | 0.00029076 | 0.0002724 | 0.00025471 | 0.00023832 | 0.00022294 | 0.00020844 | 0.00019481 | 0.00018201 | 0.00017006
SDG&E | GWh | Industrial | Ind - Textiles | HVAC | No | Ind HVAC - O&M (Electric - High Cost) | 4.0595e-05 | 4.153e-05 | 4.1972e-05 | 4.2179e-05 | 4.2345e-05 | 4.5746e-05 | 4.5828e-05 | 4.5911e-05 | 4.596e-05 | 4.5991e-05 | 4.6015e-05 | 4.6032e-05
SDG&E | GWh | Industrial | Ind - Textiles | HVAC | No | Ind HVAC - O&M (Electric - Low Cost) | 0.0034028 | 0.003451 | 0.0034827 | 0.0034914 | 0.0035009 | 0.0035037 | 0.0035088 | 0.0035128 | 0.0035154 | 0.0035166 | 0.0035162 | 0.0035163
SDG&E | GWh | Industrial | Ind - Textiles | HVAC | No | Ind HVAC - O&M (Electric - Mid Cost) | 0.0014086 | 0.0014292 | 0.0014424 | 0.0014463 | 0.0014503 | 0.0014516 | 0.0014538 | 0.0014557 | 0.0014569 | 0.0014575 | 0.0014575 | 0.0014577
SDG&E | GWh | Industrial | Ind - Textiles | Lighting | No | Ind Lighting - Equipment (High Cost) | 0.00072023 | 0.00068455 | 0.00064529 | 0.0006047 | 0.00056635 | 0.00052941 | 0.00049519 | 0.00046336 | 0.00043309 | 0.00040463 | 0.00037811 | 0.00035315
SDG&E | GWh | Industrial | Ind - Textiles | Lighting | No | Ind Lighting - Equipment (Low Cost) | 0.00072482 | 0.00068609 | 0.00064624 | 0.00060467 | 0.0005659 | 0.0005286 | 0.00049408 | 0.00046167 | 0.00043121 | 0.00040261 | 0.00037573 | 0.00035069
SDG&E | GWh | Industrial | Ind - Textiles | Lighting | No | Ind Lighting - Equipment (Mid Cost) | 0.0058782 | 0.0055693 | 0.0052467 | 0.0049109 | 0.0045968 | 0.0042945 | 0.0040147 | 0.0037526 | 0.0035056 | 0.0032735 | 0.0030559 | 0.0028527
SDG&E | GWh | Industrial | Ind - Textiles | Lighting | No | Ind Lighting - O&M (Low Cost) | 0.00043293 | 0.00040974 | 0.00038593 | 0.00036108 | 0.00033792 | 0.00031564 | 0.00029502 | 0.00027565 | 0.00025746 | 0.00024037 | 0.00022431 | 0.00020936
SDG&E | GWh | Industrial | Ind - Textiles | Lighting | No | Ind Lighting - O&M (Mid Cost) | 0.0002253 | 0.00021341 | 0.00020328 | 0.00019022 | 0.00017803 | 0.0001663 | 0.00015545 | 0.00014527 | 0.00013569 | 0.00012669 | 0.00011824 | 0.00011037
SDG&E | GWh | Industrial | Ind - Textiles | ProcHeat | No | Ind ProcHeat - Equipment (Gas - High Cost) | -0.00013424 | -0.00013343 | -0.00013324 | -0.00013631 | -0.00013834 | -0.00013611 | -0.00013672 | -0.0001363 | -0.00013531 | -0.00013424 | -0.00013478 | -0.00013576
SDG&E | GWh | Industrial | Ind - Textiles | ProcHeat | No | Ind ProcHeat - Equipment (Gas - Mid Cost) | 1.0777e-06 | 1.0634e-06 | 1.0553e-06 | 1.0496e-06 | 1.0448e-06 | 1.0381e-06 | 1.0351e-06 | 1.0261e-06 | 1.0167e-06 | 1.0031e-06 | 1.0034e-06 | 1.0038e-06
SDG&E | GWh | Industrial | Ind - Textiles | ProcHeat | No | Ind ProcHeat - O&M (Gas - High Cost) | -4.0345e-05 | -3.9916e-05 | -3.9668e-05 | -3.9694e-05 | -3.9696e-05 | -3.9354e-05 | -3.9313e-05 | -3.9053e-05 | -3.8722e-05 | -3.8271e-05 | -3.8317e-05 | -3.8389e-05
SDG&E | GWh | Industrial | Ind - Textiles | ProcHeat | No | Ind ProcHeat - O&M (Gas - Low Cost) | 6.4526e-06 | 6.3648e-06 | 6.3151e-06 | 6.2769e-06 | 6.2446e-06 | 6.2063e-06 | 6.1868e-06 | 6.1318e-06 | 6.0747e-06 | 5.9924e-06 | 5.9928e-06 | 5.9934e-06
SDG&E | GWh | Industrial | Ind - Textiles | ProcHeat | No | Ind ProcHeat - O&M (Gas - Mid Cost) | -7.2524e-06 | -7.1565e-06 | -7.102e-06 | -7.0647e-06 | -7.0326e-06 | -6.9875e-06 | -6.9674e-06 | -6.9074e-06 | -6.8439e-06 | -6.7528e-06 | -6.7547e-06 | -6.7575e-06
SDG&E | GWh | Industrial | Ind - Textiles | MachDr | No | Ind MachDr - Equipment (High Cost) | 0.00022175 | 0.000226 | 0.00022829 | 0.00022928 | 0.00023011 | 0.0002305 | 0.00023103 | 0.00023169 | 0.00023205 | 0.00023232 | 0.00023266 | 0.00023285
SDG&E | GWh | Industrial | Ind - Textiles | MachDr | No | Ind MachDr - Equipment (Low Cost) | 0.0018045 | 0.00183 | 0.0018468 | 0.0018514 | 0.0018565 | 0.0018579 | 0.0018606 | 0.0018627 | 0.0018641 | 0.0018647 | 0.0018645 | 0.0018646
SDG&E | GWh | Industrial | Ind - Textiles | MachDr | No | Ind MachDr - Equipment (Mid Cost) | 0.0043715 | 0.0044368 | 0.0044782 | 0.0044906 | 0.0045035 | 0.0045077 | 0.0045148 | 0.0045212 | 0.0045251 | 0.0045272 | 0.0045278 | 0.0045286
SDG&E | GWh | Industrial | Ind - Textiles | MachDr | No | Ind MachDr - O&M (High Cost) | 0.00020383 | 0.0002077 | 0.00020979 | 0.00021069 | 0.00021144 | 0.00021179 | 0.00021227 | 0.00021286 | 0.00021318 | 0.00021342 | 0.00021372 | 0.00021389
SDG&E | GWh | Industrial | Ind - Textiles | MachDr | No | Ind MachDr - O&M (Low Cost) | 0.015232 | 0.0155 | 0.015642 | 0.015681 | 0.015724 | 0.015736 | 0.015759 | 0.015776 | 0.015788 | 0.015793 | 0.015791 | 0.015792
SDG&E | GWh | Industrial | Ind - Textiles | MachDr | No | Ind MachDr - O&M (Mid Cost) | 0.0032973 | 0.0033484 | 0.00338 | 0.0033901 | 0.0034002 | 0.0034037 | 0.003469 | 0.0034737 | 0.0034765 | 0.003478 | 0.0034783 | 0.0034787
SDG&E | GWh | Industrial | Ind - Transportation Equipment | HVAC | No | Ind HVAC - Equipment (Electric - High Cost) | 0.0023416 | 0.0022298 | 0.0021043 | 0.0019744 | 0.0018513 | 0.0017324 | 0.0016222 | 0.0015199 | 0.0014221 | 0.0013301 | 0.0012445 | 0.0011636
SDG&E | GWh | Industrial | Ind - Transportation Equipment | HVAC | No | Ind HVAC - Equipment (Electric - Low Cost) | 0.004445 | 0.0042113 | 0.0039704 | 0.0037184 | 0.0034833 | 0.0032567 | 0.0030468 | 0.0028497 | 0.0026641 | 0.0024897 | 0.0023256 | 0.0021727
SDG&E | GWh | Industrial | Ind - Transportation Equipment | HVAC | No | Ind HVAC - Equipment (Electric - Mid Cost) | 0.0056281 | 0.0053373 | 0.0050329 | 0.0047152 | 0.0044177 | 0.0041311 | 0.0038655 | 0.0036166 | 0.0033816 | 0.0031607 | 0.0029534 | 0.0027596
SDG&E | GWh | Industrial | Ind - Transportation Equipment | HVAC | No | Ind HVAC - Equipment (Gas - High Cost) | -7.7657e-05 | -7.4252e-05 | -7.0744e-05 | -6.7721e-05 | -6.4498e-05 | -6.067e-05 | -5.7324e-05 | -5.4023e-05 | -5.0791e-05 | -4.7789e-05 | -4.4741e-05 | -4.1933e-05
SDG&E | GWh | Industrial | Ind - Transportation Equipment | HVAC | No | Ind HVAC - Equipment (Gas - Low Cost) | -5.8789e-06 | -5.5987e-06 | -5.3239e-06 | -5.0556e-06 | -4.785e-06 | -4.5142e-06 | -4.2543e-06 | -3.9979e-06 | -3.7547e-06 | -3.524e-06 | -3.2923e-06 | -3.0758e-06
SDG&E | GWh | Industrial | Ind - Transportation Equipment | HVAC | No | Ind HVAC - Equipment (Gas - Mid Cost) | -3.2934e-05 | -3.138e-05 | -2.9847e-05 | -2.8373e-05 | -2.6876e-05 | -2.5345e-05 | -2.3894e-05 | -2.2462e-05 | -2.1099e-05 | -1.9809e-05 | -1.8512e-05 | -1.7302e-05
SDG&E | GWh | Industrial | Ind - Transportation Equipment | HVAC | No | Ind HVAC - O&M (Electric - High Cost) | 0.0038406 | 0.0039156 | 0.0039556 | 0.0042159 | 0.0042286 | 0.0042332 | 0.0042405 | 0.0042477 | 0.004252 | 0.0042546 | 0.0042563 | 0.0042576
SDG&E | GWh | Industrial | Ind - Transportation Equipment | HVAC | No | Ind HVAC - O&M (Electric - Low Cost) | 0.054936 | 0.055709 | 0.05622 | 0.056358 | 0.056511 | 0.056555 | 0.056636 | 0.0567 | 0.05674 | 0.056759 | 0.056751 | 0.056753
SDG&E | GWh | Industrial | Ind - Transportation Equipment | HVAC | No | Ind HVAC - O&M (Electric - Mid Cost) | 0.0073183 | 0.0074249 | 0.0074938 | 0.0075136 | 0.0075347 | 0.0075413 | 0.0075527 | 0.0075625 | 0.0075686 | 0.0075717 | 0.0075719 | 0.0075727
SDG&E | GWh | Industrial | Ind - Transportation Equipment | Lighting | No | Ind Lighting - Equipment (High Cost) | 0.018997 | 0.018069 | 0.017035 | 0.015968 | 0.014957 | 0.013983 | 0.013081 | 0.012243 | 0.011445 | 0.010694 | 0.0099957 | 0.0093369
SDG&E | GWh | Industrial | Ind - Transportation Equipment | Lighting | No | Ind Lighting - Equipment (Low Cost) | 0.022161 | 0.020975 | 0.019756 | 0.018484 | 0.017299 | 0.016158 | 0.015103 | 0.014112 | 0.013181 | 0.012306 | 0.011484 | 0.010719
SDG&E | GWh | Industrial | Ind - Transportation Equipment | Lighting | No | Ind Lighting - Equipment (Mid Cost) | 0.11862 | 0.11238 | 0.10587 | 0.099092 | 0.092753 | 0.086653 | 0.081006 | 0.075716 | 0.070731 | 0.066048 | 0.061656 | 0.057557
SDG&E | GWh | Industrial | Ind - Transportation Equipment | Lighting | No | Ind Lighting - O&M (High Cost) | 0.00081782 | 0.00077885 | 0.00073446 | 0.00068876 | 0.00064531 | 0.00060343 | 0.00056462 | 0.00052869 | 0.00049431 | 0.00046197 | 0.00043197 | 0.00040358
SDG&E | GWh | Industrial | Ind - Transportation Equipment | Lighting | No | Ind Lighting - O&M (Low Cost) | 0.011589 | 0.010968 | 0.01033 | 0.0096654 | 0.0090455 | 0.008449 | 0.007897 | 0.0073787 | 0.0068917 | 0.0064343 | 0.0060045 | 0.0056043
SDG&E | GWh | Industrial | Ind - Transportation Equipment | Lighting | No | Ind Lighting - O&M (Mid Cost) | 0.00087551 | 0.00082998 | 0.00078199 | 0.0007321 | 0.00068535 | 0.00065332 | 0.00061072 | 0.00057079 | 0.00053318 | 0.00049786 | 0.00046472 | 0.0004338
SDG&E | GWh | Industrial | Ind - Transportation Equipment | ProcHeat | No | Ind ProcHeat - Equipment (Electric - High Cost) | 2.7796e-06 | 2.8298e-06 | 2.8579e-06 | 2.8691e-06 | 2.879e-06 | 2.8832e-06 | 2.8894e-06 | 2.8965e-06 | 2.9005e-06 | 2.9033e-06 | 2.9066e-06 | 2.9085e-06
SDG&E | GWh | Industrial | Ind - Transportation Equipment | ProcHeat | No | Ind ProcHeat - Equipment (Electric - Low Cost) | 0.0049575 | 0.0050272 | 0.0050734 | 0.0050859 | 0.0050997 | 0.0051037 | 0.005111 | 0.0051167 | 0.0051204 | 0.0051221 | 0.0051214 | 0.0051216
SDG&E | GWh | Industrial | Ind - Transportation Equipment | ProcHeat | No | Ind ProcHeat - Equipment (Electric - Mid Cost) | 0.0033584 | 0.0034102 | 0.0034424 | 0.0034526 | 0.0034629 | 0.0034664 | 0.0034722 | 0.0034777 | 0.003481 | 0.003483 | 0.003484 | 0.0034849
SDG&E | GWh | Industrial | Ind - Transportation Equipment | ProcHeat | No | Ind ProcHeat - Equipment (Gas - High Cost) | -0.00065784 | -0.00067339 | -0.00068699 | -0.0007051 | -0.00071972 | -0.00072415 | -0.00073271 | -0.00073941 | -0.00074423 | -0.00074986 | -0.00075163 | -0.00075446
SDG&E | GWh | Industrial | Ind - Transportation Equipment | ProcHeat | No | Ind ProcHeat - Equipment (Gas - Mid Cost) | 1.1258e-05 | 1.1483e-05 | 1.1691e-05 | 1.1896e-05 | 1.2062e-05 | 1.2176e-05 | 1.2287e-05 | 1.2365e-05 | 1.2432e-05 | 1.2494e-05 | 1.2498e-05 | 1.2504e-05
SDG&E | GWh | Industrial | Ind - Transportation Equipment | ProcHeat | No | Ind ProcHeat - O&M (Gas - High Cost) | -0.00010537 | -0.00010785 | -0.00010999 | -0.0001127 | -0.00011489 | -0.00011569 | -0.000117 | -0.00011803 | -0.00011879 | -0.00011963 | -0.00011989 | -0.00012028
SDG&E | GWh | Industrial | Ind - Transportation Equipment | ProcHeat | No | Ind ProcHeat - O&M (Gas - Low Cost) | 1.3337e-05 | 1.3596e-05 | 1.3839e-05 | 1.4067e-05 | 1.4252e-05 | 1.4392e-05 | 1.4519e-05 | 1.4605e-05 | 1.4683e-05 | 1.4751e-05 | 1.4751e-05 | 1.4752e-05
SDG&E | GWh | Industrial | Ind - Transportation Equipment | SHW | No | Ind SHW - Equipment (High Cost) | 4.8667e-05 | 4.7425e-05 | 4.6049e-05 | 4.4907e-05 | 4.3576e-05 | 4.1786e-05 | 4.0235e-05 | 3.8642e-05 | 3.7028e-05 | 3.5504e-05 | 3.3876e-05 | 3.2355e-05
SDG&E | GWh | Industrial | Ind - Transportation Equipment | SHW | No | Ind SHW - O&M (High Cost) | -3.0718e-05 | -2.9016e-05 | -4.1851e-05 | -0.00012089 | -0.00017275 | -0.00014476 | -0.00016373 | -0.00017811 | -0.00018301 | -0.00019758 | -0.00020392 | -0.00021823
SDG&E | GWh | Industrial | Ind - Transportation Equipment | SHW | No | Ind SHW - O&M (Mid Cost) | -1.9314e-05 | -1.9709e-05 | -2.0071e-05 | -2.0441e-05 | -2.0742e-05 | -2.0931e-05 | -2.1128e-05 | -2.1268e-05 | -2.1387e-05 | -2.15e-05 | -2.1512e-05 | -2.153e-05
SDG&E | GWh | Industrial | Ind - Transportation Equipment | ProcRefrig | No | Ind ProcRefrig - O&M (High Cost) | 0.0012968 | 0.0013224 | 0.001336 | 0.0013421 | 0.0013471 | 0.0013494 | 0.0013527 | 0.0013568 | 0.001359 | 0.0013607 | 0.001363 | 0.0013642
SDG&E | GWh | Industrial | Ind - Transportation Equipment | ProcRefrig | No | Ind ProcRefrig - O&M (Mid Cost) | 0.0099519 | 0.010102 | 0.010196 | 0.010225 | 0.010383 | 0.010392 | 0.010408 | 0.010421 | 0.010429 | 0.010433 | 0.010433 | 0.010434
SDG&E | GWh | Industrial | Ind - Transportation Equipment | MachDr | No | Ind MachDr - Equipment (High Cost) | 0.0085902 | 0.0087466 | 0.0088338 | 0.0088701 | 0.0089018 | 0.0089145 | 0.008934 | 0.0089568 | 0.0089694 | 0.0089787 | 0.0089894 | 0.008996
SDG&E | GWh | Industrial | Ind - Transportation Equipment | MachDr | No | Ind MachDr - Equipment (Low Cost) | 0.079147 | 0.080263 | 0.081 | 0.081201 | 0.081421 | 0.081486 | 0.081603 | 0.081695 | 0.081755 | 0.081782 | 0.081771 | 0.081774
SDG&E | GWh | Industrial | Ind - Transportation Equipment | MachDr | No | Ind MachDr - Equipment (Mid Cost) | 0.093954 | 0.095341 | 0.096228 | 0.096489 | 0.096763 | 0.096851 | 0.097001 | 0.097133 | 0.097214 | 0.097257 | 0.097264 | 0.097278
SDG&E | GWh | Industrial | Ind - Transportation Equipment | MachDr | No | Ind MachDr - O&M (High Cost) | 0.015093 | 0.015371 | 0.015524 | 0.015587 | 0.015642 | 0.015666 | 0.0157 | 0.015741 | 0.015763 | 0.01578 | 0.015799 | 0.01581
SDG&E | GWh | Industrial | Ind - Transportation Equipment | MachDr | No | Ind MachDr - O&M (Low Cost) | 0.41794 | 0.42514 | 0.42904 | 0.4301 | 0.43127 | 0.43161 | 0.43223 | 0.43271 | 0.43303 | 0.43317 | 0.43311 | 0.43313
SDG&E | GWh | Industrial | Ind - Transportation Equipment | MachDr | No | Ind MachDr - O&M (Mid Cost) | 0.081902 | 0.083132 | 0.08391 | 0.084146 | 0.085428 | 0.085502 | 0.08563 | 0.085738 | 0.085806 | 0.08584 | 0.08584 | 0.085848
SDG&E | GWh | Agricultural | Agr - Concentrated Animal Feeding Operation | SHW | No | Ag SHWC - Equipment (Low Cost) | 6.9248e-05 | 6.9557e-05 | 6.985e-05 | 7.012e-05 | 7.0081e-05 | 7.0078e-05 | 7.008e-05 | 7.0083e-05 | 7.0084e-05 | 7.0086e-05 | 7.0452e-05 | 7.082e-05
SDG&E | GWh | Agricultural | Agr - Concentrated Animal Feeding Operation | SHW | No | Ag SHWC - Equipment (Mid Cost) | 9.7946e-05 | 9.8416e-05 | 9.8846e-05 | 9.9296e-05 | 9.9292e-05 | 9.9265e-05 | 9.929e-05 | 9.9317e-05 | 9.9328e-05 | 9.9353e-05 | 9.9889e-05 | 0.00010044
SDG&E | GWh | Agricultural | Agr - Concentrated Animal Feeding Operation | SHW | No | Ag SHWC - O&M (High Cost) | -3.7214e-06 | -3.7426e-06 | -3.7605e-06 | -3.7842e-06 | -3.7892e-06 | -3.7858e-06 | -3.7889e-06 | -3.7923e-06 | -3.7936e-06 | -3.7967e-06 | -3.819e-06 | -3.8427e-06
SDG&E | GWh | Agricultural | Agr - Concentrated Animal Feeding Operation | SHW | No | Ag SHWC - O&M (Mid Cost) | 6.5185e-05 | 6.5499e-05 | 6.5785e-05 | 6.6085e-05 | 6.6083e-05 | 6.6064e-05 | 6.6081e-05 | 6.61e-05 | 6.6107e-05 | 6.6123e-05 | 6.6481e-05 | 6.6847e-05
SDG&E | GWh | Agricultural | Agr - Dairies | ProcRefrig | No | Ag Refrigeration - Equipment (High Cost) | 0.0065671 | 0.0066428 | 0.0067038 | 0.0067815 | 0.0068517 | 0.0069136 | 0.0069608 | 0.0070102 | 0.0070388 | 0.0070465 | 0.0070264 | 0.0070037
SDG&E | GWh | Agricultural | Agr - Dairies | ProcRefrig | No | Ag Refrigeration - Equipment (Low Cost) | 1.4557e-05 | 1.4681e-05 | 1.4808e-05 | 1.4963e-05 | 1.511e-05 | 1.5238e-05 | 1.5336e-05 | 1.5434e-05 | 1.5492e-05 | 1.5504e-05 | 1.5449e-05 | 1.5395e-05
SDG&E | GWh | Agricultural | Agr - Dairies | ProcRefrig | No | Ag Refrigeration - Equipment (Mid Cost) | 0.0020789 | 0.0020988 | 0.0021174 | 0.0021404 | 0.0021618 | 0.0021805 | 0.0021949 | 0.0022098 | 0.0022185 | 0.0022206 | 0.0022136 | 0.0022061
SDG&E | GWh | Agricultural | Agr - Dairies | ProcRefrig | No | Ag Refrigeration - O&M (High Cost) | 0.019446 | 0.01967 | 0.019851 | 0.020081 | 0.020288 | 0.020472 | 0.020612 | 0.020758 | 0.020843 | 0.021396 | 0.021327 | 0.021254
SDG&E | GWh | Agricultural | Agr - Dairies | ProcRefrig | No | Ag Refrigeration - O&M (Low Cost) | 0.054606 | 0.055278 | 0.055753 | 0.056335 | 0.056886 | 0.057368 | 0.057735 | 0.058103 | 0.05832 | 0.058363 | 0.058157 | 0.05795
SDG&E | GWh | Agricultural | Agr - Dairies | ProcRefrig | No | Ag Refrigeration - O&M (Mid Cost) | 0.032585 | 0.032897 | 0.033187 | 0.033548 | 0.033883 | 0.034709 | 0.034934 | 0.035162 | 0.035297 | 0.035326 | 0.035207 | 0.035084
SDG&E | GWh | Agricultural | Agr - Dairies | MachDr | No | Ag Process Mtr - Equipment (High Cost) | 0.027758 | 0.028126 | 0.028395 | 0.028746 | 0.029057 | 0.029326 | 0.029539 | 0.029778 | 0.029913 | 0.029961 | 0.029902 | 0.029821
SDG&E | GWh | Agricultural | Agr - Dairies | MachDr | No | Ag Process Mtr - Equipment (Low Cost) | 0.13533 | 0.13647 | 0.13764 | 0.13908 | 0.14044 | 0.14163 | 0.14254 | 0.14345 | 0.14398 | 0.14409 | 0.14358 | 0.14307
SDG&E | GWh | Agricultural | Agr - Dairies | MachDr | No | Ag Process Mtr - Equipment (Mid Cost) | 0.14554 | 0.14686 | 0.14814 | 0.14971 | 0.15119 | 0.1525 | 0.15349 | 0.1545 | 0.15509 | 0.15522 | 0.15471 | 0.15417
SDG&E | GWh | Agricultural | Agr - Dairies | MachDr | No | Ag Process Mtr - O&M (High Cost) | 0.010503 | 0.010624 | 0.010722 | 0.010846 | 0.010958 | 0.011057 | 0.011132 | 0.011211 | 0.011256 | 0.011554 | 0.011517 | 0.011478
SDG&E | GWh | Agricultural | Agr - Dairies | MachDr | No | Ag Process Mtr - O&M (Low Cost) | 0.39747 | 0.40078 | 0.40422 | 0.40842 | 0.41241 | 0.41589 | 0.41854 | 0.4212 | 0.42277 | 0.42307 | 0.42157 | 0.42006
SDG&E | GWh | Agricultural | Agr - Dairies | MachDr | No | Ag Process Mtr - O&M (Mid Cost) | 0.04121 | 0.041589 | 0.041953 | 0.042886 | 0.043308 | 0.043678 | 0.043959 | 0.044244 | 0.044412 | 0.044447 | 0.044295 | 0.04414
SDG&E | GWh | Agricultural | Agr - Irrigated Agriculture | MachDr | No | Ag Motor Pmp - Equipment (High Cost) | 0.02673 | 0.027086 | 0.027345 | 0.027684 | 0.027984 | 0.028243 | 0.028449 | 0.028679 | 0.02881 | 0.028856 | 0.028799 | 0.028721
SDG&E | GWh | Agricultural | Agr - Irrigated Agriculture | MachDr | No | Ag Motor Pmp - Equipment (Low Cost) | 0.070966 | 0.071566 | 0.072181 | 0.072935 | 0.073649 | 0.074274 | 0.074749 | 0.075227 | 0.075508 | 0.075564 | 0.075299 | 0.075032
SDG&E | GWh | Agricultural | Agr - Irrigated Agriculture | MachDr | No | Ag Motor Pmp - Equipment (Mid Cost) | 0.11329 | 0.11433 | 0.11533 | 0.11656 | 0.11771 | 0.11873 | 0.1195 | 0.12029 | 0.12075 | 0.12086 | 0.12046 | 0.12004
SDG&E | GWh | Agricultural | Agr - Irrigated Agriculture | MachDr | No | Ag Motor Pmp - O&M (High Cost) | 0.001031 | 0.0010436 | 0.0010533 | 0.0010657 | 0.0010769 | 0.0010867 | 0.0010944 | 0.0011028 | 0.0011076 | 0.0011091 | 0.0011065 | 0.0011388
SDG&E | GWh | Agricultural | Agr - Irrigated Agriculture | MachDr | No | Ag Motor Pmp - O&M (Low Cost) | 0.061062 | 0.061571 | 0.062099 | 0.062745 | 0.063358 | 0.063894 | 0.064301 | 0.06471 | 0.06495 | 0.064997 | 0.064766 | 0.064535
SDG&E | GWh | Agricultural | Agr - Irrigated Agriculture | MachDr | No | Ag Motor Pmp - O&M (Mid Cost) | 0.01513 | 0.015269 | 0.015403 | 0.015741 | 0.015896 | 0.016032 | 0.016135 | 0.01624 | 0.016301 | 0.016314 | 0.016258 | 0.016201
SDG&E | GWh | Agricultural | Agr - Post-Harvest Processing | ProcHeat | No | Ag Process Dry - Equipment (High Cost) | 0.00030909 | 0.00031143 | 0.00031319 | 0.00031625 | 0.00031751 | 0.00031684 | 0.00031745 | 0.00031814 | 0.0003184 | 0.00031888 | 0.00032089 | 0.0003231
SDG&E | GWh | Agricultural | Agr - Post-Harvest Processing | ProcHeat | No | Ag Process Dry - Equipment (Mid Cost) | 0.00043189 | 0.00043394 | 0.00043582 | 0.00043775 | 0.0004377 | 0.00043759 | 0.00043769 | 0.00043779 | 0.00043783 | 0.00043792 | 0.00044027 | 0.00044268
SDG&E | GWh | Agricultural | Agr - Post-Harvest Processing | ProcHeat | No | Ag Process Dry - O&M (High Cost) | -0.00056108 | -0.00056416 | -0.00056682 | -0.00057021 | -0.00057081 | -0.00057036 | -0.00057076 | -0.0005712 | -0.00057137 | -0.00057177 | -0.00057507 | -0.00057856
SDG&E | GWh | Agricultural | Agr - Post-Harvest Processing | ProcHeat | No | Ag Process Dry - O&M (Mid Cost) | -8.5619e-05 | -8.6034e-05 | -8.6411e-05 | -8.6811e-05 | -8.6813e-05 | -8.6787e-05 | -8.681e-05 | -8.6837e-05 | -8.6847e-05 | -8.6871e-05 | -8.7342e-05 | -8.7826e-05
SDG&E | GWh | Agricultural | Agr - Post-Harvest Processing | ProcRefrig | No | Ag Refrigeration - Equipment (High Cost) | 0.0065343 | 0.0066096 | 0.0066703 | 0.0067476 | 0.0068174 | 0.006879 | 0.006926 | 0.0069751 | 0.0070036 | 0.0070112 | 0.0069912 | 0.0069687
SDG&E | GWh | Agricultural | Agr - Post-Harvest Processing | ProcRefrig | No | Ag Refrigeration - Equipment (Low Cost) | 1.4485e-05 | 1.4608e-05 | 1.4734e-05 | 1.4888e-05 | 1.5034e-05 | 1.5162e-05 | 1.5259e-05 | 1.5357e-05 | 1.5414e-05 | 1.5426e-05 | 1.5372e-05 | 1.5318e-05
SDG&E | GWh | Agricultural | Agr - Post-Harvest Processing | ProcRefrig | No | Ag Refrigeration - Equipment (Mid Cost) | 0.0020685 | 0.0020883 | 0.0021068 | 0.0021297 | 0.002151 | 0.0021696 | 0.0021839 | 0.0021988 | 0.0022074 | 0.0022094 | 0.0022025 | 0.0021951
SDG&E | GWh | Agricultural | Agr - Post-Harvest Processing | ProcRefrig | No | Ag Refrigeration - O&M (High Cost) | 0.019348 | 0.019571 | 0.019751 | 0.01998 | 0.020187 | 0.020369 | 0.020508 | 0.020654 | 0.020739 | 0.021289 | 0.02122 | 0.021148
SDG&E | GWh | Agricultural | Agr - Post-Harvest Processing | ProcRefrig | No | Ag Refrigeration - O&M (Low Cost) | 0.054333 | 0.055002 | 0.055475 | 0.056053 | 0.056602 | 0.057081 | 0.057446 | 0.057812 | 0.058028 | 0.058071 | 0.057866 | 0.05766
SDG&E | GWh | Agricultural | Agr - Post-Harvest Processing | ProcRefrig | No | Ag Refrigeration - O&M (Mid Cost) | 0.032422 | 0.032733 | 0.033021 | 0.03338 | 0.033714 | 0.034535 | 0.034759 | 0.034987 | 0.03512 | 0.035149 | 0.035031 | 0.034909
SDG&E | GWh | Agricultural | Agr - Post-Harvest Processing | MachDr | No | Ag Process Mtr - Equipment (High Cost) | 0.027619 | 0.027985 | 0.028253 | 0.028603 | 0.028912 | 0.029179 | 0.029392 | 0.029629 | 0.029764 | 0.029811 | 0.029753 | 0.029672
SDG&E | GWh | Agricultural | Agr - Post-Harvest Processing | MachDr | No | Ag Process Mtr - Equipment (Low Cost) | 0.13465 | 0.13579 | 0.13695 | 0.13838 | 0.13974 | 0.14092 | 0.14182 | 0.14273 | 0.14326 | 0.14337 | 0.14286 | 0.14236
SDG&E | GWh | Agricultural | Agr - Post-Harvest Processing | MachDr | No | Ag Process Mtr - Equipment (Mid Cost) | 0.14481 | 0.14612 | 0.1474 | 0.14897 | 0.15044 | 0.15173 | 0.15272 | 0.15373 | 0.15432 | 0.15445 | 0.15393 | 0.1534
SDG&E | GWh | Agricultural | Agr - Post-Harvest Processing | MachDr | No | Ag Process Mtr - O&M (High Cost) | 0.010451 | 0.010571 | 0.010668 | 0.010792 | 0.010903 | 0.011002 | 0.011076 | 0.011155 | 0.0112 | 0.011496 | 0.011459 | 0.01142
SDG&E | GWh | Agricultural | Agr - Post-Harvest Processing | MachDr | No | Ag Process Mtr - O&M (Low Cost) | 0.39549 | 0.39877 | 0.40219 | 0.40637 | 0.41034 | 0.41382 | 0.41645 | 0.41909 | 0.42065 | 0.42096 | 0.41946 | 0.41796
SDG&E | GWh | Agricultural | Agr - Post-Harvest Processing | MachDr | No | Ag Process Mtr - O&M (Mid Cost) | 0.041004 | 0.041381 | 0.041744 | 0.042672 | 0.043092 | 0.043459 | 0.043739 | 0.044023 | 0.04419 | 0.044225 | 0.044073 | 0.043919
SDG&E | GWh | Agricultural | Agr - Refrigerated Warehouses | ProcRefrig | No | Ag Refrigeration - Equipment (High Cost) | 0.0065671 | 0.0066428 | 0.0067038 | 0.0067815 | 0.0068517 | 0.0069136 | 0.0069608 | 0.0070102 | 0.0070388 | 0.0070465 | 0.0070264 | 0.0070037
SDG&E | GWh | Agricultural | Agr - Refrigerated Warehouses | ProcRefrig | No | Ag Refrigeration - Equipment (Low Cost) | 1.4557e-05 | 1.4681e-05 | 1.4808e-05 | 1.4963e-05 | 1.511e-05 | 1.5238e-05 | 1.5336e-05 | 1.5434e-05 | 1.5492e-05 | 1.5504e-05 | 1.5449e-05 | 1.5395e-05
SDG&E | GWh | Agricultural | Agr - Refrigerated Warehouses | ProcRefrig | No | Ag Refrigeration - Equipment (Mid Cost) | 0.0020789 | 0.0020988 | 0.0021174 | 0.0021404 | 0.0021618 | 0.0021805 | 0.0021949 | 0.0022098 | 0.0022185 | 0.0022206 | 0.0022136 | 0.0022061
SDG&E | GWh | Agricultural | Agr - Refrigerated Warehouses | ProcRefrig | No | Ag Refrigeration - O&M (High Cost) | 0.019446 | 0.01967 | 0.019851 | 0.020081 | 0.020288 | 0.020472 | 0.020612 | 0.020758 | 0.020843 | 0.021396 | 0.021327 | 0.021254
SDG&E | GWh | Agricultural | Agr - Refrigerated Warehouses | ProcRefrig | No | Ag Refrigeration - O&M (Low Cost) | 0.054606 | 0.055278 | 0.055753 | 0.056335 | 0.056886 | 0.057368 | 0.057735 | 0.058103 | 0.05832 | 0.058363 | 0.058157 | 0.05795
SDG&E | GWh | Agricultural | Agr - Refrigerated Warehouses | ProcRefrig | No | Ag Refrigeration - O&M (Mid Cost) | 0.032585 | 0.032897 | 0.033187 | 0.033548 | 0.033883 | 0.034709 | 0.034934 | 0.035162 | 0.035297 | 0.035326 | 0.035207 | 0.035084
SDG&E | GWh | Agricultural | Agr - Wineries and Vineyards | HVAC | No | Ag HVAC - Equipment (High Cost) | 1.3285e-06 | 1.3756e-06 | 1.4004e-06 | 1.4843e-06 | 1.5396e-06 | 1.5143e-06 | 1.5375e-06 | 1.5638e-06 | 1.5739e-06 | 1.5968e-06 | 1.625e-06 | 1.663e-06
SDG&E | GWh | Agricultural | Agr - Wineries and Vineyards | SHW | No | Ag SHWC - Equipment (High Cost) | 7.3659e-09 | 7.3983e-09 | 7.4293e-09 | 7.4573e-09 | 7.4525e-09 | 7.4525e-09 | 7.4525e-09 | 7.4525e-09 | 7.4525e-09 | 7.4525e-09 | 7.4912e-09 | 7.53e-09
SDG&E | GWh | Agricultural | Agr - Wineries and Vineyards | ProcRefrig | No | Ag Refrigeration - Equipment (High Cost) | 0.0065671 | 0.0066428 | 0.0067038 | 0.0067815 | 0.0068517 | 0.0069136 | 0.0069608 | 0.0070102 | 0.0070388 | 0.0070465 | 0.0070264 | 0.0070037
SDG&E | GWh | Agricultural | Agr - Wineries and Vineyards | ProcRefrig | No | Ag Refrigeration - Equipment (Low Cost) | 1.4557e-05 | 1.4681e-05 | 1.4808e-05 | 1.4963e-05 | 1.511e-05 | 1.5238e-05 | 1.5336e-05 | 1.5434e-05 | 1.5492e-05 | 1.5504e-05 | 1.5449e-05 | 1.5395e-05
SDG&E | GWh | Agricultural | Agr - Wineries and Vineyards | ProcRefrig | No | Ag Refrigeration - Equipment (Mid Cost) | 0.0020789 | 0.0020988 | 0.0021174 | 0.0021404 | 0.0021618 | 0.0021805 | 0.0021949 | 0.0022098 | 0.0022185 | 0.0022206 | 0.0022136 | 0.0022061
SDG&E | GWh | Agricultural | Agr - Wineries and Vineyards | ProcRefrig | No | Ag Refrigeration - O&M (High Cost) | 0.019446 | 0.01967 | 0.019851 | 0.020081 | 0.020288 | 0.020472 | 0.020612 | 0.020758 | 0.020843 | 0.021396 | 0.021327 | 0.021254
SDG&E | GWh | Agricultural | Agr - Wineries and Vineyards | ProcRefrig | No | Ag Refrigeration - O&M (Low Cost) | 0.054606 | 0.055278 | 0.055753 | 0.056335 | 0.056886 | 0.057368 | 0.057735 | 0.058103 | 0.05832 | 0.058363 | 0.058157 | 0.05795
SDG&E | GWh | Agricultural | Agr - Wineries and Vineyards | ProcRefrig | No | Ag Refrigeration - O&M (Mid Cost) | 0.032585 | 0.032897 | 0.033187 | 0.033548 | 0.033883 | 0.034709 | 0.034934 | 0.035162 | 0.035297 | 0.035326 | 0.035207 | 0.035084
SDG&E | GWh | Street Lighting | Street - Lights | Stl | Yes | StreetLight - Base with Controls | 0.0040207 | 0.0089361 | 0.0059049 | 0.0065434 | 0.0059161 | 0.0059686 | 0.0049014 | 0.0032336 | 0.0034522 | 0.0040953 | 0.0035395 | 0.0032625
SDG&E | GWh | Street Lighting | Street - Lights | Stl | Yes | StreetLight - Induction with Controls | 0.037757 | 0.089232 | 0.072109 | 0.075647 | 0.07337 | 0.073551 | 0.064406 | 0.04825 | 0.046528 | 0.048152 | 0.039555 | 0.033186
SDG&E | GWh | Street Lighting | Street - Lights | Stl | Yes | StreetLight - LED | 0.22668 | 0.70094 | 1.0274 | 1.19 | 1.3686 | 1.4625 | 1.5489 | 1.6245 | 1.4123 | 1.0904 | 0.78089 | 0.38326
SDG&E | GWh | Street Lighting | Street - Lights | Stl | Yes | StreetLight - LED with Controls | 0.036487 | 0.15781 | 0.25488 | 0.31999 | 0.42231 | 0.53603 | 0.65001 | 0.77133 | 0.86737 | 0.94328 | 1.0287 | 1.1562
SDG&E | GWh | Street Lighting | Street - Signs | Stl | Yes | StreetLight - LED | 0.032154 | 0.067445 | 0.096308 | 0.11881 | 0.14518 | 0.1686 | 0.18384 | 0.19173 | 0.18227 | 0.15935 | 0.14043 | 0.11597
SDG&E | GWh | Street Lighting | Street - Signs | Stl | No | StreetLight - Induction | 0.17736 | 0.17545 | 0.12456 | 0.064344 | 0.0014287 | 0 | 0 | 0 | 0 | 0 | 0 | 0
SDG&E | MW | Industrial | Ind - Chemicals | HVAC | No | Ind HVAC - Equipment (Electric - High Cost) | 0.00018306 | 0.00017405 | 0.00016421 | 0.00015401 | 0.00014438 | 0.00013506 | 0.00012644 | 0.00011841 | 0.00011076 | 0.00010358 | 9.6864e-05 | 9.0551e-05
SDG&E | MW | Industrial | Ind - Chemicals | HVAC | No | Ind HVAC - Equipment (Electric - Low Cost) | 8.2009e-05 | 7.7694e-05 | 7.3249e-05 | 6.86e-05 | 6.4261e-05 | 6.0081e-05 | 5.6209e-05 | 5.257e-05 | 4.9147e-05 | 4.5929e-05 | 4.2902e-05 | 4.0081e-05
SDG&E | MW | Industrial | Ind - Chemicals | HVAC | No | Ind HVAC - Equipment (Electric - Mid Cost) | 6.1545e-05 | 5.8342e-05 | 5.5011e-05 | 5.1532e-05 | 4.828e-05 | 4.5143e-05 | 4.2239e-05 | 3.9513e-05 | 3.6944e-05 | 3.4529e-05 | 3.226e-05 | 3.0142e-05
SDG&E | MW | Industrial | Ind - Chemicals | HVAC | No | Ind HVAC - Equipment (Gas - High Cost) | -1.5038e-07 | -1.5209e-07 | -1.5127e-07 | -1.5222e-07 | -1.5198e-07 | -1.4796e-07 | -1.4655e-07 | -1.4484e-07 | -1.4216e-07 | -1.3979e-07 | -1.3131e-07 | -1.2367e-07
SDG&E | MW | Industrial | Ind - Chemicals | HVAC | No | Ind HVAC - Equipment (Gas - Mid Cost) | -1.5403e-07 | -1.5435e-07 | -1.5272e-07 | -1.5025e-07 | -1.4746e-07 | -1.4479e-07 | -1.4243e-07 | -1.3977e-07 | -1.3682e-07 | -1.3367e-07 | -1.2493e-07 | -1.1678e-07
SDG&E | MW | Industrial | Ind - Chemicals | HVAC | No | Ind HVAC - O&M (Electric - High Cost) | 0.00015438 | 0.00015735 | 0.00016815 | 0.00016867 | 0.00016917 | 0.00016935 | 0.00016964 | 0.00016993 | 0.00017009 | 0.0001702 | 0.00017026 | 0.00017031
SDG&E | MW | Industrial | Ind - Chemicals | HVAC | No | Ind HVAC - O&M (Electric - Low Cost) | 0.0025638 | 0.0025998 | 0.0026236 | 0.0026301 | 0.0026372 | 0.0026392 | 0.002643 | 0.0026459 | 0.0026478 | 0.0026487 | 0.0026483 | 0.0026484
SDG&E | MW | Industrial | Ind - Chemicals | HVAC | No | Ind HVAC - O&M (Electric - Mid Cost) | 0.00054712 | 0.000555 | 0.00056014 | 0.00056164 | 0.00056326 | 0.0005637 | 0.00056455 | 0.00056526 | 0.00056571 | 0.00056594 | 0.00056593 | 0.00056601
SDG&E | MW | Industrial | Ind - Chemicals | HVAC | No | Ind HVAC - O&M (Gas - High Cost) | 1.892e-05 | 2.0301e-05 | 2.1501e-05 | 2.2642e-05 | 2.3784e-05 | 2.5002e-05 | 2.6328e-05 | 2.7658e-05 | 2.8982e-05 | 3.0309e-05 | 3.0325e-05 | 3.0344e-05
SDG&E | MW | Industrial | Ind - Chemicals | HVAC | No | Ind HVAC - O&M (Gas - Mid Cost) | 4.7497e-05 | 5.0925e-05 | 5.3919e-05 | 5.6714e-05 | 5.952e-05 | 6.259e-05 | 6.5884e-05 | 6.9178e-05 | 7.2477e-05 | 7.5766e-05 | 7.5776e-05 | 7.5787e-05
SDG&E | MW | Industrial | Ind - Chemicals | Lighting | No | Ind Lighting - Equipment (High Cost) | 0.0010166 | 0.00096697 | 0.00091164 | 0.00085453 | 0.00080044 | 0.00074832 | 0.00070004 | 0.00065521 | 0.00061248 | 0.0005723 | 0.00053492 | 0.00049966
SDG&E | MW | Industrial | Ind - Chemicals | Lighting | No | Ind Lighting - Equipment (Low Cost) | 0.00023271 | 0.00022026 | 0.00020746 | 0.00019411 | 0.00018167 | 0.00016969 | 0.0001586 | 0.0001482 | 0.00013842 | 0.00012924 | 0.00012061 | 0.00011257
SDG&E | MW | Industrial | Ind - Chemicals | Lighting | No | Ind Lighting - Equipment (Mid Cost) | 0.0025386 | 0.0024049 | 0.0022656 | 0.0021205 | 0.0019848 | 0.0018542 | 0.0017334 | 0.0016201 | 0.0015135 | 0.0014132 | 0.0013192 | 0.0012315
SDG&E | MW | Industrial | Ind - Chemicals | Lighting | No | Ind Lighting - O&M (High Cost) | 3.6607e-05 | 3.4774e-05 | 3.2776e-05 | 3.0708e-05 | 2.8758e-05 | 2.6879e-05 | 2.5139e-05 | 2.3519e-05 | 2.198e-05 | 2.119e-05 | 1.9782e-05 | 1.8467e-05
SDG&E | MW | Industrial | Ind - Chemicals | Lighting | No | Ind Lighting - O&M (Low Cost) | 0.00010692 | 0.00010119 | 9.5309e-05 | 8.9173e-05 | 8.3454e-05 | 7.7951e-05 | 7.2858e-05 | 6.8076e-05 | 6.3583e-05 | 5.9364e-05 | 5.5398e-05 | 5.1706e-05
SDG&E | MW | Industrial | Ind - Chemicals | Lighting | No | Ind Lighting - O&M (Mid Cost) | 0.00065835 | 0.00062371 | 0.00058758 | 0.00055704 | 0.00052136 | 0.00048702 | 0.00045524 | 0.00042543 | 0.00039738 | 0.00037104 | 0.0003463 | 0.00032325
SDG&E | MW | Industrial | Ind - Chemicals | ProcHeat | No | Ind ProcHeat - Equipment (Electric - High Cost) | 0.00080736 | 0.00082239 | 0.00083065 | 0.00083415 | 0.00083715 | 0.00083844 | 0.00084032 | 0.00084257 | 0.00084381 | 0.00084473 | 0.00084585 | 0.0008465
SDG&E | MW | Industrial | Ind - Chemicals | ProcHeat | No | Ind ProcHeat - Equipment (Electric - Low Cost) | 0.00024167 | 0.00024509 | 0.00024734 | 0.00024796 | 0.00024863 | 0.00024883 | 0.00024919 | 0.00024948 | 0.00024966 | 0.00024975 | 0.00024972 | 0.00024973
SDG&E | MW | Industrial | Ind - Chemicals | ProcHeat | No | Ind ProcHeat - Equipment (Electric - Mid Cost) | 9.0081e-06 | 9.1413e-06 | 9.2264e-06 | 9.2516e-06 | 9.2779e-06 | 9.2863e-06 | 9.3008e-06 | 9.3135e-06 | 9.3213e-06 | 9.3255e-06 | 9.3263e-06 | 9.3277e-06
SDG&E | MW | Industrial | Ind - Chemicals | ProcHeat | No | Ind ProcHeat - Equipment (Gas - High Cost) | -3.716e-05 | -3.9954e-05 | -4.2368e-05 | -4.4855e-05 | -4.7313e-05 | -4.963e-05 | -5.2348e-05 | -5.5085e-05 | -5.776e-05 | -6.0485e-05 | -6.0557e-05 | -6.0669e-05
SDG&E | MW | Industrial | Ind - Chemicals | ProcHeat | No | Ind ProcHeat - O&M (Gas - High Cost) | -1.8588e-06 | -1.9985e-06 | -2.119e-06 | -2.2422e-06 | -2.3641e-06 | -2.4805e-06 | -2.616e-06 | -2.7525e-06 | -2.886e-06 | -3.021e-06 | -3.0245e-06 | -3.0298e-06
SDG&E | MW | Industrial | Ind - Chemicals | ProcHeat | No | Ind ProcHeat - O&M (Gas - Mid Cost) | -5.1673e-06 | -5.541e-06 | -5.8675e-06 | -6.1753e-06 | -6.4839e-06 | -6.8166e-06 | -7.1766e-06 | -7.5367e-06 | -7.8967e-06 | -8.2564e-06 | -8.2585e-06 | -8.2615e-06
SDG&E | MW | Industrial | Ind - Chemicals | SHW | No | Ind SHW - O&M (Mid Cost) | -1.2807e-06 | -1.3738e-06 | -1.4549e-06 | -1.5321e-06 | -1.6094e-06 | -1.6916e-06 | -1.7813e-06 | -1.871e-06 | -1.9605e-06 | -2.0502e-06 | -2.051e-06 | -2.0523e-06
SDG&E | MW | Industrial | Ind - Chemicals | ProcRefrig | No | Ind ProcRefrig - O&M (Low Cost) | 0.00016555 | 0.00016787 | 0.00016941 | 0.00016983 | 0.00017029 | 0.00017042 | 0.00017067 | 0.00017086 | 0.00017098 | 0.00017103 | 0.00017101 | 0.00017101
SDG&E | MW | Industrial | Ind - Chemicals | MachDr | No | Ind MachDr - Equipment (High Cost) | 0.0012874 | 0.001311 | 0.0013241 | 0.0013294 | 0.0013341 | 0.0013361 | 0.001339 | 0.0013425 | 0.0013444 | 0.0013458 | 0.0013474 | 0.0013484
SDG&E | MW | Industrial | Ind - Chemicals | MachDr | No | Ind MachDr - Equipment (Low Cost) | 0.0052865 | 0.0053614 | 0.0054106 | 0.0054241 | 0.0054389 | 0.0054433 | 0.0054512 | 0.0054574 | 0.0054614 | 0.0054633 | 0.0054627 | 0.0054629
SDG&E | MW | Industrial | Ind - Chemicals | MachDr | No | Ind MachDr - Equipment (Mid Cost) | 0.0038311 | 0.0038879 | 0.0039241 | 0.0039349 | 0.0039461 | 0.0039497 | 0.0039559 | 0.0039613 | 0.0039647 | 0.0039665 | 0.0039669 | 0.0039675
SDG&E | MW | Industrial | Ind - Chemicals | MachDr | No | Ind MachDr - O&M (High Cost) | 0.00022866 | 0.00023288 | 0.00023521 | 0.00023617 | 0.00023699 | 0.00023736 | 0.00023788 | 0.0002385 | 0.00023884 | 0.00023909 | 0.00023939 | 0.00023956
SDG&E | MW | Industrial | Ind - Chemicals | MachDr | No | Ind MachDr - O&M (Low Cost) | 0.010044 | 0.010186 | 0.010279 | 0.010304 | 0.010332 | 0.01034 | 0.010355 | 0.010367 | 0.010374 | 0.010378 | 0.010376 | 0.010377
SDG&E | MW | Industrial | Ind - Chemicals | MachDr | No | Ind MachDr - O&M (Mid Cost) | 0.0011374 | 0.0011549 | 0.0011658 | 0.0011693 | 0.0011727 | 0.0011739 | 0.0011958 | 0.0011974 | 0.0011983 | 0.0011989 | 0.0011989 | 0.0011991
SDG&E | MW | Industrial | Ind - Electronics | HVAC | No | Ind HVAC - Equipment (Electric - High Cost) | 0.0018729 | 0.0017836 | 0.0016832 | 0.0015794 | 0.001481 | 0.0013859 | 0.0012978 | 0.0012159 | 0.0011377 | 0.0010642 | 0.00099568 | 0.00093097
SDG&E | MW | Industrial | Ind - Electronics | HVAC | No | Ind HVAC - Equipment (Electric - Low Cost) | 0.0088363 | 0.0083724 | 0.0078935 | 0.0073928 | 0.0069253 | 0.006475 | 0.0060578 | 0.0056659 | 0.0052971 | 0.0049503 | 0.0046242 | 0.0043202
SDG&E | MW | Industrial | Ind - Electronics | HVAC | No | Ind HVAC - Equipment (Electric - Mid Cost) | 0.0045143 | 0.0042815 | 0.0040373 | 0.0037826 | 0.0035441 | 0.0033142 | 0.0031012 | 0.0029015 | 0.0027131 | 0.0025359 | 0.0023696 | 0.0022142
SDG&E | MW | Industrial | Ind - Electronics | HVAC | No | Ind HVAC - Equipment (Gas - High Cost) | -0.00022322 | -0.000217 | -0.00020879 | -0.0002043 | -0.00019845 | -0.00018701 | -0.00017912 | -0.00017143 | -0.00016301 | -0.00015557 | -0.00014619 | -0.00013784
SDG&E | MW | Industrial | Ind - Electronics | HVAC | No | Ind HVAC - O&M (Electric - High Cost) | 0.0002183 | 0.00022244 | 0.00023684 | 0.00023758 | 0.00023831 | 0.00023855 | 0.00023896 | 0.00023936 | 0.00023959 | 0.00023974 | 0.00023982 | 0.0002399
SDG&E | MW | Industrial | Ind - Electronics | HVAC | No | Ind HVAC - O&M (Electric - Low Cost) | 0.047595 | 0.048265 | 0.048707 | 0.048827 | 0.048959 | 0.048998 | 0.049068 | 0.049123 | 0.049158 | 0.049174 | 0.049167 | 0.049168
SDG&E | MW | Industrial | Ind - Electronics | HVAC | No | Ind HVAC - O&M (Electric - Mid Cost) | 0.00058911 | 0.00059778 | 0.00060333 | 0.00060497 | 0.00060669 | 0.00060723 | 0.00060817 | 0.00060899 | 0.00060949 | 0.00060976 | 0.0006098 | 0.00060989
SDG&E | MW | Industrial | Ind - Electronics | HVAC | No | Ind HVAC - O&M (Gas - Mid Cost) | -3.2577e-05 | -3.3553e-05 | -3.4362e-05 | -3.5143e-05 | -3.5884e-05 | -3.6518e-05 | -3.7171e-05 | -3.7789e-05 | -3.8354e-05 | -3.8909e-05 | -3.8923e-05 | -3.8942e-05
SDG&E | MW | Industrial | Ind - Electronics | Lighting | No | Ind Lighting - Equipment (High Cost) | 0.0059562 | 0.0056631 | 0.0053386 | 0.0050035 | 0.0046864 | 0.004381 | 0.0040981 | 0.0038351 | 0.0035847 | 0.0033494 | 0.0031302 | 0.0029237
SDG&E | MW | Industrial | Ind - Electronics | Lighting | No | Ind Lighting - Equipment (Low Cost) | 0.0035448 | 0.0033552 | 0.0031603 | 0.0029569 | 0.0027673 | 0.0025848 | 0.002416 | 0.0022575 | 0.0021085 | 0.0019686 | 0.0018372 | 0.0017147
SDG&E | MW | Industrial | Ind - Electronics | Lighting | No | Ind Lighting - Equipment (Mid Cost) | 0.023529 | 0.022292 | 0.021001 | 0.019656 | 0.018399 | 0.017189 | 0.016069 | 0.01502 | 0.014031 | 0.013102 | 0.012231 | 0.011418
SDG&E | MW | Industrial | Ind - Electronics | Lighting | No | Ind Lighting - O&M (High Cost) | 0.00065201 | 0.0006198 | 0.00058426 | 0.00054754 | 0.00051283 | 0.00047938 | 0.00044841 | 0.00041961 | 0.0003922 | 0.00036644 | 0.00034244 | 0.00033272
SDG&E | MW | Industrial | Ind - Electronics | Lighting | No | Ind Lighting - O&M (Low Cost) | 0.0027029 | 0.0025581 | 0.0024094 | 0.0022543 | 0.0021097 | 0.0019706 | 0.0018418 | 0.001721 | 0.0016074 | 0.0015007 | 0.0014004 | 0.0013071
SDG&E | MW | Industrial | Ind - Electronics | Lighting | No | Ind Lighting - O&M (Mid Cost) | 7.8363e-05 | 7.4259e-05 | 6.996e-05 | 6.5486e-05 | 6.2262e-05 | 5.8163e-05 | 5.4368e-05 | 5.081e-05 | 4.7461e-05 | 4.4316e-05 | 4.1363e-05 | 3.861e-05
SDG&E | MW | Industrial | Ind - Electronics | ProcHeat | No | Ind ProcHeat - Equipment (Electric - Low Cost) | 0.0012831 | 0.0013012 | 0.0013131 | 0.0013164 | 0.0013199 | 0.001321 | 0.0013229 | 0.0013244 | 0.0013253 | 0.0013257 | 0.0013256 | 0.0013256
SDG&E | MW | Industrial | Ind - Electronics | ProcHeat | No | Ind ProcHeat - Equipment (Electric - Mid Cost) | 0.00051805 | 0.00052557 | 0.00053044 | 0.00053183 | 0.00053331 | 0.00053377 | 0.00053458 | 0.00053526 | 0.00053568 | 0.0005359 | 0.0005359 | 0.00053595
SDG&E | MW | Industrial | Ind - Electronics | ProcHeat | No | Ind ProcHeat - Equipment (Gas - Mid Cost) | -0.0059611 | -0.0061405 | -0.0062891 | -0.0064341 | -0.0065715 | -0.0066868 | -0.0068071 | -0.0069208 | -0.0070247 | -0.007127 | -0.0071301 | -0.0071346
SDG&E | MW | Industrial | Ind - Electronics | ProcHeat | No | Ind ProcHeat - O&M (Gas - High Cost) | -2.2e-06 | -2.2737e-06 | -2.3325e-06 | -2.4019e-06 | -2.4657e-06 | -2.5031e-06 | -2.5535e-06 | -2.6022e-06 | -2.6435e-06 | -2.6875e-06 | -2.6933e-06 | -2.702e-06
SDG&E | MW | Industrial | Ind - Electronics | ProcRefrig | No | Ind ProcRefrig - O&M (High Cost) | 6.3838e-06 | 6.5052e-06 | 6.571e-06 | 6.5991e-06 | 6.6228e-06 | 6.6337e-06 | 6.6489e-06 | 6.6675e-06 | 6.6777e-06 | 6.6852e-06 | 6.6948e-06 | 6.7001e-06
SDG&E | MW | Industrial | Ind - Electronics | ProcRefrig | No | Ind ProcRefrig - O&M (Low Cost) | 0.011209 | 0.011426 | 0.011531 | 0.01156 | 0.011592 | 0.011601 | 0.011618 | 0.011631 | 0.01164 | 0.011644 | 0.011643 | 0.011643
SDG&E | MW | Industrial | Ind - Electronics | ProcRefrig | No | Ind ProcRefrig - O&M (Mid Cost) | 0.0015121 | 0.0015352 | 0.0015496 | 0.0015541 | 0.0015586 | 0.0015831 | 0.0015855 | 0.0015876 | 0.0015889 | 0.0015895 | 0.0015896 | 0.0015898
SDG&E | MW | Industrial | Ind - Electronics | MachDr | No | Ind MachDr - Equipment (High Cost) | 0.0021441 | 0.0021866 | 0.002209 | 0.0022191 | 0.0022274 | 0.0022314 | 0.0022368 | 0.0022436 | 0.0022474 | 0.0022502 | 0.002254 | 0.002256
SDG&E | MW | Industrial | Ind - Electronics | MachDr | No | Ind MachDr - Equipment (Low Cost) | 0.01195 | 0.012119 | 0.01223 | 0.012261 | 0.012294 | 0.012304 | 0.012322 | 0.012336 | 0.012345 | 0.012349 | 0.012347 | 0.012348
SDG&E | MW | Industrial | Ind - Electronics | MachDr | No | Ind MachDr - Equipment (Mid Cost) | 0.021876 | 0.022203 | 0.022411 | 0.022473 | 0.022538 | 0.022559 | 0.022595 | 0.022627 | 0.022647 | 0.022658 | 0.022661 | 0.022665
SDG&E | MW | Industrial | Ind - Electronics | MachDr | No | Ind MachDr - O&M (High Cost) | 0.0041415 | 0.004222 | 0.0042649 | 0.0042838 | 0.0042995 | 0.0043069 | 0.0043171 | 0.0043297 | 0.0043366 | 0.0043418 | 0.0043485 | 0.0043523
SDG&E | MW | Industrial | Ind - Electronics | MachDr | No | Ind MachDr - O&M (Low Cost) | 0.071811 | 0.072822 | 0.07349 | 0.073671 | 0.073871 | 0.073929 | 0.074035 | 0.074118 | 0.074172 | 0.074196 | 0.074186 | 0.074189
SDG&E | MW | Industrial | Ind - Electronics | MachDr | No | Ind MachDr - O&M (Mid Cost) | 0.011026 | 0.011194 | 0.011299 | 0.011332 | 0.011365 | 0.01154 | 0.011558 | 0.011573 | 0.011582 | 0.011587 | 0.011587 | 0.011588
SDG&E | MW | Industrial | Ind - Food | HVAC | No | Ind HVAC - Equipment (Electric - High Cost) | 0.00018682 | 0.00017799 | 0.00016799 | 0.00015766 | 0.00014783 | 0.00013836 | 0.00012957 | 0.00012141 | 0.00011362 | 0.00010627 | 9.945e-05 | 9.2993e-05
SDG&E | MW | Industrial | Ind - Food | HVAC | No | Ind HVAC - Equipment (Electric - Low Cost) | 0.00016619 | 0.00015744 | 0.00014843 | 0.00013901 | 0.00013022 | 0.00012175 | 0.0001139 | 0.00010653 | 9.9593e-05 | 9.3072e-05 | 8.6938e-05 | 8.1221e-05
SDG&E | MW | Industrial | Ind - Food | HVAC | No | Ind HVAC - Equipment (Electric - Mid Cost) | 7.7464e-05 | 7.3438e-05 | 6.9245e-05 | 6.4863e-05 | 6.0766e-05 | 5.6821e-05 | 5.3165e-05 | 4.9735e-05 | 4.6501e-05 | 4.3461e-05 | 4.0605e-05 | 3.7938e-05
SDG&E | MW | Industrial | Ind - Food | HVAC | No | Ind HVAC - Equipment (Gas - High Cost) | -1.1641e-05 | -1.1159e-05 | -1.0489e-05 | -1.0015e-05 | -9.4955e-06 | -8.7594e-06 | -8.2017e-06 | -7.6678e-06 | -7.1308e-06 | -6.6508e-06 | -6.2432e-06 | -5.8701e-06
SDG&E | MW | Industrial | Ind - Food | HVAC | No | Ind HVAC - Equipment (Gas - Mid Cost) | -9.154e-07 | -8.6971e-07 | -8.1341e-07 | -7.6003e-07 | -7.0885e-07 | -6.5924e-07 | -6.1325e-07 | -5.6941e-07 | -5.2819e-07 | -4.8956e-07 | -4.5752e-07 | -4.2765e-07
SDG&E | MW | Industrial | Ind - Food | HVAC | No | Ind HVAC - O&M (Electric - High Cost) | 9.5902e-05 | 9.8093e-05 | 9.9117e-05 | 9.9604e-05 | 9.9993e-05 | 0.00010795 | 0.00010814 | 0.00010834 | 0.00010846 | 0.00010853 | 0.00010859 | 0.00010862
SDG&E | MW | Industrial | Ind - Food | HVAC | No | Ind HVAC - O&M (Electric - Low Cost) | 0.0013548 | 0.0013738 | 0.0013864 | 0.0013898 | 0.0013936 | 0.0013946 | 0.0013966 | 0.0013982 | 0.0013991 | 0.0013996 | 0.0013994 | 0.0013994
SDG&E | MW | Industrial | Ind - Food | HVAC | No | Ind HVAC - O&M (Electric - Mid Cost) | 0.00037261 | 0.00037802 | 0.00038152 | 0.00038252 | 0.00038359 | 0.00038392 | 0.00038451 | 0.000385 | 0.0003853 | 0.00038546 | 0.00038546 | 0.0003855
SDG&E | MW | Industrial | Ind - Food | Lighting | No | Ind Lighting - Equipment (High Cost) | 0.0011115 | 0.0010568 | 0.0009963 | 0.00093377 | 0.00087461 | 0.00081761 | 0.00076481 | 0.00071575 | 0.00066903 | 0.00062511 | 0.00058421 | 0.00054568
SDG&E | MW | Industrial | Ind - Food | Lighting | No | Ind Lighting - Equipment (Low Cost) | 0.00068991 | 0.00065306 | 0.00061513 | 0.00057556 | 0.00053866 | 0.00050315 | 0.00047029 | 0.00043945 | 0.00041045 | 0.00038323 | 0.00035764 | 0.00033381
SDG&E | MW | Industrial | Ind - Food | Lighting | No | Ind Lighting - Equipment (Mid Cost) | 0.0025924 | 0.0024561 | 0.0023138 | 0.0021657 | 0.0020272 | 0.0018939 | 0.0017704 | 0.0016548 | 0.0015459 | 0.0014435 | 0.0013475 | 0.0012579
SDG&E | MW | Industrial | Ind - Food | Lighting | No | Ind Lighting - O&M (High Cost) | 1.6262e-05 | 1.5455e-05 | 1.4568e-05 | 1.3652e-05 | 1.2786e-05 | 1.1951e-05 | 1.1179e-05 | 1.046e-05 | 9.7764e-06 | 9.1339e-06 | 8.8577e-06 | 8.2691e-06
SDG&E | MW | Industrial | Ind - Food | Lighting | No | Ind Lighting - O&M (Low Cost) | 0.0004522 | 0.00042797 | 0.0004031 | 0.00037715 | 0.00035296 | 0.00032968 | 0.00030814 | 0.00028792 | 0.00026891 | 0.00025107 | 0.00023429 | 0.00021868
SDG&E | MW | Industrial | Ind - Food | Lighting | No | Ind Lighting - O&M (Mid Cost) | 7.012e-06 | 6.6445e-06 | 6.2599e-06 | 5.8595e-06 | 5.5693e-06 | 5.2026e-06 | 4.8632e-06 | 4.5449e-06 | 4.2453e-06 | 3.964e-06 | 3.6998e-06 | 3.4536e-06
SDG&E | MW | Industrial | Ind - Food | ProcHeat | No | Ind ProcHeat - Equipment (Electric - High Cost) | 6.6245e-05 | 6.7212e-05 | 6.7842e-05 | 6.8066e-05 | 6.8295e-05 | 6.833e-05 | 6.8447e-05 | 6.8545e-05 | 6.8603e-05 | 6.8645e-05 | 6.8653e-05 | 6.8679e-05
SDG&E | MW | Industrial | Ind - Food | ProcHeat | No | Ind ProcHeat - Equipment (Electric - Low Cost) | 5.2654e-05 | 5.3399e-05 | 5.389e-05 | 5.4024e-05 | 5.4172e-05 | 5.4215e-05 | 5.4294e-05 | 5.4356e-05 | 5.4396e-05 | 5.4415e-05 | 5.4408e-05 | 5.4411e-05
SDG&E | MW | Industrial | Ind - Food | ProcHeat | No | Ind ProcHeat - Equipment (Electric - Mid Cost) | 0.00025133 | 0.0002551 | 0.0002575 | 0.00025826 | 0.00025905 | 0.00025927 | 0.0002597 | 0.00026008 | 0.00026031 | 0.00026045 | 0.0002605 | 0.00026057
SDG&E | MW | Industrial | Ind - Food | ProcHeat | No | Ind ProcHeat - Equipment (Gas - High Cost) | 4.0161e-05 | 4.102e-05 | 4.1145e-05 | 4.1474e-05 | 4.1656e-05 | 4.1357e-05 | 4.1285e-05 | 4.115e-05 | 4.0905e-05 | 4.0684e-05 | 4.0786e-05 | 4.0935e-05
SDG&E | MW | Industrial | Ind - Food | ProcHeat | No | Ind ProcHeat - O&M (Gas - High Cost) | -9.4066e-05 | -9.5857e-05 | -9.6059e-05 | -9.6354e-05 | -9.6373e-05 | -9.5858e-05 | -9.5523e-05 | -9.5021e-05 | -9.4381e-05 | -9.3709e-05 | -9.3801e-05 | -9.3941e-05
SDG&E | MW | Industrial | Ind - Food | ProcHeat | No | Ind ProcHeat - O&M (Gas - Mid Cost) | -1.3151e-05 | -1.3376e-05 | -1.3391e-05 | -1.3395e-05 | -1.3374e-05 | -1.3313e-05 | -1.3257e-05 | -1.3177e-05 | -1.3084e-05 | -1.2982e-05 | -1.2987e-05 | -1.2994e-05
SDG&E | MW | Industrial | Ind - Food | SHW | No | Ind SHW - Equipment (Mid Cost) | 6.7048e-06 | 6.4922e-06 | 6.1882e-06 | 5.8917e-06 | 5.5994e-06 | 5.3081e-06 | 5.0323e-06 | 4.762e-06 | 4.502e-06 | 4.2526e-06 | 4.0504e-06 | 3.8584e-06
SDG&E | MW | Industrial | Ind - Food | SHW | No | Ind SHW - O&M (Mid Cost) | -9.9997e-07 | -1.017e-06 | -1.0182e-06 | -1.0184e-06 | -1.0167e-06 | -1.0121e-06 | -1.0078e-06 | -1.0017e-06 | -9.9466e-07 | -9.8685e-07 | -9.8721e-07 | -9.8776e-07
SDG&E | MW | Industrial | Ind - Food | ProcRefrig | No | Ind ProcRefrig - Equipment (High Cost) | 0.00027311 | 0.00027795 | 0.00028069 | 0.00028176 | 0.00028271 | 0.00028312 | 0.0002837 | 0.00028437 | 0.00028475 | 0.00028501 | 0.0002853 | 0.00028548
SDG&E | MW | Industrial | Ind - Food | ProcRefrig | No | Ind ProcRefrig - Equipment (Mid Cost) | 6.6094e-06 | 6.7117e-06 | 6.7751e-06 | 6.7953e-06 | 6.8155e-06 | 6.8226e-06 | 6.834e-06 | 6.845e-06 | 6.8515e-06 | 6.8554e-06 | 6.8575e-06 | 6.8592e-06
SDG&E | MW | Industrial | Ind - Food | ProcRefrig | No | Ind ProcRefrig - O&M (High Cost) | 0.00064276 | 0.00065554 | 0.00066227 | 0.00066531 | 0.00066781 | 0.00066901 | 0.00067064 | 0.0006727 | 0.00067383 | 0.00067468 | 0.00067583 | 0.00067646
SDG&E | MW | Industrial | Ind - Food | ProcRefrig | No | Ind ProcRefrig - O&M (Low Cost) | 0.00073829 | 0.00074897 | 0.00076044 | 0.00076236 | 0.00076445 | 0.00076507 | 0.00076618 | 0.00076708 | 0.00076765 | 0.00076792 | 0.00076785 | 0.00076789
SDG&E | MW | Industrial | Ind - Food | ProcRefrig | No | Ind ProcRefrig - O&M (Mid Cost) | 0.00018424 | 0.00018712 | 0.0001889 | 0.00018947 | 0.00019004 | 0.00019024 | 0.00019424 | 0.0001945 | 0.00019467 | 0.00019475 | 0.00019477 | 0.0001948
SDG&E | MW | Industrial | Ind - Food | MachDr | No | Ind MachDr - Equipment (High Cost) | 0.00049104 | 0.00050061 | 0.00050573 | 0.00050807 | 0.00051002 | 0.00051085 | 0.00051209 | 0.00051362 | 0.00051446 | 0.00051511 | 0.00051593 | 0.00051643
SDG&E | MW | Industrial | Ind - Food | MachDr | No | Ind MachDr - Equipment (Low Cost) | 0.0026026 | 0.0026395 | 0.0026638 | 0.0026704 | 0.0026777 | 0.0026798 | 0.0026837 | 0.0026868 | 0.0026888 | 0.0026897 | 0.0026894 | 0.0026895
SDG&E | MW | Industrial | Ind - Food | MachDr | No | Ind MachDr - Equipment (Mid Cost) | 0.0040874 | 0.0041483 | 0.004187 | 0.0041984 | 0.0042103 | 0.0042143 | 0.0042209 | 0.0042267 | 0.0042303 | 0.0042323 | 0.0042328 | 0.0042334
SDG&E | MW | Industrial | Ind - Food | MachDr | No | Ind MachDr - O&M (High Cost) | 0.00043773 | 0.00044585 | 0.00045032 | 0.00045217 | 0.00045376 | 0.00045447 | 0.00045547 | 0.00045667 | 0.00045734 | 0.00045782 | 0.00045841 | 0.00045874
SDG&E | MW | Industrial | Ind - Food | MachDr | No | Ind MachDr - O&M (Low Cost) | 0.01006 | 0.010202 | 0.010295 | 0.01032 | 0.010348 | 0.010357 | 0.010371 | 0.010383 | 0.01039 | 0.010394 | 0.010392 | 0.010393
SDG&E | MW | Industrial | Ind - Food | MachDr | No | Ind MachDr - O&M (Mid Cost) | 0.0018365 | 0.0018646 | 0.0018822 | 0.0018877 | 0.0018932 | 0.0019248 | 0.0019277 | 0.0019302 | 0.0019318 | 0.0019326 | 0.0019327 | 0.0019329
SDG&E | MW | Industrial | Ind - Lumber & Furniture | HVAC | No | Ind HVAC - Equipment (Electric - High Cost) | 2.6206e-06 | 2.4931e-06 | 2.3525e-06 | 2.2082e-06 | 2.0714e-06 | 1.9372e-06 | 1.8141e-06 | 1.6994e-06 | 1.5899e-06 | 1.4872e-06 | 1.3912e-06 | 1.301e-06
SDG&E | MW | Industrial | Ind - Lumber & Furniture | HVAC | No | Ind HVAC - Equipment (Electric - Mid Cost) | 1.2873e-05 | 1.2204e-05 | 1.1507e-05 | 1.078e-05 | 1.0099e-05 | 9.4433e-06 | 8.8358e-06 | 8.2658e-06 | 7.7285e-06 | 7.2233e-06 | 6.7488e-06 | 6.3057e-06
SDG&E | MW | Industrial | Ind - Lumber & Furniture | HVAC | No | Ind HVAC - O&M (Electric - High Cost) | 3.1843e-06 | 3.3924e-06 | 3.4244e-06 | 3.4346e-06 | 3.4448e-06 | 3.4483e-06 | 3.454e-06 | 3.4595e-06 | 3.4628e-06 | 3.4647e-06 | 3.4657e-06 | 3.4666e-06
SDG&E | MW | Industrial | Ind - Lumber & Furniture | HVAC | No | Ind HVAC - O&M (Electric - Low Cost) | 4.8958e-05 | 4.9648e-05 | 5.0103e-05 | 5.0227e-05 | 5.0364e-05 | 5.0403e-05 | 5.0476e-05 | 5.0532e-05 | 5.0569e-05 | 5.0586e-05 | 5.0579e-05 | 5.0581e-05
SDG&E | MW | Industrial | Ind - Lumber & Furniture | HVAC | No | Ind HVAC - O&M (Electric - Mid Cost) | 9.0631e-05 | 9.1942e-05 | 9.2793e-05 | 9.304e-05 | 9.3304e-05 | 9.338e-05 | 9.3522e-05 | 9.364e-05 | 9.3714e-05 | 9.3753e-05 | 9.3752e-05 | 9.3763e-05
SDG&E | MW | Industrial | Ind - Lumber & Furniture | Lighting | No | Ind Lighting - Equipment (High Cost) | 0.00024626 | 0.00023424 | 0.00022084 | 0.00020701 | 0.00019391 | 0.00018128 | 0.00016959 | 0.00015873 | 0.00014838 | 0.00013865 | 0.00012959 | 0.00012105
SDG&E | MW | Industrial | Ind - Lumber & Furniture | Lighting | No | Ind Lighting - Equipment (Low Cost) | 9.5406e-05 | 9.0314e-05 | 8.5069e-05 | 7.9598e-05 | 7.4496e-05 | 6.9586e-05 | 6.5042e-05 | 6.0777e-05 | 5.6768e-05 | 5.3002e-05 | 4.9465e-05 | 4.617e-05
SDG&E | MW | Industrial | Ind - Lumber & Furniture | Lighting | No | Ind Lighting - Equipment (Mid Cost) | 0.0006053 | 0.00057347 | 0.00054025 | 0.00050567 | 0.00047332 | 0.0004422 | 0.00041338 | 0.00038639 | 0.00036095 | 0.00033705 | 0.00031464 | 0.00029372
SDG&E | MW | Industrial | Ind - Lumber & Furniture | Lighting | No | Ind Lighting - O&M (High Cost) | 3.2997e-07 | 3.1407e-07 | 2.9614e-07 | 2.7766e-07 | 2.6012e-07 | 2.4321e-07 | 2.2755e-07 | 2.1303e-07 | 1.9916e-07 | 1.8612e-07 | 1.74e-07 | 1.6255e-07
SDG&E | MW | Industrial | Ind - Lumber & Furniture | Lighting | No | Ind Lighting - O&M (Low Cost) | 4.1078e-05 | 3.8878e-05 | 3.6618e-05 | 3.4261e-05 | 3.2064e-05 | 2.9949e-05 | 2.7993e-05 | 2.6155e-05 | 2.4429e-05 | 2.2808e-05 | 2.1284e-05 | 1.9866e-05
SDG&E | MW | Industrial | Ind - Lumber & Furniture | Lighting | No | Ind Lighting - O&M (Mid Cost) | 9.5132e-08 | 9.019e-08 | 8.4977e-08 | 7.9557e-08 | 7.4477e-08 | 6.9587e-08 | 6.6414e-08 | 6.2073e-08 | 5.7984e-08 | 5.4143e-08 | 5.0539e-08 | 4.7177e-08
SDG&E | MW | Industrial | Ind - Lumber & Furniture | MachDr | No | Ind MachDr - Equipment (High Cost) | 5.9235e-05 | 5.5075e-05 | 5.0756e-05 | 4.652e-05 | 4.2606e-05 | 3.8926e-05 | 3.5597e-05 | 3.257e-05 | 2.976e-05 | 2.7184e-05 | 2.4837e-05 | 2.2681e-05
SDG&E | MW | Industrial | Ind - Lumber & Furniture | MachDr | No | Ind MachDr - Equipment (Low Cost) | 0.00026704 | 0.00024707 | 0.00022747 | 0.00020803 | 0.0001903 | 0.00017375 | 0.00015874 | 0.00014498 | 0.00013236 | 0.00012079 | 0.00011018 | 0.00010052
SDG&E | MW | Industrial | Ind - Lumber & Furniture | MachDr | No | Ind MachDr - Equipment (Mid Cost) | 0.00039336 | 0.00036419 | 0.00033534 | 0.00030677 | 0.00028066 | 0.00025628 | 0.00023416 | 0.00021392 | 0.00019532 | 0.00017827 | 0.00016265 | 0.00014841
SDG&E | MW | Industrial | Ind - Lumber & Furniture | MachDr | No | Ind MachDr - O&M (High Cost) | 0.00011529 | 0.0001175 | 0.00011869 | 0.0001192 | 0.00011963 | 0.00011983 | 0.00012011 | 0.00012045 | 0.00012063 | 0.00012077 | 0.00012095 | 0.00012105
SDG&E | MW | Industrial | Ind - Lumber & Furniture | MachDr | No | Ind MachDr - O&M (Low Cost) | 0.0018443 | 0.0018767 | 0.0018939 | 0.0018986 | 0.0019038 | 0.0019053 | 0.001908 | 0.0019102 | 0.0019116 | 0.0019122 | 0.001912 | 0.001912
SDG&E | MW | Industrial | Ind - Lumber & Furniture | MachDr | No | Ind MachDr - O&M (Mid Cost) | 0.0013089 | 0.0013288 | 0.0013412 | 0.0013451 | 0.001349 | 0.0013693 | 0.0013714 | 0.0013732 | 0.0013743 | 0.0013748 | 0.0013749 | 0.001375
SDG&E | MW | Industrial | Ind - Machinery | HVAC | No | Ind HVAC - Equipment (Electric - High Cost) | 0.0018633 | 0.0017818 | 0.001683 | 0.0015826 | 0.001486 | 0.001391 | 0.0013037 | 0.0012229 | 0.0011446 | 0.0010711 | 0.0010028 | 0.00093814
SDG&E | MW | Industrial | Ind - Machinery | HVAC | No | Ind HVAC - Equipment (Electric - Low Cost) | 1.3633e-05 | 1.2917e-05 | 1.2179e-05 | 1.1406e-05 | 1.0685e-05 | 9.9898e-06 | 9.3461e-06 | 8.7414e-06 | 8.1724e-06 | 7.6374e-06 | 7.1342e-06 | 6.6652e-06
SDG&E | MW | Industrial | Ind - Machinery | HVAC | No | Ind HVAC - Equipment (Electric - Mid Cost) | 0.00075367 | 0.00071465 | 0.00067388 | 0.00063133 | 0.00059151 | 0.00055311 | 0.00051755 | 0.0004842 | 0.00045274 | 0.00042317 | 0.00039539 | 0.00036945
SDG&E | MW | Industrial | Ind - Machinery | HVAC | No | Ind HVAC - Equipment (Gas - High Cost) | -8.943e-06 | -8.4948e-06 | -7.8498e-06 | -7.3155e-06 | -6.824e-06 | -6.3374e-06 | -5.9406e-06 | -5.5681e-06 | -5.2128e-06 | -4.8787e-06 | -4.5676e-06 | -4.2808e-06
SDG&E | MW | Industrial | Ind - Machinery | HVAC | No | Ind HVAC - Equipment (Gas - Mid Cost) | -2.8163e-06 | -2.6666e-06 | -2.4605e-06 | -2.2796e-06 | -2.1167e-06 | -1.9698e-06 | -1.843e-06 | -1.7237e-06 | -1.6124e-06 | -1.5062e-06 | -1.4079e-06 | -1.3164e-06
SDG&E | MW | Industrial | Ind - Machinery | HVAC | No | Ind HVAC - O&M (Electric - High Cost) | 0.00010371 | 0.00011031 | 0.00011135 | 0.00011168 | 0.00011201 | 0.00011213 | 0.00011231 | 0.00011249 | 0.0001126 | 0.00011266 | 0.00011269 | 0.00011272
SDG&E | MW | Industrial | Ind - Machinery | HVAC | No | Ind HVAC - O&M (Electric - Low Cost) | 0.0028991 | 0.0029398 | 0.0029667 | 0.002974 | 0.0029821 | 0.0029844 | 0.0029887 | 0.002992 | 0.0029941 | 0.0029951 | 0.0029946 | 0.0029947
SDG&E | MW | Industrial | Ind - Machinery | HVAC | No | Ind HVAC - O&M (Gas - Low Cost) | 3.9771e-05 | 4.0272e-05 | 3.9758e-05 | 3.9346e-05 | 3.9046e-05 | 3.8925e-05 | 3.8957e-05 | 3.8975e-05 | 3.9014e-05 | 3.8988e-05 | 3.8989e-05 | 3.899e-05
SDG&E | MW | Industrial | Ind - Machinery | Lighting | No | Ind Lighting - Equipment (High Cost) | 0.0023289 | 0.0022138 | 0.0020869 | 0.0019558 | 0.0018318 | 0.0017124 | 0.0016017 | 0.0014989 | 0.001401 | 0.0013089 | 0.0012232 | 0.0011425
SDG&E | MW | Industrial | Ind - Machinery | Lighting | No | Ind Lighting - Equipment (Low Cost) | 0.0010258 | 0.00097101 | 0.00091461 | 0.00085578 | 0.00080091 | 0.00074812 | 0.00069927 | 0.00065341 | 0.0006103 | 0.00056981 | 0.00053177 | 0.00049635
SDG&E | MW | Industrial | Ind - Machinery | Lighting | No | Ind Lighting - Equipment (Mid Cost) | 0.008948 | 0.0084776 | 0.0079866 | 0.0074753 | 0.0069972 | 0.0065371 | 0.0061111 | 0.0057121 | 0.005336 | 0.0049828 | 0.0046515 | 0.0043422
SDG&E | MW | Industrial | Ind - Machinery | Lighting | No | Ind Lighting - O&M (Low Cost) | 0.00066633 | 0.00063065 | 0.00059401 | 0.00055577 | 0.00052012 | 0.00048583 | 0.00045409 | 0.00042429 | 0.00039629 | 0.00036999 | 0.00034527 | 0.00032227
SDG&E | MW | Industrial | Ind - Machinery | ProcHeat | No | Ind ProcHeat - Equipment (Electric - High Cost) | 0.00014992 | 0.00015359 | 0.00015531 | 0.00015636 | 0.00015715 | 0.0001575 | 0.00015803 | 0.00015878 | 0.00015917 | 0.00015951 | 0.00016002 | 0.00016032
SDG&E | MW | Industrial | Ind - Machinery | ProcHeat | No | Ind ProcHeat - Equipment (Electric - Low Cost) | 0.00012721 | 0.000129 | 0.00013019 | 0.00013051 | 0.00013087 | 0.00013097 | 0.00013116 | 0.00013131 | 0.00013141 | 0.00013145 | 0.00013144 | 0.00013144
SDG&E | MW | Industrial | Ind - Machinery | ProcHeat | No | Ind ProcHeat - Equipment (Electric - Mid Cost) | 2.0277e-05 | 2.0579e-05 | 2.0771e-05 | 2.0829e-05 | 2.0888e-05 | 2.0908e-05 | 2.094e-05 | 2.097e-05 | 2.0988e-05 | 2.0997e-05 | 2.1e-05 | 2.1003e-05
SDG&E | MW | Industrial | Ind - Machinery | ProcHeat | No | Ind ProcHeat - Equipment (Gas - High Cost) | -4.7666e-06 | -4.8703e-06 | -4.829e-06 | -4.8644e-06 | -4.8935e-06 | -4.8477e-06 | -4.879e-06 | -4.9116e-06 | -4.9265e-06 | -4.9434e-06 | -4.9607e-06 | -4.9869e-06
SDG&E | MW | Industrial | Ind - Machinery | ProcHeat | No | Ind ProcHeat - O&M (Gas - High Cost) | -0.00039896 | -0.0004051 | -0.0004005 | -0.00039874 | -0.00039714 | -0.0003953 | -0.00039615 | -0.0003969 | -0.00039751 | -0.00039774 | -0.00039817 | -0.00039883
SDG&E | MW | Industrial | Ind - Machinery | ProcHeat | No | Ind ProcHeat - O&M (Gas - Mid Cost) | -3.5973e-05 | -3.6444e-05 | -3.5987e-05 | -3.5651e-05 | -3.5406e-05 | -3.5284e-05 | -3.5325e-05 | -3.5354e-05 | -3.5394e-05 | -3.5381e-05 | -3.5392e-05 | -3.5408e-05
SDG&E | MW | Industrial | Ind - Machinery | ProcRefrig | No | Ind ProcRefrig - O&M (High Cost) | 0.00018624 | 0.00018978 | 0.0001917 | 0.00019251 | 0.0001932 | 0.00019352 | 0.00019397 | 0.00019451 | 0.0001948 | 0.00019502 | 0.0001953 | 0.00019545
SDG&E | MW | Industrial | Ind - Machinery | ProcRefrig | No | Ind ProcRefrig - O&M (Low Cost) | 0.00085887 | 0.00087437 | 0.00088239 | 0.00088458 | 0.00088699 | 0.0008877 | 0.00088898 | 0.00088999 | 0.00089063 | 0.00089094 | 0.00089083 | 0.00089086
SDG&E | MW | Industrial | Ind - Machinery | ProcRefrig | No | Ind ProcRefrig - O&M (Mid Cost) | 0.00072399 | 0.00073497 | 0.00074187 | 0.00074399 | 0.00074616 | 0.0007573 | 0.00075845 | 0.00075942 | 0.00076003 | 0.00076034 | 0.00076036 | 0.00076044
SDG&E | MW | Industrial | Ind - Machinery | MachDr | No | Ind MachDr - Equipment (High Cost) | 0.0009849 | 0.0010045 | 0.0010148 | 0.0010195 | 0.0010234 | 0.0010252 | 0.0010277 | 0.0010309 | 0.0010327 | 0.001034 | 0.0010358 | 0.0010368
SDG&E | MW | Industrial | Ind - Machinery | MachDr | No | Ind MachDr - Equipment (Low Cost) | 0.0048146 | 0.0048829 | 0.0049278 | 0.0049401 | 0.0049536 | 0.0049576 | 0.0049648 | 0.0049706 | 0.0049742 | 0.004976 | 0.0049754 | 0.0049757
SDG&E | MW | Industrial | Ind - Machinery | MachDr | No | Ind MachDr - Equipment (Mid Cost) | 0.0028572 | 0.0029001 | 0.0029272 | 0.0029356 | 0.0029442 | 0.0029469 | 0.0029516 | 0.0029559 | 0.0029585 | 0.00296 | 0.0029604 | 0.002961
SDG&E | MW | Industrial | Ind - Machinery | MachDr | No | Ind MachDr - O&M (High Cost) | 9.573e-05 | 9.7562e-05 | 9.855e-05 | 9.8976e-05 | 9.9334e-05 | 9.95e-05 | 9.973e-05 | 0.00010001 | 0.00010017 | 0.00010028 | 0.00010043 | 0.00010051
SDG&E | MW | Industrial | Ind - Machinery | MachDr | No | Ind MachDr - O&M (Low Cost) | 0.01426 | 0.014506 | 0.01464 | 0.014676 | 0.014716 | 0.014727 | 0.014748 | 0.014765 | 0.014776 | 0.014781 | 0.014779 | 0.014779
SDG&E | MW | Industrial | Ind - Machinery | MachDr | No | Ind MachDr - O&M (Mid Cost) | 0.0032202 | 0.0032694 | 0.0033001 | 0.0033097 | 0.0033194 | 0.0033733 | 0.0033785 | 0.0033829 | 0.0033856 | 0.0033871 | 0.0033872 | 0.0033876
SDG&E | MW | Industrial | Ind - Metals (Fabricated) | HVAC | No | Ind HVAC - Equipment (Electric - High Cost) | 0.00011411 | 0.00010862 | 0.0001025 | 9.6169e-05 | 9.0171e-05 | 8.4371e-05 | 7.9001e-05 | 7.4008e-05 | 6.9244e-05 | 6.4763e-05 | 6.0587e-05 | 5.6647e-05
SDG&E | MW | Industrial | Ind - Metals (Fabricated) | HVAC | No | Ind HVAC - Equipment (Electric - Low Cost) | 9.8366e-05 | 9.3195e-05 | 8.7863e-05 | 8.2286e-05 | 7.7082e-05 | 7.2069e-05 | 6.7424e-05 | 6.306e-05 | 5.8955e-05 | 5.5095e-05 | 5.1464e-05 | 4.808e-05
SDG&E | MW | Industrial | Ind - Metals (Fabricated) | HVAC | No | Ind HVAC - Equipment (Electric - Mid Cost) | 1.1035e-05 | 1.0461e-05 | 9.8637e-06 | 9.2399e-06 | 8.6566e-06 | 8.0944e-06 | 7.5736e-06 | 7.085e-06 | 6.6244e-06 | 6.1914e-06 | 5.7846e-06 | 5.4048e-06
SDG&E | MW | Industrial | Ind - Metals (Fabricated) | HVAC | No | Ind HVAC - Equipment (Gas - High Cost) | -6.2111e-06 | -6.0101e-06 | -5.7567e-06 | -5.5916e-06 | -5.3906e-06 | -5.109e-06 | -4.8831e-06 | -4.6616e-06 | -4.4359e-06 | -4.2261e-06 | -3.9609e-06 | -3.7193e-06
SDG&E | MW | Industrial | Ind - Metals (Fabricated) | HVAC | No | Ind HVAC - Equipment (Gas - Mid Cost) | 1.0967e-05 | 1.0536e-05 | 1.0054e-05 | 9.6098e-06 | 9.1804e-06 | 8.7394e-06 | 8.3225e-06 | 7.9139e-06 | 7.5197e-06 | 7.1387e-06 | 6.6718e-06 | 6.2367e-06
SDG&E | MW | Industrial | Ind - Metals (Fabricated) | HVAC | No | Ind HVAC - O&M (Electric - High Cost) | 8.6748e-05 | 8.846e-05 | 9.5273e-05 | 9.558e-05 | 9.588e-05 | 9.5978e-05 | 9.6149e-05 | 9.6317e-05 | 9.6415e-05 | 9.6478e-05 | 9.6521e-05 | 9.6556e-05
SDG&E | MW | Industrial | Ind - Metals (Fabricated) | HVAC | No | Ind HVAC - O&M (Electric - Low Cost) | 0.0026122 | 0.0026489 | 0.0026732 | 0.0026798 | 0.002687 | 0.0026891 | 0.002693 | 0.002696 | 0.0026979 | 0.0026988 | 0.0026984 | 0.0026985
SDG&E | MW | Industrial | Ind - Metals (Fabricated) | HVAC | No | Ind HVAC - O&M (Electric - Mid Cost) | 0.00030184 | 0.00030622 | 0.00030906 | 0.00030989 | 0.00031077 | 0.00031103 | 0.00031151 | 0.00031191 | 0.00031216 | 0.00031229 | 0.0003123 | 0.00031234
SDG&E | MW | Industrial | Ind - Metals (Fabricated) | HVAC | No | Ind HVAC - O&M (Gas - High Cost) | -2.7338e-05 | -2.8178e-05 | -2.8813e-05 | -2.9624e-05 | -3.0407e-05 | -3.093e-05 | -3.1576e-05 | -3.2193e-05 | -3.2756e-05 | -3.3316e-05 | -3.3353e-05 | -3.3411e-05
SDG&E | MW | Industrial | Ind - Metals (Fabricated) | HVAC | No | Ind HVAC - O&M (Gas - Mid Cost) | -3.5275e-06 | -3.6267e-06 | -3.7037e-06 | -3.7877e-06 | -3.8717e-06 | -3.946e-06 | -4.0217e-06 | -4.0928e-06 | -4.1625e-06 | -4.2292e-06 | -4.2303e-06 | -4.232e-06
SDG&E | MW | Industrial | Ind - Metals (Fabricated) | Lighting | No | Ind Lighting - Equipment (High Cost) | 0.0024641 | 0.0023434 | 0.0022092 | 0.0020707 | 0.0019396 | 0.0018132 | 0.0016962 | 0.0015875 | 0.0014839 | 0.0013865 | 0.0012959 | 0.0012105
SDG&E | MW | Industrial | Ind - Metals (Fabricated) | Lighting | No | Ind Lighting - Equipment (Low Cost) | 0.0013783 | 0.0013047 | 0.0012289 | 0.0011498 | 0.0010761 | 0.0010052 | 0.00093954 | 0.00087792 | 0.00082 | 0.0007656 | 0.00071449 | 0.00066689
SDG&E | MW | Industrial | Ind - Metals (Fabricated) | Lighting | No | Ind Lighting - Equipment (Mid Cost) | 0.018473 | 0.0175 | 0.016486 | 0.01543 | 0.014443 | 0.013493 | 0.012613 | 0.011789 | 0.011013 | 0.010284 | 0.0095996 | 0.0089612
SDG&E | MW | Industrial | Ind - Metals (Fabricated) | Lighting | No | Ind Lighting - O&M (High Cost) | 2.7954e-06 | 2.6559e-06 | 2.5034e-06 | 2.3456e-06 | 2.1967e-06 | 2.0533e-06 | 1.9205e-06 | 1.7968e-06 | 1.6793e-06 | 1.5689e-06 | 1.5155e-06 | 1.4148e-06
SDG&E | MW | Industrial | Ind - Metals (Fabricated) | Lighting | No | Ind Lighting - O&M (Low Cost) | 0.00066082 | 0.00062542 | 0.00058907 | 0.00055114 | 0.00051579 | 0.00048178 | 0.0004503 | 0.00042075 | 0.00039298 | 0.0003669 | 0.00034238 | 0.00031957
SDG&E | MW | Industrial | Ind - Metals (Fabricated) | Lighting | No | Ind Lighting - O&M (Mid Cost) | 0.00018877 | 0.00017882 | 0.00016846 | 0.00015956 | 0.00014933 | 0.0001395 | 0.00013039 | 0.00012185 | 0.00011382 | 0.00010627 | 9.9187e-05 | 9.2583e-05
SDG&E | MW | Industrial | Ind - Metals (Fabricated) | ProcHeat | No | Ind ProcHeat - Equipment (Electric - High Cost) | 1.1251e-06 | 1.0674e-06 | 1.0069e-06 | 9.4502e-07 | 8.8676e-07 | 8.2848e-07 | 7.7565e-07 | 7.2607e-07 | 6.7902e-07 | 6.3502e-07 | 5.9356e-07 | 5.5504e-07
SDG&E | MW | Industrial | Ind - Metals (Fabricated) | ProcHeat | No | Ind ProcHeat - Equipment (Electric - Low Cost) | 0.00046481 | 0.00044033 | 0.00041513 | 0.00038877 | 0.00036417 | 0.00034048 | 0.00031853 | 0.00029791 | 0.0002785 | 0.00026027 | 0.00024311 | 0.00022712
SDG&E | MW | Industrial | Ind - Metals (Fabricated) | ProcHeat | No | Ind ProcHeat - Equipment (Electric - Mid Cost) | 1.3279e-05 | 1.2591e-05 | 1.1872e-05 | 1.1122e-05 | 1.042e-05 | 9.7439e-06 | 9.1173e-06 | 8.5296e-06 | 7.9753e-06 | 7.4542e-06 | 6.9648e-06 | 6.5077e-06
SDG&E | MW | Industrial | Ind - Metals (Fabricated) | ProcHeat | No | Ind ProcHeat - Equipment (Gas - High Cost) | 3.0841e-06 | 2.9742e-06 | 2.8433e-06 | 2.7393e-06 | 2.6329e-06 | 2.4992e-06 | 2.3859e-06 | 2.2749e-06 | 2.1639e-06 | 2.0592e-06 | 1.9284e-06 | 1.8082e-06
SDG&E | MW | Industrial | Ind - Metals (Fabricated) | ProcHeat | No | Ind ProcHeat - O&M (Electric - High Cost) | 0.0012783 | 0.0013037 | 0.0013171 | 0.0013232 | 0.0013282 | 0.0013306 | 0.0013338 | 0.001338 | 0.0013402 | 0.0013419 | 0.0013442 | 0.0013455
SDG&E | MW | Industrial | Ind - Metals (Fabricated) | ProcHeat | No | Ind ProcHeat - O&M (Electric - Low Cost) | 0.00016742 | 0.00017072 | 0.00017229 | 0.00017272 | 0.0001732 | 0.00017334 | 0.00017359 | 0.00017379 | 0.00017392 | 0.00017398 | 0.00017396 | 0.00017397
SDG&E | MW | Industrial | Ind - Metals (Fabricated) | ProcHeat | No | Ind ProcHeat - O&M (Electric - Mid Cost) | 6.1886e-06 | 6.2844e-06 | 6.3437e-06 | 6.3626e-06 | 6.3814e-06 | 6.388e-06 | 6.5097e-06 | 6.5184e-06 | 6.5238e-06 | 6.5266e-06 | 6.527e-06 | 6.5279e-06
SDG&E | MW | Industrial | Ind - Metals (Fabricated) | ProcHeat | No | Ind ProcHeat - O&M (Gas - High Cost) | -2.5861e-05 | -2.6673e-05 | -2.7283e-05 | -2.8082e-05 | -2.8849e-05 | -2.9334e-05 | -2.9958e-05 | -3.0557e-05 | -3.1104e-05 | -3.1666e-05 | -3.1728e-05 | -3.1823e-05
SDG&E | MW | Industrial | Ind - Metals (Fabricated) | ProcHeat | No | Ind ProcHeat - O&M (Gas - Mid Cost) | -0.00012789 | -0.00013151 | -0.00013433 | -0.00013745 | -0.00014056 | -0.00014322 | -0.000146 | -0.0001486 | -0.00015114 | -0.00015359 | -0.00015365 | -0.00015375
SDG&E | MW | Industrial | Ind - Metals (Fabricated) | SHW | No | Ind SHW - Equipment (High Cost) | 4.571e-08 | 4.5068e-08 | 4.3973e-08 | 4.3318e-08 | 4.2498e-08 | 4.109e-08 | 4.0006e-08 | 3.8907e-08 | 3.7729e-08 | 3.6616e-08 | 3.4969e-08 | 3.3445e-08
SDG&E | MW | Industrial | Ind - Metals (Fabricated) | ProcRefrig | No | Ind ProcRefrig - O&M (Low Cost) | 3.1181e-05 | 3.1619e-05 | 3.1909e-05 | 3.1988e-05 | 3.2075e-05 | 3.21e-05 | 3.2146e-05 | 3.2182e-05 | 3.2205e-05 | 3.2216e-05 | 3.2211e-05 | 3.2212e-05
SDG&E | MW | Industrial | Ind - Metals (Fabricated) | ProcRefrig | No | Ind ProcRefrig - O&M (Mid Cost) | 0.00064743 | 0.0006576 | 0.00066383 | 0.00066586 | 0.00066786 | 0.00066858 | 0.00066973 | 0.00068405 | 0.00068463 | 0.00068494 | 0.000685 | 0.00068511
SDG&E | MW | Industrial | Ind - Metals (Fabricated) | MachDr | No | Ind MachDr - Equipment (High Cost) | 0.00061008 | 0.00056705 | 0.00052253 | 0.00047878 | 0.00043841 | 0.00040056 | 0.00036626 | 0.00033506 | 0.00030613 | 0.0002796 | 0.00025543 | 0.00023322
SDG&E | MW | Industrial | Ind - Metals (Fabricated) | MachDr | No | Ind MachDr - Equipment (Low Cost) | 0.0022396 | 0.002072 | 0.0019076 | 0.0017446 | 0.0015959 | 0.0014571 | 0.0013312 | 0.0012158 | 0.00111 | 0.001013 | 0.00092399 | 0.00084297
SDG&E | MW | Industrial | Ind - Metals (Fabricated) | MachDr | No | Ind MachDr - Equipment (Mid Cost) | 0.0044834 | 0.0041508 | 0.003822 | 0.0034963 | 0.0031987 | 0.0029208 | 0.0026688 | 0.002438 | 0.0022261 | 0.0020317 | 0.0018537 | 0.0016913
SDG&E | MW | Industrial | Ind - Metals (Fabricated) | MachDr | No | Ind MachDr - O&M (High Cost) | 0.00082404 | 0.00083959 | 0.00084805 | 0.00085162 | 0.00085467 | 0.00085605 | 0.00085799 | 0.00086034 | 0.00086164 | 0.00086259 | 0.00086378 | 0.00086445
SDG&E | MW | Industrial | Ind - Metals (Fabricated) | MachDr | No | Ind MachDr - O&M (Low Cost) | 0.028571 | 0.028973 | 0.029239 | 0.029311 | 0.029391 | 0.029414 | 0.029456 | 0.029489 | 0.02951 | 0.02952 | 0.029516 | 0.029517
SDG&E | MW | Industrial | Ind - Metals (Fabricated) | MachDr | No | Ind MachDr - O&M (Mid Cost) | 0.0023308 | 0.0023665 | 0.0023888 | 0.0023958 | 0.0024028 | 0.0024431 | 0.0024468 | 0.00245 | 0.002452 | 0.0024531 | 0.0024532 | 0.0024534
SDG&E | MW | Industrial | Ind - Metals (Primary) | HVAC | No | Ind HVAC - Equipment (Electric - High Cost) | 2.6664e-07 | 2.5532e-07 | 2.412e-07 | 2.2678e-07 | 2.1284e-07 | 1.9937e-07 | 1.8687e-07 | 1.754e-07 | 1.6427e-07 | 1.5378e-07 | 1.4413e-07 | 1.3488e-07
SDG&E | MW | Industrial | Ind - Metals (Primary) | HVAC | No | Ind HVAC - Equipment (Electric - Low Cost) | 4.1171e-06 | 3.9009e-06 | 3.6778e-06 | 3.4445e-06 | 3.2268e-06 | 3.0169e-06 | 2.8226e-06 | 2.64e-06 | 2.4681e-06 | 2.3066e-06 | 2.1546e-06 | 2.013e-06
SDG&E | MW | Industrial | Ind - Metals (Primary) | HVAC | No | Ind HVAC - Equipment (Electric - Mid Cost) | 5.5995e-06 | 5.3081e-06 | 5.0048e-06 | 4.6872e-06 | 4.3905e-06 | 4.1058e-06 | 3.8414e-06 | 3.5933e-06 | 3.3596e-06 | 3.1397e-06 | 2.9333e-06 | 2.7404e-06
SDG&E | MW | Industrial | Ind - Metals (Primary) | HVAC | No | Ind HVAC - Equipment (Gas - High Cost) | -3.065e-07 | -2.9383e-07 | -2.7707e-07 | -2.6251e-07 | -2.4847e-07 | -2.327e-07 | -2.192e-07 | -2.0617e-07 | -1.9368e-07 | -1.8203e-07 | -1.7044e-07 | -1.5977e-07
SDG&E | MW | Industrial | Ind - Metals (Primary) | HVAC | No | Ind HVAC - Equipment (Gas - Mid Cost) | -2.4046e-07 | -2.2969e-07 | -2.162e-07 | -2.0336e-07 | -1.914e-07 | -1.7972e-07 | -1.6891e-07 | -1.5846e-07 | -1.4872e-07 | -1.3946e-07 | -1.3033e-07 | -1.2182e-07
SDG&E | MW | Industrial | Ind - Metals (Primary) | HVAC | No | Ind HVAC - O&M (Electric - Low Cost) | 7.9764e-06 | 8.0887e-06 | 8.1628e-06 | 8.1829e-06 | 8.2051e-06 | 8.2116e-06 | 8.2233e-06 | 8.2325e-06 | 8.2385e-06 | 8.2412e-06 | 8.24e-06 | 8.2403e-06
SDG&E | MW | Industrial | Ind - Metals (Primary) | HVAC | No | Ind HVAC - O&M (Electric - Mid Cost) | 1.7901e-05 | 1.8161e-05 | 1.8329e-05 | 1.8377e-05 | 1.8429e-05 | 1.8445e-05 | 1.8473e-05 | 1.8496e-05 | 1.8511e-05 | 1.8518e-05 | 1.8518e-05 | 1.852e-05
SDG&E | MW | Industrial | Ind - Metals (Primary) | HVAC | No | Ind HVAC - O&M (Gas - High Cost) | 4.3704e-07 | 4.4818e-07 | 4.5219e-07 | 4.5786e-07 | 4.633e-07 | 4.6474e-07 | 4.6838e-07 | 4.7131e-07 | 4.7385e-07 | 4.7648e-07 | 4.7738e-07 | 4.7872e-07
SDG&E | MW | Industrial | Ind - Metals (Primary) | HVAC | No | Ind HVAC - O&M (Gas - Mid Cost) | -5.0481e-07 | -5.1607e-07 | -5.1992e-07 | -5.2322e-07 | -5.2693e-07 | -5.2973e-07 | -5.3284e-07 | -5.35e-07 | -5.3744e-07 | -5.3939e-07 | -5.3952e-07 | -5.3972e-07
SDG&E | MW | Industrial | Ind - Metals (Primary) | Lighting | No | Ind Lighting - Equipment (High Cost) | 3.7062e-05 | 3.5224e-05 | 3.3204e-05 | 3.1115e-05 | 2.9141e-05 | 2.724e-05 | 2.5479e-05 | 2.3841e-05 | 2.2283e-05 | 2.0819e-05 | 1.9455e-05 | 1.817e-05
SDG&E | MW | Industrial | Ind - Metals (Primary) | Lighting | No | Ind Lighting - Equipment (Low Cost) | 8.3778e-05 | 7.9297e-05 | 7.469e-05 | 6.9884e-05 | 6.5403e-05 | 6.1091e-05 | 5.71e-05 | 5.3354e-05 | 4.9834e-05 | 4.6527e-05 | 4.342e-05 | 4.0527e-05
SDG&E | MW | Industrial | Ind - Metals (Primary) | Lighting | No | Ind Lighting - Equipment (Mid Cost) | 0.00017871 | 0.00016929 | 0.00015948 | 0.00014926 | 0.00013971 | 0.00013052 | 0.00012201 | 0.00011404 | 0.00010653 | 9.9471e-05 | 9.2853e-05 | 8.6677e-05
SDG&E | MW | Industrial | Ind - Metals (Primary) | Lighting | No | Ind Lighting - O&M (High Cost) | 2.4131e-07 | 2.2965e-07 | 2.1653e-07 | 2.03e-07 | 1.9017e-07 | 1.7781e-07 | 1.6635e-07 | 1.5573e-07 | 1.4558e-07 | 1.3604e-07 | 1.2718e-07 | 1.1881e-07
SDG&E | MW | Industrial | Ind - Metals (Primary) | Lighting | No | Ind Lighting - O&M (Low Cost) | 3.6348e-05 | 3.4399e-05 | 3.24e-05 | 3.0314e-05 | 2.8369e-05 | 2.6498e-05 | 2.4767e-05 | 2.3141e-05 | 2.1613e-05 | 2.0179e-05 | 1.8831e-05 | 1.7576e-05
SDG&E | MW | Industrial | Ind - Metals (Primary) | Lighting | No | Ind Lighting - O&M (Mid Cost) | 1.2296e-06 | 1.1671e-06 | 1.0997e-06 | 1.0297e-06 | 9.6401e-07 | 9.0078e-07 | 8.4223e-07 | 8.0689e-07 | 7.5376e-07 | 7.0385e-07 | 6.5703e-07 | 6.1334e-07
SDG&E | MW | Industrial | Ind - Metals (Primary) | ProcHeat | No | Ind ProcHeat - Equipment (Electric - High Cost) | 1.7516e-05 | 1.6646e-05 | 1.5704e-05 | 1.4731e-05 | 1.3812e-05 | 1.2917e-05 | 1.2093e-05 | 1.1319e-05 | 1.0586e-05 | 9.8975e-06 | 9.2519e-06 | 8.6477e-06
SDG&E | MW | Industrial | Ind - Metals (Primary) | ProcHeat | No | Ind ProcHeat - Equipment (Electric - Low Cost) | 1.3567e-05 | 1.2853e-05 | 1.2117e-05 | 1.1348e-05 | 1.063e-05 | 9.9383e-06 | 9.2978e-06 | 8.6957e-06 | 8.1294e-06 | 7.5971e-06 | 7.0963e-06 | 6.6296e-06
SDG&E | MW | Industrial | Ind - Metals (Primary) | ProcHeat | No | Ind ProcHeat - Equipment (Electric - Mid Cost) | 1.4612e-06 | 1.3854e-06 | 1.3063e-06 | 1.2238e-06 | 1.1466e-06 | 1.0721e-06 | 1.0032e-06 | 9.3852e-07 | 8.7753e-07 | 8.2019e-07 | 7.6633e-07 | 7.1604e-07
SDG&E | MW | Industrial | Ind - Metals (Primary) | ProcHeat | No | Ind ProcHeat - Equipment (Gas - Mid Cost) | -1.1281e-07 | -1.0772e-07 | -1.0138e-07 | -9.5296e-08 | -8.9644e-08 | -8.4196e-08 | -7.9113e-08 | -7.4203e-08 | -6.9635e-08 | -6.5286e-08 | -6.1003e-08 | -5.7006e-08
SDG&E | MW | Industrial | Ind - Metals (Primary) | ProcHeat | No | Ind ProcHeat - O&M (Electric - Low Cost) | 1.2552e-07 | 1.2728e-07 | 1.2845e-07 | 1.2876e-07 | 1.2911e-07 | 1.292e-07 | 1.2939e-07 | 1.2953e-07 | 1.2962e-07 | 1.2966e-07 | 1.2964e-07 | 1.2964e-07
SDG&E | MW | Industrial | Ind - Metals (Primary) | ProcHeat | No | Ind ProcHeat - O&M (Gas - High Cost) | -1.3706e-05 | -1.4051e-05 | -1.4175e-05 | -1.4349e-05 | -1.4516e-05 | -1.4562e-05 | -1.4674e-05 | -1.4764e-05 | -1.4843e-05 | -1.4924e-05 | -1.495e-05 | -1.4981e-05
SDG&E | MW | Industrial | Ind - Metals (Primary) | ProcHeat | No | Ind ProcHeat - O&M (Gas - Mid Cost) | -1.7694e-06 | -1.8092e-06 | -1.8228e-06 | -1.8352e-06 | -1.8488e-06 | -1.8583e-06 | -1.8694e-06 | -1.8773e-06 | -1.8859e-06 | -1.893e-06 | -1.8937e-06 | -1.8947e-06
SDG&E | MW | Industrial | Ind - Metals (Primary) | SHW | No | Ind SHW - O&M (Mid Cost) | -2.0209e-06 | -2.0662e-06 | -2.0818e-06 | -2.0958e-06 | -2.1112e-06 | -2.1221e-06 | -2.1348e-06 | -2.1437e-06 | -2.1535e-06 | -2.1616e-06 | -2.1623e-06 | -2.1633e-06
SDG&E | MW | Industrial | Ind - Metals (Primary) | MachDr | No | Ind MachDr - Equipment (High Cost) | 5.0537e-05 | 4.6971e-05 | 4.3282e-05 | 3.9653e-05 | 3.6305e-05 | 3.3173e-05 | 3.0332e-05 | 2.7747e-05 | 2.5351e-05 | 2.3153e-05 | 2.1151e-05 | 1.9311e-05
SDG&E | MW | Industrial | Ind - Metals (Primary) | MachDr | No | Ind MachDr - Equipment (Low Cost) | 0.0001601 | 0.00014813 | 0.00013638 | 0.00012473 | 0.0001141 | 0.00010417 | 9.5172e-05 | 8.6924e-05 | 7.9358e-05 | 7.2422e-05 | 6.6062e-05 | 6.027e-05
SDG&E | MW | Industrial | Ind - Metals (Primary) | MachDr | No | Ind MachDr - Equipment (Mid Cost) | 0.00011947 | 0.00011063 | 0.00010187 | 9.3199e-05 | 8.5269e-05 | 7.7864e-05 | 7.1147e-05 | 6.5e-05 | 5.935e-05 | 5.4171e-05 | 4.9427e-05 | 4.51e-05
SDG&E | MW | Industrial | Ind - Metals (Primary) | MachDr | No | Ind MachDr - O&M (High Cost) | 5.2568e-06 | 5.3567e-06 | 5.4108e-06 | 5.4339e-06 | 5.4534e-06 | 5.4624e-06 | 5.4749e-06 | 5.4901e-06 | 5.4985e-06 | 5.5047e-06 | 5.5125e-06 | 5.5169e-06
SDG&E | MW | Industrial | Ind - Metals (Primary) | MachDr | No | Ind MachDr - O&M (Low Cost) | 0.00059662 | 0.00060502 | 0.00061057 | 0.00061207 | 0.00061374 | 0.00061422 | 0.0006151 | 0.00061579 | 0.00061623 | 0.00061643 | 0.00061635 | 0.00061637
SDG&E | MW | Industrial | Ind - Metals (Primary) | MachDr | No | Ind MachDr - O&M (Mid Cost) | 8.7425e-05 | 8.8744e-05 | 8.9575e-05 | 8.983e-05 | 9.1276e-05 | 9.1355e-05 | 9.1493e-05 | 9.161e-05 | 9.1683e-05 | 9.172e-05 | 9.172e-05 | 9.1729e-05
SDG&E | MW | Industrial | Ind - Other | HVAC | No | Ind HVAC - Equipment (Electric - High Cost) | 0.00057499 | 0.00054803 | 0.00051726 | 0.00048551 | 0.00045529 | 0.00042613 | 0.00039909 | 0.00037402 | 0.00035002 | 0.00032742 | 0.00030643 | 0.00028655
SDG&E | MW | Industrial | Ind - Other | HVAC | No | Ind HVAC - O&M (Electric - High Cost) | 0.0014405 | 0.00147 | 0.0014852 | 0.0014923 | 0.0016086 | 0.0016104 | 0.0016133 | 0.0016162 | 0.0016178 | 0.0016189 | 0.0016197 | 0.0016203
SDG&E | MW | Industrial | Ind - Other | HVAC | No | Ind HVAC - O&M (Electric - Low Cost) | 0.00067943 | 0.00068901 | 0.00069533 | 0.00069705 | 0.00069894 | 0.00069949 | 0.0007005 | 0.00070129 | 0.00070179 | 0.00070203 | 0.00070193 | 0.00070196
SDG&E | MW | Industrial | Ind - Other | HVAC | No | Ind HVAC - O&M (Electric - Mid Cost) | 0.0002125 | 0.00021565 | 0.00021765 | 0.00021825 | 0.00021887 | 0.00021907 | 0.00021941 | 0.00021971 | 0.0002199 | 0.00022 | 0.00022002 | 0.00022005
SDG&E | MW | Industrial | Ind - Other | Lighting | No | Ind Lighting - Equipment (High Cost) | 0.0016936 | 0.0016094 | 0.001517 | 0.0014215 | 0.0013313 | 0.0012444 | 0.0011639 | 0.001089 | 0.0010178 | 0.00095091 | 0.00088854 | 0.00082985
SDG&E | MW | Industrial | Ind - Other | Lighting | No | Ind Lighting - Equipment (Low Cost) | 0.0006995 | 0.00066214 | 0.00062368 | 0.00058356 | 0.00054615 | 0.00051015 | 0.00047683 | 0.00044556 | 0.00041616 | 0.00038856 | 0.00036262 | 0.00033846
SDG&E | MW | Industrial | Ind - Other | Lighting | No | Ind Lighting - Equipment (Mid Cost) | 0.0060722 | 0.005753 | 0.0054197 | 0.0050728 | 0.0047483 | 0.0044361 | 0.004147 | 0.0038762 | 0.003621 | 0.0033813 | 0.0031565 | 0.0029466
SDG&E | MW | Industrial | Ind - Other | Lighting | No | Ind Lighting - O&M (High Cost) | 0.00012479 | 0.00011873 | 0.00011195 | 0.00010495 | 9.8311e-05 | 9.1915e-05 | 8.599e-05 | 8.0493e-05 | 7.5248e-05 | 7.0316e-05 | 6.5731e-05 | 6.1402e-05
SDG&E | MW | Industrial | Ind - Other | Lighting | No | Ind Lighting - O&M (Low Cost) | 0.0022498 | 0.0021292 | 0.0020055 | 0.0018763 | 0.001756 | 0.0016402 | 0.001533 | 0.0014324 | 0.0013378 | 0.0012491 | 0.0011656 | 0.0010879
SDG&E | MW | Industrial | Ind - Other | Lighting | No | Ind Lighting - O&M (Mid Cost) | 5.0258e-05 | 4.7625e-05 | 4.4868e-05 | 4.1999e-05 | 3.9924e-05 | 3.7295e-05 | 3.4862e-05 | 3.258e-05 | 3.0433e-05 | 2.8416e-05 | 2.6522e-05 | 2.4757e-05
SDG&E | MW | Industrial | Ind - Other | MachDr | No | Ind MachDr - Equipment (High Cost) | 0.0050319 | 0.0051229 | 0.0051738 | 0.0051942 | 0.0052122 | 0.0052199 | 0.005231 | 0.005244 | 0.0052512 | 0.0052564 | 0.0052624 | 0.0052659
SDG&E | MW | Industrial | Ind - Other | MachDr | No | Ind MachDr - Equipment (Low Cost) | 0.0079662 | 0.0080784 | 0.0081525 | 0.0081726 | 0.0081948 | 0.0082012 | 0.008213 | 0.0082222 | 0.0082281 | 0.0082309 | 0.0082298 | 0.00823
SDG&E | MW | Industrial | Ind - Other | MachDr | No | Ind MachDr - Equipment (Mid Cost) | 0.0067065 | 0.0068069 | 0.0068705 | 0.0068897 | 0.0069095 | 0.0069161 | 0.0069271 | 0.0069369 | 0.006943 | 0.0069463 | 0.0069473 | 0.0069485
SDG&E | MW | Industrial | Ind - Other | MachDr | No | Ind MachDr - O&M (High Cost) | 0.00024987 | 0.00025448 | 0.00025703 | 0.00025807 | 0.00025897 | 0.00025937 | 0.00025994 | 0.00026062 | 0.00026099 | 0.00026126 | 0.00026159 | 0.00026177
SDG&E | MW | Industrial | Ind - Other | MachDr | No | Ind MachDr - O&M (Low Cost) | 0.012896 | 0.013077 | 0.013197 | 0.01323 | 0.013266 | 0.013276 | 0.013295 | 0.01331 | 0.01332 | 0.013324 | 0.013322 | 0.013322
SDG&E | MW | Industrial | Ind - Other | MachDr | No | Ind MachDr - O&M (Mid Cost) | 0.0011966 | 0.0012152 | 0.0012267 | 0.0012303 | 0.001234 | 0.0012353 | 0.0012594 | 0.0012611 | 0.0012622 | 0.0012627 | 0.0012628 | 0.001263
SDG&E | MW | Industrial | Ind - Paper | HVAC | No | Ind HVAC - Equipment (Electric - High Cost) | 2.8246e-06 | 2.7024e-06 | 2.5525e-06 | 2.3991e-06 | 2.2513e-06 | 2.1085e-06 | 1.976e-06 | 1.8542e-06 | 1.7363e-06 | 1.6252e-06 | 1.5228e-06 | 1.4245e-06
SDG&E | MW | Industrial | Ind - Paper | HVAC | No | Ind HVAC - Equipment (Electric - Low Cost) | 9.0606e-07 | 8.5841e-07 | 8.0931e-07 | 7.5795e-07 | 7.1002e-07 | 6.6383e-07 | 6.2105e-07 | 5.8086e-07 | 5.4304e-07 | 5.0749e-07 | 4.7404e-07 | 4.4288e-07
SDG&E | MW | Industrial | Ind - Paper | HVAC | No | Ind HVAC - Equipment (Electric - Mid Cost) | 4.4978e-06 | 4.2636e-06 | 4.0203e-06 | 3.7666e-06 | 3.5294e-06 | 3.2997e-06 | 3.0876e-06 | 2.8884e-06 | 2.7007e-06 | 2.5242e-06 | 2.3584e-06 | 2.2037e-06
SDG&E | MW | Industrial | Ind - Paper | HVAC | No | Ind HVAC - Equipment (Gas - High Cost) | -1.2511e-08 | -1.1687e-08 | -1.0975e-08 | -1.0443e-08 | -9.9012e-09 | -9.2668e-09 | -8.7386e-09 | -8.2129e-09 | -7.6935e-09 | -7.1944e-09 | -6.7391e-09 | -6.3211e-09
SDG&E | MW | Industrial | Ind - Paper | HVAC | No | Ind HVAC - O&M (Electric - High Cost) | 4.087e-06 | 4.163e-06 | 4.408e-06 | 4.4212e-06 | 4.4343e-06 | 4.4389e-06 | 4.4463e-06 | 4.4535e-06 | 4.4577e-06 | 4.4602e-06 | 4.4616e-06 | 4.4628e-06
SDG&E | MW | Industrial | Ind - Paper | HVAC | No | Ind HVAC - O&M (Electric - Low Cost) | 1.9161e-05 | 1.9431e-05 | 1.9609e-05 | 1.9657e-05 | 1.9711e-05 | 1.9726e-05 | 1.9755e-05 | 1.9777e-05 | 1.9791e-05 | 1.9798e-05 | 1.9795e-05 | 1.9796e-05
SDG&E | MW | Industrial | Ind - Paper | HVAC | No | Ind HVAC - O&M (Electric - Mid Cost) | 1.2281e-05 | 1.2461e-05 | 1.2577e-05 | 1.261e-05 | 1.2646e-05 | 1.2657e-05 | 1.2676e-05 | 1.2693e-05 | 1.2703e-05 | 1.2709e-05 | 1.2709e-05 | 1.2711e-05
SDG&E | MW | Industrial | Ind - Paper | Lighting | No | Ind Lighting - Equipment (High Cost) | 6.6899e-05 | 6.3589e-05 | 5.9943e-05 | 5.6174e-05 | 5.2612e-05 | 4.918e-05 | 4.6002e-05 | 4.3046e-05 | 4.0234e-05 | 3.7591e-05 | 3.5128e-05 | 3.281e-05
SDG&E | MW | Industrial | Ind - Paper | Lighting | No | Ind Lighting - Equipment (Low Cost) | 3.2772e-05 | 3.1022e-05 | 2.9221e-05 | 2.7341e-05 | 2.5589e-05 | 2.3902e-05 | 2.2341e-05 | 2.0876e-05 | 1.9499e-05 | 1.8206e-05 | 1.699e-05 | 1.5859e-05
SDG&E | MW | Industrial | Ind - Paper | Lighting | No | Ind Lighting - Equipment (Mid Cost) | 0.00026048 | 0.00024675 | 0.00023245 | 0.00021756 | 0.00020364 | 0.00019025 | 0.00017785 | 0.00016623 | 0.00015528 | 0.000145 | 0.00013535 | 0.00012635
SDG&E | MW | Industrial | Ind - Paper | Lighting | No | Ind Lighting - O&M (Low Cost) | 2.4926e-05 | 2.359e-05 | 2.2219e-05 | 2.0789e-05 | 1.9455e-05 | 1.8172e-05 | 1.6985e-05 | 1.587e-05 | 1.4823e-05 | 1.3839e-05 | 1.2915e-05 | 1.2054e-05
SDG&E | MW | Industrial | Ind - Paper | Lighting | No | Ind Lighting - O&M (Mid Cost) | 2.6802e-06 | 2.5405e-06 | 2.3935e-06 | 2.2407e-06 | 2.0976e-06 | 1.9961e-06 | 1.8659e-06 | 1.7439e-06 | 1.629e-06 | 1.521e-06 | 1.4197e-06 | 1.3253e-06
SDG&E | MW | Industrial | Ind - Paper | ProcHeat | No | Ind ProcHeat - Equipment (Gas - High Cost) | -4.9503e-07 | -4.6422e-07 | -4.3683e-07 | -4.1906e-07 | -3.9983e-07 | -3.731e-07 | -3.5273e-07 | -3.3242e-07 | -3.1169e-07 | -2.9179e-07 | -2.7356e-07 | -2.5695e-07
SDG&E | MW | Industrial | Ind - Paper | ProcHeat | No | Ind ProcHeat - Equipment (Gas - Mid Cost) | -3.9328e-05 | -3.6576e-05 | -3.4322e-05 | -3.258e-05 | -3.0811e-05 | -2.8854e-05 | -2.7173e-05 | -2.5489e-05 | -2.3857e-05 | -2.2277e-05 | -2.0833e-05 | -1.9503e-05
SDG&E | MW | Industrial | Ind - Paper | ProcHeat | No | Ind ProcHeat - O&M (Gas - High Cost) | -2.6271e-06 | -2.6231e-06 | -2.6354e-06 | -2.6779e-06 | -2.7129e-06 | -2.72e-06 | -2.7435e-06 | -2.7576e-06 | -2.7642e-06 | -2.7649e-06 | -2.7705e-06 | -2.779e-06
SDG&E | MW | Industrial | Ind - Paper | MachDr | No | Ind MachDr - Equipment (High Cost) | 6.8177e-05 | 6.3298e-05 | 5.8315e-05 | 5.3401e-05 | 4.8881e-05 | 4.4657e-05 | 4.0823e-05 | 3.733e-05 | 3.41e-05 | 3.1138e-05 | 2.8435e-05 | 2.5956e-05
SDG&E | MW | Industrial | Ind - Paper | MachDr | No | Ind MachDr - Equipment (Low Cost) | 0.00020123 | 0.00018618 | 0.00017141 | 0.00015677 | 0.00014341 | 0.00013093 | 0.00011962 | 0.00010925 | 9.9744e-05 | 9.1026e-05 | 8.3033e-05 | 7.5753e-05
SDG&E | MW | Industrial | Ind - Paper | MachDr | No | Ind MachDr - Equipment (Mid Cost) | 0.00017535 | 0.00016237 | 0.00014951 | 0.00013678 | 0.00012514 | 0.00011427 | 0.00010441 | 9.5388e-05 | 8.7097e-05 | 7.9495e-05 | 7.2533e-05 | 6.6182e-05
SDG&E | MW | Industrial | Ind - Paper | MachDr | No | Ind MachDr - O&M (High Cost) | 2.5169e-05 | 2.5624e-05 | 2.5878e-05 | 2.598e-05 | 2.6069e-05 | 2.6108e-05 | 2.6163e-05 | 2.6228e-05 | 2.6264e-05 | 2.629e-05 | 2.6319e-05 | 2.7246e-05
SDG&E | MW | Industrial | Ind - Paper | MachDr | No | Ind MachDr - O&M (Low Cost) | 0.00099618 | 0.0010102 | 0.0010195 | 0.001022 | 0.0010247 | 0.0010255 | 0.001027 | 0.0010282 | 0.0010289 | 0.0010292 | 0.0010291 | 0.0010291
SDG&E | MW | Industrial | Ind - Paper | MachDr | No | Ind MachDr - O&M (Mid Cost) | 0.00011299 | 0.00011472 | 0.0001158 | 0.00011614 | 0.00011648 | 0.00011844 | 0.00011862 | 0.00011877 | 0.00011887 | 0.00011892 | 0.00011893 | 0.00011894
SDG&E | MW | Industrial | Ind - Petroleum | Lighting | No | Ind Lighting - Equipment (High Cost) | 4.6828e-06 | 4.4525e-06 | 4.1975e-06 | 3.934e-06 | 3.6847e-06 | 3.4446e-06 | 3.2221e-06 | 3.0154e-06 | 2.8186e-06 | 2.6335e-06 | 2.4613e-06 | 2.2989e-06
SDG&E | MW | Industrial | Ind - Petroleum | Lighting | No | Ind Lighting - Equipment (Low Cost) | 3.8775e-06 | 3.67e-06 | 3.4568e-06 | 3.2343e-06 | 3.0269e-06 | 2.8274e-06 | 2.6427e-06 | 2.4693e-06 | 2.3063e-06 | 2.1533e-06 | 2.0095e-06 | 1.8756e-06
SDG&E | MW | Industrial | Ind - Petroleum | Lighting | No | Ind Lighting - Equipment (Mid Cost) | 5.079e-06 | 4.8106e-06 | 4.5317e-06 | 4.2412e-06 | 3.9697e-06 | 3.7084e-06 | 3.4666e-06 | 3.2399e-06 | 3.0265e-06 | 2.826e-06 | 2.6378e-06 | 2.4623e-06
SDG&E | MW | Industrial | Ind - Petroleum | MachDr | No | Ind MachDr - Equipment (High Cost) | 2.3958e-05 | 2.2263e-05 | 2.0514e-05 | 1.8792e-05 | 1.7204e-05 | 1.572e-05 | 1.4373e-05 | 1.3147e-05 | 1.2011e-05 | 1.0969e-05 | 1.002e-05 | 9.148e-06
SDG&E | MW | Industrial | Ind - Petroleum | MachDr | No | Ind MachDr - Equipment (Low Cost) | 6.8083e-05 | 6.299e-05 | 5.7993e-05 | 5.3038e-05 | 4.8517e-05 | 4.4297e-05 | 4.047e-05 | 3.6962e-05 | 3.3745e-05 | 3.0795e-05 | 2.8091e-05 | 2.5628e-05
SDG&E | MW | Industrial | Ind - Petroleum | MachDr | No | Ind MachDr - Equipment (Mid Cost) | 5.1805e-05 | 4.7969e-05 | 4.417e-05 | 4.0408e-05 | 3.697e-05 | 3.3759e-05 | 3.0847e-05 | 2.8181e-05 | 2.5732e-05 | 2.3486e-05 | 2.1429e-05 | 1.9553e-05
SDG&E | MW | Industrial | Ind - Petroleum | MachDr | No | Ind MachDr - O&M (High Cost) | 7.5521e-05 | 7.7018e-05 | 7.7808e-05 | 7.8163e-05 | 7.8456e-05 | 7.8596e-05 | 7.8787e-05 | 7.9028e-05 | 7.9159e-05 | 7.9259e-05 | 7.9392e-05 | 7.9465e-05
SDG&E | MW | Industrial | Ind - Petroleum | MachDr | No | Ind MachDr - O&M (Low Cost) | 0.00029224 | 0.00029635 | 0.00029907 | 0.0002998 | 0.00030062 | 0.00030085 | 0.00030128 | 0.00030162 | 0.00030184 | 0.00030194 | 0.0003019 | 0.00030191
SDG&E | MW | Industrial | Ind - Petroleum | MachDr | No | Ind MachDr - O&M (Mid Cost) | 4.2316e-05 | 4.2962e-05 | 4.3365e-05 | 4.3491e-05 | 4.3618e-05 | 4.4315e-05 | 4.4382e-05 | 4.444e-05 | 4.4476e-05 | 4.4494e-05 | 4.4496e-05 | 4.4501e-05
SDG&E | MW | Industrial | Ind - Plastics | HVAC | No | Ind HVAC - Equipment (Electric - High Cost) | 0.00014743 | 0.00014037 | 0.00013246 | 0.00012428 | 0.00011653 | 0.00010904 | 0.00010211 | 9.566e-05 | 8.9506e-05 | 8.3715e-05 | 7.8323e-05 | 7.323e-05
SDG&E | MW | Industrial | Ind - Plastics | HVAC | No | Ind HVAC - Equipment (Electric - Low Cost) | 0.00023742 | 0.00022494 | 0.00021208 | 0.00019862 | 0.00018606 | 0.00017396 | 0.00016275 | 0.00015222 | 0.00014231 | 0.00013299 | 0.00012423 | 0.00011606
SDG&E | MW | Industrial | Ind - Plastics | HVAC | No | Ind HVAC - Equipment (Electric - Mid Cost) | 3.963e-05 | 3.7569e-05 | 3.5424e-05 | 3.3183e-05 | 3.1088e-05 | 2.9069e-05 | 2.7198e-05 | 2.5443e-05 | 2.3789e-05 | 2.2234e-05 | 2.0773e-05 | 1.9409e-05
SDG&E | MW | Industrial | Ind - Plastics | HVAC | No | Ind HVAC - Equipment (Gas - High Cost) | -1.5512e-06 | -1.5648e-06 | -1.5511e-06 | -1.5367e-06 | -1.5188e-06 | -1.4927e-06 | -1.4763e-06 | -1.4557e-06 | -1.4302e-06 | -1.4033e-06 | -1.3133e-06 | -1.2301e-06
SDG&E | MW | Industrial | Ind - Plastics | HVAC | No | Ind HVAC - Equipment (Gas - Mid Cost) | -1.7568e-06 | -1.7669e-06 | -1.7489e-06 | -1.7225e-06 | -1.6946e-06 | -1.6691e-06 | -1.6476e-06 | -1.6213e-06 | -1.5916e-06 | -1.5588e-06 | -1.4566e-06 | -1.3612e-06
SDG&E | MW | Industrial | Ind - Plastics | HVAC | No | Ind HVAC - O&M (Electric - High Cost) | 0.00013183 | 0.00013387 | 0.00013513 | 0.00013555 | 0.00013596 | 0.00013609 | 0.00013632 | 0.00013654 | 0.00013667 | 0.00013675 | 0.0001368 | 0.00013684
SDG&E | MW | Industrial | Ind - Plastics | HVAC | No | Ind HVAC - O&M (Electric - Low Cost) | 0.0013904 | 0.00141 | 0.0014229 | 0.0014264 | 0.0014303 | 0.0014314 | 0.0014335 | 0.0014351 | 0.0014361 | 0.0014366 | 0.0014364 | 0.0014364
SDG&E | MW | Industrial | Ind - Plastics | HVAC | No | Ind HVAC - O&M (Electric - Mid Cost) | 0.00013662 | 0.00013861 | 0.00013989 | 0.00014026 | 0.00014066 | 0.00014078 | 0.00014099 | 0.00014118 | 0.00014129 | 0.00014135 | 0.00014135 | 0.00014136
SDG&E | MW | Industrial | Ind - Plastics | Lighting | No | Ind Lighting - Equipment (High Cost) | 0.00090506 | 0.00086069 | 0.00081141 | 0.00076052 | 0.00071236 | 0.00066595 | 0.00062297 | 0.00058303 | 0.00054499 | 0.00050922 | 0.00047594 | 0.00044455
SDG&E | MW | Industrial | Ind - Plastics | Lighting | No | Ind Lighting - Equipment (Low Cost) | 0.00062863 | 0.00059505 | 0.00056049 | 0.00052444 | 0.00049082 | 0.00045847 | 0.00042853 | 0.00040042 | 0.00037401 | 0.0003492 | 0.00032588 | 0.00030418
SDG&E | MW | Industrial | Ind - Plastics | Lighting | No | Ind Lighting - Equipment (Mid Cost) | 0.0068434 | 0.0064835 | 0.0061079 | 0.0057169 | 0.0053512 | 0.0049993 | 0.0046735 | 0.0043683 | 0.0040807 | 0.0038105 | 0.0035571 | 0.0033206
SDG&E | MW | Industrial | Ind - Plastics | Lighting | No | Ind Lighting - O&M (Low Cost) | 0.00030572 | 0.00028935 | 0.00027253 | 0.00025499 | 0.00023863 | 0.0002229 | 0.00020834 | 0.00019466 | 0.00018182 | 0.00016975 | 0.00015841 | 0.00014785
SDG&E | MW | Industrial | Ind - Plastics | Lighting | No | Ind Lighting - O&M (Mid Cost) | 1.6432e-05 | 1.5573e-05 | 1.4671e-05 | 1.3734e-05 | 1.3068e-05 | 1.2208e-05 | 1.1412e-05 | 1.0665e-05 | 9.9621e-06 | 9.3019e-06 | 8.6822e-06 | 8.1044e-06
SDG&E | MW | Industrial | Ind - Plastics | ProcHeat | No | Ind ProcHeat - Equipment (Electric - High Cost) | 1.2002e-06 | 1.2192e-06 | 1.231e-06 | 1.2366e-06 | 1.242e-06 | 1.2423e-06 | 1.245e-06 | 1.2475e-06 | 1.2489e-06 | 1.2502e-06 | 1.251e-06 | 1.2522e-06
SDG&E | MW | Industrial | Ind - Plastics | ProcHeat | No | Ind ProcHeat - Equipment (Electric - Low Cost) | 0.00098866 | 0.0010026 | 0.0010118 | 0.0010143 | 0.001017 | 0.0010178 | 0.0010193 | 0.0010204 | 0.0010212 | 0.0010215 | 0.0010214 | 0.0010214
SDG&E | MW | Industrial | Ind - Plastics | ProcHeat | No | Ind ProcHeat - Equipment (Electric - Mid Cost) | 0.00047115 | 0.00047802 | 0.00048245 | 0.00048373 | 0.00048509 | 0.00048552 | 0.00048626 | 0.00048689 | 0.00048728 | 0.00048748 | 0.0004875 | 0.00048755
SDG&E | MW | Industrial | Ind - Plastics | ProcHeat | No | Ind ProcHeat - Equipment (Gas - High Cost) | -1.722e-06 | -1.8615e-06 | -1.9761e-06 | -2.1002e-06 | -2.2255e-06 | -2.3396e-06 | -2.4785e-06 | -2.618e-06 | -2.7541e-06 | -2.8945e-06 | -2.9013e-06 | -2.9116e-06
SDG&E | MW | Industrial | Ind - Plastics | ProcHeat | No | Ind ProcHeat - Equipment (Gas - Mid Cost) | 3.3484e-06 | 3.6061e-06 | 3.8212e-06 | 4.0308e-06 | 4.2465e-06 | 4.4763e-06 | 4.7308e-06 | 4.9839e-06 | 5.2377e-06 | 5.4919e-06 | 5.4941e-06 | 5.4973e-06
SDG&E | MW | Industrial | Ind - Plastics | ProcRefrig | No | Ind ProcRefrig - O&M (High Cost) | 0.00050977 | 0.00051951 | 0.00052477 | 0.00052702 | 0.00052893 | 0.00052981 | 0.00053103 | 0.00053253 | 0.00053335 | 0.00053396 | 0.00053474 | 0.00053517
SDG&E | MW | Industrial | Ind - Plastics | ProcRefrig | No | Ind ProcRefrig - O&M (Low Cost) | 0.00096347 | 0.0009774 | 0.00099229 | 0.00099479 | 0.00099751 | 0.00099832 | 0.00099978 | 0.0010009 | 0.0010017 | 0.001002 | 0.0010019 | 0.001002
SDG&E | MW | Industrial | Ind - Plastics | ProcRefrig | No | Ind ProcRefrig - O&M (Mid Cost) | 0.00040406 | 0.00041029 | 0.00041416 | 0.00041539 | 0.00041662 | 0.00041704 | 0.00042477 | 0.00042533 | 0.00042568 | 0.00042587 | 0.00042589 | 0.00042594
SDG&E | MW | Industrial | Ind - Plastics | MachDr | No | Ind MachDr - Equipment (High Cost) | 0.001418 | 0.0014444 | 0.0014589 | 0.001465 | 0.0014702 | 0.0014725 | 0.0014758 | 0.0014797 | 0.0014819 | 0.0014834 | 0.0014854 | 0.0014865
SDG&E | MW | Industrial | Ind - Plastics | MachDr | No | Ind MachDr - Equipment (Low Cost) | 0.0031299 | 0.0031742 | 0.0032033 | 0.0032113 | 0.00322 | 0.0032226 | 0.0032272 | 0.0032309 | 0.0032333 | 0.0032344 | 0.003234 | 0.0032341
SDG&E | MW | Industrial | Ind - Plastics | MachDr | No | Ind MachDr - Equipment (Mid Cost) | 0.0079478 | 0.0080677 | 0.0081432 | 0.0081663 | 0.00819 | 0.0081979 | 0.0082111 | 0.0082231 | 0.0082304 | 0.0082345 | 0.008236 | 0.0082375
SDG&E | MW | Industrial | Ind - Plastics | MachDr | No | Ind MachDr - O&M (High Cost) | 5.6339e-05 | 5.7392e-05 | 5.7969e-05 | 5.821e-05 | 5.8416e-05 | 5.8509e-05 | 5.8639e-05 | 5.8797e-05 | 5.8884e-05 | 5.8947e-05 | 5.9025e-05 | 5.9069e-05
SDG&E | MW | Industrial | Ind - Plastics | MachDr | No | Ind MachDr - O&M (Low Cost) | 0.013957 | 0.014201 | 0.014331 | 0.014367 | 0.014406 | 0.014417 | 0.014438 | 0.014454 | 0.014465 | 0.014469 | 0.014468 | 0.014468
SDG&E | MW | Industrial | Ind - Plastics | MachDr | No | Ind MachDr - O&M (Mid Cost) | 0.0011071 | 0.0011241 | 0.0011347 | 0.001138 | 0.0011413 | 0.0011605 | 0.0011622 | 0.0011638 | 0.0011647 | 0.0011652 | 0.0011653 | 0.0011654
SDG&E | MW | Industrial | Ind - Printing & Publishing | HVAC | No | Ind HVAC - Equipment (Electric - High Cost) | 0.00061522 | 0.00058612 | 0.00055317 | 0.00051913 | 0.00048679 | 0.00045558 | 0.00042664 | 0.00039978 | 0.0003741 | 0.00034993 | 0.00032745 | 0.00030619
SDG&E | MW | Industrial | Ind - Printing & Publishing | HVAC | No | Ind HVAC - Equipment (Electric - Low Cost) | 0.00025251 | 0.00023925 | 0.00022556 | 0.00021125 | 0.0001979 | 0.00018502 | 0.0001731 | 0.0001619 | 0.00015136 | 0.00014145 | 0.00013213 | 0.00012345
SDG&E | MW | Industrial | Ind - Printing & Publishing | HVAC | No | Ind HVAC - Equipment (Electric - Mid Cost) | 0.0011399 | 0.0010809 | 0.0010192 | 0.00095484 | 0.0008946 | 0.00083654 | 0.00078275 | 0.00073231 | 0.00068473 | 0.00063999 | 0.00059798 | 0.00055874
SDG&E | MW | Industrial | Ind - Printing & Publishing | HVAC | No | Ind HVAC - Equipment (Gas - High Cost) | -1.71e-05 | -1.6602e-05 | -1.6036e-05 | -1.5807e-05 | -1.5454e-05 | -1.4681e-05 | -1.4154e-05 | -1.363e-05 | -1.3042e-05 | -1.2532e-05 | -1.1773e-05 | -1.1099e-05
SDG&E | MW | Industrial | Ind - Printing & Publishing | HVAC | No | Ind HVAC - Equipment (Gas - Mid Cost) | -6.5656e-06 | -6.3145e-06 | -6.0653e-06 | -5.8383e-06 | -5.6061e-06 | -5.3736e-06 | -5.1442e-06 | -4.9168e-06 | -4.6918e-06 | -4.478e-06 | -4.1848e-06 | -3.9115e-06
SDG&E | MW | Industrial | Ind - Printing & Publishing | HVAC | No | Ind HVAC - O&M (Electric - High Cost) | 8.042e-05 | 8.5391e-05 | 8.6195e-05 | 8.6449e-05 | 8.6704e-05 | 8.6792e-05 | 8.6936e-05 | 8.7071e-05 | 8.7153e-05 | 8.72e-05 | 8.7224e-05 | 8.7245e-05
SDG&E | MW | Industrial | Ind - Printing & Publishing | HVAC | No | Ind HVAC - O&M (Electric - Low Cost) | 0.003309 | 0.0033557 | 0.0033865 | 0.0033949 | 0.0034042 | 0.0034068 | 0.0034117 | 0.0034156 | 0.0034181 | 0.0034192 | 0.0034188 | 0.003419
SDG&E | MW | Industrial | Ind - Printing & Publishing | Lighting | No | Ind Lighting - Equipment (High Cost) | 0.00082202 | 0.00078125 | 0.00073644 | 0.0006901 | 0.00064633 | 0.00060416 | 0.0005651 | 0.00052877 | 0.00049422 | 0.00046174 | 0.00043147 | 0.00040299
SDG&E | MW | Industrial | Ind - Printing & Publishing | Lighting | No | Ind Lighting - Equipment (Low Cost) | 0.0014932 | 0.0014134 | 0.0013313 | 0.0012456 | 0.0011658 | 0.0010889 | 0.0010178 | 0.00095104 | 0.00088829 | 0.00082935 | 0.00077398 | 0.00072241
SDG&E | MW | Industrial | Ind - Printing & Publishing | Lighting | No | Ind Lighting - Equipment (Mid Cost) | 0.0048954 | 0.004637 | 0.0043682 | 0.0040883 | 0.0038267 | 0.0035749 | 0.0033418 | 0.0031234 | 0.0029176 | 0.0027244 | 0.0025431 | 0.0023739
SDG&E | MW | Industrial | Ind - Printing & Publishing | Lighting | No | Ind Lighting - O&M (Low Cost) | 0.0016606 | 0.0015717 | 0.0014803 | 0.001385 | 0.0012962 | 0.0012107 | 0.0011316 | 0.0010573 | 0.00098756 | 0.00092202 | 0.00086042 | 0.00080307
SDG&E | MW | Industrial | Ind - Printing & Publishing | Lighting | No | Ind Lighting - O&M (Mid Cost) | 4.9013e-05 | 4.6451e-05 | 4.3763e-05 | 4.0966e-05 | 3.8997e-05 | 3.643e-05 | 3.4054e-05 | 3.1826e-05 | 2.9728e-05 | 2.7758e-05 | 2.5909e-05 | 2.4185e-05
SDG&E | MW | Industrial | Ind - Printing & Publishing | ProcHeat | No | Ind ProcHeat - Equipment (Gas - Mid Cost) | -3.6526e-06 | -3.5148e-06 | -3.377e-06 | -3.2547e-06 | -3.1283e-06 | -2.9971e-06 | -2.8703e-06 | -2.7446e-06 | -2.6194e-06 | -2.501e-06 | -2.338e-06 | -2.1864e-06
SDG&E | MW | Industrial | Ind - Printing & Publishing | ProcHeat | No | Ind ProcHeat - O&M (Gas - High Cost) | -1.7197e-05 | -1.7743e-05 | -1.8262e-05 | -1.89e-05 | -1.9477e-05 | -1.9965e-05 | -2.0476e-05 | -2.0969e-05 | -2.1426e-05 | -2.1908e-05 | -2.1931e-05 | -2.1966e-05
SDG&E | MW | Industrial | Ind - Printing & Publishing | MachDr | No | Ind MachDr - Equipment (High Cost) | 0.00056946 | 0.00052887 | 0.00048726 | 0.00044626 | 0.0004085 | 0.00037322 | 0.0003412 | 0.00031204 | 0.00028505 | 0.0002603 | 0.00023773 | 0.00021702
SDG&E | MW | Industrial | Ind - Printing & Publishing | MachDr | No | Ind MachDr - Equipment (Low Cost) | 0.0020569 | 0.0019029 | 0.001752 | 0.0016022 | 0.0014657 | 0.0013382 | 0.0012225 | 0.0011166 | 0.0010194 | 0.00093025 | 0.00084854 | 0.00077414
SDG&E | MW | Industrial | Ind - Printing & Publishing | MachDr | No | Ind MachDr - Equipment (Mid Cost) | 0.0034621 | 0.0032053 | 0.0029514 | 0.0026999 | 0.0024701 | 0.0022555 | 0.0020609 | 0.0018827 | 0.001719 | 0.001569 | 0.0014315 | 0.0013061
SDG&E | MW | Industrial | Ind - Printing & Publishing | MachDr | No | Ind MachDr - O&M (Low Cost) | 0.025473 | 0.025831 | 0.026068 | 0.026132 | 0.026203 | 0.026224 | 0.026261 | 0.026291 | 0.02631 | 0.026318 | 0.026315 | 0.026316
SDG&E | MW | Industrial | Ind - Printing & Publishing | MachDr | No | Ind MachDr - O&M (Mid Cost) | 0.0016593 | 0.0016848 | 0.0017007 | 0.0017057 | 0.0017107 | 0.0017406 | 0.0017432 | 0.0017455 | 0.001747 | 0.0017477 | 0.0017478 | 0.001748
SDG&E | MW | Industrial | Ind - Stone, Glass & Clay | HVAC | No | Ind HVAC - Equipment (Gas - High Cost) | -3.2782e-07 | -3.1443e-07 | -3.0121e-07 | -2.9181e-07 | -2.8224e-07 | -2.6948e-07 | -2.5844e-07 | -2.473e-07 | -2.3589e-07 | -2.2514e-07 | -2.108e-07 | -1.976e-07
SDG&E | MW | Industrial | Ind - Stone, Glass & Clay | HVAC | No | Ind HVAC - O&M (Electric - Low Cost) | 0.00023784 | 0.00024119 | 0.0002434 | 0.00024401 | 0.00024467 | 0.00024486 | 0.00024521 | 0.00024549 | 0.00024567 | 0.00024575 | 0.00024572 | 0.00024573
SDG&E | MW | Industrial | Ind - Stone, Glass & Clay | Lighting | No | Ind Lighting - Equipment (High Cost) | 0.00017554 | 0.00016692 | 0.00015736 | 0.00014748 | 0.00013814 | 0.00012914 | 0.0001208 | 0.00011305 | 0.00010567 | 9.8735e-05 | 9.2277e-05 | 8.6191e-05
SDG&E | MW | Industrial | Ind - Stone, Glass & Clay | Lighting | No | Ind Lighting - Equipment (Low Cost) | 4.9882e-05 | 4.7214e-05 | 4.4471e-05 | 4.1609e-05 | 3.8941e-05 | 3.6373e-05 | 3.3997e-05 | 3.1767e-05 | 2.9671e-05 | 2.7702e-05 | 2.5852e-05 | 2.4129e-05
SDG&E | MW | Industrial | Ind - Stone, Glass & Clay | Lighting | No | Ind Lighting - Equipment (Mid Cost) | 0.0013783 | 0.0013056 | 0.0012299 | 0.0011511 | 0.0010774 | 0.0010065 | 0.00094093 | 0.00087944 | 0.00082151 | 0.0007671 | 0.00071606 | 0.00066843
SDG&E | MW | Industrial | Ind - Stone, Glass & Clay | Lighting | No | Ind Lighting - O&M (Low Cost) | 5.7109e-05 | 5.4054e-05 | 5.0914e-05 | 4.7637e-05 | 4.4582e-05 | 4.1643e-05 | 3.8923e-05 | 3.6369e-05 | 3.3969e-05 | 3.1715e-05 | 2.9597e-05 | 2.7625e-05
SDG&E | MW | Industrial | Ind - Stone, Glass & Clay | Lighting | No | Ind Lighting - O&M (Mid Cost) | 2.4034e-05 | 2.2768e-05 | 2.1449e-05 | 2.0319e-05 | 1.9017e-05 | 1.7764e-05 | 1.6605e-05 | 1.5517e-05 | 1.4494e-05 | 1.3533e-05 | 1.2631e-05 | 1.179e-05
SDG&E | MW | Industrial | Ind - Stone, Glass & Clay | ProcHeat | No | Ind ProcHeat - Equipment (Gas - High Cost) | -2.3966e-05 | -2.3075e-05 | -2.2146e-05 | -2.162e-05 | -2.0973e-05 | -1.9998e-05 | -1.9202e-05 | -1.8397e-05 | -1.7557e-05 | -1.6775e-05 | -1.5722e-05 | -1.4759e-05
SDG&E | MW | Industrial | Ind - Stone, Glass & Clay | ProcHeat | No | Ind ProcHeat - O&M (Gas - Mid Cost) | -0.000179 | -0.00018311 | -0.00018743 | -0.00019296 | -0.00019865 | -0.00020356 | -0.00020849 | -0.00021301 | -0.00021727 | -0.00022147 | -0.00022155 | -0.00022167
SDG&E | MW | Industrial | Ind - Stone, Glass & Clay | MachDr | No | Ind MachDr - Equipment (High Cost) | 0.0002577 | 0.0002393 | 0.00022047 | 0.0002019 | 0.00018482 | 0.00016885 | 0.00015436 | 0.00014116 | 0.00012895 | 0.00011775 | 0.00010753 | 9.8161e-05
SDG&E | MW | Industrial | Ind - Stone, Glass & Clay | MachDr | No | Ind MachDr - Equipment (Low Cost) | 0.00059655 | 0.0005519 | 0.00050811 | 0.00046469 | 0.00042508 | 0.0003881 | 0.00035456 | 0.00032383 | 0.00029564 | 0.0002698 | 0.0002461 | 0.00022452
SDG&E | MW | Industrial | Ind - Stone, Glass & Clay | MachDr | No | Ind MachDr - Equipment (Mid Cost) | 0.00047224 | 0.00043725 | 0.00040262 | 0.00036832 | 0.00033697 | 0.0003077 | 0.00028115 | 0.00025685 | 0.00023452 | 0.00021405 | 0.0001953 | 0.0001782
SDG&E | MW | Industrial | Ind - Stone, Glass & Clay | MachDr | No | Ind MachDr - O&M (High Cost) | 0.0020044 | 0.0020444 | 0.0020655 | 0.002075 | 0.0020828 | 0.0020866 | 0.0020917 | 0.0020982 | 0.0021018 | 0.0021045 | 0.0021081 | 0.0021101
SDG&E | MW | Industrial | Ind - Stone, Glass & Clay | MachDr | No | Ind MachDr - O&M (Low Cost) | 0.0032703 | 0.0033164 | 0.0033468 | 0.003355 | 0.0033641 | 0.0033668 | 0.0033716 | 0.0033754 | 0.0033778 | 0.0033789 | 0.0033785 | 0.0033786
SDG&E | MW | Industrial | Ind - Stone, Glass & Clay | MachDr | No | Ind MachDr - O&M (Mid Cost) | 0.00046575 | 0.00047296 | 0.00047742 | 0.00047884 | 0.00048026 | 0.00048076 | 0.00048989 | 0.00049054 | 0.00049095 | 0.00049116 | 0.00049119 | 0.00049126
SDG&E | MW | Industrial | Ind - Textiles | HVAC | No | Ind HVAC - Equipment (Electric - High Cost) | 2.5068e-05 | 2.3858e-05 | 2.2513e-05 | 2.112e-05 | 1.98e-05 | 1.8528e-05 | 1.7347e-05 | 1.625e-05 | 1.5204e-05 | 1.4219e-05 | 1.3301e-05 | 1.2436e-05
SDG&E | MW | Industrial | Ind - Textiles | HVAC | No | Ind HVAC - Equipment (Electric - Mid Cost) | 1.2688e-05 | 1.2028e-05 | 1.1341e-05 | 1.0623e-05 | 9.9524e-06 | 9.306e-06 | 8.7072e-06 | 8.1452e-06 | 7.6157e-06 | 7.1177e-06 | 6.6499e-06 | 6.2132e-06
SDG&E | MW | Industrial | Ind - Textiles | HVAC | No | Ind HVAC - O&M (Electric - Low Cost) | 0.0001503 | 0.00015243 | 0.00015383 | 0.00015421 | 0.00015463 | 0.00015475 | 0.00015498 | 0.00015516 | 0.00015527 | 0.00015532 | 0.00015531 | 0.00015531
SDG&E | MW | Industrial | Ind - Textiles | Lighting | No | Ind Lighting - Equipment (High Cost) | 0.00011323 | 0.00010762 | 0.00010145 | 9.5068e-05 | 8.9039e-05 | 8.3231e-05 | 7.7851e-05 | 7.2847e-05 | 6.8088e-05 | 6.3614e-05 | 5.9445e-05 | 5.5521e-05
SDG&E | MW | Industrial | Ind - Textiles | Lighting | No | Ind Lighting - Equipment (Low Cost) | 2.8141e-05 | 2.6638e-05 | 2.5091e-05 | 2.3477e-05 | 2.1971e-05 | 2.0523e-05 | 1.9183e-05 | 1.7925e-05 | 1.6742e-05 | 1.5631e-05 | 1.4588e-05 | 1.3616e-05
SDG&E | MW | Industrial | Ind - Textiles | Lighting | No | Ind Lighting - Equipment (Mid Cost) | 0.00065191 | 0.00061766 | 0.00058188 | 0.00054464 | 0.00050981 | 0.00047628 | 0.00044525 | 0.00041618 | 0.00038878 | 0.00036304 | 0.00033891 | 0.00031638
SDG&E | MW | Industrial | Ind - Textiles | Lighting | No | Ind Lighting - O&M (Low Cost) | 4.1018e-05 | 3.8821e-05 | 3.6565e-05 | 3.4211e-05 | 3.2016e-05 | 2.9905e-05 | 2.7951e-05 | 2.6117e-05 | 2.4393e-05 | 2.2774e-05 | 2.1252e-05 | 1.9836e-05
SDG&E | MW | Industrial | Ind - Textiles | Lighting | No | Ind Lighting - O&M (Mid Cost) | 2.7853e-05 | 2.6384e-05 | 2.5131e-05 | 2.3517e-05 | 2.201e-05 | 2.056e-05 | 1.9218e-05 | 1.7959e-05 | 1.6775e-05 | 1.5663e-05 | 1.4618e-05 | 1.3645e-05
SDG&E | MW | Industrial | Ind - Textiles | ProcHeat | No | Ind ProcHeat - Equipment (Gas - High Cost) | -1.859e-05 | -1.8478e-05 | -1.8452e-05 | -1.8877e-05 | -1.9159e-05 | -1.8849e-05 | -1.8933e-05 | -1.8876e-05 | -1.8739e-05 | -1.859e-05 | -1.8665e-05 | -1.8801e-05
SDG&E | MW | Industrial | Ind - Textiles | ProcHeat | No | Ind ProcHeat - Equipment (Gas - Mid Cost) | 3.0602e-07 | 3.0196e-07 | 2.9965e-07 | 2.9804e-07 | 2.9666e-07 | 2.9477e-07 | 2.9391e-07 | 2.9137e-07 | 2.8869e-07 | 2.8484e-07 | 2.8491e-07 | 2.8501e-07
SDG&E | MW | Industrial | Ind - Textiles | ProcHeat | No | Ind ProcHeat - O&M (Gas - High Cost) | -3.4352e-06 | -3.3987e-06 | -3.3775e-06 | -3.3797e-06 | -3.3799e-06 | -3.3508e-06 | -3.3473e-06 | -3.3251e-06 | -3.297e-06 | -3.2586e-06 | -3.2625e-06 | -3.2687e-06
SDG&E | MW | Industrial | Ind - Textiles | ProcHeat | No | Ind ProcHeat - O&M (Gas - Low Cost) | 1.5342e-06 | 1.5134e-06 | 1.5015e-06 | 1.4925e-06 | 1.4848e-06 | 1.4757e-06 | 1.4711e-06 | 1.458e-06 | 1.4444e-06 | 1.4248e-06 | 1.4249e-06 | 1.4251e-06
SDG&E | MW | Industrial | Ind - Textiles | MachDr | No | Ind MachDr - Equipment (Low Cost) | 0.00014099 | 0.00014298 | 0.0001443 | 0.00014466 | 0.00014505 | 0.00014517 | 0.00014538 | 0.00014554 | 0.00014565 | 0.0001457 | 0.00014568 | 0.00014568
SDG&E | MW | Industrial | Ind - Textiles | MachDr | No | Ind MachDr - Equipment (Mid Cost) | 0.00028197 | 0.00028618 | 0.00028885 | 0.00028965 | 0.00029048 | 0.00029075 | 0.00029121 | 0.00029162 | 0.00029187 | 0.00029201 | 0.00029205 | 0.0002921
SDG&E | MW | Industrial | Ind - Textiles | MachDr | No | Ind MachDr - O&M (High Cost) | 3.4946e-05 | 3.5608e-05 | 3.5967e-05 | 3.612e-05 | 3.625e-05 | 3.6309e-05 | 3.6392e-05 | 3.6493e-05 | 3.6548e-05 | 3.6589e-05 | 3.6641e-05 | 3.667e-05
SDG&E | MW | Industrial | Ind - Textiles | MachDr | No | Ind MachDr - O&M (Low Cost) | 0.00088833 | 0.00090395 | 0.00091225 | 0.00091451 | 0.000917 | 0.00091772 | 0.00091904 | 0.00092008 | 0.00092075 | 0.00092106 | 0.00092094 | 0.00092097
SDG&E | MW | Industrial | Ind - Textiles | MachDr | No | Ind MachDr - O&M (Mid Cost) | 0.00024735 | 0.00025119 | 0.00025356 | 0.00025431 | 0.00025507 | 0.00025533 | 0.00026023 | 0.00026058 | 0.0002608 | 0.00026091 | 0.00026093 | 0.00026096
SDG&E | MW | Industrial | Ind - Transportation Equipment | HVAC | No | Ind HVAC - Equipment (Electric - High Cost) | 0.00013916 | 0.00013251 | 0.00012505 | 0.00011734 | 0.00011002 | 0.00010295 | 9.6405e-05 | 9.0322e-05 | 8.4513e-05 | 7.9046e-05 | 7.3958e-05 | 6.915e-05
SDG&E | MW | Industrial | Ind - Transportation Equipment | HVAC | No | Ind HVAC - Equipment (Electric - Low Cost) | 0.00053108 | 0.00050316 | 0.00047438 | 0.00044427 | 0.00041618 | 0.00038911 | 0.00036403 | 0.00034047 | 0.00031831 | 0.00029747 | 0.00027787 | 0.0002596
SDG&E | MW | Industrial | Ind - Transportation Equipment | HVAC | No | Ind HVAC - Equipment (Electric - Mid Cost) | 0.00017943 | 0.00017016 | 0.00016046 | 0.00015033 | 0.00014084 | 0.0001317 | 0.00012324 | 0.0001153 | 0.00010781 | 0.00010077 | 9.4158e-05 | 8.798e-05
SDG&E | MW | Industrial | Ind - Transportation Equipment | HVAC | No | Ind HVAC - Equipment (Gas - High Cost) | -1.2845e-05 | -1.2281e-05 | -1.1701e-05 | -1.1201e-05 | -1.0668e-05 | -1.0035e-05 | -9.4816e-06 | -8.9355e-06 | -8.401e-06 | -7.9045e-06 | -7.4003e-06 | -6.9359e-06
SDG&E | MW | Industrial | Ind - Transportation Equipment | HVAC | No | Ind HVAC - Equipment (Gas - Low Cost) | 9.3109e-07 | 8.8672e-07 | 8.4319e-07 | 8.007e-07 | 7.5784e-07 | 7.1494e-07 | 6.7378e-07 | 6.3318e-07 | 5.9467e-07 | 5.5812e-07 | 5.2142e-07 | 4.8715e-07
SDG&E | MW | Industrial | Ind - Transportation Equipment | HVAC | No | Ind HVAC - Equipment (Gas - Mid Cost) | -3.6654e-06 | -3.4925e-06 | -3.3219e-06 | -3.1578e-06 | -2.9912e-06 | -2.8208e-06 | -2.6593e-06 | -2.5e-06 | -2.3483e-06 | -2.2047e-06 | -2.0603e-06 | -1.9256e-06
SDG&E | MW | Industrial | Ind - Transportation Equipment | HVAC | No | Ind HVAC - O&M (Electric - High Cost) | 0.00035974 | 0.00036677 | 0.00037052 | 0.0003949 | 0.00039609 | 0.00039652 | 0.00039721 | 0.00039788 | 0.00039828 | 0.00039852 | 0.00039869 | 0.0003988
SDG&E | MW | Industrial | Ind - Transportation Equipment | HVAC | No | Ind HVAC - O&M (Electric - Low Cost) | 0.0045162 | 0.0045797 | 0.0046217 | 0.0046331 | 0.0046457 | 0.0046493 | 0.004656 | 0.0046612 | 0.0046646 | 0.0046661 | 0.0046654 | 0.0046656
SDG&E | MW | Industrial | Ind - Transportation Equipment | HVAC | No | Ind HVAC - O&M (Electric - Mid Cost) | 0.00065091 | 0.0006604 | 0.00066652 | 0.00066829 | 0.00067016 | 0.00067075 | 0.00067177 | 0.00067263 | 0.00067317 | 0.00067345 | 0.00067347 | 0.00067354
SDG&E | MW | Industrial | Ind - Transportation Equipment | Lighting | No | Ind Lighting - Equipment (High Cost) | 0.004048 | 0.0038503 | 0.00363 | 0.0034026 | 0.0031872 | 0.0029797 | 0.0027874 | 0.0026089 | 0.0024388 | 0.0022788 | 0.00213 | 0.0019896
SDG&E | MW | Industrial | Ind - Transportation Equipment | Lighting | No | Ind Lighting - Equipment (Low Cost) | 0.0013353 | 0.0012638 | 0.0011904 | 0.0011138 | 0.0010423 | 0.00097361 | 0.00091001 | 0.00085029 | 0.00079418 | 0.00074148 | 0.00069195 | 0.00064584
SDG&E | MW | Industrial | Ind - Transportation Equipment | Lighting | No | Ind Lighting - Equipment (Mid Cost) | 0.0122 | 0.011558 | 0.010889 | 0.010191 | 0.0095395 | 0.0089121 | 0.0083314 | 0.0077873 | 0.0072746 | 0.006793 | 0.0063413 | 0.0059196
SDG&E | MW | Industrial | Ind - Transportation Equipment | Lighting | No | Ind Lighting - O&M (High Cost) | 4.8922e-06 | 4.659e-06 | 4.3935e-06 | 4.1201e-06 | 3.8602e-06 | 3.6097e-06 | 3.3775e-06 | 3.1626e-06 | 2.9569e-06 | 2.7635e-06 | 2.584e-06 | 2.4142e-06
SDG&E | MW | Industrial | Ind - Transportation Equipment | Lighting | No | Ind Lighting - O&M (Low Cost) | 0.0013765 | 0.0013027 | 0.001227 | 0.001148 | 0.0010744 | 0.0010036 | 0.00093799 | 0.00087643 | 0.00081858 | 0.00076426 | 0.0007132 | 0.00066567
SDG&E | MW | Industrial | Ind - Transportation Equipment | Lighting | No | Ind Lighting - O&M (Mid Cost) | 8.0776e-05 | 7.6575e-05 | 7.2148e-05 | 6.7545e-05 | 6.3231e-05 | 6.0276e-05 | 5.6346e-05 | 5.2662e-05 | 4.9192e-05 | 4.5934e-05 | 4.2876e-05 | 4.0023e-05
SDG&E | MW | Industrial | Ind - Transportation Equipment | ProcHeat | No | Ind ProcHeat - Equipment (Electric - Low Cost) | 0.00071635 | 0.00072644 | 0.0007331 | 0.00073491 | 0.00073691 | 0.00073748 | 0.00073854 | 0.00073937 | 0.0007399 | 0.00074015 | 0.00074004 | 0.00074007
SDG&E | MW | Industrial | Ind - Transportation Equipment | ProcHeat | No | Ind ProcHeat - Equipment (Electric - Mid Cost) | 0.00052613 | 0.00053426 | 0.0005393 | 0.0005409 | 0.0005425 | 0.00054306 | 0.00054397 | 0.00054483 | 0.00054535 | 0.00054565 | 0.00054581 | 0.00054595
SDG&E | MW | Industrial | Ind - Transportation Equipment | ProcHeat | No | Ind ProcHeat - Equipment (Gas - High Cost) | -0.0001645 | -0.00016838 | -0.00017178 | -0.00017631 | -0.00017997 | -0.00018108 | -0.00018322 | -0.00018489 | -0.0001861 | -0.00018751 | -0.00018795 | -0.00018866
SDG&E | MW | Industrial | Ind - Transportation Equipment | ProcHeat | No | Ind ProcHeat - O&M (Gas - High Cost) | -2.4299e-05 | -2.4871e-05 | -2.5365e-05 | -2.599e-05 | -2.6495e-05 | -2.6679e-05 | -2.6982e-05 | -2.7219e-05 | -2.7393e-05 | -2.7589e-05 | -2.7648e-05 | -2.7738e-05
SDG&E | MW | Industrial | Ind - Transportation Equipment | SHW | No | Ind SHW - O&M (Mid Cost) | -2.4709e-06 | -2.5213e-06 | -2.5676e-06 | -2.615e-06 | -2.6535e-06 | -2.6776e-06 | -2.7029e-06 | -2.7208e-06 | -2.736e-06 | -2.7504e-06 | -2.752e-06 | -2.7543e-06
SDG&E | MW | Industrial | Ind - Transportation Equipment | ProcRefrig | No | Ind ProcRefrig - O&M (High Cost) | 2.6537e-05 | 2.7061e-05 | 2.7338e-05 | 2.7462e-05 | 2.7564e-05 | 2.7613e-05 | 2.768e-05 | 2.7764e-05 | 2.7809e-05 | 2.7844e-05 | 2.789e-05 | 2.7915e-05
SDG&E | MW | Industrial | Ind - Transportation Equipment | MachDr | No | Ind MachDr - Equipment (High Cost) | 0.00032088 | 0.00032672 | 0.00032998 | 0.00033133 | 0.00033252 | 0.00033299 | 0.00033372 | 0.00033457 | 0.00033504 | 0.00033539 | 0.00033579 | 0.00033604
SDG&E | MW | Industrial | Ind - Transportation Equipment | MachDr | No | Ind MachDr - Equipment (Low Cost) | 0.0049929 | 0.0050634 | 0.0051098 | 0.0051225 | 0.0051364 | 0.0051405 | 0.0051479 | 0.0051537 | 0.0051574 | 0.0051591 | 0.0051585 | 0.0051587
SDG&E | MW | Industrial | Ind - Transportation Equipment | MachDr | No | Ind MachDr - Equipment (Mid Cost) | 0.0073573 | 0.0074659 | 0.0075354 | 0.0075558 | 0.0075773 | 0.0075841 | 0.0075959 | 0.0076062 | 0.0076125 | 0.0076159 | 0.0076165 | 0.0076176
SDG&E | MW | Industrial | Ind - Transportation Equipment | MachDr | No | Ind MachDr - O&M (High Cost) | 0.00086111 | 0.00087697 | 0.00088574 | 0.00088933 | 0.00089243 | 0.00089381 | 0.00089577 | 0.00089808 | 0.00089937 | 0.0009003 | 0.00090142 | 0.00090206
SDG&E | MW | Industrial | Ind - Transportation Equipment | MachDr | No | Ind MachDr - O&M (Low Cost) | 0.029317 | 0.029822 | 0.030095 | 0.03017 | 0.030252 | 0.030276 | 0.030319 | 0.030353 | 0.030375 | 0.030385 | 0.030381 | 0.030382
SDG&E | MW | Industrial | Ind - Transportation Equipment | MachDr | No | Ind MachDr - O&M (Mid Cost) | 0.0028873 | 0.0029307 | 0.0029581 | 0.0029664 | 0.0030116 | 0.0030142 | 0.0030188 | 0.0030226 | 0.0030249 | 0.0030261 | 0.0030261 | 0.0030264
SDG&E | MW | Agricultural | Agr - Concentrated Animal Feeding Operation | SHW | No | Ag SHWC - Equipment (Low Cost) | 1.5609e-05 | 1.5678e-05 | 1.5744e-05 | 1.5805e-05 | 1.5796e-05 | 1.5796e-05 | 1.5796e-05 | 1.5797e-05 | 1.5797e-05 | 1.5798e-05 | 1.588e-05 | 1.5963e-05
SDG&E | MW | Agricultural | Agr - Concentrated Animal Feeding Operation | SHW | No | Ag SHWC - O&M (Mid Cost) | -7.4345e-07 | -7.4702e-07 | -7.5028e-07 | -7.5371e-07 | -7.5368e-07 | -7.5347e-07 | -7.5366e-07 | -7.5387e-07 | -7.5396e-07 | -7.5414e-07 | -7.5822e-07 | -7.624e-07
SDG&E | MW | Agricultural | Agr - Dairies | ProcRefrig | No | Ag Refrigeration - Equipment (High Cost) | 0.00069533 | 0.00070334 | 0.00070981 | 0.00071803 | 0.00072546 | 0.00073201 | 0.00073701 | 0.00074224 | 0.00074527 | 0.00074608 | 0.00074395 | 0.00074156
SDG&E | MW | Agricultural | Agr - Dairies | ProcRefrig | No | Ag Refrigeration - Equipment (Mid Cost) | 1.6716e-05 | 1.6876e-05 | 1.7025e-05 | 1.721e-05 | 1.7382e-05 | 1.7533e-05 | 1.7648e-05 | 1.7768e-05 | 1.7838e-05 | 1.7854e-05 | 1.7798e-05 | 1.7738e-05
SDG&E | MW | Agricultural | Agr - Dairies | ProcRefrig | No | Ag Refrigeration - O&M (High Cost) | 0.0018718 | 0.0018934 | 0.0019108 | 0.0019329 | 0.0019529 | 0.0019705 | 0.001984 | 0.0019981 | 0.0020063 | 0.0020595 | 0.0020529 | 0.0020459
SDG&E | MW | Agricultural | Agr - Dairies | ProcRefrig | No | Ag Refrigeration - O&M (Low Cost) | 0.0018308 | 0.0018533 | 0.0018692 | 0.0018887 | 0.0019072 | 0.0019234 | 0.0019356 | 0.001948 | 0.0019553 | 0.0019567 | 0.0019498 | 0.0019429
SDG&E | MW | Agricultural | Agr - Dairies | ProcRefrig | No | Ag Refrigeration - O&M (Mid Cost) | 0.0024907 | 0.0025146 | 0.0025368 | 0.0025643 | 0.00259 | 0.0026531 | 0.0026703 | 0.0026877 | 0.002698 | 0.0027002 | 0.0026911 | 0.0026818
SDG&E | MW | Agricultural | Agr - Dairies | MachDr | No | Ag Process Mtr - Equipment (High Cost) | 0.0021185 | 0.0021467 | 0.0021672 | 0.002194 | 0.0022177 | 0.0022382 | 0.0022545 | 0.0022727 | 0.0022831 | 0.0022867 | 0.0022822 | 0.002276
SDG&E | MW | Agricultural | Agr - Dairies | MachDr | No | Ag Process Mtr - Equipment (Low Cost) | 0.0075717 | 0.0076355 | 0.0077012 | 0.0077816 | 0.0078577 | 0.0079244 | 0.007975 | 0.0080259 | 0.0080559 | 0.0080619 | 0.0080335 | 0.008005
SDG&E | MW | Agricultural | Agr - Dairies | MachDr | No | Ag Process Mtr - Equipment (Mid Cost) | 0.011437 | 0.011541 | 0.011642 | 0.011766 | 0.011882 | 0.011984 | 0.012062 | 0.012142 | 0.012188 | 0.012199 | 0.012158 | 0.012116
SDG&E | MW | Agricultural | Agr - Dairies | MachDr | No | Ag Process Mtr - O&M (High Cost) | 0.00063688 | 0.00064421 | 0.00065013 | 0.00065766 | 0.00066446 | 0.00067046 | 0.00067498 | 0.00067978 | 0.00068255 | 0.00070061 | 0.00069835 | 0.00069597
SDG&E | MW | Agricultural | Agr - Dairies | MachDr | No | Ag Process Mtr - O&M (Low Cost) | 0.023396 | 0.023591 | 0.023793 | 0.02404 | 0.024275 | 0.024481 | 0.024637 | 0.024793 | 0.024885 | 0.024903 | 0.024814 | 0.024726
SDG&E | MW | Agricultural | Agr - Dairies | MachDr | No | Ag Process Mtr - O&M (Mid Cost) | 0.0033221 | 0.0033528 | 0.0033821 | 0.0034573 | 0.0034913 | 0.0035211 | 0.0035438 | 0.0035668 | 0.0035803 | 0.0035831 | 0.0035709 | 0.0035583
SDG&E | MW | Agricultural | Agr - Irrigated Agriculture | MachDr | No | Ag Motor Pmp - Equipment (High Cost) | 0.0020079 | 0.0020346 | 0.0020541 | 0.0020796 | 0.0021021 | 0.0021215 | 0.002137 | 0.0021543 | 0.0021641 | 0.0021675 | 0.0021633 | 0.0021575
SDG&E | MW | Agricultural | Agr - Irrigated Agriculture | MachDr | No | Ag Motor Pmp - Equipment (Low Cost) | 0.0029341 | 0.0029589 | 0.0029844 | 0.0030155 | 0.0030451 | 0.0030709 | 0.0030905 | 0.0031103 | 0.0031219 | 0.0031242 | 0.0031133 | 0.0031022
SDG&E | MW | Agricultural | Agr - Irrigated Agriculture | MachDr | No | Ag Motor Pmp - Equipment (Mid Cost) | 0.0084356 | 0.0085127 | 0.008587 | 0.0086786 | 0.0087644 | 0.00884 | 0.0088975 | 0.0089564 | 0.0089909 | 0.0089986 | 0.0089689 | 0.0089379
SDG&E | MW | Agricultural | Agr - Irrigated Agriculture | MachDr | No | Ag Motor Pmp - O&M (High Cost) | 0.00015399 | 0.00015586 | 0.00015731 | 0.00015917 | 0.00016084 | 0.00016231 | 0.00016345 | 0.0001647 | 0.00016542 | 0.00016564 | 0.00016526 | 0.00017008
SDG&E | MW | Agricultural | Agr - Irrigated Agriculture | MachDr | No | Ag Motor Pmp - O&M (Low Cost) | 0.0036315 | 0.0036617 | 0.0036932 | 0.0037316 | 0.003768 | 0.0037999 | 0.0038241 | 0.0038484 | 0.0038627 | 0.0038655 | 0.0038518 | 0.0038381
SDG&E | MW | Agricultural | Agr - Irrigated Agriculture | MachDr | No | Ag Motor Pmp - O&M (Mid Cost) | 0.0015091 | 0.001523 | 0.0015363 | 0.0015701 | 0.0015856 | 0.0015991 | 0.0016094 | 0.0016199 | 0.001626 | 0.0016273 | 0.0016217 | 0.001616
SDG&E | MW | Agricultural | Agr - Post-Harvest Processing | ProcHeat | No | Ag Process Dry - Equipment (High Cost) | 3.8845e-05 | 3.9139e-05 | 3.936e-05 | 3.9744e-05 | 3.9903e-05 | 3.9819e-05 | 3.9896e-05 | 3.9982e-05 | 4.0015e-05 | 4.0075e-05 | 4.0328e-05 | 4.0605e-05
SDG&E | MW | Agricultural | Agr - Post-Harvest Processing | ProcHeat | No | Ag Process Dry - O&M (High Cost) | -7.099e-05 | -7.138e-05 | -7.1716e-05 | -7.2144e-05 | -7.2221e-05 | -7.2164e-05 | -7.2214e-05 | -7.2271e-05 | -7.2292e-05 | -7.2342e-05 | -7.276e-05 | -7.3202e-05
SDG&E | MW | Agricultural | Agr - Post-Harvest Processing | ProcHeat | No | Ag Process Dry - O&M (Mid Cost) | -9.7788e-06 | -9.8261e-06 | -9.8693e-06 | -9.915e-06 | -9.9152e-06 | -9.9121e-06 | -9.9149e-06 | -9.9179e-06 | -9.9191e-06 | -9.9218e-06 | -9.9756e-06 | -1.0031e-05
SDG&E | MW | Agricultural | Agr - Post-Harvest Processing | ProcRefrig | No | Ag Refrigeration - Equipment (High Cost) | 0.00069185 | 0.00069983 | 0.00070626 | 0.00071444 | 0.00072183 | 0.00072835 | 0.00073332 | 0.00073853 | 0.00074155 | 0.00074235 | 0.00074023 | 0.00073785
SDG&E | MW | Agricultural | Agr - Post-Harvest Processing | ProcRefrig | No | Ag Refrigeration - Equipment (Mid Cost) | 1.6632e-05 | 1.6791e-05 | 1.694e-05 | 1.7124e-05 | 1.7295e-05 | 1.7445e-05 | 1.756e-05 | 1.7679e-05 | 1.7749e-05 | 1.7765e-05 | 1.7709e-05 | 1.7649e-05
SDG&E | MW | Agricultural | Agr - Post-Harvest Processing | ProcRefrig | No | Ag Refrigeration - O&M (High Cost) | 0.0018624 | 0.0018839 | 0.0019012 | 0.0019232 | 0.0019431 | 0.0019607 | 0.0019741 | 0.0019881 | 0.0019962 | 0.0020492 | 0.0020426 | 0.0020357
SDG&E | MW | Agricultural | Agr - Post-Harvest Processing | ProcRefrig | No | Ag Refrigeration - O&M (Low Cost) | 0.0018216 | 0.001844 | 0.0018599 | 0.0018793 | 0.0018977 | 0.0019137 | 0.001926 | 0.0019382 | 0.0019455 | 0.0019469 | 0.00194 | 0.0019332
SDG&E | MW | Agricultural | Agr - Post-Harvest Processing | ProcRefrig | No | Ag Refrigeration - O&M (Mid Cost) | 0.0024783 | 0.002502 | 0.0025241 | 0.0025515 | 0.002577 | 0.0026398 | 0.0026569 | 0.0026743 | 0.0026845 | 0.0026867 | 0.0026777 | 0.0026684
SDG&E | MW | Agricultural | Agr - Post-Harvest Processing | MachDr | No | Ag Process Mtr - Equipment (High Cost) | 0.002108 | 0.0021359 | 0.0021563 | 0.002183 | 0.0022066 | 0.002227 | 0.0022432 | 0.0022614 | 0.0022717 | 0.0022753 | 0.0022708 | 0.0022646
SDG&E | MW | Agricultural | Agr - Post-Harvest Processing | MachDr | No | Ag Process Mtr - Equipment (Low Cost) | 0.0075339 | 0.0075974 | 0.0076627 | 0.0077427 | 0.0078185 | 0.0078847 | 0.0079351 | 0.0079858 | 0.0080156 | 0.0080216 | 0.0079933 | 0.0079649
SDG&E | MW | Agricultural | Agr - Post-Harvest Processing | MachDr | No | Ag Process Mtr - Equipment (Mid Cost) | 0.01138 | 0.011483 | 0.011584 | 0.011707 | 0.011823 | 0.011924 | 0.012002 | 0.012081 | 0.012127 | 0.012138 | 0.012097 | 0.012055
SDG&E | MW | Agricultural | Agr - Post-Harvest Processing | MachDr | No | Ag Process Mtr - O&M (High Cost) | 0.00063369 | 0.00064099 | 0.00064688 | 0.00065437 | 0.00066114 | 0.0006671 | 0.00067161 | 0.00067638 | 0.00067914 | 0.0006971 | 0.00069485 | 0.00069249
SDG&E | MW | Agricultural | Agr - Post-Harvest Processing | MachDr | No | Ag Process Mtr - O&M (Low Cost) | 0.023279 | 0.023473 | 0.023674 | 0.02392 | 0.024154 | 0.024358 | 0.024513 | 0.024669 | 0.024761 | 0.024779 | 0.02469 | 0.024602
SDG&E | MW | Agricultural | Agr - Post-Harvest Processing | MachDr | No | Ag Process Mtr - O&M (Mid Cost) | 0.0033055 | 0.003336 | 0.0033652 | 0.00344 | 0.0034739 | 0.0035035 | 0.0035261 | 0.003549 | 0.0035624 | 0.0035652 | 0.003553 | 0.0035406
SDG&E | MW | Agricultural | Agr - Refrigerated Warehouses | ProcRefrig | No | Ag Refrigeration - Equipment (High Cost) | 0.00069533 | 0.00070334 | 0.00070981 | 0.00071803 | 0.00072546 | 0.00073201 | 0.00073701 | 0.00074224 | 0.00074527 | 0.00074608 | 0.00074395 | 0.00074156
SDG&E | MW | Agricultural | Agr - Refrigerated Warehouses | ProcRefrig | No | Ag Refrigeration - Equipment (Mid Cost) | 1.6716e-05 | 1.6876e-05 | 1.7025e-05 | 1.721e-05 | 1.7382e-05 | 1.7533e-05 | 1.7648e-05 | 1.7768e-05 | 1.7838e-05 | 1.7854e-05 | 1.7798e-05 | 1.7738e-05
SDG&E | MW | Agricultural | Agr - Refrigerated Warehouses | ProcRefrig | No | Ag Refrigeration - O&M (High Cost) | 0.0018718 | 0.0018934 | 0.0019108 | 0.0019329 | 0.0019529 | 0.0019705 | 0.001984 | 0.0019981 | 0.0020063 | 0.0020595 | 0.0020529 | 0.0020459
SDG&E | MW | Agricultural | Agr - Refrigerated Warehouses | ProcRefrig | No | Ag Refrigeration - O&M (Low Cost) | 0.0018308 | 0.0018533 | 0.0018692 | 0.0018887 | 0.0019072 | 0.0019234 | 0.0019356 | 0.001948 | 0.0019553 | 0.0019567 | 0.0019498 | 0.0019429
SDG&E | MW | Agricultural | Agr - Refrigerated Warehouses | ProcRefrig | No | Ag Refrigeration - O&M (Mid Cost) | 0.0024907 | 0.0025146 | 0.0025368 | 0.0025643 | 0.00259 | 0.0026531 | 0.0026703 | 0.0026877 | 0.002698 | 0.0027002 | 0.0026911 | 0.0026818
SDG&E | MW | Agricultural | Agr - Wineries and Vineyards | HVAC | No | Ag HVAC - Equipment (High Cost) | 7.1184e-07 | 7.3708e-07 | 7.5041e-07 | 7.9535e-07 | 8.2498e-07 | 8.1141e-07 | 8.2387e-07 | 8.3791e-07 | 8.4335e-07 | 8.5562e-07 | 8.7073e-07 | 8.9111e-07
SDG&E | MW | Agricultural | Agr - Wineries and Vineyards | SHW | No | Ag SHWC - Equipment (High Cost) | 1.7538e-09 | 1.7615e-09 | 1.7689e-09 | 1.7755e-09 | 1.7744e-09 | 1.7744e-09 | 1.7744e-09 | 1.7744e-09 | 1.7744e-09 | 1.7744e-09 | 1.7836e-09 | 1.7929e-09
SDG&E | MW | Agricultural | Agr - Wineries and Vineyards | ProcRefrig | No | Ag Refrigeration - Equipment (High Cost) | 0.00069533 | 0.00070334 | 0.00070981 | 0.00071803 | 0.00072546 | 0.00073201 | 0.00073701 | 0.00074224 | 0.00074527 | 0.00074608 | 0.00074395 | 0.00074156
SDG&E | MW | Agricultural | Agr - Wineries and Vineyards | ProcRefrig | No | Ag Refrigeration - Equipment (Mid Cost) | 1.6716e-05 | 1.6876e-05 | 1.7025e-05 | 1.721e-05 | 1.7382e-05 | 1.7533e-05 | 1.7648e-05 | 1.7768e-05 | 1.7838e-05 | 1.7854e-05 | 1.7798e-05 | 1.7738e-05
SDG&E | MW | Agricultural | Agr - Wineries and Vineyards | ProcRefrig | No | Ag Refrigeration - O&M (High Cost) | 0.0018718 | 0.0018934 | 0.0019108 | 0.0019329 | 0.0019529 | 0.0019705 | 0.001984 | 0.0019981 | 0.0020063 | 0.0020595 | 0.0020529 | 0.0020459
SDG&E | MW | Agricultural | Agr - Wineries and Vineyards | ProcRefrig | No | Ag Refrigeration - O&M (Low Cost) | 0.0018308 | 0.0018533 | 0.0018692 | 0.0018887 | 0.0019072 | 0.0019234 | 0.0019356 | 0.001948 | 0.0019553 | 0.0019567 | 0.0019498 | 0.0019429
SDG&E | MW | Agricultural | Agr - Wineries and Vineyards | ProcRefrig | No | Ag Refrigeration - O&M (Mid Cost) | 0.0024907 | 0.0025146 | 0.0025368 | 0.0025643 | 0.00259 | 0.0026531 | 0.0026703 | 0.0026877 | 0.002698 | 0.0027002 | 0.0026911 | 0.0026818
SDG&E | MM Therms | Industrial | Ind - Chemicals | HVAC | No | Ind HVAC - Equipment (Electric - High Cost) | 5.3626e-06 | 5.0987e-06 | 4.8104e-06 | 4.5116e-06 | 4.2294e-06 | 3.9566e-06 | 3.704e-06 | 3.4686e-06 | 3.2448e-06 | 3.0342e-06 | 2.8376e-06 | 2.6526e-06
SDG&E | MM Therms | Industrial | Ind - Chemicals | HVAC | No | Ind HVAC - Equipment (Electric - Mid Cost) | 4.8331e-06 | 4.5816e-06 | 4.32e-06 | 4.0468e-06 | 3.7914e-06 | 3.5451e-06 | 3.317e-06 | 3.103e-06 | 2.9012e-06 | 2.7116e-06 | 2.5334e-06 | 2.367e-06
SDG&E | MM Therms | Industrial | Ind - Chemicals | HVAC | No | Ind HVAC - Equipment (Gas - High Cost) | 3.6633e-05 | 3.7048e-05 | 3.685e-05 | 3.7081e-05 | 3.7021e-05 | 3.6043e-05 | 3.5699e-05 | 3.5282e-05 | 3.4629e-05 | 3.4052e-05 | 3.1986e-05 | 3.0127e-05
SDG&E | MM Therms | Industrial | Ind - Chemicals | HVAC | No | Ind HVAC - Equipment (Gas - Low Cost) | 2.2659e-07 | 2.2693e-07 | 2.2446e-07 | 2.2057e-07 | 2.1625e-07 | 2.1244e-07 | 2.089e-07 | 2.0491e-07 | 2.0055e-07 | 1.9586e-07 | 1.8299e-07 | 1.7097e-07
SDG&E | MM Therms | Industrial | Ind - Chemicals | HVAC | No | Ind HVAC - Equipment (Gas - Mid Cost) | 4.4084e-06 | 4.4174e-06 | 4.3707e-06 | 4.3002e-06 | 4.2202e-06 | 4.1437e-06 | 4.0764e-06 | 4.0002e-06 | 3.9158e-06 | 3.8256e-06 | 3.5754e-06 | 3.3423e-06
SDG&E | MM Therms | Industrial | Ind - Chemicals | HVAC | No | Ind HVAC - O&M (Electric - Low Cost) | 0.00086853 | 0.00088072 | 0.00088879 | 0.00089097 | 0.00089339 | 0.00089408 | 0.00089536 | 0.00089635 | 0.00089699 | 0.00089728 | 0.00089715 | 0.00089717
SDG&E | MM Therms | Industrial | Ind - Chemicals | HVAC | No | Ind HVAC - O&M (Electric - Mid Cost) | 0.0003201 | 0.00032471 | 0.00032771 | 0.00032859 | 0.00032954 | 0.00032979 | 0.0003303 | 0.00033071 | 0.00033097 | 0.00033111 | 0.0003311 | 0.00033115
SDG&E | MM Therms | Industrial | Ind - Chemicals | HVAC | No | Ind HVAC - O&M (Gas - High Cost) | 6.4878e-05 | 6.9615e-05 | 7.373e-05 | 7.7643e-05 | 8.1558e-05 | 8.5734e-05 | 9.0282e-05 | 9.4841e-05 | 9.9384e-05 | 0.00010393 | 0.00010399 | 0.00010405
SDG&E | MM Therms | Industrial | Ind - Chemicals | HVAC | No | Ind HVAC - O&M (Gas - Low Cost) | 0.00018012 | 0.00019306 | 0.0002044 | 0.00021493 | 0.00022551 | 0.00023716 | 0.00024961 | 0.00026206 | 0.00027454 | 0.00028696 | 0.00028697 | 0.00028697
SDG&E | MM Therms | Industrial | Ind - Chemicals | HVAC | No | Ind HVAC - O&M (Gas - Mid Cost) | 4.1418e-05 | 4.4407e-05 | 4.7018e-05 | 4.9455e-05 | 5.1902e-05 | 5.4579e-05 | 5.7451e-05 | 6.0324e-05 | 6.3201e-05 | 6.6069e-05 | 6.6077e-05 | 6.6087e-05
SDG&E | MM Therms | Industrial | Ind - Chemicals | ProcHeat | No | Ind ProcHeat - Equipment (Electric - High Cost) | 7.2995e-06 | 7.4354e-06 | 7.5101e-06 | 7.5417e-06 | 7.5689e-06 | 7.5805e-06 | 7.5975e-06 | 7.6178e-06 | 7.6291e-06 | 7.6374e-06 | 7.6475e-06 | 7.6534e-06
SDG&E | MM Therms | Industrial | Ind - Chemicals | ProcHeat | No | Ind ProcHeat - Equipment (Gas - High Cost) | 0.00022572 | 0.00024269 | 0.00025735 | 0.00027245 | 0.00028738 | 0.00030146 | 0.00031797 | 0.0003346 | 0.00035084 | 0.00036739 | 0.00036783 | 0.00036851
SDG&E | MM Therms | Industrial | Ind - Chemicals | ProcHeat | No | Ind ProcHeat - Equipment (Gas - Low Cost) | 5.7749e-05 | 6.19e-05 | 6.5534e-05 | 6.8914e-05 | 7.2311e-05 | 7.6043e-05 | 8.0038e-05 | 8.4029e-05 | 8.8032e-05 | 9.2018e-05 | 9.202e-05 | 9.2023e-05
SDG&E | MM Therms | Industrial | Ind - Chemicals | ProcHeat | No | Ind ProcHeat - Equipment (Gas - Mid Cost) | 0.00013793 | 0.00014795 | 0.00015669 | 0.000165 | 0.00017332 | 0.00018217 | 0.00019183 | 0.00020149 | 0.00021113 | 0.00022079 | 0.00022087 | 0.000221
SDG&E | MM Therms | Industrial | Ind - Chemicals | ProcHeat | No | Ind ProcHeat - O&M (Gas - High Cost) | 0.00011261 | 0.00012107 | 0.00012837 | 0.00013583 | 0.00014322 | 0.00015027 | 0.00015848 | 0.00016675 | 0.00017484 | 0.00018302 | 0.00018323 | 0.00018355
SDG&E | MM Therms | Industrial | Ind - Chemicals | ProcHeat | No | Ind ProcHeat - O&M (Gas - Low Cost) | 7.5276e-05 | 8.0692e-05 | 8.5433e-05 | 8.9852e-05 | 9.4291e-05 | 9.9153e-05 | 0.00010437 | 0.00010958 | 0.0001148 | 0.00012 | 0.00012001 | 0.00012002
SDG&E | MM Therms | Industrial | Ind - Chemicals | ProcHeat | No | Ind ProcHeat - O&M (Gas - Mid Cost) | 0.00046983 | 0.00050382 | 0.00053351 | 0.00056149 | 0.00058955 | 0.0006198 | 0.00065253 | 0.00068528 | 0.00071801 | 0.00075072 | 0.0007509 | 0.00075118
SDG&E | MM Therms | Industrial | Ind - Chemicals | SHW | No | Ind SHW - Equipment (High Cost) | 0.00014153 | 0.00014473 | 0.00014601 | 0.00014669 | 0.00014694 | 0.00014695 | 0.00014743 | 0.00014755 | 0.00014725 | 0.00014671 | 0.00013982 | 0.00013331
SDG&E | MM Therms | Industrial | Ind - Chemicals | SHW | No | Ind SHW - Equipment (Low Cost) | 8.84e-05 | 9.022e-05 | 9.0948e-05 | 9.1063e-05 | 9.0979e-05 | 9.1097e-05 | 9.1295e-05 | 9.1262e-05 | 9.1035e-05 | 9.0604e-05 | 8.6271e-05 | 8.2146e-05
SDG&E | MM Therms | Industrial | Ind - Chemicals | SHW | No | Ind SHW - Equipment (Mid Cost) | 0.00012308 | 0.00012565 | 0.00012668 | 0.00012692 | 0.00012686 | 0.000127 | 0.0001273 | 0.00012728 | 0.00012698 | 0.0001264 | 0.00012037 | 0.00011465
SDG&E | MM Therms | Industrial | Ind - Chemicals | SHW | No | Ind SHW - O&M (High Cost) | 0.00037719 | 0.00040571 | 0.00043024 | 0.00045551 | 0.00048049 | 0.00050406 | 0.0005317 | 0.00055957 | 0.00058677 | 0.00061464 | 0.00061577 | 0.00061747
SDG&E | MM Therms | Industrial | Ind - Chemicals | SHW | No | Ind SHW - O&M (Low Cost) | 1.3323e-05 | 1.428e-05 | 1.5118e-05 | 1.5897e-05 | 1.668e-05 | 1.7541e-05 | 1.8462e-05 | 1.9382e-05 | 2.0305e-05 | 2.1224e-05 | 2.1224e-05 | 2.1224e-05
SDG&E | MM Therms | Industrial | Ind - Chemicals | SHW | No | Ind SHW - O&M (Mid Cost) | 0.00042344 | 0.0004542 | 0.00048103 | 0.00050655 | 0.0005321 | 0.00055928 | 0.00058892 | 0.0006186 | 0.0006482 | 0.00067785 | 0.00067812 | 0.00067853
SDG&E | MM Therms | Industrial | Ind - Chemicals | MachDr | No | Ind MachDr - Equipment (Low Cost) | 0.00019018 | 0.00019287 | 0.00019465 | 0.00019513 | 0.00019567 | 0.00019582 | 0.00019611 | 0.00019633 | 0.00019647 | 0.00019654 | 0.00019652 | 0.00019653
SDG&E | MM Therms | Industrial | Ind - Chemicals | MachDr | No | Ind MachDr - Equipment (Mid Cost) | -6.5362e-07 | -6.6331e-07 | -6.6949e-07 | -6.7133e-07 | -6.7324e-07 | -6.7386e-07 | -6.7491e-07 | -6.7584e-07 | -6.7641e-07 | -6.7672e-07 | -6.7679e-07 | -6.7689e-07
SDG&E | MM Therms | Industrial | Ind - Electronics | HVAC | No | Ind HVAC - Equipment (Electric - High Cost) | 9.2192e-06 | 8.7797e-06 | 8.2855e-06 | 7.7747e-06 | 7.2898e-06 | 6.8219e-06 | 6.3881e-06 | 5.9852e-06 | 5.6004e-06 | 5.2382e-06 | 4.9011e-06 | 4.5826e-06
SDG&E | MM Therms | Industrial | Ind - Electronics | HVAC | No | Ind HVAC - Equipment (Gas - High Cost) | 0.0016278 | 0.0015824 | 0.0015225 | 0.0014898 | 0.0014472 | 0.0013637 | 0.0013062 | 0.0012501 | 0.0011887 | 0.0011344 | 0.001066 | 0.0010052
SDG&E | MM Therms | Industrial | Ind - Electronics | HVAC | No | Ind HVAC - Equipment (Gas - Low Cost) | 2.7585e-05 | 2.6525e-05 | 2.5371e-05 | 2.4215e-05 | 2.308e-05 | 2.195e-05 | 2.0866e-05 | 1.9809e-05 | 1.8779e-05 | 1.7791e-05 | 1.6622e-05 | 1.5529e-05
SDG&E | MM Therms | Industrial | Ind - Electronics | HVAC | No | Ind HVAC - Equipment (Gas - Mid Cost) | 0.0026097 | 0.0025109 | 0.0024023 | 0.0022954 | 0.0021897 | 0.0020817 | 0.0019796 | 0.00188 | 0.0017826 | 0.0016894 | 0.0015788 | 0.0014757
SDG&E | MM Therms | Industrial | Ind - Electronics | HVAC | No | Ind HVAC - O&M (Electric - High Cost) | 3.1566e-05 | 3.2165e-05 | 3.4247e-05 | 3.4354e-05 | 3.4459e-05 | 3.4494e-05 | 3.4553e-05 | 3.4611e-05 | 3.4644e-05 | 3.4666e-05 | 3.4678e-05 | 3.4689e-05
SDG&E | MM Therms | Industrial | Ind - Electronics | HVAC | No | Ind HVAC - O&M (Electric - Low Cost) | 4.0253e-05 | 4.0819e-05 | 4.1194e-05 | 4.1295e-05 | 4.1407e-05 | 4.1439e-05 | 4.1499e-05 | 4.1545e-05 | 4.1575e-05 | 4.1588e-05 | 4.1583e-05 | 4.1584e-05
SDG&E | MM Therms | Industrial | Ind - Electronics | HVAC | No | Ind HVAC - O&M (Electric - Mid Cost) | 0.00011658 | 0.0001183 | 0.0001194 | 0.00011972 | 0.00012006 | 0.00012017 | 0.00012036 | 0.00012052 | 0.00012062 | 0.00012067 | 0.00012068 | 0.0001207
SDG&E | MM Therms | Industrial | Ind - Electronics | HVAC | No | Ind HVAC - O&M (Gas - High Cost) | 0.00024731 | 0.0002553 | 0.00026165 | 0.00026829 | 0.00027426 | 0.00027901 | 0.00028415 | 0.00028907 | 0.00029348 | 0.00029788 | 0.00029815 | 0.00029849
SDG&E | MM Therms | Industrial | Ind - Electronics | HVAC | No | Ind HVAC - O&M (Gas - Low Cost) | 3.8753e-05 | 3.9889e-05 | 4.0841e-05 | 4.1725e-05 | 4.257e-05 | 4.3337e-05 | 4.4097e-05 | 4.4811e-05 | 4.5474e-05 | 4.6116e-05 | 4.6118e-05 | 4.6121e-05
SDG&E | MM Therms | Industrial | Ind - Electronics | HVAC | No | Ind HVAC - O&M (Gas - Mid Cost) | 0.0010597 | 0.0010914 | 0.0011178 | 0.0011432 | 0.0011672 | 0.0011879 | 0.0012091 | 0.0012292 | 0.0012476 | 0.0012657 | 0.0012661 | 0.0012667
SDG&E | MM Therms | Industrial | Ind - Electronics | ProcHeat | No | Ind ProcHeat - Equipment (Gas - High Cost) | 0.0059329 | 0.0061295 | 0.0062868 | 0.0064699 | 0.0066383 | 0.0067404 | 0.0068747 | 0.0070041 | 0.0071149 | 0.0072318 | 0.0072461 | 0.0072677
SDG&E | MM Therms | Industrial | Ind - Electronics | ProcHeat | No | Ind ProcHeat - Equipment (Gas - Low Cost) | 2.0881e-05 | 2.1494e-05 | 2.2007e-05 | 2.2487e-05 | 2.2944e-05 | 2.3357e-05 | 2.3767e-05 | 2.4153e-05 | 2.4511e-05 | 2.4858e-05 | 2.486e-05 | 2.4863e-05
SDG&E | MM Therms | Industrial | Ind - Electronics | ProcHeat | No | Ind ProcHeat - Equipment (Gas - Mid Cost) | 0.0027707 | 0.0028541 | 0.0029231 | 0.0029906 | 0.0030544 | 0.003108 | 0.0031639 | 0.0032168 | 0.003265 | 0.0033126 | 0.003314 | 0.0033161
SDG&E | MM Therms | Industrial | Ind - Electronics | ProcHeat | No | Ind ProcHeat - O&M (Gas - High Cost) | 0.014363 | 0.014844 | 0.015227 | 0.015681 | 0.016097 | 0.016341 | 0.01667 | 0.016988 | 0.017258 | 0.017545 | 0.017583 | 0.01764
SDG&E | MM Therms | Industrial | Ind - Electronics | ProcHeat | No | Ind ProcHeat - O&M (Gas - Low Cost) | 0.00047357 | 0.00048746 | 0.0004991 | 0.00050994 | 0.00052029 | 0.00052966 | 0.00053896 | 0.00054769 | 0.0005558 | 0.00056366 | 0.00056369 | 0.00056374
SDG&E | MM Therms | Industrial | Ind - Electronics | ProcHeat | No | Ind ProcHeat - O&M (Gas - Mid Cost) | 0.012397 | 0.012767 | 0.013075 | 0.013373 | 0.013656 | 0.013896 | 0.014145 | 0.01438 | 0.014595 | 0.014806 | 0.014811 | 0.014819
SDG&E | MM Therms | Industrial | Ind - Electronics | SHW | No | Ind SHW - Equipment (High Cost) | 0.0010321 | 0.0010167 | 0.00099351 | 0.00097602 | 0.0009554 | 0.00092287 | 0.00089695 | 0.00087092 | 0.00084267 | 0.00081619 | 0.00077922 | 0.0007449
SDG&E | MM Therms | Industrial | Ind - Electronics | SHW | No | Ind SHW - Equipment (Low Cost) | 0.0021901 | 0.0021467 | 0.0020928 | 0.0020363 | 0.0019784 | 0.0019176 | 0.001858 | 0.0017979 | 0.0017372 | 0.0016776 | 0.0015975 | 0.0015213
SDG&E | MM Therms | Industrial | Ind - Electronics | SHW | No | Ind SHW - Equipment (Mid Cost) | 0.0001364 | 0.00013373 | 0.0001304 | 0.00012694 | 0.00012339 | 0.00011957 | 0.00011588 | 0.00011215 | 0.00010838 | 0.00010467 | 9.9689e-05 | 9.4954e-05
SDG&E | MM Therms | Industrial | Ind - Electronics | SHW | No | Ind SHW - O&M (High Cost) | 0.00035046 | 0.00036218 | 0.00037153 | 0.00038256 | 0.00039268 | 0.00039865 | 0.00040666 | 0.0004144 | 0.00042098 | 0.00042797 | 0.00042888 | 0.00043025
SDG&E | MM Therms | Industrial | Ind - Electronics | SHW | No | Ind SHW - O&M (Low Cost) | 0.0011257 | 0.0011587 | 0.0011863 | 0.0012119 | 0.0012364 | 0.0012587 | 0.0012808 | 0.0013015 | 0.0013208 | 0.0013394 | 0.0013394 | 0.0013395
SDG&E | MM Therms | Industrial | Ind - Electronics | SHW | No | Ind SHW - O&M (Mid Cost) | 0.00043365 | 0.00044657 | 0.00045732 | 0.00046766 | 0.00047748 | 0.00048593 | 0.0004946 | 0.00050277 | 0.00051028 | 0.00051763 | 0.00051778 | 0.00051801
SDG&E | MM Therms | Industrial | Ind - Electronics | MachDr | No | Ind MachDr - Equipment (Mid Cost) | 0.00029758 | 0.00030203 | 0.00030485 | 0.00030571 | 0.00030659 | 0.00030688 | 0.00030736 | 0.0003078 | 0.00030807 | 0.00030822 | 0.00030826 | 0.00030832
SDG&E | MM Therms | Industrial | Ind - Electronics | MachDr | No | Ind MachDr - O&M (Low Cost) | 0.00019913 | 0.00020194 | 0.00020379 | 0.00020429 | 0.00020485 | 0.00020501 | 0.0002053 | 0.00020553 | 0.00020568 | 0.00020575 | 0.00020572 | 0.00020573
SDG&E | MM Therms | Industrial | Ind - Food | HVAC | No | Ind HVAC - Equipment (Electric - Low Cost) | 5.7444e-06 | 5.4422e-06 | 5.1308e-06 | 4.8051e-06 | 4.5012e-06 | 4.2084e-06 | 3.9372e-06 | 3.6823e-06 | 3.4425e-06 | 3.2171e-06 | 3.0051e-06 | 2.8075e-06
SDG&E | MM Therms | Industrial | Ind - Food | HVAC | No | Ind HVAC - Equipment (Electric - Mid Cost) | -1.1894e-05 | -1.1276e-05 | -1.0632e-05 | -9.9594e-06 | -9.3302e-06 | -8.7246e-06 | -8.1632e-06 | -7.6365e-06 | -7.1401e-06 | -6.6732e-06 | -6.2347e-06 | -5.8252e-06
SDG&E | MM Therms | Industrial | Ind - Food | HVAC | No | Ind HVAC - Equipment (Gas - High Cost) | 5.5855e-05 | 5.354e-05 | 5.0329e-05 | 4.8053e-05 | 4.5561e-05 | 4.2029e-05 | 3.9353e-05 | 3.6791e-05 | 3.4214e-05 | 3.1911e-05 | 2.9956e-05 | 2.8165e-05
SDG&E | MM Therms | Industrial | Ind - Food | HVAC | No | Ind HVAC - Equipment (Gas - Low Cost) | 3.8722e-05 | 3.6771e-05 | 3.4381e-05 | 3.2088e-05 | 2.9901e-05 | 2.782e-05 | 2.587e-05 | 2.4011e-05 | 2.227e-05 | 2.0634e-05 | 1.9278e-05 | 1.8011e-05
SDG&E | MM Therms | Industrial | Ind - Food | HVAC | No | Ind HVAC - Equipment (Gas - Mid Cost) | 1.9006e-05 | 1.8057e-05 | 1.6888e-05 | 1.578e-05 | 1.4717e-05 | 1.3687e-05 | 1.2732e-05 | 1.1822e-05 | 1.0967e-05 | 1.0164e-05 | 9.4991e-06 | 8.879e-06
SDG&E | MM Therms | Industrial | Ind - Food | HVAC | No | Ind HVAC - O&M (Electric - Low Cost) | 0.00062109 | 0.0006298 | 0.00063557 | 0.00063712 | 0.00063885 | 0.00063934 | 0.00064025 | 0.00064096 | 0.00064141 | 0.00064162 | 0.00064152 | 0.00064153
SDG&E | MM Therms | Industrial | Ind - Food | HVAC | No | Ind HVAC - O&M (Electric - Mid Cost) | 2.6274e-06 | 2.6656e-06 | 2.6902e-06 | 2.6973e-06 | 2.7049e-06 | 2.7072e-06 | 2.7113e-06 | 2.7147e-06 | 2.7169e-06 | 2.718e-06 | 2.718e-06 | 2.7183e-06
SDG&E | MM Therms | Industrial | Ind - Food | ProcHeat | No | Ind ProcHeat - Equipment (Electric - High Cost) | 0.00088223 | 0.0008951 | 0.0009035 | 0.00090647 | 0.00090953 | 0.00090999 | 0.00091155 | 0.00091286 | 0.00091364 | 0.00091419 | 0.00091429 | 0.00091465
SDG&E | MM Therms | Industrial | Ind - Food | ProcHeat | No | Ind ProcHeat - Equipment (Electric - Low Cost) | -1.8164e-06 | -1.8421e-06 | -1.859e-06 | -1.8636e-06 | -1.8687e-06 | -1.8702e-06 | -1.8729e-06 | -1.8751e-06 | -1.8765e-06 | -1.8771e-06 | -1.8769e-06 | -1.877e-06
SDG&E | MM Therms | Industrial | Ind - Food | ProcHeat | No | Ind ProcHeat - Equipment (Electric - Mid Cost) | 7.262e-05 | 7.3711e-05 | 7.4402e-05 | 7.4624e-05 | 7.485e-05 | 7.4914e-05 | 7.5038e-05 | 7.5149e-05 | 7.5216e-05 | 7.5256e-05 | 7.5271e-05 | 7.529e-05
SDG&E | MM Therms | Industrial | Ind - Food | ProcHeat | No | Ind ProcHeat - Equipment (Gas - High Cost) | 0.0012268 | 0.0012531 | 0.0012569 | 0.0012669 | 0.0012725 | 0.0012634 | 0.0012612 | 0.0012571 | 0.0012496 | 0.0012428 | 0.0012459 | 0.0012505
SDG&E | MM Therms | Industrial | Ind - Food | ProcHeat | No | Ind ProcHeat - Equipment (Gas - Low Cost) | 0.00052425 | 0.00053289 | 0.00053335 | 0.00053284 | 0.00053149 | 0.00052933 | 0.00052689 | 0.00052347 | 0.0005197 | 0.00051544 | 0.00051547 | 0.00051552
SDG&E | MM Therms | Industrial | Ind - Food | ProcHeat | No | Ind ProcHeat - Equipment (Gas - Mid Cost) | 0.0031982 | 0.0032522 | 0.0032556 | 0.0032548 | 0.0032484 | 0.0032343 | 0.0032202 | 0.0032001 | 0.0031774 | 0.0031521 | 0.0031529 | 0.0031541
SDG&E | MM Therms | Industrial | Ind - Food | ProcHeat | No | Ind ProcHeat - O&M (Gas - High Cost) | 0.0034615 | 0.0035274 | 0.0035348 | 0.0035457 | 0.0035464 | 0.0035274 | 0.0035151 | 0.0034966 | 0.003473 | 0.0034483 | 0.0034517 | 0.0034569
SDG&E | MM Therms | Industrial | Ind - Food | ProcHeat | No | Ind ProcHeat - O&M (Gas - Low Cost) | 0.0013903 | 0.0014132 | 0.0014145 | 0.0014131 | 0.0014096 | 0.0014038 | 0.0013974 | 0.0013883 | 0.0013783 | 0.001367 | 0.0013671 | 0.0013672
SDG&E | MM Therms | Industrial | Ind - Food | ProcHeat | No | Ind ProcHeat - O&M (Gas - Mid Cost) | 0.0027604 | 0.0028076 | 0.0028109 | 0.0028116 | 0.0028071 | 0.0027945 | 0.0027827 | 0.0027659 | 0.0027464 | 0.0027249 | 0.002726 | 0.0027276
SDG&E | MM Therms | Industrial | Ind - Food | SHW | No | Ind SHW - Equipment (High Cost) | 0.00045256 | 0.00043994 | 0.00042012 | 0.00040308 | 0.00038537 | 0.00036432 | 0.00034624 | 0.00032854 | 0.00031093 | 0.00029441 | 0.00028098 | 0.00026848
SDG&E | MM Therms | Industrial | Ind - Food | SHW | No | Ind SHW - Equipment (Low Cost) | 0.00019934 | 0.00019293 | 0.00018385 | 0.00017487 | 0.00016608 | 0.00015749 | 0.00014926 | 0.00014119 | 0.00013347 | 0.00012604 | 0.00012001 | 0.00011428
SDG&E | MM Therms | Industrial | Ind - Food | SHW | No | Ind SHW - Equipment (Mid Cost) | 0.0003398 | 0.00032902 | 0.00031362 | 0.00029859 | 0.00028378 | 0.00026902 | 0.00025504 | 0.00024134 | 0.00022816 | 0.00021552 | 0.00020528 | 0.00019554
SDG&E | MM Therms | Industrial | Ind - Food | SHW | No | Ind SHW - O&M (High Cost) | 0.00081354 | 0.00082986 | 0.00083196 | 0.0008369 | 0.00083925 | 0.00083378 | 0.00083177 | 0.0008284 | 0.00082321 | 0.00081822 | 0.00081977 | 0.0008221
SDG&E | MM Therms | Industrial | Ind - Food | SHW | No | Ind SHW - O&M (Low Cost) | 0.0013333 | 0.0013553 | 0.0013565 | 0.0013552 | 0.0013519 | 0.0013463 | 0.0013401 | 0.0013315 | 0.0013219 | 0.001311 | 0.0013111 | 0.0013113
SDG&E | MM Therms | Industrial | Ind - Food | SHW | No | Ind SHW - O&M (Mid Cost) | 0.0025826 | 0.0026267 | 0.0026297 | 0.0026301 | 0.0026258 | 0.002614 | 0.0026029 | 0.0025871 | 0.0025689 | 0.0025487 | 0.0025496 | 0.0025511
SDG&E | MM Therms | Industrial | Ind - Food | MachDr | No | Ind MachDr - Equipment (High Cost) | 5.1184e-05 | 5.2182e-05 | 5.2715e-05 | 5.2959e-05 | 5.3163e-05 | 5.3249e-05 | 5.3378e-05 | 5.3538e-05 | 5.3625e-05 | 5.3693e-05 | 5.3779e-05 | 5.383e-05
SDG&E | MM Therms | Industrial | Ind - Food | MachDr | No | Ind MachDr - Equipment (Mid Cost) | -0.00024928 | -0.00025299 | -0.00025535 | -0.00025604 | -0.00025677 | -0.00025701 | -0.00025742 | -0.00025777 | -0.00025799 | -0.00025811 | -0.00025814 | -0.00025818
SDG&E | MM Therms | Industrial | Ind - Lumber & Furniture | HVAC | No | Ind HVAC - Equipment (Electric - High Cost) | 3.4307e-07 | 3.2636e-07 | 3.0797e-07 | 2.8907e-07 | 2.7117e-07 | 2.536e-07 | 2.3748e-07 | 2.2247e-07 | 2.0813e-07 | 1.9469e-07 | 1.8212e-07 | 1.7031e-07
SDG&E | MM Therms | Industrial | Ind - Lumber & Furniture | HVAC | No | Ind HVAC - O&M (Electric - Low Cost) | 8.5504e-06 | 8.6708e-06 | 8.7504e-06 | 8.772e-06 | 8.7959e-06 | 8.8028e-06 | 8.8154e-06 | 8.8253e-06 | 8.8317e-06 | 8.8347e-06 | 8.8335e-06 | 8.8338e-06
SDG&E | MM Therms | Industrial | Ind - Lumber & Furniture | HVAC | No | Ind HVAC - O&M (Electric - Mid Cost) | 9.179e-06 | 9.3117e-06 | 9.3979e-06 | 9.4229e-06 | 9.4497e-06 | 9.4574e-06 | 9.4718e-06 | 9.4837e-06 | 9.4912e-06 | 9.4951e-06 | 9.4951e-06 | 9.4962e-06
SDG&E | MM Therms | Industrial | Ind - Lumber & Furniture | MachDr | No | Ind MachDr - Equipment (High Cost) | 5.1702e-06 | 4.8072e-06 | 4.4302e-06 | 4.0604e-06 | 3.7189e-06 | 3.3976e-06 | 3.1071e-06 | 2.8428e-06 | 2.5976e-06 | 2.3727e-06 | 2.1679e-06 | 1.9797e-06
SDG&E | MM Therms | Industrial | Ind - Machinery | HVAC | No | Ind HVAC - Equipment (Electric - High Cost) | 7.6516e-05 | 7.3168e-05 | 6.9111e-05 | 6.4991e-05 | 6.1022e-05 | 5.7121e-05 | 5.3538e-05 | 5.0218e-05 | 4.7005e-05 | 4.3985e-05 | 4.1181e-05 | 3.8525e-05
SDG&E | MM Therms | Industrial | Ind - Machinery | HVAC | No | Ind HVAC - Equipment (Electric - Mid Cost) | 3.206e-05 | 3.04e-05 | 2.8666e-05 | 2.6856e-05 | 2.5162e-05 | 2.3528e-05 | 2.2016e-05 | 2.0597e-05 | 1.9259e-05 | 1.8001e-05 | 1.6819e-05 | 1.5716e-05
SDG&E | MM Therms | Industrial | Ind - Machinery | HVAC | No | Ind HVAC - Equipment (Gas - High Cost) | 0.0022221 | 0.0021107 | 0.0019504 | 0.0018177 | 0.0016956 | 0.0015746 | 0.0014761 | 0.0013835 | 0.0012952 | 0.0012122 | 0.0011349 | 0.0010637
SDG&E | MM Therms | Industrial | Ind - Machinery | HVAC | No | Ind HVAC - Equipment (Gas - Low Cost) | 0.00014851 | 0.0001405 | 0.00012958 | 0.00011981 | 0.00011108 | 0.00010345 | 9.6726e-05 | 9.0407e-05 | 8.4545e-05 | 7.8931e-05 | 7.3742e-05 | 6.8895e-05
SDG&E | MM Therms | Industrial | Ind - Machinery | HVAC | No | Ind HVAC - Equipment (Gas - Mid Cost) | 0.0042278 | 0.0040031 | 0.0036938 | 0.0034221 | 0.0031776 | 0.0029571 | 0.0027667 | 0.0025877 | 0.0024205 | 0.0022612 | 0.0021136 | 0.0019762
SDG&E | MM Therms | Industrial | Ind - Machinery | HVAC | No | Ind HVAC - O&M (Electric - High Cost) | 2.7538e-06 | 2.9291e-06 | 2.9567e-06 | 2.9655e-06 | 2.9743e-06 | 2.9773e-06 | 2.9823e-06 | 2.987e-06 | 2.9898e-06 | 2.9915e-06 | 2.9924e-06 | 2.9931e-06
SDG&E | MM Therms | Industrial | Ind - Machinery | HVAC | No | Ind HVAC - O&M (Electric - Low Cost) | 0.00051594 | 0.00052318 | 0.00052798 | 0.00052927 | 0.00053071 | 0.00053112 | 0.00053188 | 0.00053247 | 0.00053285 | 0.00053303 | 0.00053295 | 0.00053296
SDG&E | MM Therms | Industrial | Ind - Machinery | HVAC | No | Ind HVAC - O&M (Electric - Mid Cost) | 0.0007648 | 0.00077586 | 0.00078306 | 0.00078523 | 0.00078753 | 0.00078812 | 0.00078935 | 0.00079037 | 0.00079099 | 0.00079135 | 0.00079135 | 0.00079149
SDG&E | MM Therms | Industrial | Ind - Machinery | HVAC | No | Ind HVAC - O&M (Gas - High Cost) | 0.0011766 | 0.0011933 | 0.0011788 | 0.0011692 | 0.0011622 | 0.0011579 | 0.0011597 | 0.0011613 | 0.0011629 | 0.001163 | 0.0011639 | 0.0011651
SDG&E | MM Therms | Industrial | Ind - Machinery | HVAC | No | Ind HVAC - O&M (Gas - Low Cost) | 0.0045557 | 0.004613 | 0.0045542 | 0.004507 | 0.0044726 | 0.0044587 | 0.0044625 | 0.0044645 | 0.004469 | 0.0044659 | 0.0044661 | 0.0044662
SDG&E | MM Therms | Industrial | Ind - Machinery | HVAC | No | Ind HVAC - O&M (Gas - Mid Cost) | 0.00024999 | 0.00025326 | 0.00025009 | 0.00024774 | 0.00024604 | 0.00024519 | 0.00024547 | 0.00024567 | 0.00024595 | 0.00024586 | 0.00024593 | 0.00024604
SDG&E | MM Therms | Industrial | Ind - Machinery | Lighting | No | Ind Lighting - Equipment (Mid Cost) | 1.572e-07 | 1.4894e-07 | 1.4031e-07 | 1.3133e-07 | 1.2293e-07 | 1.1485e-07 | 1.0736e-07 | 1.0035e-07 | 9.3748e-08 | 8.7542e-08 | 8.1721e-08 | 7.6288e-08
SDG&E | MM Therms | Industrial | Ind - Machinery | ProcHeat | No | Ind ProcHeat - Equipment (Electric - High Cost) | 7.2688e-06 | 7.4468e-06 | 7.5303e-06 | 7.5811e-06 | 7.6192e-06 | 7.6366e-06 | 7.6623e-06 | 7.6984e-06 | 7.7173e-06 | 7.7339e-06 | 7.7585e-06 | 7.7729e-06
SDG&E | MM Therms | Industrial | Ind - Machinery | ProcHeat | No | Ind ProcHeat - Equipment (Gas - High Cost) | 0.00063042 | 0.00064414 | 0.00063867 | 0.00064335 | 0.00064719 | 0.00064114 | 0.00064528 | 0.00064959 | 0.00065156 | 0.0006538 | 0.00065609 | 0.00065955
SDG&E | MM Therms | Industrial | Ind - Machinery | ProcHeat | No | Ind ProcHeat - Equipment (Gas - Low Cost) | 0.0012284 | 0.0012439 | 0.0012281 | 0.0012156 | 0.0012065 | 0.0012027 | 0.0012037 | 0.0012044 | 0.0012056 | 0.0012048 | 0.0012049 | 0.001205
SDG&E | MM Therms | Industrial | Ind - Machinery | ProcHeat | No | Ind ProcHeat - Equipment (Gas - Mid Cost) | 0.0027802 | 0.002817 | 0.0027819 | 0.0027566 | 0.0027382 | 0.0027285 | 0.0027319 | 0.0027344 | 0.0027376 | 0.0027368 | 0.0027378 | 0.0027394
SDG&E | MM Therms | Industrial | Ind - Machinery | ProcHeat | No | Ind ProcHeat - O&M (Gas - High Cost) | 0.0054585 | 0.0055425 | 0.0054796 | 0.0054555 | 0.0054336 | 0.0054085 | 0.0054201 | 0.0054303 | 0.0054386 | 0.0054419 | 0.0054477 | 0.0054568
SDG&E | MM Therms | Industrial | Ind - Machinery | ProcHeat | No | Ind ProcHeat - O&M (Gas - Low Cost) | 0.0029314 | 0.0029683 | 0.0029304 | 0.0029003 | 0.0028782 | 0.0028692 | 0.0028717 | 0.002873 | 0.0028759 | 0.002874 | 0.0028741 | 0.0028743
SDG&E | MM Therms | Industrial | Ind - Machinery | ProcHeat | No | Ind ProcHeat - O&M (Gas - Mid Cost) | 0.012331 | 0.012493 | 0.012336 | 0.012221 | 0.012137 | 0.012095 | 0.012109 | 0.012119 | 0.012133 | 0.012129 | 0.012132 | 0.012138
SDG&E | MM Therms | Industrial | Ind - Machinery | MachDr | No | Ind MachDr - Equipment (High Cost) | 1.1401e-05 | 1.1627e-05 | 1.1747e-05 | 1.1802e-05 | 1.1847e-05 | 1.1867e-05 | 1.1897e-05 | 1.1933e-05 | 1.1953e-05 | 1.1969e-05 | 1.1989e-05 | 1.2001e-05
SDG&E | MM Therms | Industrial | Ind - Machinery | MachDr | No | Ind MachDr - Equipment (Mid Cost) | 0.00031316 | 0.00031786 | 0.00032083 | 0.00032175 | 0.00032269 | 0.00032299 | 0.00032351 | 0.00032397 | 0.00032426 | 0.00032442 | 0.00032447 | 0.00032454
SDG&E | MM Therms | Industrial | Ind - Metals (Fabricated) | HVAC | No | Ind HVAC - Equipment (Electric - High Cost) | 2.608e-06 | 2.4825e-06 | 2.3426e-06 | 2.1979e-06 | 2.0608e-06 | 1.9283e-06 | 1.8055e-06 | 1.6914e-06 | 1.5825e-06 | 1.4801e-06 | 1.3847e-06 | 1.2947e-06
SDG&E | MM Therms | Industrial | Ind - Metals (Fabricated) | HVAC | No | Ind HVAC - Equipment (Electric - Low Cost) | -5.4302e-05 | -5.1447e-05 | -4.8504e-05 | -4.5426e-05 | -4.2552e-05 | -3.9785e-05 | -3.7221e-05 | -3.4812e-05 | -3.2546e-05 | -3.0415e-05 | -2.841e-05 | -2.6542e-05
SDG&E | MM Therms | Industrial | Ind - Metals (Fabricated) | HVAC | No | Ind HVAC - Equipment (Electric - Mid Cost) | 6.5153e-06 | 6.1766e-06 | 5.8239e-06 | 5.4556e-06 | 5.1112e-06 | 4.7793e-06 | 4.4718e-06 | 4.1833e-06 | 3.9113e-06 | 3.6557e-06 | 3.4154e-06 | 3.1912e-06
SDG&E | MM Therms | Industrial | Ind - Metals (Fabricated) | HVAC | No | Ind HVAC - Equipment (Gas - High Cost) | 0.00032286 | 0.00031241 | 0.00029924 | 0.00029066 | 0.00028021 | 0.00026557 | 0.00025383 | 0.00024231 | 0.00023058 | 0.00021968 | 0.00020589 | 0.00019333
SDG&E | MM Therms | Industrial | Ind - Metals (Fabricated) | HVAC | No | Ind HVAC - Equipment (Gas - Low Cost) | 0.00012552 | 0.00012051 | 0.00011495 | 0.00010975 | 0.00010475 | 9.9756e-05 | 9.496e-05 | 9.0257e-05 | 8.5746e-05 | 8.137e-05 | 7.6023e-05 | 7.1029e-05
SDG&E | MM Therms | Industrial | Ind - Metals (Fabricated) | HVAC | No | Ind HVAC - Equipment (Gas - Mid Cost) | 0.0003458 | 0.00033222 | 0.000317 | 0.00030301 | 0.00028947 | 0.00027557 | 0.00026242 | 0.00024953 | 0.0002371 | 0.00022509 | 0.00021037 | 0.00019665
SDG&E | MM Therms | Industrial | Ind - Metals (Fabricated) | HVAC | No | Ind HVAC - O&M (Electric - High Cost) | 9.3638e-06 | 9.5486e-06 | 1.0284e-05 | 1.0317e-05 | 1.035e-05 | 1.036e-05 | 1.0379e-05 | 1.0397e-05 | 1.0407e-05 | 1.0414e-05 | 1.0419e-05 | 1.0423e-05
SDG&E | MM Therms | Industrial | Ind - Metals (Fabricated) | HVAC | No | Ind HVAC - O&M (Electric - Low Cost) | 0.00017029 | 0.00017268 | 0.00017427 | 0.00017469 | 0.00017517 | 0.0001753 | 0.00017556 | 0.00017575 | 0.00017588 | 0.00017593 | 0.00017591 | 0.00017591
SDG&E | MM Therms | Industrial | Ind - Metals (Fabricated) | HVAC | No | Ind HVAC - O&M (Electric - Mid Cost) | 9.7333e-05 | 9.8747e-05 | 9.9662e-05 | 9.993e-05 | 0.00010021 | 0.0001003 | 0.00010045 | 0.00010058 | 0.00010066 | 0.0001007 | 0.00010071 | 0.00010072
SDG&E | MM Therms | Industrial | Ind - Metals (Fabricated) | HVAC | No | Ind HVAC - O&M (Gas - High Cost) | 0.00031765 | 0.0003274 | 0.00033479 | 0.0003442 | 0.0003533 | 0.00035937 | 0.00036689 | 0.00037406 | 0.00038059 | 0.0003871 | 0.00038754 | 0.00038821
SDG&E | MM Therms | Industrial | Ind - Metals (Fabricated) | HVAC | No | Ind HVAC - O&M (Gas - Low Cost) | 7.8333e-05 | 8.0505e-05 | 8.2201e-05 | 8.4003e-05 | 8.5817e-05 | 8.7487e-05 | 8.9144e-05 | 9.0696e-05 | 9.2231e-05 | 9.3687e-05 | 9.3694e-05 | 9.3704e-05
SDG&E | MM Therms | Industrial | Ind - Metals (Fabricated) | HVAC | No | Ind HVAC - O&M (Gas - Mid Cost) | 0.00046822 | 0.00048138 | 0.00049161 | 0.00050275 | 0.0005139 | 0.00052376 | 0.00053381 | 0.00054324 | 0.00055249 | 0.00056135 | 0.0005615 | 0.00056172
SDG&E | MM Therms | Industrial | Ind - Metals (Fabricated) | ProcHeat | No | Ind ProcHeat - Equipment (Electric - High Cost) | 1.0004e-05 | 9.4902e-06 | 8.9521e-06 | 8.4021e-06 | 7.8841e-06 | 7.3659e-06 | 6.8963e-06 | 6.4554e-06 | 6.0371e-06 | 5.6459e-06 | 5.2773e-06 | 4.9348e-06
SDG&E | MM Therms | Industrial | Ind - Metals (Fabricated) | ProcHeat | No | Ind ProcHeat - Equipment (Electric - Low Cost) | 1.3812e-06 | 1.3085e-06 | 1.2336e-06 | 1.1552e-06 | 1.0822e-06 | 1.0118e-06 | 9.4654e-07 | 8.8525e-07 | 8.276e-07 | 7.734e-07 | 7.2241e-07 | 6.749e-07
SDG&E | MM Therms | Industrial | Ind - Metals (Fabricated) | ProcHeat | No | Ind ProcHeat - Equipment (Gas - High Cost) | 0.00032668 | 0.00031504 | 0.00030118 | 0.00029016 | 0.00027889 | 0.00026473 | 0.00025273 | 0.00024097 | 0.0002292 | 0.00021812 | 0.00020426 | 0.00019153
SDG&E | MM Therms | Industrial | Ind - Metals (Fabricated) | ProcHeat | No | Ind ProcHeat - Equipment (Gas - Low Cost) | 0.00015979 | 0.0001534 | 0.00014633 | 0.00013968 | 0.0001333 | 0.00012696 | 0.00012085 | 0.00011486 | 0.00010912 | 0.00010354 | 9.6736e-05 | 9.0378e-05
SDG&E | MM Therms | Industrial | Ind - Metals (Fabricated) | ProcHeat | No | Ind ProcHeat - Equipment (Gas - Mid Cost) | 0.00044299 | 0.00042556 | 0.00040606 | 0.00038812 | 0.00037076 | 0.00035295 | 0.00033611 | 0.00031959 | 0.00030367 | 0.00028828 | 0.00026941 | 0.00025184
SDG&E | MM Therms | Industrial | Ind - Metals (Fabricated) | ProcHeat | No | Ind ProcHeat - O&M (Gas - High Cost) | 0.0021917 | 0.0022605 | 0.0023122 | 0.0023799 | 0.0024449 | 0.002486 | 0.002539 | 0.0025897 | 0.0026361 | 0.0026837 | 0.002689 | 0.002697
SDG&E | MM Therms | Industrial | Ind - Metals (Fabricated) | ProcHeat | No | Ind ProcHeat - O&M (Gas - Low Cost) | 0.0025411 | 0.0026114 | 0.0026663 | 0.0027245 | 0.0027831 | 0.0028373 | 0.002891 | 0.0029412 | 0.0029909 | 0.003038 | 0.0030381 | 0.0030383
SDG&E | MM Therms | Industrial | Ind - Metals (Fabricated) | ProcHeat | No | Ind ProcHeat - O&M (Gas - Mid Cost) | 0.0022611 | 0.0023251 | 0.0023749 | 0.0024301 | 0.0024851 | 0.0025322 | 0.0025812 | 0.0026273 | 0.0026722 | 0.0027155 | 0.0027166 | 0.0027182
SDG&E | MM Therms | Industrial | Ind - Metals (Fabricated) | SHW | No | Ind SHW - Equipment (High Cost) | 3.639e-05 | 3.588e-05 | 3.5008e-05 | 3.4486e-05 | 3.3833e-05 | 3.2713e-05 | 3.1849e-05 | 3.0974e-05 | 3.0037e-05 | 2.9151e-05 | 2.7839e-05 | 2.6626e-05
SDG&E | MM Therms | Industrial | Ind - Metals (Fabricated) | SHW | No | Ind SHW - Equipment (Low Cost) | 6.7317e-05 | 6.5872e-05 | 6.4042e-05 | 6.2316e-05 | 6.0617e-05 | 5.8838e-05 | 5.7085e-05 | 5.5299e-05 | 5.3545e-05 | 5.1788e-05 | 4.9314e-05 | 4.696e-05
SDG&E | MM Therms | Industrial | Ind - Metals (Fabricated) | SHW | No | Ind SHW - Equipment (Mid Cost) | 8.0335e-05 | 7.8662e-05 | 7.6503e-05 | 7.4551e-05 | 7.2602e-05 | 7.0433e-05 | 6.8365e-05 | 6.626e-05 | 6.417e-05 | 6.2093e-05 | 5.9148e-05 | 5.6356e-05
SDG&E | MM Therms | Industrial | Ind - Metals (Fabricated) | SHW | No | Ind SHW - O&M (High Cost) | 0.00011017 | 0.00011358 | 0.00011615 | 0.00011943 | 0.0001226 | 0.00012471 | 0.00012732 | 0.00012982 | 0.00013213 | 0.00013447 | 0.00013471 | 0.00013495
SDG&E | MM Therms | Industrial | Ind - Metals (Fabricated) | SHW | No | Ind SHW - O&M (Low Cost) | 0.00030189 | 0.00031023 | 0.00031675 | 0.00032364 | 0.00033059 | 0.00033704 | 0.00034341 | 0.00034936 | 0.00035526 | 0.00036085 | 0.00036086 | 0.00036087
SDG&E | MM Therms | Industrial | Ind - Metals (Fabricated) | SHW | No | Ind SHW - O&M (Mid Cost) | 0.00016677 | 0.00017146 | 0.00017511 | 0.00017909 | 0.00018308 | 0.00018658 | 0.00019017 | 0.00019353 | 0.00019683 | 0.00019999 | 0.00020004 | 0.00020013
SDG&E | MM Therms | Industrial | Ind - Metals (Fabricated) | MachDr | No | Ind MachDr - Equipment (High Cost) | 4.0218e-05 | 3.7381e-05 | 3.4446e-05 | 3.1562e-05 | 2.8901e-05 | 2.6405e-05 | 2.4145e-05 | 2.2088e-05 | 2.0181e-05 | 1.8432e-05 | 1.6838e-05 | 1.5374e-05
SDG&E | MM Therms | Industrial | Ind - Metals (Primary) | HVAC | No | Ind HVAC - Equipment (Electric - Low Cost) | 4.1149e-07 | 3.8989e-07 | 3.6759e-07 | 3.4427e-07 | 3.2251e-07 | 3.0153e-07 | 2.8211e-07 | 2.6386e-07 | 2.4668e-07 | 2.3053e-07 | 2.1535e-07 | 2.0119e-07
SDG&E | MM Therms | Industrial | Ind - Metals (Primary) | HVAC | No | Ind HVAC - Equipment (Electric - Mid Cost) | -2.5533e-06 | -2.4204e-06 | -2.2821e-06 | -2.1373e-06 | -2.002e-06 | -1.8722e-06 | -1.7516e-06 | -1.6385e-06 | -1.5319e-06 | -1.4317e-06 | -1.3375e-06 | -1.2496e-06
SDG&E | MM Therms | Industrial | Ind - Metals (Primary) | HVAC | No | Ind HVAC - Equipment (Gas - High Cost) | 1.4387e-05 | 1.3792e-05 | 1.3005e-05 | 1.2322e-05 | 1.1662e-05 | 1.0922e-05 | 1.0289e-05 | 9.6771e-06 | 9.091e-06 | 8.5442e-06 | 8.0001e-06 | 7.4994e-06
SDG&E | MM Therms | Industrial | Ind - Metals (Primary) | HVAC | No | Ind HVAC - Equipment (Gas - Low Cost) | 1.3603e-05 | 1.2987e-05 | 1.2221e-05 | 1.1483e-05 | 1.0799e-05 | 1.0144e-05 | 9.5301e-06 | 8.9373e-06 | 8.3866e-06 | 7.8618e-06 | 7.3452e-06 | 6.8627e-06
SDG&E | MM Therms | Industrial | Ind - Metals (Primary) | HVAC | No | Ind HVAC - Equipment (Gas - Mid Cost) | 8.8509e-06 | 8.4545e-06 | 7.9581e-06 | 7.4853e-06 | 7.0449e-06 | 6.6152e-06 | 6.2171e-06 | 5.8326e-06 | 5.474e-06 | 5.1332e-06 | 4.7972e-06 | 4.484e-06
SDG&E | MM Therms | Industrial | Ind - Metals (Primary) | HVAC | No | Ind HVAC - O&M (Gas - High Cost) | 1.844e-05 | 1.891e-05 | 1.9079e-05 | 1.9318e-05 | 1.9548e-05 | 1.9608e-05 | 1.9762e-05 | 1.9886e-05 | 1.9993e-05 | 2.0104e-05 | 2.0142e-05 | 2.0198e-05
SDG&E | MM Therms | Industrial | Ind - Metals (Primary) | HVAC | No | Ind HVAC - O&M (Gas - Low Cost) | 3.375e-05 | 3.4488e-05 | 3.4738e-05 | 3.4932e-05 | 3.5158e-05 | 3.5354e-05 | 3.5552e-05 | 3.5686e-05 | 3.5845e-05 | 3.5966e-05 | 3.5967e-05 | 3.5969e-05
SDG&E | MM Therms | Industrial | Ind - Metals (Primary) | HVAC | No | Ind HVAC - O&M (Gas - Mid Cost) | 6.847e-05 | 6.9996e-05 | 7.0518e-05 | 7.0967e-05 | 7.147e-05 | 7.1849e-05 | 7.227e-05 | 7.2564e-05 | 7.2895e-05 | 7.3159e-05 | 7.3178e-05 | 7.3204e-05
SDG&E | MM Therms | Industrial | Ind - Metals (Primary) | ProcHeat | No | Ind ProcHeat - Equipment (Electric - High Cost) | 6.1433e-06 | 5.8382e-06 | 5.5078e-06 | 5.1663e-06 | 4.8442e-06 | 4.5304e-06 | 4.2413e-06 | 3.9699e-06 | 3.7128e-06 | 3.4713e-06 | 3.2448e-06 | 3.0329e-06
SDG&E | MM Therms | Industrial | Ind - Metals (Primary) | ProcHeat | No | Ind ProcHeat - Equipment (Electric - Low Cost) | 3.5812e-06 | 3.3926e-06 | 3.1984e-06 | 2.9954e-06 | 2.8059e-06 | 2.6233e-06 | 2.4543e-06 | 2.2953e-06 | 2.1459e-06 | 2.0054e-06 | 1.8731e-06 | 1.75e-06
SDG&E | MM Therms | Industrial | Ind - Metals (Primary) | ProcHeat | No | Ind ProcHeat - Equipment (Electric - Mid Cost) | 1.7055e-07 | 1.617e-07 | 1.5248e-07 | 1.4284e-07 | 1.3383e-07 | 1.2514e-07 | 1.1709e-07 | 1.0954e-07 | 1.0243e-07 | 9.5733e-08 | 8.9446e-08 | 8.3576e-08
SDG&E | MM Therms | Industrial | Ind - Metals (Primary) | ProcHeat | No | Ind ProcHeat - Equipment (Gas - High Cost) | 4.1773e-05 | 4.0326e-05 | 3.8148e-05 | 3.6616e-05 | 3.5002e-05 | 3.2634e-05 | 3.0867e-05 | 2.9164e-05 | 2.7445e-05 | 2.5896e-05 | 2.4328e-05 | 2.2918e-05
SDG&E | MM Therms | Industrial | Ind - Metals (Primary) | ProcHeat | No | Ind ProcHeat - Equipment (Gas - Low Cost) | 6.7142e-05 | 6.4097e-05 | 6.0315e-05 | 5.6663e-05 | 5.3279e-05 | 5.0051e-05 | 4.7021e-05 | 4.4094e-05 | 4.1376e-05 | 3.8785e-05 | 3.6235e-05 | 3.3853e-05
SDG&E | MM Therms | Industrial | Ind - Metals (Primary) | ProcHeat | No | Ind ProcHeat - Equipment (Gas - Mid Cost) | 0.00013044 | 0.00012456 | 0.00011723 | 0.00011019 | 0.00010366 | 9.7359e-05 | 9.1481e-05 | 8.5803e-05 | 8.0521e-05 | 7.5492e-05 | 7.0539e-05 | 6.5917e-05
SDG&E | MM Therms | Industrial | Ind - Metals (Primary) | ProcHeat | No | Ind ProcHeat - O&M (Electric - Mid Cost) | 4.4461e-06 | 4.5106e-06 | 4.5526e-06 | 4.566e-06 | 4.58e-06 | 4.5831e-06 | 4.5905e-06 | 4.5967e-06 | 4.6004e-06 | 4.6027e-06 | 4.6029e-06 | 4.604e-06
SDG&E | MM Therms | Industrial | Ind - Metals (Primary) | ProcHeat | No | Ind ProcHeat - O&M (Gas - High Cost) | 0.00050607 | 0.00051882 | 0.00052342 | 0.00052982 | 0.00053599 | 0.00053769 | 0.00054185 | 0.00054515 | 0.00054806 | 0.00055104 | 0.00055201 | 0.00055316
SDG&E | MM Therms | Industrial | Ind - Metals (Primary) | ProcHeat | No | Ind ProcHeat - O&M (Gas - Low Cost) | 0.0022245 | 0.002273 | 0.0022895 | 0.0023021 | 0.0023169 | 0.0023299 | 0.0023429 | 0.0023517 | 0.0023621 | 0.00237 | 0.0023701 | 0.0023701
SDG&E | MM Therms | Industrial | Ind - Metals (Primary) | ProcHeat | No | Ind ProcHeat - O&M (Gas - Mid Cost) | 0.00098425 | 0.0010064 | 0.001014 | 0.0010208 | 0.0010284 | 0.0010337 | 0.0010399 | 0.0010443 | 0.0010491 | 0.001053 | 0.0010534 | 0.0010539
SDG&E | MM Therms | Industrial | Ind - Metals (Primary) | SHW | No | Ind SHW - Equipment (High Cost) | 1.9623e-06 | 1.9267e-06 | 1.8558e-06 | 1.8084e-06 | 1.7567e-06 | 1.6716e-06 | 1.6095e-06 | 1.5478e-06 | 1.4838e-06 | 1.4235e-06 | 1.3601e-06 | 1.3019e-06
SDG&E | MM Therms | Industrial | Ind - Metals (Primary) | SHW | No | Ind SHW - Equipment (Low Cost) | 3.7073e-06 | 3.6075e-06 | 3.46e-06 | 3.3136e-06 | 3.1761e-06 | 3.0408e-06 | 2.9117e-06 | 2.7831e-06 | 2.6618e-06 | 2.5432e-06 | 2.4217e-06 | 2.3062e-06
SDG&E | MM Therms | Industrial | Ind - Metals (Primary) | SHW | No | Ind SHW - Equipment (Mid Cost) | 1.3039e-06 | 1.2697e-06 | 1.2181e-06 | 1.168e-06 | 1.1207e-06 | 1.0724e-06 | 1.0273e-06 | 9.8239e-07 | 9.3974e-07 | 8.9822e-07 | 8.5561e-07 | 8.152e-07
SDG&E | MM Therms | Industrial | Ind - Metals (Primary) | SHW | No | Ind SHW - O&M (High Cost) | 1.6809e-05 | 1.7233e-05 | 1.7386e-05 | 1.7597e-05 | 1.78e-05 | 1.7858e-05 | 1.7996e-05 | 1.8105e-05 | 1.8202e-05 | 1.8301e-05 | 1.8333e-05 | 1.8379e-05
SDG&E | MM Therms | Industrial | Ind - Metals (Primary) | SHW | No | Ind SHW - O&M (Low Cost) | 3.9841e-05 | 4.0712e-05 | 4.1008e-05 | 4.1237e-05 | 4.1505e-05 | 4.1736e-05 | 4.1971e-05 | 4.2129e-05 | 4.2316e-05 | 4.246e-05 | 4.2461e-05 | 4.2463e-05
SDG&E | MM Therms | Industrial | Ind - Metals (Primary) | SHW | No | Ind SHW - O&M (Mid Cost) | 9.5522e-05 | 9.7663e-05 | 9.8399e-05 | 9.9059e-05 | 9.9787e-05 | 0.0001003 | 0.0001009 | 0.00010132 | 0.00010179 | 0.00010217 | 0.0001022 | 0.00010225
SDG&E | MM Therms | Industrial | Ind - Metals (Primary) | MachDr | No | Ind MachDr - Equipment (High Cost) | 7.1912e-07 | 6.6838e-07 | 6.1589e-07 | 5.6426e-07 | 5.1662e-07 | 4.7205e-07 | 4.3161e-07 | 3.9483e-07 | 3.6074e-07 | 3.2946e-07 | 3.0097e-07 | 2.7479e-07
SDG&E | MM Therms | Industrial | Ind - Other | HVAC | No | Ind HVAC - Equipment (Electric - Mid Cost) | 2.2345e-06 | 2.1183e-06 | 1.9974e-06 | 1.871e-06 | 1.7529e-06 | 1.639e-06 | 1.5336e-06 | 1.4346e-06 | 1.3414e-06 | 1.2537e-06 | 1.1713e-06 | 1.0944e-06
SDG&E | MM Therms | Industrial | Ind - Other | HVAC | No | Ind HVAC - O&M (Electric - Low Cost) | 4.3939e-05 | 4.4559e-05 | 4.4967e-05 | 4.5079e-05 | 4.5201e-05 | 4.5237e-05 | 4.5302e-05 | 4.5353e-05 | 4.5385e-05 | 4.5401e-05 | 4.5394e-05 | 4.5396e-05
SDG&E | MM Therms | Industrial | Ind - Other | MachDr | No | Ind MachDr - Equipment (High Cost) | 1.5718e-05 | 1.6002e-05 | 1.6161e-05 | 1.6225e-05 | 1.6281e-05 | 1.6305e-05 | 1.634e-05 | 1.6381e-05 | 1.6403e-05 | 1.642e-05 | 1.6438e-05 | 1.6449e-05
SDG&E | MM Therms | Industrial | Ind - Other | MachDr | No | Ind MachDr - Equipment (Mid Cost) | 2.8656e-06 | 2.9085e-06 | 2.9357e-06 | 2.9439e-06 | 2.9523e-06 | 2.9551e-06 | 2.9598e-06 | 2.964e-06 | 2.9666e-06 | 2.968e-06 | 2.9685e-06 | 2.969e-06
SDG&E | MM Therms | Industrial | Ind - Paper | HVAC | No | Ind HVAC - Equipment (Electric - Low Cost) | 1.6561e-06 | 1.569e-06 | 1.4792e-06 | 1.3854e-06 | 1.2978e-06 | 1.2133e-06 | 1.1352e-06 | 1.0617e-06 | 9.9257e-07 | 9.2758e-07 | 8.6646e-07 | 8.0949e-07
SDG&E | MM Therms | Industrial | Ind - Paper | HVAC | No | Ind HVAC - Equipment (Electric - Mid Cost) | 4.2457e-06 | 4.0247e-06 | 3.795e-06 | 3.5555e-06 | 3.3316e-06 | 3.1148e-06 | 2.9145e-06 | 2.7266e-06 | 2.5493e-06 | 2.3828e-06 | 2.2262e-06 | 2.0802e-06
SDG&E | MM Therms | Industrial | Ind - Paper | HVAC | No | Ind HVAC - Equipment (Gas - High Cost) | 2.6248e-06 | 2.4517e-06 | 2.3025e-06 | 2.1908e-06 | 2.0772e-06 | 1.9441e-06 | 1.8333e-06 | 1.723e-06 | 1.614e-06 | 1.5093e-06 | 1.4138e-06 | 1.3261e-06
SDG&E | MM Therms | Industrial | Ind - Paper | HVAC | No | Ind HVAC - Equipment (Gas - Mid Cost) | 4.7386e-06 | 4.4067e-06 | 4.1297e-06 | 3.8954e-06 | 3.6686e-06 | 3.4442e-06 | 3.2389e-06 | 3.0347e-06 | 2.8394e-06 | 2.6481e-06 | 2.4748e-06 | 2.3134e-06
SDG&E | MM Therms | Industrial | Ind - Paper | HVAC | No | Ind HVAC - O&M (Electric - Low Cost) | 8.4708e-06 | 8.5901e-06 | 8.6689e-06 | 8.6904e-06 | 8.714e-06 | 8.7208e-06 | 8.7334e-06 | 8.7432e-06 | 8.7495e-06 | 8.7524e-06 | 8.7512e-06 | 8.7516e-06
SDG&E | MM Therms | Industrial | Ind - Paper | HVAC | No | Ind HVAC - O&M (Gas - High Cost) | 1.6042e-05 | 1.6002e-05 | 1.6067e-05 | 1.6281e-05 | 1.6441e-05 | 1.651e-05 | 1.6631e-05 | 1.6693e-05 | 1.6724e-05 | 1.6707e-05 | 1.6724e-05 | 1.6749e-05
SDG&E | MM Therms | Industrial | Ind - Paper | HVAC | No | Ind HVAC - O&M (Gas - Low Cost) | 1.2748e-05 | 1.2682e-05 | 1.2718e-05 | 1.2826e-05 | 1.2918e-05 | 1.2987e-05 | 1.3068e-05 | 1.3101e-05 | 1.3119e-05 | 1.3091e-05 | 1.3092e-05 | 1.3093e-05
SDG&E | MM Therms | Industrial | Ind - Paper | HVAC | No | Ind HVAC - O&M (Gas - Mid Cost) | 8.9982e-06 | 8.9565e-06 | 8.9843e-06 | 9.0696e-06 | 9.1419e-06 | 9.1877e-06 | 9.248e-06 | 9.2746e-06 | 9.2888e-06 | 9.2724e-06 | 9.2756e-06 | 9.2804e-06
SDG&E | MM Therms | Industrial | Ind - Paper | ProcHeat | No | Ind ProcHeat - Equipment (Gas - High Cost) | 1.8953e-05 | 1.7774e-05 | 1.6725e-05 | 1.6045e-05 | 1.5308e-05 | 1.4285e-05 | 1.3505e-05 | 1.2728e-05 | 1.1934e-05 | 1.1172e-05 | 1.0474e-05 | 9.8378e-06
SDG&E | MM Therms | Industrial | Ind - Paper | ProcHeat | No | Ind ProcHeat - Equipment (Gas - Low Cost) | 0.00022878 | 0.00021261 | 0.00019918 | 0.00018762 | 0.00017651 | 0.0001658 | 0.00015585 | 0.00014595 | 0.00013653 | 0.00012728 | 0.00011891 | 0.00011109
SDG&E | MM Therms | Industrial | Ind - Paper | ProcHeat | No | Ind ProcHeat - Equipment (Gas - Mid Cost) | 9.5849e-05 | 8.9143e-05 | 8.3651e-05 | 7.9404e-05 | 7.5092e-05 | 7.0322e-05 | 6.6225e-05 | 6.2122e-05 | 5.8145e-05 | 5.4294e-05 | 5.0773e-05 | 4.7533e-05
SDG&E | MM Therms | Industrial | Ind - Paper | ProcHeat | No | Ind ProcHeat - O&M (Gas - High Cost) | 3.951e-05 | 3.9449e-05 | 3.9634e-05 | 4.0273e-05 | 4.08e-05 | 4.0906e-05 | 4.126e-05 | 4.1472e-05 | 4.1571e-05 | 4.1581e-05 | 4.1665e-05 | 4.1794e-05
SDG&E | MM Therms | Industrial | Ind - Paper | ProcHeat | No | Ind ProcHeat - O&M (Gas - Low Cost) | 5.2419e-06 | 5.2148e-06 | 5.2297e-06 | 5.274e-06 | 5.3117e-06 | 5.3403e-06 | 5.3736e-06 | 5.3871e-06 | 5.3945e-06 | 5.3832e-06 | 5.3836e-06 | 5.3841e-06
SDG&E | MM Therms | Industrial | Ind - Paper | ProcHeat | No | Ind ProcHeat - O&M (Gas - Mid Cost) | 0.00015788 | 0.00015713 | 0.00015761 | 0.00015907 | 0.00016032 | 0.00016113 | 0.00016218 | 0.00016263 | 0.00016287 | 0.00016257 | 0.00016262 | 0.00016269
SDG&E | MM Therms | Industrial | Ind - Paper | MachDr | No | Ind MachDr - Equipment (Low Cost) | 6.8444e-06 | 6.3325e-06 | 5.8301e-06 | 5.3321e-06 | 4.8776e-06 | 4.4533e-06 | 4.0686e-06 | 3.716e-06 | 3.3925e-06 | 3.096e-06 | 2.8241e-06 | 2.5765e-06
SDG&E | MM Therms | Industrial | Ind - Petroleum | ProcHeat | No | Ind ProcHeat - Equipment (Gas - High Cost) | 0.0011664 | 0.0011001 | 0.0010327 | 0.00097503 | 0.00091866 | 0.00085791 | 0.00080512 | 0.00075459 | 0.00070591 | 0.0006608 | 0.00061851 | 0.00057948
SDG&E | MM Therms | Industrial | Ind - Petroleum | ProcHeat | No | Ind ProcHeat - Equipment (Gas - Mid Cost) | 0.0018713 | 0.0017595 | 0.0016493 | 0.0015478 | 0.0014516 | 0.0013585 | 0.0012724 | 0.00119 | 0.0011123 | 0.0010393 | 0.00097123 | 0.00090777
SDG&E | MM Therms | Industrial | Ind - Petroleum | SHW | No | Ind SHW - Equipment (High Cost) | 6.5793e-05 | 6.3324e-05 | 6.0625e-05 | 5.8481e-05 | 5.6265e-05 | 5.3507e-05 | 5.1219e-05 | 4.8968e-05 | 4.6705e-05 | 4.4594e-05 | 4.2569e-05 | 4.0688e-05
SDG&E | MM Therms | Industrial | Ind - Petroleum | SHW | No | Ind SHW - Equipment (Low Cost) | 1.8573e-05 | 1.7788e-05 | 1.6991e-05 | 1.6233e-05 | 1.5503e-05 | 1.4793e-05 | 1.4117e-05 | 1.3451e-05 | 1.2812e-05 | 1.2197e-05 | 1.1613e-05 | 1.1058e-05
SDG&E | MM Therms | Industrial | Ind - Petroleum | SHW | No | Ind SHW - Equipment (Mid Cost) | 0.00064305 | 0.00061607 | 0.00058853 | 0.00056264 | 0.00053758 | 0.00051286 | 0.00048952 | 0.00046653 | 0.00044441 | 0.00042314 | 0.00040297 | 0.00038379
SDG&E | MM Therms | Industrial | Ind - Petroleum | SHW | No | Ind SHW - O&M (High Cost) | 0.00040835 | 0.00041388 | 0.00041668 | 0.00042325 | 0.0004282 | 0.00042743 | 0.00042993 | 0.00043194 | 0.00043276 | 0.00043418 | 0.00043547 | 0.00043742
SDG&E | MM Therms | Industrial | Ind - Petroleum | SHW | No | Ind SHW - O&M (Low Cost) | 4.9177e-05 | 4.947e-05 | 4.9629e-05 | 4.9808e-05 | 4.9964e-05 | 5.0069e-05 | 5.0186e-05 | 5.0224e-05 | 5.0244e-05 | 5.0237e-05 | 5.024e-05 | 5.0245e-05
SDG&E | MM Therms | Industrial | Ind - Petroleum | SHW | No | Ind SHW - O&M (Mid Cost) | 2.3862e-05 | 2.4008e-05 | 2.4086e-05 | 2.418e-05 | 2.4261e-05 | 2.431e-05 | 2.4368e-05 | 2.4389e-05 | 2.44e-05 | 2.4398e-05 | 2.4402e-05 | 2.4407e-05
SDG&E | MM Therms | Industrial | Ind - Petroleum | MachDr | No | Ind MachDr - Equipment (High Cost) | 2.0814e-07 | 1.9341e-07 | 1.7821e-07 | 1.6326e-07 | 1.4947e-07 | 1.3657e-07 | 1.2486e-07 | 1.1421e-07 | 1.0435e-07 | 9.5297e-08 | 8.705e-08 | 7.9474e-08
SDG&E | MM Therms | Industrial | Ind - Plastics | HVAC | No | Ind HVAC - Equipment (Electric - Low Cost) | 1.633e-05 | 1.5472e-05 | 1.4587e-05 | 1.3662e-05 | 1.2798e-05 | 1.1965e-05 | 1.1194e-05 | 1.047e-05 | 9.7883e-06 | 9.1475e-06 | 8.5448e-06 | 7.983e-06
SDG&E | MM Therms | Industrial | Ind - Plastics | HVAC | No | Ind HVAC - Equipment (Gas - High Cost) | 0.00013731 | 0.00013851 | 0.0001373 | 0.00013603 | 0.00013444 | 0.00013214 | 0.00013068 | 0.00012886 | 0.0001266 | 0.00012422 | 0.00011625 | 0.00010889
SDG&E | MM Therms | Industrial | Ind - Plastics | HVAC | No | Ind HVAC - Equipment (Gas - Low Cost) | 4.9407e-06 | 4.9677e-06 | 4.9162e-06 | 4.8385e-06 | 4.7573e-06 | 4.6871e-06 | 4.6258e-06 | 4.5506e-06 | 4.4669e-06 | 4.3737e-06 | 4.0862e-06 | 3.8177e-06
SDG&E | MM Therms | Industrial | Ind - Plastics | HVAC | No | Ind HVAC - Equipment (Gas - Mid Cost) | 0.0002253 | 0.0002266 | 0.00022429 | 0.00022091 | 0.00021732 | 0.00021406 | 0.0002113 | 0.00020792 | 0.00020412 | 0.0001999 | 0.0001868 | 0.00017457
SDG&E | MM Therms | Industrial | Ind - Plastics | HVAC | No | Ind HVAC - O&M (Electric - High Cost) | 2.066e-05 | 2.0979e-05 | 2.1177e-05 | 2.1242e-05 | 2.1307e-05 | 2.1327e-05 | 2.1364e-05 | 2.1398e-05 | 2.1418e-05 | 2.1431e-05 | 2.1438e-05 | 2.1444e-05
SDG&E | MM Therms | Industrial | Ind - Plastics | HVAC | No | Ind HVAC - O&M (Electric - Low Cost) | 4.6934e-05 | 4.7594e-05 | 4.8031e-05 | 4.8149e-05 | 4.828e-05 | 4.8317e-05 | 4.8387e-05 | 4.8441e-05 | 4.8475e-05 | 4.8491e-05 | 4.8485e-05 | 4.8486e-05
SDG&E | MM Therms | Industrial | Ind - Plastics | HVAC | No | Ind HVAC - O&M (Gas - High Cost) | 1.6578e-05 | 1.7917e-05 | 1.9018e-05 | 2.0201e-05 | 2.1396e-05 | 2.2498e-05 | 2.383e-05 | 2.5167e-05 | 2.6473e-05 | 2.7818e-05 | 2.788e-05 | 2.7973e-05
SDG&E | MM Therms | Industrial | Ind - Plastics | HVAC | No | Ind HVAC - O&M (Gas - Low Cost) | 1.2965e-06 | 1.3954e-06 | 1.4782e-06 | 1.5573e-06 | 1.639e-06 | 1.7285e-06 | 1.8261e-06 | 1.9229e-06 | 2.0205e-06 | 2.1177e-06 | 2.1178e-06 | 2.118e-06
SDG&E | MM Therms | Industrial | Ind - Plastics | HVAC | No | Ind HVAC - O&M (Gas - Mid Cost) | 0.0014968 | 0.0016112 | 0.001707 | 0.001799 | 0.001894 | 0.0019971 | 0.0021101 | 0.0022222 | 0.0023351 | 0.0024478 | 0.0024481 | 0.0024487
SDG&E | MM Therms | Industrial | Ind - Plastics | ProcHeat | No | Ind ProcHeat - Equipment (Electric - High Cost) | 5.0138e-05 | 5.0931e-05 | 5.1428e-05 | 5.1662e-05 | 5.1885e-05 | 5.1898e-05 | 5.201e-05 | 5.2117e-05 | 5.2175e-05 | 5.223e-05 | 5.2262e-05 | 5.2311e-05
SDG&E | MM Therms | Industrial | Ind - Plastics | ProcHeat | No | Ind ProcHeat - Equipment (Electric - Low Cost) | 1.5311e-05 | 1.5527e-05 | 1.5669e-05 | 1.5708e-05 | 1.5751e-05 | 1.5763e-05 | 1.5785e-05 | 1.5803e-05 | 1.5815e-05 | 1.582e-05 | 1.5818e-05 | 1.5818e-05
SDG&E | MM Therms | Industrial | Ind - Plastics | ProcHeat | No | Ind ProcHeat - Equipment (Gas - High Cost) | 0.00022778 | 0.00024623 | 0.00026139 | 0.00027781 | 0.00029438 | 0.00030947 | 0.00032785 | 0.0003463 | 0.0003643 | 0.00038287 | 0.00038377 | 0.00038514
SDG&E | MM Therms | Industrial | Ind - Plastics | ProcHeat | No | Ind ProcHeat - Equipment (Gas - Low Cost) | 0.00026103 | 0.00028094 | 0.00029762 | 0.00031358 | 0.00033005 | 0.00034807 | 0.00036772 | 0.00038722 | 0.00040688 | 0.00042646 | 0.00042649 | 0.00042655
SDG&E | MM Therms | Industrial | Ind - Plastics | ProcHeat | No | Ind ProcHeat - Equipment (Gas - Mid Cost) | 0.00064587 | 0.00069557 | 0.00073707 | 0.0007775 | 0.0008191 | 0.00086344 | 0.00091253 | 0.00096135 | 0.0010103 | 0.0010593 | 0.0010598 | 0.0010604
SDG&E | MM Therms | Industrial | Ind - Plastics | ProcHeat | No | Ind ProcHeat - O&M (Gas - High Cost) | 0.00035095 | 0.00037871 | 0.00040168 | 0.00042513 | 0.00044866 | 0.00047256 | 0.00049979 | 0.00052695 | 0.00055396 | 0.00058125 | 0.00058183 | 0.0005827
SDG&E | MM Therms | Industrial | Ind - Plastics | ProcHeat | No | Ind ProcHeat - O&M (Gas - Low Cost) | 0.00011933 | 0.00012842 | 0.00013603 | 0.0001433 | 0.0001508 | 0.00015904 | 0.00016801 | 0.00017691 | 0.00018588 | 0.00019481 | 0.00019482 | 0.00019482
SDG&E | MM Therms | Industrial | Ind - Plastics | ProcHeat | No | Ind ProcHeat - O&M (Gas - Mid Cost) | 0.00040473 | 0.00043579 | 0.00046175 | 0.00048691 | 0.00051282 | 0.00054064 | 0.00057131 | 0.0006018 | 0.00063241 | 0.00066303 | 0.00066323 | 0.00066353
SDG&E | MM Therms | Industrial | Ind - Plastics | SHW | No | Ind SHW - Equipment (High Cost) | 0.00017646 | 0.00018174 | 0.00018374 | 0.00018611 | 0.00018792 | 0.00018804 | 0.00018974 | 0.0001909 | 0.00019124 | 0.00019143 | 0.00018275 | 0.00017469
SDG&E | MM Therms | Industrial | Ind - Plastics | SHW | No | Ind SHW - Equipment (Low Cost) | 0.00015979 | 0.00016374 | 0.00016515 | 0.00016565 | 0.00016599 | 0.00016668 | 0.00016765 | 0.00016809 | 0.00016817 | 0.00016782 | 0.00015979 | 0.00015215
SDG&E | MM Therms | Industrial | Ind - Plastics | SHW | No | Ind SHW - Equipment (Mid Cost) | 0.00022314 | 0.00022879 | 0.00023083 | 0.00023181 | 0.0002325 | 0.00023337 | 0.00023482 | 0.00023554 | 0.00023568 | 0.00023528 | 0.0002241 | 0.00021349
SDG&E | MM Therms | Industrial | Ind - Plastics | SHW | No | Ind SHW - O&M (High Cost) | 0.00029423 | 0.00031764 | 0.00033698 | 0.00035717 | 0.00037768 | 0.00039745 | 0.00042069 | 0.00044395 | 0.00046686 | 0.00049025 | 0.00049082 | 0.00049168
SDG&E | MM Therms | Industrial | Ind - Plastics | SHW | No | Ind SHW - O&M (Low Cost) | 0.00049389 | 0.00053155 | 0.00056308 | 0.00059321 | 0.00062433 | 0.00065842 | 0.00069557 | 0.00073244 | 0.0007696 | 0.00080662 | 0.00080666 | 0.00080672
SDG&E | MM Therms | Industrial | Ind - Plastics | SHW | No | Ind SHW - O&M (Mid Cost) | 0.00050767 | 0.00054678 | 0.00057942 | 0.00061132 | 0.00064411 | 0.00067893 | 0.00071757 | 0.00075601 | 0.00079452 | 0.00083312 | 0.00083349 | 0.00083405
SDG&E | MM Therms | Industrial | Ind - Plastics | MachDr | No | Ind MachDr - Equipment (High Cost) | 5.7612e-06 | 5.8685e-06 | 5.9274e-06 | 5.952e-06 | 5.9731e-06 | 5.9825e-06 | 5.9958e-06 | 6.0117e-06 | 6.0206e-06 | 6.027e-06 | 6.0349e-06 | 6.0394e-06
SDG&E | MM Therms | Industrial | Ind - Plastics | MachDr | No | Ind MachDr - Equipment (Mid Cost) | 2.6313e-05 | 2.671e-05 | 2.696e-05 | 2.7037e-05 | 2.7115e-05 | 2.7141e-05 | 2.7185e-05 | 2.7225e-05 | 2.7249e-05 | 2.7263e-05 | 2.7268e-05 | 2.7273e-05
SDG&E | MM Therms | Industrial | Ind - Printing & Publishing | HVAC | No | Ind HVAC - Equipment (Electric - High Cost) | 4.956e-07 | 4.7215e-07 | 4.4561e-07 | 4.1819e-07 | 3.9214e-07 | 3.67e-07 | 3.4368e-07 | 3.2205e-07 | 3.0136e-07 | 2.8189e-07 | 2.6378e-07 | 2.4665e-07
SDG&E | MM Therms | Industrial | Ind - Printing & Publishing | HVAC | No | Ind HVAC - Equipment (Electric - Low Cost) | 2.5306e-05 | 2.3976e-05 | 2.2605e-05 | 2.1171e-05 | 1.9832e-05 | 1.8542e-05 | 1.7347e-05 | 1.6225e-05 | 1.5169e-05 | 1.4176e-05 | 1.3242e-05 | 1.2371e-05
SDG&E | MM Therms | Industrial | Ind - Printing & Publishing | HVAC | No | Ind HVAC - Equipment (Electric - Mid Cost) | 2.2625e-06 | 2.1454e-06 | 2.023e-06 | 1.8952e-06 | 1.7756e-06 | 1.6604e-06 | 1.5536e-06 | 1.4535e-06 | 1.3591e-06 | 1.2703e-06 | 1.1869e-06 | 1.109e-06
SDG&E | MM Therms | Industrial | Ind - Printing & Publishing | HVAC | No | Ind HVAC - Equipment (Gas - High Cost) | 0.00012403 | 0.00012042 | 0.00011631 | 0.00011465 | 0.0001121 | 0.00010649 | 0.00010267 | 9.8863e-05 | 9.4596e-05 | 9.0902e-05 | 8.5399e-05 | 8.0505e-05
SDG&E | MM Therms | Industrial | Ind - Printing & Publishing | HVAC | No | Ind HVAC - Equipment (Gas - Low Cost) | 1.1952e-05 | 1.149e-05 | 1.1034e-05 | 1.0611e-05 | 1.0181e-05 | 9.7624e-06 | 9.3428e-06 | 8.927e-06 | 8.5173e-06 | 8.1267e-06 | 7.5928e-06 | 7.0943e-06
SDG&E | MM Therms | Industrial | Ind - Printing & Publishing | HVAC | No | Ind HVAC - Equipment (Gas - Mid Cost) | 9.7727e-05 | 9.399e-05 | 9.0279e-05 | 8.69e-05 | 8.3444e-05 | 7.9984e-05 | 7.6569e-05 | 7.3185e-05 | 6.9835e-05 | 6.6653e-05 | 6.2289e-05 | 5.8222e-05
SDG&E | MM Therms | Industrial | Ind - Printing & Publishing | HVAC | No | Ind HVAC - O&M (Electric - Low Cost) | 0.0011821 | 0.0011987 | 0.0012098 | 0.0012128 | 0.0012161 | 0.001217 | 0.0012188 | 0.0012202 | 0.001221 | 0.0012215 | 0.0012213 | 0.0012214
SDG&E | MM Therms | Industrial | Ind - Printing & Publishing | HVAC | No | Ind HVAC - O&M (Electric - Mid Cost) | 0.0001781 | 0.00018075 | 0.00018244 | 0.00018295 | 0.00018348 | 0.00018364 | 0.00018393 | 0.00018419 | 0.00018435 | 0.00018444 | 0.00018446 | 0.00018449
SDG&E | MM Therms | Industrial | Ind - Printing & Publishing | ProcHeat | No | Ind ProcHeat - Equipment (Gas - High Cost) | 0.00011435 | 0.00011008 | 0.00010578 | 0.00010202 | 9.8103e-05 | 9.3972e-05 | 9.0015e-05 | 8.6096e-05 | 8.2176e-05 | 7.8478e-05 | 7.3378e-05 | 6.8639e-05
SDG&E | MM Therms | Industrial | Ind - Printing & Publishing | ProcHeat | No | Ind ProcHeat - Equipment (Gas - Mid Cost) | 0.00044895 | 0.00043201 | 0.00041508 | 0.00040005 | 0.00038451 | 0.00036839 | 0.0003528 | 0.00033735 | 0.00032196 | 0.00030741 | 0.00028737 | 0.00026873
SDG&E | MM Therms | Industrial | Ind - Printing & Publishing | ProcHeat | No | Ind ProcHeat - O&M (Gas - High Cost) | 0.00095046 | 0.00098066 | 0.0010094 | 0.0010446 | 0.0010765 | 0.0011034 | 0.0011317 | 0.001159 | 0.0011842 | 0.0012109 | 0.0012121 | 0.0012141
SDG&E | MM Therms | Industrial | Ind - Printing & Publishing | ProcHeat | No | Ind ProcHeat - O&M (Gas - Low Cost) | 0.00078977 | 0.00081263 | 0.00083531 | 0.00085976 | 0.00088297 | 0.00090631 | 0.0009284 | 0.00094951 | 0.00096971 | 0.00099037 | 0.00099043 | 0.00099053
SDG&E | MM Therms | Industrial | Ind - Printing & Publishing | ProcHeat | No | Ind ProcHeat - O&M (Gas - Mid Cost) | 0.00056188 | 0.00057864 | 0.00059503 | 0.00061348 | 0.00063087 | 0.00064715 | 0.00066329 | 0.00067878 | 0.00069339 | 0.00070853 | 0.0007089 | 0.00070946
SDG&E | MM Therms | Industrial | Ind - Stone, Glass & Clay | HVAC | No | Ind HVAC - Equipment (Gas - High Cost) | 7.0938e-06 | 6.8042e-06 | 6.518e-06 | 6.3147e-06 | 6.1076e-06 | 5.8314e-06 | 5.5926e-06 | 5.3515e-06 | 5.1046e-06 | 4.8719e-06 | 4.5616e-06 | 4.2761e-06
SDG&E | MM Therms | Industrial | Ind - Stone, Glass & Clay | HVAC | No | Ind HVAC - Equipment (Gas - Mid Cost) | 3.5678e-05 | 3.4091e-05 | 3.2596e-05 | 3.1337e-05 | 3.0129e-05 | 2.8847e-05 | 2.7598e-05 | 2.6337e-05 | 2.5096e-05 | 2.3895e-05 | 2.2328e-05 | 2.0867e-05
SDG&E | MM Therms | Industrial | Ind - Stone, Glass & Clay | ProcHeat | No | Ind ProcHeat - Equipment (Gas - High Cost) | 0.00043092 | 0.00041491 | 0.0003982 | 0.00038875 | 0.00037711 | 0.00035958 | 0.00034526 | 0.0003308 | 0.00031569 | 0.00030163 | 0.00028269 | 0.00026537
SDG&E | MM Therms | Industrial | Ind - Stone, Glass & Clay | ProcHeat | No | Ind ProcHeat - Equipment (Gas - Low Cost) | 1.2566e-05 | 1.2004e-05 | 1.1476e-05 | 1.1025e-05 | 1.0595e-05 | 1.0146e-05 | 9.705e-06 | 9.2594e-06 | 8.8222e-06 | 8.3982e-06 | 7.8463e-06 | 7.3309e-06
SDG&E | MM Therms | Industrial | Ind - Stone, Glass & Clay | ProcHeat | No | Ind ProcHeat - Equipment (Gas - Mid Cost) | 0.00013993 | 0.00013372 | 0.00012786 | 0.00012295 | 0.00011822 | 0.00011318 | 0.00010829 | 0.00010335 | 9.8481e-05 | 9.3772e-05 | 8.7628e-05 | 8.1899e-05
SDG&E | MM Therms | Industrial | Ind - Stone, Glass & Clay | ProcHeat | No | Ind ProcHeat - O&M (Gas - High Cost) | 0.0015156 | 0.0015536 | 0.0015918 | 0.0016436 | 0.0016951 | 0.0017356 | 0.001779 | 0.001819 | 0.0018561 | 0.0018933 | 0.0018951 | 0.0018979
SDG&E | MM Therms | Industrial | Ind - Stone, Glass & Clay | ProcHeat | No | Ind ProcHeat - O&M (Gas - Low Cost) | 0.0013406 | 0.0013707 | 0.0014027 | 0.0014425 | 0.0014838 | 0.001521 | 0.0015573 | 0.0015905 | 0.0016221 | 0.0016528 | 0.0016529 | 0.0016531
SDG&E | MM Therms | Industrial | Ind - Stone, Glass & Clay | ProcHeat | No | Ind ProcHeat - O&M (Gas - Mid Cost) | 0.0055576 | 0.0056855 | 0.0058196 | 0.0059913 | 0.0061679 | 0.0063203 | 0.0064734 | 0.0066136 | 0.0067461 | 0.0068763 | 0.0068788 | 0.0068824
SDG&E | MM Therms | Industrial | Ind - Textiles | HVAC | No | Ind HVAC - Equipment (Electric - Low Cost) | 4.9805e-08 | 4.7187e-08 | 4.4488e-08 | 4.1665e-08 | 3.903e-08 | 3.6492e-08 | 3.414e-08 | 3.1931e-08 | 2.9852e-08 | 2.7898e-08 | 2.606e-08 | 2.4346e-08
SDG&E | MM Therms | Industrial | Ind - Textiles | HVAC | No | Ind HVAC - O&M (Electric - Low Cost) | 2.6433e-06 | 2.6807e-06 | 2.7054e-06 | 2.7121e-06 | 2.7195e-06 | 2.7217e-06 | 2.7256e-06 | 2.7287e-06 | 2.7307e-06 | 2.7317e-06 | 2.7314e-06 | 2.7315e-06
SDG&E | MM Therms | Industrial | Ind - Textiles | ProcHeat | No | Ind ProcHeat - Equipment (Gas - High Cost) | 5.973e-05 | 5.937e-05 | 5.9286e-05 | 6.0651e-05 | 6.1557e-05 | 6.0561e-05 | 6.0832e-05 | 6.0647e-05 | 6.0207e-05 | 5.9731e-05 | 5.9971e-05 | 6.0409e-05
SDG&E | MM Therms | Industrial | Ind - Textiles | ProcHeat | No | Ind ProcHeat - Equipment (Gas - Mid Cost) | 0.00015336 | 0.00015132 | 0.00015016 | 0.00014936 | 0.00014867 | 0.00014772 | 0.00014729 | 0.00014602 | 0.00014467 | 0.00014274 | 0.00014278 | 0.00014283
SDG&E | MM Therms | Industrial | Ind - Textiles | ProcHeat | No | Ind ProcHeat - O&M (Gas - High Cost) | 6.7951e-05 | 6.7229e-05 | 6.681e-05 | 6.6855e-05 | 6.6858e-05 | 6.6282e-05 | 6.6214e-05 | 6.5774e-05 | 6.5218e-05 | 6.4458e-05 | 6.4536e-05 | 6.4658e-05
SDG&E | MM Therms | Industrial | Ind - Textiles | ProcHeat | No | Ind ProcHeat - O&M (Gas - Low Cost) | 0.00013662 | 0.00013476 | 0.0001337 | 0.0001329 | 0.00013221 | 0.0001314 | 0.00013099 | 0.00012982 | 0.00012862 | 0.00012687 | 0.00012688 | 0.00012689
SDG&E | MM Therms | Industrial | Ind - Textiles | ProcHeat | No | Ind ProcHeat - O&M (Gas - Mid Cost) | 0.00015442 | 0.00015238 | 0.00015122 | 0.00015043 | 0.00014974 | 0.00014878 | 0.00014835 | 0.00014708 | 0.00014572 | 0.00014379 | 0.00014383 | 0.00014389
SDG&E | MM Therms | Industrial | Ind - Textiles | SHW | No | Ind SHW - Equipment (High Cost) | 5.4453e-06 | 5.1934e-06 | 4.9419e-06 | 4.7967e-06 | 4.6292e-06 | 4.3434e-06 | 4.1544e-06 | 3.9538e-06 | 3.7418e-06 | 3.5406e-06 | 3.3926e-06 | 3.2609e-06
SDG&E | MM Therms | Industrial | Ind - Textiles | SHW | No | Ind SHW - Equipment (Mid Cost) | 8.3823e-06 | 7.8742e-06 | 7.4396e-06 | 7.0437e-06 | 6.6742e-06 | 6.315e-06 | 5.9948e-06 | 5.658e-06 | 5.3374e-06 | 5.0139e-06 | 4.7748e-06 | 4.5475e-06
SDG&E | MM Therms | Industrial | Ind - Textiles | SHW | No | Ind SHW - O&M (High Cost) | 4.0432e-05 | 4.0003e-05 | 3.9748e-05 | 3.9743e-05 | 3.9722e-05 | 3.9394e-05 | 3.9346e-05 | 3.9079e-05 | 3.8747e-05 | 3.8284e-05 | 3.8328e-05 | 3.8394e-05
SDG&E | MM Therms | Industrial | Ind - Textiles | SHW | No | Ind SHW - O&M (Low Cost) | 0.00014531 | 0.00014332 | 0.00014219 | 0.00014131 | 0.00014057 | 0.00013971 | 0.00013927 | 0.00013802 | 0.00013673 | 0.00013487 | 0.00013488 | 0.00013488
SDG&E | MM Therms | Industrial | Ind - Textiles | SHW | No | Ind SHW - O&M (Mid Cost) | 6.617e-05 | 6.531e-05 | 6.4819e-05 | 6.4505e-05 | 6.4233e-05 | 6.3812e-05 | 6.3636e-05 | 6.3097e-05 | 6.2521e-05 | 6.1697e-05 | 6.1721e-05 | 6.1757e-05
SDG&E | MM Therms | Industrial | Ind - Transportation Equipment | HVAC | No | Ind HVAC - Equipment (Gas - High Cost) | 0.00051004 | 0.00048768 | 0.00046464 | 0.00044479 | 0.00042362 | 0.00039848 | 0.0003765 | 0.00035482 | 0.00033359 | 0.00031388 | 0.00029386 | 0.00027541
SDG&E | MM Therms | Industrial | Ind - Transportation Equipment | HVAC | No | Ind HVAC - Equipment (Gas - Low Cost) | 3.1811e-05 | 3.0295e-05 | 2.8808e-05 | 2.7356e-05 | 2.5892e-05 | 2.4426e-05 | 2.302e-05 | 2.1633e-05 | 2.0317e-05 | 1.9068e-05 | 1.7815e-05 | 1.6644e-05
SDG&E | MM Therms | Industrial | Ind - Transportation Equipment | HVAC | No | Ind HVAC - Equipment (Gas - Mid Cost) | 0.0005198 | 0.00049529 | 0.00047109 | 0.00044782 | 0.00042419 | 0.00040003 | 0.00037713 | 0.00035453 | 0.00033301 | 0.00031265 | 0.00029218 | 0.00027308
SDG&E | MM Therms | Industrial | Ind - Transportation Equipment | HVAC | No | Ind HVAC - O&M (Electric - Low Cost) | 0.00012974 | 0.00013157 | 0.00013277 | 0.0001331 | 0.00013346 | 0.00013357 | 0.00013376 | 0.00013391 | 0.000134 | 0.00013405 | 0.00013403 | 0.00013403
SDG&E | MM Therms | Industrial | Ind - Transportation Equipment | HVAC | No | Ind HVAC - O&M (Gas - High Cost) | 0.00019516 | 0.00019969 | 0.00020363 | 0.0002085 | 0.00021245 | 0.00021398 | 0.00021637 | 0.00021822 | 0.0002196 | 0.00022113 | 0.00022157 | 0.00022223
SDG&E | MM Therms | Industrial | Ind - Transportation Equipment | HVAC | No | Ind HVAC - O&M (Gas - Low Cost) | 0.00026201 | 0.00026709 | 0.00027187 | 0.00027634 | 0.00027997 | 0.00028272 | 0.00028521 | 0.0002869 | 0.00028842 | 0.00028976 | 0.00028976 | 0.00028978
SDG&E | MM Therms | Industrial | Ind - Transportation Equipment | HVAC | No | Ind HVAC - O&M (Gas - Mid Cost) | 0.0007238 | 0.00073822 | 0.00075159 | 0.00076472 | 0.00077535 | 0.00078269 | 0.00078983 | 0.00079479 | 0.00079911 | 0.00080307 | 0.00080331 | 0.00080367
SDG&E | MM Therms | Industrial | Ind - Transportation Equipment | Lighting | No | Ind Lighting - Equipment (High Cost) | 4.1931e-07 | 3.9883e-07 | 3.7601e-07 | 3.5245e-07 | 3.3014e-07 | 3.0865e-07 | 2.8873e-07 | 2.7024e-07 | 2.5262e-07 | 2.3605e-07 | 2.2063e-07 | 2.0609e-07
SDG&E | MM Therms | Industrial | Ind - Transportation Equipment | Lighting | No | Ind Lighting - Equipment (Low Cost) | 0.00017338 | 0.0001641 | 0.00015457 | 0.00014462 | 0.00013534 | 0.00012642 | 0.00011816 | 0.00011041 | 0.00010312 | 9.6279e-05 | 8.9848e-05 | 8.3861e-05
SDG&E | MM Therms | Industrial | Ind - Transportation Equipment | ProcHeat | No | Ind ProcHeat - Equipment (Electric - Low Cost) | 2.3179e-06 | 2.3505e-06 | 2.3721e-06 | 2.3779e-06 | 2.3844e-06 | 2.3863e-06 | 2.3897e-06 | 2.3924e-06 | 2.3941e-06 | 2.3949e-06 | 2.3946e-06 | 2.3946e-06
SDG&E | MM Therms | Industrial | Ind - Transportation Equipment | ProcHeat | No | Ind ProcHeat - Equipment (Gas - High Cost) | 0.00080237 | 0.00082134 | 0.00083792 | 0.00086001 | 0.00087785 | 0.00088325 | 0.00089369 | 0.00090187 | 0.00090774 | 0.00091461 | 0.00091677 | 0.00092022
SDG&E | MM Therms | Industrial | Ind - Transportation Equipment | ProcHeat | No | Ind ProcHeat - Equipment (Gas - Low Cost) | 0.00010172 | 0.0001037 | 0.00010555 | 0.0001073 | 0.00010871 | 0.00010978 | 0.00011075 | 0.0001114 | 0.000112 | 0.00011252 | 0.00011253 | 0.00011253
SDG&E | MM Therms | Industrial | Ind - Transportation Equipment | ProcHeat | No | Ind ProcHeat - Equipment (Gas - Mid Cost) | 0.0029158 | 0.0029739 | 0.0030278 | 0.0030809 | 0.0031238 | 0.0031534 | 0.0031822 | 0.0032022 | 0.0032197 | 0.0032357 | 0.0032367 | 0.0032382
SDG&E | MM Therms | Industrial | Ind - Transportation Equipment | ProcHeat | No | Ind ProcHeat - O&M (Gas - High Cost) | 0.0017529 | 0.0017942 | 0.0018298 | 0.0018748 | 0.0019113 | 0.0019245 | 0.0019464 | 0.0019635 | 0.0019761 | 0.0019902 | 0.0019945 | 0.002001
SDG&E | MM Therms | Industrial | Ind - Transportation Equipment | ProcHeat | No | Ind ProcHeat - O&M (Gas - Low Cost) | 0.00024603 | 0.00025081 | 0.00025529 | 0.00025951 | 0.00026292 | 0.0002655 | 0.00026784 | 0.00026943 | 0.00027086 | 0.00027212 | 0.00027213 | 0.00027215
SDG&E | MM Therms | Industrial | Ind - Transportation Equipment | ProcHeat | No | Ind ProcHeat - O&M (Gas - Mid Cost) | 0.0038692 | 0.0039468 | 0.0040186 | 0.0040899 | 0.0041477 | 0.0041865 | 0.0042251 | 0.004252 | 0.0042753 | 0.0042969 | 0.0042985 | 0.0043009
SDG&E | MM Therms | Industrial | Ind - Transportation Equipment | SHW | No | Ind SHW - Equipment (High Cost) | 0.00052322 | 0.00050987 | 0.00049507 | 0.0004828 | 0.00046849 | 0.00044925 | 0.00043257 | 0.00041545 | 0.00039809 | 0.00038171 | 0.0003642 | 0.00034785
SDG&E | MM Therms | Industrial | Ind - Transportation Equipment | SHW | No | Ind SHW - Equipment (Low Cost) | 0.00051412 | 0.00049906 | 0.00048369 | 0.0004682 | 0.0004517 | 0.00043429 | 0.00041717 | 0.00039958 | 0.00038249 | 0.00036589 | 0.00034841 | 0.00033178
SDG&E | MM Therms | Industrial | Ind - Transportation Equipment | SHW | No | Ind SHW - Equipment (Mid Cost) | 4.358e-05 | 4.2329e-05 | 4.1038e-05 | 3.9771e-05 | 3.8405e-05 | 3.6909e-05 | 3.5468e-05 | 3.3987e-05 | 3.2539e-05 | 3.1139e-05 | 2.966e-05 | 2.8258e-05
SDG&E | MM Therms | Industrial | Ind - Transportation Equipment | SHW | No | Ind SHW - O&M (High Cost) | 7.2279e-06 | 6.8274e-06 | 9.8473e-06 | 2.8446e-05 | 4.0649e-05 | 3.4062e-05 | 3.8525e-05 | 4.1908e-05 | 4.3062e-05 | 4.649e-05 | 4.7981e-05 | 5.1349e-05
SDG&E | MM Therms | Industrial | Ind - Transportation Equipment | SHW | No | Ind SHW - O&M (Mid Cost) | 0.00094157 | 0.00096081 | 0.00097845 | 0.00099652 | 0.0010112 | 0.0010204 | 0.00103 | 0.0010368 | 0.0010426 | 0.0010481 | 0.0010487 | 0.0010496
SDG&E | MM Therms | Industrial | Ind - Transportation Equipment | MachDr | No | Ind MachDr - Equipment (High Cost) | 3.9779e-05 | 4.0503e-05 | 4.0907e-05 | 4.1075e-05 | 4.1222e-05 | 4.1281e-05 | 4.1371e-05 | 4.1476e-05 | 4.1535e-05 | 4.1578e-05 | 4.1628e-05 | 4.1658e-05
SDG&E | MM Therms | Agricultural | Agr - Concentrated Animal Feeding Operation | SHW | No | Ag SHWC - Equipment (High Cost) | 0.00058602 | 0.00065157 | 0.00065517 | 0.0006613 | 0.00066302 | 0.0006621 | 0.00066292 | 0.00066384 | 0.00066419 | 0.000665 | 0.00066914 | 0.00067365
SDG&E | MM Therms | Agricultural | Agr - Concentrated Animal Feeding Operation | SHW | No | Ag SHWC - Equipment (Low Cost) | 0.00085023 | 0.00085402 | 0.00085761 | 0.00086093 | 0.00086044 | 0.00086041 | 0.00086044 | 0.00086047 | 0.00086049 | 0.00086051 | 0.000865 | 0.00086953
SDG&E | MM Therms | Agricultural | Agr - Concentrated Animal Feeding Operation | SHW | No | Ag SHWC - Equipment (Mid Cost) | 0.0017644 | 0.0017729 | 0.0017807 | 0.0017888 | 0.0017887 | 0.0017882 | 0.0017886 | 0.0017892 | 0.0017893 | 0.0017898 | 0.0017995 | 0.0018094
SDG&E | MM Therms | Agricultural | Agr - Concentrated Animal Feeding Operation | SHW | No | Ag SHWC - O&M (High Cost) | 0.0019298 | 0.0019408 | 0.0019501 | 0.0019624 | 0.0019649 | 0.0019632 | 0.0019648 | 0.0019665 | 0.0019672 | 0.0019688 | 0.0019804 | 0.0019927
SDG&E | MM Therms | Agricultural | Agr - Concentrated Animal Feeding Operation | SHW | No | Ag SHWC - O&M (Low Cost) | 0.0091953 | 0.0092361 | 0.0092749 | 0.0093106 | 0.0093051 | 0.0093048 | 0.0093051 | 0.0093053 | 0.0093054 | 0.0093056 | 0.0093541 | 0.0094029
SDG&E | MM Therms | Agricultural | Agr - Concentrated Animal Feeding Operation | SHW | No | Ag SHWC - O&M (Mid Cost) | 0.0053679 | 0.0053937 | 0.0054172 | 0.0054419 | 0.0054418 | 0.0054402 | 0.0054416 | 0.0054431 | 0.0054437 | 0.0054451 | 0.0054745 | 0.0055047
SDG&E | MM Therms | Agricultural | Agr - Dairies | MachDr | No | Ag Process Mtr - Equipment (High Cost) | 0.00013025 | 0.00013198 | 0.00013324 | 0.00013489 | 0.00013635 | 0.00013761 | 0.00013861 | 0.00013973 | 0.00014036 | 0.00014059 | 0.00014031 | 0.00013993
SDG&E | MM Therms | Agricultural | Agr - Dairies | MachDr | No | Ag Process Mtr - Equipment (Mid Cost) | -0.00062915 | -0.00063485 | -0.00064039 | -0.00064721 | -0.0006536 | -0.00065923 | -0.00066351 | -0.00066789 | -0.00067046 | -0.00067102 | -0.00066879 | -0.00066648
SDG&E | MM Therms | Agricultural | Agr - Irrigated Agriculture | MachDr | No | Ag Motor Pmp - Equipment (High Cost) | 0.00013013 | 0.00013186 | 0.00013312 | 0.00013478 | 0.00013623 | 0.00013749 | 0.0001385 | 0.00013962 | 0.00014025 | 0.00014048 | 0.0001402 | 0.00013982
SDG&E | MM Therms | Agricultural | Agr - Irrigated Agriculture | MachDr | No | Ag Motor Pmp - Equipment (Mid Cost) | -0.00062808 | -0.00063382 | -0.00063935 | -0.00064617 | -0.00065256 | -0.00065819 | -0.00066247 | -0.00066686 | -0.00066943 | -0.00066999 | -0.00066778 | -0.00066548
SDG&E | MM Therms | Agricultural | Agr - Post-Harvest Processing | ProcHeat | No | Ag Process Dry - Equipment (High Cost) | 0.0017536 | 0.0017668 | 0.0017768 | 0.0017942 | 0.0018013 | 0.0017975 | 0.001801 | 0.0018049 | 0.0018064 | 0.0018091 | 0.0018205 | 0.001833
SDG&E | MM Therms | Agricultural | Agr - Post-Harvest Processing | ProcHeat | No | Ag Process Dry - Equipment (Low Cost) | 0.00088748 | 0.00089145 | 0.00089521 | 0.00089871 | 0.00089823 | 0.00089818 | 0.00089822 | 0.00089827 | 0.00089828 | 0.00089832 | 0.00090302 | 0.00090776
SDG&E | MM Therms | Agricultural | Agr - Post-Harvest Processing | ProcHeat | No | Ag Process Dry - Equipment (Mid Cost) | 0.0046335 | 0.0046555 | 0.0046757 | 0.0046964 | 0.0046958 | 0.0046947 | 0.0046957 | 0.0046968 | 0.0046972 | 0.0046982 | 0.0047235 | 0.0047492
SDG&E | MM Therms | Agricultural | Agr - Post-Harvest Processing | ProcHeat | No | Ag Process Dry - O&M (High Cost) | 0.0044827 | 0.0045073 | 0.0045285 | 0.0045556 | 0.0045604 | 0.0045568 | 0.00456 | 0.0045636 | 0.0045649 | 0.0045681 | 0.0045944 | 0.0046224
SDG&E | MM Therms | Agricultural | Agr - Post-Harvest Processing | ProcHeat | No | Ag Process Dry - O&M (Low Cost) | 0.0022379 | 0.0022479 | 0.0022574 | 0.0022662 | 0.002265 | 0.0022649 | 0.002265 | 0.0022651 | 0.0022651 | 0.0022652 | 0.0022771 | 0.002289
SDG&E | MM Therms | Agricultural | Agr - Post-Harvest Processing | ProcHeat | No | Ag Process Dry - O&M (Mid Cost) | 0.0035173 | 0.0035343 | 0.0035499 | 0.0035663 | 0.0035664 | 0.0035653 | 0.0035663 | 0.0035674 | 0.0035678 | 0.0035687 | 0.0035881 | 0.003608
SDG&E | MM Therms | Agricultural | Agr - Post-Harvest Processing | MachDr | No | Ag Process Mtr - Equipment (High Cost) | 0.0001296 | 0.00013132 | 0.00013257 | 0.00013421 | 0.00013566 | 0.00013692 | 0.00013792 | 0.00013903 | 0.00013966 | 0.00013988 | 0.00013961 | 0.00013923
SDG&E | MM Therms | Agricultural | Agr - Post-Harvest Processing | MachDr | No | Ag Process Mtr - Equipment (Mid Cost) | -0.000626 | -0.00063168 | -0.00063718 | -0.00064397 | -0.00065033 | -0.00065593 | -0.00066019 | -0.00066455 | -0.0006671 | -0.00066766 | -0.00066545 | -0.00066315
SDG&E | MM Therms | Agricultural | Agr - Wineries and Vineyards | HVAC | No | Ag HVAC - Equipment (High Cost) | 6.2899e-06 | 6.5129e-06 | 6.6307e-06 | 7.0279e-06 | 7.2897e-06 | 7.1698e-06 | 7.2799e-06 | 7.4039e-06 | 7.452e-06 | 7.5604e-06 | 7.6939e-06 | 7.874e-06
SDG&E | MM Therms | Agricultural | Agr - Wineries and Vineyards | SHW | No | Ag SHWC - Equipment (High Cost) | 2.73e-09 | 2.742e-09 | 2.7534e-09 | 2.7638e-09 | 2.762e-09 | 2.762e-09 | 2.762e-09 | 2.762e-09 | 2.762e-09 | 2.762e-09 | 2.7764e-09 | 2.7908e-09

## Technical Potential
Service Territory | Savings | Sector | Building Type | Use Category | Emerging Tech | Measure | 2013 | 2014 | 2015 | 2016 | 2017 | 2018 | 2019 | 2020 | 2021 | 2022 | 2023 | 2024
PG&E | GWh | Residential | Res - Multi Family | AppPlug | Yes | AppPlug - Clothes Washer (Electric) - Emerging | 18.1894 | 18.3657 | 12.1009 | 12.2174 | 12.3311 | 10.1925 | 10.2657 | 10.3481 | 10.429 | 10.5063 | 10.5795 | 10.6528
PG&E | GWh | Residential | Res - Multi Family | AppPlug | Yes | AppPlug - Dishwasher (Electric) - Emerging | 1.271 | 1.2833 | 1.2957 | 1.3082 | 1.3204 | 1.3319 | 1.3415 | 1.3522 | 1.3628 | 1.3729 | 1.3825 | 1.392
PG&E | GWh | Residential | Res - Multi Family | AppPlug | Yes | AppPlug - HP Clothes Dryer - Emerging | 0 | 0 | 0 | 75.9364 | 76.6435 | 77.3123 | 77.8673 | 78.4925 | 79.1065 | 79.6928 | 80.248 | 80.8035
PG&E | GWh | Residential | Res - Multi Family | AppPlug | Yes | AppPlug - Smart Strip Home Office - Emerging | 10.9084 | 11.0141 | 11.1204 | 11.2274 | 11.3319 | 11.4308 | 11.5129 | 11.6053 | 11.6961 | 11.7828 | 11.8648 | 11.947
PG&E | GWh | Residential | Res - Multi Family | AppPlug | Yes | AppPlug - Smart Strip Home Theater - Emerging | 11.1135 | 11.2213 | 11.3295 | 11.4385 | 11.545 | 11.6458 | 11.7294 | 11.8236 | 11.916 | 12.0043 | 12.088 | 12.1717
PG&E | GWh | Residential | Res - Multi Family | AppPlug | No | AppPlug - Computer Monitor | 0.43195 | 0.43614 | 0.44035 | 0.44458 | 0.44872 | 0.45264 | 0.45589 | 0.45955 | 0.46314 | 0.46658 | 0.46983 | 0.47308
PG&E | GWh | Residential | Res - Multi Family | AppPlug | No | AppPlug - Desktop Computer (Res - ES Plus) | 17.5894 | 17.76 | 17.9313 | 18.1038 | 18.2724 | 18.4319 | 18.5642 | 18.7132 | 18.8596 | 18.9994 | 19.1317 | 19.2642
PG&E | GWh | Residential | Res - Multi Family | AppPlug | No | AppPlug - Recycle Refrigerator | 28.3182 | 28.2358 | 28.1535 | 28.0715 | 27.9898 | 27.9083 | 27.827 | 27.746 | 27.6652 | 27.5846 | 27.5043 | 27.4242
PG&E | GWh | Residential | Res - Multi Family | AppPlug | No | AppPlug - Self-Contained Refrigerator | 60.1432 | 60.7264 | 24.1169 | 24.349 | 24.5757 | 24.7902 | 24.9681 | 25.1686 | 25.3654 | 25.5534 | 25.7315 | 25.9096
PG&E | GWh | Residential | Res - Multi Family | BldgEnv | No | BldgEnv - Attic Batt Insulation | 4.4859 | 4.4695 | 4.4532 | 4.4369 | 4.4207 | 4.4045 | 4.3884 | 4.3724 | 4.3564 | 4.3404 | 4.3245 | 4.3087
PG&E | GWh | Residential | Res - Multi Family | BldgEnv | No | BldgEnv - Wall Spray On Insulation | 0.2826 | 0.28157 | 0.28054 | 0.27951 | 0.27849 | 0.27747 | 0.27646 | 0.27545 | 0.27444 | 0.27343 | 0.27243 | 0.27144
PG&E | GWh | Residential | Res - Multi Family | BldgEnv | No | BldgEnv - Window Film | 34.3993 | 34.2737 | 34.1484 | 34.0236 | 33.8992 | 33.7752 | 33.6516 | 33.5285 | 33.4058 | 33.2835 | 33.1616 | 33.0402
PG&E | GWh | Residential | Res - Multi Family | HVAC | Yes | HVAC - SEER Rated Split System AC (SEER 22) - Emerging | 0 | 0 | 0.46667 | 0.62832 | 0.78708 | 0.93947 | 1.0731 | 1.218 | 1.3609 | 1.4992 | 1.6323 | 1.7653
PG&E | GWh | Residential | Res - Multi Family | HVAC | Yes | HVAC - SEER Rated Split System HP (SEER 21) - Emerging | 0 | 0 | 1.9763 | 1.9953 | 2.0139 | 2.0314 | 2.046 | 2.0624 | 2.0786 | 2.094 | 2.1086 | 2.1232
PG&E | GWh | Residential | Res - Multi Family | HVAC | No | HVAC - Direct Evaporative Cooler | 7.3112 | 7.2844 | 7.2578 | 7.2313 | 7.2049 | 7.1785 | 7.1522 | 7.1261 | 7.1 | 7.074 | 7.0481 | 7.0223
PG&E | GWh | Residential | Res - Multi Family | HVAC | No | HVAC - Repair Duct System | 0.64587 | 0.64351 | 0.64115 | 0.63881 | 0.63647 | 0.63415 | 0.63183 | 0.62951 | 0.62721 | 0.62492 | 0.62263 | 0.62035
PG&E | GWh | Residential | Res - Multi Family | HVAC | No | HVAC - SEER Rated Split System AC (Recharge) | 5.3106 | 5.2912 | 5.2718 | 5.2526 | 5.2334 | 5.2142 | 5.1951 | 5.1761 | 5.1572 | 5.1383 | 5.1195 | 5.1007
PG&E | GWh | Residential | Res - Multi Family | HVAC | No | HVAC - SEER Rated Split System AC (SEER 18) | 0.11193 | 0.23576 | 0 | 0 | 0 | 0 | 0 | 0 | 0 | 0 | 0 | 0
PG&E | GWh | Residential | Res - Multi Family | HVAC | No | HVAC - SEER Rated Split System HP (SEER 18) | 1.6368 | 1.6526 | 0 | 0 | 0 | 0 | 0 | 0 | 0 | 0 | 0 | 0
PG&E | GWh | Residential | Res - Multi Family | Lighting | Yes | Lighting - LED Lamp (Basic High - Indoor) - Emerging | 36.0608 | 37.5365 | 38.8967 | 39.9978 | 41.1036 | 8.7159 | 8.9023 | 9.0687 | 9.2353 | 9.3693 | 9.5004 | 9.6324
PG&E | GWh | Residential | Res - Multi Family | Lighting | Yes | Lighting - LED Lamp (Basic High - Outdoor) - Emerging | 4.3093 | 4.461 | 4.6012 | 4.7155 | 4.8301 | 0.85107 | 0.8671 | 0.88156 | 0.89602 | 0.90773 | 0.91917 | 0.93068
PG&E | GWh | Residential | Res - Multi Family | Lighting | Yes | Lighting - LED Lamp (Basic Low - Indoor) - Emerging | 48.7822 | 50.317 | 51.7445 | 52.9308 | 54.1179 | 9.9496 | 10.1231 | 10.283 | 10.4427 | 10.5997 | 10.7284 | 10.8578
PG&E | GWh | Residential | Res - Multi Family | Lighting | Yes | Lighting - LED Lamp (Basic Low - Outdoor) - Emerging | 4.74 | 4.8722 | 4.9954 | 5.0984 | 5.2013 | 0.90924 | 0.92351 | 0.93678 | 0.95001 | 0.963 | 0.9737 | 0.98446
PG&E | GWh | Residential | Res - Multi Family | Lighting | Yes | Lighting - LED Lamp (Reflector - Indoor) - Emerging | 9.1871 | 9.49 | 9.7713 | 10.0038 | 10.2366 | 10.4396 | 10.6284 | 10.8013 | 10.9741 | 11.1162 | 11.2546 | 11.3939
PG&E | GWh | Residential | Res - Multi Family | Lighting | Yes | Lighting - LED Lamp (Reflector - Outdoor) - Emerging | 0.48325 | 0.49748 | 0.5107 | 0.52169 | 0.53268 | 0.54228 | 0.55116 | 0.55935 | 0.56752 | 0.57428 | 0.58085 | 0.58746
PG&E | GWh | Residential | Res - Multi Family | Lighting | Yes | Lighting - LED Lamp (Specialty - Indoor) - Emerging | 17.8724 | 18.6704 | 19.4042 | 19.9936 | 20.5863 | 21.0959 | 21.5785 | 22.0054 | 22.4331 | 22.8566 | 23.1914 | 23.5288
PG&E | GWh | Residential | Res - Multi Family | Lighting | Yes | Lighting - LED Lamp (Specialty - Outdoor) - Emerging | 0.65054 | 0.6916 | 0.72898 | 0.75813 | 0.78754 | 0.81244 | 0.83644 | 0.85688 | 0.87742 | 0.89787 | 0.91348 | 0.92923
PG&E | GWh | Residential | Res - Multi Family | Lighting | Yes | Lighting - LED Plug-In Indoor Fixture - Emerging | 3.8603 | 3.9668 | 4.0598 | 4.1239 | 4.2028 | 0.31463 | 0.31875 | 0.32435 | 0.3282 | 0.33254 | 0.33618 | 0.34043
PG&E | GWh | Residential | Res - Multi Family | Lighting | Yes | Lighting - LED Plug-In Outdoor Fixture - Emerging | 4.6259 | 4.7258 | 4.8146 | 4.8796 | 4.9565 | 0.26501 | 0.26792 | 0.27177 | 0.27458 | 0.27765 | 0.28028 | 0.28327
PG&E | GWh | Residential | Res - Multi Family | Lighting | No | Lighting - Compact Fluorescent Fixture (Indoor) | 0.099473 | 0.1005 | 0.10152 | 0.10256 | 0.10357 | 0 | 0 | 0 | 0 | 0 | 0 | 0
PG&E | GWh | Residential | Res - Multi Family | Lighting | No | Lighting - Halogen Lamp (A-Line) | 0.18567 | 0.19086 | 0.19607 | 0.20131 | 0.20645 | 0 | 0 | 0 | 0 | 0 | 0 | 0
PG&E | GWh | Residential | Res - Multi Family | Lighting | No | Lighting - Halogen Lamp (Reflector) | 0.18567 | 0.19086 | 0.19607 | 0.20131 | 0.20645 | 0.21135 | 0.21557 | 0.22021 | 0.22478 | 0.22918 | 0.23339 | 0.2376
PG&E | GWh | Residential | Res - Multi Family | Lighting | No | Lighting - Induction Fixture (Outdoor) | 0.0273 | 0.027565 | 0.027831 | 0.028099 | 0.02836 | 0.028608 | 0.028813 | 0.029044 | 0.029272 | 0.029489 | 0.029694 | 0.0299
PG&E | GWh | Residential | Res - Multi Family | Lighting | No | Lighting - Night Light Fixture (LED) | 10.0558 | 10.1533 | 10.2512 | 10.3498 | 10.4462 | 10.5374 | 10.613 | 10.6982 | 10.7819 | 10.8618 | 10.9375 | 11.0132
PG&E | GWh | Residential | Res - Multi Family | Lighting | No | Lighting - Occupancy Sensor | 40.6032 | 40.997 | 41.3924 | 41.7907 | 42.1798 | 42.5479 | 42.8533 | 43.1974 | 43.5353 | 43.858 | 44.1635 | 44.4692
PG&E | GWh | Residential | Res - Multi Family | Lighting | No | Lighting - Plug-In Fixture (Exterior) | 15.7917 | 15.9448 | 16.0986 | 16.2535 | 16.4049 | 0 | 0 | 0 | 0 | 0 | 0 | 0
PG&E | GWh | Residential | Res - Multi Family | Lighting | No | Lighting - Plug-In Fixture (Linear Fluorescent) | 0.035041 | 0.035381 | 0.035722 | 0.036066 | 0.036402 | 0.036719 | 0.036983 | 0.03728 | 0.037571 | 0.03785 | 0.038114 | 0.038377
PG&E | GWh | Residential | Res - Multi Family | Lighting | No | Lighting - Seasonal Lighting | 16.885 | 17.0487 | 17.2132 | 17.3788 | 17.5406 | 17.6937 | 17.8207 | 17.9638 | 18.1043 | 18.2385 | 18.3656 | 18.4927
PG&E | GWh | Residential | Res - Multi Family | SHW | No | SHW - EF Rated Heat Pump Water Heater | 1.2317 | 1.2437 | 1.1876 | 1.199 | 1.2102 | 1.2208 | 1.2295 | 1.2394 | 1.2491 | 1.2584 | 1.2671 | 1.2759
PG&E | GWh | Residential | Res - Multi Family | SHW | No | SHW - EF Rated Instantaneous Water Heater (Electric) | 9.1071 | 9.1954 | 9.2841 | 9.3734 | 9.4607 | 9.5432 | 9.6117 | 9.6889 | 9.7647 | 9.8371 | 9.9056 | 9.9742
PG&E | GWh | Residential | Res - Multi Family | WholeBlg | No | WholeBlg - Low Income | 291.1699 | 290.3307 | 289.4942 | 288.6599 | 287.828 | 223.2212 | 222.578 | 221.9365 | 221.2969 | 220.6593 | 220.0235 | 219.3894
PG&E | GWh | Residential | Res - Single Family | AppPlug | Yes | AppPlug - Clothes Washer (Electric) - Emerging | 94.8911 | 95.8841 | 63.2242 | 63.8801 | 64.5222 | 53.3709 | 53.7926 | 54.2632 | 54.7262 | 55.1704 | 55.5933 | 56.0166
PG&E | GWh | Residential | Res - Single Family | AppPlug | Yes | AppPlug - Dishwasher (Electric) - Emerging | 16.1017 | 16.2703 | 16.4396 | 16.6101 | 16.7771 | 16.9358 | 17.0696 | 17.219 | 17.3659 | 17.5068 | 17.641 | 17.7754
PG&E | GWh | Residential | Res - Single Family | AppPlug | Yes | AppPlug - HP Clothes Dryer - Emerging | 0 | 0 | 0 | 610.3097 | 616.4444 | 622.277 | 627.1945 | 632.6814 | 638.0794 | 643.2586 | 648.1895 | 653.1253
PG&E | GWh | Residential | Res - Single Family | AppPlug | Yes | AppPlug - Smart Strip Home Office - Emerging | 61.9658 | 62.6143 | 63.2658 | 63.9222 | 64.5647 | 65.1756 | 65.6906 | 66.2653 | 66.8307 | 67.3732 | 67.8896 | 68.4066
PG&E | GWh | Residential | Res - Single Family | AppPlug | Yes | AppPlug - Smart Strip Home Theater - Emerging | 63.1312 | 63.7918 | 64.4556 | 65.1243 | 65.7789 | 66.4013 | 66.926 | 67.5115 | 68.0875 | 68.6402 | 69.1663 | 69.693
PG&E | GWh | Residential | Res - Single Family | AppPlug | No | AppPlug - Computer Monitor | 3.2519 | 3.2859 | 3.3201 | 3.3545 | 3.3883 | 3.4203 | 3.4473 | 3.4775 | 3.5072 | 3.5356 | 3.5627 | 3.5899
PG&E | GWh | Residential | Res - Single Family | AppPlug | No | AppPlug - Desktop Computer (Res - ES Plus) | 180.1199 | 182.0049 | 183.8987 | 185.8065 | 187.6742 | 189.4499 | 190.947 | 192.6175 | 194.2609 | 195.8377 | 197.3389 | 198.8415
PG&E | GWh | Residential | Res - Single Family | AppPlug | No | AppPlug - Recycle Refrigerator | 700.1916 | 698.1524 | 696.1192 | 694.0919 | 692.0705 | 690.0551 | 688.0457 | 686.0421 | 684.0444 | 682.0525 | 680.0665 | 678.0864
PG&E | GWh | Residential | Res - Single Family | AppPlug | No | AppPlug - Self-Contained Refrigerator | 305.0213 | 308.2134 | 122.4961 | 123.7669 | 125.011 | 126.1938 | 127.1911 | 128.3038 | 129.3985 | 130.4488 | 131.4487 | 132.4497
PG&E | GWh | Residential | Res - Single Family | AppPlug | No | AppPlug - Variable Speed Pool Pump | 608.0084 | 614.3713 | 620.764 | 627.2041 | 633.5086 | 639.5026 | 644.5562 | 650.195 | 655.7425 | 661.0651 | 666.1324 | 671.2048
PG&E | GWh | Residential | Res - Single Family | BldgEnv | No | BldgEnv - Attic Batt Insulation | 48.6671 | 48.5267 | 48.3866 | 48.247 | 48.1078 | 47.969 | 47.8305 | 47.6925 | 47.5549 | 47.4177 | 47.2809 | 47.1444
PG&E | GWh | Residential | Res - Single Family | BldgEnv | No | BldgEnv - Wall Spray On Insulation | 21.7335 | 21.6707 | 21.6082 | 21.5458 | 21.4837 | 21.4217 | 21.3599 | 21.2982 | 21.2368 | 21.1755 | 21.1144 | 21.0535
PG&E | GWh | Residential | Res - Single Family | BldgEnv | No | BldgEnv - Window Film | 457.1417 | 455.8224 | 454.5069 | 453.1954 | 451.8875 | 450.5835 | 449.2833 | 447.9869 | 446.6942 | 445.4052 | 444.1201 | 442.8387
PG&E | GWh | Residential | Res - Single Family | HVAC | Yes | HVAC - SEER Rated Split System AC (SEER 22) - Emerging | 0 | 0 | 595.4574 | 602.5624 | 609.5215 | 616.1472 | 621.7643 | 628.0081 | 634.1534 | 640.0571 | 645.6866 | 651.321
PG&E | GWh | Residential | Res - Single Family | HVAC | Yes | HVAC - SEER Rated Split System HP (SEER 21) - Emerging | 0 | 0 | 9.8637 | 9.966 | 10.0662 | 10.1614 | 10.2417 | 10.3313 | 10.4195 | 10.504 | 10.5845 | 10.6651
PG&E | GWh | Residential | Res - Single Family | HVAC | No | HVAC - Direct Evaporative Cooler | 420.506 | 419.2925 | 0 | 0 | 0 | 0 | 0 | 0 | 0 | 0 | 0 | 0
PG&E | GWh | Residential | Res - Single Family | HVAC | No | HVAC - Repair Duct System | 56.5251 | 56.3619 | 56.1993 | 56.0371 | 55.8754 | 55.7142 | 55.5534 | 55.3931 | 55.2332 | 55.0739 | 54.915 | 54.7565
PG&E | GWh | Residential | Res - Single Family | HVAC | No | HVAC - SEER Rated Split System AC (Recharge) | 155.1792 | 154.7313 | 154.2848 | 153.8396 | 153.3956 | 152.953 | 152.5116 | 152.0715 | 151.6327 | 151.1952 | 150.7589 | 150.324
PG&E | GWh | Residential | Res - Single Family | HVAC | No | HVAC - SEER Rated Split System AC (SEER 18) | 1.8045 | 3.8024 | 0 | 0 | 0 | 0 | 0 | 0 | 0 | 0 | 0 | 0
PG&E | GWh | Residential | Res - Single Family | HVAC | No | HVAC - SEER Rated Split System HP (SEER 18) | 6.4835 | 6.5514 | 0 | 0 | 0 | 0 | 0 | 0 | 0 | 0 | 0 | 0
PG&E | GWh | Residential | Res - Single Family | HVAC | No | HVAC - Whole House Fan | 150.1927 | 151.7645 | 153.3436 | 154.9345 | 156.4919 | 157.9725 | 159.2209 | 160.6138 | 161.9842 | 163.299 | 164.5507 | 165.8037
PG&E | GWh | Residential | Res - Single Family | Lighting | Yes | Lighting - LED Lamp (Basic High - Indoor) - Emerging | 359.4541 | 374.1267 | 387.677 | 398.6903 | 409.7593 | 86.9042 | 88.7831 | 90.4659 | 92.1514 | 93.5175 | 94.8567 | 96.206
PG&E | GWh | Residential | Res - Single Family | Lighting | Yes | Lighting - LED Lamp (Basic High - Outdoor) - Emerging | 108.4777 | 112.0814 | 115.4299 | 118.2025 | 120.9814 | 21.3077 | 21.6997 | 22.0587 | 22.4175 | 22.7141 | 23.0037 | 23.2953
PG&E | GWh | Residential | Res - Single Family | Lighting | Yes | Lighting - LED Lamp (Basic Low - Indoor) - Emerging | 459.0604 | 474.8754 | 489.5644 | 501.7051 | 513.8799 | 94.6187 | 96.4145 | 98.0554 | 99.6961 | 101.3154 | 102.6404 | 103.9744
PG&E | GWh | Residential | Res - Single Family | Lighting | Yes | Lighting - LED Lamp (Basic Low - Outdoor) - Emerging | 96.3597 | 99.2564 | 101.9586 | 104.2211 | 106.4857 | 18.6396 | 18.9571 | 19.2517 | 19.5458 | 19.8354 | 20.0754 | 20.3169
PG&E | GWh | Residential | Res - Single Family | Lighting | Yes | Lighting - LED Lamp (Reflector - Indoor) - Emerging | 176.1266 | 182.6828 | 188.7557 | 193.7353 | 198.7342 | 203.0847 | 207.1753 | 210.8782 | 214.5836 | 217.6159 | 220.5831 | 223.5717
PG&E | GWh | Residential | Res - Single Family | Lighting | Yes | Lighting - LED Lamp (Reflector - Outdoor) - Emerging | 70.6753 | 72.8108 | 74.8026 | 76.4693 | 78.1376 | 79.6034 | 80.9647 | 82.227 | 83.4873 | 84.5405 | 85.5669 | 86.5997
PG&E | GWh | Residential | Res - Single Family | Lighting | Yes | Lighting - LED Lamp (Specialty - Indoor) - Emerging | 221.4857 | 233.2548 | 244.0455 | 252.6276 | 261.2784 | 268.6942 | 275.7957 | 281.9882 | 288.2059 | 294.3871 | 299.2368 | 304.1283
PG&E | GWh | Residential | Res - Single Family | Lighting | Yes | Lighting - LED Lamp (Specialty - Outdoor) - Emerging | 26.5688 | 28.2461 | 29.777 | 30.9787 | 32.1919 | 33.2247 | 34.2212 | 35.0759 | 35.9352 | 36.7915 | 37.4528 | 38.1202
PG&E | GWh | Residential | Res - Single Family | Lighting | Yes | Lighting - LED Plug-In Indoor Fixture - Emerging | 40.2966 | 41.6223 | 42.7677 | 43.5243 | 44.4831 | 3.3379 | 3.3878 | 3.4568 | 3.5025 | 3.5551 | 3.5988 | 3.6507
PG&E | GWh | Residential | Res - Single Family | Lighting | Yes | Lighting - LED Plug-In Outdoor Fixture - Emerging | 28.3283 | 29.0292 | 29.6491 | 30.0943 | 30.6284 | 1.6404 | 1.6608 | 1.6879 | 1.7073 | 1.7288 | 1.7472 | 1.7683
PG&E | GWh | Residential | Res - Single Family | Lighting | No | Lighting - Compact Fluorescent Fixture (Indoor) | 0.8628 | 0.87199 | 0.88122 | 0.89052 | 0.89963 | 0 | 0 | 0 | 0 | 0 | 0 | 0
PG&E | GWh | Residential | Res - Single Family | Lighting | No | Lighting - Halogen Lamp (A-Line) | 1.0547 | 1.085 | 1.1155 | 1.1461 | 1.1761 | 0 | 0 | 0 | 0 | 0 | 0 | 0
PG&E | GWh | Residential | Res - Single Family | Lighting | No | Lighting - Halogen Lamp (Reflector) | 1.0547 | 1.085 | 1.1155 | 1.1461 | 1.1761 | 1.2049 | 1.2297 | 1.257 | 1.2839 | 1.3098 | 1.3347 | 1.3596
PG&E | GWh | Residential | Res - Single Family | Lighting | No | Lighting - Night Light Fixture (LED) | 57.1226 | 57.7204 | 58.321 | 58.926 | 59.5183 | 60.0815 | 60.5562 | 61.086 | 61.6072 | 62.1073 | 62.5833 | 63.0599
PG&E | GWh | Residential | Res - Single Family | Lighting | No | Lighting - Occupancy Sensor | 226.265 | 228.6329 | 231.0119 | 233.4085 | 235.7546 | 237.9852 | 239.8659 | 241.9643 | 244.0288 | 246.0095 | 247.8953 | 249.783
PG&E | GWh | Residential | Res - Single Family | Lighting | No | Lighting - Plug-In Fixture (Exterior) | 112.1511 | 113.3248 | 114.504 | 115.6919 | 116.8548 | 0 | 0 | 0 | 0 | 0 | 0 | 0
PG&E | GWh | Residential | Res - Single Family | Lighting | No | Lighting - Plug-In Fixture (Linear Fluorescent) | 4.7448 | 4.7944 | 4.8443 | 4.8946 | 4.9438 | 4.9905 | 5.03 | 5.074 | 5.1173 | 5.1588 | 5.1983 | 5.2379
PG&E | GWh | Residential | Res - Single Family | Lighting | No | Lighting - Seasonal Lighting | 140.2946 | 141.7628 | 143.2379 | 144.7239 | 146.1786 | 147.5617 | 148.7278 | 150.0289 | 151.309 | 152.5371 | 153.7064 | 154.8768
PG&E | GWh | Residential | Res - Single Family | SHW | No | SHW - EF Rated Heat Pump Water Heater | 26.584 | 26.8622 | 25.6708 | 25.9371 | 26.1978 | 26.4457 | 26.6547 | 26.8878 | 27.1172 | 27.3374 | 27.5469 | 27.7567
PG&E | GWh | Residential | Res - Single Family | SHW | No | SHW - EF Rated Instantaneous Water Heater (Electric) | 114.3232 | 115.5196 | 116.7216 | 117.9325 | 119.1179 | 120.245 | 121.1952 | 122.2555 | 123.2986 | 124.2994 | 125.2522 | 126.2059
PG&E | GWh | Residential | Res - Single Family | WholeBlg | No | WholeBlg - Low Income | 201.198 | 200.6182 | 200.0403 | 199.4635 | 198.889 | 154.2456 | 153.8011 | 153.3579 | 152.9161 | 152.4755 | 152.0361 | 151.5979
PG&E | MW | Residential | Res - Multi Family | AppPlug | Yes | AppPlug - Clothes Washer (Electric) - Emerging | 2.793 | 2.8201 | 1.8581 | 1.876 | 1.8935 | 1.5651 | 1.5763 | 1.589 | 1.6014 | 1.6133 | 1.6245 | 1.6358
PG&E | MW | Residential | Res - Multi Family | AppPlug | Yes | AppPlug - Clothes Washer (Gas) - Emerging | 1.0852 | 1.0959 | 0.7222 | 0.72931 | 0.73624 | 0.60868 | 0.61313 | 0.6182 | 0.62318 | 0.62801 | 0.6326 | 0.63719
PG&E | MW | Residential | Res - Multi Family | AppPlug | Yes | AppPlug - Dishwasher (Electric) - Emerging | 0.11475 | 0.11586 | 0.11698 | 0.1181 | 0.1192 | 0.12024 | 0.12111 | 0.12208 | 0.12303 | 0.12395 | 0.12481 | 0.12567
PG&E | MW | Residential | Res - Multi Family | AppPlug | Yes | AppPlug - HP Clothes Dryer - Emerging | 0 | 0 | 0 | 11.6597 | 11.7683 | 11.871 | 11.9562 | 12.0522 | 12.1465 | 12.2365 | 12.3217 | 12.407
PG&E | MW | Residential | Res - Multi Family | AppPlug | Yes | AppPlug - Smart Strip Home Office - Emerging | 1.5954 | 1.6109 | 1.6265 | 1.6421 | 1.6574 | 1.6719 | 1.6839 | 1.6974 | 1.7107 | 1.7233 | 1.7353 | 1.7474
PG&E | MW | Residential | Res - Multi Family | AppPlug | Yes | AppPlug - Smart Strip Home Theater - Emerging | 1.4504 | 1.4645 | 1.4786 | 1.4928 | 1.5067 | 1.5199 | 1.5308 | 1.5431 | 1.5551 | 1.5667 | 1.5776 | 1.5885
PG&E | MW | Residential | Res - Multi Family | AppPlug | No | AppPlug - Computer Monitor | 0.22373 | 0.2259 | 0.22808 | 0.23028 | 0.23242 | 0.23445 | 0.23613 | 0.23803 | 0.23989 | 0.24167 | 0.24335 | 0.24504
PG&E | MW | Residential | Res - Multi Family | AppPlug | No | AppPlug - Desktop Computer (Res - ES Plus) | 0.16264 | 0.16422 | 0.1658 | 0.1674 | 0.16896 | 0.17043 | 0.17165 | 0.17303 | 0.17439 | 0.17568 | 0.1769 | 0.17813
PG&E | MW | Residential | Res - Multi Family | AppPlug | No | AppPlug - Recycle Refrigerator | 6.4654 | 6.4465 | 6.4277 | 6.409 | 6.3904 | 6.3718 | 6.3532 | 6.3347 | 6.3163 | 6.2979 | 6.2795 | 6.2612
PG&E | MW | Residential | Res - Multi Family | AppPlug | No | AppPlug - Self-Contained Refrigerator | 13.7313 | 13.8645 | 5.5061 | 5.5591 | 5.6109 | 5.6599 | 5.7005 | 5.7463 | 5.7912 | 5.8341 | 5.8748 | 5.9154
PG&E | MW | Residential | Res - Multi Family | BldgEnv | No | BldgEnv - Attic Batt Insulation | 4.9816 | 4.9634 | 4.9453 | 4.9272 | 4.9092 | 4.8913 | 4.8734 | 4.8555 | 4.8378 | 4.8201 | 4.8024 | 4.7848
PG&E | MW | Residential | Res - Multi Family | BldgEnv | No | BldgEnv - Wall Spray On Insulation | 0.73899 | 0.73629 | 0.7336 | 0.73092 | 0.72825 | 0.72558 | 0.72293 | 0.72028 | 0.71765 | 0.71502 | 0.7124 | 0.70979
PG&E | MW | Residential | Res - Multi Family | BldgEnv | No | BldgEnv - Window Film | 36.1941 | 36.0618 | 35.93 | 35.7987 | 35.6678 | 35.5373 | 35.4073 | 35.2778 | 35.1487 | 35.02 | 34.8918 | 34.764
PG&E | MW | Residential | Res - Multi Family | HVAC | Yes | HVAC - SEER Rated Split System AC (SEER 22) - Emerging | 0 | 0 | 0.41824 | 0.56311 | 0.70539 | 0.84196 | 0.96169 | 1.0916 | 1.2197 | 1.3436 | 1.4629 | 1.582
PG&E | MW | Residential | Res - Multi Family | HVAC | Yes | HVAC - SEER Rated Split System HP (SEER 21) - Emerging | 0 | 0 | 0.88446 | 0.89297 | 0.90129 | 0.90915 | 0.91568 | 0.92303 | 0.93025 | 0.93715 | 0.94368 | 0.95021
PG&E | MW | Residential | Res - Multi Family | HVAC | No | HVAC - Repair Duct System | 0.88972 | 0.88647 | 0.88323 | 0.88 | 0.87679 | 0.87358 | 0.87038 | 0.8672 | 0.86403 | 0.86086 | 0.85771 | 0.85457
PG&E | MW | Residential | Res - Multi Family | HVAC | No | HVAC - SEER Rated Split System AC (Recharge) | 8.0573 | 8.0278 | 7.9985 | 7.9693 | 7.9401 | 7.9111 | 7.8821 | 7.8533 | 7.8246 | 7.7959 | 7.7674 | 7.7389
PG&E | MW | Residential | Res - Multi Family | HVAC | No | HVAC - SEER Rated Split System AC (SEER 18) | 0.10888 | 0.22933 | 0 | 0 | 0 | 0 | 0 | 0 | 0 | 0 | 0 | 0
PG&E | MW | Residential | Res - Multi Family | HVAC | No | HVAC - SEER Rated Split System HP (SEER 18) | 0.72343 | 0.73045 | 0 | 0 | 0 | 0 | 0 | 0 | 0 | 0 | 0 | 0
PG&E | MW | Residential | Res - Multi Family | Lighting | Yes | Lighting - LED Lamp (Basic High - Indoor) - Emerging | 4.3905 | 4.5658 | 4.727 | 4.8564 | 4.9863 | 1.0565 | 1.0783 | 1.0976 | 1.1169 | 1.1323 | 1.1474 | 1.1626
PG&E | MW | Residential | Res - Multi Family | Lighting | Yes | Lighting - LED Lamp (Basic Low - Indoor) - Emerging | 6.0732 | 6.2585 | 6.4301 | 6.5715 | 6.7131 | 1.2332 | 1.2538 | 1.2726 | 1.2914 | 1.3099 | 1.3249 | 1.3401
PG&E | MW | Residential | Res - Multi Family | Lighting | Yes | Lighting - LED Lamp (Reflector - Indoor) - Emerging | 1.2827 | 1.3237 | 1.3617 | 1.3928 | 1.424 | 1.451 | 1.4762 | 1.4991 | 1.522 | 1.5406 | 1.5587 | 1.577
PG&E | MW | Residential | Res - Multi Family | Lighting | Yes | Lighting - LED Lamp (Specialty - Indoor) - Emerging | 2.0597 | 2.1497 | 2.2321 | 2.2978 | 2.3639 | 2.4204 | 2.474 | 2.5211 | 2.5682 | 2.6148 | 2.6513 | 2.6881
PG&E | MW | Residential | Res - Multi Family | Lighting | Yes | Lighting - LED Plug-In Indoor Fixture - Emerging | 0.35154 | 0.3609 | 0.36903 | 0.37452 | 0.38135 | 0.028525 | 0.028878 | 0.029363 | 0.02969 | 0.030061 | 0.030369 | 0.030733
PG&E | MW | Residential | Res - Multi Family | Lighting | No | Lighting - Compact Fluorescent Fixture (Indoor) | 0.0090587 | 0.0091432 | 0.0092282 | 0.0093137 | 0.0093973 | 0 | 0 | 0 | 0 | 0 | 0 | 0
PG&E | MW | Residential | Res - Multi Family | Lighting | No | Lighting - Halogen Lamp (A-Line) | 0.024823 | 0.025518 | 0.026214 | 0.026915 | 0.027601 | 0 | 0 | 0 | 0 | 0 | 0 | 0
PG&E | MW | Residential | Res - Multi Family | Lighting | No | Lighting - Halogen Lamp (Reflector) | 0.024823 | 0.025518 | 0.026214 | 0.026915 | 0.027601 | 0.028257 | 0.028821 | 0.029441 | 0.030052 | 0.03064 | 0.031203 | 0.031766
PG&E | MW | Residential | Res - Multi Family | Lighting | No | Lighting - Occupancy Sensor | 25.6833 | 25.9323 | 26.1825 | 26.4344 | 26.6805 | 26.9134 | 27.1066 | 27.3242 | 27.5379 | 27.742 | 27.9353 | 28.1287
PG&E | MW | Residential | Res - Multi Family | Lighting | No | Lighting - Plug-In Fixture (Linear Fluorescent) | 0.0043936 | 0.0044362 | 0.004479 | 0.0045221 | 0.0045642 | 0.004604 | 0.0046371 | 0.0046743 | 0.0047109 | 0.0047458 | 0.0047788 | 0.0048119
PG&E | MW | Residential | Res - Multi Family | SHW | No | SHW - EF Rated Heat Pump Water Heater | 0.27102 | 0.27365 | 0.26131 | 0.26383 | 0.26629 | 0.26861 | 0.27054 | 0.27271 | 0.27484 | 0.27688 | 0.27881 | 0.28074
PG&E | MW | Residential | Res - Multi Family | SHW | No | SHW - EF Rated Instantaneous Water Heater (Electric) | 1.821 | 1.8386 | 1.8563 | 1.8742 | 1.8917 | 1.9082 | 1.9219 | 1.9373 | 1.9524 | 1.9669 | 1.9806 | 1.9943
PG&E | MW | Residential | Res - Multi Family | WholeBlg | No | WholeBlg - Low Income | 67.0212 | 66.828 | 66.6355 | 66.4435 | 66.252 | 51.3808 | 51.2328 | 51.0851 | 50.9379 | 50.7911 | 50.6448 | 50.4988
PG&E | MW | Residential | Res - Single Family | AppPlug | Yes | AppPlug - Clothes Washer (Electric) - Emerging | 15.0283 | 15.1856 | 10.0131 | 10.117 | 10.2186 | 8.4526 | 8.5194 | 8.5939 | 8.6672 | 8.7376 | 8.8045 | 8.8716
PG&E | MW | Residential | Res - Single Family | AppPlug | Yes | AppPlug - Clothes Washer (Gas) - Emerging | 2.6228 | 2.6497 | 1.747 | 1.7651 | 1.7827 | 1.4745 | 1.4859 | 1.4989 | 1.5116 | 1.524 | 1.5358 | 1.5476
PG&E | MW | Residential | Res - Single Family | AppPlug | Yes | AppPlug - Dishwasher (Electric) - Emerging | 1.3438 | 1.3578 | 1.372 | 1.3862 | 1.4001 | 1.4134 | 1.4245 | 1.437 | 1.4493 | 1.461 | 1.4722 | 1.4834
PG&E | MW | Residential | Res - Single Family | AppPlug | Yes | AppPlug - HP Clothes Dryer - Emerging | 0 | 0 | 0 | 96.6585 | 97.63 | 98.5538 | 99.3326 | 100.2016 | 101.0565 | 101.8768 | 102.6577 | 103.4394
PG&E | MW | Residential | Res - Single Family | AppPlug | Yes | AppPlug - Smart Strip Home Office - Emerging | 9.0631 | 9.1579 | 9.2532 | 9.3492 | 9.4432 | 9.5325 | 9.6078 | 9.6919 | 9.7746 | 9.8539 | 9.9295 | 10.0051
PG&E | MW | Residential | Res - Single Family | AppPlug | Yes | AppPlug - Smart Strip Home Theater - Emerging | 8.2391 | 8.3254 | 8.412 | 8.4993 | 8.5847 | 8.6659 | 8.7344 | 8.8108 | 8.886 | 8.9581 | 9.0268 | 9.0955
PG&E | MW | Residential | Res - Single Family | AppPlug | No | AppPlug - Computer Monitor | 1.6844 | 1.702 | 1.7197 | 1.7375 | 1.755 | 1.7716 | 1.7856 | 1.8012 | 1.8166 | 1.8313 | 1.8454 | 1.8594
PG&E | MW | Residential | Res - Single Family | AppPlug | No | AppPlug - Desktop Computer (Res - ES Plus) | 1.6655 | 1.6829 | 1.7004 | 1.7181 | 1.7353 | 1.7518 | 1.7656 | 1.7811 | 1.7962 | 1.8108 | 1.8247 | 1.8386
PG&E | MW | Residential | Res - Single Family | AppPlug | No | AppPlug - Recycle Refrigerator | 159.8611 | 159.3955 | 158.9313 | 158.4685 | 158.007 | 157.5468 | 157.088 | 156.6306 | 156.1745 | 155.7198 | 155.2663 | 154.8142
PG&E | MW | Residential | Res - Single Family | AppPlug | No | AppPlug - Self-Contained Refrigerator | 69.6396 | 70.3684 | 27.9671 | 28.2573 | 28.5413 | 28.8114 | 29.0391 | 29.2931 | 29.543 | 29.7828 | 30.0111 | 30.2396
PG&E | MW | Residential | Res - Single Family | AppPlug | No | AppPlug - Variable Speed Pool Pump | 191.1296 | 193.1298 | 195.1393 | 197.1638 | 199.1456 | 201.0299 | 202.6185 | 204.3911 | 206.1349 | 207.8081 | 209.401 | 210.9956
PG&E | MW | Residential | Res - Single Family | BldgEnv | No | BldgEnv - Attic Batt Insulation | 76.2364 | 76.0164 | 75.797 | 75.5783 | 75.3601 | 75.1427 | 74.9259 | 74.7097 | 74.4941 | 74.2791 | 74.0648 | 73.8511
PG&E | MW | Residential | Res - Single Family | BldgEnv | No | BldgEnv - Wall Spray On Insulation | 25.7898 | 25.7153 | 25.6411 | 25.5671 | 25.4933 | 25.4198 | 25.3464 | 25.2733 | 25.2004 | 25.1276 | 25.0551 | 24.9829
PG&E | MW | Residential | Res - Single Family | BldgEnv | No | BldgEnv - Window Film | 480.9923 | 479.6042 | 478.22 | 476.8401 | 475.464 | 474.092 | 472.724 | 471.3599 | 469.9997 | 468.6435 | 467.2914 | 465.9431
PG&E | MW | Residential | Res - Single Family | HVAC | Yes | HVAC - SEER Rated Split System AC (SEER 22) - Emerging | 0 | 0 | 1107.959 | 1117.5994 | 1127.0295 | 1135.9767 | 1143.4584 | 1151.8538 | 1160.108 | 1168.0126 | 1175.5202 | 1183.0371
PG&E | MW | Residential | Res - Single Family | HVAC | Yes | HVAC - SEER Rated Split System HP (SEER 21) - Emerging | 0 | 0 | 7.0418 | 7.1148 | 7.1863 | 7.2543 | 7.3117 | 7.3756 | 7.4386 | 7.4989 | 7.5564 | 7.614
PG&E | MW | Residential | Res - Single Family | HVAC | No | HVAC - Direct Evaporative Cooler | 723.3361 | 721.2486 | 0 | 0 | 0 | 0 | 0 | 0 | 0 | 0 | 0 | 0
PG&E | MW | Residential | Res - Single Family | HVAC | No | HVAC - Repair Duct System | 105.173 | 104.8695 | 104.5668 | 104.2651 | 103.9642 | 103.6642 | 103.3651 | 103.0668 | 102.7694 | 102.4729 | 102.1772 | 101.8824
PG&E | MW | Residential | Res - Single Family | HVAC | No | HVAC - SEER Rated Split System AC (Recharge) | 334.3926 | 333.4276 | 332.4653 | 331.506 | 330.5493 | 329.5955 | 328.6444 | 327.6961 | 326.7505 | 325.8076 | 324.8676 | 323.9303
PG&E | MW | Residential | Res - Single Family | HVAC | No | HVAC - SEER Rated Split System AC (SEER 18) | 2.7471 | 5.7886 | 0 | 0 | 0 | 0 | 0 | 0 | 0 | 0 | 0 | 0
PG&E | MW | Residential | Res - Single Family | HVAC | No | HVAC - SEER Rated Split System HP (SEER 18) | 4.7602 | 4.8101 | 0 | 0 | 0 | 0 | 0 | 0 | 0 | 0 | 0 | 0
PG&E | MW | Residential | Res - Single Family | HVAC | No | HVAC - Whole House Fan | 12.5335 | 12.7177 | 12.9027 | 13.0889 | 13.2715 | 13.4455 | 13.594 | 13.7584 | 13.9202 | 14.0759 | 14.2247 | 14.3735
PG&E | MW | Residential | Res - Single Family | Lighting | Yes | Lighting - LED Lamp (Basic High - Indoor) - Emerging | 51.0684 | 53.1621 | 55.0968 | 56.6713 | 58.254 | 12.3567 | 12.6255 | 12.8666 | 13.108 | 13.304 | 13.4962 | 13.6898
PG&E | MW | Residential | Res - Single Family | Lighting | Yes | Lighting - LED Lamp (Basic Low - Indoor) - Emerging | 67.5218 | 69.8599 | 72.0329 | 73.8314 | 75.6351 | 13.9285 | 14.1947 | 14.4382 | 14.6818 | 14.9222 | 15.1191 | 15.3174
PG&E | MW | Residential | Res - Single Family | Lighting | Yes | Lighting - LED Lamp (Reflector - Indoor) - Emerging | 26.3056 | 27.2895 | 28.2014 | 28.9502 | 29.7019 | 30.3566 | 30.9721 | 31.53 | 32.0883 | 32.5459 | 32.9937 | 33.4447
PG&E | MW | Residential | Res - Single Family | Lighting | Yes | Lighting - LED Lamp (Specialty - Indoor) - Emerging | 30.6259 | 32.2587 | 33.7567 | 34.9496 | 36.1521 | 37.1838 | 38.1714 | 39.0339 | 39.8999 | 40.7608 | 41.4373 | 42.1197
PG&E | MW | Residential | Res - Single Family | Lighting | Yes | Lighting - LED Plug-In Indoor Fixture - Emerging | 3.9369 | 4.0671 | 4.1797 | 4.2544 | 4.3488 | 0.32637 | 0.3313 | 0.33809 | 0.3426 | 0.3478 | 0.35211 | 0.35723
PG&E | MW | Residential | Res - Single Family | Lighting | No | Lighting - Compact Fluorescent Fixture (Indoor) | 0.084294 | 0.085206 | 0.086123 | 0.087046 | 0.08795 | 0 | 0 | 0 | 0 | 0 | 0 | 0
PG&E | MW | Residential | Res - Single Family | Lighting | No | Lighting - Halogen Lamp (A-Line) | 0.14101 | 0.14506 | 0.14913 | 0.15322 | 0.15724 | 0 | 0 | 0 | 0 | 0 | 0 | 0
PG&E | MW | Residential | Res - Single Family | Lighting | No | Lighting - Halogen Lamp (Reflector) | 0.14101 | 0.14506 | 0.14913 | 0.15322 | 0.15724 | 0.16109 | 0.16441 | 0.16806 | 0.17165 | 0.17512 | 0.17845 | 0.18178
PG&E | MW | Residential | Res - Single Family | Lighting | No | Lighting - Plug-In Fixture (Linear Fluorescent) | 0.59492 | 0.60114 | 0.6074 | 0.6137 | 0.61987 | 0.62573 | 0.63068 | 0.6362 | 0.64162 | 0.64683 | 0.65179 | 0.65675
PG&E | MW | Residential | Res - Single Family | SHW | No | SHW - EF Rated Heat Pump Water Heater | 5.8486 | 5.9098 | 5.6477 | 5.7063 | 5.7636 | 5.8182 | 5.8641 | 5.9154 | 5.9659 | 6.0143 | 6.0604 | 6.1066
PG&E | MW | Residential | Res - Single Family | SHW | No | SHW - EF Rated Instantaneous Water Heater (Electric) | 22.1207 | 22.3522 | 22.5848 | 22.8191 | 23.0484 | 23.2665 | 23.4504 | 23.6555 | 23.8574 | 24.051 | 24.2354 | 24.4199
PG&E | MW | Residential | Res - Single Family | WholeBlg | No | WholeBlg - Low Income | 46.3116 | 46.1781 | 46.0451 | 45.9123 | 45.7801 | 35.5041 | 35.4018 | 35.2998 | 35.1981 | 35.0967 | 34.9955 | 34.8947
PG&E | MM Therms | Residential | Res - Multi Family | AppPlug | Yes | AppPlug - Clothes Washer (Gas) - Emerging | 29.1792 | 29.4644 | 19.4178 | 19.6091 | 19.7955 | 16.3655 | 16.4854 | 16.6215 | 16.7555 | 16.8854 | 17.0087 | 17.1322
PG&E | MM Therms | Residential | Res - Multi Family | AppPlug | Yes | AppPlug - Dishwasher (Gas) - Emerging | 3.6087 | 3.644 | 3.6799 | 3.7162 | 3.7515 | 3.785 | 3.8127 | 3.8442 | 3.8752 | 3.9052 | 3.9338 | 3.9623
PG&E | MM Therms | Residential | Res - Multi Family | BldgEnv | No | BldgEnv - Attic Batt Insulation | 1.2631 | 1.2585 | 1.2539 | 1.2493 | 1.2447 | 1.2401 | 1.2356 | 1.2311 | 1.2266 | 1.2221 | 1.2176 | 1.2132
PG&E | MM Therms | Residential | Res - Multi Family | BldgEnv | No | BldgEnv - Wall Spray On Insulation | 0.45304 | 0.45139 | 0.44974 | 0.44809 | 0.44646 | 0.44482 | 0.4432 | 0.44157 | 0.43996 | 0.43835 | 0.43674 | 0.43514
PG&E | MM Therms | Residential | Res - Multi Family | HVAC | Yes | HVAC - Gas Furnace - Emerging | 0 | 0 | 11.2613 | 11.2869 | 11.3114 | 11.3335 | 11.3481 | 11.3678 | 11.3869 | 11.4048 | 11.4208 | 11.4369
PG&E | MM Therms | Residential | Res - Multi Family | HVAC | No | HVAC - Gas Furnace | 7.7699 | 7.7866 | 0 | 0 | 0 | 0 | 0 | 0 | 0 | 0 | 0 | 0
PG&E | MM Therms | Residential | Res - Multi Family | HVAC | No | HVAC - Repair Duct System | 0.20368 | 0.20293 | 0.20219 | 0.20145 | 0.20072 | 0.19998 | 0.19925 | 0.19852 | 0.19779 | 0.19707 | 0.19635 | 0.19563
PG&E | MM Therms | Residential | Res - Multi Family | HVAC | No | HVAC - SEER Rated Split System AC (Recharge) | 0.06179 | 0.061564 | 0.061339 | 0.061115 | 0.060891 | 0.060669 | 0.060447 | 0.060226 | 0.060005 | 0.059785 | 0.059567 | 0.059348
PG&E | MM Therms | Residential | Res - Multi Family | SHW | Yes | SHW - EF Rated Storage Water Heater (Gas) - Emerging | 0 | 0 | 27.8589 | 28.1675 | 28.4682 | 28.7538 | 28.9916 | 29.2606 | 29.5253 | 29.7823 | 30.0267 | 30.2712
PG&E | MM Therms | Residential | Res - Multi Family | SHW | No | ProcHeat - Boiler Controls | 21.1613 | 21.3682 | 21.5789 | 21.7915 | 21.9986 | 22.195 | 22.3575 | 22.5422 | 22.7238 | 22.9 | 23.0673 | 23.2347
PG&E | MM Therms | Residential | Res - Multi Family | SHW | No | SHW - EF Rated Storage Water Heater (Gas) | 29.8631 | 30.1316 | 0 | 0 | 0 | 0 | 0 | 0 | 0 | 0 | 0 | 0
PG&E | MM Therms | Residential | Res - Multi Family | WholeBlg | No | WholeBlg - Low Income | 17.7774 | 17.7261 | 17.675 | 17.6241 | 17.5733 | 13.6287 | 13.5895 | 13.5503 | 13.5113 | 13.4723 | 13.4335 | 13.3948
PG&E | MM Therms | Residential | Res - Single Family | AppPlug | Yes | AppPlug - Clothes Washer (Gas) - Emerging | 98.0112 | 99.0167 | 65.2852 | 65.9592 | 66.6168 | 55.0994 | 55.5279 | 56.0116 | 56.488 | 56.9508 | 57.3917 | 57.8331
PG&E | MM Therms | Residential | Res - Single Family | AppPlug | Yes | AppPlug - Dishwasher (Gas) - Emerging | 30.8689 | 31.1856 | 31.5079 | 31.8332 | 32.1506 | 32.4524 | 32.7047 | 32.9896 | 33.2702 | 33.5428 | 33.8025 | 34.0625
PG&E | MM Therms | Residential | Res - Single Family | BldgEnv | No | BldgEnv - Attic Batt Insulation | 16.0819 | 16.0354 | 15.9892 | 15.943 | 15.897 | 15.8511 | 15.8054 | 15.7598 | 15.7143 | 15.669 | 15.6238 | 15.5787
PG&E | MM Therms | Residential | Res - Single Family | BldgEnv | No | BldgEnv - Wall Spray On Insulation | 11.9631 | 11.9285 | 11.8941 | 11.8598 | 11.8256 | 11.7914 | 11.7574 | 11.7235 | 11.6897 | 11.6559 | 11.6223 | 11.5888
PG&E | MM Therms | Residential | Res - Single Family | HVAC | Yes | HVAC - Gas Furnace - Emerging | 0 | 0 | 170.7938 | 171.6089 | 172.3995 | 173.1419 | 173.7294 | 174.4198 | 175.0972 | 175.7502 | 176.3632 | 176.9776
PG&E | MM Therms | Residential | Res - Single Family | HVAC | No | HVAC - Gas Furnace | 106.0346 | 106.5278 | 0 | 0 | 0 | 0 | 0 | 0 | 0 | 0 | 0 | 0
PG&E | MM Therms | Residential | Res - Single Family | HVAC | No | HVAC - Repair Duct System | 25.4393 | 25.3659 | 25.2927 | 25.2197 | 25.1469 | 25.0744 | 25.002 | 24.9299 | 24.8579 | 24.7862 | 24.7147 | 24.6434
PG&E | MM Therms | Residential | Res - Single Family | HVAC | No | HVAC - SEER Rated Split System AC (Recharge) | 6.3778 | 6.3594 | 6.341 | 6.3227 | 6.3045 | 6.2863 | 6.2682 | 6.2501 | 6.232 | 6.2141 | 6.1961 | 6.1783
PG&E | MM Therms | Residential | Res - Single Family | SHW | Yes | SHW - EF Rated Storage Water Heater (Gas) - Emerging | 0 | 0 | 173.5808 | 175.7475 | 177.8629 | 179.8784 | 181.5767 | 183.4833 | 185.3621 | 187.1896 | 188.9341 | 190.68
PG&E | MM Therms | Residential | Res - Single Family | SHW | No | SHW - EF Rated Storage Water Heater (Gas) | 197.2496 | 199.273 | 0 | 0 | 0 | 0 | 0 | 0 | 0 | 0 | 0 | 0
PG&E | MM Therms | Residential | Res - Single Family | WholeBlg | No | WholeBlg - Low Income | 12.2841 | 12.2487 | 12.2134 | 12.1782 | 12.1431 | 9.4174 | 9.3903 | 9.3632 | 9.3363 | 9.3094 | 9.2825 | 9.2558
SCE | GWh | Residential | Res - Multi Family | AppPlug | Yes | AppPlug - Clothes Washer (Electric) - Emerging | 22.2197 | 22.4313 | 14.78 | 14.9154 | 15.0443 | 12.4257 | 12.5364 | 12.6322 | 12.7223 | 12.81 | 12.8935 | 12.9771
SCE | GWh | Residential | Res - Multi Family | AppPlug | Yes | AppPlug - Dishwasher (Electric) - Emerging | 4.9462 | 4.9933 | 5.0416 | 5.0878 | 5.1317 | 5.1726 | 5.2186 | 5.2586 | 5.2961 | 5.3325 | 5.3673 | 5.4021
SCE | GWh | Residential | Res - Multi Family | AppPlug | Yes | AppPlug - HP Clothes Dryer - Emerging | 0 | 0 | 0 | 75.1066 | 75.7555 | 76.3586 | 77.0386 | 77.6277 | 78.1814 | 78.72 | 79.2334 | 79.7472
SCE | GWh | Residential | Res - Multi Family | AppPlug | Yes | AppPlug - Smart Strip Home Office - Emerging | 10.7956 | 10.8985 | 11.0038 | 11.1047 | 11.2006 | 11.2898 | 11.3903 | 11.4774 | 11.5593 | 11.6389 | 11.7148 | 11.7908
SCE | GWh | Residential | Res - Multi Family | AppPlug | Yes | AppPlug - Smart Strip Home Theater - Emerging | 10.9987 | 11.1034 | 11.2107 | 11.3135 | 11.4113 | 11.5021 | 11.6045 | 11.6933 | 11.7767 | 11.8578 | 11.9351 | 12.0125
SCE | GWh | Residential | Res - Multi Family | AppPlug | No | AppPlug - Computer Monitor | 0.42622 | 0.43028 | 0.43444 | 0.43842 | 0.44221 | 0.44573 | 0.4497 | 0.45314 | 0.45637 | 0.45952 | 0.46251 | 0.46551
SCE | GWh | Residential | Res - Multi Family | AppPlug | No | AppPlug - Desktop Computer (Res - ES Plus) | 28.2281 | 28.4971 | 28.7725 | 29.0362 | 29.2871 | 29.5202 | 29.7831 | 30.0109 | 30.2249 | 30.4332 | 30.6316 | 30.8303
SCE | GWh | Residential | Res - Multi Family | AppPlug | No | AppPlug - Recycle Refrigerator | 77.3683 | 77.1428 | 76.918 | 76.6939 | 76.4704 | 76.2476 | 76.0254 | 75.8039 | 75.583 | 75.3628 | 75.1432 | 74.9243
SCE | GWh | Residential | Res - Multi Family | AppPlug | No | AppPlug - Self-Contained Refrigerator | 47.5199 | 47.9726 | 19.0522 | 19.2268 | 19.393 | 19.5474 | 19.7214 | 19.8722 | 20.014 | 20.1519 | 20.2833 | 20.4148
SCE | GWh | Residential | Res - Multi Family | BldgEnv | No | BldgEnv - Attic Batt Insulation | 7.3328 | 7.306 | 7.2794 | 7.2528 | 7.2263 | 7.1999 | 7.1736 | 7.1474 | 7.1213 | 7.0953 | 7.0693 | 7.0435
SCE | GWh | Residential | Res - Multi Family | BldgEnv | No | BldgEnv - Wall Spray On Insulation | 0.40858 | 0.40709 | 0.4056 | 0.40412 | 0.40265 | 0.40118 | 0.39971 | 0.39825 | 0.39679 | 0.39534 | 0.3939 | 0.39246
SCE | GWh | Residential | Res - Multi Family | BldgEnv | No | BldgEnv - Window Film | 36.8995 | 36.7649 | 36.6307 | 36.497 | 36.3638 | 36.2311 | 36.0987 | 35.9668 | 35.8354 | 35.7044 | 35.5739 | 35.4438
SCE | GWh | Residential | Res - Multi Family | HVAC | Yes | HVAC - SEER Rated Split System AC (SEER 22) - Emerging | 0 | 0 | 2.4083 | 3.2262 | 4.0145 | 4.7622 | 5.576 | 6.3101 | 7.0128 | 7.7016 | 8.3679 | 9.0337
SCE | GWh | Residential | Res - Multi Family | HVAC | Yes | HVAC - SEER Rated Split System HP (SEER 21) - Emerging | 0 | 0 | 1.9484 | 1.9663 | 1.9833 | 1.9991 | 2.0169 | 2.0323 | 2.0468 | 2.0609 | 2.0743 | 2.0878
SCE | GWh | Residential | Res - Multi Family | HVAC | No | HVAC - Direct Evaporative Cooler | 45.6631 | 45.4966 | 45.3305 | 45.165 | 45.0002 | 44.8359 | 44.6721 | 44.5089 | 44.3463 | 44.1842 | 44.0226 | 43.8617
SCE | GWh | Residential | Res - Multi Family | HVAC | No | HVAC - Repair Duct System | 1.4776 | 1.4722 | 1.4668 | 1.4615 | 1.4561 | 1.4508 | 1.4455 | 1.4402 | 1.435 | 1.4297 | 1.4245 | 1.4193
SCE | GWh | Residential | Res - Multi Family | HVAC | No | HVAC - SEER Rated Split System AC (Recharge) | 26.4291 | 26.3327 | 26.2366 | 26.1409 | 26.0454 | 25.9504 | 25.8556 | 25.7611 | 25.667 | 25.5732 | 25.4796 | 25.3865
SCE | GWh | Residential | Res - Multi Family | HVAC | No | HVAC - SEER Rated Split System AC (SEER 18) | 0.37396 | 0.79833 | 0 | 0 | 0 | 0 | 0 | 0 | 0 | 0 | 0 | 0
SCE | GWh | Residential | Res - Multi Family | HVAC | No | HVAC - SEER Rated Split System HP (SEER 18) | 1.8243 | 1.8417 | 0 | 0 | 0 | 0 | 0 | 0 | 0 | 0 | 0 | 0
SCE | GWh | Residential | Res - Multi Family | Lighting | Yes | Lighting - LED Lamp (Basic High - Indoor) - Emerging | 40.8461 | 42.5068 | 44.0447 | 45.2668 | 46.483 | 9.8481 | 10.076 | 10.2598 | 10.4402 | 10.5854 | 10.728 | 10.8716
SCE | GWh | Residential | Res - Multi Family | Lighting | Yes | Lighting - LED Lamp (Basic High - Outdoor) - Emerging | 4.6576 | 4.8208 | 4.9723 | 5.0936 | 5.2139 | 0.918 | 0.9369 | 0.95216 | 0.96711 | 0.97925 | 0.99115 | 1.0031
SCE | GWh | Residential | Res - Multi Family | Lighting | Yes | Lighting - LED Lamp (Basic Low - Indoor) - Emerging | 52.5561 | 54.196 | 55.7304 | 56.977 | 58.2107 | 10.6929 | 10.898 | 11.0652 | 11.2283 | 11.3904 | 11.5228 | 11.6559
SCE | GWh | Residential | Res - Multi Family | Lighting | Yes | Lighting - LED Lamp (Basic Low - Outdoor) - Emerging | 7.0535 | 7.249 | 7.4324 | 7.5822 | 7.7301 | 1.3503 | 1.3738 | 1.393 | 1.4117 | 1.4303 | 1.4455 | 1.4609
SCE | GWh | Residential | Res - Multi Family | Lighting | Yes | Lighting - LED Lamp (Reflector - Indoor) - Emerging | 15.4339 | 15.9388 | 16.4101 | 16.7915 | 17.1692 | 17.4947 | 17.8417 | 18.1238 | 18.3995 | 18.6266 | 18.849 | 19.0727
SCE | GWh | Residential | Res - Multi Family | Lighting | Yes | Lighting - LED Lamp (Reflector - Outdoor) - Emerging | 0.20228 | 0.2082 | 0.21374 | 0.21824 | 0.22269 | 0.22653 | 0.23063 | 0.23397 | 0.23723 | 0.23993 | 0.24257 | 0.24522
SCE | GWh | Residential | Res - Multi Family | Lighting | Yes | Lighting - LED Lamp (Specialty - Indoor) - Emerging | 18.1695 | 18.9759 | 19.7205 | 20.3085 | 20.8946 | 21.3936 | 21.9206 | 22.3441 | 22.7609 | 23.1767 | 23.5042 | 23.8342
SCE | GWh | Residential | Res - Multi Family | Lighting | Yes | Lighting - LED Lamp (Specialty - Outdoor) - Emerging | 0.92633 | 0.98463 | 1.0379 | 1.0789 | 1.12 | 1.1545 | 1.1907 | 1.2193 | 1.2477 | 1.2761 | 1.2977 | 1.3195
SCE | GWh | Residential | Res - Multi Family | Lighting | Yes | Lighting - LED Plug-In Indoor Fixture - Emerging | 7.6449 | 7.8539 | 8.0376 | 8.1601 | 8.3099 | 0.62157 | 0.63078 | 0.64157 | 0.64869 | 0.65687 | 0.66372 | 0.67178
SCE | GWh | Residential | Res - Multi Family | Lighting | Yes | Lighting - LED Plug-In Outdoor Fixture - Emerging | 5.3788 | 5.494 | 5.5974 | 5.6704 | 5.7559 | 0.30752 | 0.31143 | 0.31578 | 0.31883 | 0.32223 | 0.32514 | 0.32846
SCE | GWh | Residential | Res - Multi Family | Lighting | No | Lighting - Halogen Lamp (A-Line) | 0.18364 | 0.1887 | 0.19386 | 0.19884 | 0.20362 | 0 | 0 | 0 | 0 | 0 | 0 | 0
SCE | GWh | Residential | Res - Multi Family | Lighting | No | Lighting - Halogen Lamp (Reflector) | 0.18364 | 0.1887 | 0.19386 | 0.19884 | 0.20362 | 0.20812 | 0.21308 | 0.21749 | 0.22169 | 0.22579 | 0.22974 | 0.2337
SCE | GWh | Residential | Res - Multi Family | Lighting | No | Lighting - Induction Fixture (Outdoor) | 0.019369 | 0.019553 | 0.019742 | 0.019923 | 0.020095 | 0.020255 | 0.020436 | 0.020592 | 0.020739 | 0.020882 | 0.021018 | 0.021154
SCE | GWh | Residential | Res - Multi Family | Lighting | No | Lighting - Linear Fluorescent Delamping | 0.0022811 | 0.0022728 | 0.0016984 | 0.0011281 | 0.00056201 | 0 | 0 | 0 | 0 | 0 | 0 | 0
SCE | GWh | Residential | Res - Multi Family | Lighting | No | Lighting - Night Light Fixture (LED) | 10.3256 | 10.424 | 10.5247 | 10.6212 | 10.713 | 10.7983 | 10.8944 | 10.9777 | 11.056 | 11.1322 | 11.2048 | 11.2775
SCE | GWh | Residential | Res - Multi Family | Lighting | No | Lighting - Occupancy Sensor | 39.4532 | 39.8291 | 40.214 | 40.5826 | 40.9333 | 41.2591 | 41.6266 | 41.9449 | 42.244 | 42.5351 | 42.8125 | 43.0901
SCE | GWh | Residential | Res - Multi Family | Lighting | No | Lighting - Plug-In Fixture (Exterior) | 15.6285 | 15.7774 | 15.9299 | 16.0759 | 16.2148 | 0 | 0 | 0 | 0 | 0 | 0 | 0
SCE | GWh | Residential | Res - Multi Family | Lighting | No | Lighting - Plug-In Fixture (Linear Fluorescent) | 0.18011 | 0.18182 | 0.18358 | 0.18526 | 0.18686 | 0.18835 | 0.19003 | 0.19148 | 0.19285 | 0.19418 | 0.19544 | 0.19671
SCE | GWh | Residential | Res - Multi Family | Lighting | No | Lighting - Seasonal Lighting | 16.5629 | 16.7207 | 16.8823 | 17.0371 | 17.1843 | 17.3211 | 17.4753 | 17.609 | 17.7346 | 17.8567 | 17.9732 | 18.0898
SCE | GWh | Residential | Res - Multi Family | SHW | No | SHW - EF Rated Heat Pump Water Heater | 4.5207 | 4.5638 | 4.3581 | 4.3981 | 4.4361 | 4.4714 | 4.5112 | 4.5457 | 4.5782 | 4.6097 | 4.6398 | 4.6698
SCE | GWh | Residential | Res - Multi Family | SHW | No | SHW - EF Rated Instantaneous Water Heater (Electric) | 33.037 | 33.3518 | 33.6741 | 33.9827 | 34.2764 | 34.5492 | 34.8569 | 35.1235 | 35.374 | 35.6177 | 35.85 | 36.0825
SCE | GWh | Residential | Res - Multi Family | WholeBlg | No | WholeBlg - Low Income | 211.2163 | 210.6076 | 210.0007 | 209.3956 | 208.7921 | 161.9258 | 161.4592 | 160.994 | 160.53 | 160.0674 | 159.6063 | 159.1462
SCE | GWh | Residential | Res - Single Family | AppPlug | Yes | AppPlug - Clothes Washer (Electric) - Emerging | 33.6688 | 34.0152 | 22.4293 | 22.6516 | 22.8639 | 18.8979 | 19.0798 | 19.2393 | 19.3901 | 19.5372 | 19.6782 | 19.8193
SCE | GWh | Residential | Res - Single Family | AppPlug | Yes | AppPlug - Dishwasher (Electric) - Emerging | 7.1668 | 7.2405 | 7.3159 | 7.3884 | 7.4577 | 7.5225 | 7.5949 | 7.6584 | 7.7184 | 7.777 | 7.8331 | 7.8893
SCE | GWh | Residential | Res - Single Family | AppPlug | Yes | AppPlug - HP Clothes Dryer - Emerging | 0 | 0 | 0 | 598.7834 | 604.3976 | 609.6478 | 615.5174 | 620.6627 | 625.5272 | 630.2734 | 634.8208 | 639.3734
SCE | GWh | Residential | Res - Single Family | AppPlug | Yes | AppPlug - Smart Strip Home Office - Emerging | 60.8333 | 61.4592 | 62.0995 | 62.7149 | 63.303 | 63.8529 | 64.4676 | 65.0065 | 65.516 | 66.0131 | 66.4894 | 66.9662
SCE | GWh | Residential | Res - Single Family | AppPlug | Yes | AppPlug - Smart Strip Home Theater - Emerging | 61.9774 | 62.615 | 63.2673 | 63.8944 | 64.4934 | 65.0537 | 65.68 | 66.229 | 66.7481 | 67.2546 | 67.7398 | 68.2256
SCE | GWh | Residential | Res - Single Family | AppPlug | No | AppPlug - Computer Monitor | 3.7777 | 3.8166 | 3.8563 | 3.8945 | 3.9311 | 3.9652 | 4.0034 | 4.0368 | 4.0685 | 4.0993 | 4.1289 | 4.1585
SCE | GWh | Residential | Res - Single Family | AppPlug | No | AppPlug - Desktop Computer (Res - ES Plus) | 204.9646 | 207.0733 | 209.2306 | 211.3043 | 213.2855 | 215.1382 | 217.2095 | 219.0252 | 220.7419 | 222.4168 | 224.0215 | 225.628
SCE | GWh | Residential | Res - Single Family | AppPlug | No | AppPlug - Recycle Refrigerator | 729.1767 | 727.0518 | 724.9331 | 722.8206 | 720.7144 | 718.6143 | 716.5204 | 714.4327 | 712.351 | 710.2755 | 708.2061 | 706.1428
SCE | GWh | Residential | Res - Single Family | AppPlug | No | AppPlug - Self-Contained Refrigerator | 217.5292 | 219.7672 | 87.3452 | 88.2109 | 89.038 | 89.8114 | 90.6761 | 91.4341 | 92.1507 | 92.8499 | 93.5198 | 94.1905
SCE | GWh | Residential | Res - Single Family | AppPlug | No | AppPlug - Variable Speed Pool Pump | 695.4857 | 702.641 | 709.9612 | 716.9975 | 723.7201 | 730.0068 | 737.0353 | 743.1963 | 749.0211 | 754.7044 | 760.1496 | 765.6009
SCE | GWh | Residential | Res - Single Family | BldgEnv | No | BldgEnv - Attic Batt Insulation | 106.2285 | 105.9218 | 105.6159 | 105.311 | 105.007 | 104.7038 | 104.4015 | 104.1001 | 103.7996 | 103.4999 | 103.2011 | 102.9032
SCE | GWh | Residential | Res - Single Family | BldgEnv | No | BldgEnv - Wall Spray On Insulation | 24.9213 | 24.8494 | 24.7776 | 24.7061 | 24.6348 | 24.5636 | 24.4927 | 24.422 | 24.3515 | 24.2812 | 24.2111 | 24.1412
SCE | GWh | Residential | Res - Single Family | BldgEnv | No | BldgEnv - Window Film | 1008.709 | 1005.7967 | 1002.8926 | 999.997 | 997.11 | 994.2312 | 991.3608 | 988.4989 | 985.645 | 982.7999 | 979.9624 | 977.1336
SCE | GWh | Residential | Res - Single Family | HVAC | Yes | HVAC - SEER Rated Split System AC (SEER 22) - Emerging | 0 | 0 | 37.2996 | 49.9868 | 62.224 | 73.8396 | 86.4915 | 97.914 | 108.8552 | 119.5887 | 129.9795 | 140.3707
SCE | GWh | Residential | Res - Single Family | HVAC | Yes | HVAC - SEER Rated Split System HP (SEER 21) - Emerging | 0 | 0 | 6.6621 | 6.7281 | 6.7912 | 6.8502 | 6.9162 | 6.974 | 7.0286 | 7.082 | 7.1331 | 7.1842
SCE | GWh | Residential | Res - Single Family | HVAC | No | HVAC - Direct Evaporative Cooler | 670.513 | 668.5771 | 666.6466 | 664.7219 | 662.8028 | 660.8892 | 658.9812 | 657.0788 | 655.1817 | 653.2905 | 651.4044 | 649.524
SCE | GWh | Residential | Res - Single Family | HVAC | No | HVAC - Repair Duct System | 114.7741 | 114.4427 | 114.1123 | 113.7828 | 113.4543 | 113.1268 | 112.8002 | 112.4745 | 112.1498 | 111.8261 | 111.5032 | 111.1813
SCE | GWh | Residential | Res - Single Family | HVAC | No | HVAC - SEER Rated Split System AC (Recharge) | 404.4781 | 403.3103 | 402.1458 | 400.9847 | 399.8271 | 398.6727 | 397.5217 | 396.3741 | 395.2297 | 394.0889 | 392.9511 | 391.8168
SCE | GWh | Residential | Res - Single Family | HVAC | No | HVAC - SEER Rated Split System AC (SEER 18) | 3.9192 | 8.37 | 0 | 0 | 0 | 0 | 0 | 0 | 0 | 0 | 0 | 0
SCE | GWh | Residential | Res - Single Family | HVAC | No | HVAC - SEER Rated Split System HP (SEER 18) | 5.6424 | 5.7005 | 0 | 0 | 0 | 0 | 0 | 0 | 0 | 0 | 0 | 0
SCE | GWh | Residential | Res - Single Family | HVAC | No | HVAC - Whole House Fan | 28.7059 | 29.0036 | 29.3081 | 29.6009 | 29.8806 | 30.1421 | 30.4345 | 30.6909 | 30.9333 | 31.1698 | 31.3965 | 31.6234
SCE | GWh | Residential | Res - Single Family | Lighting | Yes | Lighting - LED Lamp (Basic High - Indoor) - Emerging | 355.7599 | 370.2023 | 383.6012 | 394.3015 | 404.9606 | 85.817 | 87.8215 | 89.4485 | 91.0491 | 92.3472 | 93.6249 | 94.9121
SCE | GWh | Residential | Res - Single Family | Lighting | Yes | Lighting - LED Lamp (Basic High - Outdoor) - Emerging | 103.407 | 106.8235 | 110.0164 | 112.6072 | 115.1775 | 20.27 | 20.6782 | 21.0121 | 21.3392 | 21.6102 | 21.876 | 22.1435
SCE | GWh | Residential | Res - Single Family | Lighting | Yes | Lighting - LED Lamp (Basic Low - Indoor) - Emerging | 445.2341 | 460.4739 | 474.7061 | 486.235 | 497.6805 | 91.5619 | 93.4584 | 95.0091 | 96.5287 | 98.0419 | 99.2766 | 100.5196
SCE | GWh | Residential | Res - Single Family | Lighting | Yes | Lighting - LED Lamp (Basic Low - Outdoor) - Emerging | 98.9039 | 101.8592 | 104.6336 | 106.9064 | 109.1562 | 19.0924 | 19.4508 | 19.7455 | 20.0334 | 20.3195 | 20.5562 | 20.7943
SCE | GWh | Residential | Res - Single Family | Lighting | Yes | Lighting - LED Lamp (Reflector - Indoor) - Emerging | 209.3144 | 217.0595 | 224.2698 | 230.0712 | 235.8399 | 240.8077 | 246.0762 | 250.3692 | 254.5839 | 258.0372 | 261.4306 | 264.8481
SCE | GWh | Residential | Res - Single Family | Lighting | Yes | Lighting - LED Lamp (Reflector - Outdoor) - Emerging | 53.9501 | 55.5705 | 57.0914 | 58.3367 | 59.5695 | 60.6404 | 61.783 | 62.7221 | 63.6395 | 64.4085 | 65.1614 | 65.9189
SCE | GWh | Residential | Res - Single Family | Lighting | Yes | Lighting - LED Lamp (Specialty - Indoor) - Emerging | 233.0453 | 245.376 | 256.7213 | 265.6162 | 274.5166 | 282.0798 | 290.0277 | 296.4152 | 302.7314 | 309.0515 | 313.9927 | 318.9754
SCE | GWh | Residential | Res - Single Family | Lighting | Yes | Lighting - LED Lamp (Specialty - Outdoor) - Emerging | 36.9425 | 39.2678 | 41.3966 | 43.0475 | 44.7033 | 46.1021 | 47.5662 | 48.7354 | 49.895 | 51.0571 | 51.9515 | 52.854
SCE | GWh | Residential | Res - Single Family | Lighting | Yes | Lighting - LED Plug-In Indoor Fixture - Emerging | 23.7936 | 24.5711 | 25.2466 | 25.6804 | 26.2275 | 1.9664 | 1.9993 | 2.0391 | 2.0646 | 2.0944 | 2.1191 | 2.1487
SCE | GWh | Residential | Res - Single Family | Lighting | Yes | Lighting - LED Plug-In Outdoor Fixture - Emerging | 40.4524 | 41.4459 | 42.3315 | 42.9474 | 43.6804 | 2.3376 | 2.3708 | 2.4085 | 2.4346 | 2.4639 | 2.489 | 2.5179
SCE | GWh | Residential | Res - Single Family | Lighting | No | Lighting - Compact Fluorescent Fixture (Indoor) | 1.8656 | 1.885 | 1.9049 | 1.9241 | 1.9424 | 0 | 0 | 0 | 0 | 0 | 0 | 0
SCE | GWh | Residential | Res - Single Family | Lighting | No | Lighting - Halogen Lamp (A-Line) | 1.0348 | 1.0641 | 1.094 | 1.1229 | 1.1507 | 0 | 0 | 0 | 0 | 0 | 0 | 0
SCE | GWh | Residential | Res - Single Family | Lighting | No | Lighting - Halogen Lamp (Reflector) | 1.0348 | 1.0641 | 1.094 | 1.1229 | 1.1507 | 1.1769 | 1.2057 | 1.2315 | 1.256 | 1.2801 | 1.3033 | 1.3265
SCE | GWh | Residential | Res - Single Family | Lighting | No | Lighting - Linear Fluorescent Delamping | 0.081673 | 0.081437 | 0.060901 | 0.040484 | 0.020183 | 0 | 0 | 0 | 0 | 0 | 0 | 0
SCE | GWh | Residential | Res - Single Family | Lighting | No | Lighting - Night Light Fixture (LED) | 58.1848 | 58.7834 | 59.3959 | 59.9845 | 60.5469 | 61.0729 | 61.6609 | 62.1763 | 62.6636 | 63.1391 | 63.5946 | 64.0507
SCE | GWh | Residential | Res - Single Family | Lighting | No | Lighting - Occupancy Sensor | 223.0976 | 225.3929 | 227.7411 | 229.9982 | 232.1547 | 234.1713 | 236.4259 | 238.4022 | 240.2707 | 242.0938 | 243.8405 | 245.5892
SCE | GWh | Residential | Res - Single Family | Lighting | No | Lighting - Plug-In Fixture (Exterior) | 111.036 | 112.1784 | 113.3471 | 114.4704 | 115.5437 | 0 | 0 | 0 | 0 | 0 | 0 | 0
SCE | GWh | Residential | Res - Single Family | Lighting | No | Lighting - Plug-In Fixture (Linear Fluorescent) | 6.3121 | 6.377 | 6.4435 | 6.5073 | 6.5684 | 6.6254 | 6.6892 | 6.7451 | 6.798 | 6.8496 | 6.899 | 6.9485
SCE | GWh | Residential | Res - Single Family | Lighting | No | Lighting - Seasonal Lighting | 136.5427 | 137.9475 | 139.3847 | 140.7661 | 142.0859 | 143.3202 | 144.7001 | 145.9096 | 147.0532 | 148.169 | 149.238 | 150.3083
SCE | GWh | Residential | Res - Single Family | SHW | No | SHW - EF Rated Heat Pump Water Heater | 9.1552 | 9.2494 | 8.8393 | 8.9269 | 9.0106 | 9.0889 | 9.1764 | 9.2531 | 9.3256 | 9.3964 | 9.4641 | 9.532
SCE | GWh | Residential | Res - Single Family | SHW | No | SHW - EF Rated Instantaneous Water Heater (Electric) | 38.2513 | 38.6448 | 39.0474 | 39.4344 | 39.8042 | 40.1499 | 40.5365 | 40.8753 | 41.1957 | 41.5083 | 41.8077 | 42.1076
SCE | GWh | Residential | Res - Single Family | WholeBlg | No | WholeBlg - Low Income | 145.7064 | 145.2864 | 144.8678 | 144.4503 | 144.0339 | 111.7036 | 111.3817 | 111.0607 | 110.7408 | 110.4215 | 110.1035 | 109.7862
SCE | MW | Residential | Res - Multi Family | AppPlug | Yes | AppPlug - Clothes Washer (Electric) - Emerging | 3.4016 | 3.434 | 2.2627 | 2.2834 | 2.3031 | 1.9022 | 1.9192 | 1.9339 | 1.9477 | 1.9611 | 1.9739 | 1.9867
SCE | MW | Residential | Res - Multi Family | AppPlug | Yes | AppPlug - Dishwasher (Electric) - Emerging | 0.44729 | 0.45155 | 0.45591 | 0.46009 | 0.46407 | 0.46776 | 0.47193 | 0.47554 | 0.47893 | 0.48223 | 0.48537 | 0.48852
SCE | MW | Residential | Res - Multi Family | AppPlug | Yes | AppPlug - HP Clothes Dryer - Emerging | 0 | 0 | 0 | 11.4997 | 11.5991 | 11.6914 | 11.7955 | 11.8857 | 11.9705 | 12.0529 | 12.1316 | 12.2102
SCE | MW | Residential | Res - Multi Family | AppPlug | Yes | AppPlug - Smart Strip Home Office - Emerging | 1.579 | 1.594 | 1.6094 | 1.6242 | 1.6382 | 1.6512 | 1.6659 | 1.6787 | 1.6907 | 1.7023 | 1.7134 | 1.7245
SCE | MW | Residential | Res - Multi Family | AppPlug | Yes | AppPlug - Smart Strip Home Theater - Emerging | 1.4354 | 1.4491 | 1.4631 | 1.4765 | 1.4893 | 1.5011 | 1.5145 | 1.5261 | 1.537 | 1.5475 | 1.5576 | 1.5677
SCE | MW | Residential | Res - Multi Family | AppPlug | No | AppPlug - Computer Monitor | 0.22077 | 0.22287 | 0.22503 | 0.22709 | 0.22905 | 0.23087 | 0.23293 | 0.23471 | 0.23638 | 0.23801 | 0.23957 | 0.24112
SCE | MW | Residential | Res - Multi Family | AppPlug | No | AppPlug - Desktop Computer (Res - ES Plus) | 0.38246 | 0.3861 | 0.38983 | 0.3934 | 0.3968 | 0.39996 | 0.40352 | 0.40661 | 0.40951 | 0.41233 | 0.41502 | 0.41771
SCE | MW | Residential | Res - Multi Family | AppPlug | No | AppPlug - Recycle Refrigerator | 17.664 | 17.6125 | 17.5612 | 17.51 | 17.459 | 17.4081 | 17.3574 | 17.3068 | 17.2564 | 17.2061 | 17.156 | 17.106
SCE | MW | Residential | Res - Multi Family | AppPlug | No | AppPlug - Self-Contained Refrigerator | 10.8493 | 10.9526 | 4.3498 | 4.3897 | 4.4276 | 4.4629 | 4.5026 | 4.537 | 4.5694 | 4.6009 | 4.6309 | 4.6609
SCE | MW | Residential | Res - Multi Family | BldgEnv | No | BldgEnv - Attic Batt Insulation | 5.9957 | 5.9739 | 5.9521 | 5.9303 | 5.9087 | 5.8871 | 5.8656 | 5.8442 | 5.8228 | 5.8015 | 5.7803 | 5.7592
SCE | MW | Residential | Res - Multi Family | BldgEnv | No | BldgEnv - Wall Spray On Insulation | 0.51453 | 0.51265 | 0.51078 | 0.50892 | 0.50706 | 0.50521 | 0.50336 | 0.50152 | 0.49969 | 0.49786 | 0.49604 | 0.49423
SCE | MW | Residential | Res - Multi Family | BldgEnv | No | BldgEnv - Window Film | 48.598 | 48.4208 | 48.244 | 48.068 | 47.8925 | 47.7177 | 47.5433 | 47.3696 | 47.1966 | 47.0241 | 46.8521 | 46.6808
SCE | MW | Residential | Res - Multi Family | HVAC | Yes | HVAC - SEER Rated Split System AC (SEER 22) - Emerging | 0 | 0 | 2.1409 | 2.8681 | 3.5689 | 4.2336 | 4.957 | 5.6097 | 6.2343 | 6.8467 | 7.439 | 8.0309
SCE | MW | Residential | Res - Multi Family | HVAC | Yes | HVAC - SEER Rated Split System HP (SEER 21) - Emerging | 0 | 0 | 1.3912 | 1.404 | 1.4161 | 1.4274 | 1.4401 | 1.4511 | 1.4615 | 1.4715 | 1.4811 | 1.4908
SCE | MW | Residential | Res - Multi Family | HVAC | No | HVAC - Repair Duct System | 1.6033 | 1.5975 | 1.5917 | 1.5859 | 1.5801 | 1.5743 | 1.5686 | 1.5628 | 1.5571 | 1.5514 | 1.5457 | 1.5401
SCE | MW | Residential | Res - Multi Family | HVAC | No | HVAC - SEER Rated Split System AC (Recharge) | 28.3756 | 28.2721 | 28.1689 | 28.066 | 27.9636 | 27.8615 | 27.7597 | 27.6583 | 27.5573 | 27.4565 | 27.3561 | 27.2561
SCE | MW | Residential | Res - Multi Family | HVAC | No | HVAC - SEER Rated Split System AC (SEER 18) | 0.34398 | 0.73433 | 0 | 0 | 0 | 0 | 0 | 0 | 0 | 0 | 0 | 0
SCE | MW | Residential | Res - Multi Family | HVAC | No | HVAC - SEER Rated Split System HP (SEER 18) | 1.1902 | 1.2015 | 0 | 0 | 0 | 0 | 0 | 0 | 0 | 0 | 0 | 0
SCE | MW | Residential | Res - Multi Family | Lighting | Yes | Lighting - LED Lamp (Basic High - Indoor) - Emerging | 4.9289 | 5.1302 | 5.3167 | 5.4651 | 5.6128 | 1.1893 | 1.217 | 1.2394 | 1.2614 | 1.2791 | 1.2964 | 1.314
SCE | MW | Residential | Res - Multi Family | Lighting | Yes | Lighting - LED Lamp (Basic Low - Indoor) - Emerging | 6.4849 | 6.6884 | 6.879 | 7.034 | 7.1874 | 1.3205 | 1.346 | 1.3668 | 1.3872 | 1.4074 | 1.4239 | 1.4405
SCE | MW | Residential | Res - Multi Family | Lighting | Yes | Lighting - LED Lamp (Reflector - Indoor) - Emerging | 2.1357 | 2.2059 | 2.2715 | 2.3247 | 2.3773 | 2.4228 | 2.4712 | 2.5106 | 2.5491 | 2.5809 | 2.612 | 2.6433
SCE | MW | Residential | Res - Multi Family | Lighting | Yes | Lighting - LED Lamp (Specialty - Indoor) - Emerging | 2.0754 | 2.1679 | 2.2533 | 2.3209 | 2.3882 | 2.4456 | 2.5062 | 2.555 | 2.603 | 2.6509 | 2.6887 | 2.7267
SCE | MW | Residential | Res - Multi Family | Lighting | Yes | Lighting - LED Plug-In Indoor Fixture - Emerging | 0.69001 | 0.70899 | 0.72571 | 0.73688 | 0.75053 | 0.056146 | 0.056987 | 0.05797 | 0.058621 | 0.059368 | 0.059994 | 0.060729
SCE | MW | Residential | Res - Multi Family | Lighting | No | Lighting - Halogen Lamp (A-Line) | 0.024551 | 0.025229 | 0.025919 | 0.026584 | 0.027223 | 0 | 0 | 0 | 0 | 0 | 0 | 0
SCE | MW | Residential | Res - Multi Family | Lighting | No | Lighting - Halogen Lamp (Reflector) | 0.024551 | 0.025229 | 0.025919 | 0.026584 | 0.027223 | 0.027825 | 0.028488 | 0.029078 | 0.029639 | 0.030188 | 0.030716 | 0.031244
SCE | MW | Residential | Res - Multi Family | Lighting | No | Lighting - Induction Fixture (Outdoor) | 0.0044221 | 0.0044642 | 0.0045074 | 0.0045487 | 0.004588 | 0.0046245 | 0.0046657 | 0.0047014 | 0.0047349 | 0.0047675 | 0.0047986 | 0.0048297
SCE | MW | Residential | Res - Multi Family | Lighting | No | Lighting - Linear Fluorescent Delamping | 0.00027917 | 0.00027815 | 0.00020785 | 0.00013806 | 6.8778e-05 | 0 | 0 | 0 | 0 | 0 | 0 | 0
SCE | MW | Residential | Res - Multi Family | Lighting | No | Lighting - Occupancy Sensor | 24.9559 | 25.1936 | 25.4371 | 25.6702 | 25.8921 | 26.0982 | 26.3306 | 26.5319 | 26.7212 | 26.9053 | 27.0807 | 27.2563
SCE | MW | Residential | Res - Multi Family | Lighting | No | Lighting - Plug-In Fixture (Linear Fluorescent) | 0.02166 | 0.021866 | 0.022077 | 0.02228 | 0.022472 | 0.022651 | 0.022853 | 0.023027 | 0.023192 | 0.023351 | 0.023504 | 0.023656
SCE | MW | Residential | Res - Multi Family | SHW | No | SHW - EF Rated Heat Pump Water Heater | 0.99464 | 1.0041 | 0.95888 | 0.96767 | 0.97603 | 0.9838 | 0.99256 | 1.0001 | 1.0073 | 1.0142 | 1.0208 | 1.0275
SCE | MW | Residential | Res - Multi Family | SHW | No | SHW - EF Rated Instantaneous Water Heater (Electric) | 6.8035 | 6.8683 | 6.9347 | 6.9983 | 7.0587 | 7.1149 | 7.1783 | 7.2332 | 7.2848 | 7.335 | 7.3828 | 7.4307
SCE | MW | Residential | Res - Multi Family | WholeBlg | No | WholeBlg - Low Income | 59.0815 | 58.9112 | 58.7415 | 58.5722 | 58.4034 | 45.2939 | 45.1634 | 45.0333 | 44.9035 | 44.7741 | 44.6451 | 44.5164
SCE | MW | Residential | Res - Single Family | AppPlug | Yes | AppPlug - Clothes Washer (Electric) - Emerging | 5.2759 | 5.3301 | 3.5146 | 3.5495 | 3.5827 | 2.9613 | 2.9898 | 3.0148 | 3.0384 | 3.0615 | 3.0835 | 3.1057
SCE | MW | Residential | Res - Single Family | AppPlug | Yes | AppPlug - Dishwasher (Electric) - Emerging | 0.65366 | 0.66039 | 0.66727 | 0.67388 | 0.6802 | 0.68611 | 0.69271 | 0.6985 | 0.70398 | 0.70932 | 0.71444 | 0.71956
SCE | MW | Residential | Res - Single Family | AppPlug | Yes | AppPlug - HP Clothes Dryer - Emerging | 0 | 0 | 0 | 93.8067 | 94.6862 | 95.5087 | 96.4283 | 97.2343 | 97.9964 | 98.74 | 99.4524 | 100.1656
SCE | MW | Residential | Res - Single Family | AppPlug | Yes | AppPlug - Smart Strip Home Office - Emerging | 8.8974 | 8.989 | 9.0826 | 9.1726 | 9.2586 | 9.3391 | 9.429 | 9.5078 | 9.5823 | 9.655 | 9.7247 | 9.7944
SCE | MW | Residential | Res - Single Family | AppPlug | Yes | AppPlug - Smart Strip Home Theater - Emerging | 8.0886 | 8.1718 | 8.2569 | 8.3387 | 8.4169 | 8.49 | 8.5718 | 8.6434 | 8.7112 | 8.7773 | 8.8406 | 8.904
SCE | MW | Residential | Res - Single Family | AppPlug | No | AppPlug - Computer Monitor | 1.9567 | 1.9768 | 1.9974 | 2.0172 | 2.0361 | 2.0538 | 2.0736 | 2.0909 | 2.1073 | 2.1233 | 2.1386 | 2.154
SCE | MW | Residential | Res - Single Family | AppPlug | No | AppPlug - Desktop Computer (Res - ES Plus) | 2.777 | 2.8056 | 2.8348 | 2.8629 | 2.8897 | 2.9149 | 2.9429 | 2.9675 | 2.9908 | 3.0135 | 3.0352 | 3.057
SCE | MW | Residential | Res - Single Family | AppPlug | No | AppPlug - Recycle Refrigerator | 166.4787 | 165.9936 | 165.5098 | 165.0275 | 164.5467 | 164.0672 | 163.5891 | 163.1125 | 162.6372 | 162.1634 | 161.6909 | 161.2198
SCE | MW | Residential | Res - Single Family | AppPlug | No | AppPlug - Self-Contained Refrigerator | 49.6642 | 50.1752 | 19.9418 | 20.1395 | 20.3283 | 20.5049 | 20.7023 | 20.8754 | 21.039 | 21.1986 | 21.3516 | 21.5047
SCE | MW | Residential | Res - Single Family | AppPlug | No | AppPlug - Variable Speed Pool Pump | 218.6284 | 220.8777 | 223.1788 | 225.3907 | 227.504 | 229.4802 | 231.6896 | 233.6264 | 235.4574 | 237.244 | 238.9557 | 240.6693
SCE | MW | Residential | Res - Single Family | BldgEnv | No | BldgEnv - Attic Batt Insulation | 119.0043 | 118.6607 | 118.3181 | 117.9765 | 117.6359 | 117.2963 | 116.9576 | 116.62 | 116.2833 | 115.9476 | 115.6129 | 115.2792
SCE | MW | Residential | Res - Single Family | BldgEnv | No | BldgEnv - Wall Spray On Insulation | 20.2492 | 20.1907 | 20.1324 | 20.0743 | 20.0163 | 19.9585 | 19.9009 | 19.8435 | 19.7862 | 19.7291 | 19.6721 | 19.6153
SCE | MW | Residential | Res - Single Family | BldgEnv | No | BldgEnv - Window Film | 769.5079 | 767.2862 | 765.0707 | 762.8618 | 760.6594 | 758.4632 | 756.2735 | 754.0903 | 751.9131 | 749.7427 | 747.5781 | 745.4201
SCE | MW | Residential | Res - Single Family | HVAC | Yes | HVAC - SEER Rated Split System AC (SEER 22) - Emerging | 0 | 0 | 54.6838 | 73.284 | 91.2247 | 108.2539 | 126.8026 | 143.5486 | 159.5892 | 175.3253 | 190.559 | 205.7931
SCE | MW | Residential | Res - Single Family | HVAC | Yes | HVAC - SEER Rated Split System HP (SEER 21) - Emerging | 0 | 0 | 6.943 | 7.0118 | 7.0775 | 7.139 | 7.2077 | 7.268 | 7.325 | 7.3805 | 7.4338 | 7.4871
SCE | MW | Residential | Res - Single Family | HVAC | No | HVAC - Direct Evaporative Cooler | 304.7822 | 303.9023 | 303.0248 | 302.1499 | 301.2776 | 300.4078 | 299.5405 | 298.6757 | 297.8134 | 296.9538 | 296.0964 | 295.2417
SCE | MW | Residential | Res - Single Family | HVAC | No | HVAC - Repair Duct System | 176.7897 | 176.2793 | 175.7703 | 175.2628 | 174.7568 | 174.2522 | 173.7492 | 173.2476 | 172.7474 | 172.2488 | 171.7514 | 171.2557
SCE | MW | Residential | Res - Single Family | HVAC | No | HVAC - SEER Rated Split System AC (Recharge) | 586.4521 | 584.7589 | 583.0705 | 581.3871 | 579.7086 | 578.0349 | 576.3661 | 574.7022 | 573.043 | 571.3888 | 569.7391 | 568.0945
SCE | MW | Residential | Res - Single Family | HVAC | No | HVAC - SEER Rated Split System AC (SEER 18) | 5.6396 | 12.0442 | 0 | 0 | 0 | 0 | 0 | 0 | 0 | 0 | 0 | 0
SCE | MW | Residential | Res - Single Family | HVAC | No | HVAC - SEER Rated Split System HP (SEER 18) | 5.5993 | 5.657 | 0 | 0 | 0 | 0 | 0 | 0 | 0 | 0 | 0 | 0
SCE | MW | Residential | Res - Single Family | HVAC | No | HVAC - Whole House Fan | 16.7606 | 17.1716 | 17.5907 | 17.9955 | 18.3844 | 18.7512 | 19.1551 | 19.5154 | 19.8587 | 20.1947 | 20.5186 | 20.8427
SCE | MW | Residential | Res - Single Family | Lighting | Yes | Lighting - LED Lamp (Basic High - Indoor) - Emerging | 50.3246 | 52.3788 | 54.2862 | 55.8118 | 57.3315 | 12.1516 | 12.4378 | 12.6703 | 12.8991 | 13.085 | 13.268 | 13.4524
SCE | MW | Residential | Res - Single Family | Lighting | Yes | Lighting - LED Lamp (Basic Low - Indoor) - Emerging | 65.2044 | 67.4508 | 69.5503 | 71.2539 | 72.9451 | 13.4226 | 13.7033 | 13.933 | 14.1581 | 14.3823 | 14.5656 | 14.7501
SCE | MW | Residential | Res - Single Family | Lighting | Yes | Lighting - LED Lamp (Reflector - Indoor) - Emerging | 31.127 | 32.2857 | 33.3653 | 34.2353 | 35.1005 | 35.8462 | 36.6375 | 37.283 | 37.9166 | 38.4369 | 38.9481 | 39.463
SCE | MW | Residential | Res - Single Family | Lighting | Yes | Lighting - LED Lamp (Specialty - Indoor) - Emerging | 32.0847 | 33.7895 | 35.3594 | 36.5919 | 37.8253 | 38.8744 | 39.9773 | 40.8647 | 41.7422 | 42.6202 | 43.308 | 44.0016
SCE | MW | Residential | Res - Single Family | Lighting | Yes | Lighting - LED Plug-In Indoor Fixture - Emerging | 2.3145 | 2.3907 | 2.4569 | 2.4996 | 2.5534 | 0.19148 | 0.19471 | 0.19863 | 0.20114 | 0.20408 | 0.20651 | 0.20943
SCE | MW | Residential | Res - Single Family | Lighting | No | Lighting - Compact Fluorescent Fixture (Indoor) | 0.18147 | 0.18341 | 0.18538 | 0.18728 | 0.1891 | 0 | 0 | 0 | 0 | 0 | 0 | 0
SCE | MW | Residential | Res - Single Family | Lighting | No | Lighting - Halogen Lamp (A-Line) | 0.13835 | 0.14227 | 0.14627 | 0.15013 | 0.15384 | 0 | 0 | 0 | 0 | 0 | 0 | 0
SCE | MW | Residential | Res - Single Family | Lighting | No | Lighting - Halogen Lamp (Reflector) | 0.13835 | 0.14227 | 0.14627 | 0.15013 | 0.15384 | 0.15735 | 0.1612 | 0.16464 | 0.16793 | 0.17114 | 0.17424 | 0.17735
SCE | MW | Residential | Res - Single Family | Lighting | No | Lighting - Linear Fluorescent Delamping | 0.010326 | 0.010296 | 0.0076997 | 0.0051183 | 0.0025518 | 0 | 0 | 0 | 0 | 0 | 0 | 0
SCE | MW | Residential | Res - Single Family | Lighting | No | Lighting - Plug-In Fixture (Linear Fluorescent) | 0.75909 | 0.7669 | 0.77489 | 0.78257 | 0.78991 | 0.79677 | 0.80444 | 0.81116 | 0.81752 | 0.82372 | 0.82967 | 0.83562
SCE | MW | Residential | Res - Single Family | SHW | No | SHW - EF Rated Heat Pump Water Heater | 2.0142 | 2.0349 | 1.9447 | 1.9639 | 1.9823 | 1.9996 | 2.0188 | 2.0357 | 2.0516 | 2.0672 | 2.0821 | 2.0971
SCE | MW | Residential | Res - Single Family | SHW | No | SHW - EF Rated Instantaneous Water Heater (Electric) | 7.6225 | 7.7009 | 7.7811 | 7.8583 | 7.9319 | 8.0008 | 8.0779 | 8.1454 | 8.2092 | 8.2715 | 8.3312 | 8.391
SCE | MW | Residential | Res - Single Family | WholeBlg | No | WholeBlg - Low Income | 40.757 | 40.6396 | 40.5225 | 40.4057 | 40.2892 | 31.2458 | 31.1557 | 31.0659 | 30.9764 | 30.8871 | 30.7982 | 30.7094
SCG | MM Therms | Residential | Res - Multi Family | AppPlug | Yes | AppPlug - Clothes Washer (Gas) - Emerging | 37.1029 | 37.4467 | 24.668 | 24.8881 | 25.0995 | 20.7277 | 20.9184 | 21.0734 | 21.2184 | 21.3589 | 21.4922 | 21.6256
SCG | MM Therms | Residential | Res - Multi Family | AppPlug | Yes | AppPlug - Dishwasher (Gas) - Emerging | 4.4138 | 4.4547 | 4.4967 | 4.5369 | 4.5754 | 4.6112 | 4.6536 | 4.6881 | 4.7203 | 4.7516 | 4.7812 | 4.8109
SCG | MM Therms | Residential | Res - Multi Family | BldgEnv | No | BldgEnv - Attic Batt Insulation | 3.6367 | 3.6245 | 3.6123 | 3.6002 | 3.5881 | 3.576 | 3.564 | 3.552 | 3.54 | 3.5281 | 3.5163 | 3.5044
SCG | MM Therms | Residential | Res - Multi Family | BldgEnv | No | BldgEnv - Wall Spray On Insulation | 1.0905 | 1.0868 | 1.0831 | 1.0795 | 1.0759 | 1.0722 | 1.0686 | 1.065 | 1.0615 | 1.0579 | 1.0543 | 1.0508
SCG | MM Therms | Residential | Res - Multi Family | HVAC | Yes | HVAC - Gas Furnace - Emerging | 0 | 0 | 9.1679 | 9.1674 | 9.1662 | 9.1635 | 9.1645 | 9.1612 | 9.1568 | 9.1519 | 9.1462 | 9.1406
SCG | MM Therms | Residential | Res - Multi Family | HVAC | No | HVAC - Gas Furnace | 6.3903 | 6.3902 | 0 | 0 | 0 | 0 | 0 | 0 | 0 | 0 | 0 | 0
SCG | MM Therms | Residential | Res - Multi Family | SHW | Yes | SHW - EF Rated Storage Water Heater (Gas) - Emerging | 0 | 0 | 26.6693 | 26.9362 | 27.1929 | 27.4317 | 27.7134 | 27.9439 | 28.1599 | 28.3695 | 28.5687 | 28.7681
SCG | MM Therms | Residential | Res - Multi Family | SHW | No | ProcHeat - Boiler Controls | 21.1565 | 21.3526 | 21.5541 | 21.7464 | 21.9311 | 22.1025 | 22.3058 | 22.4711 | 22.6257 | 22.7755 | 22.9177 | 23.06
SCG | MM Therms | Residential | Res - Multi Family | SHW | No | SHW - EF Rated Storage Water Heater (Gas) | 28.6974 | 28.9387 | 0 | 0 | 0 | 0 | 0 | 0 | 0 | 0 | 0 | 0
SCG | MM Therms | Residential | Res - Multi Family | WholeBlg | No | WholeBlg - Low Income | 11.0017 | 10.9698 | 10.9379 | 10.9061 | 10.8745 | 8.4333 | 8.4089 | 8.3844 | 8.3601 | 8.3358 | 8.3116 | 8.2875
SCG | MM Therms | Residential | Res - Single Family | AppPlug | Yes | AppPlug - Clothes Washer (Gas) - Emerging | 68.4211 | 69.085 | 45.5292 | 45.9548 | 46.3645 | 38.3048 | 38.6729 | 38.9753 | 39.2592 | 39.5349 | 39.7973 | 40.0601
SCG | MM Therms | Residential | Res - Single Family | AppPlug | Yes | AppPlug - Dishwasher (Gas) - Emerging | 19.8455 | 20.0381 | 20.2359 | 20.425 | 20.6072 | 20.7768 | 20.9765 | 21.1405 | 21.2945 | 21.4441 | 21.5864 | 21.7289
SCG | MM Therms | Residential | Res - Single Family | BldgEnv | No | BldgEnv - Attic Batt Insulation | 19.2528 | 19.1964 | 19.1403 | 19.0843 | 19.0285 | 18.9728 | 18.9173 | 18.862 | 18.8068 | 18.7518 | 18.697 | 18.6423
SCG | MM Therms | Residential | Res - Single Family | BldgEnv | No | BldgEnv - Wall Spray On Insulation | 12.1659 | 12.1303 | 12.0948 | 12.0594 | 12.0241 | 11.989 | 11.9539 | 11.9189 | 11.8841 | 11.8493 | 11.8147 | 11.7801
SCG | MM Therms | Residential | Res - Single Family | HVAC | Yes | HVAC - Gas Furnace - Emerging | 0 | 0 | 85.1454 | 85.5388 | 85.9143 | 86.258 | 86.6796 | 87.009 | 87.3129 | 87.6056 | 87.8799 | 88.155
SCG | MM Therms | Residential | Res - Single Family | HVAC | No | HVAC - Gas Furnace | 58.5054 | 58.7841 | 0 | 0 | 0 | 0 | 0 | 0 | 0 | 0 | 0 | 0
SCG | MM Therms | Residential | Res - Single Family | SHW | Yes | SHW - EF Rated Storage Water Heater (Gas) - Emerging | 0 | 0 | 120.5474 | 121.9112 | 123.2264 | 124.4554 | 125.8917 | 127.081 | 128.2011 | 129.2902 | 130.3295 | 131.3699
SCG | MM Therms | Residential | Res - Single Family | SHW | No | SHW - EF Rated Storage Water Heater (Gas) | 133.133 | 134.4249 | 0 | 0 | 0 | 0 | 0 | 0 | 0 | 0 | 0 | 0
SCG | MM Therms | Residential | Res - Single Family | WholeBlg | No | WholeBlg - Low Income | 6.267 | 6.2488 | 6.2307 | 6.2126 | 6.1945 | 4.804 | 4.79 | 4.7761 | 4.7622 | 4.7484 | 4.7346 | 4.7209
SDG&E | GWh | Residential | Res - Multi Family | AppPlug | Yes | AppPlug - Clothes Washer (Electric) - Emerging | 25.3371 | 25.6052 | 16.8889 | 17.058 | 17.2147 | 14.2157 | 14.2985 | 14.4001 | 14.497 | 14.5838 | 14.6627 | 14.7416
SDG&E | GWh | Residential | Res - Multi Family | AppPlug | Yes | AppPlug - Dishwasher (Electric) - Emerging | 1.3163 | 1.3302 | 1.3445 | 1.358 | 1.3704 | 1.3811 | 1.3891 | 1.399 | 1.4084 | 1.4169 | 1.4245 | 1.4322
SDG&E | GWh | Residential | Res - Multi Family | AppPlug | Yes | AppPlug - HP Clothes Dryer - Emerging | 0 | 0 | 0 | 42.4947 | 42.885 | 43.2185 | 43.4703 | 43.7792 | 44.0737 | 44.3378 | 44.5774 | 44.8174
SDG&E | GWh | Residential | Res - Multi Family | AppPlug | Yes | AppPlug - Smart Strip Home Office - Emerging | 6.0902 | 6.1547 | 6.2207 | 6.2829 | 6.3406 | 6.39 | 6.4272 | 6.4729 | 6.5164 | 6.5554 | 6.5909 | 6.6264
SDG&E | GWh | Residential | Res - Multi Family | AppPlug | Yes | AppPlug - Smart Strip Home Theater - Emerging | 6.2047 | 6.2704 | 6.3377 | 6.4011 | 6.4599 | 6.5101 | 6.5481 | 6.5946 | 6.639 | 6.6787 | 6.7148 | 6.751
SDG&E | GWh | Residential | Res - Multi Family | AppPlug | No | AppPlug - Computer Monitor | 0.15642 | 0.15808 | 0.15978 | 0.16137 | 0.16286 | 0.16412 | 0.16508 | 0.16625 | 0.16737 | 0.16837 | 0.16928 | 0.1702
SDG&E | GWh | Residential | Res - Multi Family | AppPlug | No | AppPlug - Desktop Computer (Res - ES Plus) | 16.6191 | 16.7949 | 16.9751 | 17.145 | 17.3025 | 17.437 | 17.5386 | 17.6632 | 17.7821 | 17.8886 | 17.9853 | 18.0821
SDG&E | GWh | Residential | Res - Multi Family | AppPlug | No | AppPlug - Recycle Refrigerator | 21.1111 | 21.0483 | 20.9857 | 20.9233 | 20.8611 | 20.799 | 20.7372 | 20.6755 | 20.614 | 20.5527 | 20.4916 | 20.4307
SDG&E | GWh | Residential | Res - Multi Family | AppPlug | No | AppPlug - Self-Contained Refrigerator | 32.1184 | 32.4583 | 12.9043 | 13.0335 | 13.1532 | 13.2554 | 13.3327 | 13.4274 | 13.5178 | 13.5987 | 13.6722 | 13.7458
SDG&E | GWh | Residential | Res - Multi Family | BldgEnv | No | BldgEnv - Attic Batt Insulation | 2.1785 | 2.1712 | 2.164 | 2.1569 | 2.1497 | 2.1426 | 2.1354 | 2.1283 | 2.1213 | 2.1142 | 2.1072 | 2.1002
SDG&E | GWh | Residential | Res - Multi Family | BldgEnv | No | BldgEnv - Wall Spray On Insulation | 0.35629 | 0.35511 | 0.35393 | 0.35275 | 0.35158 | 0.35042 | 0.34925 | 0.34809 | 0.34694 | 0.34578 | 0.34464 | 0.34349
SDG&E | GWh | Residential | Res - Multi Family | BldgEnv | No | BldgEnv - Window Film | 37.7419 | 37.6168 | 37.4918 | 37.3674 | 37.2434 | 37.1198 | 36.9965 | 36.8736 | 36.7512 | 36.6291 | 36.5075 | 36.3862
SDG&E | GWh | Residential | Res - Multi Family | HVAC | Yes | HVAC - SEER Rated Split System AC (SEER 22) - Emerging | 0 | 0 | 0.75634 | 1.005 | 1.2397 | 1.4488 | 1.6211 | 1.8188 | 2.0098 | 2.187 | 2.3531 | 2.5191
SDG&E | GWh | Residential | Res - Multi Family | HVAC | Yes | HVAC - SEER Rated Split System HP (SEER 21) - Emerging | 0 | 0 | 1.9856 | 2.0055 | 2.0239 | 2.0397 | 2.0515 | 2.0661 | 2.08 | 2.0925 | 2.1038 | 2.1151
SDG&E | GWh | Residential | Res - Multi Family | HVAC | No | HVAC - Direct Evaporative Cooler | 17.4877 | 17.4297 | 17.3719 | 17.3142 | 17.2567 | 17.1994 | 17.1423 | 17.0854 | 17.0287 | 16.9721 | 16.9158 | 16.8595
SDG&E | GWh | Residential | Res - Multi Family | HVAC | No | HVAC - Repair Duct System | 0.15083 | 0.15033 | 0.14983 | 0.14933 | 0.14883 | 0.14834 | 0.14785 | 0.14736 | 0.14687 | 0.14638 | 0.14589 | 0.14541
SDG&E | GWh | Residential | Res - Multi Family | HVAC | No | HVAC - SEER Rated Split System AC (Recharge) | 8.8878 | 8.8583 | 8.8289 | 8.7996 | 8.7704 | 8.7413 | 8.7123 | 8.6833 | 8.6545 | 8.6258 | 8.5971 | 8.5685
SDG&E | GWh | Residential | Res - Multi Family | HVAC | No | HVAC - SEER Rated Split System AC (SEER 18) | 0.13711 | 0.28294 | 0 | 0 | 0 | 0 | 0 | 0 | 0 | 0 | 0 | 0
SDG&E | GWh | Residential | Res - Multi Family | HVAC | No | HVAC - SEER Rated Split System HP (SEER 18) | 1.7567 | 1.7753 | 0 | 0 | 0 | 0 | 0 | 0 | 0 | 0 | 0 | 0
SDG&E | GWh | Residential | Res - Multi Family | Lighting | Yes | Lighting - LED Lamp (Basic High - Indoor) - Emerging | 32.4191 | 33.7886 | 35.0645 | 36.0833 | 37.0873 | 7.8586 | 8.0172 | 8.1613 | 8.3038 | 8.4137 | 8.5193 | 8.6257
SDG&E | GWh | Residential | Res - Multi Family | Lighting | Yes | Lighting - LED Lamp (Basic High - Outdoor) - Emerging | 2.4388 | 2.5268 | 2.609 | 2.6749 | 2.7395 | 0.48225 | 0.49068 | 0.4984 | 0.50603 | 0.51192 | 0.51757 | 0.52324
SDG&E | GWh | Residential | Res - Multi Family | Lighting | Yes | Lighting - LED Lamp (Basic Low - Indoor) - Emerging | 25.1389 | 25.9627 | 26.7385 | 27.3714 | 27.9902 | 5.1423 | 5.2258 | 5.3046 | 5.3821 | 5.4562 | 5.5146 | 5.5734
SDG&E | GWh | Residential | Res - Multi Family | Lighting | Yes | Lighting - LED Lamp (Basic Low - Outdoor) - Emerging | 4.4235 | 4.5509 | 4.6709 | 4.7691 | 4.8648 | 0.8496 | 0.86178 | 0.87336 | 0.88473 | 0.89556 | 0.90411 | 0.9127
SDG&E | GWh | Residential | Res - Multi Family | Lighting | Yes | Lighting - LED Lamp (Reflector - Indoor) - Emerging | 11.1089 | 11.4897 | 11.8476 | 12.1383 | 12.423 | 12.6602 | 12.8739 | 13.0742 | 13.2713 | 13.4263 | 13.5743 | 13.7232
SDG&E | GWh | Residential | Res - Multi Family | Lighting | Yes | Lighting - LED Lamp (Reflector - Outdoor) - Emerging | 0.13187 | 0.13587 | 0.13963 | 0.14269 | 0.14568 | 0.14816 | 0.15038 | 0.15248 | 0.15454 | 0.15616 | 0.1577 | 0.15925
SDG&E | GWh | Residential | Res - Multi Family | Lighting | Yes | Lighting - LED Lamp (Specialty - Indoor) - Emerging | 13.511 | 14.1321 | 14.7091 | 15.1669 | 15.6192 | 15.9944 | 16.341 | 16.6524 | 16.9608 | 17.2593 | 17.4874 | 17.7171
SDG&E | GWh | Residential | Res - Multi Family | Lighting | Yes | Lighting - LED Lamp (Specialty - Outdoor) - Emerging | 0.79237 | 0.84312 | 0.88963 | 0.92557 | 0.96134 | 0.99081 | 1.0187 | 1.0427 | 1.0665 | 1.0898 | 1.107 | 1.1244
SDG&E | GWh | Residential | Res - Multi Family | Lighting | Yes | Lighting - LED Plug-In Indoor Fixture - Emerging | 3.4654 | 3.5655 | 3.6545 | 3.7149 | 3.7866 | 0.28327 | 0.28664 | 0.29147 | 0.29467 | 0.29819 | 0.30102 | 0.30441
SDG&E | GWh | Residential | Res - Multi Family | Lighting | Yes | Lighting - LED Plug-In Outdoor Fixture - Emerging | 3.8153 | 3.9011 | 3.9786 | 4.0339 | 4.097 | 0.21884 | 0.22095 | 0.22392 | 0.22599 | 0.2282 | 0.23 | 0.2321
SDG&E | GWh | Residential | Res - Multi Family | Lighting | No | Lighting - Compact Fluorescent Fixture (Indoor) | 0.71376 | 0.72202 | 0.73047 | 0.73845 | 0.74585 | 0 | 0 | 0 | 0 | 0 | 0 | 0
SDG&E | GWh | Residential | Res - Multi Family | Lighting | No | Lighting - Halogen Lamp (A-Line) | 0.1038 | 0.10687 | 0.11 | 0.11298 | 0.11578 | 0 | 0 | 0 | 0 | 0 | 0 | 0
SDG&E | GWh | Residential | Res - Multi Family | Lighting | No | Lighting - Halogen Lamp (Reflector) | 0.1038 | 0.10687 | 0.11 | 0.11298 | 0.11578 | 0.11823 | 0.12019 | 0.1225 | 0.12471 | 0.12674 | 0.12863 | 0.13052
SDG&E | GWh | Residential | Res - Multi Family | Lighting | No | Lighting - Induction Fixture (Outdoor) | 0.010927 | 0.011042 | 0.011161 | 0.011272 | 0.011376 | 0.011464 | 0.011531 | 0.011613 | 0.011691 | 0.011761 | 0.011825 | 0.011889
SDG&E | GWh | Residential | Res - Multi Family | Lighting | No | Lighting - Linear Fluorescent Delamping | 0.0001107 | 0.00011033 | 8.2472e-05 | 5.4799e-05 | 2.7309e-05 | 0 | 0 | 0 | 0 | 0 | 0 | 0
SDG&E | GWh | Residential | Res - Multi Family | Lighting | No | Lighting - Night Light Fixture (LED) | 5.6538 | 5.7136 | 5.7749 | 5.8327 | 5.8862 | 5.932 | 5.9666 | 6.009 | 6.0494 | 6.0856 | 6.1185 | 6.1515
SDG&E | GWh | Residential | Res - Multi Family | Lighting | No | Lighting - Occupancy Sensor | 22.751 | 22.9918 | 23.2384 | 23.471 | 23.6866 | 23.8708 | 24.0099 | 24.1804 | 24.3431 | 24.489 | 24.6213 | 24.7539
SDG&E | GWh | Residential | Res - Multi Family | Lighting | No | Lighting - Plug-In Fixture (Exterior) | 8.8166 | 8.9099 | 9.0055 | 9.0956 | 9.1792 | 0 | 0 | 0 | 0 | 0 | 0 | 0
SDG&E | GWh | Residential | Res - Multi Family | Lighting | No | Lighting - Plug-In Fixture (Linear Fluorescent) | 0.0084955 | 0.0085854 | 0.0086775 | 0.0087644 | 0.0088449 | 0.0089137 | 0.0089656 | 0.0090293 | 0.00909 | 0.0091445 | 0.0091939 | 0.0092434
SDG&E | GWh | Residential | Res - Multi Family | Lighting | No | Lighting - Seasonal Lighting | 6.4691 | 6.5376 | 6.6077 | 6.6738 | 6.7351 | 6.7875 | 6.8271 | 6.8756 | 6.9218 | 6.9633 | 7.0009 | 7.0386
SDG&E | GWh | Residential | Res - Multi Family | SHW | No | SHW - EF Rated Heat Pump Water Heater | 0.93455 | 0.94444 | 0.90284 | 0.91187 | 0.92025 | 0.9274 | 0.93281 | 0.93944 | 0.94576 | 0.95142 | 0.95657 | 0.96171
SDG&E | GWh | Residential | Res - Multi Family | SHW | No | SHW - EF Rated Instantaneous Water Heater (Electric) | 6.8939 | 6.9669 | 7.0416 | 7.1121 | 7.1774 | 7.2332 | 7.2754 | 7.3271 | 7.3764 | 7.4205 | 7.4607 | 7.5008
SDG&E | GWh | Residential | Res - Multi Family | WholeBlg | No | WholeBlg - Low Income | 59.3376 | 59.1644 | 58.9919 | 58.8198 | 58.6482 | 45.4822 | 45.3496 | 45.2175 | 45.0855 | 44.954 | 44.8229 | 44.6923
SDG&E | GWh | Residential | Res - Single Family | AppPlug | Yes | AppPlug - Clothes Washer (Electric) - Emerging | 21.2006 | 21.4324 | 14.1416 | 14.2881 | 14.4242 | 11.9154 | 11.9889 | 12.0781 | 12.1633 | 12.2402 | 12.3104 | 12.3806
SDG&E | GWh | Residential | Res - Single Family | AppPlug | Yes | AppPlug - Dishwasher (Electric) - Emerging | 3.0871 | 3.1208 | 3.1554 | 3.1881 | 3.2185 | 3.2446 | 3.2646 | 3.2889 | 3.3121 | 3.333 | 3.3521 | 3.3713
SDG&E | GWh | Residential | Res - Single Family | AppPlug | Yes | AppPlug - HP Clothes Dryer - Emerging | 0 | 0 | 0 | 158.9101 | 160.4242 | 161.7266 | 162.7236 | 163.9343 | 165.0914 | 166.1347 | 167.0869 | 168.0404
SDG&E | GWh | Residential | Res - Single Family | AppPlug | Yes | AppPlug - Smart Strip Home Office - Emerging | 16.1163 | 16.2926 | 16.4732 | 16.6438 | 16.8024 | 16.9388 | 17.0432 | 17.17 | 17.2912 | 17.4005 | 17.5002 | 17.6001
SDG&E | GWh | Residential | Res - Single Family | AppPlug | Yes | AppPlug - Smart Strip Home Theater - Emerging | 16.4194 | 16.599 | 16.783 | 16.9568 | 17.1184 | 17.2574 | 17.3637 | 17.4929 | 17.6164 | 17.7277 | 17.8293 | 17.9311
SDG&E | GWh | Residential | Res - Single Family | AppPlug | No | AppPlug - Computer Monitor | 0.61453 | 0.62125 | 0.62814 | 0.63464 | 0.64069 | 0.64589 | 0.64987 | 0.65471 | 0.65933 | 0.6635 | 0.6673 | 0.67111
SDG&E | GWh | Residential | Res - Single Family | AppPlug | No | AppPlug - Desktop Computer (Res - ES Plus) | 55.6428 | 56.2513 | 56.8747 | 57.4639 | 58.0114 | 58.4823 | 58.8429 | 59.2807 | 59.6991 | 60.0764 | 60.4207 | 60.7655
SDG&E | GWh | Residential | Res - Single Family | AppPlug | No | AppPlug - Recycle Refrigerator | 128.3137 | 127.932 | 127.5515 | 127.1722 | 126.7939 | 126.4168 | 126.0408 | 125.666 | 125.2923 | 124.9197 | 124.5482 | 124.1778
SDG&E | GWh | Residential | Res - Single Family | AppPlug | No | AppPlug - Self-Contained Refrigerator | 78.392 | 79.2493 | 31.5179 | 31.8444 | 32.1478 | 32.4088 | 32.6086 | 32.8512 | 33.0831 | 33.2921 | 33.483 | 33.674
SDG&E | GWh | Residential | Res - Single Family | AppPlug | No | AppPlug - Variable Speed Pool Pump | 207.2985 | 209.5657 | 211.8882 | 214.0832 | 216.1229 | 217.8774 | 219.2206 | 220.8517 | 222.4106 | 223.816 | 225.0989 | 226.3834
SDG&E | GWh | Residential | Res - Single Family | BldgEnv | No | BldgEnv - Attic Batt Insulation | 14.1992 | 14.1572 | 14.1153 | 14.0735 | 14.0318 | 13.9903 | 13.9489 | 13.9076 | 13.8664 | 13.8254 | 13.7845 | 13.7437
SDG&E | GWh | Residential | Res - Single Family | BldgEnv | No | BldgEnv - Wall Spray On Insulation | 9.1127 | 9.0857 | 9.0588 | 9.032 | 9.0052 | 8.9786 | 8.952 | 8.9255 | 8.8991 | 8.8727 | 8.8465 | 8.8203
SDG&E | GWh | Residential | Res - Single Family | BldgEnv | No | BldgEnv - Window Film | 224.8545 | 224.1887 | 223.525 | 222.8635 | 222.2035 | 221.5459 | 220.8901 | 220.2361 | 219.5842 | 218.9344 | 218.2864 | 217.6401
SDG&E | GWh | Residential | Res - Single Family | HVAC | Yes | HVAC - SEER Rated Split System AC (SEER 22) - Emerging | 0 | 0 | 194.2598 | 196.7889 | 199.147 | 201.191 | 202.7823 | 204.6898 | 206.5176 | 208.1763 | 209.6998 | 211.2249
SDG&E | GWh | Residential | Res - Single Family | HVAC | Yes | HVAC - SEER Rated Split System HP (SEER 21) - Emerging | 0 | 0 | 6.3922 | 6.4585 | 6.52 | 6.5729 | 6.6134 | 6.6626 | 6.7097 | 6.7521 | 6.7908 | 6.8295
SDG&E | GWh | Residential | Res - Single Family | HVAC | No | HVAC - Direct Evaporative Cooler | 170.1343 | 169.6305 | 0 | 0 | 0 | 0 | 0 | 0 | 0 | 0 | 0 | 0
SDG&E | GWh | Residential | Res - Single Family | HVAC | No | HVAC - Repair Duct System | 8.9245 | 8.8981 | 8.8718 | 8.8455 | 8.8193 | 8.7932 | 8.7672 | 8.7412 | 8.7154 | 8.6896 | 8.6639 | 8.6382
SDG&E | GWh | Residential | Res - Single Family | HVAC | No | HVAC - SEER Rated Split System AC (Recharge) | 66.73 | 66.5325 | 66.3355 | 66.1392 | 65.9433 | 65.7481 | 65.5535 | 65.3594 | 65.166 | 64.9731 | 64.7808 | 64.589
SDG&E | GWh | Residential | Res - Single Family | HVAC | No | HVAC - SEER Rated Split System AC (SEER 18) | 0.49628 | 1.0243 | 0 | 0 | 0 | 0 | 0 | 0 | 0 | 0 | 0 | 0
SDG&E | GWh | Residential | Res - Single Family | HVAC | No | HVAC - SEER Rated Split System HP (SEER 18) | 5.3802 | 5.439 | 0 | 0 | 0 | 0 | 0 | 0 | 0 | 0 | 0 | 0
SDG&E | GWh | Residential | Res - Single Family | HVAC | No | HVAC - Whole House Fan | 3.274 | 3.3099 | 3.3468 | 3.3817 | 3.414 | 3.4419 | 3.4632 | 3.4891 | 3.5139 | 3.5362 | 3.5566 | 3.577
SDG&E | GWh | Residential | Res - Single Family | Lighting | Yes | Lighting - LED Lamp (Basic High - Indoor) - Emerging | 101.8592 | 106.0757 | 110.0011 | 113.1328 | 116.2208 | 24.6171 | 25.1066 | 25.5504 | 25.9893 | 26.3283 | 26.6547 | 26.9833
SDG&E | GWh | Residential | Res - Single Family | Lighting | Yes | Lighting - LED Lamp (Basic High - Outdoor) - Emerging | 26.6243 | 27.5216 | 28.3628 | 29.0436 | 29.711 | 5.2259 | 5.3128 | 5.3937 | 5.4734 | 5.536 | 5.5958 | 5.656
SDG&E | GWh | Residential | Res - Single Family | Lighting | Yes | Lighting - LED Lamp (Basic Low - Indoor) - Emerging | 101.6027 | 105.1612 | 108.4965 | 111.1937 | 113.8401 | 20.934 | 21.2951 | 21.6303 | 21.9609 | 22.2784 | 22.527 | 22.7771
SDG&E | GWh | Residential | Res - Single Family | Lighting | Yes | Lighting - LED Lamp (Basic Low - Outdoor) - Emerging | 26.8022 | 27.6208 | 28.3918 | 29.0214 | 29.6366 | 5.1808 | 5.2599 | 5.3348 | 5.4084 | 5.4787 | 5.5343 | 5.5903
SDG&E | GWh | Residential | Res - Single Family | Lighting | Yes | Lighting - LED Lamp (Reflector - Indoor) - Emerging | 74.8646 | 77.6944 | 80.3382 | 82.4626 | 84.5517 | 86.2914 | 87.8803 | 89.3386 | 90.7788 | 91.8999 | 92.9764 | 94.0598
SDG&E | GWh | Residential | Res - Single Family | Lighting | Yes | Lighting - LED Lamp (Reflector - Outdoor) - Emerging | 31.9971 | 32.9793 | 33.9042 | 34.6591 | 35.3969 | 36.0129 | 36.5657 | 37.0876 | 37.601 | 38.0074 | 38.3951 | 38.7849
SDG&E | GWh | Residential | Res - Single Family | Lighting | Yes | Lighting - LED Lamp (Specialty - Indoor) - Emerging | 57.7465 | 60.8487 | 63.712 | 65.9564 | 68.1839 | 70.0289 | 71.7578 | 73.2768 | 74.7858 | 76.2556 | 77.3649 | 78.4824
SDG&E | GWh | Residential | Res - Single Family | Lighting | Yes | Lighting - LED Lamp (Specialty - Outdoor) - Emerging | 13.1488 | 13.9854 | 14.7533 | 15.3484 | 15.9412 | 16.4308 | 16.8944 | 17.2939 | 17.6917 | 18.081 | 18.3706 | 18.6626
SDG&E | GWh | Residential | Res - Single Family | Lighting | Yes | Lighting - LED Plug-In Indoor Fixture - Emerging | 8.4957 | 8.7801 | 9.0285 | 9.1888 | 9.3869 | 0.70346 | 0.71278 | 0.72638 | 0.73493 | 0.74466 | 0.75237 | 0.76181
SDG&E | GWh | Residential | Res - Single Family | Lighting | Yes | Lighting - LED Plug-In Outdoor Fixture - Emerging | 19.1008 | 19.5825 | 20.0141 | 20.3143 | 20.6641 | 1.1052 | 1.1171 | 1.1338 | 1.1452 | 1.1576 | 1.1676 | 1.1795
SDG&E | GWh | Residential | Res - Single Family | Lighting | No | Lighting - Compact Fluorescent Fixture (Indoor) | 0.51498 | 0.52076 | 0.52667 | 0.53226 | 0.53746 | 0 | 0 | 0 | 0 | 0 | 0 | 0
SDG&E | GWh | Residential | Res - Single Family | Lighting | No | Lighting - Halogen Lamp (A-Line) | 0.27469 | 0.28291 | 0.2913 | 0.29929 | 0.30678 | 0 | 0 | 0 | 0 | 0 | 0 | 0
SDG&E | GWh | Residential | Res - Single Family | Lighting | No | Lighting - Halogen Lamp (Reflector) | 0.27469 | 0.28291 | 0.2913 | 0.29929 | 0.30678 | 0.31338 | 0.31869 | 0.32489 | 0.33087 | 0.33636 | 0.34146 | 0.34656
SDG&E | GWh | Residential | Res - Single Family | Lighting | No | Lighting - Linear Fluorescent Delamping | 0.0050685 | 0.0050535 | 0.0037789 | 0.0025118 | 0.0012522 | 0 | 0 | 0 | 0 | 0 | 0 | 0
SDG&E | GWh | Residential | Res - Single Family | Lighting | No | Lighting - Night Light Fixture (LED) | 14.9614 | 15.125 | 15.2926 | 15.451 | 15.5983 | 15.7249 | 15.8218 | 15.9396 | 16.0521 | 16.1535 | 16.2461 | 16.3388
SDG&E | GWh | Residential | Res - Single Family | Lighting | No | Lighting - Occupancy Sensor | 57.8324 | 58.4649 | 59.1128 | 59.7252 | 60.2942 | 60.7837 | 61.1585 | 61.6135 | 62.0484 | 62.4405 | 62.7984 | 63.1567
SDG&E | GWh | Residential | Res - Single Family | Lighting | No | Lighting - Plug-In Fixture (Exterior) | 29.1734 | 29.4924 | 29.8193 | 30.1282 | 30.4152 | 0 | 0 | 0 | 0 | 0 | 0 | 0
SDG&E | GWh | Residential | Res - Single Family | Lighting | No | Lighting - Plug-In Fixture (Linear Fluorescent) | 0.38076 | 0.38493 | 0.38919 | 0.39323 | 0.39697 | 0.40019 | 0.40266 | 0.40566 | 0.40852 | 0.4111 | 0.41346 | 0.41582
SDG&E | GWh | Residential | Res - Single Family | Lighting | No | Lighting - Seasonal Lighting | 31.5865 | 31.9319 | 32.2858 | 32.6203 | 32.9311 | 33.1984 | 33.4031 | 33.6516 | 33.8891 | 34.1033 | 34.2988 | 34.4945
SDG&E | GWh | Residential | Res - Single Family | SHW | No | SHW - EF Rated Heat Pump Water Heater | 5.2681 | 5.3258 | 5.093 | 5.1457 | 5.1947 | 5.2369 | 5.2692 | 5.3084 | 5.3459 | 5.3797 | 5.4105 | 5.4414
SDG&E | GWh | Residential | Res - Single Family | SHW | No | SHW - EF Rated Instantaneous Water Heater (Electric) | 21.9986 | 22.2392 | 22.4856 | 22.7186 | 22.935 | 23.1212 | 23.2638 | 23.4369 | 23.6023 | 23.7514 | 23.8876 | 24.0239
SDG&E | GWh | Residential | Res - Single Family | WholeBlg | No | WholeBlg - Low Income | 15.9877 | 15.9412 | 15.8946 | 15.8481 | 15.8022 | 12.2546 | 12.2189 | 12.1833 | 12.1478 | 12.1123 | 12.0769 | 12.0418
SDG&E | MW | Residential | Res - Multi Family | AppPlug | Yes | AppPlug - Clothes Washer (Electric) - Emerging | 3.8743 | 3.9153 | 2.5825 | 2.6084 | 2.6323 | 2.1737 | 2.1864 | 2.2019 | 2.2168 | 2.23 | 2.2421 | 2.2542
SDG&E | MW | Residential | Res - Multi Family | AppPlug | Yes | AppPlug - Clothes Washer (Gas) - Emerging | 0.4363 | 0.44092 | 0.29083 | 0.29374 | 0.29644 | 0.24479 | 0.24622 | 0.24797 | 0.24964 | 0.25113 | 0.25249 | 0.25385
SDG&E | MW | Residential | Res - Multi Family | AppPlug | Yes | AppPlug - Dishwasher (Electric) - Emerging | 0.13127 | 0.13266 | 0.13408 | 0.13543 | 0.13667 | 0.13773 | 0.13854 | 0.13952 | 0.14046 | 0.1413 | 0.14206 | 0.14283
SDG&E | MW | Residential | Res - Multi Family | AppPlug | Yes | AppPlug - HP Clothes Dryer - Emerging | 0 | 0 | 0 | 6.4979 | 6.5575 | 6.6085 | 6.6471 | 6.6943 | 6.7393 | 6.7797 | 6.8163 | 6.853
SDG&E | MW | Residential | Res - Multi Family | AppPlug | Yes | AppPlug - Smart Strip Home Office - Emerging | 0.89075 | 0.90017 | 0.90983 | 0.91894 | 0.92738 | 0.93459 | 0.94003 | 0.94671 | 0.95308 | 0.95879 | 0.96398 | 0.96916
SDG&E | MW | Residential | Res - Multi Family | AppPlug | Yes | AppPlug - Smart Strip Home Theater - Emerging | 0.80977 | 0.81834 | 0.82712 | 0.8354 | 0.84307 | 0.84963 | 0.85458 | 0.86065 | 0.86644 | 0.87163 | 0.87634 | 0.88106
SDG&E | MW | Residential | Res - Multi Family | AppPlug | No | AppPlug - Computer Monitor | 0.081022 | 0.081879 | 0.082758 | 0.083586 | 0.084354 | 0.08501 | 0.085505 | 0.086113 | 0.086692 | 0.087211 | 0.087683 | 0.088155
SDG&E | MW | Residential | Res - Multi Family | AppPlug | No | AppPlug - Desktop Computer (Res - ES Plus) | 0.19627 | 0.19835 | 0.20048 | 0.20248 | 0.20434 | 0.20593 | 0.20713 | 0.2086 | 0.21001 | 0.21126 | 0.21241 | 0.21355
SDG&E | MW | Residential | Res - Multi Family | AppPlug | No | AppPlug - Recycle Refrigerator | 4.8199 | 4.8056 | 4.7913 | 4.777 | 4.7628 | 4.7486 | 4.7345 | 4.7204 | 4.7064 | 4.6924 | 4.6784 | 4.6645
SDG&E | MW | Residential | Res - Multi Family | AppPlug | No | AppPlug - Self-Contained Refrigerator | 7.333 | 7.4106 | 2.9462 | 2.9757 | 3.003 | 3.0264 | 3.044 | 3.0656 | 3.0862 | 3.1047 | 3.1215 | 3.1383
SDG&E | MW | Residential | Res - Multi Family | BldgEnv | No | BldgEnv - Attic Batt Insulation | 5.7344 | 5.7154 | 5.6964 | 5.6775 | 5.6587 | 5.6399 | 5.6211 | 5.6025 | 5.5839 | 5.5653 | 5.5468 | 5.5284
SDG&E | MW | Residential | Res - Multi Family | BldgEnv | No | BldgEnv - Wall Spray On Insulation | 0.58767 | 0.58572 | 0.58378 | 0.58184 | 0.57991 | 0.57799 | 0.57607 | 0.57415 | 0.57225 | 0.57035 | 0.56845 | 0.56656
SDG&E | MW | Residential | Res - Multi Family | BldgEnv | No | BldgEnv - Window Film | 39.7111 | 39.5794 | 39.4479 | 39.317 | 39.1865 | 39.0564 | 38.9267 | 38.7974 | 38.6686 | 38.5402 | 38.4122 | 38.2846
SDG&E | MW | Residential | Res - Multi Family | HVAC | Yes | HVAC - SEER Rated Split System AC (SEER 22) - Emerging | 0 | 0 | 0.55895 | 0.74274 | 0.91618 | 1.0707 | 1.198 | 1.3441 | 1.4853 | 1.6162 | 1.7389 | 1.8616
SDG&E | MW | Residential | Res - Multi Family | HVAC | Yes | HVAC - SEER Rated Split System HP (SEER 21) - Emerging | 0 | 0 | 1.3083 | 1.3214 | 1.3335 | 1.3439 | 1.3518 | 1.3614 | 1.3705 | 1.3787 | 1.3862 | 1.3936
SDG&E | MW | Residential | Res - Multi Family | HVAC | No | HVAC - Repair Duct System | 0.16023 | 0.1597 | 0.15917 | 0.15864 | 0.15812 | 0.15759 | 0.15707 | 0.15655 | 0.15603 | 0.15551 | 0.15499 | 0.15448
SDG&E | MW | Residential | Res - Multi Family | HVAC | No | HVAC - SEER Rated Split System AC (Recharge) | 9.6063 | 9.5744 | 9.5426 | 9.511 | 9.4794 | 9.4479 | 9.4166 | 9.3853 | 9.3541 | 9.3231 | 9.2921 | 9.2612
SDG&E | MW | Residential | Res - Multi Family | HVAC | No | HVAC - SEER Rated Split System AC (SEER 18) | 0.096842 | 0.19984 | 0 | 0 | 0 | 0 | 0 | 0 | 0 | 0 | 0 | 0
SDG&E | MW | Residential | Res - Multi Family | HVAC | No | HVAC - SEER Rated Split System HP (SEER 18) | 0.96969 | 0.97995 | 0 | 0 | 0 | 0 | 0 | 0 | 0 | 0 | 0 | 0
SDG&E | MW | Residential | Res - Multi Family | Lighting | Yes | Lighting - LED Lamp (Basic High - Indoor) - Emerging | 3.7239 | 3.8812 | 4.0278 | 4.1448 | 4.2602 | 0.90271 | 0.92093 | 0.93748 | 0.95385 | 0.96647 | 0.97861 | 0.99083
SDG&E | MW | Residential | Res - Multi Family | Lighting | Yes | Lighting - LED Lamp (Basic Low - Indoor) - Emerging | 2.9528 | 3.0495 | 3.1407 | 3.215 | 3.2877 | 0.60401 | 0.61382 | 0.62308 | 0.63218 | 0.64088 | 0.64775 | 0.65465
SDG&E | MW | Residential | Res - Multi Family | Lighting | Yes | Lighting - LED Lamp (Reflector - Indoor) - Emerging | 1.4633 | 1.5134 | 1.5606 | 1.5989 | 1.6364 | 1.6676 | 1.6958 | 1.7222 | 1.7481 | 1.7686 | 1.7881 | 1.8077
SDG&E | MW | Residential | Res - Multi Family | Lighting | Yes | Lighting - LED Lamp (Specialty - Indoor) - Emerging | 1.4691 | 1.5366 | 1.5993 | 1.6491 | 1.6983 | 1.7391 | 1.7768 | 1.8107 | 1.8442 | 1.8767 | 1.9015 | 1.9264
SDG&E | MW | Residential | Res - Multi Family | Lighting | Yes | Lighting - LED Plug-In Indoor Fixture - Emerging | 0.29774 | 0.30634 | 0.31399 | 0.31918 | 0.32534 | 0.024339 | 0.024628 | 0.025043 | 0.025318 | 0.02562 | 0.025864 | 0.026154
SDG&E | MW | Residential | Res - Multi Family | Lighting | No | Lighting - Compact Fluorescent Fixture (Indoor) | 0.061326 | 0.062035 | 0.062761 | 0.063446 | 0.064083 | 0 | 0 | 0 | 0 | 0 | 0 | 0
SDG&E | MW | Residential | Res - Multi Family | Lighting | No | Lighting - Halogen Lamp (A-Line) | 0.013878 | 0.014288 | 0.014707 | 0.015105 | 0.015479 | 0 | 0 | 0 | 0 | 0 | 0 | 0
SDG&E | MW | Residential | Res - Multi Family | Lighting | No | Lighting - Halogen Lamp (Reflector) | 0.013878 | 0.014288 | 0.014707 | 0.015105 | 0.015479 | 0.015807 | 0.016069 | 0.016377 | 0.016674 | 0.016945 | 0.017197 | 0.01745
SDG&E | MW | Residential | Res - Multi Family | Lighting | No | Lighting - Induction Fixture (Outdoor) | 0.0024947 | 0.0025211 | 0.0025481 | 0.0025736 | 0.0025972 | 0.0026174 | 0.0026327 | 0.0026514 | 0.0026692 | 0.0026852 | 0.0026997 | 0.0027143
SDG&E | MW | Residential | Res - Multi Family | Lighting | No | Lighting - Linear Fluorescent Delamping | 1.3547e-05 | 1.3502e-05 | 1.0093e-05 | 6.7063e-06 | 3.342e-06 | 0 | 0 | 0 | 0 | 0 | 0 | 0
SDG&E | MW | Residential | Res - Multi Family | Lighting | No | Lighting - Occupancy Sensor | 14.391 | 14.5433 | 14.6993 | 14.8464 | 14.9828 | 15.0993 | 15.1873 | 15.2952 | 15.3981 | 15.4903 | 15.5741 | 15.6579
SDG&E | MW | Residential | Res - Multi Family | Lighting | No | Lighting - Plug-In Fixture (Linear Fluorescent) | 0.0010516 | 0.0010627 | 0.0010741 | 0.0010848 | 0.0010948 | 0.0011033 | 0.0011097 | 0.0011176 | 0.0011251 | 0.0011319 | 0.001138 | 0.0011441
SDG&E | MW | Residential | Res - Multi Family | SHW | No | SHW - EF Rated Heat Pump Water Heater | 0.20561 | 0.20779 | 0.19863 | 0.20062 | 0.20247 | 0.20404 | 0.20523 | 0.20669 | 0.20808 | 0.20932 | 0.21046 | 0.21159
SDG&E | MW | Residential | Res - Multi Family | SHW | No | SHW - EF Rated Instantaneous Water Heater (Electric) | 1.4345 | 1.4496 | 1.4652 | 1.4799 | 1.4934 | 1.5051 | 1.5138 | 1.5246 | 1.5348 | 1.544 | 1.5524 | 1.5607
SDG&E | MW | Residential | Res - Multi Family | WholeBlg | No | WholeBlg - Low Income | 13.4519 | 13.4126 | 13.3735 | 13.3345 | 13.2956 | 10.3108 | 10.2808 | 10.2508 | 10.2209 | 10.1911 | 10.1614 | 10.1317
SDG&E | MW | Residential | Res - Single Family | AppPlug | Yes | AppPlug - Clothes Washer (Electric) - Emerging | 3.3743 | 3.4112 | 2.2508 | 2.2741 | 2.2958 | 1.8965 | 1.9082 | 1.9224 | 1.9359 | 1.9482 | 1.9593 | 1.9705
SDG&E | MW | Residential | Res - Single Family | AppPlug | Yes | AppPlug - Clothes Washer (Gas) - Emerging | 0.68559 | 0.69309 | 0.45732 | 0.46206 | 0.46646 | 0.38533 | 0.3877 | 0.39059 | 0.39334 | 0.39583 | 0.3981 | 0.40037
SDG&E | MW | Residential | Res - Single Family | AppPlug | Yes | AppPlug - Dishwasher (Electric) - Emerging | 0.23137 | 0.2339 | 0.23649 | 0.23894 | 0.24122 | 0.24318 | 0.24468 | 0.2465 | 0.24824 | 0.2498 | 0.25124 | 0.25267
SDG&E | MW | Residential | Res - Single Family | AppPlug | Yes | AppPlug - HP Clothes Dryer - Emerging | 0 | 0 | 0 | 25.2781 | 25.5189 | 25.7261 | 25.8847 | 26.0773 | 26.2613 | 26.4273 | 26.5788 | 26.7304
SDG&E | MW | Residential | Res - Single Family | AppPlug | Yes | AppPlug - Smart Strip Home Office - Emerging | 2.3572 | 2.3829 | 2.4093 | 2.4343 | 2.4575 | 2.4775 | 2.4927 | 2.5113 | 2.529 | 2.545 | 2.5596 | 2.5742
SDG&E | MW | Residential | Res - Single Family | AppPlug | Yes | AppPlug - Smart Strip Home Theater - Emerging | 2.1429 | 2.1663 | 2.1903 | 2.213 | 2.2341 | 2.2522 | 2.2661 | 2.283 | 2.2991 | 2.3136 | 2.3269 | 2.3402
SDG&E | MW | Residential | Res - Single Family | AppPlug | No | AppPlug - Computer Monitor | 0.3183 | 0.32179 | 0.32535 | 0.32872 | 0.33185 | 0.33455 | 0.33661 | 0.33912 | 0.34151 | 0.34367 | 0.34564 | 0.34761
SDG&E | MW | Residential | Res - Single Family | AppPlug | No | AppPlug - Desktop Computer (Res - ES Plus) | 0.65714 | 0.66433 | 0.67169 | 0.67865 | 0.68511 | 0.69067 | 0.69493 | 0.7001 | 0.70504 | 0.7095 | 0.71357 | 0.71764
SDG&E | MW | Residential | Res - Single Family | AppPlug | No | AppPlug - Recycle Refrigerator | 29.2954 | 29.2082 | 29.1214 | 29.0347 | 28.9484 | 28.8623 | 28.7764 | 28.6909 | 28.6055 | 28.5205 | 28.4357 | 28.3511
SDG&E | MW | Residential | Res - Single Family | AppPlug | No | AppPlug - Self-Contained Refrigerator | 17.8977 | 18.0934 | 7.1959 | 7.2704 | 7.3397 | 7.3993 | 7.4449 | 7.5003 | 7.5532 | 7.6009 | 7.6445 | 7.6881
SDG&E | MW | Residential | Res - Single Family | AppPlug | No | AppPlug - Variable Speed Pool Pump | 65.165 | 65.8777 | 66.6078 | 67.2978 | 67.939 | 68.4905 | 68.9128 | 69.4255 | 69.9155 | 70.3573 | 70.7606 | 71.1644
SDG&E | MW | Residential | Res - Single Family | BldgEnv | No | BldgEnv - Attic Batt Insulation | 45.4749 | 45.3403 | 45.206 | 45.0723 | 44.9388 | 44.8058 | 44.6732 | 44.5409 | 44.409 | 44.2776 | 44.1466 | 44.0159
SDG&E | MW | Residential | Res - Single Family | BldgEnv | No | BldgEnv - Wall Spray On Insulation | 8.9503 | 8.9238 | 8.8974 | 8.8711 | 8.8448 | 8.8186 | 8.7925 | 8.7665 | 8.7405 | 8.7147 | 8.6889 | 8.6631
SDG&E | MW | Residential | Res - Single Family | BldgEnv | No | BldgEnv - Window Film | 236.5859 | 235.8854 | 235.1871 | 234.4911 | 233.7966 | 233.1047 | 232.4147 | 231.7266 | 231.0407 | 230.357 | 229.6751 | 228.9952
SDG&E | MW | Residential | Res - Single Family | HVAC | Yes | HVAC - SEER Rated Split System AC (SEER 22) - Emerging | 0 | 0 | 356.1868 | 360.6012 | 364.7145 | 368.2745 | 371.037 | 374.3569 | 377.5364 | 380.4179 | 383.0617 | 385.7081
SDG&E | MW | Residential | Res - Single Family | HVAC | Yes | HVAC - SEER Rated Split System HP (SEER 21) - Emerging | 0 | 0 | 6.3872 | 6.4534 | 6.5149 | 6.5678 | 6.6083 | 6.6574 | 6.7044 | 6.7468 | 6.7855 | 6.8242
SDG&E | MW | Residential | Res - Single Family | HVAC | No | HVAC - Direct Evaporative Cooler | 218.1619 | 217.5159 | 0 | 0 | 0 | 0 | 0 | 0 | 0 | 0 | 0 | 0
SDG&E | MW | Residential | Res - Single Family | HVAC | No | HVAC - Repair Duct System | 12.5842 | 12.5469 | 12.5098 | 12.4728 | 12.4358 | 12.399 | 12.3623 | 12.3257 | 12.2893 | 12.2529 | 12.2166 | 12.1805
SDG&E | MW | Residential | Res - Single Family | HVAC | No | HVAC - SEER Rated Split System AC (Recharge) | 96.3599 | 96.0746 | 95.7902 | 95.5067 | 95.2238 | 94.942 | 94.661 | 94.3807 | 94.1014 | 93.8229 | 93.5452 | 93.2683
SDG&E | MW | Residential | Res - Single Family | HVAC | No | HVAC - SEER Rated Split System AC (SEER 18) | 0.85028 | 1.7549 | 0 | 0 | 0 | 0 | 0 | 0 | 0 | 0 | 0 | 0
SDG&E | MW | Residential | Res - Single Family | HVAC | No | HVAC - SEER Rated Split System HP (SEER 18) | 4.9076 | 4.9613 | 0 | 0 | 0 | 0 | 0 | 0 | 0 | 0 | 0 | 0
SDG&E | MW | Residential | Res - Single Family | HVAC | No | HVAC - Whole House Fan | 4.6789 | 4.7627 | 4.8483 | 4.9296 | 5.0056 | 5.0719 | 5.1243 | 5.1864 | 5.246 | 5.3004 | 5.3507 | 5.4009
SDG&E | MW | Residential | Res - Single Family | Lighting | Yes | Lighting - LED Lamp (Basic High - Indoor) - Emerging | 14.0746 | 14.6485 | 15.1815 | 15.605 | 16.0226 | 3.3923 | 3.4584 | 3.5181 | 3.5771 | 3.6224 | 3.6661 | 3.71
SDG&E | MW | Residential | Res - Single Family | Lighting | Yes | Lighting - LED Lamp (Basic Low - Indoor) - Emerging | 14.5347 | 15.0348 | 15.5023 | 15.8789 | 16.2483 | 2.9865 | 3.0369 | 3.0834 | 3.1293 | 3.1734 | 3.2077 | 3.2422
SDG&E | MW | Residential | Res - Single Family | Lighting | Yes | Lighting - LED Lamp (Reflector - Indoor) - Emerging | 10.875 | 11.2793 | 11.6561 | 11.9576 | 12.2542 | 12.5007 | 12.7261 | 12.9319 | 13.1351 | 13.2925 | 13.4436 | 13.5957
SDG&E | MW | Residential | Res - Single Family | Lighting | Yes | Lighting - LED Lamp (Specialty - Indoor) - Emerging | 7.766 | 8.1783 | 8.558 | 8.8545 | 9.1488 | 9.3921 | 9.6204 | 9.8199 | 10.0182 | 10.2113 | 10.3563 | 10.5024
SDG&E | MW | Residential | Res - Single Family | Lighting | Yes | Lighting - LED Plug-In Indoor Fixture - Emerging | 0.80726 | 0.83378 | 0.85686 | 0.87159 | 0.88992 | 0.06666 | 0.067518 | 0.068778 | 0.06956 | 0.070455 | 0.071161 | 0.072029
SDG&E | MW | Residential | Res - Single Family | Lighting | No | Lighting - Compact Fluorescent Fixture (Indoor) | 0.048934 | 0.049452 | 0.049984 | 0.050487 | 0.050953 | 0 | 0 | 0 | 0 | 0 | 0 | 0
SDG&E | MW | Residential | Res - Single Family | Lighting | No | Lighting - Halogen Lamp (A-Line) | 0.036725 | 0.037824 | 0.038946 | 0.040013 | 0.041016 | 0 | 0 | 0 | 0 | 0 | 0 | 0
SDG&E | MW | Residential | Res - Single Family | Lighting | No | Lighting - Halogen Lamp (Reflector) | 0.036725 | 0.037824 | 0.038946 | 0.040013 | 0.041016 | 0.041898 | 0.042607 | 0.043437 | 0.044235 | 0.044969 | 0.045652 | 0.046334
SDG&E | MW | Residential | Res - Single Family | Lighting | No | Lighting - Linear Fluorescent Delamping | 0.00064081 | 0.00063891 | 0.00047777 | 0.00031757 | 0.00015831 | 0 | 0 | 0 | 0 | 0 | 0 | 0
SDG&E | MW | Residential | Res - Single Family | Lighting | No | Lighting - Plug-In Fixture (Linear Fluorescent) | 0.04713 | 0.047645 | 0.048173 | 0.048672 | 0.049136 | 0.049535 | 0.04984 | 0.050211 | 0.050565 | 0.050885 | 0.051177 | 0.051469
SDG&E | MW | Residential | Res - Single Family | SHW | No | SHW - EF Rated Heat Pump Water Heater | 1.159 | 1.1717 | 1.1205 | 1.1321 | 1.1429 | 1.1521 | 1.1592 | 1.1679 | 1.1761 | 1.1835 | 1.1903 | 1.1971
SDG&E | MW | Residential | Res - Single Family | SHW | No | SHW - EF Rated Instantaneous Water Heater (Electric) | 4.4975 | 4.5467 | 4.5971 | 4.6447 | 4.6889 | 4.727 | 4.7561 | 4.7915 | 4.8254 | 4.8558 | 4.8837 | 4.9116
SDG&E | MW | Residential | Res - Single Family | WholeBlg | No | WholeBlg - Low Income | 3.6244 | 3.6139 | 3.6033 | 3.5928 | 3.5824 | 2.7781 | 2.77 | 2.762 | 2.7539 | 2.7459 | 2.7378 | 2.7299
SDG&E | MM Therms | Residential | Res - Multi Family | AppPlug | Yes | AppPlug - Clothes Washer (Gas) - Emerging | 12.2675 | 12.3973 | 8.1771 | 8.259 | 8.3348 | 6.8828 | 6.9229 | 6.9721 | 7.019 | 7.0611 | 7.0992 | 7.1375
SDG&E | MM Therms | Residential | Res - Multi Family | AppPlug | Yes | AppPlug - Dishwasher (Gas) - Emerging | 1.5521 | 1.5685 | 1.5853 | 1.6012 | 1.6159 | 1.6285 | 1.6379 | 1.6496 | 1.6607 | 1.6706 | 1.6797 | 1.6887
SDG&E | MM Therms | Residential | Res - Multi Family | BldgEnv | No | BldgEnv - Attic Batt Insulation | 0.58024 | 0.57831 | 0.57639 | 0.57448 | 0.57257 | 0.57067 | 0.56878 | 0.56689 | 0.56501 | 0.56313 | 0.56126 | 0.5594
SDG&E | MM Therms | Residential | Res - Multi Family | BldgEnv | No | BldgEnv - Wall Spray On Insulation | 0.51589 | 0.51418 | 0.51248 | 0.51078 | 0.50908 | 0.50739 | 0.50571 | 0.50403 | 0.50235 | 0.50068 | 0.49902 | 0.49736
SDG&E | MM Therms | Residential | Res - Multi Family | HVAC | Yes | HVAC - Gas Furnace - Emerging | 0 | 0 | 2.2895 | 2.2911 | 2.2922 | 2.2924 | 2.2913 | 2.2911 | 2.2907 | 2.2899 | 2.2886 | 2.2874
SDG&E | MM Therms | Residential | Res - Multi Family | HVAC | No | HVAC - Gas Furnace | 1.6248 | 1.6261 | 0 | 0 | 0 | 0 | 0 | 0 | 0 | 0 | 0 | 0
SDG&E | MM Therms | Residential | Res - Multi Family | HVAC | No | HVAC - Repair Duct System | 0.032488 | 0.03238 | 0.032273 | 0.032166 | 0.032059 | 0.031952 | 0.031846 | 0.03174 | 0.031635 | 0.03153 | 0.031425 | 0.031321
SDG&E | MM Therms | Residential | Res - Multi Family | HVAC | No | HVAC - SEER Rated Split System AC (Recharge) | 0.041039 | 0.040903 | 0.040767 | 0.040632 | 0.040497 | 0.040363 | 0.040229 | 0.040095 | 0.039962 | 0.039829 | 0.039697 | 0.039565
SDG&E | MM Therms | Residential | Res - Multi Family | SHW | Yes | SHW - EF Rated Storage Water Heater (Gas) - Emerging | 0 | 0 | 10.7067 | 10.8241 | 10.933 | 11.0265 | 11.0976 | 11.1844 | 11.2672 | 11.3416 | 11.4095 | 11.4774
SDG&E | MM Therms | Residential | Res - Multi Family | SHW | No | ProcHeat - Boiler Controls | 8.3619 | 8.4503 | 8.541 | 8.6265 | 8.7057 | 8.7734 | 8.8245 | 8.8872 | 8.947 | 9.0006 | 9.0493 | 9.098
SDG&E | MM Therms | Residential | Res - Multi Family | SHW | No | SHW - EF Rated Storage Water Heater (Gas) | 11.3461 | 11.4549 | 0 | 0 | 0 | 0 | 0 | 0 | 0 | 0 | 0 | 0
SDG&E | MM Therms | Residential | Res - Multi Family | WholeBlg | No | WholeBlg - Low Income | 4.684 | 4.6704 | 4.6568 | 4.6432 | 4.6296 | 3.5903 | 3.5798 | 3.5694 | 3.559 | 3.5486 | 3.5383 | 3.528
SDG&E | MM Therms | Residential | Res - Single Family | AppPlug | Yes | AppPlug - Clothes Washer (Gas) - Emerging | 18.6592 | 18.8632 | 12.4464 | 12.5754 | 12.6952 | 10.4871 | 10.5517 | 10.6303 | 10.7053 | 10.7729 | 10.8347 | 10.8965
SDG&E | MM Therms | Residential | Res - Single Family | AppPlug | Yes | AppPlug - Dishwasher (Gas) - Emerging | 5.476 | 5.5359 | 5.5972 | 5.6552 | 5.7091 | 5.7554 | 5.7909 | 5.834 | 5.8752 | 5.9123 | 5.9462 | 5.9801
SDG&E | MM Therms | Residential | Res - Single Family | BldgEnv | No | BldgEnv - Attic Batt Insulation | 3.7266 | 3.7155 | 3.7045 | 3.6936 | 3.6826 | 3.6717 | 3.6609 | 3.65 | 3.6392 | 3.6284 | 3.6177 | 3.607
SDG&E | MM Therms | Residential | Res - Single Family | BldgEnv | No | BldgEnv - Wall Spray On Insulation | 5.1329 | 5.1177 | 5.1025 | 5.0874 | 5.0724 | 5.0574 | 5.0424 | 5.0275 | 5.0126 | 4.9978 | 4.983 | 4.9682
SDG&E | MM Therms | Residential | Res - Single Family | HVAC | Yes | HVAC - Gas Furnace - Emerging | 0 | 0 | 21.9477 | 22.0546 | 22.1521 | 22.2323 | 22.2876 | 22.3604 | 22.429 | 22.4882 | 22.5401 | 22.5922
SDG&E | MM Therms | Residential | Res - Single Family | HVAC | No | HVAC - Gas Furnace | 15.1785 | 15.2561 | 0 | 0 | 0 | 0 | 0 | 0 | 0 | 0 | 0 | 0
SDG&E | MM Therms | Residential | Res - Single Family | HVAC | No | HVAC - Repair Duct System | 2.4634 | 2.4561 | 2.4488 | 2.4416 | 2.4343 | 2.4271 | 2.4199 | 2.4128 | 2.4056 | 2.3985 | 2.3914 | 2.3843
SDG&E | MM Therms | Residential | Res - Single Family | HVAC | No | HVAC - SEER Rated Split System AC (Recharge) | 1.0607 | 1.0575 | 1.0544 | 1.0513 | 1.0482 | 1.0451 | 1.042 | 1.0389 | 1.0358 | 1.0328 | 1.0297 | 1.0266
SDG&E | MM Therms | Residential | Res - Single Family | SHW | Yes | SHW - EF Rated Storage Water Heater (Gas) - Emerging | 0 | 0 | 33.8291 | 34.2325 | 34.6082 | 34.933 | 35.1843 | 35.487 | 35.7767 | 36.0391 | 36.2795 | 36.5202
SDG&E | MM Therms | Residential | Res - Single Family | SHW | No | SHW - EF Rated Storage Water Heater (Gas) | 36.9612 | 37.3532 | 0 | 0 | 0 | 0 | 0 | 0 | 0 | 0 | 0 | 0
SDG&E | MM Therms | Residential | Res - Single Family | WholeBlg | No | WholeBlg - Low Income | 1.2621 | 1.2584 | 1.2547 | 1.251 | 1.2474 | 0.96736 | 0.96454 | 0.96174 | 0.95893 | 0.95613 | 0.95334 | 0.95057
PG&E | GWh | Commercial | Com - Assembly | AppPlug | No | AppPlug - Computer Monitor | 0.25826 | 0.36231 | 0.464 | 0.56728 | 0.66829 | 0.76627 | 0.8596 | 0.9521 | 1.0422 | 1.1335 | 1.2254 | 1.3173
PG&E | GWh | Commercial | Com - Assembly | AppPlug | No | AppPlug - Desktop Computer (Com - Power Management) | 5.6923 | 5.7821 | 5.8692 | 5.9602 | 6.0487 | 6.1335 | 6.2117 | 6.2897 | 6.3649 | 6.4433 | 6.5236 | 6.6051
PG&E | GWh | Commercial | Com - Assembly | AppPlug | No | AppPlug - Occupancy Sensor Plug Strip | 2.3826 | 2.4202 | 2.4567 | 2.4948 | 2.5318 | 2.5673 | 2.6 | 2.6327 | 2.6642 | 2.697 | 2.7306 | 2.7647
PG&E | GWh | Commercial | Com - Assembly | AppPlug | No | AppPlug - Vending Machine Controls | 4.1349 | 4.2001 | 4.2634 | 4.3295 | 4.3938 | 4.4554 | 4.5122 | 4.5689 | 4.6235 | 4.6804 | 4.7388 | 4.798
PG&E | GWh | Commercial | Com - Assembly | BldgEnv | No | BldgEnv - Attic Batt Insulation | 0.34792 | 0.34256 | 0.33729 | 0.33209 | 0.32698 | 0.32194 | 0.31699 | 0.3121 | 0.3073 | 0.30257 | 0.29791 | 0.29332
PG&E | GWh | Commercial | Com - Assembly | BldgEnv | No | BldgEnv - Wall Spray On Insulation | 1.7295 | 1.7028 | 1.6766 | 1.6508 | 1.6254 | 1.6003 | 1.5757 | 1.5514 | 1.5275 | 1.504 | 1.4808 | 1.458
PG&E | GWh | Commercial | Com - Assembly | BldgEnv | No | BldgEnv - Window Film | 4.3771 | 4.3097 | 4.2433 | 4.178 | 4.1137 | 4.0503 | 3.9879 | 3.9265 | 3.8661 | 3.8065 | 3.7479 | 3.6902
PG&E | GWh | Commercial | Com - Assembly | HVAC | Yes | HVAC - Advanced Package Rooftop AC (> EER 12) - Emerging | 0 | 28.9218 | 28.7687 | 28.6266 | 28.4848 | 28.3411 | 28.1911 | 28.0451 | 27.8986 | 27.7615 | 27.6318 | 27.5081
PG&E | GWh | Commercial | Com - Assembly | HVAC | Yes | HVAC - Energy Recovery Ventilation - Emerging | 4.1652 | 4.2294 | 4.2918 | 4.3569 | 4.4202 | 4.4807 | 4.5366 | 4.5924 | 4.6461 | 4.7021 | 4.7596 | 4.8179
PG&E | GWh | Commercial | Com - Assembly | HVAC | No | HVAC - Demand Controlled Ventilation | 6.867 | 6.9728 | 7.0756 | 7.1829 | 7.2873 | 7.3871 | 7.4793 | 7.5712 | 7.6598 | 7.7521 | 7.8469 | 7.943
PG&E | GWh | Commercial | Com - Assembly | HVAC | No | HVAC - Direct Evaporative Cooler | 14.9508 | 15.1867 | 15.4156 | 15.6547 | 15.8871 | 16.1096 | 16.3151 | 16.5201 | 16.7176 | 16.9234 | 17.1344 | 17.3485
PG&E | GWh | Commercial | Com - Assembly | HVAC | No | HVAC - EER Rated Package Rooftop HP (EER 11) | 1.5028 | 0 | 0 | 0 | 0 | 0 | 0 | 0 | 0 | 0 | 0 | 0
PG&E | GWh | Commercial | Com - Assembly | HVAC | No | HVAC - Repair Duct System | 7.348 | 7.2349 | 7.1235 | 7.0138 | 6.9057 | 6.7994 | 6.6947 | 6.5916 | 6.4901 | 6.3901 | 6.2917 | 6.1948
PG&E | GWh | Commercial | Com - Assembly | HVAC | No | HVAC - SEER Rated Package Rooftop AC (Recharge) | 8.6678 | 8.5343 | 8.4029 | 8.2735 | 8.1461 | 8.0206 | 7.8971 | 7.7755 | 7.6558 | 7.5379 | 7.4218 | 7.3075
PG&E | GWh | Commercial | Com - Assembly | HVAC | No | HVAC - SEER Rated Package Rooftop AC (SEER 14) | 35.8621 | 36.3743 | 0 | 0 | 0 | 0 | 0 | 0 | 0 | 0 | 0 | 0
PG&E | GWh | Commercial | Com - Assembly | HVAC | No | HVAC - SEER Rated Package Rooftop HP (SEER 15) | 24.3057 | 24.681 | 11.6282 | 11.8049 | 11.9767 | 12.1411 | 12.2928 | 12.4442 | 12.59 | 12.742 | 12.898 | 13.0563
PG&E | GWh | Commercial | Com - Assembly | HVAC | No | HVAC - SEER Rated Split System AC (SEER 14) | 17.827 | 18.1152 | 18.395 | 0 | 0 | 0 | 0 | 0 | 0 | 0 | 0 | 0
PG&E | GWh | Commercial | Com - Assembly | HVAC | No | HVAC - SEER Rated Split System HP (SEER 15) | 6.887 | 7.0373 | 3.3352 | 3.4055 | 3.474 | 3.5398 | 3.6011 | 3.6622 | 3.7212 | 3.7822 | 3.8444 | 3.9072
PG&E | GWh | Commercial | Com - Assembly | Lighting | Yes | Lighting - LED Fixture (Replacing T8) - Emerging | 45.61 | 47.4248 | 49.2518 | 51.4296 | 53.3389 | 55.2477 | 56.8323 | 58.4373 | 60.0378 | 61.6896 | 63.383 | 64.7948
PG&E | GWh | Commercial | Com - Assembly | Lighting | Yes | Lighting - LED Lamp (Basic High - Indoor) - Emerging | 7.4679 | 7.7207 | 7.9568 | 8.1663 | 8.3751 | 1.1036 | 1.1269 | 1.148 | 1.1687 | 1.1878 | 1.2073 | 1.2272
PG&E | GWh | Commercial | Com - Assembly | Lighting | Yes | Lighting - LED Lamp (Basic Low - Indoor) - Emerging | 12.0872 | 12.5135 | 12.911 | 13.2616 | 13.6112 | 2.1259 | 2.1721 | 2.2138 | 2.2548 | 2.2973 | 2.3358 | 2.3749
PG&E | GWh | Commercial | Com - Assembly | Lighting | Yes | Lighting - LED Plug-In Indoor Fixture - Emerging | 5.0178 | 5.1709 | 5.307 | 5.4136 | 5.5364 | 0.32062 | 0.32616 | 0.33277 | 0.33772 | 0.34339 | 0.34867 | 0.35458
PG&E | GWh | Commercial | Com - Assembly | Lighting | No | Lighting - Cold Cathode Lamp | 0.15876 | 0.16126 | 0.1637 | 0.16623 | 0.1687 | 0 | 0 | 0 | 0 | 0 | 0 | 0
PG&E | GWh | Commercial | Com - Assembly | Lighting | No | Lighting - Compact Fluorescent Fixture (Indoor) | 23.1809 | 23.5393 | 23.8872 | 24.2505 | 24.6038 | 0 | 0 | 0 | 0 | 0 | 0 | 0
PG&E | GWh | Commercial | Com - Assembly | Lighting | No | Lighting - Exit Fixture (LED) | 3.5126 | 3.4585 | 3.4052 | 3.3528 | 3.3012 | 3.2503 | 3.2003 | 3.151 | 3.1025 | 3.0547 | 3.0076 | 2.9613
PG&E | GWh | Commercial | Com - Assembly | Lighting | No | Lighting - Halogen Lamp (A-Line) | 0.59274 | 0.60209 | 0.61117 | 0.62064 | 0.62986 | 0 | 0 | 0 | 0 | 0 | 0 | 0
PG&E | GWh | Commercial | Com - Assembly | Lighting | No | Lighting - High Bay HID to T5 | 4.1776 | 4.2423 | 4.3052 | 4.3709 | 4.4348 | 4.4959 | 4.5523 | 4.6086 | 4.6628 | 4.7194 | 4.7773 | 4.8362
PG&E | GWh | Commercial | Com - Assembly | Lighting | No | Lighting - Induction Fixture (Indoor) | 2.8496 | 2.8946 | 2.9382 | 2.9838 | 3.0281 | 3.0705 | 3.1097 | 3.1487 | 3.1864 | 3.2256 | 3.2658 | 3.3066
PG&E | GWh | Commercial | Com - Assembly | Lighting | No | Lighting - Induction Fixture (Outdoor) | 2.4693 | 2.5082 | 2.546 | 2.5855 | 2.6239 | 2.6606 | 2.6946 | 2.7284 | 2.7611 | 2.795 | 2.8299 | 2.8653
PG&E | GWh | Commercial | Com - Assembly | Lighting | No | Lighting - Linear Fluorescent Delamping | 0.61068 | 0.60128 | 0.44402 | 0.29145 | 0.14348 | 0 | 0 | 0 | 0 | 0 | 0 | 0
PG&E | GWh | Commercial | Com - Assembly | Lighting | No | Lighting - Low Bay HID to T5 | 0.3179 | 0.32283 | 0.32761 | 0.33261 | 0.33747 | 0.34212 | 0.34642 | 0.3507 | 0.35483 | 0.35913 | 0.36354 | 0.36802
PG&E | GWh | Commercial | Com - Assembly | Lighting | No | Lighting - Occupancy Sensor | 8.1784 | 8.3037 | 8.4253 | 8.5524 | 8.6759 | 8.7941 | 8.9032 | 9.012 | 9.1168 | 9.2261 | 9.3383 | 9.4521
PG&E | GWh | Commercial | Com - Assembly | Lighting | No | Lighting - Plug-In Fixture (Exterior) | 2.0709 | 2.1035 | 2.1353 | 2.1684 | 2.2006 | 2.2314 | 2.2598 | 2.2882 | 2.3156 | 2.3441 | 2.3733 | 2.403
PG&E | GWh | Commercial | Com - Assembly | Lighting | No | Lighting - Plug-In Fixture (Linear Fluorescent) | 9.659 | 9.808 | 9.9525 | 10.1035 | 10.2504 | 0 | 0 | 0 | 0 | 0 | 0 | 0
PG&E | GWh | Commercial | Com - Assembly | Lighting | No | Lighting - Plug-In Fixture (MH Directional) | 0.66549 | 0.67575 | 0.68571 | 0.69612 | 0.70623 | 0.71591 | 0.72485 | 0.73376 | 0.74234 | 0.7513 | 0.76048 | 0.7698
PG&E | GWh | Commercial | Com - Assembly | Lighting | No | Lighting - Plug-In Fixture (PSMH with Electronic Ballast) | 5.3681 | 5.4508 | 5.5312 | 5.6151 | 5.6967 | 5.7748 | 5.8469 | 5.9187 | 5.988 | 6.0602 | 6.1343 | 6.2095
PG&E | GWh | Commercial | Com - Assembly | SHW | No | SHW - EF Rated Instantaneous Water Heater (Electric) | 0.5264 | 0.53435 | 0.54206 | 0.55013 | 0.55797 | 0.56546 | 0.57238 | 0.57928 | 0.58593 | 0.59286 | 0.59998 | 0.6072
PG&E | GWh | Commercial | Com - Assembly | Service | No | HVAC - Comprehensive Rooftop Unit Quality Maintenance | 11.2916 | 11.1177 | 10.9465 | 10.7779 | 10.6119 | 10.4485 | 10.2876 | 10.1292 | 9.9732 | 9.8196 | 9.6684 | 9.5195
PG&E | GWh | Commercial | Com - Assembly | Service | No | Service - HVAC Fault Detection & Diagnositics | 11.0561 | 11.2305 | 11.3998 | 11.5766 | 11.7485 | 11.913 | 12.065 | 12.2166 | 12.3626 | 12.5148 | 12.6709 | 12.8292
PG&E | GWh | Commercial | Com - Assembly | Service | No | Service - Retro-Commissioning (Electric) | 35.054 | 34.5142 | 33.9827 | 33.4593 | 32.9441 | 32.4367 | 31.9372 | 31.4454 | 30.9611 | 30.4843 | 30.0149 | 29.5526
PG&E | GWh | Commercial | Com - Assembly | WholeBlg | No | HVAC - Energy Management System | 7.1114 | 7.2236 | 7.3325 | 7.4462 | 7.5568 | 7.6626 | 7.7603 | 7.8578 | 7.9518 | 8.0497 | 8.1501 | 8.2519
PG&E | GWh | Commercial | Com - Assembly | WholeBlg | No | WholeBlg - Com RET Level 1 | 41.2546 | 40.6193 | 39.9938 | 39.3779 | 38.7714 | 38.1744 | 37.5865 | 37.0076 | 36.4377 | 35.8766 | 35.3241 | 34.7801
PG&E | GWh | Commercial | Com - Assembly | WholeBlg | No | WholeBlg - Com RET Level 2 | 252.7275 | 248.8355 | 245.0034 | 241.2304 | 237.5154 | 233.8577 | 230.2563 | 226.7103 | 223.219 | 219.7814 | 216.3968 | 213.0643
PG&E | GWh | Commercial | Com - Education (Community College) | AppPlug | No | AppPlug - Computer Monitor | 0.14421 | 0.20231 | 0.2591 | 0.31677 | 0.37318 | 0.42789 | 0.48 | 0.53166 | 0.58196 | 0.63295 | 0.68425 | 0.73556
PG&E | GWh | Commercial | Com - Education (Community College) | AppPlug | No | AppPlug - Desktop Computer (Com - Power Management) | 3.1879 | 3.2381 | 3.287 | 3.3379 | 3.3875 | 3.4349 | 3.4788 | 3.5225 | 3.5646 | 3.6084 | 3.6535 | 3.6991
PG&E | GWh | Commercial | Com - Education (Community College) | AppPlug | No | AppPlug - Occupancy Sensor Plug Strip | 1.3305 | 1.3514 | 1.3718 | 1.3931 | 1.4138 | 1.4336 | 1.4519 | 1.4701 | 1.4877 | 1.506 | 1.5248 | 1.5438
PG&E | GWh | Commercial | Com - Education (Community College) | AppPlug | No | AppPlug - Vending Machine Controls | 9.1142 | 9.258 | 9.3976 | 9.5433 | 9.685 | 9.8207 | 9.9459 | 10.0709 | 10.1913 | 10.3167 | 10.4454 | 10.5759
PG&E | GWh | Commercial | Com - Education (Community College) | BldgEnv | No | BldgEnv - Attic Batt Insulation | 0.19428 | 0.19129 | 0.18834 | 0.18544 | 0.18259 | 0.17978 | 0.17701 | 0.17428 | 0.1716 | 0.16895 | 0.16635 | 0.16379
PG&E | GWh | Commercial | Com - Education (Community College) | BldgEnv | No | BldgEnv - Wall Spray On Insulation | 0.96368 | 0.94884 | 0.93423 | 0.91984 | 0.90567 | 0.89173 | 0.87799 | 0.86447 | 0.85116 | 0.83805 | 0.82515 | 0.81244
PG&E | GWh | Commercial | Com - Education (Community College) | BldgEnv | No | BldgEnv - Window Film | 4.0805 | 4.0177 | 3.9558 | 3.8949 | 3.8349 | 3.7759 | 3.7177 | 3.6605 | 3.6041 | 3.5486 | 3.494 | 3.4401
PG&E | GWh | Commercial | Com - Education (Community College) | FoodServ | No | FoodServ - Electric Griddle | 0.2489 | 0.25282 | 0.25663 | 0.26061 | 0.26448 | 0.26819 | 0.27161 | 0.27502 | 0.27831 | 0.28173 | 0.28525 | 0.28881
PG&E | GWh | Commercial | Com - Education (Community College) | FoodServ | No | FoodServ - Electric Steamer | 0.11816 | 0.12002 | 0.12183 | 0.12372 | 0.12556 | 0.12732 | 0.12894 | 0.13056 | 0.13212 | 0.13375 | 0.13541 | 0.13711
PG&E | GWh | Commercial | Com - Education (Community College) | FoodServ | No | FoodServ - Fryer (Electric) | 0.011164 | 0.01134 | 0.011511 | 0.01169 | 0.011863 | 0.012029 | 0.012183 | 0.012336 | 0.012483 | 0.012637 | 0.012795 | 0.012954
PG&E | GWh | Commercial | Com - Education (Community College) | FoodServ | No | FoodServ - Oven (Electric) | 2.2205 | 2.2555 | 2.2895 | 2.325 | 2.3596 | 2.3926 | 2.4231 | 2.4536 | 2.4829 | 2.5135 | 2.5448 | 2.5766
PG&E | GWh | Commercial | Com - Education (Community College) | HVAC | Yes | HVAC - Advanced Package Rooftop AC (> EER 12) - Emerging | 0 | 6.7257 | 6.7114 | 6.6999 | 6.688 | 6.675 | 6.6597 | 6.6451 | 6.6298 | 6.617 | 6.6061 | 6.5965
PG&E | GWh | Commercial | Com - Education (Community College) | HVAC | Yes | HVAC - Energy Recovery Ventilation - Emerging | 1.2929 | 1.3133 | 1.3331 | 1.3538 | 1.3739 | 1.3931 | 1.4109 | 1.4286 | 1.4457 | 1.4635 | 1.4817 | 1.5002
PG&E | GWh | Commercial | Com - Education (Community College) | HVAC | No | HVAC - Chiller (Centrifugal) | 3.1116 | 3.0881 | 3.0648 | 3.0426 | 3.0205 | 2.9985 | 2.9761 | 2.9542 | 2.9323 | 2.9114 | 2.8913 | 2.8718
PG&E | GWh | Commercial | Com - Education (Community College) | HVAC | No | HVAC - Chiller (Reciprocating) | 2.4341 | 2.448 | 2.4614 | 2.4761 | 2.4902 | 2.5034 | 2.5149 | 2.5266 | 2.5375 | 2.5496 | 2.5624 | 2.5757
PG&E | GWh | Commercial | Com - Education (Community College) | HVAC | No | HVAC - Demand Controlled Ventilation | 2.1315 | 2.1652 | 2.1978 | 2.2319 | 2.265 | 2.2968 | 2.3261 | 2.3553 | 2.3834 | 2.4128 | 2.4429 | 2.4734
PG&E | GWh | Commercial | Com - Education (Community College) | HVAC | No | HVAC - Direct Evaporative Cooler | 4.0065 | 4.0697 | 4.1311 | 4.1951 | 4.2574 | 4.3171 | 4.3721 | 4.4271 | 4.48 | 4.5351 | 4.5917 | 4.649
PG&E | GWh | Commercial | Com - Education (Community College) | HVAC | No | HVAC - EER Rated Package Rooftop AC (EER 11) | 1.6673 | 0 | 0 | 0 | 0 | 0 | 0 | 0 | 0 | 0 | 0 | 0
PG&E | GWh | Commercial | Com - Education (Community College) | HVAC | No | HVAC - EER Rated Package Rooftop HP (EER 11) | 0.012721 | 0 | 0 | 0 | 0 | 0 | 0 | 0 | 0 | 0 | 0 | 0
PG&E | GWh | Commercial | Com - Education (Community College) | HVAC | No | HVAC - Repair Duct System | 1.6384 | 1.6132 | 1.5883 | 1.5639 | 1.5398 | 1.5161 | 1.4927 | 1.4698 | 1.4471 | 1.4248 | 1.4029 | 1.3813
PG&E | GWh | Commercial | Com - Education (Community College) | HVAC | No | HVAC - SEER Rated Package Rooftop AC (Recharge) | 1.8721 | 1.8433 | 1.8149 | 1.7869 | 1.7594 | 1.7323 | 1.7056 | 1.6794 | 1.6535 | 1.628 | 1.603 | 1.5783
PG&E | GWh | Commercial | Com - Education (Community College) | HVAC | No | HVAC - SEER Rated Package Rooftop AC (SEER 14) | 10.5291 | 10.6903 | 0 | 0 | 0 | 0 | 0 | 0 | 0 | 0 | 0 | 0
PG&E | GWh | Commercial | Com - Education (Community College) | HVAC | No | HVAC - SEER Rated Package Rooftop HP (SEER 15) | 4.6096 | 4.7046 | 2.2272 | 2.2716 | 2.315 | 2.3566 | 2.3953 | 2.4338 | 2.4711 | 2.5096 | 2.5489 | 2.5887
PG&E | GWh | Commercial | Com - Education (Community College) | HVAC | No | HVAC - SEER Rated Split System AC (SEER 14) | 5.2149 | 5.2964 | 5.3755 | 0 | 0 | 0 | 0 | 0 | 0 | 0 | 0 | 0
PG&E | GWh | Commercial | Com - Education (Community College) | HVAC | No | HVAC - SEER Rated Split System HP (SEER 15) | 2.3372 | 2.3875 | 1.1312 | 1.1547 | 1.1777 | 1.1997 | 1.2202 | 1.2406 | 1.2604 | 1.2808 | 1.3016 | 1.3227
PG&E | GWh | Commercial | Com - Education (Community College) | HVAC | No | HVAC - Thermostat | 6.7149 | 6.8208 | 6.9236 | 7.031 | 7.1354 | 7.2353 | 7.3276 | 7.4197 | 7.5084 | 7.6008 | 7.6956 | 7.7917
PG&E | GWh | Commercial | Com - Education (Community College) | Lighting | Yes | Lighting - LED Fixture (Replacing T8) - Emerging | 44.8033 | 46.5989 | 48.4067 | 50.56 | 52.4498 | 54.3393 | 55.9099 | 57.5007 | 59.0872 | 60.7246 | 62.4034 | 63.8051
PG&E | GWh | Commercial | Com - Education (Community College) | Lighting | Yes | Lighting - LED Lamp (Basic High - Indoor) - Emerging | 0.95972 | 0.99228 | 1.0227 | 1.0497 | 1.0766 | 0.14186 | 0.14487 | 0.14759 | 0.15026 | 0.15272 | 0.15524 | 0.1578
PG&E | GWh | Commercial | Com - Education (Community College) | Lighting | Yes | Lighting - LED Lamp (Basic Low - Indoor) - Emerging | 1.6658 | 1.7247 | 1.7796 | 1.828 | 1.8763 | 0.29308 | 0.29947 | 0.30523 | 0.3109 | 0.31677 | 0.32209 | 0.32749
PG&E | GWh | Commercial | Com - Education (Community College) | Lighting | Yes | Lighting - LED Plug-In Indoor Fixture - Emerging | 3.9893 | 4.1113 | 4.2197 | 4.3048 | 4.4026 | 0.25497 | 0.25939 | 0.26466 | 0.26861 | 0.27314 | 0.27735 | 0.28206
PG&E | GWh | Commercial | Com - Education (Community College) | Lighting | No | Lighting - Cold Cathode Lamp | 0.082044 | 0.083339 | 0.084595 | 0.085907 | 0.087182 | 0 | 0 | 0 | 0 | 0 | 0 | 0
PG&E | GWh | Commercial | Com - Education (Community College) | Lighting | No | Lighting - Compact Fluorescent Fixture (Indoor) | 13.332 | 13.539 | 13.74 | 13.9498 | 14.1539 | 0 | 0 | 0 | 0 | 0 | 0 | 0
PG&E | GWh | Commercial | Com - Education (Community College) | Lighting | No | Lighting - Exit Fixture (LED) | 1.989 | 1.9584 | 1.9282 | 1.8985 | 1.8693 | 1.8405 | 1.8122 | 1.7843 | 1.7568 | 1.7297 | 1.7031 | 1.6769
PG&E | GWh | Commercial | Com - Education (Community College) | Lighting | No | Lighting - Halogen Lamp (A-Line) | 0.33099 | 0.33621 | 0.34128 | 0.34657 | 0.35172 | 0 | 0 | 0 | 0 | 0 | 0 | 0
PG&E | GWh | Commercial | Com - Education (Community College) | Lighting | No | Lighting - High Bay HID to T5 | 1.6527 | 1.6788 | 1.7042 | 1.7306 | 1.7563 | 1.7809 | 1.8037 | 1.8264 | 1.8482 | 1.871 | 1.8943 | 1.918
PG&E | GWh | Commercial | Com - Education (Community College) | Lighting | No | Lighting - Induction Fixture (Indoor) | 1.3364 | 1.3575 | 1.3779 | 1.3993 | 1.4201 | 1.4399 | 1.4583 | 1.4766 | 1.4943 | 1.5127 | 1.5315 | 1.5507
PG&E | GWh | Commercial | Com - Education (Community College) | Lighting | No | Lighting - Induction Fixture (Outdoor) | 1.3788 | 1.4006 | 1.4217 | 1.4438 | 1.4652 | 1.4857 | 1.5047 | 1.5236 | 1.5418 | 1.5608 | 1.5802 | 1.6
PG&E | GWh | Commercial | Com - Education (Community College) | Lighting | No | Lighting - Light Sensor | 0.5153 | 0.52902 | 0.54239 | 0.55618 | 0.56962 | 0.58256 | 0.59467 | 0.60671 | 0.61837 | 0.63038 | 0.64259 | 0.6549
PG&E | GWh | Commercial | Com - Education (Community College) | Lighting | No | Lighting - Linear Fluorescent Delamping | 0.072482 | 0.071366 | 0.0527 | 0.034592 | 0.01703 | 0 | 0 | 0 | 0 | 0 | 0 | 0
PG&E | GWh | Commercial | Com - Education (Community College) | Lighting | No | Lighting - Low Bay HID to T5 | 0.115 | 0.11682 | 0.11858 | 0.12042 | 0.12221 | 0.12392 | 0.1255 | 0.12708 | 0.1286 | 0.13018 | 0.13181 | 0.13346
PG&E | GWh | Commercial | Com - Education (Community College) | Lighting | No | Lighting - Occupancy Sensor | 2.5332 | 2.5723 | 2.6103 | 2.65 | 2.6885 | 2.7254 | 2.7595 | 2.7935 | 2.8262 | 2.8603 | 2.8953 | 2.9309
PG&E | GWh | Commercial | Com - Education (Community College) | Lighting | No | Lighting - Plug-In Fixture (Exterior) | 1.1564 | 1.1746 | 1.1923 | 1.2108 | 1.2288 | 1.246 | 1.2619 | 1.2778 | 1.293 | 1.309 | 1.3253 | 1.3418
PG&E | GWh | Commercial | Com - Education (Community College) | Lighting | No | Lighting - Plug-In Fixture (Linear Fluorescent) | 3.6291 | 3.6864 | 3.742 | 3.8001 | 3.8566 | 0 | 0 | 0 | 0 | 0 | 0 | 0
PG&E | GWh | Commercial | Com - Education (Community College) | Lighting | No | Lighting - Plug-In Fixture (MH Directional) | 0.35702 | 0.36265 | 0.36812 | 0.37384 | 0.37939 | 0.38471 | 0.38962 | 0.39452 | 0.39924 | 0.40416 | 0.4092 | 0.41432
PG&E | GWh | Commercial | Com - Education (Community College) | Lighting | No | Lighting - Plug-In Fixture (PSMH with Electronic Ballast) | 2.8798 | 2.9253 | 2.9694 | 3.0155 | 3.0603 | 3.1032 | 3.1428 | 3.1823 | 3.2204 | 3.2601 | 3.3008 | 3.342
PG&E | GWh | Commercial | Com - Education (Community College) | ProcHeat | No | ProcHeat - Boiler Draft Fan | 1.6473 | 1.6733 | 1.6985 | 1.7248 | 1.7504 | 1.775 | 1.7976 | 1.8202 | 1.8419 | 1.8646 | 1.8879 | 1.9115
PG&E | GWh | Commercial | Com - Education (Community College) | SHW | No | SHW - EF Rated Instantaneous Water Heater (Electric) | 0.11784 | 0.1197 | 0.12152 | 0.12341 | 0.12525 | 0.12701 | 0.12863 | 0.13025 | 0.13182 | 0.13344 | 0.13511 | 0.13681
PG&E | GWh | Commercial | Com - Education (Community College) | Service | No | HVAC - Comprehensive Rooftop Unit Quality Maintenance | 6.3053 | 6.2082 | 6.1126 | 6.0184 | 5.9258 | 5.8345 | 5.7447 | 5.6562 | 5.5691 | 5.4833 | 5.3989 | 5.3157
PG&E | GWh | Commercial | Com - Education (Community College) | Service | No | Service - HVAC Fault Detection & Diagnositics | 6.1738 | 6.2712 | 6.3657 | 6.4644 | 6.5604 | 6.6523 | 6.7372 | 6.8218 | 6.9034 | 6.9883 | 7.0755 | 7.1639
PG&E | GWh | Commercial | Com - Education (Community College) | Service | No | Service - Retro-Commissioning (Electric) | 19.5744 | 19.2729 | 18.9761 | 18.6839 | 18.3961 | 18.1128 | 17.8339 | 17.5593 | 17.2889 | 17.0226 | 16.7605 | 16.5023
PG&E | GWh | Commercial | Com - Education (Community College) | WholeBlg | No | HVAC - Energy Management System | 3.971 | 4.0337 | 4.0945 | 4.158 | 4.2197 | 4.2788 | 4.3334 | 4.3879 | 4.4403 | 4.495 | 4.551 | 4.6079
PG&E | GWh | Commercial | Com - Education (Community College) | WholeBlg | No | WholeBlg - Com RET Level 1 | 15.277 | 15.0417 | 14.8101 | 14.582 | 14.3574 | 14.1363 | 13.9186 | 13.7043 | 13.4932 | 13.2854 | 13.0808 | 12.8794
PG&E | GWh | Commercial | Com - Education (Community College) | WholeBlg | No | WholeBlg - Com RET Level 2 | 109.2896 | 107.6066 | 105.9494 | 104.3178 | 102.7113 | 101.1296 | 99.5722 | 98.0388 | 96.529 | 95.0424 | 93.5788 | 92.1377
PG&E | GWh | Commercial | Com - Education (Primary School) | AppPlug | No | AppPlug - Computer Monitor | 0.1348 | 0.13692 | 0.13899 | 0.14114 | 0.14324 | 0.14524 | 0.1471 | 0.14895 | 0.15073 | 0.15258 | 0.15448 | 0.15641
PG&E | GWh | Commercial | Com - Education (Primary School) | AppPlug | No | AppPlug - Desktop Computer (Com - Power Management) | 5.5067 | 5.5935 | 5.6779 | 5.7659 | 5.8515 | 5.9335 | 6.0091 | 6.0846 | 6.1574 | 6.2332 | 6.3109 | 6.3898
PG&E | GWh | Commercial | Com - Education (Primary School) | AppPlug | No | AppPlug - Occupancy Sensor Plug Strip | 2.0669 | 2.0995 | 2.1311 | 2.1642 | 2.1963 | 2.2271 | 2.2555 | 2.2838 | 2.3111 | 2.3396 | 2.3688 | 2.3984
PG&E | GWh | Commercial | Com - Education (Primary School) | AppPlug | No | AppPlug - Vending Machine Controls | 9.7226 | 9.876 | 10.0249 | 10.1803 | 10.3315 | 10.4762 | 10.6098 | 10.7431 | 10.8716 | 11.0054 | 11.1426 | 11.2818
PG&E | GWh | Commercial | Com - Education (Primary School) | BldgEnv | No | BldgEnv - Attic Batt Insulation | 0.037547 | 0.036969 | 0.0364 | 0.035839 | 0.035287 | 0.034744 | 0.034209 | 0.033682 | 0.033163 | 0.032653 | 0.03215 | 0.031655
PG&E | GWh | Commercial | Com - Education (Primary School) | BldgEnv | No | BldgEnv - Wall Spray On Insulation | 1.4971 | 1.474 | 1.4513 | 1.429 | 1.407 | 1.3853 | 1.364 | 1.343 | 1.3223 | 1.3019 | 1.2819 | 1.2621
PG&E | GWh | Commercial | Com - Education (Primary School) | BldgEnv | No | BldgEnv - Window Film | 12.3429 | 12.1528 | 11.9657 | 11.7814 | 11.6 | 11.4213 | 11.2454 | 11.0723 | 10.9018 | 10.7339 | 10.5686 | 10.4058
PG&E | GWh | Commercial | Com - Education (Primary School) | FoodServ | No | FoodServ - Electric Griddle | 4.4466 | 4.5168 | 4.5849 | 4.656 | 4.7251 | 4.7913 | 4.8524 | 4.9134 | 4.9721 | 5.0333 | 5.0961 | 5.1598
PG&E | GWh | Commercial | Com - Education (Primary School) | FoodServ | No | FoodServ - Electric Steamer | 0.39771 | 0.40399 | 0.41008 | 0.41644 | 0.42262 | 0.42854 | 0.434 | 0.43946 | 0.44471 | 0.45018 | 0.4558 | 0.46149
PG&E | GWh | Commercial | Com - Education (Primary School) | FoodServ | No | FoodServ - Fryer (Electric) | 0.048562 | 0.049328 | 0.050072 | 0.050848 | 0.051603 | 0.052326 | 0.052993 | 0.053659 | 0.054301 | 0.054969 | 0.055655 | 0.05635
PG&E | GWh | Commercial | Com - Education (Primary School) | FoodServ | No | FoodServ - Oven (Electric) | 0.78674 | 0.79916 | 0.8112 | 0.82378 | 0.83602 | 0.84772 | 0.85854 | 0.86932 | 0.87972 | 0.89054 | 0.90165 | 0.91292
PG&E | GWh | Commercial | Com - Education (Primary School) | HVAC | Yes | HVAC - Advanced Package Rooftop AC (> EER 12) - Emerging | 0 | 8.7208 | 8.6483 | 8.5787 | 8.5099 | 8.4412 | 8.3718 | 8.3038 | 8.2363 | 8.1714 | 8.1085 | 8.0475
PG&E | GWh | Commercial | Com - Education (Primary School) | HVAC | Yes | HVAC - Energy Recovery Ventilation - Emerging | 1.6171 | 1.6426 | 1.6674 | 1.6932 | 1.7184 | 1.7425 | 1.7647 | 1.7869 | 1.8082 | 1.8305 | 1.8533 | 1.8765
PG&E | GWh | Commercial | Com - Education (Primary School) | HVAC | No | HVAC - Demand Controlled Ventilation | 2.6661 | 2.7081 | 2.7489 | 2.7916 | 2.833 | 2.8727 | 2.9093 | 2.9459 | 2.9811 | 3.0178 | 3.0554 | 3.0936
PG&E | GWh | Commercial | Com - Education (Primary School) | HVAC | No | HVAC - Direct Evaporative Cooler | 4.3959 | 4.4652 | 4.5325 | 4.6028 | 4.6712 | 4.7366 | 4.797 | 4.8573 | 4.9153 | 4.9758 | 5.0379 | 5.1008
PG&E | GWh | Commercial | Com - Education (Primary School) | HVAC | No | HVAC - EER Rated Package Rooftop HP (EER 11) | 0.33241 | 0 | 0 | 0 | 0 | 0 | 0 | 0 | 0 | 0 | 0 | 0
PG&E | GWh | Commercial | Com - Education (Primary School) | HVAC | No | HVAC - Repair Duct System | 1.8503 | 1.8218 | 1.7938 | 1.7661 | 1.7389 | 1.7122 | 1.6858 | 1.6598 | 1.6343 | 1.6091 | 1.5843 | 1.5599
PG&E | GWh | Commercial | Com - Education (Primary School) | HVAC | No | HVAC - SEER Rated Package Rooftop AC (Recharge) | 2.1202 | 2.0876 | 2.0554 | 2.0238 | 1.9926 | 1.9619 | 1.9317 | 1.902 | 1.8727 | 1.8438 | 1.8154 | 1.7875
PG&E | GWh | Commercial | Com - Education (Primary School) | HVAC | No | HVAC - SEER Rated Package Rooftop AC (SEER 14) | 11.8733 | 12.0395 | 0 | 0 | 0 | 0 | 0 | 0 | 0 | 0 | 0 | 0
PG&E | GWh | Commercial | Com - Education (Primary School) | HVAC | No | HVAC - SEER Rated Package Rooftop HP (SEER 15) | 6.5495 | 6.6683 | 3.1496 | 3.2053 | 3.2595 | 3.3115 | 3.3597 | 3.4078 | 3.4542 | 3.5023 | 3.5516 | 3.6014
PG&E | GWh | Commercial | Com - Education (Primary School) | HVAC | No | HVAC - SEER Rated Split System AC (SEER 14) | 5.9591 | 6.0463 | 6.1309 | 0 | 0 | 0 | 0 | 0 | 0 | 0 | 0 | 0
PG&E | GWh | Commercial | Com - Education (Primary School) | HVAC | No | HVAC - SEER Rated Split System HP (SEER 15) | 2.0883 | 2.1436 | 1.0202 | 1.046 | 1.0711 | 1.0952 | 1.1179 | 1.1404 | 1.1621 | 1.1846 | 1.2074 | 1.2304
PG&E | GWh | Commercial | Com - Education (Primary School) | HVAC | No | HVAC - Thermostat | 8.1586 | 8.2874 | 8.4123 | 8.5427 | 8.6696 | 8.791 | 8.9031 | 9.015 | 9.1228 | 9.2351 | 9.3502 | 9.4671
PG&E | GWh | Commercial | Com - Education (Primary School) | Lighting | Yes | Lighting - LED Fixture (Replacing T8) - Emerging | 59.603 | 61.9838 | 64.3807 | 67.2366 | 69.7418 | 72.2466 | 74.3273 | 76.4348 | 78.5366 | 80.7057 | 82.9296 | 84.7851
PG&E | GWh | Commercial | Com - Education (Primary School) | Lighting | Yes | Lighting - LED Lamp (Basic High - Indoor) - Emerging | 1.3361 | 1.3814 | 1.4237 | 1.4612 | 1.4986 | 0.19746 | 0.20163 | 0.20541 | 0.20913 | 0.21254 | 0.21604 | 0.2196
PG&E | GWh | Commercial | Com - Education (Primary School) | Lighting | Yes | Lighting - LED Lamp (Basic Low - Indoor) - Emerging | 2.3192 | 2.4011 | 2.4774 | 2.5447 | 2.6118 | 0.40794 | 0.41681 | 0.42481 | 0.43269 | 0.44085 | 0.44823 | 0.45574
PG&E | GWh | Commercial | Com - Education (Primary School) | Lighting | Yes | Lighting - LED Plug-In Indoor Fixture - Emerging | 6.0003 | 6.1835 | 6.3462 | 6.4739 | 6.6207 | 0.38342 | 0.39005 | 0.39796 | 0.40388 | 0.41067 | 0.41699 | 0.42406
PG&E | GWh | Commercial | Com - Education (Primary School) | Lighting | No | Lighting - Cold Cathode Lamp | 0.13411 | 0.13622 | 0.13828 | 0.14042 | 0.14251 | 0 | 0 | 0 | 0 | 0 | 0 | 0
PG&E | GWh | Commercial | Com - Education (Primary School) | Lighting | No | Lighting - Compact Fluorescent Fixture (Indoor) | 18.5612 | 18.8484 | 19.1273 | 19.4185 | 19.7017 | 0 | 0 | 0 | 0 | 0 | 0 | 0
PG&E | GWh | Commercial | Com - Education (Primary School) | Lighting | No | Lighting - Exit Fixture (LED) | 2.9908 | 2.9447 | 2.8994 | 2.8547 | 2.8108 | 2.7675 | 2.7249 | 2.6829 | 2.6416 | 2.6009 | 2.5609 | 2.5214
PG&E | GWh | Commercial | Com - Education (Primary School) | Lighting | No | Lighting - Halogen Lamp (A-Line) | 0.5142 | 0.52231 | 0.53018 | 0.5384 | 0.5464 | 0 | 0 | 0 | 0 | 0 | 0 | 0
PG&E | GWh | Commercial | Com - Education (Primary School) | Lighting | No | Lighting - High Bay HID to T5 | 2.1987 | 2.2331 | 2.2665 | 2.3014 | 2.3354 | 2.3678 | 2.3978 | 2.4277 | 2.4566 | 2.4866 | 2.5174 | 2.5487
PG&E | GWh | Commercial | Com - Education (Primary School) | Lighting | No | Lighting - Induction Fixture (Indoor) | 2.0362 | 2.0683 | 2.0995 | 2.1321 | 2.1637 | 2.194 | 2.222 | 2.2499 | 2.2768 | 2.3048 | 2.3336 | 2.3627
PG&E | GWh | Commercial | Com - Education (Primary School) | Lighting | No | Lighting - Induction Fixture (Outdoor) | 2.1421 | 2.1759 | 2.2087 | 2.2429 | 2.2762 | 2.3081 | 2.3375 | 2.3669 | 2.3952 | 2.4247 | 2.4549 | 2.4856
PG&E | GWh | Commercial | Com - Education (Primary School) | Lighting | No | Lighting - Light Sensor | 0.53809 | 0.55123 | 0.56402 | 0.57724 | 0.59012 | 0.60251 | 0.61409 | 0.6256 | 0.63675 | 0.64824 | 0.65994 | 0.67175
PG&E | GWh | Commercial | Com - Education (Primary School) | Lighting | No | Lighting - Linear Fluorescent Delamping | 0.1009 | 0.099345 | 0.073361 | 0.048154 | 0.023706 | 0 | 0 | 0 | 0 | 0 | 0 | 0
PG&E | GWh | Commercial | Com - Education (Primary School) | Lighting | No | Lighting - Low Bay HID to T5 | 0.15299 | 0.15538 | 0.15771 | 0.16014 | 0.1625 | 0.16476 | 0.16684 | 0.16893 | 0.17093 | 0.17302 | 0.17516 | 0.17734
PG&E | GWh | Commercial | Com - Education (Primary School) | Lighting | No | Lighting - Occupancy Sensor | 4.3437 | 4.4141 | 4.4824 | 4.5537 | 4.6231 | 4.6895 | 4.7509 | 4.8121 | 4.8711 | 4.9325 | 4.9955 | 5.0593
PG&E | GWh | Commercial | Com - Education (Primary School) | Lighting | No | Lighting - Plug-In Fixture (Exterior) | 1.7965 | 1.8248 | 1.8523 | 1.881 | 1.909 | 1.9357 | 1.9604 | 1.985 | 2.0088 | 2.0335 | 2.0588 | 2.0846
PG&E | GWh | Commercial | Com - Education (Primary School) | Lighting | No | Lighting - Plug-In Fixture (Linear Fluorescent) | 5.4595 | 5.545 | 5.628 | 5.7147 | 5.799 | 0 | 0 | 0 | 0 | 0 | 0 | 0
PG&E | GWh | Commercial | Com - Education (Primary School) | Lighting | No | Lighting - Plug-In Fixture (MH Directional) | 0.5264 | 0.53464 | 0.54264 | 0.551 | 0.55912 | 0.5669 | 0.57408 | 0.58124 | 0.58814 | 0.59533 | 0.60271 | 0.61019
PG&E | GWh | Commercial | Com - Education (Primary School) | Lighting | No | Lighting - Plug-In Fixture (PSMH with Electronic Ballast) | 4.2461 | 4.3126 | 4.3771 | 4.4445 | 4.5101 | 4.5728 | 4.6307 | 4.6885 | 4.7442 | 4.8022 | 4.8617 | 4.922
PG&E | GWh | Commercial | Com - Education (Primary School) | ProcHeat | No | ProcHeat - Boiler Draft Fan | 3.9646 | 4.0271 | 4.0878 | 4.1512 | 4.2129 | 4.2719 | 4.3264 | 4.3807 | 4.4331 | 4.4877 | 4.5436 | 4.6004
PG&E | GWh | Commercial | Com - Education (Primary School) | SHW | No | SHW - EF Rated Instantaneous Water Heater (Electric) | 0.20709 | 0.21021 | 0.21323 | 0.21639 | 0.21946 | 0.2224 | 0.22511 | 0.22781 | 0.23042 | 0.23313 | 0.23592 | 0.23875
PG&E | GWh | Commercial | Com - Education (Primary School) | Service | No | HVAC - Comprehensive Rooftop Unit Quality Maintenance | 9.7954 | 9.6445 | 9.496 | 9.3498 | 9.2058 | 9.064 | 8.9244 | 8.787 | 8.6517 | 8.5184 | 8.3872 | 8.2581
PG&E | GWh | Commercial | Com - Education (Primary School) | Service | No | Service - HVAC Fault Detection & Diagnositics | 9.5911 | 9.7424 | 9.8893 | 10.0426 | 10.1917 | 10.3345 | 10.4663 | 10.5978 | 10.7245 | 10.8565 | 10.9919 | 11.1292
PG&E | GWh | Commercial | Com - Education (Primary School) | Service | No | Service - Retro-Commissioning (Electric) | 30.4091 | 29.9408 | 29.4797 | 29.0257 | 28.5787 | 28.1386 | 27.7053 | 27.2786 | 26.8585 | 26.4449 | 26.0377 | 25.6367
PG&E | GWh | Commercial | Com - Education (Primary School) | WholeBlg | No | HVAC - Energy Management System | 6.1691 | 6.2664 | 6.3609 | 6.4595 | 6.5554 | 6.6472 | 6.732 | 6.8166 | 6.8981 | 6.983 | 7.0701 | 7.1584
PG&E | GWh | Commercial | Com - Education (Primary School) | WholeBlg | No | WholeBlg - Com RET Level 1 | 21.1013 | 20.7763 | 20.4564 | 20.1413 | 19.8312 | 19.5258 | 19.2251 | 18.929 | 18.6375 | 18.3505 | 18.0679 | 17.7896
PG&E | GWh | Commercial | Com - Education (Primary School) | WholeBlg | No | WholeBlg - Com RET Level 2 | 151.9769 | 149.6365 | 147.3321 | 145.0631 | 142.8292 | 140.6296 | 138.4639 | 136.3316 | 134.2321 | 132.1649 | 130.1295 | 128.1255
PG&E | GWh | Commercial | Com - Education (Relocatable Classroom) | AppPlug | No | AppPlug - Computer Monitor | 0.1348 | 0.13692 | 0.13899 | 0.14114 | 0.14324 | 0.14524 | 0.1471 | 0.14895 | 0.15073 | 0.15258 | 0.15448 | 0.15641
PG&E | GWh | Commercial | Com - Education (Relocatable Classroom) | AppPlug | No | AppPlug - Desktop Computer (Com - Power Management) | 4.9524 | 5.0305 | 5.1064 | 5.1855 | 5.2625 | 5.3362 | 5.4043 | 5.4722 | 5.5376 | 5.6058 | 5.6757 | 5.7466
PG&E | GWh | Commercial | Com - Education (Relocatable Classroom) | AppPlug | No | AppPlug - Occupancy Sensor Plug Strip | 2.0669 | 2.0995 | 2.1311 | 2.1642 | 2.1963 | 2.2271 | 2.2555 | 2.2838 | 2.3111 | 2.3396 | 2.3688 | 2.3984
PG&E | GWh | Commercial | Com - Education (Relocatable Classroom) | AppPlug | No | AppPlug - Vending Machine Controls | 9.7226 | 9.876 | 10.0249 | 10.1803 | 10.3315 | 10.4762 | 10.6098 | 10.7431 | 10.8716 | 11.0054 | 11.1426 | 11.2818
PG&E | GWh | Commercial | Com - Education (Relocatable Classroom) | BldgEnv | No | BldgEnv - Attic Batt Insulation | 0.037547 | 0.036969 | 0.0364 | 0.035839 | 0.035287 | 0.034744 | 0.034209 | 0.033682 | 0.033163 | 0.032653 | 0.03215 | 0.031655
PG&E | GWh | Commercial | Com - Education (Relocatable Classroom) | BldgEnv | No | BldgEnv - Wall Spray On Insulation | 1.4971 | 1.474 | 1.4513 | 1.429 | 1.407 | 1.3853 | 1.364 | 1.343 | 1.3223 | 1.3019 | 1.2819 | 1.2621
PG&E | GWh | Commercial | Com - Education (Relocatable Classroom) | BldgEnv | No | BldgEnv - Window Film | 12.3429 | 12.1528 | 11.9657 | 11.7814 | 11.6 | 11.4213 | 11.2454 | 11.0723 | 10.9018 | 10.7339 | 10.5686 | 10.4058
PG&E | GWh | Commercial | Com - Education (Relocatable Classroom) | FoodServ | No | FoodServ - Electric Griddle | 4.4466 | 4.5168 | 4.5849 | 4.656 | 4.7251 | 4.7913 | 4.8524 | 4.9134 | 4.9721 | 5.0333 | 5.0961 | 5.1598
PG&E | GWh | Commercial | Com - Education (Relocatable Classroom) | FoodServ | No | FoodServ - Electric Steamer | 0.39771 | 0.40399 | 0.41008 | 0.41644 | 0.42262 | 0.42854 | 0.434 | 0.43946 | 0.44471 | 0.45018 | 0.4558 | 0.46149
PG&E | GWh | Commercial | Com - Education (Relocatable Classroom) | FoodServ | No | FoodServ - Fryer (Electric) | 0.048562 | 0.049328 | 0.050072 | 0.050848 | 0.051603 | 0.052326 | 0.052993 | 0.053659 | 0.054301 | 0.054969 | 0.055655 | 0.05635
PG&E | GWh | Commercial | Com - Education (Relocatable Classroom) | FoodServ | No | FoodServ - Oven (Electric) | 0.78674 | 0.79916 | 0.8112 | 0.82378 | 0.83602 | 0.84772 | 0.85854 | 0.86932 | 0.87972 | 0.89054 | 0.90165 | 0.91292
PG&E | GWh | Commercial | Com - Education (Relocatable Classroom) | HVAC | Yes | HVAC - Energy Recovery Ventilation - Emerging | 1.7187 | 1.7458 | 1.7721 | 1.7996 | 1.8263 | 1.8519 | 1.8755 | 1.8991 | 1.9218 | 1.9455 | 1.9697 | 1.9943
PG&E | GWh | Commercial | Com - Education (Relocatable Classroom) | HVAC | No | HVAC - Demand Controlled Ventilation | 2.8335 | 2.8782 | 2.9216 | 2.9669 | 3.011 | 3.0532 | 3.0921 | 3.131 | 3.1684 | 3.2074 | 3.2474 | 3.288
PG&E | GWh | Commercial | Com - Education (Relocatable Classroom) | HVAC | No | HVAC - Repair Duct System | 2.8211 | 2.7776 | 2.7349 | 2.6927 | 2.6513 | 2.6104 | 2.5702 | 2.5307 | 2.4917 | 2.4533 | 2.4155 | 2.3783
PG&E | GWh | Commercial | Com - Education (Relocatable Classroom) | HVAC | No | HVAC - SEER Rated Package Rooftop AC (Recharge) | 3.3421 | 3.2907 | 3.24 | 3.1901 | 3.141 | 3.0926 | 3.045 | 2.9981 | 2.9519 | 2.9064 | 2.8617 | 2.8176
PG&E | GWh | Commercial | Com - Education (Relocatable Classroom) | HVAC | No | HVAC - SEER Rated Package Rooftop AC (SEER 14) | 28.5183 | 28.75 | 0 | 0 | 0 | 0 | 0 | 0 | 0 | 0 | 0 | 0
PG&E | GWh | Commercial | Com - Education (Relocatable Classroom) | HVAC | No | HVAC - SEER Rated Package Rooftop HP (SEER 15) | 9.3664 | 9.5515 | 4.5182 | 4.6049 | 4.6893 | 4.7704 | 4.8457 | 4.9208 | 4.9932 | 5.0683 | 5.145 | 5.2226
PG&E | GWh | Commercial | Com - Education (Relocatable Classroom) | HVAC | No | HVAC - SEER Rated Split System AC (SEER 14) | 15.5886 | 15.7141 | 15.8351 | 0 | 0 | 0 | 0 | 0 | 0 | 0 | 0 | 0
PG&E | GWh | Commercial | Com - Education (Relocatable Classroom) | HVAC | No | HVAC - SEER Rated Split System HP (SEER 15) | 3.8205 | 3.9015 | 1.848 | 1.886 | 1.9229 | 1.9584 | 1.9914 | 2.0243 | 2.0561 | 2.089 | 2.1225 | 2.1564
PG&E | GWh | Commercial | Com - Education (Relocatable Classroom) | HVAC | No | HVAC - Thermostat | 13.2679 | 13.4772 | 13.6804 | 13.8925 | 14.0988 | 14.2963 | 14.4786 | 14.6605 | 14.8358 | 15.0184 | 15.2057 | 15.3957
PG&E | GWh | Commercial | Com - Education (Relocatable Classroom) | Lighting | Yes | Lighting - LED Fixture (Replacing T8) - Emerging | 66.7006 | 69.5332 | 72.3877 | 75.7692 | 78.76 | 81.7527 | 84.2643 | 86.8097 | 89.3494 | 91.9717 | 94.6615 | 96.9342
PG&E | GWh | Commercial | Com - Education (Relocatable Classroom) | Lighting | Yes | Lighting - LED Lamp (Basic High - Indoor) - Emerging | 1.5003 | 1.5545 | 1.6054 | 1.6511 | 1.6966 | 0.22397 | 0.22909 | 0.23377 | 0.23837 | 0.24263 | 0.247 | 0.25143
PG&E | GWh | Commercial | Com - Education (Relocatable Classroom) | Lighting | Yes | Lighting - LED Lamp (Basic Low - Indoor) - Emerging | 2.6041 | 2.702 | 2.7937 | 2.8754 | 2.957 | 0.46271 | 0.47358 | 0.48346 | 0.49319 | 0.50327 | 0.51246 | 0.52181
PG&E | GWh | Commercial | Com - Education (Relocatable Classroom) | Lighting | Yes | Lighting - LED Plug-In Indoor Fixture - Emerging | 5.8046 | 5.995 | 6.1656 | 6.3025 | 6.458 | 0.37468 | 0.38181 | 0.39019 | 0.39662 | 0.40391 | 0.41074 | 0.41832
PG&E | GWh | Commercial | Com - Education (Relocatable Classroom) | Lighting | No | Lighting - Cold Cathode Lamp | 0.1478 | 0.15014 | 0.1524 | 0.15476 | 0.15706 | 0 | 0 | 0 | 0 | 0 | 0 | 0
PG&E | GWh | Commercial | Com - Education (Relocatable Classroom) | Lighting | No | Lighting - Compact Fluorescent Fixture (Indoor) | 20.8411 | 21.2104 | 21.5691 | 21.9424 | 22.3057 | 0 | 0 | 0 | 0 | 0 | 0 | 0
PG&E | GWh | Commercial | Com - Education (Relocatable Classroom) | Lighting | No | Lighting - Exit Fixture (LED) | 2.7299 | 2.6878 | 2.6464 | 2.6057 | 2.5655 | 2.526 | 2.4871 | 2.4488 | 2.4111 | 2.374 | 2.3374 | 2.3014
PG&E | GWh | Commercial | Com - Education (Relocatable Classroom) | Lighting | No | Lighting - Halogen Lamp (A-Line) | 0.5142 | 0.52231 | 0.53018 | 0.5384 | 0.5464 | 0 | 0 | 0 | 0 | 0 | 0 | 0
PG&E | GWh | Commercial | Com - Education (Relocatable Classroom) | Lighting | No | Lighting - High Bay HID to T5 | 2.4605 | 2.5051 | 2.5484 | 2.5935 | 2.6373 | 2.6794 | 2.7184 | 2.7573 | 2.7948 | 2.8337 | 2.8736 | 2.9139
PG&E | GWh | Commercial | Com - Education (Relocatable Classroom) | Lighting | No | Lighting - Induction Fixture (Indoor) | 2.0362 | 2.0683 | 2.0995 | 2.1321 | 2.1637 | 2.194 | 2.222 | 2.2499 | 2.2768 | 2.3048 | 2.3336 | 2.3627
PG&E | GWh | Commercial | Com - Education (Relocatable Classroom) | Lighting | No | Lighting - Induction Fixture (Outdoor) | 2.1421 | 2.1759 | 2.2087 | 2.2429 | 2.2762 | 2.3081 | 2.3375 | 2.3669 | 2.3952 | 2.4247 | 2.4549 | 2.4856
PG&E | GWh | Commercial | Com - Education (Relocatable Classroom) | Lighting | No | Lighting - Linear Fluorescent Delamping | 0.10915 | 0.10747 | 0.079362 | 0.052093 | 0.025646 | 0 | 0 | 0 | 0 | 0 | 0 | 0
PG&E | GWh | Commercial | Com - Education (Relocatable Classroom) | Lighting | No | Lighting - Low Bay HID to T5 | 0.1712 | 0.17431 | 0.17732 | 0.18046 | 0.18351 | 0.18644 | 0.18915 | 0.19185 | 0.19446 | 0.19717 | 0.19995 | 0.20275
PG&E | GWh | Commercial | Com - Education (Relocatable Classroom) | Lighting | No | Lighting - Occupancy Sensor | 5.3076 | 5.3921 | 5.4742 | 5.5599 | 5.6432 | 5.7229 | 5.7966 | 5.87 | 5.9409 | 6.0146 | 6.0902 | 6.1669
PG&E | GWh | Commercial | Com - Education (Relocatable Classroom) | Lighting | No | Lighting - Plug-In Fixture (Exterior) | 1.7965 | 1.8248 | 1.8523 | 1.881 | 1.909 | 1.9357 | 1.9604 | 1.985 | 2.0088 | 2.0335 | 2.0588 | 2.0846
PG&E | GWh | Commercial | Com - Education (Relocatable Classroom) | Lighting | No | Lighting - Plug-In Fixture (Linear Fluorescent) | 5.2721 | 5.3676 | 5.4605 | 5.557 | 5.651 | 0 | 0 | 0 | 0 | 0 | 0 | 0
PG&E | GWh | Commercial | Com - Education (Relocatable Classroom) | Lighting | No | Lighting - Plug-In Fixture (MH Directional) | 0.50832 | 0.51753 | 0.52648 | 0.53579 | 0.54485 | 0.55354 | 0.5616 | 0.56963 | 0.57738 | 0.58542 | 0.59365 | 0.60198
PG&E | GWh | Commercial | Com - Education (Relocatable Classroom) | Lighting | No | Lighting - Plug-In Fixture (PSMH with Electronic Ballast) | 4.1003 | 4.1746 | 4.2468 | 4.3219 | 4.395 | 4.4651 | 4.53 | 4.5948 | 4.6573 | 4.7222 | 4.7886 | 4.8558
PG&E | GWh | Commercial | Com - Education (Relocatable Classroom) | SHW | No | SHW - EF Rated Instantaneous Water Heater (Electric) | 0.43856 | 0.44493 | 0.45112 | 0.45759 | 0.46388 | 0.46989 | 0.47543 | 0.48096 | 0.48628 | 0.49184 | 0.49755 | 0.50334
PG&E | GWh | Commercial | Com - Education (Relocatable Classroom) | Service | No | HVAC - Comprehensive Rooftop Unit Quality Maintenance | 9.7954 | 9.6445 | 9.496 | 9.3498 | 9.2058 | 9.064 | 8.9244 | 8.787 | 8.6517 | 8.5184 | 8.3872 | 8.2581
PG&E | GWh | Commercial | Com - Education (Relocatable Classroom) | Service | No | Service - HVAC Fault Detection & Diagnositics | 9.5911 | 9.7424 | 9.8893 | 10.0426 | 10.1917 | 10.3345 | 10.4663 | 10.5978 | 10.7245 | 10.8565 | 10.9919 | 11.1292
PG&E | GWh | Commercial | Com - Education (Relocatable Classroom) | Service | No | Service - Retro-Commissioning (Electric) | 30.4091 | 29.9408 | 29.4797 | 29.0257 | 28.5787 | 28.1386 | 27.7053 | 27.2786 | 26.8585 | 26.4449 | 26.0377 | 25.6367
PG&E | GWh | Commercial | Com - Education (Relocatable Classroom) | WholeBlg | No | HVAC - Energy Management System | 6.1691 | 6.2664 | 6.3609 | 6.4595 | 6.5554 | 6.6472 | 6.732 | 6.8166 | 6.8981 | 6.983 | 7.0701 | 7.1584
PG&E | GWh | Commercial | Com - Education (Relocatable Classroom) | WholeBlg | No | WholeBlg - Com RET Level 1 | 22.6444 | 22.2956 | 21.9523 | 21.6142 | 21.2814 | 20.9536 | 20.6309 | 20.3132 | 20.0004 | 19.6924 | 19.3891 | 19.0905
PG&E | GWh | Commercial | Com - Education (Relocatable Classroom) | WholeBlg | No | WholeBlg - Com RET Level 2 | 154.6785 | 152.2965 | 149.9511 | 147.6419 | 145.3682 | 143.1295 | 140.9253 | 138.7551 | 136.6182 | 134.5143 | 132.4428 | 130.4032
PG&E | GWh | Commercial | Com - Education (Secondary School) | AppPlug | No | AppPlug - Computer Monitor | 0.067398 | 0.068462 | 0.069494 | 0.070571 | 0.071619 | 0.072622 | 0.073549 | 0.074473 | 0.075363 | 0.076291 | 0.077242 | 0.078207
PG&E | GWh | Commercial | Com - Education (Secondary School) | AppPlug | No | AppPlug - Desktop Computer (Com - Power Management) | 2.7497 | 2.7931 | 2.8352 | 2.8792 | 2.9219 | 2.9629 | 3.0006 | 3.0383 | 3.0747 | 3.1125 | 3.1513 | 3.1907
PG&E | GWh | Commercial | Com - Education (Secondary School) | AppPlug | No | AppPlug - Occupancy Sensor Plug Strip | 1.0334 | 1.0497 | 1.0656 | 1.0821 | 1.0982 | 1.1135 | 1.1277 | 1.1419 | 1.1556 | 1.1698 | 1.1844 | 1.1992
PG&E | GWh | Commercial | Com - Education (Secondary School) | AppPlug | No | AppPlug - Vending Machine Controls | 4.8613 | 4.938 | 5.0124 | 5.0902 | 5.1657 | 5.2381 | 5.3049 | 5.3716 | 5.4358 | 5.5027 | 5.5713 | 5.6409
PG&E | GWh | Commercial | Com - Education (Secondary School) | BldgEnv | No | BldgEnv - Attic Batt Insulation | 1.1246 | 1.1072 | 1.0902 | 1.0734 | 1.0569 | 1.0406 | 1.0246 | 1.0088 | 0.99325 | 0.97795 | 0.96289 | 0.94806
PG&E | GWh | Commercial | Com - Education (Secondary School) | BldgEnv | No | BldgEnv - Wall Spray On Insulation | 0.74855 | 0.73702 | 0.72567 | 0.71449 | 0.70349 | 0.69266 | 0.68199 | 0.67149 | 0.66115 | 0.65096 | 0.64094 | 0.63107
PG&E | GWh | Commercial | Com - Education (Secondary School) | BldgEnv | No | BldgEnv - Window Film | 6.1715 | 6.0764 | 5.9828 | 5.8907 | 5.8 | 5.7107 | 5.6227 | 5.5361 | 5.4509 | 5.3669 | 5.2843 | 5.2029
PG&E | GWh | Commercial | Com - Education (Secondary School) | FoodServ | No | FoodServ - Electric Griddle | 2.2233 | 2.2584 | 2.2924 | 2.328 | 2.3626 | 2.3956 | 2.4262 | 2.4567 | 2.4861 | 2.5167 | 2.548 | 2.5799
PG&E | GWh | Commercial | Com - Education (Secondary School) | FoodServ | No | FoodServ - Electric Steamer | 0.19886 | 0.20199 | 0.20504 | 0.20822 | 0.21131 | 0.21427 | 0.217 | 0.21973 | 0.22236 | 0.22509 | 0.2279 | 0.23075
PG&E | GWh | Commercial | Com - Education (Secondary School) | FoodServ | No | FoodServ - Fryer (Electric) | 0.024281 | 0.024664 | 0.025036 | 0.025424 | 0.025802 | 0.026163 | 0.026497 | 0.02683 | 0.02715 | 0.027484 | 0.027827 | 0.028175
PG&E | GWh | Commercial | Com - Education (Secondary School) | FoodServ | No | FoodServ - Oven (Electric) | 0.39337 | 0.39958 | 0.4056 | 0.41189 | 0.41801 | 0.42386 | 0.42927 | 0.43466 | 0.43986 | 0.44527 | 0.45083 | 0.45646
PG&E | GWh | Commercial | Com - Education (Secondary School) | HVAC | Yes | HVAC - Advanced Package Rooftop AC (> EER 12) - Emerging | 0 | 4.354 | 4.3325 | 4.3126 | 4.2927 | 4.2726 | 4.2514 | 4.2308 | 4.2101 | 4.1908 | 4.1726 | 4.1554
PG&E | GWh | Commercial | Com - Education (Secondary School) | HVAC | Yes | HVAC - Energy Recovery Ventilation - Emerging | 0.8396 | 0.85284 | 0.8657 | 0.87912 | 0.89218 | 0.90467 | 0.91621 | 0.92772 | 0.93881 | 0.95037 | 0.96222 | 0.97424
PG&E | GWh | Commercial | Com - Education (Secondary School) | HVAC | No | HVAC - Chiller (Centrifugal) | 1.5867 | 1.575 | 1.5634 | 1.5523 | 1.5413 | 1.5303 | 1.5192 | 1.5082 | 1.4973 | 1.4869 | 1.4769 | 1.4672
PG&E | GWh | Commercial | Com - Education (Secondary School) | HVAC | No | HVAC - Chiller (Reciprocating) | 1.0929 | 1.0989 | 1.1047 | 1.1111 | 1.1172 | 1.1229 | 1.1278 | 1.1328 | 1.1375 | 1.1427 | 1.1483 | 1.154
PG&E | GWh | Commercial | Com - Education (Secondary School) | HVAC | No | HVAC - Demand Controlled Ventilation | 1.3842 | 1.406 | 1.4272 | 1.4494 | 1.4709 | 1.4915 | 1.5105 | 1.5295 | 1.5478 | 1.5668 | 1.5864 | 1.6062
PG&E | GWh | Commercial | Com - Education (Secondary School) | HVAC | No | HVAC - Direct Evaporative Cooler | 2.7076 | 2.7503 | 2.7918 | 2.8351 | 2.8772 | 2.9175 | 2.9547 | 2.9918 | 3.0276 | 3.0648 | 3.1031 | 3.1418
PG&E | GWh | Commercial | Com - Education (Secondary School) | HVAC | No | HVAC - EER Rated Package Rooftop AC (EER 11) | 0.97155 | 0 | 0 | 0 | 0 | 0 | 0 | 0 | 0 | 0 | 0 | 0
PG&E | GWh | Commercial | Com - Education (Secondary School) | HVAC | No | HVAC - Repair Duct System | 0.91068 | 0.89666 | 0.88285 | 0.86926 | 0.85587 | 0.84269 | 0.82971 | 0.81693 | 0.80435 | 0.79197 | 0.77977 | 0.76776
PG&E | GWh | Commercial | Com - Education (Secondary School) | HVAC | No | HVAC - SEER Rated Package Rooftop AC (Recharge) | 1.0627 | 1.0464 | 1.0303 | 1.0144 | 0.99878 | 0.9834 | 0.96825 | 0.95334 | 0.93866 | 0.92421 | 0.90997 | 0.89596
PG&E | GWh | Commercial | Com - Education (Secondary School) | HVAC | No | HVAC - SEER Rated Package Rooftop AC (SEER 14) | 6.1295 | 6.2184 | 0 | 0 | 0 | 0 | 0 | 0 | 0 | 0 | 0 | 0
PG&E | GWh | Commercial | Com - Education (Secondary School) | HVAC | No | HVAC - SEER Rated Package Rooftop HP (SEER 15) | 3.5283 | 3.6022 | 1.7058 | 1.7404 | 1.7741 | 1.8065 | 1.8366 | 1.8666 | 1.8956 | 1.9256 | 1.9562 | 1.9872
PG&E | GWh | Commercial | Com - Education (Secondary School) | HVAC | No | HVAC - SEER Rated Split System AC (SEER 14) | 3.1068 | 3.1542 | 3.2001 | 0 | 0 | 0 | 0 | 0 | 0 | 0 | 0 | 0
PG&E | GWh | Commercial | Com - Education (Secondary School) | HVAC | No | HVAC - SEER Rated Split System HP (SEER 15) | 1.0207 | 1.0505 | 0.50123 | 0.51512 | 0.52866 | 0.54171 | 0.55394 | 0.5661 | 0.57788 | 0.58998 | 0.60229 | 0.61469
PG&E | GWh | Commercial | Com - Education (Secondary School) | HVAC | No | HVAC - Thermostat | 3.9345 | 3.9966 | 4.0568 | 4.1197 | 4.1809 | 4.2394 | 4.2935 | 4.3475 | 4.3994 | 4.4536 | 4.5091 | 4.5655
PG&E | GWh | Commercial | Com - Education (Secondary School) | Lighting | Yes | Lighting - LED Fixture (Replacing T8) - Emerging | 31.4294 | 32.702 | 33.9834 | 35.5083 | 36.8485 | 38.1886 | 39.3045 | 40.4348 | 41.5623 | 42.7259 | 43.9191 | 44.9176
PG&E | GWh | Commercial | Com - Education (Secondary School) | Lighting | Yes | Lighting - LED Lamp (Basic High - Indoor) - Emerging | 0.68828 | 0.71203 | 0.73424 | 0.75401 | 0.7737 | 0.102 | 0.10421 | 0.10621 | 0.10818 | 0.10999 | 0.11184 | 0.11373
PG&E | GWh | Commercial | Com - Education (Secondary School) | Lighting | Yes | Lighting - LED Lamp (Basic Low - Indoor) - Emerging | 1.1947 | 1.2376 | 1.2777 | 1.3131 | 1.3485 | 0.21073 | 0.21541 | 0.21965 | 0.22382 | 0.22814 | 0.23205 | 0.23603
PG&E | GWh | Commercial | Com - Education (Secondary School) | Lighting | Yes | Lighting - LED Plug-In Indoor Fixture - Emerging | 2.9716 | 3.0641 | 3.1466 | 3.2117 | 3.2863 | 0.19041 | 0.1938 | 0.19782 | 0.20085 | 0.20431 | 0.20754 | 0.21115
PG&E | GWh | Commercial | Com - Education (Secondary School) | Lighting | No | Lighting - Cold Cathode Lamp | 0.069096 | 0.070186 | 0.071244 | 0.072348 | 0.073423 | 0 | 0 | 0 | 0 | 0 | 0 | 0
PG&E | GWh | Commercial | Com - Education (Secondary School) | Lighting | No | Lighting - Compact Fluorescent Fixture (Indoor) | 9.5613 | 9.7152 | 9.8646 | 10.0204 | 10.172 | 0 | 0 | 0 | 0 | 0 | 0 | 0
PG&E | GWh | Commercial | Com - Education (Secondary School) | Lighting | No | Lighting - Exit Fixture (LED) | 1.5486 | 1.5247 | 1.5013 | 1.4781 | 1.4554 | 1.433 | 1.4109 | 1.3892 | 1.3678 | 1.3467 | 1.326 | 1.3056
PG&E | GWh | Commercial | Com - Education (Secondary School) | Lighting | No | Lighting - Halogen Lamp (A-Line) | 0.2571 | 0.26115 | 0.26509 | 0.2692 | 0.2732 | 0 | 0 | 0 | 0 | 0 | 0 | 0
PG&E | GWh | Commercial | Com - Education (Secondary School) | Lighting | No | Lighting - High Bay HID to T5 | 1.1594 | 1.1782 | 1.1964 | 1.2154 | 1.2339 | 1.2516 | 1.268 | 1.2843 | 1.3 | 1.3164 | 1.3332 | 1.3502
PG&E | GWh | Commercial | Com - Education (Secondary School) | Lighting | No | Lighting - Induction Fixture (Indoor) | 1.0862 | 1.1033 | 1.1199 | 1.1373 | 1.1542 | 1.1703 | 1.1853 | 1.2002 | 1.2145 | 1.2295 | 1.2448 | 1.2603
PG&E | GWh | Commercial | Com - Education (Secondary School) | Lighting | No | Lighting - Induction Fixture (Outdoor) | 1.071 | 1.0879 | 1.1043 | 1.1215 | 1.1381 | 1.154 | 1.1688 | 1.1835 | 1.1976 | 1.2123 | 1.2275 | 1.2428
PG&E | GWh | Commercial | Com - Education (Secondary School) | Lighting | No | Lighting - Light Sensor | 0.28308 | 0.29024 | 0.29721 | 0.30442 | 0.31143 | 0.31819 | 0.3245 | 0.33078 | 0.33686 | 0.34313 | 0.3495 | 0.35594
PG&E | GWh | Commercial | Com - Education (Secondary School) | Lighting | No | Lighting - Linear Fluorescent Delamping | 0.052716 | 0.051904 | 0.038329 | 0.025159 | 0.012386 | 0 | 0 | 0 | 0 | 0 | 0 | 0
PG&E | GWh | Commercial | Com - Education (Secondary School) | Lighting | No | Lighting - Low Bay HID to T5 | 0.080672 | 0.081978 | 0.083246 | 0.084569 | 0.085856 | 0.087088 | 0.088227 | 0.089363 | 0.090458 | 0.091598 | 0.092766 | 0.093951
PG&E | GWh | Commercial | Com - Education (Secondary School) | Lighting | No | Lighting - Occupancy Sensor | 2.1154 | 2.1482 | 2.1801 | 2.2134 | 2.2458 | 2.2768 | 2.3054 | 2.3339 | 2.3614 | 2.3901 | 2.4195 | 2.4493
PG&E | GWh | Commercial | Com - Education (Secondary School) | Lighting | No | Lighting - Plug-In Fixture (Exterior) | 0.89823 | 0.9124 | 0.92616 | 0.94052 | 0.95449 | 0.96785 | 0.9802 | 0.99251 | 1.0044 | 1.0167 | 1.0294 | 1.0423
PG&E | GWh | Commercial | Com - Education (Secondary School) | Lighting | No | Lighting - Plug-In Fixture (Linear Fluorescent) | 2.7022 | 2.7459 | 2.7884 | 2.8327 | 2.8758 | 0 | 0 | 0 | 0 | 0 | 0 | 0
PG&E | GWh | Commercial | Com - Education (Secondary School) | Lighting | No | Lighting - Plug-In Fixture (MH Directional) | 0.27929 | 0.28382 | 0.28821 | 0.29279 | 0.29724 | 0.30151 | 0.30545 | 0.30938 | 0.31317 | 0.31712 | 0.32116 | 0.32526
PG&E | GWh | Commercial | Com - Education (Secondary School) | Lighting | No | Lighting - Plug-In Fixture (PSMH with Electronic Ballast) | 2.2529 | 2.2894 | 2.3248 | 2.3617 | 2.3976 | 2.4321 | 2.4639 | 2.4956 | 2.5262 | 2.558 | 2.5906 | 2.6237
PG&E | GWh | Commercial | Com - Education (Secondary School) | ProcHeat | No | ProcHeat - Boiler Draft Fan | 1.9823 | 2.0136 | 2.0439 | 2.0756 | 2.1064 | 2.1359 | 2.1632 | 2.1904 | 2.2165 | 2.2438 | 2.2718 | 2.3002
PG&E | GWh | Commercial | Com - Education (Secondary School) | SHW | No | SHW - EF Rated Instantaneous Water Heater (Electric) | 0.14484 | 0.14706 | 0.1492 | 0.15145 | 0.15363 | 0.15571 | 0.15764 | 0.15956 | 0.16141 | 0.16334 | 0.16532 | 0.16733
PG&E | GWh | Commercial | Com - Education (Secondary School) | Service | No | HVAC - Comprehensive Rooftop Unit Quality Maintenance | 4.8977 | 4.8223 | 4.748 | 4.6749 | 4.6029 | 4.532 | 4.4622 | 4.3935 | 4.3258 | 4.2592 | 4.1936 | 4.129
PG&E | GWh | Commercial | Com - Education (Secondary School) | Service | No | Service - HVAC Fault Detection & Diagnositics | 4.7955 | 4.8712 | 4.9446 | 5.0213 | 5.0959 | 5.1672 | 5.2331 | 5.2989 | 5.3622 | 5.4282 | 5.4959 | 5.5646
PG&E | GWh | Commercial | Com - Education (Secondary School) | Service | No | Service - Retro-Commissioning (Electric) | 15.2046 | 14.9704 | 14.7399 | 14.5129 | 14.2894 | 14.0693 | 13.8526 | 13.6393 | 13.4293 | 13.2225 | 13.0188 | 12.8183
PG&E | GWh | Commercial | Com - Education (Secondary School) | WholeBlg | No | HVAC - Energy Management System | 3.0845 | 3.1332 | 3.1804 | 3.2298 | 3.2777 | 3.3236 | 3.366 | 3.4083 | 3.4491 | 3.4915 | 3.5351 | 3.5792
PG&E | GWh | Commercial | Com - Education (Secondary School) | WholeBlg | No | WholeBlg - Com RET Level 1 | 11.5572 | 11.3793 | 11.204 | 11.0315 | 10.8616 | 10.6943 | 10.5296 | 10.3675 | 10.2078 | 10.0506 | 9.8958 | 9.7434
PG&E | GWh | Commercial | Com - Education (Secondary School) | WholeBlg | No | WholeBlg - Com RET Level 2 | 80.1288 | 78.8948 | 77.6799 | 76.4836 | 75.3057 | 74.146 | 73.0042 | 71.8799 | 70.773 | 69.6831 | 68.6099 | 67.5534
PG&E | GWh | Commercial | Com - Education (University) | AppPlug | No | AppPlug - Computer Monitor | 0.086769 | 0.088137 | 0.089466 | 0.090854 | 0.092203 | 0.093494 | 0.094687 | 0.095876 | 0.097022 | 0.098217 | 0.099442 | 0.10068
PG&E | GWh | Commercial | Com - Education (University) | AppPlug | No | AppPlug - Desktop Computer (Com - Power Management) | 3.1879 | 3.2381 | 3.287 | 3.3379 | 3.3875 | 3.4349 | 3.4788 | 3.5225 | 3.5646 | 3.6084 | 3.6535 | 3.6991
PG&E | GWh | Commercial | Com - Education (University) | AppPlug | No | AppPlug - Occupancy Sensor Plug Strip | 1.3305 | 1.3514 | 1.3718 | 1.3931 | 1.4138 | 1.4336 | 1.4519 | 1.4701 | 1.4877 | 1.506 | 1.5248 | 1.5438
PG&E | GWh | Commercial | Com - Education (University) | AppPlug | No | AppPlug - Vending Machine Controls | 9.1142 | 9.258 | 9.3976 | 9.5433 | 9.685 | 9.8207 | 9.9459 | 10.0709 | 10.1913 | 10.3167 | 10.4454 | 10.5759
PG&E | GWh | Commercial | Com - Education (University) | BldgEnv | No | BldgEnv - Attic Batt Insulation | 0.0056821 | 0.0055946 | 0.0055084 | 0.0054236 | 0.0053401 | 0.0052578 | 0.0051768 | 0.0050971 | 0.0050186 | 0.0049413 | 0.0048652 | 0.0047903
PG&E | GWh | Commercial | Com - Education (University) | BldgEnv | No | BldgEnv - Wall Spray On Insulation | 0.96368 | 0.94884 | 0.93423 | 0.91984 | 0.90567 | 0.89173 | 0.87799 | 0.86447 | 0.85116 | 0.83805 | 0.82515 | 0.81244
PG&E | GWh | Commercial | Com - Education (University) | BldgEnv | No | BldgEnv - Window Film | 4.0805 | 4.0177 | 3.9558 | 3.8949 | 3.8349 | 3.7759 | 3.7177 | 3.6605 | 3.6041 | 3.5486 | 3.494 | 3.4401
PG&E | GWh | Commercial | Com - Education (University) | FoodServ | No | FoodServ - Electric Griddle | 0.2489 | 0.25282 | 0.25663 | 0.26061 | 0.26448 | 0.26819 | 0.27161 | 0.27502 | 0.27831 | 0.28173 | 0.28525 | 0.28881
PG&E | GWh | Commercial | Com - Education (University) | FoodServ | No | FoodServ - Electric Steamer | 0.11816 | 0.12002 | 0.12183 | 0.12372 | 0.12556 | 0.12732 | 0.12894 | 0.13056 | 0.13212 | 0.13375 | 0.13541 | 0.13711
PG&E | GWh | Commercial | Com - Education (University) | FoodServ | No | FoodServ - Fryer (Electric) | 0.011164 | 0.01134 | 0.011511 | 0.01169 | 0.011863 | 0.012029 | 0.012183 | 0.012336 | 0.012483 | 0.012637 | 0.012795 | 0.012954
PG&E | GWh | Commercial | Com - Education (University) | FoodServ | No | FoodServ - Oven (Electric) | 2.2205 | 2.2555 | 2.2895 | 2.325 | 2.3596 | 2.3926 | 2.4231 | 2.4536 | 2.4829 | 2.5135 | 2.5448 | 2.5766
PG&E | GWh | Commercial | Com - Education (University) | HVAC | Yes | HVAC - Advanced Package Rooftop AC (> EER 12) - Emerging | 0 | 7.0603 | 7.0511 | 7.0449 | 7.0382 | 7.0302 | 7.0195 | 7.0094 | 6.9986 | 6.9904 | 6.9842 | 6.9793
PG&E | GWh | Commercial | Com - Education (University) | HVAC | No | HVAC - Chiller (Centrifugal) | 5.4927 | 5.4498 | 5.4073 | 5.3667 | 5.3264 | 5.2862 | 5.2454 | 5.2054 | 5.1657 | 5.1276 | 5.0908 | 5.0552
PG&E | GWh | Commercial | Com - Education (University) | HVAC | No | HVAC - Chiller (Reciprocating) | 3.6466 | 3.6658 | 3.6842 | 3.7045 | 3.724 | 3.7422 | 3.7579 | 3.7738 | 3.7887 | 3.8053 | 3.8229 | 3.8413
PG&E | GWh | Commercial | Com - Education (University) | HVAC | No | HVAC - EER Rated Package Rooftop AC (EER 11) | 1.8805 | 0 | 0 | 0 | 0 | 0 | 0 | 0 | 0 | 0 | 0 | 0
PG&E | GWh | Commercial | Com - Education (University) | HVAC | No | HVAC - EER Rated Package Rooftop HP (EER 11) | 0.014614 | 0 | 0 | 0 | 0 | 0 | 0 | 0 | 0 | 0 | 0 | 0
PG&E | GWh | Commercial | Com - Education (University) | HVAC | No | HVAC - Repair Duct System | 1.8868 | 1.8577 | 1.8291 | 1.801 | 1.7732 | 1.7459 | 1.719 | 1.6926 | 1.6665 | 1.6408 | 1.6156 | 1.5907
PG&E | GWh | Commercial | Com - Education (University) | HVAC | No | HVAC - SEER Rated Package Rooftop AC (Recharge) | 2.5446 | 2.5054 | 2.4668 | 2.4288 | 2.3914 | 2.3546 | 2.3183 | 2.2826 | 2.2475 | 2.2129 | 2.1788 | 2.1452
PG&E | GWh | Commercial | Com - Education (University) | HVAC | No | HVAC - SEER Rated Package Rooftop AC (SEER 14) | 11.8074 | 11.9833 | 0 | 0 | 0 | 0 | 0 | 0 | 0 | 0 | 0 | 0
PG&E | GWh | Commercial | Com - Education (University) | HVAC | No | HVAC - SEER Rated Package Rooftop HP (SEER 15) | 4.8626 | 4.9548 | 2.342 | 2.3853 | 2.4273 | 2.4677 | 2.5052 | 2.5425 | 2.5786 | 2.616 | 2.6542 | 2.6928
PG&E | GWh | Commercial | Com - Education (University) | HVAC | No | HVAC - SEER Rated Split System AC (SEER 14) | 6.4543 | 6.5526 | 6.6481 | 0 | 0 | 0 | 0 | 0 | 0 | 0 | 0 | 0
PG&E | GWh | Commercial | Com - Education (University) | HVAC | No | HVAC - SEER Rated Split System HP (SEER 15) | 2.7264 | 2.7779 | 1.313 | 1.3372 | 1.3607 | 1.3833 | 1.4042 | 1.4251 | 1.4453 | 1.4662 | 1.4876 | 1.5092
PG&E | GWh | Commercial | Com - Education (University) | HVAC | No | HVAC - Thermostat | 6.7031 | 6.8089 | 6.9115 | 7.0187 | 7.1229 | 7.2227 | 7.3148 | 7.4067 | 7.4953 | 7.5875 | 7.6822 | 7.7781
PG&E | GWh | Commercial | Com - Education (University) | Lighting | Yes | Lighting - LED Fixture (Replacing T8) - Emerging | 43.9615 | 45.733 | 47.5168 | 49.6403 | 51.5054 | 53.3703 | 54.9219 | 56.4936 | 58.0611 | 59.679 | 61.3378 | 62.7245
PG&E | GWh | Commercial | Com - Education (University) | Lighting | Yes | Lighting - LED Lamp (Basic High - Indoor) - Emerging | 0.94973 | 0.98225 | 1.0127 | 1.0397 | 1.0666 | 0.14059 | 0.1436 | 0.14633 | 0.14902 | 0.15149 | 0.15402 | 0.15659
PG&E | GWh | Commercial | Com - Education (University) | Lighting | Yes | Lighting - LED Lamp (Basic Low - Indoor) - Emerging | 1.6485 | 1.7073 | 1.7622 | 1.8106 | 1.859 | 0.29045 | 0.29685 | 0.30262 | 0.30832 | 0.31421 | 0.31955 | 0.32498
PG&E | GWh | Commercial | Com - Education (University) | Lighting | Yes | Lighting - LED Plug-In Indoor Fixture - Emerging | 4.031 | 4.1555 | 4.2664 | 4.3537 | 4.4538 | 0.25801 | 0.26255 | 0.26794 | 0.272 | 0.27664 | 0.28097 | 0.2858
PG&E | GWh | Commercial | Com - Education (University) | Lighting | No | Lighting - Cold Cathode Lamp | 0.081482 | 0.082768 | 0.084016 | 0.085318 | 0.086585 | 0 | 0 | 0 | 0 | 0 | 0 | 0
PG&E | GWh | Commercial | Com - Education (University) | Lighting | No | Lighting - Compact Fluorescent Fixture (Indoor) | 13.1932 | 13.4022 | 13.6051 | 13.8169 | 14.0229 | 0 | 0 | 0 | 0 | 0 | 0 | 0
PG&E | GWh | Commercial | Com - Education (University) | Lighting | No | Lighting - Exit Fixture (LED) | 2.0244 | 1.9932 | 1.9625 | 1.9323 | 1.9025 | 1.8732 | 1.8444 | 1.816 | 1.788 | 1.7605 | 1.7334 | 1.7067
PG&E | GWh | Commercial | Com - Education (University) | Lighting | No | Lighting - Halogen Lamp (A-Line) | 0.33099 | 0.33621 | 0.34128 | 0.34657 | 0.35172 | 0 | 0 | 0 | 0 | 0 | 0 | 0
PG&E | GWh | Commercial | Com - Education (University) | Lighting | No | Lighting - High Bay HID to T5 | 1.6217 | 1.6476 | 1.6728 | 1.6991 | 1.7247 | 1.7492 | 1.7718 | 1.7944 | 1.8161 | 1.8388 | 1.862 | 1.8855
PG&E | GWh | Commercial | Com - Education (University) | Lighting | No | Lighting - Induction Fixture (Indoor) | 1.3682 | 1.3898 | 1.4108 | 1.4326 | 1.4539 | 1.4743 | 1.4931 | 1.5118 | 1.5299 | 1.5487 | 1.5681 | 1.5877
PG&E | GWh | Commercial | Com - Education (University) | Lighting | No | Lighting - Induction Fixture (Outdoor) | 1.3788 | 1.4006 | 1.4217 | 1.4438 | 1.4652 | 1.4857 | 1.5047 | 1.5236 | 1.5418 | 1.5608 | 1.5802 | 1.6
PG&E | GWh | Commercial | Com - Education (University) | Lighting | No | Lighting - Light Sensor | 1.0046 | 1.0286 | 1.0518 | 1.0759 | 1.0993 | 1.1219 | 1.1429 | 1.1639 | 1.1841 | 1.205 | 1.2263 | 1.2478
PG&E | GWh | Commercial | Com - Education (University) | Lighting | No | Lighting - Linear Fluorescent Delamping | 0.070694 | 0.069606 | 0.0514 | 0.033739 | 0.01661 | 0 | 0 | 0 | 0 | 0 | 0 | 0
PG&E | GWh | Commercial | Com - Education (University) | Lighting | No | Lighting - Low Bay HID to T5 | 0.11284 | 0.11464 | 0.1164 | 0.11823 | 0.12001 | 0.12171 | 0.12328 | 0.12485 | 0.12637 | 0.12794 | 0.12956 | 0.1312
PG&E | GWh | Commercial | Com - Education (University) | Lighting | No | Lighting - Occupancy Sensor | 2.6972 | 2.7392 | 2.7799 | 2.8225 | 2.8639 | 2.9035 | 2.94 | 2.9765 | 3.0116 | 3.0483 | 3.0858 | 3.1239
PG&E | GWh | Commercial | Com - Education (University) | Lighting | No | Lighting - Plug-In Fixture (Exterior) | 1.1564 | 1.1746 | 1.1923 | 1.2108 | 1.2288 | 1.246 | 1.2619 | 1.2778 | 1.293 | 1.309 | 1.3253 | 1.3418
PG&E | GWh | Commercial | Com - Education (University) | Lighting | No | Lighting - Plug-In Fixture (Linear Fluorescent) | 3.6669 | 3.7256 | 3.7826 | 3.842 | 3.8999 | 0 | 0 | 0 | 0 | 0 | 0 | 0
PG&E | GWh | Commercial | Com - Education (University) | Lighting | No | Lighting - Plug-In Fixture (MH Directional) | 0.39973 | 0.40612 | 0.41233 | 0.41882 | 0.42512 | 0.43115 | 0.43673 | 0.44229 | 0.44765 | 0.45323 | 0.45896 | 0.46476
PG&E | GWh | Commercial | Com - Education (University) | Lighting | No | Lighting - Plug-In Fixture (PSMH with Electronic Ballast) | 3.2243 | 3.2759 | 3.326 | 3.3783 | 3.4292 | 3.4778 | 3.5228 | 3.5677 | 3.6109 | 3.6559 | 3.7021 | 3.7489
PG&E | GWh | Commercial | Com - Education (University) | ProcHeat | No | ProcHeat - Boiler Draft Fan | 1.1991 | 1.218 | 1.2364 | 1.2555 | 1.2742 | 1.292 | 1.3085 | 1.3249 | 1.3408 | 1.3573 | 1.3742 | 1.3914
PG&E | GWh | Commercial | Com - Education (University) | SHW | No | SHW - EF Rated Instantaneous Water Heater (Electric) | 0.090456 | 0.091888 | 0.093279 | 0.094731 | 0.096143 | 0.097495 | 0.098743 | 0.099988 | 0.10119 | 0.10244 | 0.10372 | 0.10502
PG&E | GWh | Commercial | Com - Education (University) | Service | No | HVAC - Comprehensive Rooftop Unit Quality Maintenance | 6.3053 | 6.2082 | 6.1126 | 6.0184 | 5.9258 | 5.8345 | 5.7447 | 5.6562 | 5.5691 | 5.4833 | 5.3989 | 5.3157
PG&E | GWh | Commercial | Com - Education (University) | Service | No | Service - HVAC Fault Detection & Diagnositics | 6.1738 | 6.2712 | 6.3657 | 6.4644 | 6.5604 | 6.6523 | 6.7372 | 6.8218 | 6.9034 | 6.9883 | 7.0755 | 7.1639
PG&E | GWh | Commercial | Com - Education (University) | Service | No | Service - Retro-Commissioning (Electric) | 19.5744 | 19.2729 | 18.9761 | 18.6839 | 18.3961 | 18.1128 | 17.8339 | 17.5593 | 17.2889 | 17.0226 | 16.7605 | 16.5023
PG&E | GWh | Commercial | Com - Education (University) | WholeBlg | No | HVAC - Energy Management System | 3.971 | 4.0337 | 4.0945 | 4.158 | 4.2197 | 4.2788 | 4.3334 | 4.3879 | 4.4403 | 4.495 | 4.551 | 4.6079
PG&E | GWh | Commercial | Com - Education (University) | WholeBlg | No | WholeBlg - Com RET Level 1 | 17.2361 | 16.9707 | 16.7094 | 16.452 | 16.1987 | 15.9492 | 15.7036 | 15.4618 | 15.2237 | 14.9892 | 14.7584 | 14.5311
PG&E | GWh | Commercial | Com - Education (University) | WholeBlg | No | WholeBlg - Com RET Level 2 | 115.4271 | 113.6495 | 111.8993 | 110.1761 | 108.4794 | 106.8088 | 105.1639 | 103.5444 | 101.9498 | 100.3798 | 98.8339 | 97.3119
PG&E | GWh | Commercial | Com - Grocery | AppPlug | No | AppPlug - Computer Monitor | 0.16731 | 0.16995 | 0.17252 | 0.17519 | 0.17779 | 0.18028 | 0.18258 | 0.18487 | 0.18709 | 0.18939 | 0.19175 | 0.19415
PG&E | GWh | Commercial | Com - Grocery | AppPlug | No | AppPlug - Desktop Computer (Com - Power Management) | 6.147 | 6.244 | 6.3382 | 6.4364 | 6.532 | 6.6235 | 6.708 | 6.7923 | 6.8735 | 6.9581 | 7.0448 | 7.1329
PG&E | GWh | Commercial | Com - Grocery | AppPlug | No | AppPlug - Occupancy Sensor Plug Strip | 2.5655 | 2.606 | 2.6452 | 2.6863 | 2.7261 | 2.7643 | 2.7996 | 2.8348 | 2.8687 | 2.904 | 2.9402 | 2.9769
PG&E | GWh | Commercial | Com - Grocery | AppPlug | No | AppPlug - Vending Machine Controls | 3.9836 | 4.0464 | 4.1075 | 4.1711 | 4.2331 | 4.2924 | 4.3471 | 4.4017 | 4.4544 | 4.5092 | 4.5654 | 4.6225
PG&E | GWh | Commercial | Com - Grocery | BldgEnv | No | BldgEnv - Attic Batt Insulation | 0.071891 | 0.070784 | 0.069694 | 0.068621 | 0.067564 | 0.066524 | 0.065499 | 0.06449 | 0.063497 | 0.062519 | 0.061557 | 0.060609
PG&E | GWh | Commercial | Com - Grocery | BldgEnv | No | BldgEnv - Wall Spray On Insulation | 1.8582 | 1.8296 | 1.8014 | 1.7737 | 1.7464 | 1.7195 | 1.693 | 1.6669 | 1.6413 | 1.616 | 1.5911 | 1.5666
PG&E | GWh | Commercial | Com - Grocery | BldgEnv | No | BldgEnv - Window Film | 9.7027 | 9.5533 | 9.4062 | 9.2613 | 9.1187 | 8.9783 | 8.84 | 8.7039 | 8.5698 | 8.4379 | 8.3079 | 8.18
PG&E | GWh | Commercial | Com - Grocery | ComRefrig | No | ComRefrig - Door Gasket (Reach-In Refrigerator) | 48.6238 | 47.875 | 47.1377 | 46.4118 | 45.6971 | 44.9933 | 44.3004 | 43.6182 | 42.9465 | 42.2851 | 41.6339 | 40.9928
PG&E | GWh | Commercial | Com - Grocery | ComRefrig | No | ComRefrig - Door Gasket (Walk-In Refrigerator) | 17.0157 | 16.7537 | 16.4957 | 16.2416 | 15.9915 | 15.7453 | 15.5028 | 15.264 | 15.029 | 14.7975 | 14.5696 | 14.3453
PG&E | GWh | Commercial | Com - Grocery | ComRefrig | No | ComRefrig - Refrigerated Case Night Cover (Low Temp) | 34.5073 | 33.9759 | 33.4526 | 32.9375 | 32.4302 | 31.9308 | 31.4391 | 30.9549 | 30.4782 | 30.0088 | 29.5467 | 29.0917
PG&E | GWh | Commercial | Com - Grocery | ComRefrig | No | ComRefrig - Refrigerated Case Night Cover (Med Temp) | 50.9571 | 50.1724 | 49.3997 | 48.639 | 47.8899 | 47.1524 | 46.4263 | 45.7113 | 45.0074 | 44.3143 | 43.6318 | 42.9599
PG&E | GWh | Commercial | Com - Grocery | ComRefrig | No | ComRefrig - Strip Curtain for Walk In Refrigerator | 27.2433 | 26.8237 | 26.4106 | 26.0039 | 25.6035 | 25.2092 | 24.8209 | 24.4387 | 24.0624 | 23.6918 | 23.3269 | 22.9677
PG&E | GWh | Commercial | Com - Grocery | FoodServ | No | FoodServ - Electric Steamer | 2.772 | 2.8158 | 2.8582 | 2.9025 | 2.9456 | 2.9869 | 3.025 | 3.063 | 3.0996 | 3.1378 | 3.1769 | 3.2166
PG&E | GWh | Commercial | Com - Grocery | FoodServ | No | FoodServ - Oven (Electric) | 1.2019 | 1.2208 | 1.2392 | 1.2585 | 1.2772 | 1.295 | 1.3116 | 1.328 | 1.3439 | 1.3605 | 1.3774 | 1.3946
PG&E | GWh | Commercial | Com - Grocery | HVAC | Yes | HVAC - Advanced Package Rooftop AC (> EER 12) - Emerging | 0 | 18.7628 | 18.4738 | 18.1893 | 17.9092 | 17.6334 | 17.3619 | 17.0945 | 16.8312 | 16.572 | 16.3168 | 16.0656
PG&E | GWh | Commercial | Com - Grocery | HVAC | No | HVAC - EER Rated Package Rooftop HP (EER 11) | 0.7815 | 0.099542 | 0.14789 | 0.19696 | 0.24496 | 0.29154 | 0.33593 | 0.37993 | 0.42278 | 0.46619 | 0.50985 | 0.5535
PG&E | GWh | Commercial | Com - Grocery | HVAC | No | HVAC - Repair Duct System | 8.1042 | 7.9794 | 7.8566 | 7.7356 | 7.6164 | 7.4991 | 7.3837 | 7.27 | 7.158 | 7.0478 | 6.9392 | 6.8324
PG&E | GWh | Commercial | Com - Grocery | HVAC | No | HVAC - SEER Rated Package Rooftop AC (Recharge) | 12.4059 | 12.2148 | 12.0267 | 11.8415 | 11.6592 | 11.4796 | 11.3028 | 11.1288 | 10.9574 | 10.7886 | 10.6225 | 10.4589
PG&E | GWh | Commercial | Com - Grocery | HVAC | No | HVAC - SEER Rated Package Rooftop AC (SEER 14) | 56.6791 | 57.5878 | 0 | 0 | 0 | 0 | 0 | 0 | 0 | 0 | 0 | 0
PG&E | GWh | Commercial | Com - Grocery | HVAC | No | HVAC - SEER Rated Package Rooftop HP (SEER 15) | 33.0771 | 33.4616 | 15.7086 | 15.891 | 16.0679 | 16.2364 | 16.3903 | 16.5441 | 16.6917 | 16.8471 | 17.0077 | 17.1713
PG&E | GWh | Commercial | Com - Grocery | HVAC | No | HVAC - SEER Rated Split System AC (SEER 14) | 29.754 | 30.226 | 30.6843 | 0 | 0 | 0 | 0 | 0 | 0 | 0 | 0 | 0
PG&E | GWh | Commercial | Com - Grocery | HVAC | No | HVAC - Thermostat | 15.8714 | 16.1218 | 16.3649 | 16.6186 | 16.8654 | 17.1016 | 17.3197 | 17.5373 | 17.747 | 17.9655 | 18.1895 | 18.4167
PG&E | GWh | Commercial | Com - Grocery | Lighting | Yes | Lighting - LED Fixture (Replacing T8) - Emerging | 128.9697 | 134.3298 | 139.7296 | 146.1391 | 151.792 | 157.4469 | 162.1761 | 166.968 | 171.7484 | 176.6834 | 181.7446 | 186.0028
PG&E | GWh | Commercial | Com - Grocery | Lighting | Yes | Lighting - LED Lamp (Basic High - Indoor) - Emerging | 2.4934 | 2.5815 | 2.6642 | 2.738 | 2.8116 | 0.37093 | 0.37919 | 0.38671 | 0.39411 | 0.40094 | 0.40794 | 0.41506
PG&E | GWh | Commercial | Com - Grocery | Lighting | Yes | Lighting - LED Lamp (Basic Low - Indoor) - Emerging | 8.9555 | 9.2848 | 9.593 | 9.8668 | 10.1399 | 1.5857 | 1.622 | 1.6549 | 1.6873 | 1.7208 | 1.7514 | 1.7824
PG&E | GWh | Commercial | Com - Grocery | Lighting | Yes | Lighting - LED Plug-In Indoor Fixture - Emerging | 20.6361 | 21.2967 | 21.887 | 22.3572 | 22.8934 | 1.3274 | 1.3519 | 1.3807 | 1.4027 | 1.4278 | 1.4512 | 1.4772
PG&E | GWh | Commercial | Com - Grocery | Lighting | No | Lighting - Cold Cathode Lamp | 0.24447 | 0.24833 | 0.25207 | 0.25598 | 0.25978 | 0 | 0 | 0 | 0 | 0 | 0 | 0
PG&E | GWh | Commercial | Com - Grocery | Lighting | No | Lighting - Compact Fluorescent Fixture (Indoor) | 20.0113 | 20.3502 | 20.6794 | 21.0225 | 21.3562 | 0 | 0 | 0 | 0 | 0 | 0 | 0
PG&E | GWh | Commercial | Com - Grocery | Lighting | No | Lighting - Exit Fixture (LED) | 3.4125 | 3.36 | 3.3082 | 3.2573 | 3.2071 | 3.1577 | 3.1091 | 3.0612 | 3.0141 | 2.9677 | 2.922 | 2.877
PG&E | GWh | Commercial | Com - Grocery | Lighting | No | Lighting - Halogen Lamp (A-Line) | 0.63823 | 0.6483 | 0.65808 | 0.66828 | 0.6782 | 0 | 0 | 0 | 0 | 0 | 0 | 0
PG&E | GWh | Commercial | Com - Grocery | Lighting | No | Lighting - High Bay HID to T5 | 1.7286 | 1.7584 | 1.7873 | 1.8175 | 1.8468 | 1.8749 | 1.901 | 1.9269 | 1.9519 | 1.9779 | 2.0046 | 2.0315
PG&E | GWh | Commercial | Com - Grocery | Lighting | No | Lighting - Induction Fixture (Indoor) | 5.1811 | 5.2628 | 5.3421 | 5.425 | 5.5055 | 5.5826 | 5.6538 | 5.7249 | 5.7933 | 5.8646 | 5.9378 | 6.012
PG&E | GWh | Commercial | Com - Grocery | Lighting | No | Lighting - Induction Fixture (Outdoor) | 2.6588 | 2.7007 | 2.7415 | 2.784 | 2.8253 | 2.8649 | 2.9014 | 2.9379 | 2.973 | 3.0096 | 3.0471 | 3.0852
PG&E | GWh | Commercial | Com - Grocery | Lighting | No | Lighting - Linear Fluorescent Delamping | 0.036779 | 0.036213 | 0.026741 | 0.017553 | 0.0086413 | 0 | 0 | 0 | 0 | 0 | 0 | 0
PG&E | GWh | Commercial | Com - Grocery | Lighting | No | Lighting - Low Bay HID to T5 | 0.064918 | 0.066037 | 0.067124 | 0.068256 | 0.069358 | 0.070413 | 0.071391 | 0.072365 | 0.073305 | 0.074282 | 0.075282 | 0.076295
PG&E | GWh | Commercial | Com - Grocery | Lighting | No | Lighting - Occupancy Sensor | 1.5816 | 1.6095 | 1.6367 | 1.665 | 1.6925 | 1.7188 | 1.7433 | 1.7676 | 1.7911 | 1.8155 | 1.8405 | 1.8658
PG&E | GWh | Commercial | Com - Grocery | Lighting | No | Lighting - Plug-In Fixture (Exterior) | 2.2298 | 2.265 | 2.2992 | 2.3348 | 2.3695 | 2.4027 | 2.4333 | 2.4639 | 2.4933 | 2.524 | 2.5555 | 2.5874
PG&E | GWh | Commercial | Com - Grocery | Lighting | No | Lighting - Plug-In Fixture (Linear Fluorescent) | 19.1801 | 19.5107 | 19.8319 | 20.1663 | 20.4917 | 0 | 0 | 0 | 0 | 0 | 0 | 0
PG&E | GWh | Commercial | Com - Grocery | Lighting | No | Lighting - Plug-In Fixture (MH Directional) | 1.2792 | 1.3013 | 1.3227 | 1.345 | 1.3667 | 1.3875 | 1.4068 | 1.426 | 1.4445 | 1.4637 | 1.4835 | 1.5034
PG&E | GWh | Commercial | Com - Grocery | Lighting | No | Lighting - Plug-In Fixture (PSMH with Electronic Ballast) | 10.3187 | 10.4966 | 10.6694 | 10.8493 | 11.0244 | 11.1921 | 11.3475 | 11.5024 | 11.6518 | 11.8071 | 11.9661 | 12.1271
PG&E | GWh | Commercial | Com - Grocery | SHW | No | SHW - EF Rated Instantaneous Water Heater (Electric) | 0.28494 | 0.28912 | 0.29318 | 0.29743 | 0.30155 | 0.3055 | 0.30914 | 0.31276 | 0.31626 | 0.31991 | 0.32365 | 0.32746
PG&E | GWh | Commercial | Com - Grocery | Service | No | HVAC - Comprehensive Rooftop Unit Quality Maintenance | 12.1583 | 11.9711 | 11.7867 | 11.6052 | 11.4265 | 11.2505 | 11.0772 | 10.9066 | 10.7387 | 10.5733 | 10.4105 | 10.2502
PG&E | GWh | Commercial | Com - Grocery | Service | No | Service - HVAC Fault Detection & Diagnositics | 11.9047 | 12.0925 | 12.2748 | 12.4652 | 12.6503 | 12.8274 | 12.9911 | 13.1543 | 13.3115 | 13.4754 | 13.6434 | 13.8139
PG&E | GWh | Commercial | Com - Grocery | Service | No | Service - Retro-Commissioning (Electric) | 37.7447 | 37.1634 | 36.5911 | 36.0276 | 35.4727 | 34.9265 | 34.3886 | 33.859 | 33.3376 | 32.8242 | 32.3187 | 31.821
PG&E | GWh | Commercial | Com - Grocery | WholeBlg | No | HVAC - Energy Management System | 7.6573 | 7.7781 | 7.8953 | 8.0177 | 8.1368 | 8.2508 | 8.356 | 8.461 | 8.5621 | 8.6675 | 8.7756 | 8.8853
PG&E | GWh | Commercial | Com - Grocery | WholeBlg | No | WholeBlg - Com RET Level 1 | 70.4388 | 69.354 | 68.2859 | 67.2343 | 66.1989 | 65.1795 | 64.1757 | 63.1874 | 62.2143 | 61.2562 | 60.3129 | 59.3841
PG&E | GWh | Commercial | Com - Grocery | WholeBlg | No | WholeBlg - Com RET Level 2 | 442.3928 | 435.5799 | 428.872 | 422.2674 | 415.7645 | 409.3617 | 403.0575 | 396.8504 | 390.7389 | 384.7216 | 378.7969 | 372.9634
PG&E | GWh | Commercial | Com - Hospital | AppPlug | No | AppPlug - Computer Monitor | 0.11052 | 0.11226 | 0.11396 | 0.11572 | 0.11744 | 0.11909 | 0.1206 | 0.12212 | 0.12358 | 0.1251 | 0.12666 | 0.12824
PG&E | GWh | Commercial | Com - Hospital | AppPlug | No | AppPlug - Desktop Computer (Com - Power Management) | 4.0604 | 4.1245 | 4.1867 | 4.2516 | 4.3147 | 4.3752 | 4.431 | 4.4866 | 4.5403 | 4.5962 | 4.6535 | 4.7116
PG&E | GWh | Commercial | Com - Hospital | AppPlug | No | AppPlug - Occupancy Sensor Plug Strip | 1.6946 | 1.7214 | 1.7473 | 1.7744 | 1.8008 | 1.826 | 1.8493 | 1.8725 | 1.8949 | 1.9182 | 1.9421 | 1.9664
PG&E | GWh | Commercial | Com - Hospital | BldgEnv | No | BldgEnv - Attic Batt Insulation | 0.2217 | 0.21829 | 0.21493 | 0.21162 | 0.20836 | 0.20515 | 0.20199 | 0.19888 | 0.19582 | 0.1928 | 0.18983 | 0.18691
PG&E | GWh | Commercial | Com - Hospital | BldgEnv | No | BldgEnv - Wall Spray On Insulation | 2.2026 | 2.1687 | 2.1353 | 2.1024 | 2.0701 | 2.0382 | 2.0068 | 1.9759 | 1.9455 | 1.9155 | 1.886 | 1.857
PG&E | GWh | Commercial | Com - Hospital | BldgEnv | No | BldgEnv - Window Film | 10.7652 | 10.5994 | 10.4362 | 10.2754 | 10.1172 | 9.9614 | 9.808 | 9.6569 | 9.5082 | 9.3618 | 9.2176 | 9.0757
PG&E | GWh | Commercial | Com - Hospital | FoodServ | No | FoodServ - Electric Steamer | 0.42641 | 0.43314 | 0.43967 | 0.44649 | 0.45312 | 0.45947 | 0.46533 | 0.47117 | 0.47681 | 0.48267 | 0.48869 | 0.4948
PG&E | GWh | Commercial | Com - Hospital | FoodServ | No | FoodServ - Oven (Electric) | 0.39695 | 0.40321 | 0.40929 | 0.41564 | 0.42181 | 0.42772 | 0.43318 | 0.43862 | 0.44386 | 0.44932 | 0.45493 | 0.46061
PG&E | GWh | Commercial | Com - Hospital | HVAC | Yes | HVAC - Advanced Package Rooftop AC (> EER 12) - Emerging | 0 | 18.1878 | 18.1075 | 18.0344 | 17.9611 | 17.8862 | 17.8066 | 17.7294 | 17.6515 | 17.5796 | 17.5125 | 17.4492
PG&E | GWh | Commercial | Com - Hospital | HVAC | Yes | HVAC - Energy Recovery Ventilation - Emerging | 7.7974 | 7.9204 | 8.0398 | 8.1644 | 8.2857 | 8.4017 | 8.5089 | 8.6158 | 8.7188 | 8.8261 | 8.9362 | 9.0478
PG&E | GWh | Commercial | Com - Hospital | HVAC | No | HVAC - Chiller (Centrifugal) | 8.9174 | 8.8627 | 8.8083 | 8.7572 | 8.7063 | 8.6551 | 8.6023 | 8.5508 | 8.4992 | 8.4505 | 8.4041 | 8.3594
PG&E | GWh | Commercial | Com - Hospital | HVAC | No | HVAC - Chiller (Reciprocating) | 7.1842 | 7.2475 | 7.3087 | 7.3739 | 7.4371 | 7.4969 | 7.5508 | 7.6048 | 7.6563 | 7.7113 | 7.7686 | 7.8273
PG&E | GWh | Commercial | Com - Hospital | HVAC | No | HVAC - Demand Controlled Ventilation | 12.8551 | 13.0579 | 13.2547 | 13.4603 | 13.6601 | 13.8514 | 14.0281 | 14.2044 | 14.3742 | 14.5511 | 14.7326 | 14.9167
PG&E | GWh | Commercial | Com - Hospital | HVAC | No | HVAC - Direct Evaporative Cooler | 12.2203 | 12.4131 | 12.6002 | 12.7956 | 12.9856 | 13.1675 | 13.3354 | 13.503 | 13.6644 | 13.8326 | 14.0051 | 14.1801
PG&E | GWh | Commercial | Com - Hospital | HVAC | No | HVAC - EER Rated Package Rooftop AC (EER 11) | 4.2455 | 0 | 0 | 0 | 0 | 0 | 0 | 0 | 0 | 0 | 0 | 0
PG&E | GWh | Commercial | Com - Hospital | HVAC | No | HVAC - Repair Duct System | 3.2881 | 3.2374 | 3.1876 | 3.1385 | 3.0902 | 3.0426 | 2.9957 | 2.9496 | 2.9042 | 2.8594 | 2.8154 | 2.772
PG&E | GWh | Commercial | Com - Hospital | HVAC | No | HVAC - SEER Rated Package Rooftop AC (Recharge) | 3.9991 | 3.9375 | 3.8769 | 3.8172 | 3.7584 | 3.7005 | 3.6435 | 3.5874 | 3.5322 | 3.4778 | 3.4242 | 3.3715
PG&E | GWh | Commercial | Com - Hospital | HVAC | No | HVAC - SEER Rated Package Rooftop AC (SEER 14) | 39.1484 | 39.8149 | 0 | 0 | 0 | 0 | 0 | 0 | 0 | 0 | 0 | 0
PG&E | GWh | Commercial | Com - Hospital | HVAC | No | HVAC - SEER Rated Package Rooftop HP (SEER 15) | 12.9252 | 13.1367 | 6.1946 | 6.2941 | 6.3909 | 6.4835 | 6.5692 | 6.6547 | 6.737 | 6.8228 | 6.9106 | 6.9997
PG&E | GWh | Commercial | Com - Hospital | HVAC | No | HVAC - SEER Rated Split System AC (SEER 14) | 19.6051 | 19.9271 | 20.2397 | 0 | 0 | 0 | 0 | 0 | 0 | 0 | 0 | 0
PG&E | GWh | Commercial | Com - Hospital | HVAC | No | HVAC - SEER Rated Split System HP (SEER 15) | 7.8185 | 7.9754 | 3.7737 | 3.8471 | 3.9187 | 3.9874 | 4.0512 | 4.1148 | 4.1763 | 4.2399 | 4.3049 | 4.3706
PG&E | GWh | Commercial | Com - Hospital | Lighting | Yes | Lighting - LED Fixture (Replacing T8) - Emerging | 106.8969 | 111.0604 | 115.2502 | 120.2552 | 124.6299 | 129.0023 | 132.6183 | 136.28 | 139.9309 | 143.6979 | 147.5594 | 150.7633
PG&E | GWh | Commercial | Com - Hospital | Lighting | Yes | Lighting - LED Lamp (Basic High - Indoor) - Emerging | 2.9873 | 3.086 | 3.178 | 3.2593 | 3.3403 | 0.43985 | 0.44886 | 0.457 | 0.465 | 0.47231 | 0.47982 | 0.48746
PG&E | GWh | Commercial | Com - Hospital | Lighting | Yes | Lighting - LED Lamp (Basic Low - Indoor) - Emerging | 19.4402 | 20.1101 | 20.7335 | 21.2809 | 21.8267 | 3.4069 | 3.4788 | 3.5434 | 3.607 | 3.673 | 3.7324 | 3.7929
PG&E | GWh | Commercial | Com - Hospital | Lighting | Yes | Lighting - LED Plug-In Indoor Fixture - Emerging | 16.4422 | 16.9306 | 17.363 | 17.699 | 18.0877 | 1.0468 | 1.0642 | 1.0852 | 1.1007 | 1.1185 | 1.1351 | 1.1537
PG&E | GWh | Commercial | Com - Hospital | Lighting | No | Lighting - Cold Cathode Lamp | 0.19697 | 0.20007 | 0.20309 | 0.20624 | 0.2093 | 0 | 0 | 0 | 0 | 0 | 0 | 0
PG&E | GWh | Commercial | Com - Hospital | Lighting | No | Lighting - Compact Fluorescent Fixture (Indoor) | 32.1624 | 32.6341 | 33.0917 | 33.5705 | 34.036 | 0 | 0 | 0 | 0 | 0 | 0 | 0
PG&E | GWh | Commercial | Com - Hospital | Lighting | No | Lighting - Exit Fixture (LED) | 2.6403 | 2.5997 | 2.5596 | 2.5202 | 2.4814 | 2.4432 | 2.4056 | 2.3685 | 2.332 | 2.2961 | 2.2608 | 2.226
PG&E | GWh | Commercial | Com - Hospital | Lighting | No | Lighting - Halogen Lamp (A-Line) | 0.42159 | 0.42824 | 0.43469 | 0.44143 | 0.44799 | 0 | 0 | 0 | 0 | 0 | 0 | 0
PG&E | GWh | Commercial | Com - Hospital | Lighting | No | Lighting - High Bay HID to T5 | 2.7992 | 2.8403 | 2.8802 | 2.9219 | 2.9625 | 3.0013 | 3.037 | 3.0727 | 3.107 | 3.1429 | 3.1797 | 3.2171
PG&E | GWh | Commercial | Com - Hospital | Lighting | No | Lighting - Induction Fixture (Indoor) | 3.9578 | 4.0202 | 4.0809 | 4.1441 | 4.2057 | 4.2646 | 4.319 | 4.3732 | 4.4255 | 4.48 | 4.5359 | 4.5925
PG&E | GWh | Commercial | Com - Hospital | Lighting | No | Lighting - Induction Fixture (Outdoor) | 1.7563 | 1.784 | 1.8109 | 1.8389 | 1.8663 | 1.8924 | 1.9165 | 1.9406 | 1.9638 | 1.988 | 2.0128 | 2.0379
PG&E | GWh | Commercial | Com - Hospital | Lighting | No | Lighting - Linear Fluorescent Delamping | 0.39796 | 0.39183 | 0.28935 | 0.18993 | 0.093502 | 0 | 0 | 0 | 0 | 0 | 0 | 0
PG&E | GWh | Commercial | Com - Hospital | Lighting | No | Lighting - Low Bay HID to T5 | 0.058281 | 0.059137 | 0.059967 | 0.060836 | 0.061681 | 0.062488 | 0.063232 | 0.063975 | 0.06469 | 0.065436 | 0.066203 | 0.066982
PG&E | GWh | Commercial | Com - Hospital | Lighting | No | Lighting - Occupancy Sensor | 3.2159 | 3.2683 | 3.3191 | 3.3721 | 3.4237 | 3.4731 | 3.5188 | 3.5644 | 3.6083 | 3.654 | 3.7008 | 3.7483
PG&E | GWh | Commercial | Com - Hospital | Lighting | No | Lighting - Plug-In Fixture (Exterior) | 1.4729 | 1.4961 | 1.5187 | 1.5423 | 1.5652 | 1.5871 | 1.6073 | 1.6275 | 1.647 | 1.6672 | 1.688 | 1.7091
PG&E | GWh | Commercial | Com - Hospital | Lighting | No | Lighting - Plug-In Fixture (Linear Fluorescent) | 15.1391 | 15.3614 | 15.5771 | 15.8028 | 16.0222 | 0 | 0 | 0 | 0 | 0 | 0 | 0
PG&E | GWh | Commercial | Com - Hospital | Lighting | No | Lighting - Plug-In Fixture (MH Directional) | 1.0097 | 1.0245 | 1.0389 | 1.054 | 1.0686 | 1.0826 | 1.0955 | 1.1084 | 1.1207 | 1.1337 | 1.147 | 1.1604
PG&E | GWh | Commercial | Com - Hospital | Lighting | No | Lighting - Plug-In Fixture (PSMH with Electronic Ballast) | 8.1447 | 8.2643 | 8.3804 | 8.5018 | 8.6198 | 8.7326 | 8.8366 | 8.9404 | 9.0403 | 9.1446 | 9.2517 | 9.3605
PG&E | GWh | Commercial | Com - Hospital | ProcHeat | No | ProcHeat - Boiler Draft Fan | 1.5003 | 1.524 | 1.547 | 1.5709 | 1.5943 | 1.6166 | 1.6372 | 1.6578 | 1.6776 | 1.6983 | 1.7194 | 1.7409
PG&E | GWh | Commercial | Com - Hospital | SHW | No | SHW - EF Rated Instantaneous Water Heater (Electric) | 0.21715 | 0.22069 | 0.22412 | 0.2277 | 0.23118 | 0.23452 | 0.2376 | 0.24068 | 0.24364 | 0.24673 | 0.24989 | 0.2531
PG&E | GWh | Commercial | Com - Hospital | Service | No | HVAC - Comprehensive Rooftop Unit Quality Maintenance | 8.0312 | 7.9075 | 7.7857 | 7.6658 | 7.5478 | 7.4315 | 7.3171 | 7.2044 | 7.0934 | 6.9842 | 6.8766 | 6.7707
PG&E | GWh | Commercial | Com - Hospital | Service | No | Service - HVAC Fault Detection & Diagnositics | 7.8637 | 7.9877 | 8.1082 | 8.2339 | 8.3561 | 8.4732 | 8.5812 | 8.6891 | 8.7929 | 8.9012 | 9.0122 | 9.1248
PG&E | GWh | Commercial | Com - Hospital | Service | No | Service - Retro-Commissioning (Electric) | 24.9322 | 24.5483 | 24.1702 | 23.798 | 23.4315 | 23.0707 | 22.7154 | 22.3656 | 22.0212 | 21.682 | 21.3481 | 21.0194
PG&E | GWh | Commercial | Com - Hospital | WholeBlg | No | HVAC - Energy Management System | 5.058 | 5.1378 | 5.2153 | 5.2961 | 5.3748 | 5.45 | 5.5196 | 5.5889 | 5.6557 | 5.7253 | 5.7967 | 5.8692
PG&E | GWh | Commercial | Com - Hospital | WholeBlg | No | WholeBlg - Com RET Level 1 | 42.1469 | 41.4979 | 40.8588 | 40.2296 | 39.6101 | 39.0001 | 38.3995 | 37.8081 | 37.2259 | 36.6526 | 36.0881 | 35.5324
PG&E | GWh | Commercial | Com - Hospital | WholeBlg | No | WholeBlg - Com RET Level 2 | 266.5876 | 262.4822 | 258.44 | 254.46 | 250.5413 | 246.683 | 242.884 | 239.1436 | 235.4608 | 231.8347 | 228.2645 | 224.7492
PG&E | GWh | Commercial | Com - Hotel | AppPlug | No | AppPlug - Computer Monitor | 0.098129 | 0.099677 | 0.10118 | 0.10275 | 0.10427 | 0.10573 | 0.10708 | 0.10843 | 0.10972 | 0.11108 | 0.11246 | 0.11387
PG&E | GWh | Commercial | Com - Hotel | AppPlug | No | AppPlug - Desktop Computer (Com - Power Management) | 3.6052 | 3.6621 | 3.7173 | 3.7749 | 3.831 | 3.8846 | 3.9342 | 3.9836 | 4.0313 | 4.0809 | 4.1318 | 4.1834
PG&E | GWh | Commercial | Com - Hotel | AppPlug | No | AppPlug - Occupancy Sensor Plug Strip | 1.5046 | 1.5284 | 1.5514 | 1.5755 | 1.5989 | 1.6213 | 1.6419 | 1.6626 | 1.6825 | 1.7032 | 1.7244 | 1.7459
PG&E | GWh | Commercial | Com - Hotel | AppPlug | No | AppPlug - Vending Machine Controls | 5.6348 | 5.7237 | 5.8099 | 5.9 | 5.9876 | 6.0715 | 6.1489 | 6.2262 | 6.3006 | 6.3782 | 6.4577 | 6.5384
PG&E | GWh | Commercial | Com - Hotel | BldgEnv | No | BldgEnv - Attic Batt Insulation | 0.33197 | 0.32686 | 0.32182 | 0.31687 | 0.31199 | 0.30718 | 0.30245 | 0.29779 | 0.29321 | 0.28869 | 0.28425 | 0.27987
PG&E | GWh | Commercial | Com - Hotel | BldgEnv | No | BldgEnv - Wall Spray On Insulation | 1.9557 | 1.9256 | 1.8959 | 1.8667 | 1.838 | 1.8097 | 1.7818 | 1.7544 | 1.7273 | 1.7007 | 1.6746 | 1.6488
PG&E | GWh | Commercial | Com - Hotel | BldgEnv | No | BldgEnv - Window Film | 9.7692 | 9.6188 | 9.4706 | 9.3248 | 9.1812 | 9.0398 | 8.9006 | 8.7635 | 8.6285 | 8.4957 | 8.3648 | 8.236
PG&E | GWh | Commercial | Com - Hotel | FoodServ | No | FoodServ - Electric Griddle | 0.031987 | 0.032491 | 0.032981 | 0.033492 | 0.03399 | 0.034466 | 0.034905 | 0.035344 | 0.035767 | 0.036207 | 0.036658 | 0.037116
PG&E | GWh | Commercial | Com - Hotel | FoodServ | No | FoodServ - Electric Steamer | 0.17817 | 0.18098 | 0.18371 | 0.18656 | 0.18933 | 0.19198 | 0.19443 | 0.19687 | 0.19922 | 0.20168 | 0.20419 | 0.20674
PG&E | GWh | Commercial | Com - Hotel | FoodServ | No | FoodServ - Fryer (Electric) | 0.020201 | 0.02052 | 0.020829 | 0.021152 | 0.021466 | 0.021767 | 0.022044 | 0.022321 | 0.022588 | 0.022866 | 0.023151 | 0.023441
PG&E | GWh | Commercial | Com - Hotel | FoodServ | No | FoodServ - Oven (Electric) | 0.17622 | 0.179 | 0.1817 | 0.18452 | 0.18726 | 0.18988 | 0.19231 | 0.19472 | 0.19705 | 0.19948 | 0.20196 | 0.20449
PG&E | GWh | Commercial | Com - Hotel | HVAC | Yes | HVAC - Advanced Package Rooftop AC (> EER 12) - Emerging | 0 | 9.7107 | 9.68 | 9.6532 | 9.6261 | 9.5978 | 9.5665 | 9.5363 | 9.5055 | 9.478 | 9.4531 | 9.4303
PG&E | GWh | Commercial | Com - Hotel | HVAC | Yes | HVAC - Energy Recovery Ventilation - Emerging | 1.8846 | 1.9143 | 1.9432 | 1.9733 | 2.0026 | 2.0306 | 2.0565 | 2.0824 | 2.1073 | 2.1332 | 2.1598 | 2.1868
PG&E | GWh | Commercial | Com - Hotel | HVAC | No | HVAC - Chiller (Centrifugal) | 4.8796 | 4.8456 | 4.8119 | 4.7799 | 4.7482 | 4.7163 | 4.6838 | 4.652 | 4.6203 | 4.5901 | 4.5611 | 4.5331
PG&E | GWh | Commercial | Com - Hotel | HVAC | No | HVAC - Chiller (Reciprocating) | 3.3176 | 3.3395 | 3.3605 | 3.3834 | 3.4054 | 3.4261 | 3.4443 | 3.4627 | 3.4801 | 3.499 | 3.519 | 3.5396
PG&E | GWh | Commercial | Com - Hotel | HVAC | No | HVAC - Demand Controlled Ventilation | 3.107 | 3.156 | 3.2036 | 3.2533 | 3.3016 | 3.3478 | 3.3905 | 3.4331 | 3.4742 | 3.5169 | 3.5608 | 3.6053
PG&E | GWh | Commercial | Com - Hotel | HVAC | No | HVAC - EER Rated Package Rooftop AC (EER 11) | 2.3284 | 0 | 0 | 0 | 0 | 0 | 0 | 0 | 0 | 0 | 0 | 0
PG&E | GWh | Commercial | Com - Hotel | HVAC | No | HVAC - Repair Duct System | 2.0659 | 2.0341 | 2.0028 | 1.9719 | 1.9416 | 1.9117 | 1.8822 | 1.8532 | 1.8247 | 1.7966 | 1.7689 | 1.7417
PG&E | GWh | Commercial | Com - Hotel | HVAC | No | HVAC - SEER Rated Package Rooftop AC (Recharge) | 2.5091 | 2.4704 | 2.4324 | 2.3949 | 2.358 | 2.3217 | 2.286 | 2.2508 | 2.2161 | 2.182 | 2.1484 | 2.1153
PG&E | GWh | Commercial | Com - Hotel | HVAC | No | HVAC - SEER Rated Package Rooftop AC (SEER 14) | 17.731 | 17.9939 | 0 | 0 | 0 | 0 | 0 | 0 | 0 | 0 | 0 | 0
PG&E | GWh | Commercial | Com - Hotel | HVAC | No | HVAC - SEER Rated Package Rooftop HP (SEER 15) | 7.1973 | 7.3371 | 3.4696 | 3.5352 | 3.599 | 3.6602 | 3.7171 | 3.7737 | 3.8284 | 3.8851 | 3.9431 | 4.0017
PG&E | GWh | Commercial | Com - Hotel | HVAC | No | HVAC - SEER Rated Split System AC (SEER 14) | 9.7408 | 9.8877 | 10.0303 | 0 | 0 | 0 | 0 | 0 | 0 | 0 | 0 | 0
PG&E | GWh | Commercial | Com - Hotel | HVAC | No | HVAC - SEER Rated Split System HP (SEER 15) | 3.6165 | 3.6984 | 1.7541 | 1.7924 | 1.8297 | 1.8656 | 1.899 | 1.9323 | 1.9645 | 1.9978 | 2.0316 | 2.0659
PG&E | GWh | Commercial | Com - Hotel | Lighting | Yes | Lighting - LED Fixture (Replacing T8) - Emerging | 25.8873 | 26.9069 | 27.9332 | 29.1578 | 30.2299 | 31.3015 | 32.1896 | 33.089 | 33.9858 | 34.9112 | 35.86 | 36.6491
PG&E | GWh | Commercial | Com - Hotel | Lighting | Yes | Lighting - LED Lamp (Basic High - Indoor) - Emerging | 3.8932 | 4.0247 | 4.1475 | 4.2564 | 4.3649 | 0.57511 | 0.58722 | 0.59818 | 0.60897 | 0.61887 | 0.62901 | 0.63934
PG&E | GWh | Commercial | Com - Hotel | Lighting | Yes | Lighting - LED Lamp (Basic Low - Indoor) - Emerging | 3.6239 | 3.7514 | 3.8703 | 3.9751 | 4.0797 | 0.63717 | 0.65098 | 0.66343 | 0.67569 | 0.68838 | 0.69987 | 0.71155
PG&E | GWh | Commercial | Com - Hotel | Lighting | Yes | Lighting - LED Plug-In Indoor Fixture - Emerging | 5.3652 | 5.5285 | 5.6736 | 5.7872 | 5.918 | 0.3427 | 0.3486 | 0.35564 | 0.36092 | 0.36696 | 0.37258 | 0.37888
PG&E | GWh | Commercial | Com - Hotel | Lighting | No | Lighting - Cold Cathode Lamp | 0.07109 | 0.072212 | 0.073301 | 0.074437 | 0.075542 | 0 | 0 | 0 | 0 | 0 | 0 | 0
PG&E | GWh | Commercial | Com - Hotel | Lighting | No | Lighting - Compact Fluorescent Fixture (Indoor) | 10.3725 | 10.5321 | 10.687 | 10.8488 | 11.0062 | 0 | 0 | 0 | 0 | 0 | 0 | 0
PG&E | GWh | Commercial | Com - Hotel | Lighting | No | Lighting - Exit Fixture (LED) | 2.2347 | 2.2003 | 2.1664 | 2.133 | 2.1002 | 2.0678 | 2.036 | 2.0046 | 1.9738 | 1.9434 | 1.9135 | 1.884
PG&E | GWh | Commercial | Com - Hotel | Lighting | No | Lighting - Halogen Lamp (A-Line) | 0.37432 | 0.38023 | 0.38596 | 0.39194 | 0.39776 | 0 | 0 | 0 | 0 | 0 | 0 | 0
PG&E | GWh | Commercial | Com - Hotel | Lighting | No | Lighting - High Bay HID to T5 | 1.1866 | 1.2045 | 1.2219 | 1.2401 | 1.2578 | 1.2747 | 1.2903 | 1.3059 | 1.3209 | 1.3365 | 1.3526 | 1.3689
PG&E | GWh | Commercial | Com - Hotel | Lighting | No | Lighting - Induction Fixture (Indoor) | 1.4142 | 1.4366 | 1.4582 | 1.4808 | 1.5028 | 1.5239 | 1.5433 | 1.5627 | 1.5814 | 1.6008 | 1.6208 | 1.641
PG&E | GWh | Commercial | Com - Hotel | Lighting | No | Lighting - Induction Fixture (Outdoor) | 1.5594 | 1.584 | 1.6079 | 1.6328 | 1.657 | 1.6802 | 1.7017 | 1.723 | 1.7436 | 1.7651 | 1.7871 | 1.8094
PG&E | GWh | Commercial | Com - Hotel | Lighting | No | Lighting - Linear Fluorescent Delamping | 0.067403 | 0.066365 | 0.049007 | 0.032168 | 0.015837 | 0 | 0 | 0 | 0 | 0 | 0 | 0
PG&E | GWh | Commercial | Com - Hotel | Lighting | No | Lighting - Low Bay HID to T5 | 0.078162 | 0.079344 | 0.08049 | 0.081689 | 0.082854 | 0.083969 | 0.084997 | 0.086023 | 0.087011 | 0.088041 | 0.089099 | 0.090173
PG&E | GWh | Commercial | Com - Hotel | Lighting | No | Lighting - Occupancy Sensor | 6.9706 | 7.0709 | 7.1682 | 7.2701 | 7.3691 | 7.4637 | 7.5509 | 7.6378 | 7.7215 | 7.809 | 7.8989 | 7.9902
PG&E | GWh | Commercial | Com - Hotel | Lighting | No | Lighting - Plug-In Fixture (Exterior) | 1.3078 | 1.3284 | 1.3484 | 1.3693 | 1.3897 | 1.4091 | 1.4271 | 1.445 | 1.4623 | 1.4803 | 1.4988 | 1.5175
PG&E | GWh | Commercial | Com - Hotel | Lighting | No | Lighting - Plug-In Fixture (Linear Fluorescent) | 4.8423 | 4.9155 | 4.9865 | 5.0607 | 5.1329 | 0 | 0 | 0 | 0 | 0 | 0 | 0
PG&E | GWh | Commercial | Com - Hotel | Lighting | No | Lighting - Plug-In Fixture (MH Directional) | 0.32296 | 0.32784 | 0.33258 | 0.33753 | 0.34235 | 0.34695 | 0.3512 | 0.35544 | 0.35952 | 0.36378 | 0.36815 | 0.37258
PG&E | GWh | Commercial | Com - Hotel | Lighting | No | Lighting - Plug-In Fixture (PSMH with Electronic Ballast) | 2.6051 | 2.6445 | 2.6827 | 2.7226 | 2.7615 | 2.7986 | 2.8329 | 2.8671 | 2.9 | 2.9343 | 2.9696 | 3.0054
PG&E | GWh | Commercial | Com - Hotel | ProcHeat | No | ProcHeat - Boiler Draft Fan | 0.9672 | 0.98245 | 0.99727 | 1.0127 | 1.0278 | 1.0422 | 1.0555 | 1.0687 | 1.0815 | 1.0948 | 1.1085 | 1.1223
PG&E | GWh | Commercial | Com - Hotel | SHW | No | SHW - EF Rated Instantaneous Water Heater (Electric) | 0.095048 | 0.096548 | 0.098003 | 0.099523 | 0.101 | 0.10242 | 0.10372 | 0.10503 | 0.10628 | 0.10759 | 0.10893 | 0.11029
PG&E | GWh | Commercial | Com - Hotel | Service | No | HVAC - Comprehensive Rooftop Unit Quality Maintenance | 7.1308 | 7.021 | 6.9128 | 6.8064 | 6.7016 | 6.5984 | 6.4967 | 6.3967 | 6.2982 | 6.2012 | 6.1057 | 6.0117
PG&E | GWh | Commercial | Com - Hotel | Service | No | Service - HVAC Fault Detection & Diagnositics | 6.9821 | 7.0922 | 7.1991 | 7.3108 | 7.4193 | 7.5232 | 7.6192 | 7.7149 | 7.8072 | 7.9032 | 8.0018 | 8.1018
PG&E | GWh | Commercial | Com - Hotel | Service | No | Service - Retro-Commissioning (Electric) | 22.1371 | 21.7961 | 21.4605 | 21.13 | 20.8046 | 20.4842 | 20.1687 | 19.8581 | 19.5523 | 19.2512 | 18.9548 | 18.6629
PG&E | GWh | Commercial | Com - Hotel | WholeBlg | No | HVAC - Energy Management System | 4.4909 | 4.5618 | 4.6306 | 4.7024 | 4.7722 | 4.839 | 4.9008 | 4.9623 | 5.0217 | 5.0835 | 5.1469 | 5.2112
PG&E | GWh | Commercial | Com - Hotel | WholeBlg | No | WholeBlg - Com RET Level 1 | 22.8645 | 22.5124 | 22.1657 | 21.8244 | 21.4883 | 21.1574 | 20.8315 | 20.5107 | 20.1949 | 19.8839 | 19.5777 | 19.2762
PG&E | GWh | Commercial | Com - Hotel | WholeBlg | No | WholeBlg - Com RET Level 2 | 132.0948 | 130.0605 | 128.0576 | 126.0855 | 124.1438 | 122.232 | 120.3496 | 118.4962 | 116.6714 | 114.8746 | 113.1056 | 111.3637
PG&E | GWh | Commercial | Com - Motel | AppPlug | No | AppPlug - Computer Monitor | 0.098129 | 0.099677 | 0.10118 | 0.10275 | 0.10427 | 0.10573 | 0.10708 | 0.10843 | 0.10972 | 0.11108 | 0.11246 | 0.11387
PG&E | GWh | Commercial | Com - Motel | AppPlug | No | AppPlug - Desktop Computer (Com - Power Management) | 3.6052 | 3.6621 | 3.7173 | 3.7749 | 3.831 | 3.8846 | 3.9342 | 3.9836 | 4.0313 | 4.0809 | 4.1318 | 4.1834
PG&E | GWh | Commercial | Com - Motel | AppPlug | No | AppPlug - Occupancy Sensor Plug Strip | 1.5046 | 1.5284 | 1.5514 | 1.5755 | 1.5989 | 1.6213 | 1.6419 | 1.6626 | 1.6825 | 1.7032 | 1.7244 | 1.7459
PG&E | GWh | Commercial | Com - Motel | AppPlug | No | AppPlug - Vending Machine Controls | 5.6348 | 5.7237 | 5.8099 | 5.9 | 5.9876 | 6.0715 | 6.1489 | 6.2262 | 6.3006 | 6.3782 | 6.4577 | 6.5384
PG&E | GWh | Commercial | Com - Motel | BldgEnv | No | BldgEnv - Attic Batt Insulation | 0.6607 | 0.65053 | 0.64051 | 0.63064 | 0.62093 | 0.61137 | 0.60195 | 0.59268 | 0.58356 | 0.57457 | 0.56572 | 0.55701
PG&E | GWh | Commercial | Com - Motel | BldgEnv | No | BldgEnv - Wall Spray On Insulation | 1.9557 | 1.9256 | 1.8959 | 1.8667 | 1.838 | 1.8097 | 1.7818 | 1.7544 | 1.7273 | 1.7007 | 1.6746 | 1.6488
PG&E | GWh | Commercial | Com - Motel | BldgEnv | No | BldgEnv - Window Film | 9.7692 | 9.6188 | 9.4706 | 9.3248 | 9.1812 | 9.0398 | 8.9006 | 8.7635 | 8.6285 | 8.4957 | 8.3648 | 8.236
PG&E | GWh | Commercial | Com - Motel | FoodServ | No | FoodServ - Electric Griddle | 0.031987 | 0.032491 | 0.032981 | 0.033492 | 0.03399 | 0.034466 | 0.034905 | 0.035344 | 0.035767 | 0.036207 | 0.036658 | 0.037116
PG&E | GWh | Commercial | Com - Motel | FoodServ | No | FoodServ - Electric Steamer | 0.17817 | 0.18098 | 0.18371 | 0.18656 | 0.18933 | 0.19198 | 0.19443 | 0.19687 | 0.19922 | 0.20168 | 0.20419 | 0.20674
PG&E | GWh | Commercial | Com - Motel | FoodServ | No | FoodServ - Fryer (Electric) | 0.020201 | 0.02052 | 0.020829 | 0.021152 | 0.021466 | 0.021767 | 0.022044 | 0.022321 | 0.022588 | 0.022866 | 0.023151 | 0.023441
PG&E | GWh | Commercial | Com - Motel | FoodServ | No | FoodServ - Oven (Electric) | 0.17622 | 0.179 | 0.1817 | 0.18452 | 0.18726 | 0.18988 | 0.19231 | 0.19472 | 0.19705 | 0.19948 | 0.20196 | 0.20449
PG&E | GWh | Commercial | Com - Motel | HVAC | Yes | HVAC - Advanced Package Rooftop AC (> EER 12) - Emerging | 0 | 9.7001 | 9.6696 | 9.643 | 9.6161 | 9.5879 | 9.5567 | 9.5267 | 9.496 | 9.4687 | 9.444 | 9.4212
PG&E | GWh | Commercial | Com - Motel | HVAC | Yes | HVAC - Energy Recovery Ventilation - Emerging | 1.8846 | 1.9143 | 1.9432 | 1.9733 | 2.0026 | 2.0306 | 2.0565 | 2.0824 | 2.1073 | 2.1332 | 2.1598 | 2.1868
PG&E | GWh | Commercial | Com - Motel | HVAC | No | HVAC - Chiller (Centrifugal) | 3.153 | 3.1558 | 3.1581 | 3.1619 | 3.1654 | 3.1681 | 3.1692 | 3.1706 | 3.1716 | 3.1737 | 3.1768 | 3.1805
PG&E | GWh | Commercial | Com - Motel | HVAC | No | HVAC - Chiller (Reciprocating) | 2.3719 | 2.4201 | 2.467 | 2.5156 | 2.563 | 2.6085 | 2.6508 | 2.6929 | 2.7336 | 2.7757 | 2.8187 | 2.8622
PG&E | GWh | Commercial | Com - Motel | HVAC | No | HVAC - Demand Controlled Ventilation | 3.107 | 3.156 | 3.2036 | 3.2533 | 3.3016 | 3.3478 | 3.3905 | 3.4331 | 3.4742 | 3.5169 | 3.5608 | 3.6053
PG&E | GWh | Commercial | Com - Motel | HVAC | No | HVAC - EER Rated Package Rooftop AC (EER 11) | 2.3284 | 0 | 0 | 0 | 0 | 0 | 0 | 0 | 0 | 0 | 0 | 0
PG&E | GWh | Commercial | Com - Motel | HVAC | No | HVAC - Repair Duct System | 2.8474 | 2.8035 | 2.7604 | 2.7179 | 2.676 | 2.6348 | 2.5942 | 2.5543 | 2.5149 | 2.4762 | 2.4381 | 2.4005
PG&E | GWh | Commercial | Com - Motel | HVAC | No | HVAC - SEER Rated Package Rooftop AC (Recharge) | 3.2524 | 3.2024 | 3.153 | 3.1045 | 3.0567 | 3.0096 | 2.9633 | 2.9176 | 2.8727 | 2.8284 | 2.7849 | 2.742
PG&E | GWh | Commercial | Com - Motel | HVAC | No | HVAC - SEER Rated Package Rooftop AC (SEER 14) | 17.731 | 17.9939 | 0 | 0 | 0 | 0 | 0 | 0 | 0 | 0 | 0 | 0
PG&E | GWh | Commercial | Com - Motel | HVAC | No | HVAC - SEER Rated Package Rooftop HP (SEER 15) | 7.1973 | 7.3371 | 3.4696 | 3.5352 | 3.599 | 3.6602 | 3.7171 | 3.7737 | 3.8284 | 3.8851 | 3.9431 | 4.0017
PG&E | GWh | Commercial | Com - Motel | HVAC | No | HVAC - SEER Rated Split System AC (SEER 14) | 9.7408 | 9.8877 | 10.0303 | 0 | 0 | 0 | 0 | 0 | 0 | 0 | 0 | 0
PG&E | GWh | Commercial | Com - Motel | HVAC | No | HVAC - SEER Rated Split System HP (SEER 15) | 3.6165 | 3.6984 | 1.7541 | 1.7924 | 1.8297 | 1.8656 | 1.899 | 1.9323 | 1.9645 | 1.9978 | 2.0316 | 2.0659
PG&E | GWh | Commercial | Com - Motel | Lighting | Yes | Lighting - LED Fixture (Replacing T8) - Emerging | 21.5661 | 22.417 | 23.2734 | 24.2951 | 25.1898 | 26.0841 | 26.8255 | 27.5763 | 28.325 | 29.0975 | 29.8896 | 30.5486
PG&E | GWh | Commercial | Com - Motel | Lighting | Yes | Lighting - LED Lamp (Basic High - Indoor) - Emerging | 3.3457 | 3.4587 | 3.5642 | 3.6578 | 3.751 | 0.49422 | 0.50463 | 0.51405 | 0.52331 | 0.53181 | 0.54053 | 0.5494
PG&E | GWh | Commercial | Com - Motel | Lighting | Yes | Lighting - LED Lamp (Basic Low - Indoor) - Emerging | 3.1143 | 3.2239 | 3.326 | 3.4161 | 3.5059 | 0.54755 | 0.55941 | 0.57011 | 0.58064 | 0.59155 | 0.60142 | 0.61145
PG&E | GWh | Commercial | Com - Motel | Lighting | Yes | Lighting - LED Plug-In Indoor Fixture - Emerging | 4.7676 | 4.9127 | 5.0415 | 5.1424 | 5.2586 | 0.30451 | 0.30976 | 0.31601 | 0.3207 | 0.32606 | 0.33106 | 0.33665
PG&E | GWh | Commercial | Com - Motel | Lighting | No | Lighting - Cold Cathode Lamp | 0.054051 | 0.054904 | 0.055732 | 0.056596 | 0.057436 | 0 | 0 | 0 | 0 | 0 | 0 | 0
PG&E | GWh | Commercial | Com - Motel | Lighting | No | Lighting - Compact Fluorescent Fixture (Indoor) | 8.914 | 9.051 | 9.1841 | 9.3231 | 9.4582 | 0 | 0 | 0 | 0 | 0 | 0 | 0
PG&E | GWh | Commercial | Com - Motel | Lighting | No | Lighting - Exit Fixture (LED) | 2.3324 | 2.2964 | 2.2611 | 2.2263 | 2.192 | 2.1582 | 2.125 | 2.0923 | 2.06 | 2.0283 | 1.9971 | 1.9663
PG&E | GWh | Commercial | Com - Motel | Lighting | No | Lighting - Halogen Lamp (A-Line) | 0.37432 | 0.38023 | 0.38596 | 0.39194 | 0.39776 | 0 | 0 | 0 | 0 | 0 | 0 | 0
PG&E | GWh | Commercial | Com - Motel | Lighting | No | Lighting - High Bay HID to T5 | 0.98851 | 1.0035 | 1.0181 | 1.0333 | 1.0481 | 1.0623 | 1.0753 | 1.0883 | 1.1009 | 1.114 | 1.1274 | 1.141
PG&E | GWh | Commercial | Com - Motel | Lighting | No | Lighting - Induction Fixture (Indoor) | 0.99487 | 1.0106 | 1.0258 | 1.0417 | 1.0572 | 1.072 | 1.0857 | 1.0993 | 1.1124 | 1.1261 | 1.1402 | 1.1544
PG&E | GWh | Commercial | Com - Motel | Lighting | No | Lighting - Induction Fixture (Outdoor) | 1.5594 | 1.584 | 1.6079 | 1.6328 | 1.657 | 1.6802 | 1.7017 | 1.723 | 1.7436 | 1.7651 | 1.7871 | 1.8094
PG&E | GWh | Commercial | Com - Motel | Lighting | No | Lighting - Linear Fluorescent Delamping | 0.054875 | 0.05403 | 0.039898 | 0.026189 | 0.012893 | 0 | 0 | 0 | 0 | 0 | 0 | 0
PG&E | GWh | Commercial | Com - Motel | Lighting | No | Lighting - Low Bay HID to T5 | 0.065115 | 0.066104 | 0.067063 | 0.068066 | 0.06904 | 0.069973 | 0.070833 | 0.071691 | 0.072518 | 0.07338 | 0.074265 | 0.075163
PG&E | GWh | Commercial | Com - Motel | Lighting | No | Lighting - Occupancy Sensor | 7.9508 | 8.0769 | 8.1993 | 8.327 | 8.4512 | 8.5701 | 8.6799 | 8.7895 | 8.8951 | 9.005 | 9.1178 | 9.2322
PG&E | GWh | Commercial | Com - Motel | Lighting | No | Lighting - Plug-In Fixture (Exterior) | 1.3078 | 1.3284 | 1.3484 | 1.3693 | 1.3897 | 1.4091 | 1.4271 | 1.445 | 1.4623 | 1.4803 | 1.4988 | 1.5175
PG&E | GWh | Commercial | Com - Motel | Lighting | No | Lighting - Plug-In Fixture (Linear Fluorescent) | 4.3051 | 4.3704 | 4.4338 | 4.5001 | 4.5646 | 0 | 0 | 0 | 0 | 0 | 0 | 0
PG&E | GWh | Commercial | Com - Motel | Lighting | No | Lighting - Plug-In Fixture (MH Directional) | 0.28713 | 0.29149 | 0.29572 | 0.30014 | 0.30444 | 0.30855 | 0.31234 | 0.31613 | 0.31977 | 0.32357 | 0.32747 | 0.33143
PG&E | GWh | Commercial | Com - Motel | Lighting | No | Lighting - Plug-In Fixture (PSMH with Electronic Ballast) | 2.3161 | 2.3512 | 2.3854 | 2.421 | 2.4557 | 2.4889 | 2.5195 | 2.55 | 2.5794 | 2.61 | 2.6415 | 2.6735
PG&E | GWh | Commercial | Com - Motel | ProcHeat | No | ProcHeat - Boiler Draft Fan | 0.9672 | 0.98245 | 0.99727 | 1.0127 | 1.0278 | 1.0422 | 1.0555 | 1.0687 | 1.0815 | 1.0948 | 1.1085 | 1.1223
PG&E | GWh | Commercial | Com - Motel | SHW | No | SHW - EF Rated Instantaneous Water Heater (Electric) | 0.083939 | 0.085271 | 0.086565 | 0.087915 | 0.089228 | 0.090484 | 0.091645 | 0.092803 | 0.093919 | 0.095082 | 0.096274 | 0.097483
PG&E | GWh | Commercial | Com - Motel | Service | No | HVAC - Comprehensive Rooftop Unit Quality Maintenance | 7.1308 | 7.021 | 6.9128 | 6.8064 | 6.7016 | 6.5984 | 6.4967 | 6.3967 | 6.2982 | 6.2012 | 6.1057 | 6.0117
PG&E | GWh | Commercial | Com - Motel | Service | No | Service - HVAC Fault Detection & Diagnositics | 6.9821 | 7.0922 | 7.1991 | 7.3108 | 7.4193 | 7.5232 | 7.6192 | 7.7149 | 7.8072 | 7.9032 | 8.0018 | 8.1018
PG&E | GWh | Commercial | Com - Motel | Service | No | Service - Retro-Commissioning (Electric) | 22.1371 | 21.7961 | 21.4605 | 21.13 | 20.8046 | 20.4842 | 20.1687 | 19.8581 | 19.5523 | 19.2512 | 18.9548 | 18.6629
PG&E | GWh | Commercial | Com - Motel | WholeBlg | No | HVAC - Energy Management System | 4.4909 | 4.5618 | 4.6306 | 4.7024 | 4.7722 | 4.839 | 4.9008 | 4.9623 | 5.0217 | 5.0835 | 5.1469 | 5.2112
PG&E | GWh | Commercial | Com - Motel | WholeBlg | No | WholeBlg - Com RET Level 1 | 23.8803 | 23.5125 | 23.1504 | 22.7939 | 22.4429 | 22.0973 | 21.757 | 21.4219 | 21.092 | 20.7672 | 20.4474 | 20.1325
PG&E | GWh | Commercial | Com - Motel | WholeBlg | No | WholeBlg - Com RET Level 2 | 132.3724 | 130.3338 | 128.3267 | 126.3505 | 124.4047 | 122.4888 | 120.6025 | 118.7452 | 116.9166 | 115.116 | 113.3433 | 111.5978
PG&E | GWh | Commercial | Com - Nusing Home | AppPlug | No | AppPlug - Computer Monitor | 0.11052 | 0.11226 | 0.11396 | 0.11572 | 0.11744 | 0.11909 | 0.1206 | 0.12212 | 0.12358 | 0.1251 | 0.12666 | 0.12824
PG&E | GWh | Commercial | Com - Nusing Home | AppPlug | No | AppPlug - Desktop Computer (Com - Power Management) | 4.0604 | 4.1245 | 4.1867 | 4.2516 | 4.3147 | 4.3752 | 4.431 | 4.4866 | 4.5403 | 4.5962 | 4.6535 | 4.7116
PG&E | GWh | Commercial | Com - Nusing Home | AppPlug | No | AppPlug - Occupancy Sensor Plug Strip | 1.6946 | 1.7214 | 1.7473 | 1.7744 | 1.8008 | 1.826 | 1.8493 | 1.8725 | 1.8949 | 1.9182 | 1.9421 | 1.9664
PG&E | GWh | Commercial | Com - Nusing Home | AppPlug | No | AppPlug - Vending Machine Controls | 5.5723 | 5.6602 | 5.7456 | 5.8347 | 5.9213 | 6.0042 | 6.0808 | 6.1572 | 6.2308 | 6.3075 | 6.3862 | 6.466
PG&E | GWh | Commercial | Com - Nusing Home | BldgEnv | No | BldgEnv - Attic Batt Insulation | 0.0041251 | 0.0040616 | 0.003999 | 0.0039374 | 0.0038768 | 0.0038171 | 0.0037583 | 0.0037004 | 0.0036435 | 0.0035873 | 0.0035321 | 0.0034777
PG&E | GWh | Commercial | Com - Nusing Home | BldgEnv | No | BldgEnv - Wall Spray On Insulation | 1.2275 | 1.2086 | 1.1899 | 1.1716 | 1.1536 | 1.1358 | 1.1183 | 1.1011 | 1.0841 | 1.0674 | 1.051 | 1.0348
PG&E | GWh | Commercial | Com - Nusing Home | BldgEnv | No | BldgEnv - Window Film | 10.7652 | 10.5994 | 10.4362 | 10.2754 | 10.1172 | 9.9614 | 9.808 | 9.6569 | 9.5082 | 9.3618 | 9.2176 | 9.0757
PG&E | GWh | Commercial | Com - Nusing Home | FoodServ | No | FoodServ - Electric Steamer | 0.42641 | 0.43314 | 0.43967 | 0.44649 | 0.45312 | 0.45947 | 0.46533 | 0.47117 | 0.47681 | 0.48267 | 0.48869 | 0.4948
PG&E | GWh | Commercial | Com - Nusing Home | FoodServ | No | FoodServ - Oven (Electric) | 0.39695 | 0.40321 | 0.40929 | 0.41564 | 0.42181 | 0.42772 | 0.43318 | 0.43862 | 0.44386 | 0.44932 | 0.45493 | 0.46061
PG&E | GWh | Commercial | Com - Nusing Home | HVAC | Yes | HVAC - Advanced Package Rooftop AC (> EER 12) - Emerging | 0 | 15.747 | 15.6468 | 15.5523 | 15.4583 | 15.3639 | 15.2667 | 15.1718 | 15.0771 | 14.9873 | 14.9015 | 14.8189
PG&E | GWh | Commercial | Com - Nusing Home | HVAC | Yes | HVAC - Energy Recovery Ventilation - Emerging | 5.5948 | 5.683 | 5.7687 | 5.8582 | 5.9452 | 6.0284 | 6.1053 | 6.182 | 6.2559 | 6.3329 | 6.4119 | 6.492
PG&E | GWh | Commercial | Com - Nusing Home | HVAC | No | HVAC - Chiller (Centrifugal) | 4.6717 | 4.6382 | 4.605 | 4.5734 | 4.5421 | 4.5107 | 4.4786 | 4.4473 | 4.4161 | 4.3863 | 4.3577 | 4.33
PG&E | GWh | Commercial | Com - Nusing Home | HVAC | No | HVAC - Chiller (Reciprocating) | 3.377 | 3.3971 | 3.4163 | 3.4374 | 3.4577 | 3.4767 | 3.4934 | 3.5101 | 3.526 | 3.5433 | 3.5617 | 3.5808
PG&E | GWh | Commercial | Com - Nusing Home | HVAC | No | HVAC - Demand Controlled Ventilation | 9.2238 | 9.3693 | 9.5106 | 9.6581 | 9.8015 | 9.9387 | 10.0655 | 10.192 | 10.3138 | 10.4408 | 10.571 | 10.703
PG&E | GWh | Commercial | Com - Nusing Home | HVAC | No | HVAC - EER Rated Package Rooftop AC (EER 11) | 3.4353 | 0 | 0 | 0 | 0 | 0 | 0 | 0 | 0 | 0 | 0 | 0
PG&E | GWh | Commercial | Com - Nusing Home | HVAC | No | HVAC - EER Rated Package Rooftop HP (EER 11) | 0.028026 | 0 | 0 | 0 | 0 | 0 | 0 | 0 | 0 | 0 | 0 | 0
PG&E | GWh | Commercial | Com - Nusing Home | HVAC | No | HVAC - Repair Duct System | 2.7533 | 2.7109 | 2.6691 | 2.628 | 2.5875 | 2.5477 | 2.5085 | 2.4698 | 2.4318 | 2.3943 | 2.3575 | 2.3212
PG&E | GWh | Commercial | Com - Nusing Home | HVAC | No | HVAC - SEER Rated Package Rooftop AC (Recharge) | 3.2996 | 3.2488 | 3.1988 | 3.1495 | 3.101 | 3.0532 | 3.0062 | 2.9599 | 2.9143 | 2.8695 | 2.8253 | 2.7818
PG&E | GWh | Commercial | Com - Nusing Home | HVAC | No | HVAC - SEER Rated Package Rooftop AC (SEER 14) | 35.7663 | 36.3363 | 0 | 0 | 0 | 0 | 0 | 0 | 0 | 0 | 0 | 0
PG&E | GWh | Commercial | Com - Nusing Home | HVAC | No | HVAC - SEER Rated Package Rooftop HP (SEER 15) | 16.6514 | 16.9158 | 7.9729 | 8.0973 | 8.2183 | 8.334 | 8.441 | 8.5477 | 8.6505 | 8.7576 | 8.8674 | 8.9788
PG&E | GWh | Commercial | Com - Nusing Home | HVAC | No | HVAC - SEER Rated Split System AC (SEER 14) | 21.0155 | 21.35 | 21.6747 | 0 | 0 | 0 | 0 | 0 | 0 | 0 | 0 | 0
PG&E | GWh | Commercial | Com - Nusing Home | HVAC | No | HVAC - SEER Rated Split System HP (SEER 15) | 6.5139 | 6.7116 | 3.2055 | 3.2976 | 3.3873 | 3.4738 | 3.555 | 3.6357 | 3.7138 | 3.7941 | 3.8757 | 3.9579
PG&E | GWh | Commercial | Com - Nusing Home | HVAC | No | HVAC - Thermostat | 8.7707 | 8.9091 | 9.0434 | 9.1836 | 9.32 | 9.4505 | 9.571 | 9.6913 | 9.8072 | 9.9279 | 10.0517 | 10.1773
PG&E | GWh | Commercial | Com - Nusing Home | Lighting | Yes | Lighting - LED Fixture (Replacing T8) - Emerging | 79.0978 | 82.1955 | 85.3131 | 89.0352 | 92.2911 | 95.5455 | 98.2396 | 100.9679 | 103.6882 | 106.4952 | 109.3728 | 111.7632
PG&E | GWh | Commercial | Com - Nusing Home | Lighting | Yes | Lighting - LED Lamp (Basic High - Indoor) - Emerging | 2.3937 | 2.4735 | 2.5479 | 2.6138 | 2.6794 | 0.35291 | 0.36022 | 0.36682 | 0.37332 | 0.37927 | 0.38537 | 0.39158
PG&E | GWh | Commercial | Com - Nusing Home | Lighting | Yes | Lighting - LED Lamp (Basic Low - Indoor) - Emerging | 15.5775 | 16.1188 | 16.6229 | 17.0662 | 17.5083 | 2.7335 | 2.7918 | 2.8442 | 2.8959 | 2.9494 | 2.9977 | 3.0469
PG&E | GWh | Commercial | Com - Nusing Home | Lighting | Yes | Lighting - LED Plug-In Indoor Fixture - Emerging | 13.5096 | 13.9148 | 14.274 | 14.554 | 14.8773 | 0.86119 | 0.87574 | 0.89314 | 0.9061 | 0.92098 | 0.93482 | 0.95034
PG&E | GWh | Commercial | Com - Nusing Home | Lighting | No | Lighting - Cold Cathode Lamp | 0.17177 | 0.17448 | 0.17711 | 0.17986 | 0.18253 | 0 | 0 | 0 | 0 | 0 | 0 | 0
PG&E | GWh | Commercial | Com - Nusing Home | Lighting | No | Lighting - Compact Fluorescent Fixture (Indoor) | 25.7719 | 26.1571 | 26.531 | 26.9219 | 27.3019 | 0 | 0 | 0 | 0 | 0 | 0 | 0
PG&E | GWh | Commercial | Com - Nusing Home | Lighting | No | Lighting - Exit Fixture (LED) | 2.4556 | 2.4178 | 2.3805 | 2.3439 | 2.3078 | 2.2722 | 2.2373 | 2.2028 | 2.1689 | 2.1355 | 2.1026 | 2.0702
PG&E | GWh | Commercial | Com - Nusing Home | Lighting | No | Lighting - Halogen Lamp (A-Line) | 0.42159 | 0.42824 | 0.43469 | 0.44143 | 0.44799 | 0 | 0 | 0 | 0 | 0 | 0 | 0
PG&E | GWh | Commercial | Com - Nusing Home | Lighting | No | Lighting - High Bay HID to T5 | 2.0712 | 2.1021 | 2.132 | 2.1633 | 2.1938 | 2.2229 | 2.2497 | 2.2765 | 2.3023 | 2.3292 | 2.3568 | 2.3849
PG&E | GWh | Commercial | Com - Nusing Home | Lighting | No | Lighting - Induction Fixture (Indoor) | 3.4415 | 3.4958 | 3.5485 | 3.6035 | 3.657 | 3.7083 | 3.7556 | 3.8027 | 3.8482 | 3.8956 | 3.9442 | 3.9934
PG&E | GWh | Commercial | Com - Nusing Home | Lighting | No | Lighting - Induction Fixture (Outdoor) | 1.7563 | 1.784 | 1.8109 | 1.8389 | 1.8663 | 1.8924 | 1.9165 | 1.9406 | 1.9638 | 1.988 | 2.0128 | 2.0379
PG&E | GWh | Commercial | Com - Nusing Home | Lighting | No | Lighting - Linear Fluorescent Delamping | 0.29254 | 0.28804 | 0.2127 | 0.13962 | 0.068733 | 0 | 0 | 0 | 0 | 0 | 0 | 0
PG&E | GWh | Commercial | Com - Nusing Home | Lighting | No | Lighting - Low Bay HID to T5 | 0.043125 | 0.043767 | 0.04439 | 0.045042 | 0.045676 | 0.046282 | 0.046841 | 0.047398 | 0.047935 | 0.048495 | 0.049071 | 0.049655
PG&E | GWh | Commercial | Com - Nusing Home | Lighting | No | Lighting - Occupancy Sensor | 6.7771 | 6.8814 | 6.9826 | 7.0884 | 7.1912 | 7.2896 | 7.3803 | 7.4709 | 7.5581 | 7.6491 | 7.7424 | 7.8372
PG&E | GWh | Commercial | Com - Nusing Home | Lighting | No | Lighting - Plug-In Fixture (Exterior) | 1.4729 | 1.4961 | 1.5187 | 1.5423 | 1.5652 | 1.5871 | 1.6073 | 1.6275 | 1.647 | 1.6672 | 1.688 | 1.7091
PG&E | GWh | Commercial | Com - Nusing Home | Lighting | No | Lighting - Plug-In Fixture (Linear Fluorescent) | 12.3447 | 12.5286 | 12.707 | 12.8936 | 13.075 | 0 | 0 | 0 | 0 | 0 | 0 | 0
PG&E | GWh | Commercial | Com - Nusing Home | Lighting | No | Lighting - Plug-In Fixture (MH Directional) | 0.82334 | 0.83561 | 0.84751 | 0.85995 | 0.87205 | 0.88362 | 0.89429 | 0.90493 | 0.91518 | 0.92588 | 0.93686 | 0.94801
PG&E | GWh | Commercial | Com - Nusing Home | Lighting | No | Lighting - Plug-In Fixture (PSMH with Electronic Ballast) | 6.6413 | 6.7403 | 6.8363 | 6.9367 | 7.0343 | 7.1276 | 7.2136 | 7.2995 | 7.3822 | 7.4684 | 7.557 | 7.647
PG&E | GWh | Commercial | Com - Nusing Home | ProcHeat | No | ProcHeat - Boiler Draft Fan | 2.7835 | 2.8274 | 2.87 | 2.9145 | 2.9578 | 2.9992 | 3.0375 | 3.0756 | 3.1124 | 3.1507 | 3.19 | 3.2299
PG&E | GWh | Commercial | Com - Nusing Home | SHW | No | SHW - EF Rated Instantaneous Water Heater (Electric) | 0.2228 | 0.22626 | 0.22961 | 0.23312 | 0.23653 | 0.23979 | 0.2428 | 0.2458 | 0.2487 | 0.25171 | 0.25481 | 0.25795
PG&E | GWh | Commercial | Com - Nusing Home | Service | No | HVAC - Comprehensive Rooftop Unit Quality Maintenance | 8.0312 | 7.9075 | 7.7857 | 7.6658 | 7.5478 | 7.4315 | 7.3171 | 7.2044 | 7.0934 | 6.9842 | 6.8766 | 6.7707
PG&E | GWh | Commercial | Com - Nusing Home | Service | No | Service - HVAC Fault Detection & Diagnositics | 7.8637 | 7.9877 | 8.1082 | 8.2339 | 8.3561 | 8.4732 | 8.5812 | 8.6891 | 8.7929 | 8.9012 | 9.0122 | 9.1248
PG&E | GWh | Commercial | Com - Nusing Home | Service | No | Service - Retro-Commissioning (Electric) | 24.9322 | 24.5483 | 24.1702 | 23.798 | 23.4315 | 23.0707 | 22.7154 | 22.3656 | 22.0212 | 21.682 | 21.3481 | 21.0194
PG&E | GWh | Commercial | Com - Nusing Home | WholeBlg | No | HVAC - Energy Management System | 5.058 | 5.1378 | 5.2153 | 5.2961 | 5.3748 | 5.45 | 5.5196 | 5.5889 | 5.6557 | 5.7253 | 5.7967 | 5.8692
PG&E | GWh | Commercial | Com - Nusing Home | WholeBlg | No | WholeBlg - Com RET Level 1 | 35.7609 | 35.2102 | 34.6679 | 34.134 | 33.6084 | 33.0908 | 32.5812 | 32.0795 | 31.5854 | 31.099 | 30.6201 | 30.1485
PG&E | GWh | Commercial | Com - Nusing Home | WholeBlg | No | WholeBlg - Com RET Level 2 | 236.4723 | 232.8306 | 229.2451 | 225.7147 | 222.2387 | 218.8162 | 215.4464 | 212.1286 | 208.8618 | 205.6453 | 202.4784 | 199.3602
PG&E | GWh | Commercial | Com - Office (Large) | AppPlug | No | AppPlug - Computer Monitor | 0.66387 | 0.67435 | 0.68451 | 0.69513 | 0.70545 | 0.71533 | 0.72445 | 0.73356 | 0.74233 | 0.75146 | 0.76084 | 0.77034
PG&E | GWh | Commercial | Com - Office (Large) | AppPlug | No | AppPlug - Desktop Computer (Com - Power Management) | 26.5176 | 26.936 | 27.3421 | 27.766 | 28.1783 | 28.573 | 28.9374 | 29.301 | 29.6513 | 30.0163 | 30.3906 | 30.7703
PG&E | GWh | Commercial | Com - Office (Large) | AppPlug | No | AppPlug - Occupancy Sensor Plug Strip | 10.1794 | 10.34 | 10.4959 | 10.6587 | 10.8169 | 10.9684 | 11.1083 | 11.2479 | 11.3824 | 11.5225 | 11.6662 | 11.8119
PG&E | GWh | Commercial | Com - Office (Large) | AppPlug | No | AppPlug - Vending Machine Controls | 34.4021 | 34.9447 | 35.4716 | 36.0216 | 36.5565 | 37.0685 | 37.5413 | 38.0129 | 38.4674 | 38.9409 | 39.4266 | 39.9191
PG&E | GWh | Commercial | Com - Office (Large) | BldgEnv | No | BldgEnv - Attic Batt Insulation | 1.3429 | 1.3222 | 1.3018 | 1.2818 | 1.262 | 1.2426 | 1.2235 | 1.2046 | 1.1861 | 1.1678 | 1.1498 | 1.1321
PG&E | GWh | Commercial | Com - Office (Large) | BldgEnv | No | BldgEnv - Wall Spray On Insulation | 7.3732 | 7.2596 | 7.1478 | 7.0378 | 6.9294 | 6.8227 | 6.7176 | 6.6142 | 6.5123 | 6.412 | 6.3133 | 6.216
PG&E | GWh | Commercial | Com - Office (Large) | BldgEnv | No | BldgEnv - Window Film | 108.0393 | 106.3755 | 104.7373 | 103.1244 | 101.5363 | 99.9726 | 98.433 | 96.9172 | 95.4246 | 93.9551 | 92.5082 | 91.0836
PG&E | GWh | Commercial | Com - Office (Large) | FoodServ | No | FoodServ - Electric Steamer | 1.5067 | 1.5305 | 1.5536 | 1.5777 | 1.6011 | 1.6235 | 1.6442 | 1.6649 | 1.6848 | 1.7055 | 1.7268 | 1.7484
PG&E | GWh | Commercial | Com - Office (Large) | FoodServ | No | FoodServ - Oven (Electric) | 1.4903 | 1.5138 | 1.5366 | 1.5604 | 1.5836 | 1.6058 | 1.6263 | 1.6467 | 1.6664 | 1.6869 | 1.7079 | 1.7293
PG&E | GWh | Commercial | Com - Office (Large) | HVAC | Yes | HVAC - Advanced Package Rooftop AC (> EER 12) - Emerging | 0 | 66.0249 | 65.7584 | 65.5181 | 65.2767 | 65.0288 | 64.7626 | 64.5049 | 64.2441 | 64.0057 | 63.7846 | 63.5771
PG&E | GWh | Commercial | Com - Office (Large) | HVAC | Yes | HVAC - Energy Recovery Ventilation - Emerging | 9.3304 | 9.4776 | 9.6204 | 9.7696 | 9.9147 | 10.0535 | 10.1818 | 10.3097 | 10.433 | 10.5614 | 10.6931 | 10.8267
PG&E | GWh | Commercial | Com - Office (Large) | HVAC | No | HVAC - Chiller (Centrifugal) | 29.8366 | 29.646 | 29.4564 | 29.2776 | 29.0999 | 28.9213 | 28.7376 | 28.5582 | 28.3791 | 28.2093 | 28.047 | 27.8908
PG&E | GWh | Commercial | Com - Office (Large) | HVAC | No | HVAC - Chiller (Reciprocating) | 25.403 | 25.5793 | 25.7489 | 25.9324 | 26.1096 | 26.2764 | 26.424 | 26.5725 | 26.7136 | 26.8662 | 27.0268 | 27.1924
PG&E | GWh | Commercial | Com - Office (Large) | HVAC | No | HVAC - Demand Controlled Ventilation | 15.3825 | 15.6251 | 15.8607 | 16.1066 | 16.3458 | 16.5747 | 16.7861 | 16.997 | 17.2003 | 17.412 | 17.6291 | 17.8493
PG&E | GWh | Commercial | Com - Office (Large) | HVAC | No | HVAC - EER Rated Package Rooftop AC (EER 11) | 14.4108 | 0 | 0 | 0 | 0 | 0 | 0 | 0 | 0 | 0 | 0 | 0
PG&E | GWh | Commercial | Com - Office (Large) | HVAC | No | HVAC - EER Rated Package Rooftop HP (EER 11) | 0.1105 | 0 | 0 | 0 | 0 | 0 | 0 | 0 | 0 | 0 | 0 | 0
PG&E | GWh | Commercial | Com - Office (Large) | HVAC | No | HVAC - Repair Duct System | 14.8423 | 14.6137 | 14.3887 | 14.1671 | 13.9489 | 13.7341 | 13.5226 | 13.3143 | 13.1093 | 12.9074 | 12.7086 | 12.5129
PG&E | GWh | Commercial | Com - Office (Large) | HVAC | No | HVAC - SEER Rated Package Rooftop AC (Recharge) | 19.4639 | 19.1641 | 18.869 | 18.5784 | 18.2923 | 18.0106 | 17.7332 | 17.4601 | 17.1913 | 16.9265 | 16.6658 | 16.4092
PG&E | GWh | Commercial | Com - Office (Large) | HVAC | No | HVAC - SEER Rated Package Rooftop AC (SEER 14) | 75.7315 | 76.8602 | 0 | 0 | 0 | 0 | 0 | 0 | 0 | 0 | 0 | 0
PG&E | GWh | Commercial | Com - Office (Large) | HVAC | No | HVAC - SEER Rated Package Rooftop HP (SEER 15) | 32.29 | 32.9452 | 15.5918 | 15.8986 | 16.1973 | 16.4842 | 16.751 | 17.0168 | 17.2735 | 17.5393 | 17.8107 | 18.085
PG&E | GWh | Commercial | Com - Office (Large) | HVAC | No | HVAC - SEER Rated Split System AC (SEER 14) | 38.2186 | 38.7621 | 39.2894 | 0 | 0 | 0 | 0 | 0 | 0 | 0 | 0 | 0
PG&E | GWh | Commercial | Com - Office (Large) | HVAC | No | HVAC - SEER Rated Split System HP (SEER 15) | 18.161 | 18.507 | 8.7487 | 8.9109 | 9.0688 | 9.2203 | 9.361 | 9.5012 | 9.6365 | 9.7768 | 9.9202 | 10.0653
PG&E | GWh | Commercial | Com - Office (Large) | HVAC | No | HVAC - Thermostat | 53.8261 | 54.6752 | 55.4995 | 56.3601 | 57.197 | 57.998 | 58.7378 | 59.4757 | 60.1868 | 60.9277 | 61.6875 | 62.4582
PG&E | GWh | Commercial | Com - Office (Large) | Lighting | Yes | Lighting - LED Fixture (Replacing T8) - Emerging | 241.4729 | 251.202 | 260.9982 | 272.6609 | 282.9037 | 293.1457 | 301.6666 | 310.2979 | 318.9064 | 327.7911 | 336.9009 | 344.516
PG&E | GWh | Commercial | Com - Office (Large) | Lighting | Yes | Lighting - LED Lamp (Basic High - Indoor) - Emerging | 9.8896 | 10.2283 | 10.5449 | 10.8264 | 11.1068 | 1.464 | 1.4953 | 1.5238 | 1.5517 | 1.5775 | 1.6038 | 1.6306
PG&E | GWh | Commercial | Com - Office (Large) | Lighting | Yes | Lighting - LED Lamp (Basic Low - Indoor) - Emerging | 18.9622 | 19.6384 | 20.2695 | 20.8272 | 21.3835 | 3.3409 | 3.4146 | 3.481 | 3.5465 | 3.6143 | 3.6758 | 3.7382
PG&E | GWh | Commercial | Com - Office (Large) | Lighting | Yes | Lighting - LED Plug-In Indoor Fixture - Emerging | 87.4121 | 90.1131 | 92.5167 | 94.4095 | 96.5821 | 5.5949 | 5.6934 | 5.8103 | 5.8984 | 5.999 | 6.0929 | 6.1977
PG&E | GWh | Commercial | Com - Office (Large) | Lighting | No | Lighting - Cold Cathode Lamp | 0.86826 | 0.88196 | 0.89525 | 0.90914 | 0.92264 | 0 | 0 | 0 | 0 | 0 | 0 | 0
PG&E | GWh | Commercial | Com - Office (Large) | Lighting | No | Lighting - Compact Fluorescent Fixture (Indoor) | 147.4989 | 149.8358 | 152.1047 | 154.4729 | 156.7761 | 0 | 0 | 0 | 0 | 0 | 0 | 0
PG&E | GWh | Commercial | Com - Office (Large) | Lighting | No | Lighting - Exit Fixture (LED) | 16.0943 | 15.8464 | 15.6024 | 15.3621 | 15.1255 | 14.8926 | 14.6633 | 14.4375 | 14.2151 | 13.9962 | 13.7807 | 13.5684
PG&E | GWh | Commercial | Com - Office (Large) | Lighting | No | Lighting - Halogen Lamp (A-Line) | 2.5324 | 2.5724 | 2.6112 | 2.6516 | 2.691 | 0 | 0 | 0 | 0 | 0 | 0 | 0
PG&E | GWh | Commercial | Com - Office (Large) | Lighting | No | Lighting - High Bay HID to T5 | 7.0844 | 7.1977 | 7.3078 | 7.4226 | 7.5343 | 7.6412 | 7.74 | 7.8385 | 7.9334 | 8.0323 | 8.1337 | 8.2365
PG&E | GWh | Commercial | Com - Office (Large) | Lighting | No | Lighting - Induction Fixture (Indoor) | 12.2967 | 12.4907 | 12.679 | 12.8756 | 13.0668 | 13.2498 | 13.4188 | 13.5874 | 13.7498 | 13.9191 | 14.0927 | 14.2687
PG&E | GWh | Commercial | Com - Office (Large) | Lighting | No | Lighting - Induction Fixture (Outdoor) | 10.5497 | 10.7161 | 10.8777 | 11.0463 | 11.2104 | 11.3674 | 11.5124 | 11.657 | 11.7964 | 11.9416 | 12.0905 | 12.2416
PG&E | GWh | Commercial | Com - Office (Large) | Lighting | No | Lighting - Linear Fluorescent Delamping | 0.66089 | 0.65071 | 0.48052 | 0.31541 | 0.15528 | 0 | 0 | 0 | 0 | 0 | 0 | 0
PG&E | GWh | Commercial | Com - Office (Large) | Lighting | No | Lighting - Low Bay HID to T5 | 0.30963 | 0.31458 | 0.31939 | 0.32441 | 0.32929 | 0.33396 | 0.33828 | 0.34258 | 0.34673 | 0.35106 | 0.35549 | 0.35998
PG&E | GWh | Commercial | Com - Office (Large) | Lighting | No | Lighting - Occupancy Sensor | 47.0392 | 47.7782 | 48.4956 | 49.2446 | 49.973 | 50.6701 | 51.3139 | 51.956 | 52.5748 | 53.2195 | 53.8809 | 54.5516
PG&E | GWh | Commercial | Com - Office (Large) | Lighting | No | Lighting - Plug-In Fixture (Exterior) | 8.8476 | 8.9872 | 9.1227 | 9.2641 | 9.4017 | 9.5334 | 9.655 | 9.7763 | 9.8932 | 10.0149 | 10.1398 | 10.2665
PG&E | GWh | Commercial | Com - Office (Large) | Lighting | No | Lighting - Plug-In Fixture (Linear Fluorescent) | 81.3651 | 82.6667 | 83.9305 | 85.2492 | 86.5317 | 0 | 0 | 0 | 0 | 0 | 0 | 0
PG&E | GWh | Commercial | Com - Office (Large) | Lighting | No | Lighting - Plug-In Fixture (MH Directional) | 3.3202 | 3.3733 | 3.4248 | 3.4786 | 3.531 | 3.5811 | 3.6274 | 3.6736 | 3.7181 | 3.7644 | 3.8119 | 3.8601
PG&E | GWh | Commercial | Com - Office (Large) | Lighting | No | Lighting - Plug-In Fixture (PSMH with Electronic Ballast) | 26.7815 | 27.2099 | 27.6259 | 28.0599 | 28.4821 | 28.8862 | 29.2597 | 29.6321 | 29.9911 | 30.3649 | 30.7482 | 31.1369
PG&E | GWh | Commercial | Com - Office (Large) | ProcHeat | No | ProcHeat - Boiler Draft Fan | 14.7077 | 14.9397 | 15.165 | 15.4001 | 15.6288 | 15.8477 | 16.0498 | 16.2514 | 16.4458 | 16.6482 | 16.8558 | 17.0664
PG&E | GWh | Commercial | Com - Office (Large) | SHW | No | SHW - EF Rated Instantaneous Water Heater (Electric) | 0.20807 | 0.2113 | 0.21443 | 0.2177 | 0.22088 | 0.22392 | 0.22673 | 0.22953 | 0.23223 | 0.23505 | 0.23794 | 0.24086
PG&E | GWh | Commercial | Com - Office (Large) | Service | No | HVAC - Comprehensive Rooftop Unit Quality Maintenance | 48.2423 | 47.4993 | 46.7678 | 46.0476 | 45.3385 | 44.6403 | 43.9528 | 43.2759 | 42.6095 | 41.9533 | 41.3072 | 40.6711
PG&E | GWh | Commercial | Com - Office (Large) | Service | No | Service - HVAC Fault Detection & Diagnositics | 47.2362 | 47.9813 | 48.7047 | 49.4599 | 50.1943 | 50.8973 | 51.5465 | 52.1941 | 52.8182 | 53.4683 | 54.1351 | 54.8114
PG&E | GWh | Commercial | Com - Office (Large) | Service | No | Service - Retro-Commissioning (Electric) | 149.7651 | 147.4587 | 145.1878 | 142.9519 | 140.7505 | 138.5829 | 136.4487 | 134.3474 | 132.2785 | 130.2414 | 128.2357 | 126.2608
PG&E | GWh | Commercial | Com - Office (Large) | WholeBlg | No | HVAC - Energy Management System | 30.3828 | 30.8621 | 31.3274 | 31.8132 | 32.2856 | 32.7377 | 33.1553 | 33.5719 | 33.9733 | 34.3914 | 34.8203 | 35.2553
PG&E | GWh | Commercial | Com - Office (Large) | WholeBlg | No | WholeBlg - Com RET Level 1 | 147.3983 | 145.1284 | 142.8934 | 140.6928 | 138.5262 | 136.3928 | 134.2924 | 132.2243 | 130.188 | 128.1831 | 126.2091 | 124.2655
PG&E | GWh | Commercial | Com - Office (Large) | WholeBlg | No | WholeBlg - Com RET Level 2 | 900.2688 | 886.4047 | 872.754 | 859.3136 | 846.0802 | 833.0505 | 820.2216 | 807.5902 | 795.1533 | 782.9079 | 770.8511 | 758.98
PG&E | GWh | Commercial | Com - Office (Small) | AppPlug | No | AppPlug - Computer Monitor | 0.20863 | 0.21192 | 0.21512 | 0.21845 | 0.2217 | 0.2248 | 0.22767 | 0.23053 | 0.23329 | 0.23616 | 0.2391 | 0.24209
PG&E | GWh | Commercial | Com - Office (Small) | AppPlug | No | AppPlug - Desktop Computer (Com - Power Management) | 8.3335 | 8.4649 | 8.5926 | 8.7258 | 8.8554 | 8.9794 | 9.0939 | 9.2082 | 9.3183 | 9.433 | 9.5506 | 9.6699
PG&E | GWh | Commercial | Com - Office (Small) | AppPlug | No | AppPlug - Occupancy Sensor Plug Strip | 3.199 | 3.2495 | 3.2985 | 3.3496 | 3.3994 | 3.447 | 3.4909 | 3.5348 | 3.577 | 3.6211 | 3.6662 | 3.712
PG&E | GWh | Commercial | Com - Office (Small) | AppPlug | No | AppPlug - Vending Machine Controls | 11.98 | 12.169 | 12.3525 | 12.544 | 12.7303 | 12.9086 | 13.0732 | 13.2375 | 13.3958 | 13.5606 | 13.7298 | 13.9013
PG&E | GWh | Commercial | Com - Office (Small) | BldgEnv | No | BldgEnv - Attic Batt Insulation | 0.17765 | 0.17492 | 0.17222 | 0.16957 | 0.16696 | 0.16439 | 0.16186 | 0.15936 | 0.15691 | 0.15449 | 0.15211 | 0.14977
PG&E | GWh | Commercial | Com - Office (Small) | BldgEnv | No | BldgEnv - Wall Spray On Insulation | 2.3171 | 2.2814 | 2.2463 | 2.2117 | 2.1776 | 2.1441 | 2.1111 | 2.0786 | 2.0466 | 2.0151 | 1.984 | 1.9535
PG&E | GWh | Commercial | Com - Office (Small) | BldgEnv | No | BldgEnv - Window Film | 31.7889 | 31.2994 | 30.8174 | 30.3428 | 29.8755 | 29.4154 | 28.9624 | 28.5164 | 28.0772 | 27.6449 | 27.2191 | 26.8
PG&E | GWh | Commercial | Com - Office (Small) | HVAC | Yes | HVAC - Advanced Package Rooftop AC (> EER 12) - Emerging | 0 | 19.818 | 19.7499 | 19.6898 | 19.6292 | 19.5662 | 19.4972 | 19.4306 | 19.3629 | 19.302 | 19.2463 | 19.1948
PG&E | GWh | Commercial | Com - Office (Small) | HVAC | Yes | HVAC - Energy Recovery Ventilation - Emerging | 0.0041005 | 0.0041652 | 0.004228 | 0.0042935 | 0.0043573 | 0.0044183 | 0.0044746 | 0.0045309 | 0.004585 | 0.0046415 | 0.0046994 | 0.0047581
PG&E | GWh | Commercial | Com - Office (Small) | HVAC | No | HVAC - Chiller (Centrifugal) | 8.499 | 8.4414 | 8.3842 | 8.3301 | 8.2763 | 8.2223 | 8.1671 | 8.1131 | 8.0592 | 8.008 | 7.9589 | 7.9115
PG&E | GWh | Commercial | Com - Office (Small) | HVAC | No | HVAC - Chiller (Reciprocating) | 7.2254 | 7.2769 | 7.3265 | 7.3801 | 7.4318 | 7.4805 | 7.5238 | 7.5672 | 7.6086 | 7.6532 | 7.7001 | 7.7484
PG&E | GWh | Commercial | Com - Office (Small) | HVAC | No | HVAC - Demand Controlled Ventilation | 0.0067602 | 0.0068669 | 0.0069704 | 0.0070785 | 0.0071836 | 0.0072842 | 0.0073771 | 0.0074698 | 0.0075591 | 0.0076521 | 0.0077476 | 0.0078444
PG&E | GWh | Commercial | Com - Office (Small) | HVAC | No | HVAC - Direct Evaporative Cooler | 12.2545 | 12.4479 | 12.6355 | 12.8315 | 13.022 | 13.2044 | 13.3728 | 13.5408 | 13.7027 | 13.8714 | 14.0444 | 14.2198
PG&E | GWh | Commercial | Com - Office (Small) | HVAC | No | HVAC - EER Rated Package Rooftop AC (EER 11) | 4.5329 | 0 | 0 | 0 | 0 | 0 | 0 | 0 | 0 | 0 | 0 | 0
PG&E | GWh | Commercial | Com - Office (Small) | HVAC | No | HVAC - EER Rated Package Rooftop HP (EER 11) | 0.036365 | 0 | 0 | 0 | 0 | 0 | 0 | 0 | 0 | 0 | 0 | 0
PG&E | GWh | Commercial | Com - Office (Small) | HVAC | No | HVAC - Repair Duct System | 4.9027 | 4.8272 | 4.7529 | 4.6797 | 4.6076 | 4.5366 | 4.4668 | 4.398 | 4.3303 | 4.2636 | 4.1979 | 4.1333
PG&E | GWh | Commercial | Com - Office (Small) | HVAC | No | HVAC - SEER Rated Package Rooftop AC (Recharge) | 6.2128 | 6.1171 | 6.0229 | 5.9302 | 5.8389 | 5.7489 | 5.6604 | 5.5732 | 5.4874 | 5.4029 | 5.3197 | 5.2378
PG&E | GWh | Commercial | Com - Office (Small) | HVAC | No | HVAC - SEER Rated Package Rooftop AC (SEER 14) | 26.4895 | 26.9093 | 0 | 0 | 0 | 0 | 0 | 0 | 0 | 0 | 0 | 0
PG&E | GWh | Commercial | Com - Office (Small) | HVAC | No | HVAC - SEER Rated Package Rooftop HP (SEER 15) | 11.1963 | 11.4274 | 5.4099 | 5.5181 | 5.6234 | 5.7246 | 5.8187 | 5.9125 | 6.0031 | 6.0968 | 6.1925 | 6.2893
PG&E | GWh | Commercial | Com - Office (Small) | HVAC | No | HVAC - SEER Rated Split System AC (SEER 14) | 12.0496 | 12.2372 | 12.4194 | 0 | 0 | 0 | 0 | 0 | 0 | 0 | 0 | 0
PG&E | GWh | Commercial | Com - Office (Small) | HVAC | No | HVAC - SEER Rated Split System HP (SEER 15) | 5.7787 | 5.8989 | 2.793 | 2.8493 | 2.9041 | 2.9567 | 3.0057 | 3.0545 | 3.1016 | 3.1504 | 3.2002 | 3.2505
PG&E | GWh | Commercial | Com - Office (Small) | HVAC | No | HVAC - Thermostat | 19.7832 | 20.0952 | 20.3982 | 20.7145 | 21.0221 | 21.3165 | 21.5884 | 21.8596 | 22.121 | 22.3933 | 22.6725 | 22.9558
PG&E | GWh | Commercial | Com - Office (Small) | Lighting | Yes | Lighting - LED Fixture (Replacing T8) - Emerging | 70.8222 | 73.6509 | 76.4987 | 79.892 | 82.8686 | 85.8446 | 88.3168 | 90.8208 | 93.318 | 95.8951 | 98.5374 | 100.7419
PG&E | GWh | Commercial | Com - Office (Small) | Lighting | Yes | Lighting - LED Lamp (Basic High - Indoor) - Emerging | 2.9504 | 3.0505 | 3.1439 | 3.2269 | 3.3095 | 0.4361 | 0.44533 | 0.45369 | 0.46191 | 0.46946 | 0.4772 | 0.48507
PG&E | GWh | Commercial | Com - Office (Small) | Lighting | Yes | Lighting - LED Lamp (Basic Low - Indoor) - Emerging | 5.6571 | 5.8569 | 6.0433 | 6.2077 | 6.3716 | 0.99523 | 1.0169 | 1.0365 | 1.0557 | 1.0756 | 1.0937 | 1.112
PG&E | GWh | Commercial | Com - Office (Small) | Lighting | Yes | Lighting - LED Plug-In Indoor Fixture - Emerging | 9.3003 | 9.5845 | 9.8372 | 10.0354 | 10.2634 | 0.59439 | 0.60469 | 0.61697 | 0.62617 | 0.63671 | 0.64652 | 0.65751
PG&E | GWh | Commercial | Com - Office (Small) | Lighting | No | Lighting - Cold Cathode Lamp | 0.27742 | 0.28179 | 0.28604 | 0.29048 | 0.29479 | 0 | 0 | 0 | 0 | 0 | 0 | 0
PG&E | GWh | Commercial | Com - Office (Small) | Lighting | No | Lighting - Compact Fluorescent Fixture (Indoor) | 44.0038 | 44.6866 | 45.3493 | 46.0415 | 46.7146 | 0 | 0 | 0 | 0 | 0 | 0 | 0
PG&E | GWh | Commercial | Com - Office (Small) | Lighting | No | Lighting - Exit Fixture (LED) | 4.8055 | 4.7315 | 4.6586 | 4.5869 | 4.5162 | 4.4467 | 4.3782 | 4.3108 | 4.2444 | 4.179 | 4.1147 | 4.0513
PG&E | GWh | Commercial | Com - Office (Small) | Lighting | No | Lighting - Halogen Lamp (A-Line) | 0.79584 | 0.8084 | 0.82059 | 0.83331 | 0.84568 | 0 | 0 | 0 | 0 | 0 | 0 | 0
PG&E | GWh | Commercial | Com - Office (Small) | Lighting | No | Lighting - High Bay HID to T5 | 2.0778 | 2.1103 | 2.1419 | 2.1749 | 2.2069 | 2.2376 | 2.266 | 2.2942 | 2.3215 | 2.3498 | 2.379 | 2.4085
PG&E | GWh | Commercial | Com - Office (Small) | Lighting | No | Lighting - Induction Fixture (Indoor) | 3.9282 | 3.9902 | 4.0504 | 4.1132 | 4.1742 | 4.2327 | 4.2867 | 4.3405 | 4.3924 | 4.4465 | 4.502 | 4.5582
PG&E | GWh | Commercial | Com - Office (Small) | Lighting | No | Lighting - Induction Fixture (Outdoor) | 3.3154 | 3.3677 | 3.4184 | 3.4714 | 3.523 | 3.5723 | 3.6179 | 3.6634 | 3.7072 | 3.7528 | 3.7996 | 3.8471
PG&E | GWh | Commercial | Com - Office (Small) | Lighting | No | Lighting - Linear Fluorescent Delamping | 0.20139 | 0.19828 | 0.14642 | 0.096112 | 0.047316 | 0 | 0 | 0 | 0 | 0 | 0 | 0
PG&E | GWh | Commercial | Com - Office (Small) | Lighting | No | Lighting - Low Bay HID to T5 | 0.090811 | 0.092233 | 0.093613 | 0.095054 | 0.096456 | 0.097797 | 0.099035 | 0.10027 | 0.10146 | 0.1027 | 0.10397 | 0.10526
PG&E | GWh | Commercial | Com - Office (Small) | Lighting | No | Lighting - Occupancy Sensor | 22.9757 | 23.3349 | 23.6835 | 24.0475 | 24.4015 | 24.7403 | 25.0531 | 25.3651 | 25.6657 | 25.979 | 26.3005 | 26.6265
PG&E | GWh | Commercial | Com - Office (Small) | Lighting | No | Lighting - Plug-In Fixture (Exterior) | 2.7805 | 2.8243 | 2.8669 | 2.9114 | 2.9546 | 2.996 | 3.0342 | 3.0723 | 3.109 | 3.1473 | 3.1866 | 3.2264
PG&E | GWh | Commercial | Com - Office (Small) | Lighting | No | Lighting - Plug-In Fixture (Linear Fluorescent) | 12.8388 | 13.0398 | 13.2349 | 13.4387 | 13.6368 | 0 | 0 | 0 | 0 | 0 | 0 | 0
PG&E | GWh | Commercial | Com - Office (Small) | Lighting | No | Lighting - Plug-In Fixture (MH Directional) | 0.97124 | 0.98645 | 1.0012 | 1.0166 | 1.0316 | 1.046 | 1.0592 | 1.0724 | 1.0851 | 1.0984 | 1.112 | 1.1258
PG&E | GWh | Commercial | Com - Office (Small) | Lighting | No | Lighting - Plug-In Fixture (PSMH with Electronic Ballast) | 7.8344 | 7.957 | 8.0761 | 8.2004 | 8.3213 | 8.437 | 8.5438 | 8.6504 | 8.7531 | 8.8601 | 8.9699 | 9.0812
PG&E | GWh | Commercial | Com - Office (Small) | ProcHeat | No | ProcHeat - Boiler Draft Fan | 8.507 | 8.6412 | 8.7715 | 8.9075 | 9.0397 | 9.1663 | 9.2832 | 9.3999 | 9.5123 | 9.6293 | 9.7494 | 9.8712
PG&E | GWh | Commercial | Com - Office (Small) | SHW | No | SHW - EF Rated Instantaneous Water Heater (Electric) | 0.38065 | 0.38653 | 0.39224 | 0.3982 | 0.404 | 0.40955 | 0.41467 | 0.41978 | 0.4247 | 0.42983 | 0.4351 | 0.44044
PG&E | GWh | Commercial | Com - Office (Small) | Service | No | HVAC - Comprehensive Rooftop Unit Quality Maintenance | 15.1607 | 14.9272 | 14.6974 | 14.471 | 14.2482 | 14.0287 | 13.8127 | 13.6 | 13.3905 | 13.1843 | 12.9813 | 12.7814
PG&E | GWh | Commercial | Com - Office (Small) | Service | No | Service - HVAC Fault Detection & Diagnositics | 14.8445 | 15.0787 | 15.306 | 15.5434 | 15.7742 | 15.9951 | 16.1991 | 16.4026 | 16.5988 | 16.8031 | 17.0126 | 17.2251
PG&E | GWh | Commercial | Com - Office (Small) | Service | No | Service - Retro-Commissioning (Electric) | 47.0655 | 46.3407 | 45.627 | 44.9244 | 44.2325 | 43.5514 | 42.8807 | 42.2203 | 41.5701 | 40.9299 | 40.2996 | 39.679
PG&E | GWh | Commercial | Com - Office (Small) | WholeBlg | No | HVAC - Energy Management System | 9.5482 | 9.6988 | 9.845 | 9.9977 | 10.1461 | 10.2882 | 10.4195 | 10.5504 | 10.6765 | 10.8079 | 10.9427 | 11.0794
PG&E | GWh | Commercial | Com - Office (Small) | WholeBlg | No | WholeBlg - Com RET Level 1 | 43.9191 | 43.2428 | 42.5768 | 41.9211 | 41.2756 | 40.6399 | 40.0141 | 39.3978 | 38.7911 | 38.1937 | 37.6056 | 37.0264
PG&E | GWh | Commercial | Com - Office (Small) | WholeBlg | No | WholeBlg - Com RET Level 2 | 276.785 | 272.5225 | 268.3257 | 264.1935 | 260.1249 | 256.119 | 252.1747 | 248.2912 | 244.4676 | 240.7028 | 236.9959 | 233.3462
PG&E | GWh | Commercial | Com - Restaurant (Fast Food) | AppPlug | No | AppPlug - Computer Monitor | 0.038133 | 0.038734 | 0.039318 | 0.039928 | 0.040521 | 0.041088 | 0.041612 | 0.042135 | 0.042639 | 0.043164 | 0.043702 | 0.044248
PG&E | GWh | Commercial | Com - Restaurant (Fast Food) | AppPlug | No | AppPlug - Desktop Computer (Com - Power Management) | 1.401 | 1.4231 | 1.4445 | 1.4669 | 1.4887 | 1.5096 | 1.5288 | 1.548 | 1.5665 | 1.5858 | 1.6056 | 1.6257
PG&E | GWh | Commercial | Com - Restaurant (Fast Food) | AppPlug | No | AppPlug - Occupancy Sensor Plug Strip | 0.5847 | 0.59393 | 0.60288 | 0.61223 | 0.62132 | 0.63002 | 0.63806 | 0.64607 | 0.6538 | 0.66184 | 0.6701 | 0.67847
PG&E | GWh | Commercial | Com - Restaurant (Fast Food) | AppPlug | No | AppPlug - Vending Machine Controls | 2.6703 | 2.7124 | 2.7533 | 2.796 | 2.8375 | 2.8773 | 2.914 | 2.9506 | 2.9859 | 3.0226 | 3.0603 | 3.0986
PG&E | GWh | Commercial | Com - Restaurant (Fast Food) | BldgEnv | No | BldgEnv - Wall Spray On Insulation | 0.42351 | 0.41699 | 0.41057 | 0.40425 | 0.39802 | 0.39189 | 0.38586 | 0.37991 | 0.37406 | 0.3683 | 0.36263 | 0.35705
PG&E | GWh | Commercial | Com - Restaurant (Fast Food) | BldgEnv | No | BldgEnv - Window Film | 6.483 | 6.3832 | 6.2849 | 6.1881 | 6.0928 | 5.999 | 5.9066 | 5.8156 | 5.7261 | 5.6379 | 5.5511 | 5.4656
PG&E | GWh | Commercial | Com - Restaurant (Fast Food) | ComRefrig | No | ComRefrig - Strip Curtain for Walk In Refrigerator | 17.6625 | 17.3905 | 17.1226 | 16.859 | 16.5993 | 16.3437 | 16.092 | 15.8442 | 15.6002 | 15.3599 | 15.1234 | 14.8905
PG&E | GWh | Commercial | Com - Restaurant (Fast Food) | FoodServ | No | FoodServ - Electric Griddle | 0.01243 | 0.012626 | 0.012816 | 0.013015 | 0.013208 | 0.013393 | 0.013564 | 0.013735 | 0.013899 | 0.01407 | 0.014245 | 0.014423
PG&E | GWh | Commercial | Com - Restaurant (Fast Food) | FoodServ | No | FoodServ - Electric Steamer | 4.1542 | 4.2197 | 4.2833 | 4.3497 | 4.4143 | 4.4761 | 4.5332 | 4.5902 | 4.6451 | 4.7022 | 4.7609 | 4.8204
PG&E | GWh | Commercial | Com - Restaurant (Fast Food) | FoodServ | No | FoodServ - Fryer (Electric) | 0.36307 | 0.36879 | 0.37435 | 0.38016 | 0.3858 | 0.39121 | 0.3962 | 0.40117 | 0.40597 | 0.41097 | 0.41609 | 0.42129
PG&E | GWh | Commercial | Com - Restaurant (Fast Food) | FoodServ | No | FoodServ - Grill to Order Cabinet | 4.9441 | 5.0221 | 5.0978 | 5.1769 | 5.2537 | 5.3273 | 5.3953 | 5.4631 | 5.5284 | 5.5964 | 5.6662 | 5.737
PG&E | GWh | Commercial | Com - Restaurant (Fast Food) | FoodServ | No | FoodServ - Oven (Electric) | 0.95873 | 0.97385 | 0.98854 | 1.0039 | 1.0188 | 1.033 | 1.0462 | 1.0594 | 1.072 | 1.0852 | 1.0988 | 1.1125
PG&E | GWh | Commercial | Com - Restaurant (Fast Food) | HVAC | Yes | HVAC - Advanced Package Rooftop AC (> EER 12) - Emerging | 0 | 9.487 | 9.3409 | 9.197 | 9.0554 | 8.9159 | 8.7786 | 8.6434 | 8.5103 | 8.3793 | 8.2502 | 8.1232
PG&E | GWh | Commercial | Com - Restaurant (Fast Food) | HVAC | No | HVAC - Direct Evaporative Cooler | 5.1249 | 5.2057 | 5.2842 | 5.3661 | 5.4458 | 5.5221 | 5.5925 | 5.6628 | 5.7305 | 5.801 | 5.8734 | 5.9467
PG&E | GWh | Commercial | Com - Restaurant (Fast Food) | HVAC | No | HVAC - EER Rated Package Rooftop HP (EER 11) | 0.36875 | 0.031646 | 0.047017 | 0.062617 | 0.077878 | 0.092685 | 0.1068 | 0.12079 | 0.13441 | 0.14821 | 0.16209 | 0.17597
PG&E | GWh | Commercial | Com - Restaurant (Fast Food) | HVAC | No | HVAC - Repair Duct System | 1.8749 | 1.846 | 1.8176 | 1.7896 | 1.762 | 1.7349 | 1.7082 | 1.6819 | 1.656 | 1.6305 | 1.6054 | 1.5806
PG&E | GWh | Commercial | Com - Restaurant (Fast Food) | HVAC | No | HVAC - SEER Rated Package Rooftop AC (Recharge) | 3.1325 | 3.0843 | 3.0368 | 2.99 | 2.9439 | 2.8986 | 2.854 | 2.81 | 2.7667 | 2.7241 | 2.6822 | 2.6409
PG&E | GWh | Commercial | Com - Restaurant (Fast Food) | HVAC | No | HVAC - SEER Rated Package Rooftop AC (SEER 14) | 16.0116 | 16.2653 | 0 | 0 | 0 | 0 | 0 | 0 | 0 | 0 | 0 | 0
PG&E | GWh | Commercial | Com - Restaurant (Fast Food) | HVAC | No | HVAC - SEER Rated Package Rooftop HP (SEER 15) | 9.2346 | 9.4314 | 4.4677 | 4.5598 | 4.6495 | 4.7357 | 4.8159 | 4.8958 | 4.9731 | 5.0529 | 5.1344 | 5.2167
PG&E | GWh | Commercial | Com - Restaurant (Fast Food) | HVAC | No | HVAC - SEER Rated Split System AC (SEER 14) | 8.2133 | 8.3558 | 8.4942 | 0 | 0 | 0 | 0 | 0 | 0 | 0 | 0 | 0
PG&E | GWh | Commercial | Com - Restaurant (Fast Food) | HVAC | No | HVAC - SEER Rated Split System HP (SEER 15) | 2.6798 | 2.768 | 1.3251 | 1.3661 | 1.4061 | 1.4447 | 1.481 | 1.517 | 1.5519 | 1.5878 | 1.6242 | 1.6608
PG&E | GWh | Commercial | Com - Restaurant (Fast Food) | HVAC | No | HVAC - Thermostat | 3.8015 | 3.8615 | 3.9197 | 3.9805 | 4.0396 | 4.0962 | 4.1484 | 4.2006 | 4.2508 | 4.3031 | 4.3568 | 4.4112
PG&E | GWh | Commercial | Com - Restaurant (Fast Food) | Lighting | Yes | Lighting - LED Fixture (Replacing T8) - Emerging | 26.5133 | 27.5624 | 28.6185 | 29.878 | 30.9814 | 32.0844 | 32.9992 | 33.9257 | 34.8496 | 35.803 | 36.7804 | 37.5943
PG&E | GWh | Commercial | Com - Restaurant (Fast Food) | Lighting | Yes | Lighting - LED Lamp (Basic High - Indoor) - Emerging | 38.5975 | 39.8952 | 41.1062 | 42.1795 | 43.2488 | 5.6977 | 5.8169 | 5.9248 | 6.031 | 6.1283 | 6.2281 | 6.3297
PG&E | GWh | Commercial | Com - Restaurant (Fast Food) | Lighting | Yes | Lighting - LED Lamp (Basic Low - Indoor) - Emerging | 91.9788 | 95.2009 | 98.2038 | 100.8485 | 103.4862 | 16.1604 | 16.5086 | 16.8224 | 17.1313 | 17.4514 | 17.7406 | 18.0347
PG&E | GWh | Commercial | Com - Restaurant (Fast Food) | Lighting | Yes | Lighting - LED Plug-In Indoor Fixture - Emerging | 3.707 | 3.8192 | 3.9188 | 3.9968 | 4.0865 | 0.23661 | 0.24066 | 0.24549 | 0.2491 | 0.25324 | 0.2571 | 0.26141
PG&E | GWh | Commercial | Com - Restaurant (Fast Food) | Lighting | No | Lighting - Cold Cathode Lamp | 0.076985 | 0.0782 | 0.079379 | 0.08061 | 0.081807 | 0 | 0 | 0 | 0 | 0 | 0 | 0
PG&E | GWh | Commercial | Com - Restaurant (Fast Food) | Lighting | No | Lighting - Compact Fluorescent Fixture (Indoor) | 11.9134 | 12.0948 | 12.2708 | 12.4548 | 12.6337 | 0 | 0 | 0 | 0 | 0 | 0 | 0
PG&E | GWh | Commercial | Com - Restaurant (Fast Food) | Lighting | No | Lighting - Exit Fixture (LED) | 0.85466 | 0.8415 | 0.82854 | 0.81578 | 0.80322 | 0.79085 | 0.77867 | 0.76668 | 0.75487 | 0.74324 | 0.7318 | 0.72053
PG&E | GWh | Commercial | Com - Restaurant (Fast Food) | Lighting | No | Lighting - Halogen Lamp (A-Line) | 0.14546 | 0.14776 | 0.14998 | 0.15231 | 0.15457 | 0 | 0 | 0 | 0 | 0 | 0 | 0
PG&E | GWh | Commercial | Com - Restaurant (Fast Food) | Lighting | No | Lighting - High Bay HID to T5 | 0.81466 | 0.82712 | 0.83921 | 0.85185 | 0.86414 | 0.87589 | 0.88674 | 0.89755 | 0.90798 | 0.91885 | 0.93 | 0.94132
PG&E | GWh | Commercial | Com - Restaurant (Fast Food) | Lighting | No | Lighting - Induction Fixture (Indoor) | 1.2952 | 1.3156 | 1.3354 | 1.3561 | 1.3763 | 1.3956 | 1.4134 | 1.4311 | 1.4482 | 1.466 | 1.4843 | 1.5029
PG&E | GWh | Commercial | Com - Restaurant (Fast Food) | Lighting | No | Lighting - Induction Fixture (Outdoor) | 0.60597 | 0.61553 | 0.62481 | 0.6345 | 0.64392 | 0.65294 | 0.66126 | 0.66957 | 0.67758 | 0.68592 | 0.69447 | 0.70315
PG&E | GWh | Commercial | Com - Restaurant (Fast Food) | Lighting | No | Lighting - Linear Fluorescent Delamping | 0.51313 | 0.50523 | 0.37309 | 0.24489 | 0.12056 | 0 | 0 | 0 | 0 | 0 | 0 | 0
PG&E | GWh | Commercial | Com - Restaurant (Fast Food) | Lighting | No | Lighting - Low Bay HID to T5 | 0.0016231 | 0.0016479 | 0.001672 | 0.0016972 | 0.0017216 | 0.0017451 | 0.0017667 | 0.0017882 | 0.001809 | 0.0018306 | 0.0018529 | 0.0018754
PG&E | GWh | Commercial | Com - Restaurant (Fast Food) | Lighting | No | Lighting - Occupancy Sensor | 2.8272 | 2.8719 | 2.9153 | 2.9605 | 3.0045 | 3.0467 | 3.0856 | 3.1244 | 3.1618 | 3.2008 | 3.2408 | 3.2813
PG&E | GWh | Commercial | Com - Restaurant (Fast Food) | Lighting | No | Lighting - Plug-In Fixture (Exterior) | 0.5082 | 0.51622 | 0.524 | 0.53213 | 0.54003 | 0.54759 | 0.55458 | 0.56154 | 0.56826 | 0.57525 | 0.58243 | 0.5897
PG&E | GWh | Commercial | Com - Restaurant (Fast Food) | Lighting | No | Lighting - Plug-In Fixture (Linear Fluorescent) | 4.2402 | 4.305 | 4.368 | 4.4337 | 4.4977 | 0 | 0 | 0 | 0 | 0 | 0 | 0
PG&E | GWh | Commercial | Com - Restaurant (Fast Food) | Lighting | No | Lighting - Plug-In Fixture (MH Directional) | 0.3231 | 0.32804 | 0.33284 | 0.33785 | 0.34272 | 0.34738 | 0.35168 | 0.35597 | 0.36011 | 0.36442 | 0.36884 | 0.37333
PG&E | GWh | Commercial | Com - Restaurant (Fast Food) | Lighting | No | Lighting - Plug-In Fixture (PSMH with Electronic Ballast) | 2.6062 | 2.6461 | 2.6848 | 2.7252 | 2.7645 | 2.8021 | 2.8368 | 2.8714 | 2.9047 | 2.9395 | 2.9752 | 3.0114
PG&E | GWh | Commercial | Com - Restaurant (Fast Food) | SHW | No | SHW - EF Rated Instantaneous Water Heater (Electric) | 0.3683 | 0.37397 | 0.37947 | 0.38521 | 0.3908 | 0.39614 | 0.40108 | 0.406 | 0.41074 | 0.41568 | 0.42075 | 0.42589
PG&E | GWh | Commercial | Com - Restaurant (Fast Food) | Service | No | HVAC - Comprehensive Rooftop Unit Quality Maintenance | 2.771 | 2.7283 | 2.6863 | 2.6449 | 2.6042 | 2.5641 | 2.5246 | 2.4857 | 2.4475 | 2.4098 | 2.3727 | 2.3361
PG&E | GWh | Commercial | Com - Restaurant (Fast Food) | Service | No | Service - HVAC Fault Detection & Diagnositics | 2.7132 | 2.756 | 2.7976 | 2.8409 | 2.8831 | 2.9235 | 2.9608 | 2.998 | 3.0338 | 3.0712 | 3.1095 | 3.1483
PG&E | GWh | Commercial | Com - Restaurant (Fast Food) | Service | No | Service - Retro-Commissioning (Electric) | 8.6024 | 8.4699 | 8.3395 | 8.2111 | 8.0846 | 7.9601 | 7.8375 | 7.7168 | 7.598 | 7.481 | 7.3658 | 7.2524
PG&E | GWh | Commercial | Com - Restaurant (Fast Food) | WholeBlg | No | HVAC - Energy Management System | 1.7452 | 1.7727 | 1.7994 | 1.8273 | 1.8545 | 1.8804 | 1.9044 | 1.9283 | 1.9514 | 1.9754 | 2.0001 | 2.025
PG&E | GWh | Commercial | Com - Restaurant (Fast Food) | WholeBlg | No | WholeBlg - Com RET Level 1 | 35.2317 | 34.6892 | 34.1549 | 33.629 | 33.1111 | 32.6012 | 32.0991 | 31.6048 | 31.1181 | 30.6388 | 30.167 | 29.7024
PG&E | GWh | Commercial | Com - Restaurant (Fast Food) | WholeBlg | No | WholeBlg - Com RET Level 2 | 197.4381 | 194.3976 | 191.4038 | 188.4562 | 185.554 | 182.6965 | 179.8829 | 177.1127 | 174.3852 | 171.6997 | 169.0555 | 166.452
PG&E | GWh | Commercial | Com - Restaurant (Sit Down) | AppPlug | No | AppPlug - Computer Monitor | 0.038133 | 0.038734 | 0.039318 | 0.039928 | 0.040521 | 0.041088 | 0.041612 | 0.042135 | 0.042639 | 0.043164 | 0.043702 | 0.044248
PG&E | GWh | Commercial | Com - Restaurant (Sit Down) | AppPlug | No | AppPlug - Desktop Computer (Com - Power Management) | 1.401 | 1.4231 | 1.4445 | 1.4669 | 1.4887 | 1.5096 | 1.5288 | 1.548 | 1.5665 | 1.5858 | 1.6056 | 1.6257
PG&E | GWh | Commercial | Com - Restaurant (Sit Down) | AppPlug | No | AppPlug - Occupancy Sensor Plug Strip | 0.5847 | 0.59393 | 0.60288 | 0.61223 | 0.62132 | 0.63002 | 0.63806 | 0.64607 | 0.6538 | 0.66184 | 0.6701 | 0.67847
PG&E | GWh | Commercial | Com - Restaurant (Sit Down) | AppPlug | No | AppPlug - Vending Machine Controls | 2.6703 | 2.7124 | 2.7533 | 2.796 | 2.8375 | 2.8773 | 2.914 | 2.9506 | 2.9859 | 3.0226 | 3.0603 | 3.0986
PG&E | GWh | Commercial | Com - Restaurant (Sit Down) | BldgEnv | No | BldgEnv - Wall Spray On Insulation | 0.42351 | 0.41699 | 0.41057 | 0.40425 | 0.39802 | 0.39189 | 0.38586 | 0.37991 | 0.37406 | 0.3683 | 0.36263 | 0.35705
PG&E | GWh | Commercial | Com - Restaurant (Sit Down) | BldgEnv | No | BldgEnv - Window Film | 6.483 | 6.3832 | 6.2849 | 6.1881 | 6.0928 | 5.999 | 5.9066 | 5.8156 | 5.7261 | 5.6379 | 5.5511 | 5.4656
PG&E | GWh | Commercial | Com - Restaurant (Sit Down) | ComRefrig | No | ComRefrig - Refrigerated Case Night Cover (Low Temp) | 1.3739 | 1.3527 | 1.3319 | 1.3114 | 1.2912 | 1.2713 | 1.2517 | 1.2324 | 1.2135 | 1.1948 | 1.1764 | 1.1582
PG&E | GWh | Commercial | Com - Restaurant (Sit Down) | ComRefrig | No | ComRefrig - Refrigerated Case Night Cover (Med Temp) | 10.6755 | 10.5111 | 10.3492 | 10.1898 | 10.0329 | 9.8784 | 9.7263 | 9.5765 | 9.429 | 9.2838 | 9.1408 | 9.0001
PG&E | GWh | Commercial | Com - Restaurant (Sit Down) | ComRefrig | No | ComRefrig - Strip Curtain for Walk In Refrigerator | 17.6625 | 17.3905 | 17.1226 | 16.859 | 16.5993 | 16.3437 | 16.092 | 15.8442 | 15.6002 | 15.3599 | 15.1234 | 14.8905
PG&E | GWh | Commercial | Com - Restaurant (Sit Down) | FoodServ | No | FoodServ - Electric Griddle | 0.01243 | 0.012626 | 0.012816 | 0.013015 | 0.013208 | 0.013393 | 0.013564 | 0.013735 | 0.013899 | 0.01407 | 0.014245 | 0.014423
PG&E | GWh | Commercial | Com - Restaurant (Sit Down) | FoodServ | No | FoodServ - Electric Steamer | 4.1542 | 4.2197 | 4.2833 | 4.3497 | 4.4143 | 4.4761 | 4.5332 | 4.5902 | 4.6451 | 4.7022 | 4.7609 | 4.8204
PG&E | GWh | Commercial | Com - Restaurant (Sit Down) | FoodServ | No | FoodServ - Fryer (Electric) | 0.36307 | 0.36879 | 0.37435 | 0.38016 | 0.3858 | 0.39121 | 0.3962 | 0.40117 | 0.40597 | 0.41097 | 0.41609 | 0.42129
PG&E | GWh | Commercial | Com - Restaurant (Sit Down) | FoodServ | No | FoodServ - Oven (Electric) | 0.95873 | 0.97385 | 0.98854 | 1.0039 | 1.0188 | 1.033 | 1.0462 | 1.0594 | 1.072 | 1.0852 | 1.0988 | 1.1125
PG&E | GWh | Commercial | Com - Restaurant (Sit Down) | HVAC | Yes | HVAC - Advanced Package Rooftop AC (> EER 12) - Emerging | 0 | 6.4945 | 6.4532 | 6.4144 | 6.3758 | 6.3369 | 6.297 | 6.258 | 6.219 | 6.1821 | 6.1468 | 6.1129
PG&E | GWh | Commercial | Com - Restaurant (Sit Down) | HVAC | No | HVAC - Direct Evaporative Cooler | 2.1549 | 2.1889 | 2.2219 | 2.2564 | 2.2899 | 2.322 | 2.3516 | 2.3811 | 2.4096 | 2.4393 | 2.4697 | 2.5005
PG&E | GWh | Commercial | Com - Restaurant (Sit Down) | HVAC | No | HVAC - EER Rated Package Rooftop HP (EER 11) | 0.27218 | 0 | 0 | 0 | 0 | 0 | 0 | 0 | 0 | 0 | 0 | 0
PG&E | GWh | Commercial | Com - Restaurant (Sit Down) | HVAC | No | HVAC - Repair Duct System | 1.3197 | 1.2994 | 1.2794 | 1.2597 | 1.2403 | 1.2212 | 1.2024 | 1.1838 | 1.1656 | 1.1477 | 1.13 | 1.1126
PG&E | GWh | Commercial | Com - Restaurant (Sit Down) | HVAC | No | HVAC - SEER Rated Package Rooftop AC (Recharge) | 1.5821 | 1.5578 | 1.5338 | 1.5102 | 1.4869 | 1.464 | 1.4415 | 1.4193 | 1.3974 | 1.3759 | 1.3547 | 1.3338
PG&E | GWh | Commercial | Com - Restaurant (Sit Down) | HVAC | No | HVAC - SEER Rated Package Rooftop AC (SEER 14) | 7.6601 | 7.776 | 0 | 0 | 0 | 0 | 0 | 0 | 0 | 0 | 0 | 0
PG&E | GWh | Commercial | Com - Restaurant (Sit Down) | HVAC | No | HVAC - SEER Rated Package Rooftop HP (SEER 15) | 4.9449 | 5.0353 | 2.3786 | 2.421 | 2.4623 | 2.5019 | 2.5386 | 2.5752 | 2.6105 | 2.6472 | 2.6846 | 2.7226
PG&E | GWh | Commercial | Com - Restaurant (Sit Down) | HVAC | No | HVAC - SEER Rated Split System AC (SEER 14) | 3.8241 | 3.886 | 3.9461 | 0 | 0 | 0 | 0 | 0 | 0 | 0 | 0 | 0
PG&E | GWh | Commercial | Com - Restaurant (Sit Down) | HVAC | No | HVAC - SEER Rated Split System HP (SEER 15) | 1.3519 | 1.3878 | 0.66055 | 0.6773 | 0.69362 | 0.70934 | 0.72404 | 0.73867 | 0.75283 | 0.76741 | 0.78224 | 0.7972
PG&E | GWh | Commercial | Com - Restaurant (Sit Down) | HVAC | No | HVAC - Thermostat | 2.5172 | 2.5569 | 2.5954 | 2.6357 | 2.6748 | 2.7123 | 2.7469 | 2.7814 | 2.8146 | 2.8493 | 2.8848 | 2.9209
PG&E | GWh | Commercial | Com - Restaurant (Sit Down) | Lighting | Yes | Lighting - LED Fixture (Replacing T8) - Emerging | 25.9738 | 27.0113 | 28.0558 | 29.3003 | 30.392 | 31.4835 | 32.3903 | 33.3087 | 34.2246 | 35.1698 | 36.1389 | 36.9475
PG&E | GWh | Commercial | Com - Restaurant (Sit Down) | Lighting | Yes | Lighting - LED Lamp (Basic High - Indoor) - Emerging | 38.8367 | 40.1464 | 41.369 | 42.4531 | 43.5333 | 5.7356 | 5.8562 | 5.9652 | 6.0726 | 6.171 | 6.2719 | 6.3746
PG&E | GWh | Commercial | Com - Restaurant (Sit Down) | Lighting | Yes | Lighting - LED Lamp (Basic Low - Indoor) - Emerging | 92.5487 | 95.8004 | 98.8316 | 101.5029 | 104.1669 | 16.268 | 16.6199 | 16.9371 | 17.2494 | 17.5729 | 17.8653 | 18.1628
PG&E | GWh | Commercial | Com - Restaurant (Sit Down) | Lighting | Yes | Lighting - LED Plug-In Indoor Fixture - Emerging | 3.7145 | 3.8274 | 3.9276 | 4.006 | 4.0964 | 0.2372 | 0.24128 | 0.24614 | 0.24978 | 0.25395 | 0.25783 | 0.26218
PG&E | GWh | Commercial | Com - Restaurant (Sit Down) | Lighting | No | Lighting - Cold Cathode Lamp | 0.076994 | 0.078208 | 0.079387 | 0.080618 | 0.081815 | 0 | 0 | 0 | 0 | 0 | 0 | 0
PG&E | GWh | Commercial | Com - Restaurant (Sit Down) | Lighting | No | Lighting - Compact Fluorescent Fixture (Indoor) | 11.9872 | 12.1709 | 12.3493 | 12.5356 | 12.7168 | 0 | 0 | 0 | 0 | 0 | 0 | 0
PG&E | GWh | Commercial | Com - Restaurant (Sit Down) | Lighting | No | Lighting - Exit Fixture (LED) | 0.85907 | 0.84584 | 0.83281 | 0.81999 | 0.80736 | 0.79493 | 0.78269 | 0.77063 | 0.75877 | 0.74708 | 0.73558 | 0.72425
PG&E | GWh | Commercial | Com - Restaurant (Sit Down) | Lighting | No | Lighting - Halogen Lamp (A-Line) | 0.14546 | 0.14776 | 0.14998 | 0.15231 | 0.15457 | 0 | 0 | 0 | 0 | 0 | 0 | 0
PG&E | GWh | Commercial | Com - Restaurant (Sit Down) | Lighting | No | Lighting - High Bay HID to T5 | 0.79809 | 0.81058 | 0.82271 | 0.83538 | 0.8477 | 0.85949 | 0.87037 | 0.88123 | 0.89169 | 0.90259 | 0.91378 | 0.92512
PG&E | GWh | Commercial | Com - Restaurant (Sit Down) | Lighting | No | Lighting - Induction Fixture (Indoor) | 1.2952 | 1.3156 | 1.3354 | 1.3561 | 1.3763 | 1.3956 | 1.4134 | 1.4311 | 1.4482 | 1.466 | 1.4843 | 1.5029
PG&E | GWh | Commercial | Com - Restaurant (Sit Down) | Lighting | No | Lighting - Induction Fixture (Outdoor) | 0.60597 | 0.61553 | 0.62481 | 0.6345 | 0.64392 | 0.65294 | 0.66126 | 0.66957 | 0.67758 | 0.68592 | 0.69447 | 0.70315
PG&E | GWh | Commercial | Com - Restaurant (Sit Down) | Lighting | No | Lighting - Linear Fluorescent Delamping | 0.51753 | 0.50956 | 0.37628 | 0.24699 | 0.12159 | 0 | 0 | 0 | 0 | 0 | 0 | 0
PG&E | GWh | Commercial | Com - Restaurant (Sit Down) | Lighting | No | Lighting - Low Bay HID to T5 | 0.00159 | 0.0016149 | 0.0016391 | 0.0016643 | 0.0016889 | 0.0017124 | 0.0017341 | 0.0017557 | 0.0017765 | 0.0017983 | 0.0018205 | 0.0018431
PG&E | GWh | Commercial | Com - Restaurant (Sit Down) | Lighting | No | Lighting - Occupancy Sensor | 3.1708 | 3.2207 | 3.2691 | 3.3196 | 3.3687 | 3.4157 | 3.4591 | 3.5025 | 3.5442 | 3.5877 | 3.6323 | 3.6775
PG&E | GWh | Commercial | Com - Restaurant (Sit Down) | Lighting | No | Lighting - Plug-In Fixture (Exterior) | 0.5082 | 0.51622 | 0.524 | 0.53213 | 0.54003 | 0.54759 | 0.55458 | 0.56154 | 0.56826 | 0.57525 | 0.58243 | 0.5897
PG&E | GWh | Commercial | Com - Restaurant (Sit Down) | Lighting | No | Lighting - Plug-In Fixture (Linear Fluorescent) | 4.1625 | 4.2277 | 4.2909 | 4.357 | 4.4212 | 0 | 0 | 0 | 0 | 0 | 0 | 0
PG&E | GWh | Commercial | Com - Restaurant (Sit Down) | Lighting | No | Lighting - Plug-In Fixture (MH Directional) | 0.31587 | 0.32081 | 0.32561 | 0.33063 | 0.3355 | 0.34017 | 0.34448 | 0.34877 | 0.35291 | 0.35723 | 0.36165 | 0.36614
PG&E | GWh | Commercial | Com - Restaurant (Sit Down) | Lighting | No | Lighting - Plug-In Fixture (PSMH with Electronic Ballast) | 2.5479 | 2.5878 | 2.6265 | 2.6669 | 2.7063 | 2.7439 | 2.7787 | 2.8133 | 2.8467 | 2.8815 | 2.9172 | 2.9534
PG&E | GWh | Commercial | Com - Restaurant (Sit Down) | SHW | No | SHW - EF Rated Instantaneous Water Heater (Electric) | 0.13936 | 0.14142 | 0.14342 | 0.14552 | 0.14755 | 0.1495 | 0.15129 | 0.15308 | 0.1548 | 0.1566 | 0.15845 | 0.16032
PG&E | GWh | Commercial | Com - Restaurant (Sit Down) | Service | No | HVAC - Comprehensive Rooftop Unit Quality Maintenance | 2.771 | 2.7283 | 2.6863 | 2.6449 | 2.6042 | 2.5641 | 2.5246 | 2.4857 | 2.4475 | 2.4098 | 2.3727 | 2.3361
PG&E | GWh | Commercial | Com - Restaurant (Sit Down) | Service | No | Service - HVAC Fault Detection & Diagnositics | 2.7132 | 2.756 | 2.7976 | 2.8409 | 2.8831 | 2.9235 | 2.9608 | 2.998 | 3.0338 | 3.0712 | 3.1095 | 3.1483
PG&E | GWh | Commercial | Com - Restaurant (Sit Down) | Service | No | Service - Retro-Commissioning (Electric) | 8.6024 | 8.4699 | 8.3395 | 8.2111 | 8.0846 | 7.9601 | 7.8375 | 7.7168 | 7.598 | 7.481 | 7.3658 | 7.2524
PG&E | GWh | Commercial | Com - Restaurant (Sit Down) | WholeBlg | No | HVAC - Energy Management System | 1.7452 | 1.7727 | 1.7994 | 1.8273 | 1.8545 | 1.8804 | 1.9044 | 1.9283 | 1.9514 | 1.9754 | 2.0001 | 2.025
PG&E | GWh | Commercial | Com - Restaurant (Sit Down) | WholeBlg | No | WholeBlg - Com RET Level 1 | 31.7066 | 31.2183 | 30.7375 | 30.2642 | 29.7981 | 29.3392 | 28.8874 | 28.4425 | 28.0045 | 27.5732 | 27.1486 | 26.7305
PG&E | GWh | Commercial | Com - Restaurant (Sit Down) | WholeBlg | No | WholeBlg - Com RET Level 2 | 174.2716 | 171.5878 | 168.9454 | 166.3436 | 163.7819 | 161.2597 | 158.7763 | 156.3311 | 153.9236 | 151.5532 | 149.2193 | 146.9213
PG&E | GWh | Commercial | Com - Retail (Large Multi Level) | AppPlug | No | AppPlug - Computer Monitor | 0.20087 | 0.20404 | 0.20711 | 0.21032 | 0.21345 | 0.21644 | 0.2192 | 0.22195 | 0.22461 | 0.22737 | 0.23021 | 0.23308
PG&E | GWh | Commercial | Com - Retail (Large Multi Level) | AppPlug | No | AppPlug - Desktop Computer (Com - Power Management) | 7.3798 | 7.4963 | 7.6093 | 7.7273 | 7.842 | 7.9518 | 8.0533 | 8.1544 | 8.2519 | 8.3535 | 8.4577 | 8.5633
PG&E | GWh | Commercial | Com - Retail (Large Multi Level) | AppPlug | No | AppPlug - Occupancy Sensor Plug Strip | 3.08 | 3.1286 | 3.1757 | 3.225 | 3.2729 | 3.3187 | 3.361 | 3.4033 | 3.444 | 3.4863 | 3.5298 | 3.5739
PG&E | GWh | Commercial | Com - Retail (Large Multi Level) | AppPlug | No | AppPlug - Vending Machine Controls | 11.675 | 11.8591 | 12.0379 | 12.2246 | 12.4061 | 12.5799 | 12.7403 | 12.9004 | 13.0546 | 13.2153 | 13.3801 | 13.5473
PG&E | GWh | Commercial | Com - Retail (Large Multi Level) | BldgEnv | No | BldgEnv - Wall Spray On Insulation | 2.2309 | 2.1965 | 2.1627 | 2.1294 | 2.0966 | 2.0643 | 2.0325 | 2.0012 | 1.9704 | 1.9401 | 1.9102 | 1.8808
PG&E | GWh | Commercial | Com - Retail (Large Multi Level) | BldgEnv | No | BldgEnv - Window Film | 17.2438 | 16.9783 | 16.7168 | 16.4594 | 16.2059 | 15.9563 | 15.7106 | 15.4687 | 15.2304 | 14.9959 | 14.765 | 14.5376
PG&E | GWh | Commercial | Com - Retail (Large Multi Level) | FoodServ | No | FoodServ - Electric Steamer | 0.31912 | 0.32416 | 0.32904 | 0.33414 | 0.33911 | 0.34386 | 0.34824 | 0.35262 | 0.35683 | 0.36122 | 0.36573 | 0.3703
PG&E | GWh | Commercial | Com - Retail (Large Multi Level) | FoodServ | No | FoodServ - Oven (Electric) | 3.2466 | 3.2978 | 3.3475 | 3.3994 | 3.4499 | 3.4982 | 3.5428 | 3.5873 | 3.6302 | 3.6749 | 3.7207 | 3.7672
PG&E | GWh | Commercial | Com - Retail (Large Multi Level) | HVAC | Yes | HVAC - Advanced Package Rooftop AC (> EER 12) - Emerging | 0 | 14.3339 | 14.2883 | 14.2485 | 14.2083 | 14.1662 | 14.1197 | 14.0748 | 14.0291 | 13.9883 | 13.9513 | 13.9173
PG&E | GWh | Commercial | Com - Retail (Large Multi Level) | HVAC | No | HVAC - Chiller (Centrifugal) | 4.5591 | 4.5294 | 4.4998 | 4.4719 | 4.4442 | 4.4164 | 4.3878 | 4.3599 | 4.332 | 4.3055 | 4.2802 | 4.2558
PG&E | GWh | Commercial | Com - Retail (Large Multi Level) | HVAC | No | HVAC - Chiller (Reciprocating) | 3.7322 | 3.7596 | 3.7861 | 3.8145 | 3.842 | 3.868 | 3.891 | 3.9142 | 3.9363 | 3.96 | 3.9849 | 4.0106
PG&E | GWh | Commercial | Com - Retail (Large Multi Level) | HVAC | No | HVAC - EER Rated Package Rooftop AC (EER 11) | 3.5087 | 0 | 0 | 0 | 0 | 0 | 0 | 0 | 0 | 0 | 0 | 0
PG&E | GWh | Commercial | Com - Retail (Large Multi Level) | HVAC | No | HVAC - EER Rated Package Rooftop HP (EER 11) | 0.028489 | 0 | 0 | 0 | 0 | 0 | 0 | 0 | 0 | 0 | 0 | 0
PG&E | GWh | Commercial | Com - Retail (Large Multi Level) | HVAC | No | HVAC - Repair Duct System | 3.4018 | 3.3494 | 3.2978 | 3.247 | 3.197 | 3.1478 | 3.0993 | 3.0516 | 3.0046 | 2.9583 | 2.9128 | 2.8679
PG&E | GWh | Commercial | Com - Retail (Large Multi Level) | HVAC | No | HVAC - SEER Rated Package Rooftop AC (Recharge) | 4.2767 | 4.2108 | 4.146 | 4.0821 | 4.0193 | 3.9574 | 3.8964 | 3.8364 | 3.7773 | 3.7192 | 3.6619 | 3.6055
PG&E | GWh | Commercial | Com - Retail (Large Multi Level) | HVAC | No | HVAC - SEER Rated Package Rooftop AC (SEER 14) | 17.8768 | 18.1443 | 0 | 0 | 0 | 0 | 0 | 0 | 0 | 0 | 0 | 0
PG&E | GWh | Commercial | Com - Retail (Large Multi Level) | HVAC | No | HVAC - SEER Rated Package Rooftop HP (SEER 15) | 8.8134 | 8.989 | 4.2528 | 4.335 | 4.4152 | 4.4921 | 4.5636 | 4.6348 | 4.7036 | 4.7748 | 4.8476 | 4.9212
PG&E | GWh | Commercial | Com - Retail (Large Multi Level) | HVAC | No | HVAC - SEER Rated Split System AC (SEER 14) | 9.8727 | 10.0358 | 10.1942 | 0 | 0 | 0 | 0 | 0 | 0 | 0 | 0 | 0
PG&E | GWh | Commercial | Com - Retail (Large Multi Level) | HVAC | No | HVAC - SEER Rated Split System HP (SEER 15) | 4.4973 | 4.5923 | 2.1751 | 2.2195 | 2.2628 | 2.3044 | 2.3432 | 2.3818 | 2.419 | 2.4576 | 2.4969 | 2.5367
PG&E | GWh | Commercial | Com - Retail (Large Multi Level) | HVAC | No | HVAC - Thermostat | 7.2014 | 7.315 | 7.4253 | 7.5404 | 7.6524 | 7.7596 | 7.8585 | 7.9573 | 8.0524 | 8.1515 | 8.2532 | 8.3563
PG&E | GWh | Commercial | Com - Retail (Large Multi Level) | Lighting | Yes | Lighting - LED Fixture (Replacing T8) - Emerging | 121.2233 | 126.028 | 130.8644 | 136.6317 | 141.6852 | 146.7373 | 150.9284 | 155.1731 | 159.406 | 163.7742 | 168.2525 | 171.9826
PG&E | GWh | Commercial | Com - Retail (Large Multi Level) | Lighting | Yes | Lighting - LED Lamp (Basic High - Indoor) - Emerging | 15.1748 | 15.6812 | 16.1536 | 16.5716 | 16.9881 | 2.2376 | 2.284 | 2.3259 | 2.3672 | 2.405 | 2.4438 | 2.4832
PG&E | GWh | Commercial | Com - Retail (Large Multi Level) | Lighting | Yes | Lighting - LED Lamp (Basic Low - Indoor) - Emerging | 43.9526 | 45.4814 | 46.9053 | 48.1577 | 49.4068 | 7.7138 | 7.8786 | 8.0268 | 8.1728 | 8.3241 | 8.4606 | 8.5995
PG&E | GWh | Commercial | Com - Retail (Large Multi Level) | Lighting | Yes | Lighting - LED Plug-In Indoor Fixture - Emerging | 17.4298 | 17.9532 | 18.4172 | 18.7791 | 19.1969 | 1.1113 | 1.1301 | 1.1526 | 1.1693 | 1.1885 | 1.2064 | 1.2265
PG&E | GWh | Commercial | Com - Retail (Large Multi Level) | Lighting | No | Lighting - Cold Cathode Lamp | 0.29761 | 0.30231 | 0.30686 | 0.31162 | 0.31625 | 0 | 0 | 0 | 0 | 0 | 0 | 0
PG&E | GWh | Commercial | Com - Retail (Large Multi Level) | Lighting | No | Lighting - Compact Fluorescent Fixture (Indoor) | 49.3872 | 50.1272 | 50.8454 | 51.5962 | 52.3261 | 0 | 0 | 0 | 0 | 0 | 0 | 0
PG&E | GWh | Commercial | Com - Retail (Large Multi Level) | Lighting | No | Lighting - Exit Fixture (LED) | 4.6929 | 4.6206 | 4.5495 | 4.4794 | 4.4104 | 4.3425 | 4.2756 | 4.2098 | 4.1449 | 4.0811 | 4.0183 | 3.9564
PG&E | GWh | Commercial | Com - Retail (Large Multi Level) | Lighting | No | Lighting - Halogen Lamp (A-Line) | 0.76623 | 0.77832 | 0.79006 | 0.80231 | 0.81422 | 0 | 0 | 0 | 0 | 0 | 0 | 0
PG&E | GWh | Commercial | Com - Retail (Large Multi Level) | Lighting | No | Lighting - High Bay HID to T5 | 16.4627 | 16.7155 | 16.9609 | 17.2173 | 17.4665 | 17.705 | 17.9251 | 18.1447 | 18.3562 | 18.5767 | 18.803 | 19.0327
PG&E | GWh | Commercial | Com - Retail (Large Multi Level) | Lighting | No | Lighting - Induction Fixture (Indoor) | 4.5545 | 4.6263 | 4.6961 | 4.7689 | 4.8397 | 4.9075 | 4.9701 | 5.0325 | 5.0927 | 5.1554 | 5.2197 | 5.2849
PG&E | GWh | Commercial | Com - Retail (Large Multi Level) | Lighting | No | Lighting - Induction Fixture (Outdoor) | 3.192 | 3.2424 | 3.2913 | 3.3423 | 3.3919 | 3.4394 | 3.4833 | 3.5271 | 3.5692 | 3.6132 | 3.6582 | 3.7039
PG&E | GWh | Commercial | Com - Retail (Large Multi Level) | Lighting | No | Lighting - Linear Fluorescent Delamping | 0.30627 | 0.30156 | 0.22268 | 0.14617 | 0.071959 | 0 | 0 | 0 | 0 | 0 | 0 | 0
PG&E | GWh | Commercial | Com - Retail (Large Multi Level) | Lighting | No | Lighting - Low Bay HID to T5 | 0.56053 | 0.56914 | 0.5775 | 0.58622 | 0.59471 | 0.60283 | 0.61033 | 0.6178 | 0.625 | 0.63251 | 0.64022 | 0.64804
PG&E | GWh | Commercial | Com - Retail (Large Multi Level) | Lighting | No | Lighting - Occupancy Sensor | 0.66615 | 0.67747 | 0.68846 | 0.69991 | 0.71105 | 0.72172 | 0.7316 | 0.74145 | 0.75095 | 0.76083 | 0.77094 | 0.78119
PG&E | GWh | Commercial | Com - Retail (Large Multi Level) | Lighting | No | Lighting - Plug-In Fixture (Exterior) | 2.677 | 2.7192 | 2.7602 | 2.803 | 2.8447 | 2.8845 | 2.9213 | 2.958 | 2.9934 | 3.0302 | 3.068 | 3.1063
PG&E | GWh | Commercial | Com - Retail (Large Multi Level) | Lighting | No | Lighting - Plug-In Fixture (Linear Fluorescent) | 26.547 | 26.9547 | 27.3504 | 27.7639 | 28.1658 | 0 | 0 | 0 | 0 | 0 | 0 | 0
PG&E | GWh | Commercial | Com - Retail (Large Multi Level) | Lighting | No | Lighting - Plug-In Fixture (MH Directional) | 1.228 | 1.2468 | 1.2651 | 1.2843 | 1.3028 | 1.3206 | 1.3371 | 1.3534 | 1.3692 | 1.3857 | 1.4025 | 1.4197
PG&E | GWh | Commercial | Com - Retail (Large Multi Level) | Lighting | No | Lighting - Plug-In Fixture (PSMH with Electronic Ballast) | 9.9052 | 10.0573 | 10.205 | 10.3592 | 10.5092 | 10.6527 | 10.7852 | 10.9173 | 11.0445 | 11.1772 | 11.3134 | 11.4516
PG&E | GWh | Commercial | Com - Retail (Large Multi Level) | ProcHeat | No | ProcHeat - Boiler Draft Fan | 3.628 | 3.6853 | 3.7408 | 3.7988 | 3.8552 | 3.9092 | 3.9591 | 4.0088 | 4.0568 | 4.1067 | 4.1579 | 4.2099
PG&E | GWh | Commercial | Com - Retail (Large Multi Level) | SHW | No | SHW - EF Rated Instantaneous Water Heater (Electric) | 0.06174 | 0.062697 | 0.063626 | 0.064597 | 0.065541 | 0.066444 | 0.067278 | 0.068109 | 0.068911 | 0.069746 | 0.070603 | 0.071472
PG&E | GWh | Commercial | Com - Retail (Large Multi Level) | Service | No | HVAC - Comprehensive Rooftop Unit Quality Maintenance | 14.5966 | 14.3718 | 14.1505 | 13.9326 | 13.718 | 13.5068 | 13.2988 | 13.094 | 12.8923 | 12.6938 | 12.4983 | 12.3058
PG&E | GWh | Commercial | Com - Retail (Large Multi Level) | Service | No | Service - HVAC Fault Detection & Diagnositics | 14.2922 | 14.5177 | 14.7366 | 14.9651 | 15.1873 | 15.4 | 15.5964 | 15.7923 | 15.9812 | 16.1779 | 16.3796 | 16.5843
PG&E | GWh | Commercial | Com - Retail (Large Multi Level) | Service | No | Service - Retro-Commissioning (Electric) | 45.3143 | 44.6165 | 43.9294 | 43.2529 | 42.5868 | 41.931 | 41.2852 | 40.6494 | 40.0234 | 39.4071 | 38.8002 | 38.2027
PG&E | GWh | Commercial | Com - Retail (Large Multi Level) | WholeBlg | No | HVAC - Energy Management System | 9.1929 | 9.3379 | 9.4787 | 9.6257 | 9.7686 | 9.9054 | 10.0318 | 10.1578 | 10.2793 | 10.4058 | 10.5356 | 10.6672
PG&E | GWh | Commercial | Com - Retail (Large Multi Level) | WholeBlg | No | WholeBlg - Com RET Level 1 | 36.1347 | 35.5782 | 35.0303 | 34.4909 | 33.9597 | 33.4367 | 32.9218 | 32.4148 | 31.9156 | 31.4241 | 30.9402 | 30.4637
PG&E | GWh | Commercial | Com - Retail (Large Multi Level) | WholeBlg | No | WholeBlg - Com RET Level 2 | 256.1292 | 252.1848 | 248.3012 | 244.4773 | 240.7124 | 237.0054 | 233.3555 | 229.7619 | 226.2235 | 222.7397 | 219.3095 | 215.9321
PG&E | GWh | Commercial | Com - Retail (Large Single Level) | AppPlug | No | AppPlug - Computer Monitor | 0.20087 | 0.20404 | 0.20711 | 0.21032 | 0.21345 | 0.21644 | 0.2192 | 0.22195 | 0.22461 | 0.22737 | 0.23021 | 0.23308
PG&E | GWh | Commercial | Com - Retail (Large Single Level) | AppPlug | No | AppPlug - Desktop Computer (Com - Power Management) | 7.3798 | 7.4963 | 7.6093 | 7.7273 | 7.842 | 7.9518 | 8.0533 | 8.1544 | 8.2519 | 8.3535 | 8.4577 | 8.5633
PG&E | GWh | Commercial | Com - Retail (Large Single Level) | AppPlug | No | AppPlug - Occupancy Sensor Plug Strip | 3.08 | 3.1286 | 3.1757 | 3.225 | 3.2729 | 3.3187 | 3.361 | 3.4033 | 3.444 | 3.4863 | 3.5298 | 3.5739
PG&E | GWh | Commercial | Com - Retail (Large Single Level) | AppPlug | No | AppPlug - Vending Machine Controls | 11.675 | 11.8591 | 12.0379 | 12.2246 | 12.4061 | 12.5799 | 12.7403 | 12.9004 | 13.0546 | 13.2153 | 13.3801 | 13.5473
PG&E | GWh | Commercial | Com - Retail (Large Single Level) | BldgEnv | No | BldgEnv - Attic Batt Insulation | 0.044862 | 0.044171 | 0.04349 | 0.042821 | 0.042161 | 0.041512 | 0.040873 | 0.040243 | 0.039624 | 0.039013 | 0.038413 | 0.037821
PG&E | GWh | Commercial | Com - Retail (Large Single Level) | BldgEnv | No | BldgEnv - Wall Spray On Insulation | 2.2309 | 2.1965 | 2.1627 | 2.1294 | 2.0966 | 2.0643 | 2.0325 | 2.0012 | 1.9704 | 1.9401 | 1.9102 | 1.8808
PG&E | GWh | Commercial | Com - Retail (Large Single Level) | BldgEnv | No | BldgEnv - Window Film | 17.2438 | 16.9783 | 16.7168 | 16.4594 | 16.2059 | 15.9563 | 15.7106 | 15.4687 | 15.2304 | 14.9959 | 14.765 | 14.5376
PG&E | GWh | Commercial | Com - Retail (Large Single Level) | FoodServ | No | FoodServ - Electric Steamer | 0.31912 | 0.32416 | 0.32904 | 0.33414 | 0.33911 | 0.34386 | 0.34824 | 0.35262 | 0.35683 | 0.36122 | 0.36573 | 0.3703
PG&E | GWh | Commercial | Com - Retail (Large Single Level) | FoodServ | No | FoodServ - Oven (Electric) | 3.2466 | 3.2978 | 3.3475 | 3.3994 | 3.4499 | 3.4982 | 3.5428 | 3.5873 | 3.6302 | 3.6749 | 3.7207 | 3.7672
PG&E | GWh | Commercial | Com - Retail (Large Single Level) | HVAC | Yes | HVAC - Advanced Package Rooftop AC (> EER 12) - Emerging | 0 | 16.7776 | 16.6629 | 16.5542 | 16.4463 | 16.338 | 16.2272 | 16.1189 | 16.011 | 15.9082 | 15.8097 | 15.7145
PG&E | GWh | Commercial | Com - Retail (Large Single Level) | HVAC | No | HVAC - Direct Evaporative Cooler | 6.988 | 7.0983 | 7.2053 | 7.317 | 7.4257 | 7.5296 | 7.6257 | 7.7215 | 7.8138 | 7.91 | 8.0086 | 8.1087
PG&E | GWh | Commercial | Com - Retail (Large Single Level) | HVAC | No | HVAC - EER Rated Package Rooftop HP (EER 11) | 0.74136 | 0 | 0 | 0 | 0 | 0 | 0 | 0 | 0 | 0 | 0 | 0
PG&E | GWh | Commercial | Com - Retail (Large Single Level) | HVAC | No | HVAC - Repair Duct System | 5.1773 | 5.0976 | 5.0191 | 4.9418 | 4.8657 | 4.7907 | 4.717 | 4.6443 | 4.5728 | 4.5024 | 4.433 | 4.3648
PG&E | GWh | Commercial | Com - Retail (Large Single Level) | HVAC | No | HVAC - SEER Rated Package Rooftop AC (Recharge) | 5.097 | 5.0185 | 4.9413 | 4.8652 | 4.7902 | 4.7165 | 4.6438 | 4.5723 | 4.5019 | 4.4326 | 4.3643 | 4.2971
PG&E | GWh | Commercial | Com - Retail (Large Single Level) | HVAC | No | HVAC - SEER Rated Package Rooftop AC (SEER 14) | 22.6732 | 23.0064 | 0 | 0 | 0 | 0 | 0 | 0 | 0 | 0 | 0 | 0
PG&E | GWh | Commercial | Com - Retail (Large Single Level) | HVAC | No | HVAC - SEER Rated Package Rooftop HP (SEER 15) | 11.0293 | 11.2434 | 5.3168 | 5.4171 | 5.5148 | 5.6085 | 5.6956 | 5.7823 | 5.8661 | 5.9529 | 6.0416 | 6.1314
PG&E | GWh | Commercial | Com - Retail (Large Single Level) | HVAC | No | HVAC - SEER Rated Split System AC (SEER 14) | 11.3157 | 11.4968 | 11.6727 | 0 | 0 | 0 | 0 | 0 | 0 | 0 | 0 | 0
PG&E | GWh | Commercial | Com - Retail (Large Single Level) | HVAC | No | HVAC - SEER Rated Split System HP (SEER 15) | 4.168 | 4.275 | 2.0332 | 2.0831 | 2.1318 | 2.1786 | 2.2224 | 2.266 | 2.3082 | 2.3516 | 2.3959 | 2.4405
PG&E | GWh | Commercial | Com - Retail (Large Single Level) | HVAC | No | HVAC - Thermostat | 7.7708 | 7.8933 | 8.0123 | 8.1366 | 8.2574 | 8.373 | 8.4799 | 8.5864 | 8.689 | 8.796 | 8.9057 | 9.017
PG&E | GWh | Commercial | Com - Retail (Large Single Level) | Lighting | Yes | Lighting - LED Fixture (Replacing T8) - Emerging | 151.7355 | 157.7849 | 163.875 | 171.133 | 177.498 | 183.8616 | 189.1462 | 194.4988 | 199.8366 | 205.3453 | 210.9932 | 215.7036
PG&E | GWh | Commercial | Com - Retail (Large Single Level) | Lighting | Yes | Lighting - LED Lamp (Basic High - Indoor) - Emerging | 17.8056 | 18.4083 | 18.9711 | 19.4705 | 19.9681 | 2.6311 | 2.6867 | 2.737 | 2.7865 | 2.8319 | 2.8784 | 2.9258
PG&E | GWh | Commercial | Com - Retail (Large Single Level) | Lighting | Yes | Lighting - LED Lamp (Basic Low - Indoor) - Emerging | 51.5724 | 53.3909 | 55.0867 | 56.582 | 58.0734 | 9.0704 | 9.2675 | 9.4452 | 9.6202 | 9.8015 | 9.9655 | 10.1322
PG&E | GWh | Commercial | Com - Retail (Large Single Level) | Lighting | Yes | Lighting - LED Plug-In Indoor Fixture - Emerging | 17.443 | 17.9751 | 18.4478 | 18.8185 | 19.245 | 1.1145 | 1.1338 | 1.1567 | 1.1739 | 1.1936 | 1.212 | 1.2325
PG&E | GWh | Commercial | Com - Retail (Large Single Level) | Lighting | No | Lighting - Cold Cathode Lamp | 0.3967 | 0.40295 | 0.40903 | 0.41537 | 0.42154 | 0 | 0 | 0 | 0 | 0 | 0 | 0
PG&E | GWh | Commercial | Com - Retail (Large Single Level) | Lighting | No | Lighting - Compact Fluorescent Fixture (Indoor) | 57.9493 | 58.8448 | 59.714 | 60.622 | 61.5048 | 0 | 0 | 0 | 0 | 0 | 0 | 0
PG&E | GWh | Commercial | Com - Retail (Large Single Level) | Lighting | No | Lighting - Exit Fixture (LED) | 4.5868 | 4.5161 | 4.4466 | 4.3781 | 4.3107 | 4.2443 | 4.1789 | 4.1146 | 4.0512 | 3.9888 | 3.9274 | 3.8669
PG&E | GWh | Commercial | Com - Retail (Large Single Level) | Lighting | No | Lighting - Halogen Lamp (A-Line) | 0.76623 | 0.77832 | 0.79006 | 0.80231 | 0.81422 | 0 | 0 | 0 | 0 | 0 | 0 | 0
PG&E | GWh | Commercial | Com - Retail (Large Single Level) | Lighting | No | Lighting - High Bay HID to T5 | 20.6064 | 20.9275 | 21.2393 | 21.5648 | 21.8814 | 22.1844 | 22.4641 | 22.7431 | 23.0119 | 23.2921 | 23.5795 | 23.8711
PG&E | GWh | Commercial | Com - Retail (Large Single Level) | Lighting | No | Lighting - Induction Fixture (Indoor) | 6.003 | 6.0977 | 6.1896 | 6.2856 | 6.3789 | 6.4682 | 6.5507 | 6.633 | 6.7123 | 6.795 | 6.8797 | 6.9657
PG&E | GWh | Commercial | Com - Retail (Large Single Level) | Lighting | No | Lighting - Induction Fixture (Outdoor) | 3.192 | 3.2424 | 3.2913 | 3.3423 | 3.3919 | 3.4394 | 3.4833 | 3.5271 | 3.5692 | 3.6132 | 3.6582 | 3.7039
PG&E | GWh | Commercial | Com - Retail (Large Single Level) | Lighting | No | Lighting - Linear Fluorescent Delamping | 0.3855 | 0.37956 | 0.28029 | 0.18398 | 0.090574 | 0 | 0 | 0 | 0 | 0 | 0 | 0
PG&E | GWh | Commercial | Com - Retail (Large Single Level) | Lighting | No | Lighting - Low Bay HID to T5 | 0.70162 | 0.71256 | 0.72317 | 0.73425 | 0.74503 | 0.75535 | 0.76487 | 0.77437 | 0.78353 | 0.79307 | 0.80285 | 0.81278
PG&E | GWh | Commercial | Com - Retail (Large Single Level) | Lighting | No | Lighting - Occupancy Sensor | 0.6621 | 0.67315 | 0.68389 | 0.69507 | 0.70595 | 0.71638 | 0.72602 | 0.73564 | 0.74491 | 0.75455 | 0.76443 | 0.77445
PG&E | GWh | Commercial | Com - Retail (Large Single Level) | Lighting | No | Lighting - Plug-In Fixture (Exterior) | 2.677 | 2.7192 | 2.7602 | 2.803 | 2.8447 | 2.8845 | 2.9213 | 2.958 | 2.9934 | 3.0302 | 3.068 | 3.1063
PG&E | GWh | Commercial | Com - Retail (Large Single Level) | Lighting | No | Lighting - Plug-In Fixture (Linear Fluorescent) | 26.3027 | 26.7126 | 27.1106 | 27.5261 | 27.9302 | 0 | 0 | 0 | 0 | 0 | 0 | 0
PG&E | GWh | Commercial | Com - Retail (Large Single Level) | Lighting | No | Lighting - Plug-In Fixture (MH Directional) | 1.2376 | 1.2569 | 1.2756 | 1.2952 | 1.3142 | 1.3324 | 1.3492 | 1.3659 | 1.3821 | 1.3989 | 1.4162 | 1.4337
PG&E | GWh | Commercial | Com - Retail (Large Single Level) | Lighting | No | Lighting - Plug-In Fixture (PSMH with Electronic Ballast) | 9.9828 | 10.1384 | 10.2895 | 10.4472 | 10.6006 | 10.7473 | 10.8829 | 11.018 | 11.1483 | 11.284 | 11.4233 | 11.5645
PG&E | GWh | Commercial | Com - Retail (Large Single Level) | SHW | No | SHW - EF Rated Instantaneous Water Heater (Electric) | 0.05717 | 0.058062 | 0.058928 | 0.059833 | 0.060712 | 0.061554 | 0.062332 | 0.063107 | 0.063854 | 0.064633 | 0.065431 | 0.066241
PG&E | GWh | Commercial | Com - Retail (Large Single Level) | Service | No | HVAC - Comprehensive Rooftop Unit Quality Maintenance | 14.5966 | 14.3718 | 14.1505 | 13.9326 | 13.718 | 13.5068 | 13.2988 | 13.094 | 12.8923 | 12.6938 | 12.4983 | 12.3058
PG&E | GWh | Commercial | Com - Retail (Large Single Level) | Service | No | Service - HVAC Fault Detection & Diagnositics | 14.2922 | 14.5177 | 14.7366 | 14.9651 | 15.1873 | 15.4 | 15.5964 | 15.7923 | 15.9812 | 16.1779 | 16.3796 | 16.5843
PG&E | GWh | Commercial | Com - Retail (Large Single Level) | Service | No | Service - Retro-Commissioning (Electric) | 45.3143 | 44.6165 | 43.9294 | 43.2529 | 42.5868 | 41.931 | 41.2852 | 40.6494 | 40.0234 | 39.4071 | 38.8002 | 38.2027
PG&E | GWh | Commercial | Com - Retail (Large Single Level) | WholeBlg | No | HVAC - Energy Management System | 9.1929 | 9.3379 | 9.4787 | 9.6257 | 9.7686 | 9.9054 | 10.0318 | 10.1578 | 10.2793 | 10.4058 | 10.5356 | 10.6672
PG&E | GWh | Commercial | Com - Retail (Large Single Level) | WholeBlg | No | WholeBlg - Com RET Level 1 | 39.0788 | 38.4769 | 37.8844 | 37.301 | 36.7265 | 36.1609 | 35.6041 | 35.0558 | 34.5159 | 33.9844 | 33.461 | 32.9457
PG&E | GWh | Commercial | Com - Retail (Large Single Level) | WholeBlg | No | WholeBlg - Com RET Level 2 | 290.6645 | 286.1883 | 281.781 | 277.4415 | 273.1689 | 268.9621 | 264.8201 | 260.7419 | 256.7265 | 252.7729 | 248.8802 | 245.0474
PG&E | GWh | Commercial | Com - Retail (Small) | AppPlug | No | AppPlug - Computer Monitor | 0.20087 | 0.20404 | 0.20711 | 0.21032 | 0.21345 | 0.21644 | 0.2192 | 0.22195 | 0.22461 | 0.22737 | 0.23021 | 0.23308
PG&E | GWh | Commercial | Com - Retail (Small) | AppPlug | No | AppPlug - Desktop Computer (Com - Power Management) | 7.3798 | 7.4963 | 7.6093 | 7.7273 | 7.842 | 7.9518 | 8.0533 | 8.1544 | 8.2519 | 8.3535 | 8.4577 | 8.5633
PG&E | GWh | Commercial | Com - Retail (Small) | AppPlug | No | AppPlug - Occupancy Sensor Plug Strip | 3.08 | 3.1286 | 3.1757 | 3.225 | 3.2729 | 3.3187 | 3.361 | 3.4033 | 3.444 | 3.4863 | 3.5298 | 3.5739
PG&E | GWh | Commercial | Com - Retail (Small) | AppPlug | No | AppPlug - Vending Machine Controls | 11.675 | 11.8591 | 12.0379 | 12.2246 | 12.4061 | 12.5799 | 12.7403 | 12.9004 | 13.0546 | 13.2153 | 13.3801 | 13.5473
PG&E | GWh | Commercial | Com - Retail (Small) | BldgEnv | No | BldgEnv - Wall Spray On Insulation | 2.2309 | 2.1965 | 2.1627 | 2.1294 | 2.0966 | 2.0643 | 2.0325 | 2.0012 | 1.9704 | 1.9401 | 1.9102 | 1.8808
PG&E | GWh | Commercial | Com - Retail (Small) | BldgEnv | No | BldgEnv - Window Film | 17.2438 | 16.9783 | 16.7168 | 16.4594 | 16.2059 | 15.9563 | 15.7106 | 15.4687 | 15.2304 | 14.9959 | 14.765 | 14.5376
PG&E | GWh | Commercial | Com - Retail (Small) | FoodServ | No | FoodServ - Electric Steamer | 0.31912 | 0.32416 | 0.32904 | 0.33414 | 0.33911 | 0.34386 | 0.34824 | 0.35262 | 0.35683 | 0.36122 | 0.36573 | 0.3703
PG&E | GWh | Commercial | Com - Retail (Small) | HVAC | Yes | HVAC - Advanced Package Rooftop AC (> EER 12) - Emerging | 0 | 18.7071 | 18.419 | 18.1353 | 17.856 | 17.5811 | 17.3103 | 17.0437 | 16.7813 | 16.5228 | 16.2684 | 16.0178
PG&E | GWh | Commercial | Com - Retail (Small) | HVAC | No | HVAC - Direct Evaporative Cooler | 5.1223 | 5.2031 | 5.2815 | 5.3634 | 5.4431 | 5.5193 | 5.5897 | 5.6599 | 5.7276 | 5.7981 | 5.8704 | 5.9437
PG&E | GWh | Commercial | Com - Retail (Small) | HVAC | No | HVAC - EER Rated Package Rooftop HP (EER 11) | 0.8499 | 0.067962 | 0.10097 | 0.13447 | 0.16725 | 0.19905 | 0.22936 | 0.25939 | 0.28865 | 0.31829 | 0.3481 | 0.3779
PG&E | GWh | Commercial | Com - Retail (Small) | HVAC | No | HVAC - Repair Duct System | 4.1756 | 4.1113 | 4.048 | 3.9856 | 3.9243 | 3.8638 | 3.8043 | 3.7457 | 3.6881 | 3.6313 | 3.5753 | 3.5203
PG&E | GWh | Commercial | Com - Retail (Small) | HVAC | No | HVAC - SEER Rated Package Rooftop AC (Recharge) | 5.1956 | 5.1156 | 5.0368 | 4.9593 | 4.8829 | 4.8077 | 4.7337 | 4.6608 | 4.589 | 4.5183 | 4.4487 | 4.3802
PG&E | GWh | Commercial | Com - Retail (Small) | HVAC | No | HVAC - SEER Rated Package Rooftop AC (SEER 14) | 22.1433 | 22.4821 | 0 | 0 | 0 | 0 | 0 | 0 | 0 | 0 | 0 | 0
PG&E | GWh | Commercial | Com - Retail (Small) | HVAC | No | HVAC - SEER Rated Package Rooftop HP (SEER 15) | 11.2794 | 11.5035 | 5.4421 | 5.5471 | 5.6494 | 5.7475 | 5.8388 | 5.9297 | 6.0175 | 6.1084 | 6.2013 | 6.2952
PG&E | GWh | Commercial | Com - Retail (Small) | HVAC | No | HVAC - SEER Rated Split System AC (SEER 14) | 10.7948 | 10.9727 | 11.1455 | 0 | 0 | 0 | 0 | 0 | 0 | 0 | 0 | 0
PG&E | GWh | Commercial | Com - Retail (Small) | HVAC | No | HVAC - SEER Rated Split System HP (SEER 15) | 5.3945 | 5.5219 | 2.6212 | 2.6807 | 2.7387 | 2.7944 | 2.8464 | 2.8982 | 2.9483 | 3 | 3.0526 | 3.1058
PG&E | GWh | Commercial | Com - Retail (Small) | HVAC | No | HVAC - Thermostat | 8.9448 | 9.0859 | 9.2229 | 9.3659 | 9.5049 | 9.6381 | 9.761 | 9.8836 | 10.0018 | 10.1249 | 10.2512 | 10.3792
PG&E | GWh | Commercial | Com - Retail (Small) | Lighting | Yes | Lighting - LED Fixture (Replacing T8) - Emerging | 119.7136 | 124.469 | 129.2561 | 134.9632 | 139.9656 | 144.9667 | 149.1172 | 153.3208 | 157.5128 | 161.8389 | 166.2741 | 169.9702
PG&E | GWh | Commercial | Com - Retail (Small) | Lighting | Yes | Lighting - LED Lamp (Basic High - Indoor) - Emerging | 16.2268 | 16.7755 | 17.2878 | 17.7423 | 18.1952 | 2.3974 | 2.448 | 2.4938 | 2.5388 | 2.5801 | 2.6224 | 2.6655
PG&E | GWh | Commercial | Com - Retail (Small) | Lighting | Yes | Lighting - LED Lamp (Basic Low - Indoor) - Emerging | 46.9997 | 48.6553 | 50.1989 | 51.5599 | 52.9173 | 8.2648 | 8.4442 | 8.6059 | 8.7651 | 8.9301 | 9.0792 | 9.231
PG&E | GWh | Commercial | Com - Retail (Small) | Lighting | Yes | Lighting - LED Plug-In Indoor Fixture - Emerging | 7.6691 | 7.9027 | 8.1103 | 8.273 | 8.4602 | 0.48992 | 0.49838 | 0.50846 | 0.51601 | 0.52466 | 0.53271 | 0.54173
PG&E | GWh | Commercial | Com - Retail (Small) | Lighting | No | Lighting - Cold Cathode Lamp | 0.33418 | 0.33945 | 0.34457 | 0.34991 | 0.35511 | 0 | 0 | 0 | 0 | 0 | 0 | 0
PG&E | GWh | Commercial | Com - Retail (Small) | Lighting | No | Lighting - Compact Fluorescent Fixture (Indoor) | 52.8111 | 53.6253 | 54.4157 | 55.2413 | 56.0441 | 0 | 0 | 0 | 0 | 0 | 0 | 0
PG&E | GWh | Commercial | Com - Retail (Small) | Lighting | No | Lighting - Exit Fixture (LED) | 4.5799 | 4.5094 | 4.4399 | 4.3715 | 4.3042 | 4.2379 | 4.1727 | 4.1084 | 4.0451 | 3.9829 | 3.9215 | 3.8611
PG&E | GWh | Commercial | Com - Retail (Small) | Lighting | No | Lighting - Halogen Lamp (A-Line) | 0.76623 | 0.77832 | 0.79006 | 0.80231 | 0.81422 | 0 | 0 | 0 | 0 | 0 | 0 | 0
PG&E | GWh | Commercial | Com - Retail (Small) | Lighting | No | Lighting - High Bay HID to T5 | 16.2577 | 16.5087 | 16.7524 | 17.007 | 17.2545 | 17.4914 | 17.71 | 17.9281 | 18.1382 | 18.3572 | 18.582 | 18.81
PG&E | GWh | Commercial | Com - Retail (Small) | Lighting | No | Lighting - Induction Fixture (Indoor) | 4.913 | 4.9905 | 5.0657 | 5.1443 | 5.2207 | 5.2938 | 5.3613 | 5.4287 | 5.4936 | 5.5612 | 5.6306 | 5.7009
PG&E | GWh | Commercial | Com - Retail (Small) | Lighting | No | Lighting - Induction Fixture (Outdoor) | 3.192 | 3.2424 | 3.2913 | 3.3423 | 3.3919 | 3.4394 | 3.4833 | 3.5271 | 3.5692 | 3.6132 | 3.6582 | 3.7039
PG&E | GWh | Commercial | Com - Retail (Small) | Lighting | No | Lighting - Linear Fluorescent Delamping | 0.30163 | 0.29699 | 0.21931 | 0.14396 | 0.070869 | 0 | 0 | 0 | 0 | 0 | 0 | 0
PG&E | GWh | Commercial | Com - Retail (Small) | Lighting | No | Lighting - Low Bay HID to T5 | 0.55355 | 0.5621 | 0.5704 | 0.57907 | 0.58749 | 0.59556 | 0.603 | 0.61043 | 0.61758 | 0.62504 | 0.63269 | 0.64045
PG&E | GWh | Commercial | Com - Retail (Small) | Lighting | No | Lighting - Occupancy Sensor | 0.96547 | 0.98722 | 1.0084 | 1.0303 | 1.0516 | 1.0721 | 1.0913 | 1.1103 | 1.1287 | 1.1477 | 1.1671 | 1.1867
PG&E | GWh | Commercial | Com - Retail (Small) | Lighting | No | Lighting - Plug-In Fixture (Exterior) | 2.677 | 2.7192 | 2.7602 | 2.803 | 2.8447 | 2.8845 | 2.9213 | 2.958 | 2.9934 | 3.0302 | 3.068 | 3.1063
PG&E | GWh | Commercial | Com - Retail (Small) | Lighting | No | Lighting - Plug-In Fixture (Linear Fluorescent) | 15.5831 | 15.8238 | 16.0574 | 16.3014 | 16.5386 | 0 | 0 | 0 | 0 | 0 | 0 | 0
PG&E | GWh | Commercial | Com - Retail (Small) | Lighting | No | Lighting - Plug-In Fixture (MH Directional) | 1.1699 | 1.1879 | 1.2055 | 1.2238 | 1.2416 | 1.2587 | 1.2744 | 1.2901 | 1.3052 | 1.321 | 1.3371 | 1.3535
PG&E | GWh | Commercial | Com - Retail (Small) | Lighting | No | Lighting - Plug-In Fixture (PSMH with Electronic Ballast) | 9.4366 | 9.5823 | 9.7238 | 9.8716 | 10.0152 | 10.1527 | 10.2796 | 10.4062 | 10.5281 | 10.6552 | 10.7857 | 10.918
PG&E | GWh | Commercial | Com - Retail (Small) | SHW | No | SHW - EF Rated Instantaneous Water Heater (Electric) | 0.037425 | 0.037995 | 0.038549 | 0.039127 | 0.039689 | 0.040227 | 0.040724 | 0.041219 | 0.041696 | 0.042193 | 0.042704 | 0.043222
PG&E | GWh | Commercial | Com - Retail (Small) | Service | No | HVAC - Comprehensive Rooftop Unit Quality Maintenance | 14.5966 | 14.3718 | 14.1505 | 13.9326 | 13.718 | 13.5068 | 13.2988 | 13.094 | 12.8923 | 12.6938 | 12.4983 | 12.3058
PG&E | GWh | Commercial | Com - Retail (Small) | Service | No | Service - HVAC Fault Detection & Diagnositics | 14.2922 | 14.5177 | 14.7366 | 14.9651 | 15.1873 | 15.4 | 15.5964 | 15.7923 | 15.9812 | 16.1779 | 16.3796 | 16.5843
PG&E | GWh | Commercial | Com - Retail (Small) | Service | No | Service - Retro-Commissioning (Electric) | 45.3143 | 44.6165 | 43.9294 | 43.2529 | 42.5868 | 41.931 | 41.2852 | 40.6494 | 40.0234 | 39.4071 | 38.8002 | 38.2027
PG&E | GWh | Commercial | Com - Retail (Small) | WholeBlg | No | HVAC - Energy Management System | 9.1929 | 9.3379 | 9.4787 | 9.6257 | 9.7686 | 9.9054 | 10.0318 | 10.1578 | 10.2793 | 10.4058 | 10.5356 | 10.6672
PG&E | GWh | Commercial | Com - Retail (Small) | WholeBlg | No | WholeBlg - Com RET Level 1 | 37.7688 | 37.1872 | 36.6145 | 36.0507 | 35.4955 | 34.9488 | 34.4106 | 33.8807 | 33.3589 | 32.8452 | 32.3394 | 31.8414
PG&E | GWh | Commercial | Com - Retail (Small) | WholeBlg | No | WholeBlg - Com RET Level 2 | 264.1944 | 260.1258 | 256.1199 | 252.1756 | 248.2921 | 244.4684 | 240.7036 | 236.9968 | 233.347 | 229.7535 | 226.2153 | 222.7316
PG&E | GWh | Commercial | Com - Storage (Conditioned) | AppPlug | No | AppPlug - Computer Monitor | 0.10359 | 0.10523 | 0.10681 | 0.10847 | 0.11008 | 0.11162 | 0.11304 | 0.11446 | 0.11583 | 0.11726 | 0.11872 | 0.1202
PG&E | GWh | Commercial | Com - Storage (Conditioned) | AppPlug | No | AppPlug - Desktop Computer (Com - Power Management) | 3.8059 | 3.8659 | 3.9242 | 3.9851 | 4.0443 | 4.1009 | 4.1532 | 4.2054 | 4.2557 | 4.308 | 4.3618 | 4.4163
PG&E | GWh | Commercial | Com - Storage (Conditioned) | AppPlug | No | AppPlug - Occupancy Sensor Plug Strip | 1.5884 | 1.6135 | 1.6378 | 1.6632 | 1.6879 | 1.7115 | 1.7333 | 1.7551 | 1.7761 | 1.798 | 1.8204 | 1.8431
PG&E | GWh | Commercial | Com - Storage (Conditioned) | AppPlug | No | AppPlug - Vending Machine Controls | 11.0264 | 11.2003 | 11.3692 | 11.5455 | 11.7169 | 11.881 | 12.0325 | 12.1837 | 12.3294 | 12.4811 | 12.6368 | 12.7947
PG&E | GWh | Commercial | Com - Storage (Conditioned) | BldgEnv | No | BldgEnv - Attic Batt Insulation | 0.056642 | 0.05577 | 0.054911 | 0.054065 | 0.053232 | 0.052413 | 0.051606 | 0.050811 | 0.050028 | 0.049258 | 0.048499 | 0.047752
PG&E | GWh | Commercial | Com - Storage (Conditioned) | BldgEnv | No | BldgEnv - Wall Spray On Insulation | 2.0646 | 2.0328 | 2.0015 | 1.9706 | 1.9403 | 1.9104 | 1.881 | 1.852 | 1.8235 | 1.7954 | 1.7678 | 1.7405
PG&E | GWh | Commercial | Com - Storage (Conditioned) | BldgEnv | No | BldgEnv - Window Film | 2.0663 | 2.0345 | 2.0031 | 1.9723 | 1.9419 | 1.912 | 1.8826 | 1.8536 | 1.825 | 1.7969 | 1.7692 | 1.742
PG&E | GWh | Commercial | Com - Storage (Conditioned) | ComRefrig | No | ComRefrig - Strip Curtain for Walk In Refrigerator | 2.6889 | 2.6475 | 2.6067 | 2.5665 | 2.527 | 2.4881 | 2.4498 | 2.4121 | 2.3749 | 2.3383 | 2.3023 | 2.2669
PG&E | GWh | Commercial | Com - Storage (Conditioned) | HVAC | Yes | HVAC - Advanced Package Rooftop AC (> EER 12) - Emerging | 0 | 3.299 | 3.2482 | 3.1982 | 3.1489 | 3.1004 | 3.0527 | 3.0057 | 2.9594 | 2.9138 | 2.8689 | 2.8248
PG&E | GWh | Commercial | Com - Storage (Conditioned) | HVAC | No | HVAC - Direct Evaporative Cooler | 3.1016 | 3.1505 | 3.198 | 3.2476 | 3.2958 | 3.342 | 3.3846 | 3.4271 | 3.4681 | 3.5108 | 3.5546 | 3.599
PG&E | GWh | Commercial | Com - Storage (Conditioned) | HVAC | No | HVAC - EER Rated Package Rooftop HP (EER 11) | 0.071803 | 0.006409 | 0.0095219 | 0.012681 | 0.015772 | 0.01877 | 0.021629 | 0.024461 | 0.027221 | 0.030016 | 0.032826 | 0.035637
PG&E | GWh | Commercial | Com - Storage (Conditioned) | HVAC | No | HVAC - Repair Duct System | 0.51037 | 0.50251 | 0.49478 | 0.48716 | 0.47965 | 0.47227 | 0.46499 | 0.45783 | 0.45078 | 0.44384 | 0.43701 | 0.43028
PG&E | GWh | Commercial | Com - Storage (Conditioned) | HVAC | No | HVAC - SEER Rated Package Rooftop AC (Recharge) | 0.51242 | 0.50453 | 0.49676 | 0.48911 | 0.48158 | 0.47416 | 0.46686 | 0.45967 | 0.45259 | 0.44562 | 0.43876 | 0.432
PG&E | GWh | Commercial | Com - Storage (Conditioned) | HVAC | No | HVAC - SEER Rated Package Rooftop AC (SEER 14) | 5.5431 | 5.6295 | 0 | 0 | 0 | 0 | 0 | 0 | 0 | 0 | 0 | 0
PG&E | GWh | Commercial | Com - Storage (Conditioned) | HVAC | No | HVAC - SEER Rated Package Rooftop HP (SEER 15) | 2.4231 | 2.4608 | 1.1596 | 1.1773 | 1.1946 | 1.2112 | 1.2265 | 1.2417 | 1.2564 | 1.2717 | 1.2874 | 1.3033
PG&E | GWh | Commercial | Com - Storage (Conditioned) | HVAC | No | HVAC - SEER Rated Split System AC (SEER 14) | 2.9087 | 2.9555 | 3.0009 | 0 | 0 | 0 | 0 | 0 | 0 | 0 | 0 | 0
PG&E | GWh | Commercial | Com - Storage (Conditioned) | HVAC | No | HVAC - SEER Rated Split System HP (SEER 15) | 0.78741 | 0.815 | 0.39088 | 0.40371 | 0.41623 | 0.42831 | 0.43966 | 0.45094 | 0.46188 | 0.47309 | 0.48447 | 0.49592
PG&E | GWh | Commercial | Com - Storage (Conditioned) | Lighting | Yes | Lighting - LED Fixture (Replacing T8) - Emerging | 12.6575 | 13.1641 | 13.674 | 14.2816 | 14.8146 | 15.3476 | 15.7905 | 16.2391 | 16.6865 | 17.1483 | 17.6217 | 18.0168
PG&E | GWh | Commercial | Com - Storage (Conditioned) | Lighting | Yes | Lighting - LED Lamp (Basic High - Indoor) - Emerging | 0.18506 | 0.19136 | 0.19724 | 0.20247 | 0.20768 | 0.027369 | 0.027951 | 0.028478 | 0.028997 | 0.029473 | 0.029962 | 0.030459
PG&E | GWh | Commercial | Com - Storage (Conditioned) | Lighting | Yes | Lighting - LED Lamp (Basic Low - Indoor) - Emerging | 0.84354 | 0.87344 | 0.90134 | 0.92597 | 0.95053 | 0.14849 | 0.15173 | 0.15467 | 0.15755 | 0.16054 | 0.16325 | 0.166
PG&E | GWh | Commercial | Com - Storage (Conditioned) | Lighting | Yes | Lighting - LED Plug-In Indoor Fixture - Emerging | 9.444 | 9.7339 | 9.9917 | 10.1942 | 10.4269 | 0.60392 | 0.61445 | 0.62698 | 0.63639 | 0.64716 | 0.6572 | 0.66842
PG&E | GWh | Commercial | Com - Storage (Conditioned) | Lighting | No | Lighting - Cold Cathode Lamp | 0.10805 | 0.10975 | 0.11141 | 0.11314 | 0.11482 | 0 | 0 | 0 | 0 | 0 | 0 | 0
PG&E | GWh | Commercial | Com - Storage (Conditioned) | Lighting | No | Lighting - Compact Fluorescent Fixture (Indoor) | 0.34335 | 0.34872 | 0.35393 | 0.35938 | 0.36467 | 0 | 0 | 0 | 0 | 0 | 0 | 0
PG&E | GWh | Commercial | Com - Storage (Conditioned) | Lighting | No | Lighting - Exit Fixture (LED) | 2.1796 | 2.146 | 2.113 | 2.0804 | 2.0484 | 2.0169 | 1.9858 | 1.9552 | 1.9251 | 1.8955 | 1.8663 | 1.8375
PG&E | GWh | Commercial | Com - Storage (Conditioned) | Lighting | No | Lighting - Halogen Lamp (A-Line) | 0.39516 | 0.40139 | 0.40744 | 0.41376 | 0.41991 | 0 | 0 | 0 | 0 | 0 | 0 | 0
PG&E | GWh | Commercial | Com - Storage (Conditioned) | Lighting | No | Lighting - High Bay HID to T5 | 0.20935 | 0.21264 | 0.21584 | 0.21917 | 0.22242 | 0.22553 | 0.2284 | 0.23126 | 0.23402 | 0.23689 | 0.23984 | 0.24282
PG&E | GWh | Commercial | Com - Storage (Conditioned) | Lighting | No | Lighting - Induction Fixture (Indoor) | 2.2516 | 2.2871 | 2.3216 | 2.3576 | 2.3926 | 2.4261 | 2.4571 | 2.4879 | 2.5177 | 2.5487 | 2.5805 | 2.6127
PG&E | GWh | Commercial | Com - Storage (Conditioned) | Lighting | No | Lighting - Induction Fixture (Outdoor) | 1.6462 | 1.6721 | 1.6974 | 1.7237 | 1.7493 | 1.7738 | 1.7964 | 1.819 | 1.8407 | 1.8634 | 1.8866 | 1.9102
PG&E | GWh | Commercial | Com - Storage (Conditioned) | Lighting | No | Lighting - Linear Fluorescent Delamping | 0.089408 | 0.088031 | 0.065006 | 0.04267 | 0.021007 | 0 | 0 | 0 | 0 | 0 | 0 | 0
PG&E | GWh | Commercial | Com - Storage (Conditioned) | Lighting | No | Lighting - Low Bay HID to T5 | 0.16317 | 0.16574 | 0.16823 | 0.17083 | 0.17336 | 0.17579 | 0.17802 | 0.18025 | 0.1824 | 0.18464 | 0.18694 | 0.18927
PG&E | GWh | Commercial | Com - Storage (Conditioned) | Lighting | No | Lighting - Occupancy Sensor | 2.0183 | 2.0506 | 2.0818 | 2.1145 | 2.1462 | 2.1766 | 2.2047 | 2.2327 | 2.2597 | 2.2878 | 2.3167 | 2.3459
PG&E | GWh | Commercial | Com - Storage (Conditioned) | Lighting | No | Lighting - Plug-In Fixture (Exterior) | 1.3806 | 1.4024 | 1.4235 | 1.4456 | 1.467 | 1.4876 | 1.5066 | 1.5255 | 1.5437 | 1.5627 | 1.5822 | 1.602
PG&E | GWh | Commercial | Com - Storage (Conditioned) | Lighting | No | Lighting - Plug-In Fixture (Linear Fluorescent) | 8.6401 | 8.7761 | 8.908 | 9.0458 | 9.1798 | 0 | 0 | 0 | 0 | 0 | 0 | 0
PG&E | GWh | Commercial | Com - Storage (Conditioned) | Lighting | No | Lighting - Plug-In Fixture (MH Directional) | 0.57626 | 0.58533 | 0.59413 | 0.60332 | 0.61225 | 0.6208 | 0.6287 | 0.63658 | 0.64417 | 0.65208 | 0.66019 | 0.66842
PG&E | GWh | Commercial | Com - Storage (Conditioned) | Lighting | No | Lighting - Plug-In Fixture (PSMH with Electronic Ballast) | 4.6483 | 4.7214 | 4.7924 | 4.8666 | 4.9386 | 5.0076 | 5.0713 | 5.1349 | 5.1961 | 5.2599 | 5.3253 | 5.3917
PG&E | GWh | Commercial | Com - Storage (Conditioned) | SHW | No | SHW - EF Rated Instantaneous Water Heater (Electric) | 0.0053268 | 0.005409 | 0.0054888 | 0.0055722 | 0.0056533 | 0.0057308 | 0.0058024 | 0.0058738 | 0.0059426 | 0.0060144 | 0.006088 | 0.0061626
PG&E | GWh | Commercial | Com - Storage (Conditioned) | Service | No | HVAC - Comprehensive Rooftop Unit Quality Maintenance | 7.5277 | 7.4118 | 7.2977 | 7.1853 | 7.0746 | 6.9657 | 6.8584 | 6.7528 | 6.6488 | 6.5464 | 6.4456 | 6.3463
PG&E | GWh | Commercial | Com - Storage (Conditioned) | Service | No | Service - HVAC Fault Detection & Diagnositics | 7.3707 | 7.487 | 7.5999 | 7.7177 | 7.8323 | 7.942 | 8.0433 | 8.1444 | 8.2418 | 8.3432 | 8.4473 | 8.5528
PG&E | GWh | Commercial | Com - Storage (Conditioned) | Service | No | Service - Retro-Commissioning (Electric) | 23.3694 | 23.0095 | 22.6551 | 22.3062 | 21.9627 | 21.6245 | 21.2915 | 20.9636 | 20.6407 | 20.3229 | 20.0099 | 19.7017
PG&E | GWh | Commercial | Com - Storage (Conditioned) | WholeBlg | No | HVAC - Energy Management System | 4.7409 | 4.8157 | 4.8883 | 4.9641 | 5.0378 | 5.1084 | 5.1736 | 5.2386 | 5.3012 | 5.3664 | 5.4334 | 5.5012
PG&E | GWh | Commercial | Com - Storage (Conditioned) | WholeBlg | No | WholeBlg - Com RET Level 1 | 11.5539 | 11.376 | 11.2008 | 11.0283 | 10.8585 | 10.6913 | 10.5266 | 10.3645 | 10.2049 | 10.0477 | 9.893 | 9.7406
PG&E | GWh | Commercial | Com - Storage (Conditioned) | WholeBlg | No | WholeBlg - Com RET Level 2 | 68.0028 | 66.9556 | 65.9245 | 64.9092 | 63.9096 | 62.9254 | 61.9564 | 61.0022 | 60.0628 | 59.1378 | 58.2271 | 57.3304
PG&E | GWh | Commercial | Com - Storage (Unconditioned) | AppPlug | No | AppPlug - Computer Monitor | 0.25898 | 0.26306 | 0.26703 | 0.27117 | 0.2752 | 0.27905 | 0.28261 | 0.28616 | 0.28958 | 0.29315 | 0.2968 | 0.30051
PG&E | GWh | Commercial | Com - Storage (Unconditioned) | AppPlug | No | AppPlug - Desktop Computer (Com - Power Management) | 9.5148 | 9.6649 | 9.8106 | 9.9627 | 10.1106 | 10.2522 | 10.383 | 10.5134 | 10.6391 | 10.7701 | 10.9044 | 11.0406
PG&E | GWh | Commercial | Com - Storage (Unconditioned) | AppPlug | No | AppPlug - Occupancy Sensor Plug Strip | 3.971 | 4.0336 | 4.0945 | 4.1579 | 4.2197 | 4.2788 | 4.3334 | 4.3878 | 4.4403 | 4.4949 | 4.551 | 4.6078
PG&E | GWh | Commercial | Com - Storage (Unconditioned) | AppPlug | No | AppPlug - Vending Machine Controls | 6.8915 | 7.0002 | 7.1057 | 7.2159 | 7.3231 | 7.4256 | 7.5203 | 7.6148 | 7.7059 | 7.8007 | 7.898 | 7.9967
PG&E | GWh | Commercial | Com - Storage (Unconditioned) | BldgEnv | No | BldgEnv - Window Film | 7.2952 | 7.1829 | 7.0722 | 6.9633 | 6.8561 | 6.7505 | 6.6466 | 6.5442 | 6.4434 | 6.3442 | 6.2465 | 6.1503
PG&E | GWh | Commercial | Com - Storage (Unconditioned) | Lighting | Yes | Lighting - LED Fixture (Replacing T8) - Emerging | 33.0932 | 34.419 | 35.7539 | 37.3439 | 38.7393 | 40.1345 | 41.294 | 42.4686 | 43.64 | 44.8489 | 46.0884 | 47.1232
PG&E | GWh | Commercial | Com - Storage (Unconditioned) | Lighting | Yes | Lighting - LED Lamp (Basic High - Indoor) - Emerging | 0.48138 | 0.49783 | 0.51321 | 0.52687 | 0.54049 | 0.071237 | 0.072759 | 0.074139 | 0.075497 | 0.076744 | 0.078023 | 0.079324
PG&E | GWh | Commercial | Com - Storage (Unconditioned) | Lighting | Yes | Lighting - LED Lamp (Basic Low - Indoor) - Emerging | 2.1943 | 2.2724 | 2.3452 | 2.4096 | 2.4738 | 0.38648 | 0.39498 | 0.40265 | 0.4102 | 0.41803 | 0.42511 | 0.43232
PG&E | GWh | Commercial | Com - Storage (Unconditioned) | Lighting | Yes | Lighting - LED Plug-In Indoor Fixture - Emerging | 24.5664 | 25.3238 | 25.9976 | 26.5277 | 27.1366 | 1.5719 | 1.5995 | 1.6323 | 1.6569 | 1.6851 | 1.7114 | 1.7408
PG&E | GWh | Commercial | Com - Storage (Unconditioned) | Lighting | No | Lighting - Cold Cathode Lamp | 0.25475 | 0.25877 | 0.26267 | 0.26674 | 0.2707 | 0 | 0 | 0 | 0 | 0 | 0 | 0
PG&E | GWh | Commercial | Com - Storage (Unconditioned) | Lighting | No | Lighting - Compact Fluorescent Fixture (Indoor) | 0.89314 | 0.90723 | 0.92091 | 0.93519 | 0.94907 | 0 | 0 | 0 | 0 | 0 | 0 | 0
PG&E | GWh | Commercial | Com - Storage (Unconditioned) | Lighting | No | Lighting - Exit Fixture (LED) | 5.6485 | 5.5615 | 5.4759 | 5.3915 | 5.3085 | 5.2268 | 5.1463 | 5.067 | 4.989 | 4.9122 | 4.8365 | 4.762
PG&E | GWh | Commercial | Com - Storage (Unconditioned) | Lighting | No | Lighting - Halogen Lamp (A-Line) | 0.9879 | 1.0035 | 1.0186 | 1.0344 | 1.0498 | 0 | 0 | 0 | 0 | 0 | 0 | 0
PG&E | GWh | Commercial | Com - Storage (Unconditioned) | Lighting | No | Lighting - High Bay HID to T5 | 0.54734 | 0.55597 | 0.56435 | 0.5731 | 0.58161 | 0.58976 | 0.59728 | 0.60478 | 0.61202 | 0.61955 | 0.62728 | 0.63511
PG&E | GWh | Commercial | Com - Storage (Unconditioned) | Lighting | No | Lighting - Induction Fixture (Indoor) | 5.3041 | 5.3878 | 5.469 | 5.5538 | 5.6363 | 5.7152 | 5.7881 | 5.8608 | 5.9309 | 6.0039 | 6.0788 | 6.1547
PG&E | GWh | Commercial | Com - Storage (Unconditioned) | Lighting | No | Lighting - Induction Fixture (Outdoor) | 4.1154 | 4.1804 | 4.2434 | 4.3092 | 4.3732 | 4.4344 | 4.491 | 4.5474 | 4.6018 | 4.6584 | 4.7165 | 4.7754
PG&E | GWh | Commercial | Com - Storage (Unconditioned) | Lighting | No | Lighting - Linear Fluorescent Delamping | 0.21961 | 0.21623 | 0.15967 | 0.10481 | 0.051598 | 0 | 0 | 0 | 0 | 0 | 0 | 0
PG&E | GWh | Commercial | Com - Storage (Unconditioned) | Lighting | No | Lighting - Low Bay HID to T5 | 0.42662 | 0.43335 | 0.43988 | 0.4467 | 0.45334 | 0.45969 | 0.46555 | 0.4714 | 0.47703 | 0.48291 | 0.48893 | 0.49504
PG&E | GWh | Commercial | Com - Storage (Unconditioned) | Lighting | No | Lighting - Occupancy Sensor | 5.1521 | 5.2334 | 5.3123 | 5.3947 | 5.4748 | 5.5515 | 5.6223 | 5.6929 | 5.761 | 5.8319 | 5.9046 | 5.9784
PG&E | GWh | Commercial | Com - Storage (Unconditioned) | Lighting | No | Lighting - Plug-In Fixture (Exterior) | 3.4515 | 3.5059 | 3.5588 | 3.6139 | 3.6676 | 3.719 | 3.7664 | 3.8137 | 3.8593 | 3.9068 | 3.9556 | 4.005
PG&E | GWh | Commercial | Com - Storage (Unconditioned) | Lighting | No | Lighting - Plug-In Fixture (Linear Fluorescent) | 22.5897 | 22.9461 | 23.292 | 23.6532 | 24.0044 | 0 | 0 | 0 | 0 | 0 | 0 | 0
PG&E | GWh | Commercial | Com - Storage (Unconditioned) | Lighting | No | Lighting - Plug-In Fixture (MH Directional) | 1.5066 | 1.5304 | 1.5535 | 1.5776 | 1.601 | 1.6234 | 1.6441 | 1.6648 | 1.6847 | 1.7054 | 1.7267 | 1.7483
PG&E | GWh | Commercial | Com - Storage (Unconditioned) | Lighting | No | Lighting - Plug-In Fixture (PSMH with Electronic Ballast) | 12.1531 | 12.3448 | 12.5309 | 12.7252 | 12.9142 | 13.095 | 13.2621 | 13.4287 | 13.5892 | 13.7565 | 13.9281 | 14.1021
PG&E | GWh | Commercial | Com - Storage (Unconditioned) | SHW | No | SHW - EF Rated Instantaneous Water Heater (Electric) | 0.013542 | 0.013733 | 0.013919 | 0.014113 | 0.014302 | 0.014482 | 0.014648 | 0.014814 | 0.014973 | 0.01514 | 0.015311 | 0.015485
PG&E | GWh | Commercial | Com - Storage (Unconditioned) | Service | No | HVAC - Comprehensive Rooftop Unit Quality Maintenance | 18.8193 | 18.5295 | 18.2441 | 17.9632 | 17.6865 | 17.4142 | 17.146 | 16.8819 | 16.622 | 16.366 | 16.114 | 15.8658
PG&E | GWh | Commercial | Com - Storage (Unconditioned) | Service | No | Service - HVAC Fault Detection & Diagnositics | 18.4268 | 18.7175 | 18.9997 | 19.2943 | 19.5808 | 19.855 | 20.1083 | 20.3609 | 20.6044 | 20.858 | 21.1181 | 21.3819
PG&E | GWh | Commercial | Com - Storage (Unconditioned) | Service | No | Service - Retro-Commissioning (Electric) | 58.4234 | 57.5237 | 56.6378 | 55.7656 | 54.9068 | 54.0612 | 53.2287 | 52.409 | 51.6019 | 50.8072 | 50.0248 | 49.2544
PG&E | GWh | Commercial | Com - Storage (Unconditioned) | WholeBlg | No | HVAC - Energy Management System | 11.8523 | 12.0393 | 12.2208 | 12.4103 | 12.5946 | 12.771 | 12.9339 | 13.0964 | 13.253 | 13.4161 | 13.5834 | 13.7531
PG&E | GWh | Commercial | Com - Storage (Unconditioned) | WholeBlg | No | WholeBlg - Com RET Level 1 | 13.2328 | 13.029 | 12.8284 | 12.6308 | 12.4363 | 12.2448 | 12.0562 | 11.8706 | 11.6878 | 11.5078 | 11.3306 | 11.1561
PG&E | GWh | Commercial | Com - Storage (Unconditioned) | WholeBlg | No | WholeBlg - Com RET Level 2 | 98.0391 | 96.5293 | 95.0428 | 93.5791 | 92.138 | 90.7191 | 89.322 | 87.9464 | 86.592 | 85.2585 | 83.9456 | 82.6528
PG&E | GWh | Commercial | Com - Warehouse (Refrigerated) | AppPlug | No | AppPlug - Computer Monitor | 0.047735 | 0.048488 | 0.049219 | 0.049982 | 0.050724 | 0.051435 | 0.052091 | 0.052745 | 0.053376 | 0.054033 | 0.054707 | 0.05539
PG&E | GWh | Commercial | Com - Warehouse (Refrigerated) | AppPlug | No | AppPlug - Desktop Computer (Com - Power Management) | 1.7538 | 1.7814 | 1.8083 | 1.8363 | 1.8636 | 1.8897 | 1.9138 | 1.9378 | 1.961 | 1.9852 | 2.0099 | 2.035
PG&E | GWh | Commercial | Com - Warehouse (Refrigerated) | AppPlug | No | AppPlug - Occupancy Sensor Plug Strip | 0.73194 | 0.74348 | 0.75469 | 0.7664 | 0.77778 | 0.78867 | 0.79873 | 0.80876 | 0.81843 | 0.82851 | 0.83884 | 0.84932
PG&E | GWh | Commercial | Com - Warehouse (Refrigerated) | AppPlug | No | AppPlug - Vending Machine Controls | 5.081 | 5.1611 | 5.2389 | 5.3202 | 5.3992 | 5.4748 | 5.5446 | 5.6143 | 5.6814 | 5.7513 | 5.8231 | 5.8958
PG&E | GWh | Commercial | Com - Warehouse (Refrigerated) | BldgEnv | No | BldgEnv - Wall Spray On Insulation | 0.53016 | 0.52199 | 0.51396 | 0.50604 | 0.49825 | 0.49057 | 0.48302 | 0.47558 | 0.46826 | 0.46105 | 0.45395 | 0.44695
PG&E | GWh | Commercial | Com - Warehouse (Refrigerated) | BldgEnv | No | BldgEnv - Window Film | 0.95215 | 0.93748 | 0.92305 | 0.90883 | 0.89483 | 0.88105 | 0.86749 | 0.85413 | 0.84097 | 0.82802 | 0.81527 | 0.80272
PG&E | GWh | Commercial | Com - Warehouse (Refrigerated) | ComRefrig | No | ComRefrig - Strip Curtain for Walk In Refrigerator | 1.239 | 1.22 | 1.2012 | 1.1827 | 1.1645 | 1.1465 | 1.1289 | 1.1115 | 1.0944 | 1.0775 | 1.0609 | 1.0446
PG&E | GWh | Commercial | Com - Warehouse (Refrigerated) | Lighting | Yes | Lighting - LED Fixture (Replacing T8) - Emerging | 13.4884 | 13.9683 | 14.4505 | 15.032 | 15.5334 | 16.0339 | 16.4408 | 16.8523 | 17.2623 | 17.685 | 18.118 | 18.4693
PG&E | GWh | Commercial | Com - Warehouse (Refrigerated) | Lighting | Yes | Lighting - LED Lamp (Basic High - Indoor) - Emerging | 0.24426 | 0.25174 | 0.25867 | 0.26471 | 0.27072 | 0.035578 | 0.03624 | 0.036831 | 0.037412 | 0.037937 | 0.038476 | 0.039025
PG&E | GWh | Commercial | Com - Warehouse (Refrigerated) | Lighting | Yes | Lighting - LED Lamp (Basic Low - Indoor) - Emerging | 1.1134 | 1.1491 | 1.1821 | 1.2106 | 1.2391 | 0.19302 | 0.19674 | 0.20003 | 0.20328 | 0.20664 | 0.20964 | 0.21269
PG&E | GWh | Commercial | Com - Warehouse (Refrigerated) | Lighting | Yes | Lighting - LED Plug-In Indoor Fixture - Emerging | 5.2465 | 5.3898 | 5.5152 | 5.6096 | 5.7208 | 0.33043 | 0.33532 | 0.34129 | 0.34558 | 0.3506 | 0.35521 | 0.36045
PG&E | GWh | Commercial | Com - Warehouse (Refrigerated) | Lighting | No | Lighting - Cold Cathode Lamp | 0.08124 | 0.082522 | 0.083766 | 0.085065 | 0.086328 | 0 | 0 | 0 | 0 | 0 | 0 | 0
PG&E | GWh | Commercial | Com - Warehouse (Refrigerated) | Lighting | No | Lighting - Compact Fluorescent Fixture (Indoor) | 0.45319 | 0.45876 | 0.46417 | 0.46985 | 0.47538 | 0 | 0 | 0 | 0 | 0 | 0 | 0
PG&E | GWh | Commercial | Com - Warehouse (Refrigerated) | Lighting | No | Lighting - Halogen Lamp (A-Line) | 0.18209 | 0.18496 | 0.18775 | 0.19066 | 0.19349 | 0 | 0 | 0 | 0 | 0 | 0 | 0
PG&E | GWh | Commercial | Com - Warehouse (Refrigerated) | Lighting | No | Lighting - High Bay HID to T5 | 0.22309 | 0.22563 | 0.22809 | 0.23069 | 0.23321 | 0.23561 | 0.2378 | 0.23999 | 0.24209 | 0.2443 | 0.24659 | 0.24892
PG&E | GWh | Commercial | Com - Warehouse (Refrigerated) | Lighting | No | Lighting - Induction Fixture (Indoor) | 1.3711 | 1.3927 | 1.4137 | 1.4356 | 1.4569 | 1.4773 | 1.4962 | 1.515 | 1.5331 | 1.5519 | 1.5713 | 1.5909
PG&E | GWh | Commercial | Com - Warehouse (Refrigerated) | Lighting | No | Lighting - Induction Fixture (Outdoor) | 0.75856 | 0.77053 | 0.78214 | 0.79427 | 0.80607 | 0.81735 | 0.82778 | 0.83818 | 0.8482 | 0.85864 | 0.86935 | 0.88021
PG&E | GWh | Commercial | Com - Warehouse (Refrigerated) | Lighting | No | Lighting - Linear Fluorescent Delamping | 0.056376 | 0.055508 | 0.04099 | 0.026906 | 0.013246 | 0 | 0 | 0 | 0 | 0 | 0 | 0
PG&E | GWh | Commercial | Com - Warehouse (Refrigerated) | Lighting | No | Lighting - Low Bay HID to T5 | 0.17389 | 0.17587 | 0.17779 | 0.17981 | 0.18178 | 0.18365 | 0.18535 | 0.18706 | 0.1887 | 0.19042 | 0.1922 | 0.19402
PG&E | GWh | Commercial | Com - Warehouse (Refrigerated) | Lighting | No | Lighting - Occupancy Sensor | 5.143 | 5.2246 | 5.3039 | 5.3867 | 5.4671 | 5.5442 | 5.6153 | 5.6863 | 5.7547 | 5.826 | 5.899 | 5.9731
PG&E | GWh | Commercial | Com - Warehouse (Refrigerated) | Lighting | No | Lighting - Plug-In Fixture (Exterior) | 0.63617 | 0.64621 | 0.65595 | 0.66612 | 0.67602 | 0.68548 | 0.69423 | 0.70295 | 0.71135 | 0.72011 | 0.72909 | 0.7382
PG&E | GWh | Commercial | Com - Warehouse (Refrigerated) | Lighting | No | Lighting - Plug-In Fixture (Linear Fluorescent) | 4.7627 | 4.817 | 4.8695 | 4.925 | 4.9787 | 0 | 0 | 0 | 0 | 0 | 0 | 0
PG&E | GWh | Commercial | Com - Warehouse (Refrigerated) | Lighting | No | Lighting - Plug-In Fixture (MH Directional) | 0.61394 | 0.62093 | 0.6277 | 0.63485 | 0.64178 | 0.64838 | 0.6544 | 0.66043 | 0.6662 | 0.67229 | 0.67858 | 0.685
PG&E | GWh | Commercial | Com - Warehouse (Refrigerated) | Lighting | No | Lighting - Plug-In Fixture (PSMH with Electronic Ballast) | 4.9522 | 5.0086 | 5.0632 | 5.1209 | 5.1768 | 5.2301 | 5.2786 | 5.3272 | 5.3738 | 5.4229 | 5.4737 | 5.5254
PG&E | GWh | Commercial | Com - Warehouse (Refrigerated) | Service | No | HVAC - Comprehensive Rooftop Unit Quality Maintenance | 3.4688 | 3.4154 | 3.3628 | 3.311 | 3.26 | 3.2098 | 3.1604 | 3.1117 | 3.0638 | 3.0166 | 2.9701 | 2.9244
PG&E | GWh | Commercial | Com - Warehouse (Refrigerated) | Service | No | Service - HVAC Fault Detection & Diagnositics | 3.3964 | 3.45 | 3.502 | 3.5563 | 3.6091 | 3.6597 | 3.7064 | 3.7529 | 3.7978 | 3.8446 | 3.8925 | 3.9411
PG&E | GWh | Commercial | Com - Warehouse (Refrigerated) | Service | No | Service - Retro-Commissioning (Electric) | 10.7686 | 10.6028 | 10.4395 | 10.2787 | 10.1204 | 9.9646 | 9.8111 | 9.66 | 9.5113 | 9.3648 | 9.2206 | 9.0786
PG&E | GWh | Commercial | Com - Warehouse (Refrigerated) | WholeBlg | No | HVAC - Energy Management System | 2.1846 | 2.2191 | 2.2526 | 2.2875 | 2.3214 | 2.354 | 2.384 | 2.4139 | 2.4428 | 2.4729 | 2.5037 | 2.535
PG&E | GWh | Commercial | Com - Warehouse (Refrigerated) | WholeBlg | No | WholeBlg - Com RET Level 1 | 4.3566 | 4.2895 | 4.2234 | 4.1584 | 4.0944 | 4.0313 | 3.9692 | 3.9081 | 3.8479 | 3.7887 | 3.7303 | 3.6729
PG&E | GWh | Commercial | Com - Warehouse (Refrigerated) | WholeBlg | No | WholeBlg - Com RET Level 2 | 28.5507 | 28.111 | 27.6781 | 27.2518 | 26.8322 | 26.419 | 26.0121 | 25.6115 | 25.2171 | 24.8288 | 24.4464 | 24.0699
PG&E | MW | Commercial | Com - Assembly | AppPlug | No | AppPlug - Computer Monitor | 1.4471 | 1.47 | 1.4921 | 1.5153 | 1.5378 | 1.5593 | 1.5792 | 1.599 | 1.6181 | 1.6381 | 1.6585 | 1.6792
PG&E | MW | Commercial | Com - Assembly | AppPlug | No | AppPlug - Desktop Computer (Com - Power Management) | 0.66382 | 0.67429 | 0.68446 | 0.69507 | 0.70539 | 0.71527 | 0.7244 | 0.7335 | 0.74227 | 0.7514 | 0.76077 | 0.77028
PG&E | MW | Commercial | Com - Assembly | AppPlug | No | AppPlug - Occupancy Sensor Plug Strip | 0.7481 | 0.75991 | 0.77136 | 0.78332 | 0.79495 | 0.80609 | 0.81637 | 0.82663 | 0.83651 | 0.84681 | 0.85737 | 0.86808
PG&E | MW | Commercial | Com - Assembly | BldgEnv | No | BldgEnv - Attic Batt Insulation | 0.61868 | 0.60915 | 0.59977 | 0.59053 | 0.58144 | 0.57248 | 0.56367 | 0.55499 | 0.54644 | 0.53803 | 0.52974 | 0.52158
PG&E | MW | Commercial | Com - Assembly | BldgEnv | No | BldgEnv - Wall Spray On Insulation | 5.2889 | 5.2074 | 5.1272 | 5.0483 | 4.9705 | 4.894 | 4.8186 | 4.7444 | 4.6713 | 4.5994 | 4.5286 | 4.4588
PG&E | MW | Commercial | Com - Assembly | BldgEnv | No | BldgEnv - Window Film | 2.7634 | 2.7208 | 2.6789 | 2.6377 | 2.5971 | 2.5571 | 2.5177 | 2.4789 | 2.4407 | 2.4032 | 2.3661 | 2.3297
PG&E | MW | Commercial | Com - Assembly | HVAC | Yes | HVAC - Advanced Package Rooftop AC (> EER 12) - Emerging | 0 | 17.0102 | 17.0811 | 17.1607 | 17.2369 | 17.3074 | 17.367 | 17.4276 | 17.4842 | 17.5481 | 17.617 | 17.6894
PG&E | MW | Commercial | Com - Assembly | HVAC | Yes | HVAC - Energy Recovery Ventilation - Emerging | 1.7833 | 1.8101 | 1.8361 | 1.8633 | 1.8897 | 1.915 | 1.9383 | 1.9615 | 1.9839 | 2.0073 | 2.0313 | 2.0557
PG&E | MW | Commercial | Com - Assembly | HVAC | No | HVAC - Demand Controlled Ventilation | 0.66819 | 0.6784 | 0.6883 | 0.69865 | 0.70872 | 0.71835 | 0.72723 | 0.73609 | 0.74463 | 0.75353 | 0.76266 | 0.77193
PG&E | MW | Commercial | Com - Assembly | HVAC | No | HVAC - Direct Evaporative Cooler | 3.5659 | 3.6221 | 3.6767 | 3.7337 | 3.7892 | 3.8422 | 3.8913 | 3.9401 | 3.9873 | 4.0363 | 4.0867 | 4.1377
PG&E | MW | Commercial | Com - Assembly | HVAC | No | HVAC - EER Rated Package Rooftop HP (EER 11) | 1.5908 | 0 | 0 | 0 | 0 | 0 | 0 | 0 | 0 | 0 | 0 | 0
PG&E | MW | Commercial | Com - Assembly | HVAC | No | HVAC - Repair Duct System | 6.8826 | 6.7767 | 6.6723 | 6.5695 | 6.4684 | 6.3688 | 6.2707 | 6.1741 | 6.079 | 5.9854 | 5.8932 | 5.8025
PG&E | MW | Commercial | Com - Assembly | HVAC | No | HVAC - SEER Rated Package Rooftop AC (Recharge) | 8.644 | 8.5109 | 8.3798 | 8.2508 | 8.1237 | 7.9986 | 7.8754 | 7.7542 | 7.6348 | 7.5172 | 7.4014 | 7.2874
PG&E | MW | Commercial | Com - Assembly | HVAC | No | HVAC - SEER Rated Package Rooftop AC (SEER 14) | 7.3924 | 7.5234 | 0 | 0 | 0 | 0 | 0 | 0 | 0 | 0 | 0 | 0
PG&E | MW | Commercial | Com - Assembly | HVAC | No | HVAC - SEER Rated Package Rooftop HP (SEER 15) | 10.904 | 11.0751 | 5.2191 | 5.2996 | 5.3779 | 5.4529 | 5.5221 | 5.5911 | 5.6576 | 5.7269 | 5.798 | 5.8701
PG&E | MW | Commercial | Com - Assembly | HVAC | No | HVAC - SEER Rated Split System AC (SEER 14) | 3.2483 | 3.313 | 3.376 | 0 | 0 | 0 | 0 | 0 | 0 | 0 | 0 | 0
PG&E | MW | Commercial | Com - Assembly | HVAC | No | HVAC - SEER Rated Split System HP (SEER 15) | 5.4513 | 5.5386 | 2.6108 | 2.6518 | 2.6917 | 2.7299 | 2.7652 | 2.8004 | 2.8343 | 2.8696 | 2.9059 | 2.9426
PG&E | MW | Commercial | Com - Assembly | Lighting | Yes | Lighting - LED Fixture (Replacing T8) - Emerging | 10.4828 | 10.9035 | 11.3271 | 11.8315 | 12.2743 | 12.717 | 13.0851 | 13.4579 | 13.8297 | 14.2135 | 14.607 | 14.9356
PG&E | MW | Commercial | Com - Assembly | Lighting | Yes | Lighting - LED Lamp (Basic High - Indoor) - Emerging | 1.5044 | 1.5558 | 1.6038 | 1.6465 | 1.689 | 0.22261 | 0.22736 | 0.23167 | 0.23591 | 0.23981 | 0.2438 | 0.24786
PG&E | MW | Commercial | Com - Assembly | Lighting | Yes | Lighting - LED Lamp (Basic Low - Indoor) - Emerging | 2.435 | 2.5216 | 2.6024 | 2.6738 | 2.745 | 0.42885 | 0.43827 | 0.44677 | 0.45515 | 0.46382 | 0.47168 | 0.47967
PG&E | MW | Commercial | Com - Assembly | Lighting | Yes | Lighting - LED Plug-In Indoor Fixture - Emerging | 2.0538 | 2.1171 | 2.1734 | 2.2177 | 2.2686 | 0.13141 | 0.13371 | 0.13645 | 0.13851 | 0.14086 | 0.14306 | 0.14551
PG&E | MW | Commercial | Com - Assembly | Lighting | No | Lighting - Cold Cathode Lamp | 0.015293 | 0.015535 | 0.015769 | 0.016013 | 0.016251 | 0 | 0 | 0 | 0 | 0 | 0 | 0
PG&E | MW | Commercial | Com - Assembly | Lighting | No | Lighting - Compact Fluorescent Fixture (Indoor) | 4.6698 | 4.7434 | 4.8148 | 4.8894 | 4.9619 | 0 | 0 | 0 | 0 | 0 | 0 | 0
PG&E | MW | Commercial | Com - Assembly | Lighting | No | Lighting - Exit Fixture (LED) | 0.48925 | 0.48172 | 0.4743 | 0.46699 | 0.4598 | 0.45272 | 0.44575 | 0.43889 | 0.43213 | 0.42547 | 0.41892 | 0.41247
PG&E | MW | Commercial | Com - Assembly | Lighting | No | Lighting - Halogen Lamp (A-Line) | 0.013736 | 0.013953 | 0.014163 | 0.014383 | 0.014596 | 0 | 0 | 0 | 0 | 0 | 0 | 0
PG&E | MW | Commercial | Com - Assembly | Lighting | No | Lighting - High Bay HID to T5 | 0.96016 | 0.97536 | 0.99013 | 1.0055 | 1.0205 | 1.0349 | 1.0481 | 1.0613 | 1.0741 | 1.0874 | 1.101 | 1.1148
PG&E | MW | Commercial | Com - Assembly | Lighting | No | Lighting - Induction Fixture (Indoor) | 0.42534 | 0.43205 | 0.43856 | 0.44536 | 0.45198 | 0.45831 | 0.46415 | 0.46999 | 0.4756 | 0.48146 | 0.48746 | 0.49355
PG&E | MW | Commercial | Com - Assembly | Lighting | No | Lighting - Linear Fluorescent Delamping | 0.13573 | 0.13364 | 0.098684 | 0.064776 | 0.031889 | 0 | 0 | 0 | 0 | 0 | 0 | 0
PG&E | MW | Commercial | Com - Assembly | Lighting | No | Lighting - Low Bay HID to T5 | 0.073065 | 0.074222 | 0.075346 | 0.076518 | 0.077659 | 0.078751 | 0.079759 | 0.080765 | 0.081735 | 0.082744 | 0.08378 | 0.08483
PG&E | MW | Commercial | Com - Assembly | Lighting | No | Lighting - Occupancy Sensor | 1.3866 | 1.4088 | 1.4303 | 1.4528 | 1.4746 | 1.4956 | 1.5149 | 1.5342 | 1.5528 | 1.5721 | 1.592 | 1.6121
PG&E | MW | Commercial | Com - Assembly | Lighting | No | Lighting - Plug-In Fixture (Linear Fluorescent) | 1.8808 | 1.9105 | 1.9395 | 1.9696 | 1.999 | 0 | 0 | 0 | 0 | 0 | 0 | 0
PG&E | MW | Commercial | Com - Assembly | Lighting | No | Lighting - Plug-In Fixture (MH Directional) | 0.12544 | 0.12743 | 0.12935 | 0.13137 | 0.13332 | 0.1352 | 0.13693 | 0.13865 | 0.14032 | 0.14205 | 0.14383 | 0.14563
PG&E | MW | Commercial | Com - Assembly | Lighting | No | Lighting - Plug-In Fixture (PSMH with Electronic Ballast) | 1.0118 | 1.0279 | 1.0434 | 1.0596 | 1.0754 | 1.0905 | 1.1045 | 1.1184 | 1.1319 | 1.1458 | 1.1602 | 1.1747
PG&E | MW | Commercial | Com - Assembly | SHW | No | SHW - EF Rated Instantaneous Water Heater (Electric) | 0.056233 | 0.057075 | 0.057892 | 0.058746 | 0.059577 | 0.060372 | 0.061104 | 0.061835 | 0.062539 | 0.063273 | 0.064027 | 0.064793
PG&E | MW | Commercial | Com - Assembly | Service | No | HVAC - Comprehensive Rooftop Unit Quality Maintenance | 1.8859e-06 | 1.8568e-06 | 1.8282e-06 | 1.8001e-06 | 1.7724e-06 | 1.7451e-06 | 1.7182e-06 | 1.6917e-06 | 1.6657e-06 | 1.64e-06 | 1.6148e-06 | 1.5899e-06
PG&E | MW | Commercial | Com - Assembly | Service | No | Service - HVAC Fault Detection & Diagnositics | 0.0062187 | 0.0063168 | 0.006412 | 0.0065114 | 0.0066081 | 0.0067007 | 0.0067861 | 0.0068714 | 0.0069535 | 0.0070391 | 0.0071269 | 0.007216
PG&E | MW | Commercial | Com - Assembly | Service | No | Service - Retro-Commissioning (Electric) | 0.044617 | 0.04393 | 0.043253 | 0.042587 | 0.041931 | 0.041286 | 0.04065 | 0.040024 | 0.039408 | 0.038801 | 0.038203 | 0.037615
PG&E | MW | Commercial | Com - Assembly | WholeBlg | No | HVAC - Energy Management System | 0.00074857 | 0.00076038 | 0.00077184 | 0.00078381 | 0.00079545 | 0.00080659 | 0.00081688 | 0.00082714 | 0.00083703 | 0.00084733 | 0.0008579 | 0.00086862
PG&E | MW | Commercial | Com - Assembly | WholeBlg | No | WholeBlg - Com RET Level 1 | 14.497 | 14.2738 | 14.054 | 13.8375 | 13.6244 | 13.4146 | 13.208 | 13.0046 | 12.8044 | 12.6072 | 12.413 | 12.2219
PG&E | MW | Commercial | Com - Assembly | WholeBlg | No | WholeBlg - Com RET Level 2 | 118.0995 | 116.2807 | 114.49 | 112.7269 | 110.9909 | 109.2816 | 107.5987 | 105.9416 | 104.3101 | 102.7038 | 101.1221 | 99.5648
PG&E | MW | Commercial | Com - Education (Community College) | AppPlug | No | AppPlug - Computer Monitor | 0.80808 | 0.82083 | 0.83321 | 0.84613 | 0.85869 | 0.87072 | 0.88182 | 0.8929 | 0.90358 | 0.9147 | 0.92611 | 0.93768
PG&E | MW | Commercial | Com - Education (Community College) | AppPlug | No | AppPlug - Desktop Computer (Com - Power Management) | 0.37068 | 0.37653 | 0.38221 | 0.38813 | 0.3939 | 0.39941 | 0.40451 | 0.40959 | 0.41449 | 0.41959 | 0.42482 | 0.43013
PG&E | MW | Commercial | Com - Education (Community College) | AppPlug | No | AppPlug - Occupancy Sensor Plug Strip | 0.41775 | 0.42434 | 0.43073 | 0.43741 | 0.44391 | 0.45012 | 0.45587 | 0.46159 | 0.46711 | 0.47286 | 0.47876 | 0.48474
PG&E | MW | Commercial | Com - Education (Community College) | BldgEnv | No | BldgEnv - Attic Batt Insulation | 0.34547 | 0.34015 | 0.33491 | 0.32976 | 0.32468 | 0.31968 | 0.31476 | 0.30991 | 0.30514 | 0.30044 | 0.29581 | 0.29125
PG&E | MW | Commercial | Com - Education (Community College) | BldgEnv | No | BldgEnv - Wall Spray On Insulation | 2.9533 | 2.9078 | 2.8631 | 2.819 | 2.7756 | 2.7328 | 2.6907 | 2.6493 | 2.6085 | 2.5683 | 2.5288 | 2.4898
PG&E | MW | Commercial | Com - Education (Community College) | BldgEnv | No | BldgEnv - Window Film | 2.5762 | 2.5365 | 2.4974 | 2.459 | 2.4211 | 2.3838 | 2.3471 | 2.311 | 2.2754 | 2.2403 | 2.2058 | 2.1719
PG&E | MW | Commercial | Com - Education (Community College) | FoodServ | No | FoodServ - Electric Griddle | 0.042736 | 0.04341 | 0.044064 | 0.044748 | 0.045412 | 0.046048 | 0.046636 | 0.047221 | 0.047786 | 0.048374 | 0.048978 | 0.049589
PG&E | MW | Commercial | Com - Education (Community College) | FoodServ | No | FoodServ - Electric Steamer | 0.024264 | 0.024646 | 0.025018 | 0.025406 | 0.025783 | 0.026144 | 0.026478 | 0.02681 | 0.027131 | 0.027465 | 0.027807 | 0.028155
PG&E | MW | Commercial | Com - Education (Community College) | FoodServ | No | FoodServ - Fryer (Electric) | 0.0017234 | 0.0017506 | 0.001777 | 0.0018046 | 0.0018314 | 0.001857 | 0.0018807 | 0.0019043 | 0.0019271 | 0.0019508 | 0.0019752 | 0.0019998
PG&E | MW | Commercial | Com - Education (Community College) | FoodServ | No | FoodServ - Oven (Electric) | 0.53134 | 0.53973 | 0.54786 | 0.55636 | 0.56462 | 0.57253 | 0.57983 | 0.58711 | 0.59413 | 0.60145 | 0.60895 | 0.61656
PG&E | MW | Commercial | Com - Education (Community College) | HVAC | Yes | HVAC - Advanced Package Rooftop AC (> EER 12) - Emerging | 0 | 4.5473 | 4.5877 | 4.6308 | 4.6725 | 4.712 | 4.7477 | 4.7835 | 4.8177 | 4.8541 | 4.8919 | 4.9307
PG&E | MW | Commercial | Com - Education (Community College) | HVAC | Yes | HVAC - Energy Recovery Ventilation - Emerging | 0.80157 | 0.81421 | 0.82649 | 0.8393 | 0.85176 | 0.86369 | 0.87471 | 0.8857 | 0.89629 | 0.90732 | 0.91864 | 0.93011
PG&E | MW | Commercial | Com - Education (Community College) | HVAC | No | HVAC - Chiller (Centrifugal) | 1.2431 | 1.2293 | 1.2157 | 1.2025 | 1.1894 | 1.1765 | 1.1636 | 1.1509 | 1.1384 | 1.1262 | 1.1143 | 1.1026
PG&E | MW | Commercial | Com - Education (Community College) | HVAC | No | HVAC - Chiller (Reciprocating) | 1.3702 | 1.3777 | 1.3849 | 1.3928 | 1.4004 | 1.4075 | 1.4137 | 1.4199 | 1.4258 | 1.4323 | 1.4391 | 1.4463
PG&E | MW | Commercial | Com - Education (Community College) | HVAC | No | HVAC - Demand Controlled Ventilation | 0.17518 | 0.17794 | 0.18062 | 0.18342 | 0.18615 | 0.18875 | 0.19116 | 0.19356 | 0.19588 | 0.19829 | 0.20076 | 0.20327
PG&E | MW | Commercial | Com - Education (Community College) | HVAC | No | HVAC - Direct Evaporative Cooler | 1.1377 | 1.1557 | 1.1731 | 1.1913 | 1.209 | 1.2259 | 1.2416 | 1.2572 | 1.2722 | 1.2879 | 1.3039 | 1.3202
PG&E | MW | Commercial | Com - Education (Community College) | HVAC | No | HVAC - EER Rated Package Rooftop AC (EER 11) | 2.0215 | 0 | 0 | 0 | 0 | 0 | 0 | 0 | 0 | 0 | 0 | 0
PG&E | MW | Commercial | Com - Education (Community College) | HVAC | No | HVAC - EER Rated Package Rooftop HP (EER 11) | 0.013024 | 0 | 0 | 0 | 0 | 0 | 0 | 0 | 0 | 0 | 0 | 0
PG&E | MW | Commercial | Com - Education (Community College) | HVAC | No | HVAC - Repair Duct System | 2.1183 | 2.0857 | 2.0536 | 2.022 | 1.9908 | 1.9602 | 1.93 | 1.9003 | 1.871 | 1.8422 | 1.8138 | 1.7859
PG&E | MW | Commercial | Com - Education (Community College) | HVAC | No | HVAC - SEER Rated Package Rooftop AC (Recharge) | 2.6649 | 2.6238 | 2.5834 | 2.5437 | 2.5045 | 2.4659 | 2.4279 | 2.3905 | 2.3537 | 2.3175 | 2.2818 | 2.2467
PG&E | MW | Commercial | Com - Education (Community College) | HVAC | No | HVAC - SEER Rated Package Rooftop AC (SEER 14) | 1.8988 | 1.9517 | 0 | 0 | 0 | 0 | 0 | 0 | 0 | 0 | 0 | 0
PG&E | MW | Commercial | Com - Education (Community College) | HVAC | No | HVAC - SEER Rated Package Rooftop HP (SEER 15) | 2.533 | 2.586 | 1.2246 | 1.2494 | 1.2736 | 1.2968 | 1.3184 | 1.3399 | 1.3607 | 1.3822 | 1.4041 | 1.4263
PG&E | MW | Commercial | Com - Education (Community College) | HVAC | No | HVAC - SEER Rated Split System AC (SEER 14) | 0.81584 | 0.8346 | 0.85286 | 0 | 0 | 0 | 0 | 0 | 0 | 0 | 0 | 0
PG&E | MW | Commercial | Com - Education (Community College) | HVAC | No | HVAC - SEER Rated Split System HP (SEER 15) | 1.648 | 1.6741 | 0.789 | 0.80128 | 0.81321 | 0.82464 | 0.83519 | 0.84572 | 0.85586 | 0.86643 | 0.87727 | 0.88826
PG&E | MW | Commercial | Com - Education (Community College) | Lighting | Yes | Lighting - LED Fixture (Replacing T8) - Emerging | 11.6839 | 12.1601 | 12.6397 | 13.21 | 13.7116 | 14.2133 | 14.6315 | 15.0552 | 15.4778 | 15.914 | 16.3613 | 16.7361
PG&E | MW | Commercial | Com - Education (Community College) | Lighting | Yes | Lighting - LED Lamp (Basic High - Indoor) - Emerging | 0.21236 | 0.21989 | 0.22695 | 0.23325 | 0.23954 | 0.031604 | 0.03231 | 0.032952 | 0.033585 | 0.034169 | 0.034768 | 0.035376
PG&E | MW | Commercial | Com - Education (Community College) | Lighting | Yes | Lighting - LED Lamp (Basic Low - Indoor) - Emerging | 0.36861 | 0.3822 | 0.39491 | 0.40622 | 0.41749 | 0.065291 | 0.06679 | 0.068149 | 0.069488 | 0.070874 | 0.072135 | 0.073418
PG&E | MW | Commercial | Com - Education (Community College) | Lighting | Yes | Lighting - LED Plug-In Indoor Fixture - Emerging | 1.2724 | 1.3135 | 1.3503 | 1.3796 | 1.4131 | 0.08195 | 0.083479 | 0.08528 | 0.086655 | 0.088217 | 0.08968 | 0.091305
PG&E | MW | Commercial | Com - Education (Community College) | Lighting | No | Lighting - Cold Cathode Lamp | 0.0067069 | 0.0068127 | 0.0069154 | 0.0070226 | 0.0071269 | 0 | 0 | 0 | 0 | 0 | 0 | 0
PG&E | MW | Commercial | Com - Education (Community College) | Lighting | No | Lighting - Compact Fluorescent Fixture (Indoor) | 2.9501 | 3.0003 | 3.049 | 3.0998 | 3.1493 | 0 | 0 | 0 | 0 | 0 | 0 | 0
PG&E | MW | Commercial | Com - Education (Community College) | Lighting | No | Lighting - Exit Fixture (LED) | 0.31532 | 0.31046 | 0.30568 | 0.30098 | 0.29634 | 0.29178 | 0.28728 | 0.28286 | 0.2785 | 0.27421 | 0.26999 | 0.26583
PG&E | MW | Commercial | Com - Education (Community College) | Lighting | No | Lighting - Halogen Lamp (A-Line) | 0.0076703 | 0.0077913 | 0.0079087 | 0.0080313 | 0.0081506 | 0 | 0 | 0 | 0 | 0 | 0 | 0
PG&E | MW | Commercial | Com - Education (Community College) | Lighting | No | Lighting - High Bay HID to T5 | 0.43101 | 0.4381 | 0.44498 | 0.45216 | 0.45915 | 0.46583 | 0.47202 | 0.47819 | 0.48413 | 0.49032 | 0.49666 | 0.50309
PG&E | MW | Commercial | Com - Education (Community College) | Lighting | No | Lighting - Induction Fixture (Indoor) | 0.18128 | 0.18413 | 0.18691 | 0.18981 | 0.19263 | 0.19533 | 0.19782 | 0.2003 | 0.2027 | 0.20519 | 0.20775 | 0.21035
PG&E | MW | Commercial | Com - Education (Community College) | Lighting | No | Lighting - Light Sensor | 0.28295 | 0.29186 | 0.30055 | 0.30948 | 0.31819 | 0.32659 | 0.33447 | 0.34231 | 0.3499 | 0.3577 | 0.36562 | 0.3736
PG&E | MW | Commercial | Com - Education (Community College) | Lighting | No | Lighting - Linear Fluorescent Delamping | 0.015816 | 0.015573 | 0.0115 | 0.0075484 | 0.0037161 | 0 | 0 | 0 | 0 | 0 | 0 | 0
PG&E | MW | Commercial | Com - Education (Community College) | Lighting | No | Lighting - Low Bay HID to T5 | 0.02999 | 0.030483 | 0.030962 | 0.031462 | 0.031948 | 0.032413 | 0.032844 | 0.033273 | 0.033687 | 0.034117 | 0.034558 | 0.035006
PG&E | MW | Commercial | Com - Education (Community College) | Lighting | No | Lighting - Occupancy Sensor | 0.78184 | 0.79423 | 0.80627 | 0.81883 | 0.83104 | 0.84273 | 0.85353 | 0.8643 | 0.87468 | 0.88549 | 0.89658 | 0.90783
PG&E | MW | Commercial | Com - Education (Community College) | Lighting | No | Lighting - Plug-In Fixture (Linear Fluorescent) | 1.1737 | 1.1933 | 1.2122 | 1.232 | 1.2512 | 0 | 0 | 0 | 0 | 0 | 0 | 0
PG&E | MW | Commercial | Com - Education (Community College) | Lighting | No | Lighting - Plug-In Fixture (MH Directional) | 0.078283 | 0.079586 | 0.08085 | 0.082169 | 0.083452 | 0.08468 | 0.085817 | 0.08695 | 0.088043 | 0.08918 | 0.090344 | 0.091525
PG&E | MW | Commercial | Com - Education (Community College) | Lighting | No | Lighting - Plug-In Fixture (PSMH with Electronic Ballast) | 0.63146 | 0.64196 | 0.65217 | 0.6628 | 0.67315 | 0.68306 | 0.69223 | 0.70137 | 0.71018 | 0.71935 | 0.72875 | 0.73827
PG&E | MW | Commercial | Com - Education (Community College) | ProcHeat | No | ProcHeat - Boiler Draft Fan | 0.17434 | 0.17709 | 0.17976 | 0.18255 | 0.18526 | 0.18785 | 0.19025 | 0.19264 | 0.19494 | 0.19734 | 0.1998 | 0.2023
PG&E | MW | Commercial | Com - Education (Community College) | SHW | No | SHW - EF Rated Instantaneous Water Heater (Electric) | 0.013914 | 0.014128 | 0.014335 | 0.014552 | 0.014763 | 0.014964 | 0.01515 | 0.015336 | 0.015514 | 0.015701 | 0.015892 | 0.016086
PG&E | MW | Commercial | Com - Education (Community College) | Service | No | HVAC - Comprehensive Rooftop Unit Quality Maintenance | 1.0531e-06 | 1.0369e-06 | 1.0209e-06 | 1.0052e-06 | 9.8969e-07 | 9.7445e-07 | 9.5945e-07 | 9.4467e-07 | 9.3012e-07 | 9.158e-07 | 9.017e-07 | 8.8781e-07
PG&E | MW | Commercial | Com - Education (Community College) | Service | No | Service - HVAC Fault Detection & Diagnositics | 0.0034725 | 0.0035273 | 0.0035805 | 0.003636 | 0.00369 | 0.0037417 | 0.0037894 | 0.003837 | 0.0038829 | 0.0039307 | 0.0039797 | 0.0040294
PG&E | MW | Commercial | Com - Education (Community College) | Service | No | Service - Retro-Commissioning (Electric) | 0.024914 | 0.024531 | 0.024153 | 0.023781 | 0.023415 | 0.023054 | 0.022699 | 0.02235 | 0.022005 | 0.021666 | 0.021333 | 0.021004
PG&E | MW | Commercial | Com - Education (Community College) | WholeBlg | No | HVAC - Energy Management System | 0.00041801 | 0.0004246 | 0.000431 | 0.00043768 | 0.00044418 | 0.0004504 | 0.00045615 | 0.00046188 | 0.0004674 | 0.00047316 | 0.00047906 | 0.00048504
PG&E | MW | Commercial | Com - Education (Community College) | WholeBlg | No | WholeBlg - Com RET Level 1 | 4.0392 | 3.9769 | 3.9157 | 3.8554 | 3.796 | 3.7376 | 3.68 | 3.6233 | 3.5675 | 3.5126 | 3.4585 | 3.4052
PG&E | MW | Commercial | Com - Education (Community College) | WholeBlg | No | WholeBlg - Com RET Level 2 | 34.6161 | 34.083 | 33.5581 | 33.0413 | 32.5325 | 32.0315 | 31.5382 | 31.0525 | 30.5743 | 30.1035 | 29.6399 | 29.1834
PG&E | MW | Commercial | Com - Education (Primary School) | AppPlug | No | AppPlug - Computer Monitor | 1.2554 | 1.2752 | 1.2944 | 1.3145 | 1.334 | 1.3527 | 1.3699 | 1.3871 | 1.4037 | 1.421 | 1.4387 | 1.4567
PG&E | MW | Commercial | Com - Education (Primary School) | AppPlug | No | AppPlug - Desktop Computer (Com - Power Management) | 0.57586 | 0.58494 | 0.59376 | 0.60297 | 0.61192 | 0.62049 | 0.62841 | 0.6363 | 0.64391 | 0.65184 | 0.65997 | 0.66821
PG&E | MW | Commercial | Com - Education (Primary School) | AppPlug | No | AppPlug - Occupancy Sensor Plug Strip | 0.64897 | 0.65921 | 0.66915 | 0.67953 | 0.68962 | 0.69927 | 0.70819 | 0.71709 | 0.72567 | 0.7346 | 0.74376 | 0.75305
PG&E | MW | Commercial | Com - Education (Primary School) | BldgEnv | No | BldgEnv - Attic Batt Insulation | 0.37776 | 0.37195 | 0.36622 | 0.36058 | 0.35503 | 0.34956 | 0.34418 | 0.33888 | 0.33366 | 0.32852 | 0.32346 | 0.31848
PG&E | MW | Commercial | Com - Education (Primary School) | BldgEnv | No | BldgEnv - Wall Spray On Insulation | 4.588 | 4.5174 | 4.4478 | 4.3793 | 4.3119 | 4.2455 | 4.1801 | 4.1157 | 4.0523 | 3.9899 | 3.9285 | 3.868
PG&E | MW | Commercial | Com - Education (Primary School) | BldgEnv | No | BldgEnv - Window Film | 7.7924 | 7.6724 | 7.5542 | 7.4379 | 7.3234 | 7.2106 | 7.0995 | 6.9902 | 6.8826 | 6.7766 | 6.6722 | 6.5695
PG&E | MW | Commercial | Com - Education (Primary School) | FoodServ | No | FoodServ - Electric Griddle | 0.76349 | 0.77554 | 0.78723 | 0.79944 | 0.81131 | 0.82267 | 0.83317 | 0.84363 | 0.85372 | 0.86423 | 0.87501 | 0.88594
PG&E | MW | Commercial | Com - Education (Primary School) | FoodServ | No | FoodServ - Electric Steamer | 0.08167 | 0.082959 | 0.08421 | 0.085515 | 0.086785 | 0.088001 | 0.089123 | 0.090243 | 0.091322 | 0.092446 | 0.093599 | 0.094768
PG&E | MW | Commercial | Com - Education (Primary School) | FoodServ | No | FoodServ - Fryer (Electric) | 0.0074967 | 0.007615 | 0.0077298 | 0.0078496 | 0.0079662 | 0.0080777 | 0.0081808 | 0.0082836 | 0.0083826 | 0.0084858 | 0.0085916 | 0.0086989
PG&E | MW | Commercial | Com - Education (Primary School) | FoodServ | No | FoodServ - Oven (Electric) | 0.18826 | 0.19123 | 0.19411 | 0.19712 | 0.20005 | 0.20285 | 0.20544 | 0.20802 | 0.21051 | 0.2131 | 0.21576 | 0.21845
PG&E | MW | Commercial | Com - Education (Primary School) | HVAC | Yes | HVAC - Advanced Package Rooftop AC (> EER 12) - Emerging | 0 | 3.4723 | 3.4552 | 3.4394 | 3.4237 | 3.4077 | 3.3909 | 3.3745 | 3.3581 | 3.3428 | 3.3283 | 3.3147
PG&E | MW | Commercial | Com - Education (Primary School) | HVAC | Yes | HVAC - Energy Recovery Ventilation - Emerging | 0.091783 | 0.09323 | 0.094636 | 0.096103 | 0.097531 | 0.098896 | 0.10016 | 0.10142 | 0.10263 | 0.10389 | 0.10519 | 0.1065
PG&E | MW | Commercial | Com - Education (Primary School) | HVAC | No | HVAC - Direct Evaporative Cooler | 1.9426 | 1.9733 | 2.003 | 2.0341 | 2.0643 | 2.0932 | 2.1199 | 2.1465 | 2.1722 | 2.1989 | 2.2263 | 2.2542
PG&E | MW | Commercial | Com - Education (Primary School) | HVAC | No | HVAC - EER Rated Package Rooftop HP (EER 11) | 0.11499 | 0 | 0 | 0 | 0 | 0 | 0 | 0 | 0 | 0 | 0 | 0
PG&E | MW | Commercial | Com - Education (Primary School) | HVAC | No | HVAC - Repair Duct System | 0.80643 | 0.79401 | 0.78178 | 0.76974 | 0.75789 | 0.74622 | 0.73473 | 0.72341 | 0.71227 | 0.7013 | 0.6905 | 0.67987
PG&E | MW | Commercial | Com - Education (Primary School) | HVAC | No | HVAC - SEER Rated Package Rooftop AC (Recharge) | 0.9747 | 0.95969 | 0.94491 | 0.93036 | 0.91603 | 0.90192 | 0.88803 | 0.87436 | 0.86089 | 0.84764 | 0.83458 | 0.82173
PG&E | MW | Commercial | Com - Education (Primary School) | HVAC | No | HVAC - SEER Rated Package Rooftop AC (SEER 14) | 1.5188 | 1.5397 | 0 | 0 | 0 | 0 | 0 | 0 | 0 | 0 | 0 | 0
PG&E | MW | Commercial | Com - Education (Primary School) | HVAC | No | HVAC - SEER Rated Package Rooftop HP (SEER 15) | 0.8102 | 0.81474 | 0.38029 | 0.38251 | 0.38465 | 0.38665 | 0.38838 | 0.39014 | 0.39179 | 0.39361 | 0.39554 | 0.39755
PG&E | MW | Commercial | Com - Education (Primary School) | HVAC | No | HVAC - SEER Rated Split System AC (SEER 14) | 0.76309 | 0.77209 | 0.78081 | 0 | 0 | 0 | 0 | 0 | 0 | 0 | 0 | 0
PG&E | MW | Commercial | Com - Education (Primary School) | HVAC | No | HVAC - SEER Rated Split System HP (SEER 15) | 0.64633 | 0.64907 | 0.30257 | 0.30393 | 0.30524 | 0.30644 | 0.30746 | 0.30849 | 0.30945 | 0.31055 | 0.31173 | 0.31297
PG&E | MW | Commercial | Com - Education (Primary School) | Lighting | Yes | Lighting - LED Fixture (Replacing T8) - Emerging | 4.111 | 4.2828 | 4.456 | 4.6614 | 4.8427 | 5.0241 | 5.176 | 5.3298 | 5.4833 | 5.6418 | 5.8043 | 5.9412
PG&E | MW | Commercial | Com - Education (Primary School) | Lighting | Yes | Lighting - LED Lamp (Basic High - Indoor) - Emerging | 0.089757 | 0.092954 | 0.095951 | 0.098633 | 0.10131 | 0.013368 | 0.013668 | 0.013941 | 0.014211 | 0.014459 | 0.014714 | 0.014973
PG&E | MW | Commercial | Com - Education (Primary School) | Lighting | Yes | Lighting - LED Lamp (Basic Low - Indoor) - Emerging | 0.1558 | 0.16157 | 0.16697 | 0.17177 | 0.17656 | 0.027616 | 0.028254 | 0.028832 | 0.029402 | 0.029992 | 0.030529 | 0.031075
PG&E | MW | Commercial | Com - Education (Primary School) | Lighting | Yes | Lighting - LED Plug-In Indoor Fixture - Emerging | 0.077411 | 0.079825 | 0.081975 | 0.083673 | 0.085619 | 0.0049609 | 0.0050493 | 0.0051541 | 0.0052332 | 0.0053235 | 0.0054077 | 0.0055018
PG&E | MW | Commercial | Com - Education (Primary School) | Lighting | No | Lighting - Cold Cathode Lamp | 5.3742e-05 | 5.459e-05 | 5.5413e-05 | 5.6272e-05 | 5.7108e-05 | 0 | 0 | 0 | 0 | 0 | 0 | 0
PG&E | MW | Commercial | Com - Education (Primary School) | Lighting | No | Lighting - Compact Fluorescent Fixture (Indoor) | 1.2469 | 1.2683 | 1.2891 | 1.3108 | 1.3319 | 0 | 0 | 0 | 0 | 0 | 0 | 0
PG&E | MW | Commercial | Com - Education (Primary School) | Lighting | No | Lighting - Exit Fixture (LED) | 0.3381 | 0.33289 | 0.32777 | 0.32272 | 0.31775 | 0.31286 | 0.30804 | 0.3033 | 0.29862 | 0.29403 | 0.2895 | 0.28504
PG&E | MW | Commercial | Com - Education (Primary School) | Lighting | No | Lighting - Halogen Lamp (A-Line) | 0.011916 | 0.012104 | 0.012286 | 0.012477 | 0.012662 | 0 | 0 | 0 | 0 | 0 | 0 | 0
PG&E | MW | Commercial | Com - Education (Primary School) | Lighting | No | Lighting - High Bay HID to T5 | 0.15165 | 0.1543 | 0.15687 | 0.15955 | 0.16216 | 0.16466 | 0.16698 | 0.16929 | 0.17151 | 0.17383 | 0.1762 | 0.1786
PG&E | MW | Commercial | Com - Education (Primary School) | Lighting | No | Lighting - Induction Fixture (Indoor) | 0.0316 | 0.032099 | 0.032583 | 0.033088 | 0.033579 | 0.03405 | 0.034484 | 0.034917 | 0.035335 | 0.03577 | 0.036216 | 0.036668
PG&E | MW | Commercial | Com - Education (Primary School) | Lighting | No | Lighting - Light Sensor | 0.28315 | 0.29109 | 0.29884 | 0.30682 | 0.3146 | 0.32209 | 0.32911 | 0.33609 | 0.34285 | 0.3498 | 0.35687 | 0.364
PG&E | MW | Commercial | Com - Education (Primary School) | Lighting | No | Lighting - Linear Fluorescent Delamping | 0.00080816 | 0.00079572 | 0.0005876 | 0.0003857 | 0.00018988 | 0 | 0 | 0 | 0 | 0 | 0 | 0
PG&E | MW | Commercial | Com - Education (Primary School) | Lighting | No | Lighting - Low Bay HID to T5 | 0.010552 | 0.010736 | 0.010915 | 0.011102 | 0.011283 | 0.011457 | 0.011619 | 0.011779 | 0.011934 | 0.012095 | 0.01226 | 0.012427
PG&E | MW | Commercial | Com - Education (Primary School) | Lighting | No | Lighting - Occupancy Sensor | 0.35151 | 0.35625 | 0.36085 | 0.36567 | 0.37035 | 0.37483 | 0.37893 | 0.38304 | 0.38698 | 0.39111 | 0.39537 | 0.39969
PG&E | MW | Commercial | Com - Education (Primary School) | Lighting | No | Lighting - Plug-In Fixture (Linear Fluorescent) | 0.071291 | 0.072445 | 0.073566 | 0.074735 | 0.075872 | 0 | 0 | 0 | 0 | 0 | 0 | 0
PG&E | MW | Commercial | Com - Education (Primary School) | Lighting | No | Lighting - Plug-In Fixture (MH Directional) | 0.0047548 | 0.0048318 | 0.0049065 | 0.0049845 | 0.0050604 | 0.005133 | 0.0052001 | 0.0052671 | 0.0053316 | 0.0053988 | 0.0054677 | 0.0055375
PG&E | MW | Commercial | Com - Education (Primary School) | Lighting | No | Lighting - Plug-In Fixture (PSMH with Electronic Ballast) | 0.038354 | 0.038975 | 0.039578 | 0.040207 | 0.040819 | 0.041404 | 0.041946 | 0.042486 | 0.043007 | 0.043548 | 0.044104 | 0.044667
PG&E | MW | Commercial | Com - Education (Primary School) | ProcHeat | No | ProcHeat - Boiler Draft Fan | 0.41959 | 0.42621 | 0.43263 | 0.43934 | 0.44587 | 0.45211 | 0.45788 | 0.46363 | 0.46917 | 0.47495 | 0.48087 | 0.48688
PG&E | MW | Commercial | Com - Education (Primary School) | SHW | No | SHW - EF Rated Instantaneous Water Heater (Electric) | 0.019384 | 0.019679 | 0.019966 | 0.020266 | 0.020557 | 0.020836 | 0.021093 | 0.02135 | 0.021597 | 0.021855 | 0.02212 | 0.022388
PG&E | MW | Commercial | Com - Education (Primary School) | Service | No | HVAC - Comprehensive Rooftop Unit Quality Maintenance | 1.636e-06 | 1.6108e-06 | 1.586e-06 | 1.5616e-06 | 1.5375e-06 | 1.5138e-06 | 1.4905e-06 | 1.4676e-06 | 1.445e-06 | 1.4227e-06 | 1.4008e-06 | 1.3792e-06
PG&E | MW | Commercial | Com - Education (Primary School) | Service | No | Service - HVAC Fault Detection & Diagnositics | 0.0053946 | 0.0054797 | 0.0055624 | 0.0056486 | 0.0057325 | 0.0058128 | 0.0058869 | 0.0059609 | 0.0060322 | 0.0061064 | 0.0061826 | 0.0062598
PG&E | MW | Commercial | Com - Education (Primary School) | Service | No | Service - Retro-Commissioning (Electric) | 0.038705 | 0.038109 | 0.037522 | 0.036944 | 0.036375 | 0.035815 | 0.035263 | 0.03472 | 0.034186 | 0.033659 | 0.033141 | 0.032631
PG&E | MW | Commercial | Com - Education (Primary School) | WholeBlg | No | HVAC - Energy Management System | 0.00064938 | 0.00065962 | 0.00066957 | 0.00067995 | 0.00069005 | 0.00069971 | 0.00070864 | 0.00071754 | 0.00072612 | 0.00073505 | 0.00074422 | 0.00075352
PG&E | MW | Commercial | Com - Education (Primary School) | WholeBlg | No | WholeBlg - Com RET Level 1 | 3.1672 | 3.1184 | 3.0704 | 3.0231 | 2.9765 | 2.9307 | 2.8856 | 2.8411 | 2.7974 | 2.7543 | 2.7119 | 2.6701
PG&E | MW | Commercial | Com - Education (Primary School) | WholeBlg | No | WholeBlg - Com RET Level 2 | 17.2447 | 16.9791 | 16.7176 | 16.4602 | 16.2067 | 15.9571 | 15.7113 | 15.4694 | 15.2312 | 14.9966 | 14.7657 | 14.5383
PG&E | MW | Commercial | Com - Education (Relocatable Classroom) | AppPlug | No | AppPlug - Computer Monitor | 1.2554 | 1.2752 | 1.2944 | 1.3145 | 1.334 | 1.3527 | 1.3699 | 1.3871 | 1.4037 | 1.421 | 1.4387 | 1.4567
PG&E | MW | Commercial | Com - Education (Relocatable Classroom) | AppPlug | No | AppPlug - Desktop Computer (Com - Power Management) | 0.57586 | 0.58494 | 0.59376 | 0.60297 | 0.61192 | 0.62049 | 0.62841 | 0.6363 | 0.64391 | 0.65184 | 0.65997 | 0.66821
PG&E | MW | Commercial | Com - Education (Relocatable Classroom) | AppPlug | No | AppPlug - Occupancy Sensor Plug Strip | 0.64897 | 0.65921 | 0.66915 | 0.67953 | 0.68962 | 0.69927 | 0.70819 | 0.71709 | 0.72567 | 0.7346 | 0.74376 | 0.75305
PG&E | MW | Commercial | Com - Education (Relocatable Classroom) | BldgEnv | No | BldgEnv - Attic Batt Insulation | 0.37776 | 0.37195 | 0.36622 | 0.36058 | 0.35503 | 0.34956 | 0.34418 | 0.33888 | 0.33366 | 0.32852 | 0.32346 | 0.31848
PG&E | MW | Commercial | Com - Education (Relocatable Classroom) | BldgEnv | No | BldgEnv - Wall Spray On Insulation | 4.588 | 4.5174 | 4.4478 | 4.3793 | 4.3119 | 4.2455 | 4.1801 | 4.1157 | 4.0523 | 3.9899 | 3.9285 | 3.868
PG&E | MW | Commercial | Com - Education (Relocatable Classroom) | BldgEnv | No | BldgEnv - Window Film | 7.7924 | 7.6724 | 7.5542 | 7.4379 | 7.3234 | 7.2106 | 7.0995 | 6.9902 | 6.8826 | 6.7766 | 6.6722 | 6.5695
PG&E | MW | Commercial | Com - Education (Relocatable Classroom) | FoodServ | No | FoodServ - Electric Griddle | 0.76349 | 0.77554 | 0.78723 | 0.79944 | 0.81131 | 0.82267 | 0.83317 | 0.84363 | 0.85372 | 0.86423 | 0.87501 | 0.88594
PG&E | MW | Commercial | Com - Education (Relocatable Classroom) | FoodServ | No | FoodServ - Electric Steamer | 0.08167 | 0.082959 | 0.08421 | 0.085515 | 0.086785 | 0.088001 | 0.089123 | 0.090243 | 0.091322 | 0.092446 | 0.093599 | 0.094768
PG&E | MW | Commercial | Com - Education (Relocatable Classroom) | FoodServ | No | FoodServ - Fryer (Electric) | 0.0074967 | 0.007615 | 0.0077298 | 0.0078496 | 0.0079662 | 0.0080777 | 0.0081808 | 0.0082836 | 0.0083826 | 0.0084858 | 0.0085916 | 0.0086989
PG&E | MW | Commercial | Com - Education (Relocatable Classroom) | FoodServ | No | FoodServ - Oven (Electric) | 0.18826 | 0.19123 | 0.19411 | 0.19712 | 0.20005 | 0.20285 | 0.20544 | 0.20802 | 0.21051 | 0.2131 | 0.21576 | 0.21845
PG&E | MW | Commercial | Com - Education (Relocatable Classroom) | HVAC | Yes | HVAC - Energy Recovery Ventilation - Emerging | 0.34262 | 0.34803 | 0.35328 | 0.35875 | 0.36408 | 0.36918 | 0.37389 | 0.37859 | 0.38311 | 0.38783 | 0.39266 | 0.39757
PG&E | MW | Commercial | Com - Education (Relocatable Classroom) | HVAC | No | HVAC - Demand Controlled Ventilation | 0.1887 | 0.19167 | 0.19456 | 0.19758 | 0.20052 | 0.20332 | 0.20592 | 0.2085 | 0.211 | 0.21359 | 0.21626 | 0.21896
PG&E | MW | Commercial | Com - Education (Relocatable Classroom) | HVAC | No | HVAC - Repair Duct System | 2.5803 | 2.5406 | 2.5014 | 2.4629 | 2.425 | 2.3877 | 2.3509 | 2.3147 | 2.279 | 2.2439 | 2.2094 | 2.1754
PG&E | MW | Commercial | Com - Education (Relocatable Classroom) | HVAC | No | HVAC - SEER Rated Package Rooftop AC (Recharge) | 3.1767 | 3.1278 | 3.0796 | 3.0322 | 2.9855 | 2.9395 | 2.8942 | 2.8497 | 2.8058 | 2.7626 | 2.72 | 2.6781
PG&E | MW | Commercial | Com - Education (Relocatable Classroom) | HVAC | No | HVAC - SEER Rated Package Rooftop AC (SEER 14) | 4.6753 | 4.7344 | 0 | 0 | 0 | 0 | 0 | 0 | 0 | 0 | 0 | 0
PG&E | MW | Commercial | Com - Education (Relocatable Classroom) | HVAC | No | HVAC - SEER Rated Package Rooftop HP (SEER 15) | 5.0768 | 5.1839 | 2.4552 | 2.5053 | 2.5541 | 2.601 | 2.6446 | 2.6881 | 2.7301 | 2.7735 | 2.8179 | 2.8627
PG&E | MW | Commercial | Com - Education (Relocatable Classroom) | HVAC | No | HVAC - SEER Rated Split System AC (SEER 14) | 2.2758 | 2.3053 | 2.334 | 0 | 0 | 0 | 0 | 0 | 0 | 0 | 0 | 0
PG&E | MW | Commercial | Com - Education (Relocatable Classroom) | HVAC | No | HVAC - SEER Rated Split System HP (SEER 15) | 1.8739 | 1.8824 | 0.87772 | 0.88192 | 0.88595 | 0.88969 | 0.89286 | 0.89608 | 0.89909 | 0.90248 | 0.90613 | 0.90995
PG&E | MW | Commercial | Com - Education (Relocatable Classroom) | Lighting | Yes | Lighting - LED Fixture (Replacing T8) - Emerging | 4.5582 | 4.747 | 4.9371 | 5.1629 | 5.3619 | 5.561 | 5.7274 | 5.896 | 6.0642 | 6.2379 | 6.4159 | 6.5656
PG&E | MW | Commercial | Com - Education (Relocatable Classroom) | Lighting | Yes | Lighting - LED Lamp (Basic High - Indoor) - Emerging | 0.10102 | 0.10461 | 0.10798 | 0.11098 | 0.11398 | 0.015039 | 0.015376 | 0.015683 | 0.015985 | 0.016264 | 0.01655 | 0.01684
PG&E | MW | Commercial | Com - Education (Relocatable Classroom) | Lighting | Yes | Lighting - LED Lamp (Basic Low - Indoor) - Emerging | 0.17535 | 0.18183 | 0.18789 | 0.19328 | 0.19866 | 0.031071 | 0.031786 | 0.032434 | 0.033073 | 0.033735 | 0.034337 | 0.034949
PG&E | MW | Commercial | Com - Education (Relocatable Classroom) | Lighting | Yes | Lighting - LED Plug-In Indoor Fixture - Emerging | 0.080952 | 0.083473 | 0.08572 | 0.087493 | 0.089526 | 0.0051872 | 0.0052794 | 0.0053889 | 0.0054715 | 0.0055658 | 0.0056538 | 0.005752
PG&E | MW | Commercial | Com - Education (Relocatable Classroom) | Lighting | No | Lighting - Cold Cathode Lamp | 6.8521e-05 | 6.9602e-05 | 7.0651e-05 | 7.1747e-05 | 7.2812e-05 | 0 | 0 | 0 | 0 | 0 | 0 | 0
PG&E | MW | Commercial | Com - Education (Relocatable Classroom) | Lighting | No | Lighting - Compact Fluorescent Fixture (Indoor) | 1.4034 | 1.4274 | 1.4507 | 1.4749 | 1.4986 | 0 | 0 | 0 | 0 | 0 | 0 | 0
PG&E | MW | Commercial | Com - Education (Relocatable Classroom) | Lighting | No | Lighting - Exit Fixture (LED) | 0.33692 | 0.33173 | 0.32662 | 0.32159 | 0.31664 | 0.31177 | 0.30696 | 0.30224 | 0.29758 | 0.293 | 0.28849 | 0.28405
PG&E | MW | Commercial | Com - Education (Relocatable Classroom) | Lighting | No | Lighting - Halogen Lamp (A-Line) | 0.011916 | 0.012104 | 0.012286 | 0.012477 | 0.012662 | 0 | 0 | 0 | 0 | 0 | 0 | 0
PG&E | MW | Commercial | Com - Education (Relocatable Classroom) | Lighting | No | Lighting - High Bay HID to T5 | 0.16815 | 0.17102 | 0.17381 | 0.17672 | 0.17955 | 0.18226 | 0.18477 | 0.18727 | 0.18969 | 0.19219 | 0.19476 | 0.19737
PG&E | MW | Commercial | Com - Education (Relocatable Classroom) | Lighting | No | Lighting - Induction Fixture (Indoor) | 0.0316 | 0.032099 | 0.032583 | 0.033088 | 0.033579 | 0.03405 | 0.034484 | 0.034917 | 0.035335 | 0.03577 | 0.036216 | 0.036668
PG&E | MW | Commercial | Com - Education (Relocatable Classroom) | Lighting | No | Lighting - Linear Fluorescent Delamping | 0.00080816 | 0.00079571 | 0.00058759 | 0.0003857 | 0.00018988 | 0 | 0 | 0 | 0 | 0 | 0 | 0
PG&E | MW | Commercial | Com - Education (Relocatable Classroom) | Lighting | No | Lighting - Low Bay HID to T5 | 0.0117 | 0.0119 | 0.012094 | 0.012296 | 0.012493 | 0.012682 | 0.012856 | 0.013031 | 0.013199 | 0.013373 | 0.013552 | 0.013733
PG&E | MW | Commercial | Com - Education (Relocatable Classroom) | Lighting | No | Lighting - Occupancy Sensor | 0.38252 | 0.38773 | 0.39279 | 0.39809 | 0.40324 | 0.40815 | 0.41267 | 0.41719 | 0.42153 | 0.42607 | 0.43075 | 0.4355
PG&E | MW | Commercial | Com - Education (Relocatable Classroom) | Lighting | No | Lighting - Plug-In Fixture (Linear Fluorescent) | 0.074592 | 0.075792 | 0.076958 | 0.078174 | 0.079356 | 0 | 0 | 0 | 0 | 0 | 0 | 0
PG&E | MW | Commercial | Com - Education (Relocatable Classroom) | Lighting | No | Lighting - Plug-In Fixture (MH Directional) | 0.004975 | 0.005055 | 0.0051328 | 0.0052139 | 0.0052927 | 0.0053682 | 0.005438 | 0.0055076 | 0.0055747 | 0.0056445 | 0.0057162 | 0.0057888
PG&E | MW | Commercial | Com - Education (Relocatable Classroom) | Lighting | No | Lighting - Plug-In Fixture (PSMH with Electronic Ballast) | 0.04013 | 0.040776 | 0.041403 | 0.042057 | 0.042693 | 0.043302 | 0.043865 | 0.044426 | 0.044967 | 0.045531 | 0.046108 | 0.046694
PG&E | MW | Commercial | Com - Education (Relocatable Classroom) | SHW | No | SHW - EF Rated Instantaneous Water Heater (Electric) | 0.03582 | 0.036449 | 0.03706 | 0.037697 | 0.038316 | 0.03891 | 0.03946 | 0.040008 | 0.040537 | 0.041086 | 0.041648 | 0.042218
PG&E | MW | Commercial | Com - Education (Relocatable Classroom) | Service | No | HVAC - Comprehensive Rooftop Unit Quality Maintenance | 1.636e-06 | 1.6108e-06 | 1.586e-06 | 1.5616e-06 | 1.5375e-06 | 1.5138e-06 | 1.4905e-06 | 1.4676e-06 | 1.445e-06 | 1.4227e-06 | 1.4008e-06 | 1.3792e-06
PG&E | MW | Commercial | Com - Education (Relocatable Classroom) | Service | No | Service - HVAC Fault Detection & Diagnositics | 0.0053946 | 0.0054797 | 0.0055624 | 0.0056486 | 0.0057325 | 0.0058128 | 0.0058869 | 0.0059609 | 0.0060322 | 0.0061064 | 0.0061826 | 0.0062598
PG&E | MW | Commercial | Com - Education (Relocatable Classroom) | Service | No | Service - Retro-Commissioning (Electric) | 0.038705 | 0.038109 | 0.037522 | 0.036944 | 0.036375 | 0.035815 | 0.035263 | 0.03472 | 0.034186 | 0.033659 | 0.033141 | 0.032631
PG&E | MW | Commercial | Com - Education (Relocatable Classroom) | WholeBlg | No | HVAC - Energy Management System | 0.00064938 | 0.00065962 | 0.00066957 | 0.00067995 | 0.00069005 | 0.00069971 | 0.00070864 | 0.00071754 | 0.00072612 | 0.00073505 | 0.00074422 | 0.00075352
PG&E | MW | Commercial | Com - Education (Relocatable Classroom) | WholeBlg | No | WholeBlg - Com RET Level 1 | 3.8062 | 3.7476 | 3.6899 | 3.633 | 3.5771 | 3.522 | 3.4678 | 3.4144 | 3.3618 | 3.31 | 3.259 | 3.2088
PG&E | MW | Commercial | Com - Education (Relocatable Classroom) | WholeBlg | No | WholeBlg - Com RET Level 2 | 27.7715 | 27.3438 | 26.9228 | 26.5081 | 26.0999 | 25.698 | 25.3022 | 24.9126 | 24.5289 | 24.1512 | 23.7792 | 23.413
PG&E | MW | Commercial | Com - Education (Secondary School) | AppPlug | No | AppPlug - Computer Monitor | 0.62769 | 0.63759 | 0.6472 | 0.65724 | 0.667 | 0.67634 | 0.68496 | 0.69357 | 0.70186 | 0.7105 | 0.71936 | 0.72835
PG&E | MW | Commercial | Com - Education (Secondary School) | AppPlug | No | AppPlug - Desktop Computer (Com - Power Management) | 0.28793 | 0.29247 | 0.29688 | 0.30148 | 0.30596 | 0.31025 | 0.3142 | 0.31815 | 0.32196 | 0.32592 | 0.32998 | 0.33411
PG&E | MW | Commercial | Com - Education (Secondary School) | AppPlug | No | AppPlug - Occupancy Sensor Plug Strip | 0.32449 | 0.32961 | 0.33458 | 0.33976 | 0.34481 | 0.34964 | 0.3541 | 0.35855 | 0.36283 | 0.3673 | 0.37188 | 0.37653
PG&E | MW | Commercial | Com - Education (Secondary School) | BldgEnv | No | BldgEnv - Attic Batt Insulation | 1.566 | 1.5419 | 1.5181 | 1.4948 | 1.4717 | 1.4491 | 1.4268 | 1.4048 | 1.3831 | 1.3618 | 1.3409 | 1.3202
PG&E | MW | Commercial | Com - Education (Secondary School) | BldgEnv | No | BldgEnv - Wall Spray On Insulation | 2.294 | 2.2587 | 2.2239 | 2.1897 | 2.1559 | 2.1227 | 2.09 | 2.0579 | 2.0262 | 1.995 | 1.9642 | 1.934
PG&E | MW | Commercial | Com - Education (Secondary School) | BldgEnv | No | BldgEnv - Window Film | 3.8962 | 3.8362 | 3.7771 | 3.719 | 3.6617 | 3.6053 | 3.5498 | 3.4951 | 3.4413 | 3.3883 | 3.3361 | 3.2847
PG&E | MW | Commercial | Com - Education (Secondary School) | FoodServ | No | FoodServ - Electric Griddle | 0.38175 | 0.38777 | 0.39362 | 0.39972 | 0.40565 | 0.41134 | 0.41658 | 0.42182 | 0.42686 | 0.43211 | 0.4375 | 0.44297
PG&E | MW | Commercial | Com - Education (Secondary School) | FoodServ | No | FoodServ - Electric Steamer | 0.040835 | 0.041479 | 0.042105 | 0.042758 | 0.043393 | 0.044 | 0.044562 | 0.045121 | 0.045661 | 0.046223 | 0.046799 | 0.047384
PG&E | MW | Commercial | Com - Education (Secondary School) | FoodServ | No | FoodServ - Fryer (Electric) | 0.0037483 | 0.0038075 | 0.0038649 | 0.0039248 | 0.0039831 | 0.0040389 | 0.0040904 | 0.0041418 | 0.0041913 | 0.0042429 | 0.0042958 | 0.0043495
PG&E | MW | Commercial | Com - Education (Secondary School) | FoodServ | No | FoodServ - Oven (Electric) | 0.09413 | 0.095615 | 0.097057 | 0.098562 | 0.10003 | 0.10143 | 0.10272 | 0.10401 | 0.10525 | 0.10655 | 0.10788 | 0.10923
PG&E | MW | Commercial | Com - Education (Secondary School) | HVAC | Yes | HVAC - Advanced Package Rooftop AC (> EER 12) - Emerging | 0 | 1.6032 | 1.6016 | 1.6007 | 1.5997 | 1.5984 | 1.5964 | 1.5946 | 1.5926 | 1.5912 | 1.5902 | 1.5896
PG&E | MW | Commercial | Com - Education (Secondary School) | HVAC | Yes | HVAC - Energy Recovery Ventilation - Emerging | 0.089634 | 0.091048 | 0.09242 | 0.093853 | 0.095247 | 0.096581 | 0.097813 | 0.099042 | 0.10023 | 0.10146 | 0.10272 | 0.10401
PG&E | MW | Commercial | Com - Education (Secondary School) | HVAC | No | HVAC - Chiller (Centrifugal) | 0.48508 | 0.4809 | 0.47677 | 0.4728 | 0.46886 | 0.46494 | 0.46099 | 0.45711 | 0.45327 | 0.44956 | 0.44597 | 0.44248
PG&E | MW | Commercial | Com - Education (Secondary School) | HVAC | No | HVAC - Chiller (Reciprocating) | 0.35734 | 0.35921 | 0.361 | 0.36298 | 0.36488 | 0.36665 | 0.36818 | 0.36972 | 0.37118 | 0.37279 | 0.37451 | 0.3763
PG&E | MW | Commercial | Com - Education (Secondary School) | HVAC | No | HVAC - Demand Controlled Ventilation | 0.05016 | 0.050952 | 0.05172 | 0.052522 | 0.053302 | 0.054048 | 0.054737 | 0.055425 | 0.056088 | 0.056778 | 0.057486 | 0.058204
PG&E | MW | Commercial | Com - Education (Secondary School) | HVAC | No | HVAC - Direct Evaporative Cooler | 0.93682 | 0.9516 | 0.96595 | 0.98093 | 0.99549 | 1.0094 | 1.0223 | 1.0352 | 1.0475 | 1.0604 | 1.0736 | 1.0871
PG&E | MW | Commercial | Com - Education (Secondary School) | HVAC | No | HVAC - EER Rated Package Rooftop AC (EER 11) | 0.59965 | 0 | 0 | 0 | 0 | 0 | 0 | 0 | 0 | 0 | 0 | 0
PG&E | MW | Commercial | Com - Education (Secondary School) | HVAC | No | HVAC - Repair Duct System | 0.40319 | 0.39698 | 0.39087 | 0.38485 | 0.37892 | 0.37309 | 0.36734 | 0.36168 | 0.35611 | 0.35063 | 0.34523 | 0.33991
PG&E | MW | Commercial | Com - Education (Secondary School) | HVAC | No | HVAC - SEER Rated Package Rooftop AC (Recharge) | 0.43596 | 0.42924 | 0.42263 | 0.41613 | 0.40972 | 0.40341 | 0.39719 | 0.39108 | 0.38506 | 0.37913 | 0.37329 | 0.36754
PG&E | MW | Commercial | Com - Education (Secondary School) | HVAC | No | HVAC - SEER Rated Package Rooftop AC (SEER 14) | 0.57214 | 0.58451 | 0 | 0 | 0 | 0 | 0 | 0 | 0 | 0 | 0 | 0
PG&E | MW | Commercial | Com - Education (Secondary School) | HVAC | No | HVAC - SEER Rated Package Rooftop HP (SEER 15) | 0.37196 | 0.37392 | 0.17448 | 0.17544 | 0.17636 | 0.17722 | 0.17796 | 0.17871 | 0.17942 | 0.18021 | 0.18104 | 0.18191
PG&E | MW | Commercial | Com - Education (Secondary School) | HVAC | No | HVAC - SEER Rated Split System AC (SEER 14) | 0.28485 | 0.28958 | 0.29417 | 0 | 0 | 0 | 0 | 0 | 0 | 0 | 0 | 0
PG&E | MW | Commercial | Com - Education (Secondary School) | HVAC | No | HVAC - SEER Rated Split System HP (SEER 15) | 0.30954 | 0.3112 | 0.14522 | 0.14604 | 0.14682 | 0.14755 | 0.14818 | 0.14881 | 0.14941 | 0.15008 | 0.15078 | 0.15152
PG&E | MW | Commercial | Com - Education (Secondary School) | Lighting | Yes | Lighting - LED Fixture (Replacing T8) - Emerging | 2.3129 | 2.4098 | 2.5074 | 2.6232 | 2.7255 | 2.8278 | 2.9135 | 3.0003 | 3.0869 | 3.1763 | 3.268 | 3.3453
PG&E | MW | Commercial | Com - Education (Secondary School) | Lighting | Yes | Lighting - LED Lamp (Basic High - Indoor) - Emerging | 0.049869 | 0.051663 | 0.053346 | 0.054856 | 0.05636 | 0.007439 | 0.0076082 | 0.0077625 | 0.0079144 | 0.008055 | 0.0081989 | 0.0083452
PG&E | MW | Commercial | Com - Education (Secondary School) | Lighting | Yes | Lighting - LED Lamp (Basic Low - Indoor) - Emerging | 0.08656 | 0.089797 | 0.09283 | 0.095532 | 0.098229 | 0.015369 | 0.015727 | 0.016054 | 0.016375 | 0.016708 | 0.017011 | 0.017319
PG&E | MW | Commercial | Com - Education (Secondary School) | Lighting | Yes | Lighting - LED Plug-In Indoor Fixture - Emerging | 0.038623 | 0.03983 | 0.040906 | 0.041757 | 0.042731 | 0.0024761 | 0.0025203 | 0.0025728 | 0.0026124 | 0.0026576 | 0.0026999 | 0.002747
PG&E | MW | Commercial | Com - Education (Secondary School) | Lighting | No | Lighting - Cold Cathode Lamp | 3.2629e-05 | 3.3144e-05 | 3.3644e-05 | 3.4165e-05 | 3.4673e-05 | 0 | 0 | 0 | 0 | 0 | 0 | 0
PG&E | MW | Commercial | Com - Education (Secondary School) | Lighting | No | Lighting - Compact Fluorescent Fixture (Indoor) | 0.69275 | 0.70491 | 0.71672 | 0.72901 | 0.74097 | 0 | 0 | 0 | 0 | 0 | 0 | 0
PG&E | MW | Commercial | Com - Education (Secondary School) | Lighting | No | Lighting - Exit Fixture (LED) | 0.16898 | 0.16638 | 0.16381 | 0.16129 | 0.15881 | 0.15636 | 0.15395 | 0.15158 | 0.14925 | 0.14695 | 0.14469 | 0.14246
PG&E | MW | Commercial | Com - Education (Secondary School) | Lighting | No | Lighting - Halogen Lamp (A-Line) | 0.0059579 | 0.0060519 | 0.0061432 | 0.0062384 | 0.0063311 | 0 | 0 | 0 | 0 | 0 | 0 | 0
PG&E | MW | Commercial | Com - Education (Secondary School) | Lighting | No | Lighting - High Bay HID to T5 | 0.085319 | 0.086818 | 0.088275 | 0.089791 | 0.091266 | 0.09268 | 0.09399 | 0.095296 | 0.096556 | 0.097864 | 0.099204 | 0.10056
PG&E | MW | Commercial | Com - Education (Secondary School) | Lighting | No | Lighting - Induction Fixture (Indoor) | 0.018588 | 0.018882 | 0.019166 | 0.019464 | 0.019753 | 0.020029 | 0.020285 | 0.020539 | 0.020785 | 0.021041 | 0.021303 | 0.021569
PG&E | MW | Commercial | Com - Education (Secondary School) | Lighting | No | Lighting - Light Sensor | 0.16262 | 0.16692 | 0.17111 | 0.17543 | 0.17965 | 0.1837 | 0.1875 | 0.19127 | 0.19493 | 0.19869 | 0.20252 | 0.20638
PG&E | MW | Commercial | Com - Education (Secondary School) | Lighting | No | Lighting - Linear Fluorescent Delamping | 0.00040408 | 0.00039786 | 0.0002938 | 0.00019285 | 9.494e-05 | 0 | 0 | 0 | 0 | 0 | 0 | 0
PG&E | MW | Commercial | Com - Education (Secondary School) | Lighting | No | Lighting - Low Bay HID to T5 | 0.0059366 | 0.0060409 | 0.0061423 | 0.0062477 | 0.0063504 | 0.0064488 | 0.0065399 | 0.0066308 | 0.0067185 | 0.0068095 | 0.0069027 | 0.0069971
PG&E | MW | Commercial | Com - Education (Secondary School) | Lighting | No | Lighting - Occupancy Sensor | 0.19971 | 0.20221 | 0.20464 | 0.20719 | 0.20967 | 0.21203 | 0.2142 | 0.21636 | 0.21844 | 0.22062 | 0.22287 | 0.22516
PG&E | MW | Commercial | Com - Education (Secondary School) | Lighting | No | Lighting - Plug-In Fixture (Linear Fluorescent) | 0.035568 | 0.036145 | 0.036704 | 0.037288 | 0.037856 | 0 | 0 | 0 | 0 | 0 | 0 | 0
PG&E | MW | Commercial | Com - Education (Secondary School) | Lighting | No | Lighting - Plug-In Fixture (MH Directional) | 0.0023723 | 0.0024107 | 0.002448 | 0.002487 | 0.0025248 | 0.0025611 | 0.0025946 | 0.0026281 | 0.0026603 | 0.0026938 | 0.0027282 | 0.0027631
PG&E | MW | Commercial | Com - Education (Secondary School) | Lighting | No | Lighting - Plug-In Fixture (PSMH with Electronic Ballast) | 0.019135 | 0.019445 | 0.019747 | 0.020061 | 0.020366 | 0.020659 | 0.020929 | 0.021199 | 0.021459 | 0.021729 | 0.022007 | 0.022288
PG&E | MW | Commercial | Com - Education (Secondary School) | ProcHeat | No | ProcHeat - Boiler Draft Fan | 0.20979 | 0.2131 | 0.21632 | 0.21967 | 0.22293 | 0.22606 | 0.22894 | 0.23182 | 0.23459 | 0.23747 | 0.24044 | 0.24344
PG&E | MW | Commercial | Com - Education (Secondary School) | SHW | No | SHW - EF Rated Instantaneous Water Heater (Electric) | 0.01381 | 0.014013 | 0.01421 | 0.014416 | 0.014616 | 0.014808 | 0.014985 | 0.015161 | 0.015331 | 0.015508 | 0.01569 | 0.015874
PG&E | MW | Commercial | Com - Education (Secondary School) | Service | No | HVAC - Comprehensive Rooftop Unit Quality Maintenance | 8.1799e-07 | 8.0539e-07 | 7.9299e-07 | 7.8078e-07 | 7.6875e-07 | 7.5691e-07 | 7.4526e-07 | 7.3378e-07 | 7.2248e-07 | 7.1135e-07 | 7.004e-07 | 6.8961e-07
PG&E | MW | Commercial | Com - Education (Secondary School) | Service | No | Service - HVAC Fault Detection & Diagnositics | 0.0026973 | 0.0027399 | 0.0027812 | 0.0028243 | 0.0028662 | 0.0029064 | 0.0029435 | 0.0029804 | 0.0030161 | 0.0030532 | 0.0030913 | 0.0031299
PG&E | MW | Commercial | Com - Education (Secondary School) | Service | No | Service - Retro-Commissioning (Electric) | 0.019352 | 0.019054 | 0.018761 | 0.018472 | 0.018188 | 0.017908 | 0.017632 | 0.01736 | 0.017093 | 0.01683 | 0.01657 | 0.016315
PG&E | MW | Commercial | Com - Education (Secondary School) | WholeBlg | No | HVAC - Energy Management System | 0.00032469 | 0.00032981 | 0.00033478 | 0.00033997 | 0.00034502 | 0.00034986 | 0.00035432 | 0.00035877 | 0.00036306 | 0.00036753 | 0.00037211 | 0.00037676
PG&E | MW | Commercial | Com - Education (Secondary School) | WholeBlg | No | WholeBlg - Com RET Level 1 | 1.9141 | 1.8846 | 1.8556 | 1.827 | 1.7989 | 1.7712 | 1.7439 | 1.717 | 1.6906 | 1.6646 | 1.6389 | 1.6137
PG&E | MW | Commercial | Com - Education (Secondary School) | WholeBlg | No | WholeBlg - Com RET Level 2 | 9.5796 | 9.4321 | 9.2868 | 9.1438 | 9.003 | 8.8643 | 8.7278 | 8.5934 | 8.4611 | 8.3308 | 8.2025 | 8.0762
PG&E | MW | Commercial | Com - Education (University) | AppPlug | No | AppPlug - Computer Monitor | 0.80808 | 0.82083 | 0.83321 | 0.84613 | 0.85869 | 0.87072 | 0.88182 | 0.8929 | 0.90358 | 0.9147 | 0.92611 | 0.93768
PG&E | MW | Commercial | Com - Education (University) | AppPlug | No | AppPlug - Desktop Computer (Com - Power Management) | 0.37068 | 0.37653 | 0.38221 | 0.38813 | 0.3939 | 0.39941 | 0.40451 | 0.40959 | 0.41449 | 0.41959 | 0.42482 | 0.43013
PG&E | MW | Commercial | Com - Education (University) | AppPlug | No | AppPlug - Occupancy Sensor Plug Strip | 0.41775 | 0.42434 | 0.43073 | 0.43741 | 0.44391 | 0.45012 | 0.45587 | 0.46159 | 0.46711 | 0.47286 | 0.47876 | 0.48474
PG&E | MW | Commercial | Com - Education (University) | BldgEnv | No | BldgEnv - Attic Batt Insulation | 0.53178 | 0.5236 | 0.51553 | 0.50759 | 0.49978 | 0.49208 | 0.4845 | 0.47704 | 0.46969 | 0.46246 | 0.45534 | 0.44833
PG&E | MW | Commercial | Com - Education (University) | BldgEnv | No | BldgEnv - Wall Spray On Insulation | 2.9533 | 2.9078 | 2.8631 | 2.819 | 2.7756 | 2.7328 | 2.6907 | 2.6493 | 2.6085 | 2.5683 | 2.5288 | 2.4898
PG&E | MW | Commercial | Com - Education (University) | BldgEnv | No | BldgEnv - Window Film | 2.5762 | 2.5365 | 2.4974 | 2.459 | 2.4211 | 2.3838 | 2.3471 | 2.311 | 2.2754 | 2.2403 | 2.2058 | 2.1719
PG&E | MW | Commercial | Com - Education (University) | FoodServ | No | FoodServ - Electric Griddle | 0.042736 | 0.04341 | 0.044064 | 0.044748 | 0.045412 | 0.046048 | 0.046636 | 0.047221 | 0.047786 | 0.048374 | 0.048978 | 0.049589
PG&E | MW | Commercial | Com - Education (University) | FoodServ | No | FoodServ - Electric Steamer | 0.024264 | 0.024646 | 0.025018 | 0.025406 | 0.025783 | 0.026144 | 0.026478 | 0.02681 | 0.027131 | 0.027465 | 0.027807 | 0.028155
PG&E | MW | Commercial | Com - Education (University) | FoodServ | No | FoodServ - Fryer (Electric) | 0.0017234 | 0.0017506 | 0.001777 | 0.0018046 | 0.0018314 | 0.001857 | 0.0018807 | 0.0019043 | 0.0019271 | 0.0019508 | 0.0019752 | 0.0019998
PG&E | MW | Commercial | Com - Education (University) | FoodServ | No | FoodServ - Oven (Electric) | 0.53134 | 0.53973 | 0.54786 | 0.55636 | 0.56462 | 0.57253 | 0.57983 | 0.58711 | 0.59413 | 0.60145 | 0.60895 | 0.61656
PG&E | MW | Commercial | Com - Education (University) | HVAC | Yes | HVAC - Advanced Package Rooftop AC (> EER 12) - Emerging | 0 | 4.4545 | 4.4993 | 4.5468 | 4.5928 | 4.6365 | 4.6763 | 4.7161 | 4.7542 | 4.7945 | 4.8362 | 4.8788
PG&E | MW | Commercial | Com - Education (University) | HVAC | No | HVAC - Chiller (Centrifugal) | 1.565 | 1.549 | 1.5332 | 1.5179 | 1.5028 | 1.4878 | 1.4727 | 1.458 | 1.4434 | 1.4292 | 1.4154 | 1.402
PG&E | MW | Commercial | Com - Education (University) | HVAC | No | HVAC - Chiller (Reciprocating) | 1.5787 | 1.5866 | 1.5941 | 1.6025 | 1.6105 | 1.618 | 1.6244 | 1.6309 | 1.637 | 1.6437 | 1.651 | 1.6586
PG&E | MW | Commercial | Com - Education (University) | HVAC | No | HVAC - EER Rated Package Rooftop AC (EER 11) | 2.0557 | 0 | 0 | 0 | 0 | 0 | 0 | 0 | 0 | 0 | 0 | 0
PG&E | MW | Commercial | Com - Education (University) | HVAC | No | HVAC - EER Rated Package Rooftop HP (EER 11) | 0.013369 | 0 | 0 | 0 | 0 | 0 | 0 | 0 | 0 | 0 | 0 | 0
PG&E | MW | Commercial | Com - Education (University) | HVAC | No | HVAC - Repair Duct System | 2.1493 | 2.1162 | 2.0836 | 2.0515 | 2.0199 | 1.9888 | 1.9582 | 1.9281 | 1.8984 | 1.8691 | 1.8403 | 1.812
PG&E | MW | Commercial | Com - Education (University) | HVAC | No | HVAC - SEER Rated Package Rooftop AC (Recharge) | 2.5956 | 2.5556 | 2.5163 | 2.4775 | 2.4394 | 2.4018 | 2.3648 | 2.3284 | 2.2925 | 2.2572 | 2.2225 | 2.1882
PG&E | MW | Commercial | Com - Education (University) | HVAC | No | HVAC - SEER Rated Package Rooftop AC (SEER 14) | 2.1788 | 2.231 | 0 | 0 | 0 | 0 | 0 | 0 | 0 | 0 | 0 | 0
PG&E | MW | Commercial | Com - Education (University) | HVAC | No | HVAC - SEER Rated Package Rooftop HP (SEER 15) | 2.6011 | 2.6564 | 1.2583 | 1.2842 | 1.3094 | 1.3336 | 1.3561 | 1.3786 | 1.4003 | 1.4227 | 1.4456 | 1.4687
PG&E | MW | Commercial | Com - Education (University) | HVAC | No | HVAC - SEER Rated Split System AC (SEER 14) | 1.0322 | 1.0546 | 1.0763 | 0 | 0 | 0 | 0 | 0 | 0 | 0 | 0 | 0
PG&E | MW | Commercial | Com - Education (University) | HVAC | No | HVAC - SEER Rated Split System HP (SEER 15) | 1.7076 | 1.7353 | 0.81813 | 0.83113 | 0.84378 | 0.85589 | 0.86708 | 0.87824 | 0.889 | 0.9002 | 0.91169 | 0.92333
PG&E | MW | Commercial | Com - Education (University) | Lighting | Yes | Lighting - LED Fixture (Replacing T8) - Emerging | 10.2072 | 10.6291 | 11.0541 | 11.5589 | 12.0037 | 12.4486 | 12.8204 | 13.1971 | 13.5729 | 13.9608 | 14.3586 | 14.6929
PG&E | MW | Commercial | Com - Education (University) | Lighting | Yes | Lighting - LED Lamp (Basic High - Indoor) - Emerging | 0.21723 | 0.22483 | 0.23194 | 0.23829 | 0.24462 | 0.032261 | 0.032971 | 0.033615 | 0.03425 | 0.034835 | 0.035434 | 0.036044
PG&E | MW | Commercial | Com - Education (University) | Lighting | Yes | Lighting - LED Lamp (Basic Low - Indoor) - Emerging | 0.37705 | 0.39078 | 0.40361 | 0.41499 | 0.42634 | 0.06665 | 0.068156 | 0.06952 | 0.070864 | 0.072255 | 0.073518 | 0.074804
PG&E | MW | Commercial | Com - Education (University) | Lighting | Yes | Lighting - LED Plug-In Indoor Fixture - Emerging | 1.3049 | 1.3463 | 1.3833 | 1.4127 | 1.4463 | 0.083844 | 0.085375 | 0.087184 | 0.088558 | 0.090122 | 0.091585 | 0.093214
PG&E | MW | Commercial | Com - Education (University) | Lighting | No | Lighting - Cold Cathode Lamp | 0.0066035 | 0.0067077 | 0.0068088 | 0.0069144 | 0.007017 | 0 | 0 | 0 | 0 | 0 | 0 | 0
PG&E | MW | Commercial | Com - Education (University) | Lighting | No | Lighting - Compact Fluorescent Fixture (Indoor) | 3.0176 | 3.0676 | 3.1162 | 3.1668 | 3.216 | 0 | 0 | 0 | 0 | 0 | 0 | 0
PG&E | MW | Commercial | Com - Education (University) | Lighting | No | Lighting - Exit Fixture (LED) | 0.29193 | 0.28743 | 0.283 | 0.27865 | 0.27436 | 0.27013 | 0.26597 | 0.26187 | 0.25784 | 0.25387 | 0.24996 | 0.24611
PG&E | MW | Commercial | Com - Education (University) | Lighting | No | Lighting - Halogen Lamp (A-Line) | 0.0076703 | 0.0077913 | 0.0079087 | 0.0080313 | 0.0081506 | 0 | 0 | 0 | 0 | 0 | 0 | 0
PG&E | MW | Commercial | Com - Education (University) | Lighting | No | Lighting - High Bay HID to T5 | 0.37653 | 0.38294 | 0.38916 | 0.39565 | 0.40195 | 0.408 | 0.41359 | 0.41917 | 0.42455 | 0.43014 | 0.43587 | 0.44167
PG&E | MW | Commercial | Com - Education (University) | Lighting | No | Lighting - Induction Fixture (Indoor) | 0.1711 | 0.1738 | 0.17642 | 0.17916 | 0.18182 | 0.18437 | 0.18672 | 0.18906 | 0.19132 | 0.19368 | 0.1961 | 0.19854
PG&E | MW | Commercial | Com - Education (University) | Lighting | No | Lighting - Light Sensor | 0.54471 | 0.56033 | 0.57555 | 0.59122 | 0.60651 | 0.62124 | 0.63503 | 0.64875 | 0.66204 | 0.67571 | 0.6896 | 0.7036
PG&E | MW | Commercial | Com - Education (University) | Lighting | No | Lighting - Linear Fluorescent Delamping | 0.013934 | 0.013719 | 0.010131 | 0.00665 | 0.0032738 | 0 | 0 | 0 | 0 | 0 | 0 | 0
PG&E | MW | Commercial | Com - Education (University) | Lighting | No | Lighting - Low Bay HID to T5 | 0.0262 | 0.026645 | 0.027078 | 0.02753 | 0.027968 | 0.028389 | 0.028778 | 0.029166 | 0.029541 | 0.02993 | 0.030328 | 0.030732
PG&E | MW | Commercial | Com - Education (University) | Lighting | No | Lighting - Occupancy Sensor | 0.74204 | 0.75395 | 0.76551 | 0.77757 | 0.78931 | 0.80054 | 0.81092 | 0.82128 | 0.83126 | 0.84165 | 0.8523 | 0.8631
PG&E | MW | Commercial | Com - Education (University) | Lighting | No | Lighting - Plug-In Fixture (Linear Fluorescent) | 1.1886 | 1.2091 | 1.229 | 1.2497 | 1.2699 | 0 | 0 | 0 | 0 | 0 | 0 | 0
PG&E | MW | Commercial | Com - Education (University) | Lighting | No | Lighting - Plug-In Fixture (MH Directional) | 0.079277 | 0.080643 | 0.08197 | 0.083351 | 0.084696 | 0.085984 | 0.087177 | 0.088366 | 0.089514 | 0.090706 | 0.091927 | 0.093163
PG&E | MW | Commercial | Com - Education (University) | Lighting | No | Lighting - Plug-In Fixture (PSMH with Electronic Ballast) | 0.63948 | 0.65049 | 0.66119 | 0.67234 | 0.68318 | 0.69358 | 0.7032 | 0.71279 | 0.72205 | 0.73166 | 0.74151 | 0.75149
PG&E | MW | Commercial | Com - Education (University) | ProcHeat | No | ProcHeat - Boiler Draft Fan | 0.1269 | 0.12891 | 0.13085 | 0.13288 | 0.13485 | 0.13674 | 0.13849 | 0.14022 | 0.1419 | 0.14365 | 0.14544 | 0.14726
PG&E | MW | Commercial | Com - Education (University) | SHW | No | SHW - EF Rated Instantaneous Water Heater (Electric) | 0.010459 | 0.010619 | 0.010775 | 0.010938 | 0.011097 | 0.011248 | 0.011388 | 0.011528 | 0.011662 | 0.011803 | 0.011947 | 0.012093
PG&E | MW | Commercial | Com - Education (University) | Service | No | HVAC - Comprehensive Rooftop Unit Quality Maintenance | 1.0531e-06 | 1.0369e-06 | 1.0209e-06 | 1.0052e-06 | 9.8969e-07 | 9.7445e-07 | 9.5945e-07 | 9.4467e-07 | 9.3012e-07 | 9.158e-07 | 9.017e-07 | 8.8781e-07
PG&E | MW | Commercial | Com - Education (University) | Service | No | Service - HVAC Fault Detection & Diagnositics | 0.0034725 | 0.0035273 | 0.0035805 | 0.003636 | 0.00369 | 0.0037417 | 0.0037894 | 0.003837 | 0.0038829 | 0.0039307 | 0.0039797 | 0.0040294
PG&E | MW | Commercial | Com - Education (University) | Service | No | Service - Retro-Commissioning (Electric) | 0.024914 | 0.024531 | 0.024153 | 0.023781 | 0.023415 | 0.023054 | 0.022699 | 0.02235 | 0.022005 | 0.021666 | 0.021333 | 0.021004
PG&E | MW | Commercial | Com - Education (University) | WholeBlg | No | HVAC - Energy Management System | 0.00041801 | 0.0004246 | 0.000431 | 0.00043768 | 0.00044418 | 0.0004504 | 0.00045615 | 0.00046188 | 0.0004674 | 0.00047316 | 0.00047906 | 0.00048504
PG&E | MW | Commercial | Com - Education (University) | WholeBlg | No | WholeBlg - Com RET Level 1 | 4.7439 | 4.6709 | 4.5989 | 4.5281 | 4.4584 | 4.3897 | 4.3221 | 4.2556 | 4.19 | 4.1255 | 4.062 | 3.9994
PG&E | MW | Commercial | Com - Education (University) | WholeBlg | No | WholeBlg - Com RET Level 2 | 35.1458 | 34.6045 | 34.0716 | 33.5469 | 33.0303 | 32.5216 | 32.0208 | 31.5277 | 31.0421 | 30.5641 | 30.0934 | 29.63
PG&E | MW | Commercial | Com - Grocery | AppPlug | No | AppPlug - Computer Monitor | 1.5582 | 1.5828 | 1.6066 | 1.6316 | 1.6558 | 1.679 | 1.7004 | 1.7218 | 1.7423 | 1.7638 | 1.7858 | 1.8081
PG&E | MW | Commercial | Com - Grocery | AppPlug | No | AppPlug - Desktop Computer (Com - Power Management) | 0.71477 | 0.72605 | 0.737 | 0.74842 | 0.75954 | 0.77017 | 0.78 | 0.7898 | 0.79924 | 0.80908 | 0.81917 | 0.8294
PG&E | MW | Commercial | Com - Grocery | AppPlug | No | AppPlug - Occupancy Sensor Plug Strip | 0.80553 | 0.81823 | 0.83057 | 0.84345 | 0.85597 | 0.86796 | 0.87903 | 0.89007 | 0.90072 | 0.9118 | 0.92318 | 0.93471
PG&E | MW | Commercial | Com - Grocery | BldgEnv | No | BldgEnv - Attic Batt Insulation | 1.6219 | 1.5969 | 1.5723 | 1.5481 | 1.5243 | 1.5008 | 1.4777 | 1.455 | 1.4325 | 1.4105 | 1.3888 | 1.3674
PG&E | MW | Commercial | Com - Grocery | BldgEnv | No | BldgEnv - Wall Spray On Insulation | 5.6948 | 5.6071 | 5.5208 | 5.4357 | 5.352 | 5.2696 | 5.1885 | 5.1086 | 5.0299 | 4.9524 | 4.8762 | 4.8011
PG&E | MW | Commercial | Com - Grocery | BldgEnv | No | BldgEnv - Window Film | 6.1256 | 6.0312 | 5.9384 | 5.8469 | 5.7569 | 5.6682 | 5.5809 | 5.495 | 5.4104 | 5.327 | 5.245 | 5.1642
PG&E | MW | Commercial | Com - Grocery | ComRefrig | No | ComRefrig - Door Gasket (Reach-In Refrigerator) | 9.5433 | 9.3963 | 9.2516 | 9.1091 | 8.9689 | 8.8307 | 8.6947 | 8.5608 | 8.429 | 8.2992 | 8.1714 | 8.0455
PG&E | MW | Commercial | Com - Grocery | ComRefrig | No | ComRefrig - Door Gasket (Walk-In Refrigerator) | 0.54457 | 0.53619 | 0.52793 | 0.5198 | 0.5118 | 0.50391 | 0.49615 | 0.48851 | 0.48099 | 0.47358 | 0.46629 | 0.45911
PG&E | MW | Commercial | Com - Grocery | ComRefrig | No | ComRefrig - Refrigerated Case Night Cover (Low Temp) | 4.3583 | 4.2912 | 4.2251 | 4.16 | 4.096 | 4.0329 | 3.9708 | 3.9096 | 3.8494 | 3.7901 | 3.7318 | 3.6743
PG&E | MW | Commercial | Com - Grocery | ComRefrig | No | ComRefrig - Refrigerated Case Night Cover (Med Temp) | 6.4005 | 6.3019 | 6.2049 | 6.1093 | 6.0152 | 5.9226 | 5.8314 | 5.7416 | 5.6532 | 5.5661 | 5.4804 | 5.396
PG&E | MW | Commercial | Com - Grocery | ComRefrig | No | ComRefrig - Strip Curtain for Walk In Refrigerator | 1.5446 | 1.5208 | 1.4974 | 1.4743 | 1.4516 | 1.4293 | 1.4073 | 1.3856 | 1.3643 | 1.3433 | 1.3226 | 1.3022
PG&E | MW | Commercial | Com - Grocery | FoodServ | No | FoodServ - Electric Steamer | 0.56924 | 0.57822 | 0.58694 | 0.59604 | 0.60489 | 0.61336 | 0.62119 | 0.62899 | 0.63651 | 0.64434 | 0.65238 | 0.66053
PG&E | MW | Commercial | Com - Grocery | FoodServ | No | FoodServ - Oven (Electric) | 0.2876 | 0.29214 | 0.29654 | 0.30114 | 0.30561 | 0.30989 | 0.31384 | 0.31779 | 0.32159 | 0.32554 | 0.3296 | 0.33372
PG&E | MW | Commercial | Com - Grocery | HVAC | Yes | HVAC - Advanced Package Rooftop AC (> EER 12) - Emerging | 0 | 12.6466 | 12.4518 | 12.26 | 12.0712 | 11.8853 | 11.7023 | 11.5221 | 11.3446 | 11.1699 | 10.9979 | 10.8286
PG&E | MW | Commercial | Com - Grocery | HVAC | No | HVAC - EER Rated Package Rooftop HP (EER 11) | 0.92862 | 0.0732 | 0.10875 | 0.14484 | 0.18014 | 0.21439 | 0.24703 | 0.27938 | 0.3109 | 0.34282 | 0.37493 | 0.40703
PG&E | MW | Commercial | Com - Grocery | HVAC | No | HVAC - Repair Duct System | 6.2649 | 6.1684 | 6.0734 | 5.9799 | 5.8878 | 5.7971 | 5.7078 | 5.6199 | 5.5334 | 5.4482 | 5.3643 | 5.2817
PG&E | MW | Commercial | Com - Grocery | HVAC | No | HVAC - SEER Rated Package Rooftop AC (Recharge) | 9.1959 | 9.0543 | 8.9148 | 8.7775 | 8.6424 | 8.5093 | 8.3782 | 8.2492 | 8.1222 | 7.9971 | 7.8739 | 7.7527
PG&E | MW | Commercial | Com - Grocery | HVAC | No | HVAC - SEER Rated Package Rooftop AC (SEER 14) | 9.1831 | 9.3763 | 0 | 0 | 0 | 0 | 0 | 0 | 0 | 0 | 0 | 0
PG&E | MW | Commercial | Com - Grocery | HVAC | No | HVAC - SEER Rated Package Rooftop HP (SEER 15) | 6.2846 | 6.449 | 3.0685 | 3.1452 | 3.22 | 3.292 | 3.3593 | 3.4263 | 3.4911 | 3.5579 | 3.6258 | 3.6943
PG&E | MW | Commercial | Com - Grocery | HVAC | No | HVAC - SEER Rated Split System AC (SEER 14) | 4.1894 | 4.2691 | 4.3465 | 0 | 0 | 0 | 0 | 0 | 0 | 0 | 0 | 0
PG&E | MW | Commercial | Com - Grocery | Lighting | Yes | Lighting - LED Fixture (Replacing T8) - Emerging | 24.8758 | 25.8989 | 26.9293 | 28.1536 | 29.2319 | 30.3105 | 31.2109 | 32.1231 | 33.0331 | 33.9724 | 34.9357 | 35.7444
PG&E | MW | Commercial | Com - Grocery | Lighting | Yes | Lighting - LED Lamp (Basic High - Indoor) - Emerging | 0.44777 | 0.46368 | 0.4786 | 0.49195 | 0.50525 | 0.066665 | 0.068159 | 0.06952 | 0.07086 | 0.072097 | 0.073365 | 0.074653
PG&E | MW | Commercial | Com - Grocery | Lighting | Yes | Lighting - LED Lamp (Basic Low - Indoor) - Emerging | 1.6083 | 1.6677 | 1.7233 | 1.7728 | 1.8222 | 0.28499 | 0.29155 | 0.2975 | 0.30337 | 0.30944 | 0.31497 | 0.32059
PG&E | MW | Commercial | Com - Grocery | Lighting | Yes | Lighting - LED Plug-In Indoor Fixture - Emerging | 2.9504 | 3.0454 | 3.1303 | 3.1981 | 3.2753 | 0.18993 | 0.19346 | 0.19762 | 0.20079 | 0.2044 | 0.20777 | 0.21152
PG&E | MW | Commercial | Com - Grocery | Lighting | No | Lighting - Cold Cathode Lamp | 0.026534 | 0.026952 | 0.027358 | 0.027783 | 0.028195 | 0 | 0 | 0 | 0 | 0 | 0 | 0
PG&E | MW | Commercial | Com - Grocery | Lighting | No | Lighting - Compact Fluorescent Fixture (Indoor) | 3.5937 | 3.6552 | 3.7149 | 3.7772 | 3.8377 | 0 | 0 | 0 | 0 | 0 | 0 | 0
PG&E | MW | Commercial | Com - Grocery | Lighting | No | Lighting - Exit Fixture (LED) | 0.54912 | 0.54066 | 0.53233 | 0.52414 | 0.51606 | 0.50812 | 0.50029 | 0.49259 | 0.485 | 0.47753 | 0.47018 | 0.46294
PG&E | MW | Commercial | Com - Grocery | Lighting | No | Lighting - Halogen Lamp (A-Line) | 0.01479 | 0.015024 | 0.01525 | 0.015487 | 0.015717 | 0 | 0 | 0 | 0 | 0 | 0 | 0
PG&E | MW | Commercial | Com - Grocery | Lighting | No | Lighting - High Bay HID to T5 | 0.33342 | 0.33902 | 0.34446 | 0.35014 | 0.35566 | 0.36095 | 0.36584 | 0.37072 | 0.37542 | 0.38031 | 0.38533 | 0.3904
PG&E | MW | Commercial | Com - Grocery | Lighting | No | Lighting - Induction Fixture (Indoor) | 0.60911 | 0.61872 | 0.62805 | 0.63779 | 0.64726 | 0.65632 | 0.6647 | 0.67305 | 0.68109 | 0.68948 | 0.69808 | 0.7068
PG&E | MW | Commercial | Com - Grocery | Lighting | No | Lighting - Linear Fluorescent Delamping | 0.0061929 | 0.0060975 | 0.0045027 | 0.0029556 | 0.001455 | 0 | 0 | 0 | 0 | 0 | 0 | 0
PG&E | MW | Commercial | Com - Grocery | Lighting | No | Lighting - Low Bay HID to T5 | 0.012521 | 0.012732 | 0.012936 | 0.01315 | 0.013357 | 0.013555 | 0.013739 | 0.013922 | 0.014099 | 0.014283 | 0.014471 | 0.014662
PG&E | MW | Commercial | Com - Grocery | Lighting | No | Lighting - Occupancy Sensor | 0.32803 | 0.33414 | 0.34008 | 0.34626 | 0.35227 | 0.35803 | 0.36339 | 0.36872 | 0.37387 | 0.37921 | 0.38467 | 0.39019
PG&E | MW | Commercial | Com - Grocery | Lighting | No | Lighting - Plug-In Fixture (Linear Fluorescent) | 2.667 | 2.7118 | 2.7554 | 2.8008 | 2.8449 | 0 | 0 | 0 | 0 | 0 | 0 | 0
PG&E | MW | Commercial | Com - Grocery | Lighting | No | Lighting - Plug-In Fixture (MH Directional) | 0.17788 | 0.18087 | 0.18377 | 0.1868 | 0.18974 | 0.19257 | 0.19518 | 0.19778 | 0.20029 | 0.2029 | 0.20557 | 0.20828
PG&E | MW | Commercial | Com - Grocery | Lighting | No | Lighting - Plug-In Fixture (PSMH with Electronic Ballast) | 1.4348 | 1.4589 | 1.4824 | 1.5068 | 1.5305 | 1.5533 | 1.5744 | 1.5954 | 1.6156 | 1.6367 | 1.6582 | 1.6801
PG&E | MW | Commercial | Com - Grocery | SHW | No | SHW - EF Rated Instantaneous Water Heater (Electric) | 0.035959 | 0.036579 | 0.037181 | 0.037808 | 0.038418 | 0.039002 | 0.039543 | 0.040083 | 0.040603 | 0.041144 | 0.041698 | 0.042259
PG&E | MW | Commercial | Com - Grocery | Service | No | HVAC - Comprehensive Rooftop Unit Quality Maintenance | 2.0306e-06 | 1.9994e-06 | 1.9686e-06 | 1.9382e-06 | 1.9084e-06 | 1.879e-06 | 1.8501e-06 | 1.8216e-06 | 1.7935e-06 | 1.7659e-06 | 1.7387e-06 | 1.7119e-06
PG&E | MW | Commercial | Com - Grocery | Service | No | Service - HVAC Fault Detection & Diagnositics | 0.006696 | 0.0068016 | 0.0069042 | 0.0070112 | 0.0071153 | 0.007215 | 0.007307 | 0.0073988 | 0.0074873 | 0.0075794 | 0.007674 | 0.0077698
PG&E | MW | Commercial | Com - Grocery | Service | No | Service - Retro-Commissioning (Electric) | 0.048042 | 0.047302 | 0.046573 | 0.045856 | 0.04515 | 0.044455 | 0.04377 | 0.043096 | 0.042432 | 0.041779 | 0.041135 | 0.040502
PG&E | MW | Commercial | Com - Grocery | WholeBlg | No | HVAC - Energy Management System | 0.00080603 | 0.00081874 | 0.00083109 | 0.00084397 | 0.0008565 | 0.0008685 | 0.00087958 | 0.00089063 | 0.00090128 | 0.00091237 | 0.00092375 | 0.00093529
PG&E | MW | Commercial | Com - Grocery | WholeBlg | No | WholeBlg - Com RET Level 1 | 18.1933 | 17.9131 | 17.6373 | 17.3657 | 17.0982 | 16.8349 | 16.5757 | 16.3204 | 16.0691 | 15.8216 | 15.578 | 15.3381
PG&E | MW | Commercial | Com - Grocery | WholeBlg | No | WholeBlg - Com RET Level 2 | 117.9686 | 116.1519 | 114.3631 | 112.6019 | 110.8679 | 109.1605 | 107.4794 | 105.8243 | 104.1946 | 102.59 | 101.0101 | 99.4545
PG&E | MW | Commercial | Com - Hospital | AppPlug | No | AppPlug - Computer Monitor | 1.0293 | 1.0455 | 1.0613 | 1.0777 | 1.0937 | 1.109 | 1.1232 | 1.1373 | 1.1509 | 1.1651 | 1.1796 | 1.1943
PG&E | MW | Commercial | Com - Hospital | AppPlug | No | AppPlug - Desktop Computer (Com - Power Management) | 0.47214 | 0.47959 | 0.48682 | 0.49437 | 0.50171 | 0.50874 | 0.51523 | 0.5217 | 0.52794 | 0.53444 | 0.5411 | 0.54786
PG&E | MW | Commercial | Com - Hospital | AppPlug | No | AppPlug - Occupancy Sensor Plug Strip | 0.53209 | 0.54048 | 0.54863 | 0.55714 | 0.56541 | 0.57333 | 0.58064 | 0.58794 | 0.59497 | 0.60229 | 0.6098 | 0.61742
PG&E | MW | Commercial | Com - Hospital | BldgEnv | No | BldgEnv - Attic Batt Insulation | 0.30738 | 0.30264 | 0.29798 | 0.29339 | 0.28887 | 0.28443 | 0.28005 | 0.27573 | 0.27149 | 0.26731 | 0.26319 | 0.25914
PG&E | MW | Commercial | Com - Hospital | BldgEnv | No | BldgEnv - Wall Spray On Insulation | 3.6443 | 3.5882 | 3.5329 | 3.4785 | 3.425 | 3.3722 | 3.3203 | 3.2691 | 3.2188 | 3.1692 | 3.1204 | 3.0724
PG&E | MW | Commercial | Com - Hospital | BldgEnv | No | BldgEnv - Window Film | 6.7963 | 6.6917 | 6.5886 | 6.4872 | 6.3873 | 6.2889 | 6.192 | 6.0967 | 6.0028 | 5.9103 | 5.8193 | 5.7297
PG&E | MW | Commercial | Com - Hospital | FoodServ | No | FoodServ - Electric Steamer | 0.087565 | 0.088946 | 0.090287 | 0.091687 | 0.093048 | 0.094351 | 0.095555 | 0.096756 | 0.097912 | 0.099117 | 0.10035 | 0.10161
PG&E | MW | Commercial | Com - Hospital | FoodServ | No | FoodServ - Oven (Electric) | 0.094987 | 0.096486 | 0.09794 | 0.099459 | 0.10094 | 0.10235 | 0.10365 | 0.10496 | 0.10621 | 0.10752 | 0.10886 | 0.11022
PG&E | MW | Commercial | Com - Hospital | HVAC | Yes | HVAC - Advanced Package Rooftop AC (> EER 12) - Emerging | 0 | 6.7488 | 6.792 | 6.8388 | 6.884 | 6.9265 | 6.964 | 7.0018 | 7.0376 | 7.0764 | 7.1174 | 7.1597
PG&E | MW | Commercial | Com - Hospital | HVAC | Yes | HVAC - Energy Recovery Ventilation - Emerging | 1.6008 | 1.6261 | 1.6506 | 1.6762 | 1.7011 | 1.7249 | 1.7469 | 1.7688 | 1.79 | 1.812 | 1.8346 | 1.8575
PG&E | MW | Commercial | Com - Hospital | HVAC | No | HVAC - Chiller (Centrifugal) | 1.8945 | 1.8719 | 1.8496 | 1.8279 | 1.8064 | 1.7852 | 1.7641 | 1.7434 | 1.7229 | 1.703 | 1.6834 | 1.6642
PG&E | MW | Commercial | Com - Hospital | HVAC | No | HVAC - Chiller (Reciprocating) | 2.5939 | 2.616 | 2.6372 | 2.6599 | 2.6819 | 2.7027 | 2.7214 | 2.7402 | 2.7581 | 2.7772 | 2.7971 | 2.8176
PG&E | MW | Commercial | Com - Hospital | HVAC | No | HVAC - Demand Controlled Ventilation | 0.17153 | 0.17423 | 0.17686 | 0.1796 | 0.18227 | 0.18482 | 0.18718 | 0.18953 | 0.1918 | 0.19416 | 0.19658 | 0.19903
PG&E | MW | Commercial | Com - Hospital | HVAC | No | HVAC - Direct Evaporative Cooler | 2.22 | 2.255 | 2.289 | 2.3245 | 2.359 | 2.392 | 2.4225 | 2.453 | 2.4823 | 2.5128 | 2.5442 | 2.576
PG&E | MW | Commercial | Com - Hospital | HVAC | No | HVAC - EER Rated Package Rooftop AC (EER 11) | 3.1664 | 0 | 0 | 0 | 0 | 0 | 0 | 0 | 0 | 0 | 0 | 0
PG&E | MW | Commercial | Com - Hospital | HVAC | No | HVAC - Repair Duct System | 3.2311 | 3.1813 | 3.1323 | 3.0841 | 3.0366 | 2.9898 | 2.9438 | 2.8985 | 2.8538 | 2.8099 | 2.7666 | 2.724
PG&E | MW | Commercial | Com - Hospital | HVAC | No | HVAC - SEER Rated Package Rooftop AC (Recharge) | 4.1489 | 4.085 | 4.0221 | 3.9602 | 3.8992 | 3.8392 | 3.78 | 3.7218 | 3.6645 | 3.6081 | 3.5525 | 3.4978
PG&E | MW | Commercial | Com - Hospital | HVAC | No | HVAC - SEER Rated Package Rooftop AC (SEER 14) | 5.2742 | 5.3706 | 0 | 0 | 0 | 0 | 0 | 0 | 0 | 0 | 0 | 0
PG&E | MW | Commercial | Com - Hospital | HVAC | No | HVAC - SEER Rated Package Rooftop HP (SEER 15) | 3.973 | 4.043 | 1.9086 | 1.9415 | 1.9734 | 2.004 | 2.0324 | 2.0607 | 2.088 | 2.1163 | 2.1453 | 2.1747
PG&E | MW | Commercial | Com - Hospital | HVAC | No | HVAC - SEER Rated Split System AC (SEER 14) | 2.2292 | 2.2646 | 2.2989 | 0 | 0 | 0 | 0 | 0 | 0 | 0 | 0 | 0
PG&E | MW | Commercial | Com - Hospital | HVAC | No | HVAC - SEER Rated Split System HP (SEER 15) | 2.9474 | 2.9938 | 1.4109 | 1.4327 | 1.454 | 1.4743 | 1.4931 | 1.5118 | 1.5298 | 1.5486 | 1.5679 | 1.5874
PG&E | MW | Commercial | Com - Hospital | Lighting | Yes | Lighting - LED Fixture (Replacing T8) - Emerging | 18.6582 | 19.3877 | 20.1218 | 20.9984 | 21.7651 | 22.5313 | 23.1655 | 23.8077 | 24.448 | 25.1087 | 25.786 | 26.3484
PG&E | MW | Commercial | Com - Hospital | Lighting | Yes | Lighting - LED Lamp (Basic High - Indoor) - Emerging | 0.56158 | 0.58031 | 0.59778 | 0.61324 | 0.62864 | 0.0828 | 0.084517 | 0.086068 | 0.087594 | 0.08899 | 0.090424 | 0.091882
PG&E | MW | Commercial | Com - Hospital | Lighting | Yes | Lighting - LED Lamp (Basic Low - Indoor) - Emerging | 3.6546 | 3.7816 | 3.9 | 4.004 | 4.1078 | 0.64134 | 0.65502 | 0.66734 | 0.67947 | 0.69204 | 0.70338 | 0.71492
PG&E | MW | Commercial | Com - Hospital | Lighting | Yes | Lighting - LED Plug-In Indoor Fixture - Emerging | 2.6592 | 2.739 | 2.8098 | 2.8649 | 2.9286 | 0.16953 | 0.1724 | 0.17582 | 0.17838 | 0.18131 | 0.18403 | 0.18709
PG&E | MW | Commercial | Com - Hospital | Lighting | No | Lighting - Cold Cathode Lamp | 0.026769 | 0.027192 | 0.027602 | 0.02803 | 0.028446 | 0 | 0 | 0 | 0 | 0 | 0 | 0
PG&E | MW | Commercial | Com - Hospital | Lighting | No | Lighting - Compact Fluorescent Fixture (Indoor) | 6.0463 | 6.1367 | 6.2246 | 6.3164 | 6.4056 | 0 | 0 | 0 | 0 | 0 | 0 | 0
PG&E | MW | Commercial | Com - Hospital | Lighting | No | Lighting - Exit Fixture (LED) | 0.34404 | 0.33875 | 0.33353 | 0.32839 | 0.32334 | 0.31836 | 0.31345 | 0.30863 | 0.30387 | 0.29919 | 0.29459 | 0.29005
PG&E | MW | Commercial | Com - Hospital | Lighting | No | Lighting - Halogen Lamp (A-Line) | 0.0097698 | 0.0099239 | 0.010073 | 0.01023 | 0.010382 | 0 | 0 | 0 | 0 | 0 | 0 | 0
PG&E | MW | Commercial | Com - Hospital | Lighting | No | Lighting - High Bay HID to T5 | 0.48858 | 0.49583 | 0.50286 | 0.51021 | 0.51736 | 0.5242 | 0.5305 | 0.53679 | 0.54284 | 0.54916 | 0.55565 | 0.56224
PG&E | MW | Commercial | Com - Hospital | Lighting | No | Lighting - Induction Fixture (Indoor) | 0.42445 | 0.43114 | 0.43764 | 0.44443 | 0.45103 | 0.45735 | 0.46318 | 0.469 | 0.47461 | 0.48045 | 0.48644 | 0.49252
PG&E | MW | Commercial | Com - Hospital | Lighting | No | Lighting - Linear Fluorescent Delamping | 0.067191 | 0.066157 | 0.048853 | 0.032067 | 0.015787 | 0 | 0 | 0 | 0 | 0 | 0 | 0
PG&E | MW | Commercial | Com - Hospital | Lighting | No | Lighting - Low Bay HID to T5 | 0.010173 | 0.010323 | 0.01047 | 0.010623 | 0.010772 | 0.010914 | 0.011045 | 0.011176 | 0.011302 | 0.011434 | 0.011569 | 0.011706
PG&E | MW | Commercial | Com - Hospital | Lighting | No | Lighting - Occupancy Sensor | 0.65304 | 0.66356 | 0.67377 | 0.68442 | 0.69479 | 0.70471 | 0.71388 | 0.72303 | 0.73184 | 0.74102 | 0.75043 | 0.75997
PG&E | MW | Commercial | Com - Hospital | Lighting | No | Lighting - Plug-In Fixture (Linear Fluorescent) | 2.4683 | 2.5049 | 2.5405 | 2.5776 | 2.6137 | 0 | 0 | 0 | 0 | 0 | 0 | 0
PG&E | MW | Commercial | Com - Hospital | Lighting | No | Lighting - Plug-In Fixture (MH Directional) | 0.16463 | 0.16707 | 0.16944 | 0.17192 | 0.17432 | 0.17663 | 0.17875 | 0.18087 | 0.18291 | 0.18504 | 0.18723 | 0.18945
PG&E | MW | Commercial | Com - Hospital | Lighting | No | Lighting - Plug-In Fixture (PSMH with Electronic Ballast) | 1.3279 | 1.3476 | 1.3667 | 1.3867 | 1.4062 | 1.4247 | 1.4419 | 1.459 | 1.4754 | 1.4926 | 1.5102 | 1.5281
PG&E | MW | Commercial | Com - Hospital | ProcHeat | No | ProcHeat - Boiler Draft Fan | 0.15878 | 0.16129 | 0.16372 | 0.16626 | 0.16873 | 0.17109 | 0.17327 | 0.17545 | 0.17755 | 0.17973 | 0.18198 | 0.18425
PG&E | MW | Commercial | Com - Hospital | SHW | No | SHW - EF Rated Instantaneous Water Heater (Electric) | 0.024525 | 0.024922 | 0.025307 | 0.025709 | 0.026101 | 0.026475 | 0.026821 | 0.027167 | 0.027499 | 0.027846 | 0.028201 | 0.028561
PG&E | MW | Commercial | Com - Hospital | Service | No | HVAC - Comprehensive Rooftop Unit Quality Maintenance | 1.3413e-06 | 1.3207e-06 | 1.3003e-06 | 1.2803e-06 | 1.2606e-06 | 1.2412e-06 | 1.2221e-06 | 1.2032e-06 | 1.1847e-06 | 1.1665e-06 | 1.1485e-06 | 1.1308e-06
PG&E | MW | Commercial | Com - Hospital | Service | No | Service - HVAC Fault Detection & Diagnositics | 0.004423 | 0.0044928 | 0.0045606 | 0.0046313 | 0.0047 | 0.0047659 | 0.0048267 | 0.0048873 | 0.0049457 | 0.0050066 | 0.005069 | 0.0051324
PG&E | MW | Commercial | Com - Hospital | Service | No | Service - Retro-Commissioning (Electric) | 0.031734 | 0.031245 | 0.030764 | 0.03029 | 0.029824 | 0.029365 | 0.028912 | 0.028467 | 0.028029 | 0.027597 | 0.027172 | 0.026754
PG&E | MW | Commercial | Com - Hospital | WholeBlg | No | HVAC - Energy Management System | 0.00053242 | 0.00054082 | 0.00054897 | 0.00055749 | 0.00056576 | 0.00057369 | 0.00058101 | 0.00058831 | 0.00059534 | 0.00060267 | 0.00061018 | 0.00061781
PG&E | MW | Commercial | Com - Hospital | WholeBlg | No | WholeBlg - Com RET Level 1 | 9.5089 | 9.3625 | 9.2183 | 9.0764 | 8.9366 | 8.799 | 8.6635 | 8.53 | 8.3987 | 8.2693 | 8.142 | 8.0166
PG&E | MW | Commercial | Com - Hospital | WholeBlg | No | WholeBlg - Com RET Level 2 | 60.6039 | 59.6706 | 58.7517 | 57.8469 | 56.9561 | 56.079 | 55.2154 | 54.365 | 53.5278 | 52.7035 | 51.8919 | 51.0927
PG&E | MW | Commercial | Com - Hotel | AppPlug | No | AppPlug - Computer Monitor | 0.91388 | 0.9283 | 0.94229 | 0.9569 | 0.97111 | 0.98471 | 0.99727 | 1.0098 | 1.0219 | 1.0345 | 1.0474 | 1.0604
PG&E | MW | Commercial | Com - Hotel | AppPlug | No | AppPlug - Desktop Computer (Com - Power Management) | 0.41921 | 0.42582 | 0.43224 | 0.43895 | 0.44546 | 0.4517 | 0.45746 | 0.46321 | 0.46875 | 0.47452 | 0.48044 | 0.48644
PG&E | MW | Commercial | Com - Hotel | AppPlug | No | AppPlug - Occupancy Sensor Plug Strip | 0.47244 | 0.47989 | 0.48712 | 0.49468 | 0.50202 | 0.50905 | 0.51555 | 0.52202 | 0.52827 | 0.53477 | 0.54144 | 0.5482
PG&E | MW | Commercial | Com - Hotel | BldgEnv | No | BldgEnv - Attic Batt Insulation | 0.19248 | 0.18952 | 0.1866 | 0.18372 | 0.18089 | 0.17811 | 0.17537 | 0.17267 | 0.17001 | 0.16739 | 0.16481 | 0.16227
PG&E | MW | Commercial | Com - Hotel | BldgEnv | No | BldgEnv - Wall Spray On Insulation | 3.2357 | 3.1859 | 3.1368 | 3.0885 | 3.041 | 2.9941 | 2.948 | 2.9026 | 2.8579 | 2.8139 | 2.7706 | 2.7279
PG&E | MW | Commercial | Com - Hotel | BldgEnv | No | BldgEnv - Window Film | 6.1676 | 6.0726 | 5.9791 | 5.887 | 5.7963 | 5.7071 | 5.6192 | 5.5326 | 5.4474 | 5.3635 | 5.2809 | 5.1996
PG&E | MW | Commercial | Com - Hotel | FoodServ | No | FoodServ - Electric Griddle | 0.0054921 | 0.0055788 | 0.0056629 | 0.0057507 | 0.0058361 | 0.0059178 | 0.0059933 | 0.0060686 | 0.0061412 | 0.0062167 | 0.0062943 | 0.0063729
PG&E | MW | Commercial | Com - Hotel | FoodServ | No | FoodServ - Electric Steamer | 0.036587 | 0.037164 | 0.037725 | 0.03831 | 0.038878 | 0.039423 | 0.039926 | 0.040427 | 0.040911 | 0.041414 | 0.041931 | 0.042455
PG&E | MW | Commercial | Com - Hotel | FoodServ | No | FoodServ - Fryer (Electric) | 0.0031185 | 0.0031677 | 0.0032155 | 0.0032653 | 0.0033138 | 0.0033602 | 0.0034031 | 0.0034458 | 0.003487 | 0.00353 | 0.003574 | 0.0036186
PG&E | MW | Commercial | Com - Hotel | FoodServ | No | FoodServ - Oven (Electric) | 0.042169 | 0.042834 | 0.04348 | 0.044154 | 0.04481 | 0.045437 | 0.046017 | 0.046595 | 0.047152 | 0.047733 | 0.048328 | 0.048932
PG&E | MW | Commercial | Com - Hotel | HVAC | Yes | HVAC - Advanced Package Rooftop AC (> EER 12) - Emerging | 0 | 4.1976 | 4.2382 | 4.2814 | 4.3232 | 4.3629 | 4.3989 | 4.435 | 4.4695 | 4.5061 | 4.544 | 4.5828
PG&E | MW | Commercial | Com - Hotel | HVAC | Yes | HVAC - Energy Recovery Ventilation - Emerging | 0.40235 | 0.40869 | 0.41485 | 0.42129 | 0.42754 | 0.43353 | 0.43906 | 0.44458 | 0.44989 | 0.45543 | 0.46111 | 0.46687
PG&E | MW | Commercial | Com - Hotel | HVAC | No | HVAC - Chiller (Centrifugal) | 1.2072 | 1.195 | 1.1829 | 1.1712 | 1.1596 | 1.1481 | 1.1366 | 1.1253 | 1.1142 | 1.1033 | 1.0928 | 1.0825
PG&E | MW | Commercial | Com - Hotel | HVAC | No | HVAC - Chiller (Reciprocating) | 1.2937 | 1.3019 | 1.3098 | 1.3184 | 1.3267 | 1.3344 | 1.3412 | 1.3481 | 1.3546 | 1.3617 | 1.3692 | 1.377
PG&E | MW | Commercial | Com - Hotel | HVAC | No | HVAC - Demand Controlled Ventilation | 1.0192 | 1.0353 | 1.0509 | 1.0672 | 1.083 | 1.0982 | 1.1122 | 1.1262 | 1.1396 | 1.1537 | 1.1681 | 1.1827
PG&E | MW | Commercial | Com - Hotel | HVAC | No | HVAC - EER Rated Package Rooftop AC (EER 11) | 1.9935 | 0 | 0 | 0 | 0 | 0 | 0 | 0 | 0 | 0 | 0 | 0
PG&E | MW | Commercial | Com - Hotel | HVAC | No | HVAC - Repair Duct System | 1.7912 | 1.7636 | 1.7365 | 1.7097 | 1.6834 | 1.6575 | 1.6319 | 1.6068 | 1.5821 | 1.5577 | 1.5337 | 1.5101
PG&E | MW | Commercial | Com - Hotel | HVAC | No | HVAC - SEER Rated Package Rooftop AC (Recharge) | 2.2868 | 2.2516 | 2.2169 | 2.1828 | 2.1492 | 2.1161 | 2.0835 | 2.0514 | 2.0198 | 1.9887 | 1.9581 | 1.9279
PG&E | MW | Commercial | Com - Hotel | HVAC | No | HVAC - SEER Rated Package Rooftop AC (SEER 14) | 2.7853 | 2.8366 | 0 | 0 | 0 | 0 | 0 | 0 | 0 | 0 | 0 | 0
PG&E | MW | Commercial | Com - Hotel | HVAC | No | HVAC - SEER Rated Package Rooftop HP (SEER 15) | 2.5875 | 2.6381 | 1.2477 | 1.2714 | 1.2945 | 1.3167 | 1.3373 | 1.3579 | 1.3777 | 1.3982 | 1.4192 | 1.4404
PG&E | MW | Commercial | Com - Hotel | HVAC | No | HVAC - SEER Rated Split System AC (SEER 14) | 1.1439 | 1.1635 | 1.1825 | 0 | 0 | 0 | 0 | 0 | 0 | 0 | 0 | 0
PG&E | MW | Commercial | Com - Hotel | HVAC | No | HVAC - SEER Rated Split System HP (SEER 15) | 1.6707 | 1.6993 | 0.80184 | 0.81527 | 0.82833 | 0.84085 | 0.85244 | 0.86399 | 0.87513 | 0.88671 | 0.89858 | 0.91059
PG&E | MW | Commercial | Com - Hotel | Lighting | Yes | Lighting - LED Fixture (Replacing T8) - Emerging | 4.0373 | 4.2006 | 4.3651 | 4.5607 | 4.7327 | 4.9046 | 5.0478 | 5.1928 | 5.3374 | 5.4867 | 5.6397 | 5.7678
PG&E | MW | Commercial | Com - Hotel | Lighting | Yes | Lighting - LED Lamp (Basic High - Indoor) - Emerging | 0.57068 | 0.59042 | 0.60888 | 0.62533 | 0.64171 | 0.084607 | 0.086441 | 0.088107 | 0.089746 | 0.091255 | 0.092801 | 0.094374
PG&E | MW | Commercial | Com - Hotel | Lighting | Yes | Lighting - LED Lamp (Basic Low - Indoor) - Emerging | 0.53121 | 0.55033 | 0.5682 | 0.58401 | 0.59979 | 0.093736 | 0.095826 | 0.097716 | 0.099578 | 0.10151 | 0.10325 | 0.10503
PG&E | MW | Commercial | Com - Hotel | Lighting | Yes | Lighting - LED Plug-In Indoor Fixture - Emerging | 0.67208 | 0.69308 | 0.71179 | 0.72658 | 0.74352 | 0.043083 | 0.043853 | 0.044765 | 0.045454 | 0.04624 | 0.046974 | 0.047793
PG&E | MW | Commercial | Com - Hotel | Lighting | No | Lighting - Cold Cathode Lamp | 0.0024033 | 0.0024412 | 0.002478 | 0.0025164 | 0.0025538 | 0 | 0 | 0 | 0 | 0 | 0 | 0
PG&E | MW | Commercial | Com - Hotel | Lighting | No | Lighting - Compact Fluorescent Fixture (Indoor) | 1.5205 | 1.5451 | 1.5689 | 1.5939 | 1.6181 | 0 | 0 | 0 | 0 | 0 | 0 | 0
PG&E | MW | Commercial | Com - Hotel | Lighting | No | Lighting - Exit Fixture (LED) | 0.30976 | 0.30499 | 0.30029 | 0.29567 | 0.29112 | 0.28663 | 0.28222 | 0.27787 | 0.27359 | 0.26938 | 0.26523 | 0.26115
PG&E | MW | Commercial | Com - Hotel | Lighting | No | Lighting - Halogen Lamp (A-Line) | 0.0086745 | 0.0088113 | 0.0089441 | 0.0090828 | 0.0092177 | 0 | 0 | 0 | 0 | 0 | 0 | 0
PG&E | MW | Commercial | Com - Hotel | Lighting | No | Lighting - High Bay HID to T5 | 0.18506 | 0.18805 | 0.19095 | 0.19397 | 0.19692 | 0.19974 | 0.20234 | 0.20494 | 0.20745 | 0.21005 | 0.21273 | 0.21544
PG&E | MW | Commercial | Com - Hotel | Lighting | No | Lighting - Induction Fixture (Indoor) | 0.13735 | 0.13952 | 0.14162 | 0.14381 | 0.14595 | 0.14799 | 0.14988 | 0.15177 | 0.15358 | 0.15547 | 0.15741 | 0.15938
PG&E | MW | Commercial | Com - Hotel | Lighting | No | Lighting - Linear Fluorescent Delamping | 0.0096461 | 0.0094976 | 0.0070135 | 0.0046037 | 0.0022664 | 0 | 0 | 0 | 0 | 0 | 0 | 0
PG&E | MW | Commercial | Com - Hotel | Lighting | No | Lighting - Low Bay HID to T5 | 0.01219 | 0.012387 | 0.012578 | 0.012777 | 0.012971 | 0.013157 | 0.013329 | 0.0135 | 0.013665 | 0.013837 | 0.014013 | 0.014191
PG&E | MW | Commercial | Com - Hotel | Lighting | No | Lighting - Occupancy Sensor | 0.46775 | 0.47498 | 0.48201 | 0.48934 | 0.49647 | 0.50329 | 0.50959 | 0.51588 | 0.52193 | 0.52824 | 0.53471 | 0.54128
PG&E | MW | Commercial | Com - Hotel | Lighting | No | Lighting - Plug-In Fixture (Linear Fluorescent) | 0.61967 | 0.62968 | 0.63939 | 0.64953 | 0.65939 | 0 | 0 | 0 | 0 | 0 | 0 | 0
PG&E | MW | Commercial | Com - Hotel | Lighting | No | Lighting - Plug-In Fixture (MH Directional) | 0.041329 | 0.041997 | 0.042645 | 0.043321 | 0.043978 | 0.044608 | 0.04519 | 0.04577 | 0.046329 | 0.046912 | 0.047509 | 0.048114
PG&E | MW | Commercial | Com - Hotel | Lighting | No | Lighting - Plug-In Fixture (PSMH with Electronic Ballast) | 0.33338 | 0.33876 | 0.34399 | 0.34944 | 0.35474 | 0.35982 | 0.36452 | 0.3692 | 0.37371 | 0.37841 | 0.38322 | 0.3881
PG&E | MW | Commercial | Com - Hotel | ProcHeat | No | ProcHeat - Boiler Draft Fan | 0.10236 | 0.10398 | 0.10555 | 0.10718 | 0.10877 | 0.1103 | 0.1117 | 0.11311 | 0.11446 | 0.11587 | 0.11731 | 0.11878
PG&E | MW | Commercial | Com - Hotel | SHW | No | SHW - EF Rated Instantaneous Water Heater (Electric) | 0.010484 | 0.010649 | 0.010809 | 0.010976 | 0.011138 | 0.011294 | 0.011437 | 0.01158 | 0.011718 | 0.011862 | 0.012009 | 0.012159
PG&E | MW | Commercial | Com - Hotel | Service | No | HVAC - Comprehensive Rooftop Unit Quality Maintenance | 1.191e-06 | 1.1726e-06 | 1.1546e-06 | 1.1368e-06 | 1.1193e-06 | 1.102e-06 | 1.0851e-06 | 1.0683e-06 | 1.0519e-06 | 1.0357e-06 | 1.0197e-06 | 1.004e-06
PG&E | MW | Commercial | Com - Hotel | Service | No | Service - HVAC Fault Detection & Diagnositics | 0.0039272 | 0.0039891 | 0.0040493 | 0.004112 | 0.0041731 | 0.0042316 | 0.0042855 | 0.0043394 | 0.0043913 | 0.0044453 | 0.0045007 | 0.004557
PG&E | MW | Commercial | Com - Hotel | Service | No | Service - Retro-Commissioning (Electric) | 0.028176 | 0.027742 | 0.027315 | 0.026894 | 0.02648 | 0.026072 | 0.025671 | 0.025276 | 0.024886 | 0.024503 | 0.024126 | 0.023754
PG&E | MW | Commercial | Com - Hotel | WholeBlg | No | HVAC - Energy Management System | 0.00047273 | 0.00048019 | 0.00048743 | 0.00049499 | 0.00050234 | 0.00050937 | 0.00051587 | 0.00052235 | 0.00052859 | 0.0005351 | 0.00054177 | 0.00054854
PG&E | MW | Commercial | Com - Hotel | WholeBlg | No | WholeBlg - Com RET Level 1 | 6.1681 | 6.0731 | 5.9796 | 5.8875 | 5.7968 | 5.7076 | 5.6197 | 5.5331 | 5.4479 | 5.364 | 5.2814 | 5.2001
PG&E | MW | Commercial | Com - Hotel | WholeBlg | No | WholeBlg - Com RET Level 2 | 35.8082 | 35.2567 | 34.7138 | 34.1792 | 33.6528 | 33.1346 | 32.6243 | 32.1219 | 31.6272 | 31.1401 | 30.6606 | 30.1884
PG&E | MW | Commercial | Com - Motel | AppPlug | No | AppPlug - Computer Monitor | 0.91388 | 0.9283 | 0.94229 | 0.9569 | 0.97111 | 0.98471 | 0.99727 | 1.0098 | 1.0219 | 1.0345 | 1.0474 | 1.0604
PG&E | MW | Commercial | Com - Motel | AppPlug | No | AppPlug - Desktop Computer (Com - Power Management) | 0.41921 | 0.42582 | 0.43224 | 0.43895 | 0.44546 | 0.4517 | 0.45746 | 0.46321 | 0.46875 | 0.47452 | 0.48044 | 0.48644
PG&E | MW | Commercial | Com - Motel | AppPlug | No | AppPlug - Occupancy Sensor Plug Strip | 0.47244 | 0.47989 | 0.48712 | 0.49468 | 0.50202 | 0.50905 | 0.51555 | 0.52202 | 0.52827 | 0.53477 | 0.54144 | 0.5482
PG&E | MW | Commercial | Com - Motel | BldgEnv | No | BldgEnv - Attic Batt Insulation | 0.57403 | 0.56519 | 0.55648 | 0.54791 | 0.53948 | 0.53117 | 0.52299 | 0.51493 | 0.507 | 0.4992 | 0.49151 | 0.48394
PG&E | MW | Commercial | Com - Motel | BldgEnv | No | BldgEnv - Wall Spray On Insulation | 3.2357 | 3.1859 | 3.1368 | 3.0885 | 3.041 | 2.9941 | 2.948 | 2.9026 | 2.8579 | 2.8139 | 2.7706 | 2.7279
PG&E | MW | Commercial | Com - Motel | BldgEnv | No | BldgEnv - Window Film | 6.1676 | 6.0726 | 5.9791 | 5.887 | 5.7963 | 5.7071 | 5.6192 | 5.5326 | 5.4474 | 5.3635 | 5.2809 | 5.1996
PG&E | MW | Commercial | Com - Motel | FoodServ | No | FoodServ - Electric Griddle | 0.0054921 | 0.0055788 | 0.0056629 | 0.0057507 | 0.0058361 | 0.0059178 | 0.0059933 | 0.0060686 | 0.0061412 | 0.0062167 | 0.0062943 | 0.0063729
PG&E | MW | Commercial | Com - Motel | FoodServ | No | FoodServ - Electric Steamer | 0.036587 | 0.037164 | 0.037725 | 0.03831 | 0.038878 | 0.039423 | 0.039926 | 0.040427 | 0.040911 | 0.041414 | 0.041931 | 0.042455
PG&E | MW | Commercial | Com - Motel | FoodServ | No | FoodServ - Fryer (Electric) | 0.0031185 | 0.0031677 | 0.0032155 | 0.0032653 | 0.0033138 | 0.0033602 | 0.0034031 | 0.0034458 | 0.003487 | 0.00353 | 0.003574 | 0.0036186
PG&E | MW | Commercial | Com - Motel | FoodServ | No | FoodServ - Oven (Electric) | 0.042169 | 0.042834 | 0.04348 | 0.044154 | 0.04481 | 0.045437 | 0.046017 | 0.046595 | 0.047152 | 0.047733 | 0.048328 | 0.048932
PG&E | MW | Commercial | Com - Motel | HVAC | Yes | HVAC - Advanced Package Rooftop AC (> EER 12) - Emerging | 0 | 4.1952 | 4.2359 | 4.2791 | 4.3209 | 4.3607 | 4.3968 | 4.4329 | 4.4674 | 4.504 | 4.542 | 4.5808
PG&E | MW | Commercial | Com - Motel | HVAC | Yes | HVAC - Energy Recovery Ventilation - Emerging | 0.40235 | 0.40869 | 0.41485 | 0.42129 | 0.42754 | 0.43353 | 0.43906 | 0.44458 | 0.44989 | 0.45543 | 0.46111 | 0.46687
PG&E | MW | Commercial | Com - Motel | HVAC | No | HVAC - Chiller (Centrifugal) | 0.70659 | 0.70364 | 0.70068 | 0.698 | 0.69531 | 0.69255 | 0.6896 | 0.68675 | 0.68386 | 0.68121 | 0.67875 | 0.67643
PG&E | MW | Commercial | Com - Motel | HVAC | No | HVAC - Chiller (Reciprocating) | 0.94282 | 0.96096 | 0.9786 | 0.99692 | 1.0148 | 1.0319 | 1.0478 | 1.0636 | 1.0789 | 1.0947 | 1.1109 | 1.1273
PG&E | MW | Commercial | Com - Motel | HVAC | No | HVAC - Demand Controlled Ventilation | 1.0192 | 1.0353 | 1.0509 | 1.0672 | 1.083 | 1.0982 | 1.1122 | 1.1262 | 1.1396 | 1.1537 | 1.1681 | 1.1827
PG&E | MW | Commercial | Com - Motel | HVAC | No | HVAC - EER Rated Package Rooftop AC (EER 11) | 1.9935 | 0 | 0 | 0 | 0 | 0 | 0 | 0 | 0 | 0 | 0 | 0
PG&E | MW | Commercial | Com - Motel | HVAC | No | HVAC - Repair Duct System | 1.8088 | 1.781 | 1.7535 | 1.7265 | 1.6999 | 1.6738 | 1.648 | 1.6226 | 1.5976 | 1.573 | 1.5488 | 1.5249
PG&E | MW | Commercial | Com - Motel | HVAC | No | HVAC - SEER Rated Package Rooftop AC (Recharge) | 2.2184 | 2.1842 | 2.1506 | 2.1174 | 2.0848 | 2.0527 | 2.0211 | 1.99 | 1.9593 | 1.9292 | 1.8995 | 1.8702
PG&E | MW | Commercial | Com - Motel | HVAC | No | HVAC - SEER Rated Package Rooftop AC (SEER 14) | 2.7853 | 2.8366 | 0 | 0 | 0 | 0 | 0 | 0 | 0 | 0 | 0 | 0
PG&E | MW | Commercial | Com - Motel | HVAC | No | HVAC - SEER Rated Package Rooftop HP (SEER 15) | 2.5875 | 2.6381 | 1.2477 | 1.2714 | 1.2945 | 1.3167 | 1.3373 | 1.3579 | 1.3777 | 1.3982 | 1.4192 | 1.4404
PG&E | MW | Commercial | Com - Motel | HVAC | No | HVAC - SEER Rated Split System AC (SEER 14) | 1.1439 | 1.1635 | 1.1825 | 0 | 0 | 0 | 0 | 0 | 0 | 0 | 0 | 0
PG&E | MW | Commercial | Com - Motel | HVAC | No | HVAC - SEER Rated Split System HP (SEER 15) | 1.6707 | 1.6993 | 0.80184 | 0.81527 | 0.82833 | 0.84085 | 0.85244 | 0.86399 | 0.87513 | 0.88671 | 0.89858 | 0.91059
PG&E | MW | Commercial | Com - Motel | Lighting | Yes | Lighting - LED Fixture (Replacing T8) - Emerging | 2.8319 | 2.9466 | 3.0622 | 3.1996 | 3.3205 | 3.4413 | 3.5419 | 3.6439 | 3.7455 | 3.8504 | 3.958 | 4.0481
PG&E | MW | Commercial | Com - Motel | Lighting | Yes | Lighting - LED Lamp (Basic High - Indoor) - Emerging | 0.42783 | 0.44271 | 0.45664 | 0.46906 | 0.48144 | 0.063485 | 0.064872 | 0.066131 | 0.067371 | 0.068513 | 0.069683 | 0.070873
PG&E | MW | Commercial | Com - Motel | Lighting | Yes | Lighting - LED Lamp (Basic Low - Indoor) - Emerging | 0.39824 | 0.41266 | 0.42613 | 0.43807 | 0.44998 | 0.070336 | 0.071915 | 0.073344 | 0.074752 | 0.076209 | 0.077533 | 0.078878
PG&E | MW | Commercial | Com - Motel | Lighting | Yes | Lighting - LED Plug-In Indoor Fixture - Emerging | 0.50133 | 0.51709 | 0.53115 | 0.54228 | 0.55502 | 0.032166 | 0.032745 | 0.033431 | 0.033951 | 0.034543 | 0.035096 | 0.035712
PG&E | MW | Commercial | Com - Motel | Lighting | No | Lighting - Cold Cathode Lamp | 0.001345 | 0.0013662 | 0.0013868 | 0.0014083 | 0.0014293 | 0 | 0 | 0 | 0 | 0 | 0 | 0
PG&E | MW | Commercial | Com - Motel | Lighting | No | Lighting - Compact Fluorescent Fixture (Indoor) | 1.1399 | 1.1585 | 1.1767 | 1.1956 | 1.214 | 0 | 0 | 0 | 0 | 0 | 0 | 0
PG&E | MW | Commercial | Com - Motel | Lighting | No | Lighting - Exit Fixture (LED) | 0.30217 | 0.29752 | 0.29294 | 0.28842 | 0.28398 | 0.27961 | 0.2753 | 0.27106 | 0.26689 | 0.26278 | 0.25873 | 0.25475
PG&E | MW | Commercial | Com - Motel | Lighting | No | Lighting - Halogen Lamp (A-Line) | 0.0086745 | 0.0088113 | 0.0089441 | 0.0090828 | 0.0092177 | 0 | 0 | 0 | 0 | 0 | 0 | 0
PG&E | MW | Commercial | Com - Motel | Lighting | No | Lighting - High Bay HID to T5 | 0.1298 | 0.13191 | 0.13395 | 0.13608 | 0.13816 | 0.14014 | 0.14198 | 0.14381 | 0.14557 | 0.14741 | 0.14929 | 0.1512
PG&E | MW | Commercial | Com - Motel | Lighting | No | Lighting - Induction Fixture (Indoor) | 0.10149 | 0.10309 | 0.10464 | 0.10627 | 0.10784 | 0.10936 | 0.11075 | 0.11214 | 0.11348 | 0.11488 | 0.11631 | 0.11777
PG&E | MW | Commercial | Com - Motel | Lighting | No | Lighting - Linear Fluorescent Delamping | 0.0068298 | 0.0067246 | 0.0049658 | 0.0032596 | 0.0016047 | 0 | 0 | 0 | 0 | 0 | 0 | 0
PG&E | MW | Commercial | Com - Motel | Lighting | No | Lighting - Low Bay HID to T5 | 0.0085505 | 0.0086891 | 0.0088237 | 0.0089642 | 0.0091008 | 0.0092316 | 0.0093525 | 0.0094731 | 0.0095893 | 0.0097103 | 0.0098343 | 0.00996
PG&E | MW | Commercial | Com - Motel | Lighting | No | Lighting - Occupancy Sensor | 0.4433 | 0.45032 | 0.45714 | 0.46426 | 0.47118 | 0.4778 | 0.48392 | 0.49002 | 0.4959 | 0.50203 | 0.50831 | 0.51469
PG&E | MW | Commercial | Com - Motel | Lighting | No | Lighting - Plug-In Fixture (Linear Fluorescent) | 0.46172 | 0.46921 | 0.47648 | 0.48406 | 0.49143 | 0 | 0 | 0 | 0 | 0 | 0 | 0
PG&E | MW | Commercial | Com - Motel | Lighting | No | Lighting - Plug-In Fixture (MH Directional) | 0.030795 | 0.031294 | 0.031779 | 0.032285 | 0.032777 | 0.033248 | 0.033683 | 0.034117 | 0.034536 | 0.034972 | 0.035418 | 0.035871
PG&E | MW | Commercial | Com - Motel | Lighting | No | Lighting - Plug-In Fixture (PSMH with Electronic Ballast) | 0.2484 | 0.25243 | 0.25634 | 0.26042 | 0.26439 | 0.26819 | 0.2717 | 0.2752 | 0.27858 | 0.28209 | 0.2857 | 0.28935
PG&E | MW | Commercial | Com - Motel | ProcHeat | No | ProcHeat - Boiler Draft Fan | 0.10236 | 0.10398 | 0.10555 | 0.10718 | 0.10877 | 0.1103 | 0.1117 | 0.11311 | 0.11446 | 0.11587 | 0.11731 | 0.11878
PG&E | MW | Commercial | Com - Motel | SHW | No | SHW - EF Rated Instantaneous Water Heater (Electric) | 0.0092228 | 0.0093677 | 0.0095085 | 0.0096554 | 0.0097983 | 0.009935 | 0.010061 | 0.010187 | 0.010309 | 0.010435 | 0.010565 | 0.010696
PG&E | MW | Commercial | Com - Motel | Service | No | HVAC - Comprehensive Rooftop Unit Quality Maintenance | 1.191e-06 | 1.1726e-06 | 1.1546e-06 | 1.1368e-06 | 1.1193e-06 | 1.102e-06 | 1.0851e-06 | 1.0683e-06 | 1.0519e-06 | 1.0357e-06 | 1.0197e-06 | 1.004e-06
PG&E | MW | Commercial | Com - Motel | Service | No | Service - HVAC Fault Detection & Diagnositics | 0.0039272 | 0.0039891 | 0.0040493 | 0.004112 | 0.0041731 | 0.0042316 | 0.0042855 | 0.0043394 | 0.0043913 | 0.0044453 | 0.0045007 | 0.004557
PG&E | MW | Commercial | Com - Motel | Service | No | Service - Retro-Commissioning (Electric) | 0.028176 | 0.027742 | 0.027315 | 0.026894 | 0.02648 | 0.026072 | 0.025671 | 0.025276 | 0.024886 | 0.024503 | 0.024126 | 0.023754
PG&E | MW | Commercial | Com - Motel | WholeBlg | No | HVAC - Energy Management System | 0.00047273 | 0.00048019 | 0.00048743 | 0.00049499 | 0.00050234 | 0.00050937 | 0.00051587 | 0.00052235 | 0.00052859 | 0.0005351 | 0.00054177 | 0.00054854
PG&E | MW | Commercial | Com - Motel | WholeBlg | No | WholeBlg - Com RET Level 1 | 6.3907 | 6.2923 | 6.1954 | 6.1 | 6.0061 | 5.9136 | 5.8225 | 5.7328 | 5.6446 | 5.5576 | 5.472 | 5.3878
PG&E | MW | Commercial | Com - Motel | WholeBlg | No | WholeBlg - Com RET Level 2 | 36.0376 | 35.4827 | 34.9362 | 34.3982 | 33.8685 | 33.3469 | 32.8334 | 32.3277 | 31.8299 | 31.3397 | 30.8571 | 30.3819
PG&E | MW | Commercial | Com - Nusing Home | AppPlug | No | AppPlug - Computer Monitor | 1.0293 | 1.0455 | 1.0613 | 1.0777 | 1.0937 | 1.109 | 1.1232 | 1.1373 | 1.1509 | 1.1651 | 1.1796 | 1.1943
PG&E | MW | Commercial | Com - Nusing Home | AppPlug | No | AppPlug - Desktop Computer (Com - Power Management) | 0.47214 | 0.47959 | 0.48682 | 0.49437 | 0.50171 | 0.50874 | 0.51523 | 0.5217 | 0.52794 | 0.53444 | 0.5411 | 0.54786
PG&E | MW | Commercial | Com - Nusing Home | AppPlug | No | AppPlug - Occupancy Sensor Plug Strip | 0.53209 | 0.54048 | 0.54863 | 0.55714 | 0.56541 | 0.57333 | 0.58064 | 0.58794 | 0.59497 | 0.60229 | 0.6098 | 0.61742
PG&E | MW | Commercial | Com - Nusing Home | BldgEnv | No | BldgEnv - Attic Batt Insulation | 0.010313 | 0.010154 | 0.0099976 | 0.0098436 | 0.009692 | 0.0095427 | 0.0093958 | 0.0092511 | 0.0091086 | 0.0089684 | 0.0088302 | 0.0086943
PG&E | MW | Commercial | Com - Nusing Home | BldgEnv | No | BldgEnv - Wall Spray On Insulation | 3.7617 | 3.7038 | 3.6467 | 3.5906 | 3.5353 | 3.4808 | 3.4272 | 3.3745 | 3.3225 | 3.2713 | 3.2209 | 3.1713
PG&E | MW | Commercial | Com - Nusing Home | BldgEnv | No | BldgEnv - Window Film | 6.7963 | 6.6917 | 6.5886 | 6.4872 | 6.3873 | 6.2889 | 6.192 | 6.0967 | 6.0028 | 5.9103 | 5.8193 | 5.7297
PG&E | MW | Commercial | Com - Nusing Home | FoodServ | No | FoodServ - Electric Steamer | 0.087565 | 0.088946 | 0.090287 | 0.091687 | 0.093048 | 0.094351 | 0.095555 | 0.096756 | 0.097912 | 0.099117 | 0.10035 | 0.10161
PG&E | MW | Commercial | Com - Nusing Home | FoodServ | No | FoodServ - Oven (Electric) | 0.094987 | 0.096486 | 0.09794 | 0.099459 | 0.10094 | 0.10235 | 0.10365 | 0.10496 | 0.10621 | 0.10752 | 0.10886 | 0.11022
PG&E | MW | Commercial | Com - Nusing Home | HVAC | Yes | HVAC - Advanced Package Rooftop AC (> EER 12) - Emerging | 0 | 6.1178 | 6.1454 | 6.1762 | 6.2058 | 6.2332 | 6.2566 | 6.2804 | 6.3026 | 6.3275 | 6.3543 | 6.3822
PG&E | MW | Commercial | Com - Nusing Home | HVAC | Yes | HVAC - Energy Recovery Ventilation - Emerging | 1.4091 | 1.4313 | 1.4529 | 1.4754 | 1.4974 | 1.5183 | 1.5377 | 1.557 | 1.5756 | 1.595 | 1.6149 | 1.6351
PG&E | MW | Commercial | Com - Nusing Home | HVAC | No | HVAC - Chiller (Centrifugal) | 1.3697 | 1.3531 | 1.3367 | 1.3206 | 1.3048 | 1.2892 | 1.2736 | 1.2584 | 1.2433 | 1.2286 | 1.2142 | 1.2
PG&E | MW | Commercial | Com - Nusing Home | HVAC | No | HVAC - Chiller (Reciprocating) | 1.7369 | 1.7467 | 1.7562 | 1.7666 | 1.7766 | 1.786 | 1.7942 | 1.8024 | 1.8101 | 1.8187 | 1.8277 | 1.8372
PG&E | MW | Commercial | Com - Nusing Home | HVAC | No | HVAC - Demand Controlled Ventilation | 0.59384 | 0.60321 | 0.6123 | 0.62179 | 0.63103 | 0.63986 | 0.64803 | 0.65617 | 0.66401 | 0.67219 | 0.68057 | 0.68907
PG&E | MW | Commercial | Com - Nusing Home | HVAC | No | HVAC - EER Rated Package Rooftop AC (EER 11) | 2.7964 | 0 | 0 | 0 | 0 | 0 | 0 | 0 | 0 | 0 | 0 | 0
PG&E | MW | Commercial | Com - Nusing Home | HVAC | No | HVAC - EER Rated Package Rooftop HP (EER 11) | 0.016539 | 0 | 0 | 0 | 0 | 0 | 0 | 0 | 0 | 0 | 0 | 0
PG&E | MW | Commercial | Com - Nusing Home | HVAC | No | HVAC - Repair Duct System | 3.3353 | 3.2839 | 3.2333 | 3.1835 | 3.1345 | 3.0862 | 3.0387 | 2.9919 | 2.9458 | 2.9005 | 2.8558 | 2.8118
PG&E | MW | Commercial | Com - Nusing Home | HVAC | No | HVAC - SEER Rated Package Rooftop AC (Recharge) | 4.2578 | 4.1922 | 4.1277 | 4.0641 | 4.0015 | 3.9399 | 3.8792 | 3.8195 | 3.7607 | 3.7027 | 3.6457 | 3.5896
PG&E | MW | Commercial | Com - Nusing Home | HVAC | No | HVAC - SEER Rated Package Rooftop AC (SEER 14) | 4.7682 | 4.8433 | 0 | 0 | 0 | 0 | 0 | 0 | 0 | 0 | 0 | 0
PG&E | MW | Commercial | Com - Nusing Home | HVAC | No | HVAC - SEER Rated Package Rooftop HP (SEER 15) | 3.8151 | 3.8764 | 1.8274 | 1.8562 | 1.8842 | 1.9111 | 1.9359 | 1.9606 | 1.9844 | 2.0093 | 2.0347 | 2.0605
PG&E | MW | Commercial | Com - Nusing Home | HVAC | No | HVAC - SEER Rated Split System AC (SEER 14) | 2.5724 | 2.6133 | 2.653 | 0 | 0 | 0 | 0 | 0 | 0 | 0 | 0 | 0
PG&E | MW | Commercial | Com - Nusing Home | HVAC | No | HVAC - SEER Rated Split System HP (SEER 15) | 2.7568 | 2.7981 | 1.3177 | 1.3372 | 1.3561 | 1.3742 | 1.3909 | 1.4076 | 1.4236 | 1.4403 | 1.4575 | 1.4749
PG&E | MW | Commercial | Com - Nusing Home | Lighting | Yes | Lighting - LED Fixture (Replacing T8) - Emerging | 15.5032 | 16.1283 | 16.7577 | 17.507 | 18.1652 | 18.8233 | 19.3709 | 19.9255 | 20.4788 | 21.0497 | 21.6352 | 22.1246
PG&E | MW | Commercial | Com - Nusing Home | Lighting | Yes | Lighting - LED Lamp (Basic High - Indoor) - Emerging | 0.45147 | 0.46698 | 0.48147 | 0.49436 | 0.50721 | 0.066859 | 0.068296 | 0.069599 | 0.070881 | 0.07206 | 0.073269 | 0.074498
PG&E | MW | Commercial | Com - Nusing Home | Lighting | Yes | Lighting - LED Lamp (Basic Low - Indoor) - Emerging | 2.938 | 3.0431 | 3.1411 | 3.2278 | 3.3143 | 0.51786 | 0.52931 | 0.53965 | 0.54983 | 0.56038 | 0.56994 | 0.57966
PG&E | MW | Commercial | Com - Nusing Home | Lighting | Yes | Lighting - LED Plug-In Indoor Fixture - Emerging | 2.1379 | 2.2041 | 2.2631 | 2.3096 | 2.3629 | 0.13689 | 0.13931 | 0.14218 | 0.14434 | 0.14682 | 0.14912 | 0.1517
PG&E | MW | Commercial | Com - Nusing Home | Lighting | No | Lighting - Cold Cathode Lamp | 0.021406 | 0.021743 | 0.022071 | 0.022413 | 0.022746 | 0 | 0 | 0 | 0 | 0 | 0 | 0
PG&E | MW | Commercial | Com - Nusing Home | Lighting | No | Lighting - Compact Fluorescent Fixture (Indoor) | 4.8608 | 4.9382 | 5.0134 | 5.0919 | 5.1682 | 0 | 0 | 0 | 0 | 0 | 0 | 0
PG&E | MW | Commercial | Com - Nusing Home | Lighting | No | Lighting - Exit Fixture (LED) | 0.35584 | 0.35036 | 0.34496 | 0.33965 | 0.33442 | 0.32927 | 0.3242 | 0.31921 | 0.31429 | 0.30945 | 0.30469 | 0.29999
PG&E | MW | Commercial | Com - Nusing Home | Lighting | No | Lighting - Halogen Lamp (A-Line) | 0.0097698 | 0.0099239 | 0.010073 | 0.01023 | 0.010382 | 0 | 0 | 0 | 0 | 0 | 0 | 0
PG&E | MW | Commercial | Com - Nusing Home | Lighting | No | Lighting - High Bay HID to T5 | 0.40596 | 0.41247 | 0.41879 | 0.42538 | 0.43179 | 0.43793 | 0.4436 | 0.44926 | 0.45471 | 0.46039 | 0.46621 | 0.47211
PG&E | MW | Commercial | Com - Nusing Home | Lighting | No | Lighting - Induction Fixture (Indoor) | 0.43054 | 0.43734 | 0.44393 | 0.45081 | 0.45751 | 0.46392 | 0.46983 | 0.47574 | 0.48142 | 0.48735 | 0.49343 | 0.49959
PG&E | MW | Commercial | Com - Nusing Home | Lighting | No | Lighting - Linear Fluorescent Delamping | 0.055505 | 0.05465 | 0.040357 | 0.02649 | 0.013041 | 0 | 0 | 0 | 0 | 0 | 0 | 0
PG&E | MW | Commercial | Com - Nusing Home | Lighting | No | Lighting - Low Bay HID to T5 | 0.0084524 | 0.0085879 | 0.0087194 | 0.0088567 | 0.0089901 | 0.0091179 | 0.009236 | 0.0093538 | 0.0094673 | 0.0095855 | 0.0097067 | 0.0098296
PG&E | MW | Commercial | Com - Nusing Home | Lighting | No | Lighting - Occupancy Sensor | 0.97933 | 0.99435 | 1.0089 | 1.0242 | 1.039 | 1.0532 | 1.0662 | 1.0793 | 1.0919 | 1.105 | 1.1184 | 1.1321
PG&E | MW | Commercial | Com - Nusing Home | Lighting | No | Lighting - Plug-In Fixture (Linear Fluorescent) | 1.9771 | 2.0088 | 2.0396 | 2.0717 | 2.1029 | 0 | 0 | 0 | 0 | 0 | 0 | 0
PG&E | MW | Commercial | Com - Nusing Home | Lighting | No | Lighting - Plug-In Fixture (MH Directional) | 0.13187 | 0.13398 | 0.13603 | 0.13817 | 0.14025 | 0.14225 | 0.14409 | 0.14593 | 0.1477 | 0.14954 | 0.15143 | 0.15335
PG&E | MW | Commercial | Com - Nusing Home | Lighting | No | Lighting - Plug-In Fixture (PSMH with Electronic Ballast) | 1.0637 | 1.0807 | 1.0973 | 1.1145 | 1.1313 | 1.1474 | 1.1623 | 1.1771 | 1.1914 | 1.2063 | 1.2215 | 1.237
PG&E | MW | Commercial | Com - Nusing Home | ProcHeat | No | ProcHeat - Boiler Draft Fan | 0.29459 | 0.29923 | 0.30375 | 0.30845 | 0.31304 | 0.31742 | 0.32147 | 0.32551 | 0.3294 | 0.33345 | 0.33761 | 0.34183
PG&E | MW | Commercial | Com - Nusing Home | SHW | No | SHW - EF Rated Instantaneous Water Heater (Electric) | 0.022228 | 0.022605 | 0.02297 | 0.023351 | 0.023721 | 0.024076 | 0.024405 | 0.024732 | 0.025048 | 0.025376 | 0.025713 | 0.026053
PG&E | MW | Commercial | Com - Nusing Home | Service | No | HVAC - Comprehensive Rooftop Unit Quality Maintenance | 1.3413e-06 | 1.3207e-06 | 1.3003e-06 | 1.2803e-06 | 1.2606e-06 | 1.2412e-06 | 1.2221e-06 | 1.2032e-06 | 1.1847e-06 | 1.1665e-06 | 1.1485e-06 | 1.1308e-06
PG&E | MW | Commercial | Com - Nusing Home | Service | No | Service - HVAC Fault Detection & Diagnositics | 0.004423 | 0.0044928 | 0.0045606 | 0.0046313 | 0.0047 | 0.0047659 | 0.0048267 | 0.0048873 | 0.0049457 | 0.0050066 | 0.005069 | 0.0051324
PG&E | MW | Commercial | Com - Nusing Home | Service | No | Service - Retro-Commissioning (Electric) | 0.031734 | 0.031245 | 0.030764 | 0.03029 | 0.029824 | 0.029365 | 0.028912 | 0.028467 | 0.028029 | 0.027597 | 0.027172 | 0.026754
PG&E | MW | Commercial | Com - Nusing Home | WholeBlg | No | HVAC - Energy Management System | 0.00053242 | 0.00054082 | 0.00054897 | 0.00055749 | 0.00056576 | 0.00057369 | 0.00058101 | 0.00058831 | 0.00059534 | 0.00060267 | 0.00061018 | 0.00061781
PG&E | MW | Commercial | Com - Nusing Home | WholeBlg | No | WholeBlg - Com RET Level 1 | 8.7998 | 8.6643 | 8.5309 | 8.3995 | 8.2701 | 8.1428 | 8.0174 | 7.8939 | 7.7723 | 7.6526 | 7.5348 | 7.4188
PG&E | MW | Commercial | Com - Nusing Home | WholeBlg | No | WholeBlg - Com RET Level 2 | 55.4355 | 54.5818 | 53.7412 | 52.9136 | 52.0988 | 51.2964 | 50.5065 | 49.7287 | 48.9628 | 48.2088 | 47.4664 | 46.7354
PG&E | MW | Commercial | Com - Office (Large) | AppPlug | No | AppPlug - Computer Monitor | 6.1827 | 6.2803 | 6.3749 | 6.4738 | 6.5699 | 6.6619 | 6.7469 | 6.8317 | 6.9134 | 6.9984 | 7.0857 | 7.1742
PG&E | MW | Commercial | Com - Office (Large) | AppPlug | No | AppPlug - Desktop Computer (Com - Power Management) | 2.8361 | 2.8809 | 2.9243 | 2.9696 | 3.0137 | 3.0559 | 3.0949 | 3.1338 | 3.1713 | 3.2103 | 3.2503 | 3.2909
PG&E | MW | Commercial | Com - Office (Large) | AppPlug | No | AppPlug - Occupancy Sensor Plug Strip | 3.1962 | 3.2466 | 3.2956 | 3.3467 | 3.3964 | 3.4439 | 3.4879 | 3.5317 | 3.5739 | 3.6179 | 3.663 | 3.7088
PG&E | MW | Commercial | Com - Office (Large) | BldgEnv | No | BldgEnv - Attic Batt Insulation | 2.8295 | 2.7859 | 2.743 | 2.7007 | 2.6591 | 2.6182 | 2.5779 | 2.5382 | 2.4991 | 2.4606 | 2.4227 | 2.3854
PG&E | MW | Commercial | Com - Office (Large) | BldgEnv | No | BldgEnv - Wall Spray On Insulation | 22.5962 | 22.2482 | 21.9055 | 21.5682 | 21.2361 | 20.909 | 20.587 | 20.27 | 19.9578 | 19.6505 | 19.3479 | 19.0499
PG&E | MW | Commercial | Com - Office (Large) | BldgEnv | No | BldgEnv - Window Film | 68.208 | 67.1576 | 66.1234 | 65.1051 | 64.1025 | 63.1153 | 62.1433 | 61.1863 | 60.2441 | 59.3163 | 58.4028 | 57.5034
PG&E | MW | Commercial | Com - Office (Large) | FoodServ | No | FoodServ - Electric Steamer | 0.30941 | 0.31429 | 0.31903 | 0.32397 | 0.32878 | 0.33339 | 0.33764 | 0.34188 | 0.34597 | 0.35023 | 0.3546 | 0.35903
PG&E | MW | Commercial | Com - Office (Large) | FoodServ | No | FoodServ - Oven (Electric) | 0.35661 | 0.36224 | 0.3677 | 0.3734 | 0.37894 | 0.38425 | 0.38915 | 0.39404 | 0.39875 | 0.40366 | 0.40869 | 0.4138
PG&E | MW | Commercial | Com - Office (Large) | HVAC | Yes | HVAC - Advanced Package Rooftop AC (> EER 12) - Emerging | 0 | 44.0341 | 44.364 | 44.7185 | 45.0612 | 45.3847 | 45.6737 | 45.9639 | 46.2404 | 46.5372 | 46.8478 | 47.1673
PG&E | MW | Commercial | Com - Office (Large) | HVAC | Yes | HVAC - Energy Recovery Ventilation - Emerging | 1.6125 | 1.6379 | 1.6626 | 1.6884 | 1.7135 | 1.7375 | 1.7596 | 1.7817 | 1.8031 | 1.8252 | 1.848 | 1.8711
PG&E | MW | Commercial | Com - Office (Large) | HVAC | No | HVAC - Chiller (Centrifugal) | 14.8421 | 14.7227 | 14.6043 | 14.4909 | 14.3786 | 14.2665 | 14.153 | 14.0419 | 13.9314 | 13.8253 | 13.7228 | 13.6234
PG&E | MW | Commercial | Com - Office (Large) | HVAC | No | HVAC - Chiller (Reciprocating) | 15.3896 | 15.4932 | 15.5929 | 15.701 | 15.8053 | 15.9033 | 15.9899 | 16.0771 | 16.1598 | 16.2495 | 16.344 | 16.4416
PG&E | MW | Commercial | Com - Office (Large) | HVAC | No | HVAC - Demand Controlled Ventilation | 0.38477 | 0.39084 | 0.39673 | 0.40288 | 0.40886 | 0.41459 | 0.41988 | 0.42515 | 0.43024 | 0.43553 | 0.44096 | 0.44647
PG&E | MW | Commercial | Com - Office (Large) | HVAC | No | HVAC - EER Rated Package Rooftop AC (EER 11) | 16.6706 | 0 | 0 | 0 | 0 | 0 | 0 | 0 | 0 | 0 | 0 | 0
PG&E | MW | Commercial | Com - Office (Large) | HVAC | No | HVAC - EER Rated Package Rooftop HP (EER 11) | 0.11454 | 0 | 0 | 0 | 0 | 0 | 0 | 0 | 0 | 0 | 0 | 0
PG&E | MW | Commercial | Com - Office (Large) | HVAC | No | HVAC - Repair Duct System | 16.0073 | 15.7608 | 15.5181 | 15.2791 | 15.0438 | 14.8122 | 14.584 | 14.3595 | 14.1383 | 13.9206 | 13.7062 | 13.4951
PG&E | MW | Commercial | Com - Office (Large) | HVAC | No | HVAC - SEER Rated Package Rooftop AC (Recharge) | 21.1204 | 20.7951 | 20.4749 | 20.1596 | 19.8491 | 19.5434 | 19.2425 | 18.9461 | 18.6544 | 18.3671 | 18.0842 | 17.8057
PG&E | MW | Commercial | Com - Office (Large) | HVAC | No | HVAC - SEER Rated Package Rooftop AC (SEER 14) | 23.9681 | 24.5362 | 0 | 0 | 0 | 0 | 0 | 0 | 0 | 0 | 0 | 0
PG&E | MW | Commercial | Com - Office (Large) | HVAC | No | HVAC - SEER Rated Package Rooftop HP (SEER 15) | 21.4639 | 21.9476 | 10.4085 | 10.6346 | 10.8549 | 11.0667 | 11.2642 | 11.4607 | 11.6508 | 11.8471 | 12.0473 | 12.2494
PG&E | MW | Commercial | Com - Office (Large) | HVAC | No | HVAC - SEER Rated Split System AC (SEER 14) | 9.5825 | 9.7484 | 9.9096 | 0 | 0 | 0 | 0 | 0 | 0 | 0 | 0 | 0
PG&E | MW | Commercial | Com - Office (Large) | HVAC | No | HVAC - SEER Rated Split System HP (SEER 15) | 13.6681 | 13.922 | 6.5784 | 6.6975 | 6.8135 | 6.9247 | 7.0279 | 7.1307 | 7.23 | 7.333 | 7.4383 | 7.5448
PG&E | MW | Commercial | Com - Office (Large) | Lighting | Yes | Lighting - LED Fixture (Replacing T8) - Emerging | 75.6032 | 78.533 | 81.4809 | 85.0043 | 88.0817 | 91.1572 | 93.6984 | 96.2716 | 98.8371 | 101.484 | 104.1972 | 106.4458
PG&E | MW | Commercial | Com - Office (Large) | Lighting | Yes | Lighting - LED Lamp (Basic High - Indoor) - Emerging | 2.4511 | 2.5307 | 2.6048 | 2.67 | 2.735 | 0.35997 | 0.36719 | 0.37369 | 0.38008 | 0.3859 | 0.39189 | 0.39797
PG&E | MW | Commercial | Com - Office (Large) | Lighting | Yes | Lighting - LED Lamp (Basic Low - Indoor) - Emerging | 4.6997 | 4.8589 | 5.0069 | 5.1364 | 5.2656 | 0.8215 | 0.83847 | 0.85369 | 0.86867 | 0.8842 | 0.89815 | 0.91235
PG&E | MW | Commercial | Com - Office (Large) | Lighting | Yes | Lighting - LED Plug-In Indoor Fixture - Emerging | 14.9996 | 15.4366 | 15.8225 | 16.1203 | 16.4662 | 0.9525 | 0.96795 | 0.98656 | 1.0003 | 1.0161 | 1.0308 | 1.0473
PG&E | MW | Commercial | Com - Office (Large) | Lighting | No | Lighting - Cold Cathode Lamp | 0.11137 | 0.11312 | 0.11483 | 0.11661 | 0.11834 | 0 | 0 | 0 | 0 | 0 | 0 | 0
PG&E | MW | Commercial | Com - Office (Large) | Lighting | No | Lighting - Compact Fluorescent Fixture (Indoor) | 36.5568 | 37.0723 | 37.5723 | 38.0961 | 38.6052 | 0 | 0 | 0 | 0 | 0 | 0 | 0
PG&E | MW | Commercial | Com - Office (Large) | Lighting | No | Lighting - Exit Fixture (LED) | 2.4034 | 2.3664 | 2.3299 | 2.294 | 2.2587 | 2.2239 | 2.1897 | 2.156 | 2.1227 | 2.0901 | 2.0579 | 2.0262
PG&E | MW | Commercial | Com - Office (Large) | Lighting | No | Lighting - Halogen Lamp (A-Line) | 0.058686 | 0.059612 | 0.06051 | 0.061449 | 0.062361 | 0 | 0 | 0 | 0 | 0 | 0 | 0
PG&E | MW | Commercial | Com - Office (Large) | Lighting | No | Lighting - High Bay HID to T5 | 2.2181 | 2.2502 | 2.2814 | 2.3141 | 2.3458 | 2.3761 | 2.404 | 2.4319 | 2.4588 | 2.4868 | 2.5156 | 2.5449
PG&E | MW | Commercial | Com - Office (Large) | Lighting | No | Lighting - Induction Fixture (Indoor) | 2.0232 | 2.0551 | 2.0861 | 2.1185 | 2.1499 | 2.18 | 2.2078 | 2.2356 | 2.2623 | 2.2901 | 2.3187 | 2.3477
PG&E | MW | Commercial | Com - Office (Large) | Lighting | No | Lighting - Linear Fluorescent Delamping | 0.19468 | 0.19168 | 0.14155 | 0.092913 | 0.045741 | 0 | 0 | 0 | 0 | 0 | 0 | 0
PG&E | MW | Commercial | Com - Office (Large) | Lighting | No | Lighting - Low Bay HID to T5 | 0.096942 | 0.098347 | 0.09971 | 0.10114 | 0.10252 | 0.10385 | 0.10507 | 0.10629 | 0.10746 | 0.10869 | 0.10995 | 0.11122
PG&E | MW | Commercial | Com - Office (Large) | Lighting | No | Lighting - Occupancy Sensor | 7.4582 | 7.5763 | 7.6909 | 7.8105 | 7.9268 | 8.0382 | 8.141 | 8.2436 | 8.3424 | 8.4454 | 8.551 | 8.6582
PG&E | MW | Commercial | Com - Office (Large) | Lighting | No | Lighting - Plug-In Fixture (Linear Fluorescent) | 13.6633 | 13.8613 | 14.0534 | 14.2545 | 14.4499 | 0 | 0 | 0 | 0 | 0 | 0 | 0
PG&E | MW | Commercial | Com - Office (Large) | Lighting | No | Lighting - Plug-In Fixture (MH Directional) | 0.91128 | 0.92449 | 0.93731 | 0.95072 | 0.96375 | 0.97621 | 0.98769 | 0.99914 | 1.0102 | 1.0217 | 1.0335 | 1.0455
PG&E | MW | Commercial | Com - Office (Large) | Lighting | No | Lighting - Plug-In Fixture (PSMH with Electronic Ballast) | 7.3507 | 7.4573 | 7.5606 | 7.6688 | 7.7739 | 7.8745 | 7.967 | 8.0594 | 8.1484 | 8.2413 | 8.3367 | 8.4336
PG&E | MW | Commercial | Com - Office (Large) | ProcHeat | No | ProcHeat - Boiler Draft Fan | 1.5566 | 1.5811 | 1.605 | 1.6299 | 1.6541 | 1.6772 | 1.6986 | 1.72 | 1.7405 | 1.762 | 1.7839 | 1.8062
PG&E | MW | Commercial | Com - Office (Large) | SHW | No | SHW - EF Rated Instantaneous Water Heater (Electric) | 0.023652 | 0.024026 | 0.024389 | 0.024768 | 0.025136 | 0.025489 | 0.025814 | 0.026139 | 0.026452 | 0.026778 | 0.027112 | 0.027452
PG&E | MW | Commercial | Com - Office (Large) | Service | No | HVAC - Comprehensive Rooftop Unit Quality Maintenance | 8.0572e-06 | 7.9331e-06 | 7.811e-06 | 7.6907e-06 | 7.5722e-06 | 7.4556e-06 | 7.3408e-06 | 7.2278e-06 | 7.1164e-06 | 7.0069e-06 | 6.8989e-06 | 6.7927e-06
PG&E | MW | Commercial | Com - Office (Large) | Service | No | Service - HVAC Fault Detection & Diagnositics | 0.026569 | 0.026988 | 0.027395 | 0.027819 | 0.028233 | 0.028628 | 0.028993 | 0.029357 | 0.029708 | 0.030074 | 0.030449 | 0.03083
PG&E | MW | Commercial | Com - Office (Large) | Service | No | Service - Retro-Commissioning (Electric) | 0.19062 | 0.18769 | 0.1848 | 0.18195 | 0.17915 | 0.17639 | 0.17367 | 0.171 | 0.16836 | 0.16577 | 0.16322 | 0.16071
PG&E | MW | Commercial | Com - Office (Large) | WholeBlg | No | HVAC - Energy Management System | 0.0031982 | 0.0032486 | 0.0032976 | 0.0033488 | 0.0033985 | 0.0034461 | 0.00349 | 0.0035339 | 0.0035761 | 0.0036201 | 0.0036653 | 0.0037111
PG&E | MW | Commercial | Com - Office (Large) | WholeBlg | No | WholeBlg - Com RET Level 1 | 56.7232 | 55.8496 | 54.9896 | 54.1427 | 53.3089 | 52.488 | 51.6796 | 50.8838 | 50.1002 | 49.3286 | 48.569 | 47.821
PG&E | MW | Commercial | Com - Office (Large) | WholeBlg | No | WholeBlg - Com RET Level 2 | 360.4604 | 354.9093 | 349.4437 | 344.0623 | 338.7637 | 333.5467 | 328.4101 | 323.3526 | 318.373 | 313.47 | 308.6426 | 303.8895
PG&E | MW | Commercial | Com - Office (Small) | AppPlug | No | AppPlug - Computer Monitor | 1.943 | 1.9736 | 2.0034 | 2.0345 | 2.0647 | 2.0936 | 2.1203 | 2.1469 | 2.1726 | 2.1993 | 2.2268 | 2.2546
PG&E | MW | Commercial | Com - Office (Small) | AppPlug | No | AppPlug - Desktop Computer (Com - Power Management) | 0.89128 | 0.90534 | 0.91899 | 0.93324 | 0.9471 | 0.96036 | 0.97261 | 0.98483 | 0.99661 | 1.0089 | 1.0215 | 1.0342
PG&E | MW | Commercial | Com - Office (Small) | AppPlug | No | AppPlug - Occupancy Sensor Plug Strip | 1.0044 | 1.0203 | 1.0357 | 1.0517 | 1.0673 | 1.0823 | 1.0961 | 1.1099 | 1.1231 | 1.137 | 1.1511 | 1.1655
PG&E | MW | Commercial | Com - Office (Small) | BldgEnv | No | BldgEnv - Attic Batt Insulation | 0.40923 | 0.40293 | 0.39672 | 0.39062 | 0.3846 | 0.37868 | 0.37285 | 0.3671 | 0.36145 | 0.35588 | 0.3504 | 0.34501
PG&E | MW | Commercial | Com - Office (Small) | BldgEnv | No | BldgEnv - Wall Spray On Insulation | 7.1011 | 6.9918 | 6.8841 | 6.7781 | 6.6737 | 6.5709 | 6.4697 | 6.3701 | 6.272 | 6.1754 | 6.0803 | 5.9867
PG&E | MW | Commercial | Com - Office (Small) | BldgEnv | No | BldgEnv - Window Film | 20.0692 | 19.7601 | 19.4558 | 19.1562 | 18.8612 | 18.5707 | 18.2847 | 18.0031 | 17.7259 | 17.4529 | 17.1841 | 16.9195
PG&E | MW | Commercial | Com - Office (Small) | HVAC | Yes | HVAC - Advanced Package Rooftop AC (> EER 12) - Emerging | 0 | 15.1638 | 15.2933 | 15.4315 | 15.5653 | 15.6921 | 15.8063 | 15.9207 | 16.03 | 16.1466 | 16.2679 | 16.3923
PG&E | MW | Commercial | Com - Office (Small) | HVAC | Yes | HVAC - Energy Recovery Ventilation - Emerging | 0.87634 | 0.89016 | 0.90358 | 0.91759 | 0.93122 | 0.94426 | 0.9563 | 0.96832 | 0.9799 | 0.99196 | 1.0043 | 1.0169
PG&E | MW | Commercial | Com - Office (Small) | HVAC | No | HVAC - Chiller (Centrifugal) | 5.1715 | 5.1321 | 5.0929 | 5.0556 | 5.0185 | 4.9815 | 4.9439 | 4.9071 | 4.8705 | 4.8354 | 4.8016 | 4.7689
PG&E | MW | Commercial | Com - Office (Small) | HVAC | No | HVAC - Chiller (Reciprocating) | 4.9886 | 5.0231 | 5.0563 | 5.0923 | 5.127 | 5.1596 | 5.1885 | 5.2176 | 5.2452 | 5.2751 | 5.3066 | 5.339
PG&E | MW | Commercial | Com - Office (Small) | HVAC | No | HVAC - Demand Controlled Ventilation | 0.19737 | 0.20048 | 0.20351 | 0.20666 | 0.20973 | 0.21267 | 0.21538 | 0.21809 | 0.22069 | 0.22341 | 0.2262 | 0.22902
PG&E | MW | Commercial | Com - Office (Small) | HVAC | No | HVAC - Direct Evaporative Cooler | 3.5071 | 3.5624 | 3.6161 | 3.6722 | 3.7267 | 3.7789 | 3.8271 | 3.8752 | 3.9215 | 3.9698 | 4.0193 | 4.0695
PG&E | MW | Commercial | Com - Office (Small) | HVAC | No | HVAC - EER Rated Package Rooftop AC (EER 11) | 6.0852 | 0 | 0 | 0 | 0 | 0 | 0 | 0 | 0 | 0 | 0 | 0
PG&E | MW | Commercial | Com - Office (Small) | HVAC | No | HVAC - EER Rated Package Rooftop HP (EER 11) | 0.042694 | 0 | 0 | 0 | 0 | 0 | 0 | 0 | 0 | 0 | 0 | 0
PG&E | MW | Commercial | Com - Office (Small) | HVAC | No | HVAC - Repair Duct System | 5.643 | 5.5561 | 5.4706 | 5.3863 | 5.3034 | 5.2217 | 5.1413 | 5.0621 | 4.9842 | 4.9074 | 4.8318 | 4.7574
PG&E | MW | Commercial | Com - Office (Small) | HVAC | No | HVAC - SEER Rated Package Rooftop AC (Recharge) | 7.2231 | 7.1119 | 7.0024 | 6.8945 | 6.7884 | 6.6838 | 6.5809 | 6.4795 | 6.3798 | 6.2815 | 6.1848 | 6.0895
PG&E | MW | Commercial | Com - Office (Small) | HVAC | No | HVAC - SEER Rated Package Rooftop AC (SEER 14) | 8.7284 | 8.9649 | 0 | 0 | 0 | 0 | 0 | 0 | 0 | 0 | 0 | 0
PG&E | MW | Commercial | Com - Office (Small) | HVAC | No | HVAC - SEER Rated Package Rooftop HP (SEER 15) | 7.9739 | 8.1552 | 3.8682 | 3.953 | 4.0356 | 4.1149 | 4.189 | 4.2627 | 4.3339 | 4.4075 | 4.4825 | 4.5582
PG&E | MW | Commercial | Com - Office (Small) | HVAC | No | HVAC - SEER Rated Split System AC (SEER 14) | 2.9388 | 3.002 | 3.0634 | 0 | 0 | 0 | 0 | 0 | 0 | 0 | 0 | 0
PG&E | MW | Commercial | Com - Office (Small) | HVAC | No | HVAC - SEER Rated Split System HP (SEER 15) | 4.8953 | 4.9896 | 2.3592 | 2.4034 | 2.4464 | 2.4877 | 2.5261 | 2.5643 | 2.6012 | 2.6394 | 2.6785 | 2.718
PG&E | MW | Commercial | Com - Office (Small) | Lighting | Yes | Lighting - LED Fixture (Replacing T8) - Emerging | 21.7178 | 22.5946 | 23.4776 | 24.5285 | 25.4518 | 26.375 | 27.1433 | 27.9217 | 28.6979 | 29.4991 | 30.3206 | 31.0077
PG&E | MW | Commercial | Com - Office (Small) | Lighting | Yes | Lighting - LED Lamp (Basic High - Indoor) - Emerging | 0.77878 | 0.80563 | 0.83075 | 0.8531 | 0.87538 | 0.1154 | 0.1179 | 0.12016 | 0.12239 | 0.12443 | 0.12653 | 0.12867
PG&E | MW | Commercial | Com - Office (Small) | Lighting | Yes | Lighting - LED Lamp (Basic Low - Indoor) - Emerging | 1.4932 | 1.5468 | 1.5969 | 1.6412 | 1.6853 | 0.26336 | 0.26921 | 0.2745 | 0.27971 | 0.28511 | 0.29 | 0.29497
PG&E | MW | Commercial | Com - Office (Small) | Lighting | Yes | Lighting - LED Plug-In Indoor Fixture - Emerging | 4.7659 | 4.9143 | 5.0465 | 5.1508 | 5.2704 | 0.30537 | 0.31079 | 0.31723 | 0.32209 | 0.32764 | 0.33282 | 0.3386
PG&E | MW | Commercial | Com - Office (Small) | Lighting | No | Lighting - Cold Cathode Lamp | 0.046929 | 0.047669 | 0.048388 | 0.049138 | 0.049868 | 0 | 0 | 0 | 0 | 0 | 0 | 0
PG&E | MW | Commercial | Com - Office (Small) | Lighting | No | Lighting - Compact Fluorescent Fixture (Indoor) | 11.6151 | 11.8018 | 11.9831 | 12.1723 | 12.3562 | 0 | 0 | 0 | 0 | 0 | 0 | 0
PG&E | MW | Commercial | Com - Office (Small) | Lighting | No | Lighting - Exit Fixture (LED) | 0.69041 | 0.67978 | 0.66931 | 0.659 | 0.64885 | 0.63886 | 0.62902 | 0.61933 | 0.6098 | 0.60041 | 0.59116 | 0.58206
PG&E | MW | Commercial | Com - Office (Small) | Lighting | No | Lighting - Halogen Lamp (A-Line) | 0.018443 | 0.018734 | 0.019016 | 0.019311 | 0.019598 | 0 | 0 | 0 | 0 | 0 | 0 | 0
PG&E | MW | Commercial | Com - Office (Small) | Lighting | No | Lighting - High Bay HID to T5 | 0.63716 | 0.64741 | 0.65736 | 0.66773 | 0.67783 | 0.68749 | 0.69642 | 0.70533 | 0.71392 | 0.72286 | 0.73202 | 0.74132
PG&E | MW | Commercial | Com - Office (Small) | Lighting | No | Lighting - Induction Fixture (Indoor) | 0.78686 | 0.79927 | 0.81133 | 0.82391 | 0.83614 | 0.84785 | 0.85866 | 0.86945 | 0.87985 | 0.89068 | 0.90179 | 0.91305
PG&E | MW | Commercial | Com - Office (Small) | Lighting | No | Lighting - Linear Fluorescent Delamping | 0.059183 | 0.058272 | 0.043031 | 0.028246 | 0.013905 | 0 | 0 | 0 | 0 | 0 | 0 | 0
PG&E | MW | Commercial | Com - Office (Small) | Lighting | No | Lighting - Low Bay HID to T5 | 0.027847 | 0.028295 | 0.02873 | 0.029184 | 0.029625 | 0.030047 | 0.030438 | 0.030827 | 0.031202 | 0.031593 | 0.031993 | 0.0324
PG&E | MW | Commercial | Com - Office (Small) | Lighting | No | Lighting - Occupancy Sensor | 3.5361 | 3.5911 | 3.6445 | 3.7003 | 3.7545 | 3.8064 | 3.8544 | 3.9022 | 3.9482 | 3.9962 | 4.0455 | 4.0954
PG&E | MW | Commercial | Com - Office (Small) | Lighting | No | Lighting - Plug-In Fixture (Linear Fluorescent) | 4.3559 | 4.4259 | 4.4939 | 4.5649 | 4.6339 | 0 | 0 | 0 | 0 | 0 | 0 | 0
PG&E | MW | Commercial | Com - Office (Small) | Lighting | No | Lighting - Plug-In Fixture (MH Directional) | 0.29052 | 0.29519 | 0.29973 | 0.30446 | 0.30906 | 0.31347 | 0.31754 | 0.3216 | 0.32552 | 0.32959 | 0.33377 | 0.33801
PG&E | MW | Commercial | Com - Office (Small) | Lighting | No | Lighting - Plug-In Fixture (PSMH with Electronic Ballast) | 2.3434 | 2.3811 | 2.4177 | 2.4559 | 2.493 | 2.5285 | 2.5614 | 2.5941 | 2.6257 | 2.6586 | 2.6923 | 2.7265
PG&E | MW | Commercial | Com - Office (Small) | ProcHeat | No | ProcHeat - Boiler Draft Fan | 0.90033 | 0.91453 | 0.92832 | 0.94272 | 0.95671 | 0.97011 | 0.98249 | 0.99483 | 1.0067 | 1.0191 | 1.0318 | 1.0447
PG&E | MW | Commercial | Com - Office (Small) | SHW | No | SHW - EF Rated Instantaneous Water Heater (Electric) | 0.042222 | 0.042877 | 0.043513 | 0.044177 | 0.044823 | 0.045441 | 0.046011 | 0.04658 | 0.047129 | 0.0477 | 0.048287 | 0.048881
PG&E | MW | Commercial | Com - Office (Small) | Service | No | HVAC - Comprehensive Rooftop Unit Quality Maintenance | 2.5321e-06 | 2.4931e-06 | 2.4547e-06 | 2.4169e-06 | 2.3797e-06 | 2.343e-06 | 2.3069e-06 | 2.2714e-06 | 2.2364e-06 | 2.202e-06 | 2.1681e-06 | 2.1347e-06
PG&E | MW | Commercial | Com - Office (Small) | Service | No | Service - HVAC Fault Detection & Diagnositics | 0.0083495 | 0.0084812 | 0.0086091 | 0.0087426 | 0.0088724 | 0.0089967 | 0.0091114 | 0.0092259 | 0.0093362 | 0.0094511 | 0.009569 | 0.0096885
PG&E | MW | Commercial | Com - Office (Small) | Service | No | Service - Retro-Commissioning (Electric) | 0.059905 | 0.058983 | 0.058074 | 0.05718 | 0.056299 | 0.055432 | 0.054579 | 0.053738 | 0.052911 | 0.052096 | 0.051294 | 0.050504
PG&E | MW | Commercial | Com - Office (Small) | WholeBlg | No | HVAC - Energy Management System | 0.0010051 | 0.0010209 | 0.0010363 | 0.0010524 | 0.001068 | 0.001083 | 0.0010968 | 0.0011106 | 0.0011238 | 0.0011377 | 0.0011519 | 0.0011663
PG&E | MW | Commercial | Com - Office (Small) | WholeBlg | No | WholeBlg - Com RET Level 1 | 17.748 | 17.4747 | 17.2056 | 16.9406 | 16.6797 | 16.4229 | 16.1699 | 15.9209 | 15.6757 | 15.4343 | 15.1966 | 14.9626
PG&E | MW | Commercial | Com - Office (Small) | WholeBlg | No | WholeBlg - Com RET Level 2 | 120.8364 | 118.9755 | 117.1433 | 115.3393 | 113.5631 | 111.8142 | 110.0923 | 108.3969 | 106.7275 | 105.0839 | 103.4657 | 101.8723
PG&E | MW | Commercial | Com - Restaurant (Fast Food) | AppPlug | No | AppPlug - Computer Monitor | 0.35513 | 0.36073 | 0.36617 | 0.37185 | 0.37737 | 0.38266 | 0.38754 | 0.39241 | 0.3971 | 0.40199 | 0.407 | 0.41208
PG&E | MW | Commercial | Com - Restaurant (Fast Food) | AppPlug | No | AppPlug - Desktop Computer (Com - Power Management) | 0.1629 | 0.16547 | 0.16797 | 0.17057 | 0.17311 | 0.17553 | 0.17777 | 0.18 | 0.18216 | 0.1844 | 0.1867 | 0.18903
PG&E | MW | Commercial | Com - Restaurant (Fast Food) | AppPlug | No | AppPlug - Occupancy Sensor Plug Strip | 0.18359 | 0.18648 | 0.1893 | 0.19223 | 0.19509 | 0.19782 | 0.20034 | 0.20286 | 0.20528 | 0.20781 | 0.2104 | 0.21303
PG&E | MW | Commercial | Com - Restaurant (Fast Food) | BldgEnv | No | BldgEnv - Wall Spray On Insulation | 1.2979 | 1.2779 | 1.2582 | 1.2389 | 1.2198 | 1.201 | 1.1825 | 1.1643 | 1.1464 | 1.1287 | 1.1113 | 1.0942
PG&E | MW | Commercial | Com - Restaurant (Fast Food) | BldgEnv | No | BldgEnv - Window Film | 4.0929 | 4.0299 | 3.9678 | 3.9067 | 3.8465 | 3.7873 | 3.729 | 3.6716 | 3.615 | 3.5593 | 3.5045 | 3.4506
PG&E | MW | Commercial | Com - Restaurant (Fast Food) | ComRefrig | No | ComRefrig - Strip Curtain for Walk In Refrigerator | 1.0014 | 0.98599 | 0.9708 | 0.95585 | 0.94113 | 0.92664 | 0.91237 | 0.89832 | 0.88449 | 0.87086 | 0.85745 | 0.84425
PG&E | MW | Commercial | Com - Restaurant (Fast Food) | FoodServ | No | FoodServ - Electric Griddle | 0.0021342 | 0.0021679 | 0.0022006 | 0.0022347 | 0.0022679 | 0.0022997 | 0.002329 | 0.0023582 | 0.0023864 | 0.0024158 | 0.0024459 | 0.0024765
PG&E | MW | Commercial | Com - Restaurant (Fast Food) | FoodServ | No | FoodServ - Electric Steamer | 0.85306 | 0.86652 | 0.87958 | 0.89322 | 0.90648 | 0.91918 | 0.9309 | 0.9426 | 0.95387 | 0.96561 | 0.97765 | 0.98987
PG&E | MW | Commercial | Com - Restaurant (Fast Food) | FoodServ | No | FoodServ - Fryer (Electric) | 0.056048 | 0.056932 | 0.057791 | 0.058687 | 0.059558 | 0.060392 | 0.061163 | 0.061931 | 0.062671 | 0.063443 | 0.064234 | 0.065036
PG&E | MW | Commercial | Com - Restaurant (Fast Food) | FoodServ | No | FoodServ - Grill to Order Cabinet | 0.75627 | 0.7682 | 0.77978 | 0.79187 | 0.80363 | 0.81489 | 0.82528 | 0.83565 | 0.84564 | 0.85605 | 0.86673 | 0.87755
PG&E | MW | Commercial | Com - Restaurant (Fast Food) | FoodServ | No | FoodServ - Oven (Electric) | 0.22942 | 0.23303 | 0.23655 | 0.24022 | 0.24378 | 0.2472 | 0.25035 | 0.25349 | 0.25653 | 0.25968 | 0.26292 | 0.26621
PG&E | MW | Commercial | Com - Restaurant (Fast Food) | HVAC | Yes | HVAC - Advanced Package Rooftop AC (> EER 12) - Emerging | 0 | 4.219 | 4.154 | 4.0901 | 4.0271 | 3.9651 | 3.904 | 3.8439 | 3.7847 | 3.7264 | 3.669 | 3.6125
PG&E | MW | Commercial | Com - Restaurant (Fast Food) | HVAC | No | HVAC - Direct Evaporative Cooler | 1.0691 | 1.0859 | 1.1023 | 1.1194 | 1.136 | 1.1519 | 1.1666 | 1.1813 | 1.1954 | 1.2101 | 1.2252 | 1.2405
PG&E | MW | Commercial | Com - Restaurant (Fast Food) | HVAC | No | HVAC - EER Rated Package Rooftop HP (EER 11) | 0.38784 | 0.027021 | 0.040145 | 0.053464 | 0.066494 | 0.079137 | 0.091188 | 0.10313 | 0.11476 | 0.12655 | 0.1384 | 0.15025
PG&E | MW | Commercial | Com - Restaurant (Fast Food) | HVAC | No | HVAC - Repair Duct System | 2.1903 | 2.1566 | 2.1234 | 2.0907 | 2.0585 | 2.0268 | 1.9956 | 1.9648 | 1.9346 | 1.9048 | 1.8754 | 1.8466
PG&E | MW | Commercial | Com - Restaurant (Fast Food) | HVAC | No | HVAC - SEER Rated Package Rooftop AC (Recharge) | 2.1398 | 2.1068 | 2.0744 | 2.0424 | 2.011 | 1.98 | 1.9495 | 1.9195 | 1.8899 | 1.8608 | 1.8322 | 1.804
PG&E | MW | Commercial | Com - Restaurant (Fast Food) | HVAC | No | HVAC - SEER Rated Package Rooftop AC (SEER 14) | 2.5277 | 2.5683 | 0 | 0 | 0 | 0 | 0 | 0 | 0 | 0 | 0 | 0
PG&E | MW | Commercial | Com - Restaurant (Fast Food) | HVAC | No | HVAC - SEER Rated Package Rooftop HP (SEER 15) | 2.673 | 2.7282 | 1.2915 | 1.3174 | 1.3425 | 1.3667 | 1.3891 | 1.4115 | 1.4331 | 1.4555 | 1.4783 | 1.5014
PG&E | MW | Commercial | Com - Restaurant (Fast Food) | HVAC | No | HVAC - SEER Rated Split System AC (SEER 14) | 1.1171 | 1.1344 | 1.1513 | 0 | 0 | 0 | 0 | 0 | 0 | 0 | 0 | 0
PG&E | MW | Commercial | Com - Restaurant (Fast Food) | HVAC | No | HVAC - SEER Rated Split System HP (SEER 15) | 1.6319 | 1.6591 | 0.78251 | 0.79527 | 0.80767 | 0.81956 | 0.83055 | 0.84152 | 0.85209 | 0.86308 | 0.87435 | 0.88577
PG&E | MW | Commercial | Com - Restaurant (Fast Food) | Lighting | Yes | Lighting - LED Fixture (Replacing T8) - Emerging | 5.0483 | 5.2553 | 5.4638 | 5.7115 | 5.9297 | 6.1479 | 6.3299 | 6.5144 | 6.6983 | 6.8882 | 7.083 | 7.2464
PG&E | MW | Commercial | Com - Restaurant (Fast Food) | Lighting | Yes | Lighting - LED Lamp (Basic High - Indoor) - Emerging | 7.2798 | 7.5352 | 7.7743 | 7.9878 | 8.2006 | 1.0816 | 1.1055 | 1.1272 | 1.1485 | 1.1682 | 1.1884 | 1.2089
PG&E | MW | Commercial | Com - Restaurant (Fast Food) | Lighting | Yes | Lighting - LED Lamp (Basic Low - Indoor) - Emerging | 17.348 | 17.9811 | 18.5731 | 19.0984 | 19.6224 | 3.0678 | 3.1374 | 3.2004 | 3.2625 | 3.3267 | 3.3851 | 3.4445
PG&E | MW | Commercial | Com - Restaurant (Fast Food) | Lighting | Yes | Lighting - LED Plug-In Indoor Fixture - Emerging | 0.98827 | 1.0196 | 1.0476 | 1.0699 | 1.0953 | 0.06349 | 0.064647 | 0.066015 | 0.067054 | 0.068236 | 0.069342 | 0.070573
PG&E | MW | Commercial | Com - Restaurant (Fast Food) | Lighting | No | Lighting - Cold Cathode Lamp | 0.011527 | 0.011709 | 0.011886 | 0.01207 | 0.012249 | 0 | 0 | 0 | 0 | 0 | 0 | 0
PG&E | MW | Commercial | Com - Restaurant (Fast Food) | Lighting | No | Lighting - Compact Fluorescent Fixture (Indoor) | 2.247 | 2.2844 | 2.3208 | 2.3587 | 2.3955 | 0 | 0 | 0 | 0 | 0 | 0 | 0
PG&E | MW | Commercial | Com - Restaurant (Fast Food) | Lighting | No | Lighting - Exit Fixture (LED) | 0.11504 | 0.11327 | 0.11153 | 0.10981 | 0.10812 | 0.10645 | 0.10481 | 0.1032 | 0.10161 | 0.10005 | 0.098505 | 0.096988
PG&E | MW | Commercial | Com - Restaurant (Fast Food) | Lighting | No | Lighting - Halogen Lamp (A-Line) | 0.0033709 | 0.0034241 | 0.0034757 | 0.0035296 | 0.003582 | 0 | 0 | 0 | 0 | 0 | 0 | 0
PG&E | MW | Commercial | Com - Restaurant (Fast Food) | Lighting | No | Lighting - High Bay HID to T5 | 0.15512 | 0.15771 | 0.16022 | 0.16284 | 0.16539 | 0.16783 | 0.17009 | 0.17235 | 0.17452 | 0.17678 | 0.17909 | 0.18144
PG&E | MW | Commercial | Com - Restaurant (Fast Food) | Lighting | No | Lighting - Induction Fixture (Indoor) | 0.16222 | 0.16478 | 0.16727 | 0.16986 | 0.17238 | 0.1748 | 0.17703 | 0.17925 | 0.18139 | 0.18363 | 0.18592 | 0.18824
PG&E | MW | Commercial | Com - Restaurant (Fast Food) | Lighting | No | Lighting - Linear Fluorescent Delamping | 0.096505 | 0.095019 | 0.070167 | 0.046058 | 0.022674 | 0 | 0 | 0 | 0 | 0 | 0 | 0
PG&E | MW | Commercial | Com - Restaurant (Fast Food) | Lighting | No | Lighting - Low Bay HID to T5 | 0.00030904 | 0.0003142 | 0.00031921 | 0.00032443 | 0.00032951 | 0.00033438 | 0.00033888 | 0.00034337 | 0.0003477 | 0.0003522 | 0.00035681 | 0.00036149
PG&E | MW | Commercial | Com - Restaurant (Fast Food) | Lighting | No | Lighting - Occupancy Sensor | 0.40795 | 0.41425 | 0.42036 | 0.42674 | 0.43295 | 0.43889 | 0.44437 | 0.44984 | 0.45511 | 0.46061 | 0.46624 | 0.47196
PG&E | MW | Commercial | Com - Restaurant (Fast Food) | Lighting | No | Lighting - Plug-In Fixture (Linear Fluorescent) | 0.91766 | 0.93298 | 0.94786 | 0.96336 | 0.97845 | 0 | 0 | 0 | 0 | 0 | 0 | 0
PG&E | MW | Commercial | Com - Restaurant (Fast Food) | Lighting | No | Lighting - Plug-In Fixture (MH Directional) | 0.061204 | 0.062226 | 0.063218 | 0.064252 | 0.065258 | 0.066222 | 0.067114 | 0.068003 | 0.06886 | 0.069752 | 0.070665 | 0.071591
PG&E | MW | Commercial | Com - Restaurant (Fast Food) | Lighting | No | Lighting - Plug-In Fixture (PSMH with Electronic Ballast) | 0.49369 | 0.50194 | 0.50994 | 0.51828 | 0.5264 | 0.53417 | 0.54136 | 0.54853 | 0.55545 | 0.56264 | 0.57001 | 0.57748
PG&E | MW | Commercial | Com - Restaurant (Fast Food) | SHW | No | SHW - EF Rated Instantaneous Water Heater (Electric) | 0.039982 | 0.040575 | 0.041149 | 0.04175 | 0.042334 | 0.042893 | 0.043408 | 0.043922 | 0.044417 | 0.044933 | 0.045463 | 0.046002
PG&E | MW | Commercial | Com - Restaurant (Fast Food) | Service | No | HVAC - Comprehensive Rooftop Unit Quality Maintenance | 4.628e-07 | 4.5567e-07 | 4.4866e-07 | 4.4175e-07 | 4.3494e-07 | 4.2825e-07 | 4.2165e-07 | 4.1516e-07 | 4.0876e-07 | 4.0247e-07 | 3.9627e-07 | 3.9017e-07
PG&E | MW | Commercial | Com - Restaurant (Fast Food) | Service | No | Service - HVAC Fault Detection & Diagnositics | 0.0015261 | 0.0015502 | 0.0015735 | 0.0015979 | 0.0016217 | 0.0016444 | 0.0016653 | 0.0016863 | 0.0017064 | 0.0017274 | 0.001749 | 0.0017708
PG&E | MW | Commercial | Com - Restaurant (Fast Food) | Service | No | Service - Retro-Commissioning (Electric) | 0.010949 | 0.010781 | 0.010615 | 0.010451 | 0.01029 | 0.010132 | 0.0099757 | 0.009822 | 0.0096708 | 0.0095219 | 0.0093752 | 0.0092308
PG&E | MW | Commercial | Com - Restaurant (Fast Food) | WholeBlg | No | HVAC - Energy Management System | 0.0001837 | 0.0001866 | 0.00018941 | 0.00019235 | 0.00019521 | 0.00019794 | 0.00020047 | 0.00020298 | 0.00020541 | 0.00020794 | 0.00021053 | 0.00021316
PG&E | MW | Commercial | Com - Restaurant (Fast Food) | WholeBlg | No | WholeBlg - Com RET Level 1 | 8.0303 | 7.9066 | 7.7848 | 7.665 | 7.5469 | 7.4307 | 7.3163 | 7.2036 | 7.0926 | 6.9834 | 6.8759 | 6.77
PG&E | MW | Commercial | Com - Restaurant (Fast Food) | WholeBlg | No | WholeBlg - Com RET Level 2 | 45.6303 | 44.9276 | 44.2357 | 43.5544 | 42.8837 | 42.2233 | 41.5731 | 40.9328 | 40.3025 | 39.6818 | 39.0707 | 38.469
PG&E | MW | Commercial | Com - Restaurant (Sit Down) | AppPlug | No | AppPlug - Computer Monitor | 0.35513 | 0.36073 | 0.36617 | 0.37185 | 0.37737 | 0.38266 | 0.38754 | 0.39241 | 0.3971 | 0.40199 | 0.407 | 0.41208
PG&E | MW | Commercial | Com - Restaurant (Sit Down) | AppPlug | No | AppPlug - Desktop Computer (Com - Power Management) | 0.1629 | 0.16547 | 0.16797 | 0.17057 | 0.17311 | 0.17553 | 0.17777 | 0.18 | 0.18216 | 0.1844 | 0.1867 | 0.18903
PG&E | MW | Commercial | Com - Restaurant (Sit Down) | AppPlug | No | AppPlug - Occupancy Sensor Plug Strip | 0.18359 | 0.18648 | 0.1893 | 0.19223 | 0.19509 | 0.19782 | 0.20034 | 0.20286 | 0.20528 | 0.20781 | 0.2104 | 0.21303
PG&E | MW | Commercial | Com - Restaurant (Sit Down) | BldgEnv | No | BldgEnv - Wall Spray On Insulation | 1.2979 | 1.2779 | 1.2582 | 1.2389 | 1.2198 | 1.201 | 1.1825 | 1.1643 | 1.1464 | 1.1287 | 1.1113 | 1.0942
PG&E | MW | Commercial | Com - Restaurant (Sit Down) | BldgEnv | No | BldgEnv - Window Film | 4.0929 | 4.0299 | 3.9678 | 3.9067 | 3.8465 | 3.7873 | 3.729 | 3.6716 | 3.615 | 3.5593 | 3.5045 | 3.4506
PG&E | MW | Commercial | Com - Restaurant (Sit Down) | ComRefrig | No | ComRefrig - Refrigerated Case Night Cover (Low Temp) | 0.17352 | 0.17085 | 0.16822 | 0.16563 | 0.16308 | 0.16056 | 0.15809 | 0.15566 | 0.15326 | 0.1509 | 0.14858 | 0.14629
PG&E | MW | Commercial | Com - Restaurant (Sit Down) | ComRefrig | No | ComRefrig - Refrigerated Case Night Cover (Med Temp) | 1.3409 | 1.3203 | 1.2999 | 1.2799 | 1.2602 | 1.2408 | 1.2217 | 1.2029 | 1.1843 | 1.1661 | 1.1481 | 1.1305
PG&E | MW | Commercial | Com - Restaurant (Sit Down) | ComRefrig | No | ComRefrig - Strip Curtain for Walk In Refrigerator | 1.0014 | 0.98599 | 0.9708 | 0.95585 | 0.94113 | 0.92664 | 0.91237 | 0.89832 | 0.88449 | 0.87086 | 0.85745 | 0.84425
PG&E | MW | Commercial | Com - Restaurant (Sit Down) | FoodServ | No | FoodServ - Electric Griddle | 0.0021342 | 0.0021679 | 0.0022006 | 0.0022347 | 0.0022679 | 0.0022997 | 0.002329 | 0.0023582 | 0.0023864 | 0.0024158 | 0.0024459 | 0.0024765
PG&E | MW | Commercial | Com - Restaurant (Sit Down) | FoodServ | No | FoodServ - Electric Steamer | 0.85306 | 0.86652 | 0.87958 | 0.89322 | 0.90648 | 0.91918 | 0.9309 | 0.9426 | 0.95387 | 0.96561 | 0.97765 | 0.98987
PG&E | MW | Commercial | Com - Restaurant (Sit Down) | FoodServ | No | FoodServ - Fryer (Electric) | 0.056048 | 0.056932 | 0.057791 | 0.058687 | 0.059558 | 0.060392 | 0.061163 | 0.061931 | 0.062671 | 0.063443 | 0.064234 | 0.065036
PG&E | MW | Commercial | Com - Restaurant (Sit Down) | FoodServ | No | FoodServ - Oven (Electric) | 0.22942 | 0.23303 | 0.23655 | 0.24022 | 0.24378 | 0.2472 | 0.25035 | 0.25349 | 0.25653 | 0.25968 | 0.26292 | 0.26621
PG&E | MW | Commercial | Com - Restaurant (Sit Down) | HVAC | Yes | HVAC - Advanced Package Rooftop AC (> EER 12) - Emerging | 0 | 3.657 | 3.6675 | 3.6798 | 3.6916 | 3.7022 | 3.7107 | 3.7194 | 3.7274 | 3.7369 | 3.7475 | 3.7588
PG&E | MW | Commercial | Com - Restaurant (Sit Down) | HVAC | No | HVAC - Direct Evaporative Cooler | 0.70788 | 0.71904 | 0.72988 | 0.7412 | 0.75221 | 0.76274 | 0.77247 | 0.78218 | 0.79153 | 0.80127 | 0.81126 | 0.8214
PG&E | MW | Commercial | Com - Restaurant (Sit Down) | HVAC | No | HVAC - EER Rated Package Rooftop HP (EER 11) | 0.2992 | 0 | 0 | 0 | 0 | 0 | 0 | 0 | 0 | 0 | 0 | 0
PG&E | MW | Commercial | Com - Restaurant (Sit Down) | HVAC | No | HVAC - Repair Duct System | 1.1841 | 1.1659 | 1.1479 | 1.1302 | 1.1128 | 1.0957 | 1.0788 | 1.0622 | 1.0459 | 1.0297 | 1.0139 | 0.99828
PG&E | MW | Commercial | Com - Restaurant (Sit Down) | HVAC | No | HVAC - SEER Rated Package Rooftop AC (Recharge) | 1.4489 | 1.4265 | 1.4046 | 1.3829 | 1.3616 | 1.3407 | 1.32 | 1.2997 | 1.2797 | 1.26 | 1.2406 | 1.2215
PG&E | MW | Commercial | Com - Restaurant (Sit Down) | HVAC | No | HVAC - SEER Rated Package Rooftop AC (SEER 14) | 1.5651 | 1.6063 | 0 | 0 | 0 | 0 | 0 | 0 | 0 | 0 | 0 | 0
PG&E | MW | Commercial | Com - Restaurant (Sit Down) | HVAC | No | HVAC - SEER Rated Package Rooftop HP (SEER 15) | 2.0645 | 2.0999 | 0.99091 | 1.0075 | 1.0237 | 1.0392 | 1.0536 | 1.0679 | 1.0817 | 1.096 | 1.1107 | 1.1256
PG&E | MW | Commercial | Com - Restaurant (Sit Down) | HVAC | No | HVAC - SEER Rated Split System AC (SEER 14) | 0.64393 | 0.66132 | 0.67825 | 0 | 0 | 0 | 0 | 0 | 0 | 0 | 0 | 0
PG&E | MW | Commercial | Com - Restaurant (Sit Down) | HVAC | No | HVAC - SEER Rated Split System HP (SEER 15) | 1.0881 | 1.1045 | 0.52019 | 0.52791 | 0.53541 | 0.54259 | 0.54921 | 0.55582 | 0.56218 | 0.56881 | 0.57563 | 0.58254
PG&E | MW | Commercial | Com - Restaurant (Sit Down) | Lighting | Yes | Lighting - LED Fixture (Replacing T8) - Emerging | 4.9398 | 5.1464 | 5.3546 | 5.6015 | 5.8195 | 6.0376 | 6.2201 | 6.4051 | 6.5897 | 6.7802 | 6.9756 | 7.1402
PG&E | MW | Commercial | Com - Restaurant (Sit Down) | Lighting | Yes | Lighting - LED Lamp (Basic High - Indoor) - Emerging | 7.2289 | 7.4812 | 7.7174 | 7.928 | 8.138 | 1.0732 | 1.0967 | 1.1181 | 1.1392 | 1.1586 | 1.1784 | 1.1986
PG&E | MW | Commercial | Com - Restaurant (Sit Down) | Lighting | Yes | Lighting - LED Lamp (Basic Low - Indoor) - Emerging | 17.2267 | 17.8523 | 18.4371 | 18.9555 | 19.4726 | 3.044 | 3.1126 | 3.1747 | 3.2358 | 3.2992 | 3.3567 | 3.4152
PG&E | MW | Commercial | Com - Restaurant (Sit Down) | Lighting | Yes | Lighting - LED Plug-In Indoor Fixture - Emerging | 0.98138 | 1.0123 | 1.04 | 1.0619 | 1.0869 | 0.062996 | 0.064136 | 0.065485 | 0.066507 | 0.067671 | 0.06876 | 0.069972
PG&E | MW | Commercial | Com - Restaurant (Sit Down) | Lighting | No | Lighting - Cold Cathode Lamp | 0.011587 | 0.01177 | 0.011947 | 0.012132 | 0.012313 | 0 | 0 | 0 | 0 | 0 | 0 | 0
PG&E | MW | Commercial | Com - Restaurant (Sit Down) | Lighting | No | Lighting - Compact Fluorescent Fixture (Indoor) | 2.2313 | 2.268 | 2.3038 | 2.341 | 2.3772 | 0 | 0 | 0 | 0 | 0 | 0 | 0
PG&E | MW | Commercial | Com - Restaurant (Sit Down) | Lighting | No | Lighting - Exit Fixture (LED) | 0.11741 | 0.1156 | 0.11382 | 0.11207 | 0.11034 | 0.10864 | 0.10697 | 0.10532 | 0.1037 | 0.1021 | 0.10053 | 0.098982
PG&E | MW | Commercial | Com - Restaurant (Sit Down) | Lighting | No | Lighting - Halogen Lamp (A-Line) | 0.0033709 | 0.0034241 | 0.0034757 | 0.0035296 | 0.003582 | 0 | 0 | 0 | 0 | 0 | 0 | 0
PG&E | MW | Commercial | Com - Restaurant (Sit Down) | Lighting | No | Lighting - High Bay HID to T5 | 0.15178 | 0.15444 | 0.15702 | 0.1597 | 0.16232 | 0.16482 | 0.16714 | 0.16946 | 0.17169 | 0.17401 | 0.17638 | 0.17878
PG&E | MW | Commercial | Com - Restaurant (Sit Down) | Lighting | No | Lighting - Induction Fixture (Indoor) | 0.16485 | 0.16745 | 0.16998 | 0.17261 | 0.17518 | 0.17763 | 0.1799 | 0.18216 | 0.18433 | 0.1866 | 0.18893 | 0.19129
PG&E | MW | Commercial | Com - Restaurant (Sit Down) | Lighting | No | Lighting - Linear Fluorescent Delamping | 0.096797 | 0.095306 | 0.070379 | 0.046197 | 0.022743 | 0 | 0 | 0 | 0 | 0 | 0 | 0
PG&E | MW | Commercial | Com - Restaurant (Sit Down) | Lighting | No | Lighting - Low Bay HID to T5 | 0.0003024 | 0.00030769 | 0.00031283 | 0.00031818 | 0.00032339 | 0.00032838 | 0.000333 | 0.00033761 | 0.00034206 | 0.00034668 | 0.0003514 | 0.00035619
PG&E | MW | Commercial | Com - Restaurant (Sit Down) | Lighting | No | Lighting - Occupancy Sensor | 0.41078 | 0.41729 | 0.42361 | 0.43021 | 0.43663 | 0.44277 | 0.44845 | 0.45411 | 0.45956 | 0.46524 | 0.47107 | 0.47698
PG&E | MW | Commercial | Com - Restaurant (Sit Down) | Lighting | No | Lighting - Plug-In Fixture (Linear Fluorescent) | 0.90353 | 0.91933 | 0.93469 | 0.95067 | 0.96623 | 0 | 0 | 0 | 0 | 0 | 0 | 0
PG&E | MW | Commercial | Com - Restaurant (Sit Down) | Lighting | No | Lighting - Plug-In Fixture (MH Directional) | 0.060261 | 0.061316 | 0.06234 | 0.063406 | 0.064443 | 0.065438 | 0.066359 | 0.067277 | 0.068163 | 0.069084 | 0.070026 | 0.07098
PG&E | MW | Commercial | Com - Restaurant (Sit Down) | Lighting | No | Lighting - Plug-In Fixture (PSMH with Electronic Ballast) | 0.48609 | 0.49459 | 0.50285 | 0.51145 | 0.51982 | 0.52784 | 0.53527 | 0.54268 | 0.54983 | 0.55725 | 0.56485 | 0.57255
PG&E | MW | Commercial | Com - Restaurant (Sit Down) | SHW | No | SHW - EF Rated Instantaneous Water Heater (Electric) | 0.013633 | 0.01385 | 0.01406 | 0.01428 | 0.014493 | 0.014698 | 0.014887 | 0.015075 | 0.015256 | 0.015445 | 0.015639 | 0.015836
PG&E | MW | Commercial | Com - Restaurant (Sit Down) | Service | No | HVAC - Comprehensive Rooftop Unit Quality Maintenance | 4.628e-07 | 4.5567e-07 | 4.4866e-07 | 4.4175e-07 | 4.3494e-07 | 4.2825e-07 | 4.2165e-07 | 4.1516e-07 | 4.0876e-07 | 4.0247e-07 | 3.9627e-07 | 3.9017e-07
PG&E | MW | Commercial | Com - Restaurant (Sit Down) | Service | No | Service - HVAC Fault Detection & Diagnositics | 0.0015261 | 0.0015502 | 0.0015735 | 0.0015979 | 0.0016217 | 0.0016444 | 0.0016653 | 0.0016863 | 0.0017064 | 0.0017274 | 0.001749 | 0.0017708
PG&E | MW | Commercial | Com - Restaurant (Sit Down) | Service | No | Service - Retro-Commissioning (Electric) | 0.010949 | 0.010781 | 0.010615 | 0.010451 | 0.01029 | 0.010132 | 0.0099757 | 0.009822 | 0.0096708 | 0.0095219 | 0.0093752 | 0.0092308
PG&E | MW | Commercial | Com - Restaurant (Sit Down) | WholeBlg | No | HVAC - Energy Management System | 0.0001837 | 0.0001866 | 0.00018941 | 0.00019235 | 0.00019521 | 0.00019794 | 0.00020047 | 0.00020298 | 0.00020541 | 0.00020794 | 0.00021053 | 0.00021316
PG&E | MW | Commercial | Com - Restaurant (Sit Down) | WholeBlg | No | WholeBlg - Com RET Level 1 | 7.2953 | 7.1829 | 7.0723 | 6.9634 | 6.8562 | 6.7506 | 6.6466 | 6.5443 | 6.4435 | 6.3442 | 6.2465 | 6.1503
PG&E | MW | Commercial | Com - Restaurant (Sit Down) | WholeBlg | No | WholeBlg - Com RET Level 2 | 42.0518 | 41.4042 | 40.7666 | 40.1388 | 39.5207 | 38.9121 | 38.3128 | 37.7228 | 37.1419 | 36.5699 | 36.0067 | 35.4522
PG&E | MW | Commercial | Com - Retail (Large Multi Level) | AppPlug | No | AppPlug - Computer Monitor | 1.8707 | 1.9002 | 1.9289 | 1.9588 | 1.9879 | 2.0157 | 2.0414 | 2.0671 | 2.0918 | 2.1175 | 2.1439 | 2.1707
PG&E | MW | Commercial | Com - Retail (Large Multi Level) | AppPlug | No | AppPlug - Desktop Computer (Com - Power Management) | 0.85812 | 0.87166 | 0.8848 | 0.89852 | 0.91186 | 0.92463 | 0.93643 | 0.94819 | 0.95953 | 0.97134 | 0.98345 | 0.99574
PG&E | MW | Commercial | Com - Retail (Large Multi Level) | AppPlug | No | AppPlug - Occupancy Sensor Plug Strip | 0.96707 | 0.98233 | 0.99714 | 1.0126 | 1.0276 | 1.042 | 1.0553 | 1.0686 | 1.0814 | 1.0947 | 1.1083 | 1.1222
PG&E | MW | Commercial | Com - Retail (Large Multi Level) | BldgEnv | No | BldgEnv - Wall Spray On Insulation | 6.8369 | 6.7316 | 6.6279 | 6.5259 | 6.4254 | 6.3264 | 6.229 | 6.1331 | 6.0386 | 5.9456 | 5.8541 | 5.7639
PG&E | MW | Commercial | Com - Retail (Large Multi Level) | BldgEnv | No | BldgEnv - Window Film | 10.8865 | 10.7188 | 10.5538 | 10.3912 | 10.2312 | 10.0736 | 9.9185 | 9.7658 | 9.6154 | 9.4673 | 9.3215 | 9.178
PG&E | MW | Commercial | Com - Retail (Large Multi Level) | FoodServ | No | FoodServ - Electric Steamer | 0.065532 | 0.066566 | 0.067569 | 0.068617 | 0.069636 | 0.070611 | 0.071512 | 0.07241 | 0.073276 | 0.074178 | 0.075103 | 0.076041
PG&E | MW | Commercial | Com - Retail (Large Multi Level) | FoodServ | No | FoodServ - Oven (Electric) | 0.77688 | 0.78913 | 0.80103 | 0.81345 | 0.82553 | 0.83709 | 0.84777 | 0.85842 | 0.86868 | 0.87937 | 0.89034 | 0.90146
PG&E | MW | Commercial | Com - Retail (Large Multi Level) | HVAC | Yes | HVAC - Advanced Package Rooftop AC (> EER 12) - Emerging | 0 | 8.1285 | 8.1868 | 8.2496 | 8.3103 | 8.3675 | 8.4185 | 8.4697 | 8.5184 | 8.5709 | 8.6259 | 8.6825
PG&E | MW | Commercial | Com - Retail (Large Multi Level) | HVAC | No | HVAC - Chiller (Centrifugal) | 1.6472 | 1.6275 | 1.6081 | 1.5891 | 1.5704 | 1.5519 | 1.5336 | 1.5155 | 1.4977 | 1.4802 | 1.4632 | 1.4465
PG&E | MW | Commercial | Com - Retail (Large Multi Level) | HVAC | No | HVAC - Chiller (Reciprocating) | 2.1889 | 2.2045 | 2.2195 | 2.2357 | 2.2514 | 2.2662 | 2.2792 | 2.2924 | 2.3049 | 2.3184 | 2.3326 | 2.3472
PG&E | MW | Commercial | Com - Retail (Large Multi Level) | HVAC | No | HVAC - EER Rated Package Rooftop AC (EER 11) | 3.4384 | 0 | 0 | 0 | 0 | 0 | 0 | 0 | 0 | 0 | 0 | 0
PG&E | MW | Commercial | Com - Retail (Large Multi Level) | HVAC | No | HVAC - EER Rated Package Rooftop HP (EER 11) | 0.02488 | 0 | 0 | 0 | 0 | 0 | 0 | 0 | 0 | 0 | 0 | 0
PG&E | MW | Commercial | Com - Retail (Large Multi Level) | HVAC | No | HVAC - Repair Duct System | 3.4815 | 3.4279 | 3.3751 | 3.3231 | 3.2719 | 3.2216 | 3.1719 | 3.1231 | 3.075 | 3.0276 | 2.981 | 2.9351
PG&E | MW | Commercial | Com - Retail (Large Multi Level) | HVAC | No | HVAC - SEER Rated Package Rooftop AC (Recharge) | 4.514 | 4.4445 | 4.376 | 4.3087 | 4.2423 | 4.177 | 4.1126 | 4.0493 | 3.9869 | 3.9255 | 3.8651 | 3.8056
PG&E | MW | Commercial | Com - Retail (Large Multi Level) | HVAC | No | HVAC - SEER Rated Package Rooftop AC (SEER 14) | 4.0861 | 4.1494 | 0 | 0 | 0 | 0 | 0 | 0 | 0 | 0 | 0 | 0
PG&E | MW | Commercial | Com - Retail (Large Multi Level) | HVAC | No | HVAC - SEER Rated Package Rooftop HP (SEER 15) | 5.0328 | 5.1322 | 2.4276 | 2.4742 | 2.5195 | 2.563 | 2.6034 | 2.6436 | 2.6825 | 2.7228 | 2.764 | 2.8056
PG&E | MW | Commercial | Com - Retail (Large Multi Level) | HVAC | No | HVAC - SEER Rated Split System AC (SEER 14) | 1.9759 | 2.0031 | 2.0295 | 0 | 0 | 0 | 0 | 0 | 0 | 0 | 0 | 0
PG&E | MW | Commercial | Com - Retail (Large Multi Level) | HVAC | No | HVAC - SEER Rated Split System HP (SEER 15) | 2.9295 | 2.9776 | 1.4041 | 1.4268 | 1.4488 | 1.4698 | 1.4893 | 1.5087 | 1.5275 | 1.547 | 1.5669 | 1.5872
PG&E | MW | Commercial | Com - Retail (Large Multi Level) | Lighting | Yes | Lighting - LED Fixture (Replacing T8) - Emerging | 30.3404 | 31.5805 | 32.8295 | 34.3144 | 35.621 | 36.9279 | 38.0177 | 39.1219 | 40.2232 | 41.36 | 42.5258 | 43.5032
PG&E | MW | Commercial | Com - Retail (Large Multi Level) | Lighting | Yes | Lighting - LED Lamp (Basic High - Indoor) - Emerging | 2.9904 | 3.0913 | 3.1855 | 3.2691 | 3.3524 | 0.4417 | 0.45099 | 0.4594 | 0.46768 | 0.47527 | 0.48305 | 0.49097
PG&E | MW | Commercial | Com - Retail (Large Multi Level) | Lighting | Yes | Lighting - LED Lamp (Basic Low - Indoor) - Emerging | 8.6614 | 8.966 | 9.2499 | 9.5002 | 9.7498 | 1.5227 | 1.5557 | 1.5854 | 1.6147 | 1.645 | 1.6724 | 1.7003
PG&E | MW | Commercial | Com - Retail (Large Multi Level) | Lighting | Yes | Lighting - LED Plug-In Indoor Fixture - Emerging | 4.2805 | 4.4107 | 4.5263 | 4.6168 | 4.7211 | 0.27338 | 0.27809 | 0.2837 | 0.2879 | 0.29271 | 0.29719 | 0.30221
PG&E | MW | Commercial | Com - Retail (Large Multi Level) | Lighting | No | Lighting - Cold Cathode Lamp | 0.045389 | 0.046106 | 0.046801 | 0.047526 | 0.048232 | 0 | 0 | 0 | 0 | 0 | 0 | 0
PG&E | MW | Commercial | Com - Retail (Large Multi Level) | Lighting | No | Lighting - Compact Fluorescent Fixture (Indoor) | 9.7323 | 9.8818 | 10.0269 | 10.1785 | 10.3259 | 0 | 0 | 0 | 0 | 0 | 0 | 0
PG&E | MW | Commercial | Com - Retail (Large Multi Level) | Lighting | No | Lighting - Exit Fixture (LED) | 0.66735 | 0.65708 | 0.64696 | 0.637 | 0.62719 | 0.61753 | 0.60802 | 0.59865 | 0.58943 | 0.58036 | 0.57142 | 0.56262
PG&E | MW | Commercial | Com - Retail (Large Multi Level) | Lighting | No | Lighting - Halogen Lamp (A-Line) | 0.017757 | 0.018037 | 0.018309 | 0.018592 | 0.018869 | 0 | 0 | 0 | 0 | 0 | 0 | 0
PG&E | MW | Commercial | Com - Retail (Large Multi Level) | Lighting | No | Lighting - High Bay HID to T5 | 4.1204 | 4.1886 | 4.2549 | 4.324 | 4.3913 | 4.4556 | 4.5152 | 4.5746 | 4.6319 | 4.6914 | 4.7525 | 4.8143
PG&E | MW | Commercial | Com - Retail (Large Multi Level) | Lighting | No | Lighting - Induction Fixture (Indoor) | 0.81852 | 0.83144 | 0.84397 | 0.85706 | 0.86979 | 0.88197 | 0.89322 | 0.90444 | 0.91525 | 0.92652 | 0.93807 | 0.94979
PG&E | MW | Commercial | Com - Retail (Large Multi Level) | Lighting | No | Lighting - Linear Fluorescent Delamping | 0.073439 | 0.072308 | 0.053396 | 0.035049 | 0.017255 | 0 | 0 | 0 | 0 | 0 | 0 | 0
PG&E | MW | Commercial | Com - Retail (Large Multi Level) | Lighting | No | Lighting - Low Bay HID to T5 | 0.14029 | 0.14262 | 0.14487 | 0.14723 | 0.14952 | 0.15171 | 0.15374 | 0.15576 | 0.15771 | 0.15974 | 0.16182 | 0.16392
PG&E | MW | Commercial | Com - Retail (Large Multi Level) | Lighting | No | Lighting - Occupancy Sensor | 0.19734 | 0.20141 | 0.20537 | 0.20947 | 0.21346 | 0.2173 | 0.22087 | 0.22442 | 0.22786 | 0.23141 | 0.23504 | 0.23871
PG&E | MW | Commercial | Com - Retail (Large Multi Level) | Lighting | No | Lighting - Plug-In Fixture (Linear Fluorescent) | 3.8392 | 3.9026 | 3.9643 | 4.0285 | 4.091 | 0 | 0 | 0 | 0 | 0 | 0 | 0
PG&E | MW | Commercial | Com - Retail (Large Multi Level) | Lighting | No | Lighting - Plug-In Fixture (MH Directional) | 0.25606 | 0.26029 | 0.2644 | 0.26869 | 0.27286 | 0.27685 | 0.28054 | 0.28422 | 0.28778 | 0.29147 | 0.29525 | 0.29909
PG&E | MW | Commercial | Com - Retail (Large Multi Level) | Lighting | No | Lighting - Plug-In Fixture (PSMH with Electronic Ballast) | 2.0654 | 2.0996 | 2.1327 | 2.1673 | 2.2009 | 2.2332 | 2.2629 | 2.2927 | 2.3213 | 2.3511 | 2.3816 | 2.4126
PG&E | MW | Commercial | Com - Retail (Large Multi Level) | ProcHeat | No | ProcHeat - Boiler Draft Fan | 0.38397 | 0.39003 | 0.39591 | 0.40205 | 0.40802 | 0.41373 | 0.41901 | 0.42427 | 0.42935 | 0.43463 | 0.44005 | 0.44555
PG&E | MW | Commercial | Com - Retail (Large Multi Level) | SHW | No | SHW - EF Rated Instantaneous Water Heater (Electric) | 0.0069518 | 0.007061 | 0.0071671 | 0.0072779 | 0.0073856 | 0.0074886 | 0.0075838 | 0.0076788 | 0.0077703 | 0.0078656 | 0.0079634 | 0.0080626
PG&E | MW | Commercial | Com - Retail (Large Multi Level) | Service | No | HVAC - Comprehensive Rooftop Unit Quality Maintenance | 2.4379e-06 | 2.4003e-06 | 2.3634e-06 | 2.327e-06 | 2.2911e-06 | 2.2558e-06 | 2.2211e-06 | 2.1869e-06 | 2.1532e-06 | 2.1201e-06 | 2.0874e-06 | 2.0553e-06
PG&E | MW | Commercial | Com - Retail (Large Multi Level) | Service | No | Service - HVAC Fault Detection & Diagnositics | 0.0080389 | 0.0081657 | 0.0082888 | 0.0084173 | 0.0085423 | 0.0086619 | 0.0087724 | 0.0088826 | 0.0089888 | 0.0090995 | 0.009213 | 0.0093281
PG&E | MW | Commercial | Com - Retail (Large Multi Level) | Service | No | Service - Retro-Commissioning (Electric) | 0.057676 | 0.056788 | 0.055914 | 0.055053 | 0.054205 | 0.05337 | 0.052548 | 0.051739 | 0.050942 | 0.050158 | 0.049385 | 0.048625
PG&E | MW | Commercial | Com - Retail (Large Multi Level) | WholeBlg | No | HVAC - Energy Management System | 0.00096768 | 0.00098294 | 0.00099776 | 0.0010132 | 0.0010283 | 0.0010427 | 0.001056 | 0.0010692 | 0.001082 | 0.0010953 | 0.001109 | 0.0011229
PG&E | MW | Commercial | Com - Retail (Large Multi Level) | WholeBlg | No | WholeBlg - Com RET Level 1 | 12.169 | 11.9816 | 11.7971 | 11.6154 | 11.4365 | 11.2604 | 11.087 | 10.9163 | 10.7482 | 10.5826 | 10.4197 | 10.2592
PG&E | MW | Commercial | Com - Retail (Large Multi Level) | WholeBlg | No | WholeBlg - Com RET Level 2 | 82.0157 | 80.7527 | 79.5091 | 78.2846 | 77.0791 | 75.892 | 74.7233 | 73.5726 | 72.4396 | 71.324 | 70.2256 | 69.1441
PG&E | MW | Commercial | Com - Retail (Large Single Level) | AppPlug | No | AppPlug - Computer Monitor | 1.8707 | 1.9002 | 1.9289 | 1.9588 | 1.9879 | 2.0157 | 2.0414 | 2.0671 | 2.0918 | 2.1175 | 2.1439 | 2.1707
PG&E | MW | Commercial | Com - Retail (Large Single Level) | AppPlug | No | AppPlug - Desktop Computer (Com - Power Management) | 0.85812 | 0.87166 | 0.8848 | 0.89852 | 0.91186 | 0.92463 | 0.93643 | 0.94819 | 0.95953 | 0.97134 | 0.98345 | 0.99574
PG&E | MW | Commercial | Com - Retail (Large Single Level) | AppPlug | No | AppPlug - Occupancy Sensor Plug Strip | 0.96707 | 0.98233 | 0.99714 | 1.0126 | 1.0276 | 1.042 | 1.0553 | 1.0686 | 1.0814 | 1.0947 | 1.1083 | 1.1222
PG&E | MW | Commercial | Com - Retail (Large Single Level) | BldgEnv | No | BldgEnv - Attic Batt Insulation | 0.37526 | 0.36948 | 0.36379 | 0.35819 | 0.35268 | 0.34724 | 0.3419 | 0.33663 | 0.33145 | 0.32634 | 0.32132 | 0.31637
PG&E | MW | Commercial | Com - Retail (Large Single Level) | BldgEnv | No | BldgEnv - Wall Spray On Insulation | 6.8369 | 6.7316 | 6.6279 | 6.5259 | 6.4254 | 6.3264 | 6.229 | 6.1331 | 6.0386 | 5.9456 | 5.8541 | 5.7639
PG&E | MW | Commercial | Com - Retail (Large Single Level) | BldgEnv | No | BldgEnv - Window Film | 10.8865 | 10.7188 | 10.5538 | 10.3912 | 10.2312 | 10.0736 | 9.9185 | 9.7658 | 9.6154 | 9.4673 | 9.3215 | 9.178
PG&E | MW | Commercial | Com - Retail (Large Single Level) | FoodServ | No | FoodServ - Electric Steamer | 0.065532 | 0.066566 | 0.067569 | 0.068617 | 0.069636 | 0.070611 | 0.071512 | 0.07241 | 0.073276 | 0.074178 | 0.075103 | 0.076041
PG&E | MW | Commercial | Com - Retail (Large Single Level) | FoodServ | No | FoodServ - Oven (Electric) | 0.77688 | 0.78913 | 0.80103 | 0.81345 | 0.82553 | 0.83709 | 0.84777 | 0.85842 | 0.86868 | 0.87937 | 0.89034 | 0.90146
PG&E | MW | Commercial | Com - Retail (Large Single Level) | HVAC | Yes | HVAC - Advanced Package Rooftop AC (> EER 12) - Emerging | 0 | 8.8403 | 8.8817 | 8.9277 | 8.9719 | 9.013 | 9.0482 | 9.0839 | 9.1174 | 9.1547 | 9.1947 | 9.2365
PG&E | MW | Commercial | Com - Retail (Large Single Level) | HVAC | No | HVAC - Direct Evaporative Cooler | 1.9134 | 1.9436 | 1.9729 | 2.0035 | 2.0332 | 2.0617 | 2.088 | 2.1142 | 2.1395 | 2.1659 | 2.1929 | 2.2203
PG&E | MW | Commercial | Com - Retail (Large Single Level) | HVAC | No | HVAC - EER Rated Package Rooftop HP (EER 11) | 0.78256 | 0 | 0 | 0 | 0 | 0 | 0 | 0 | 0 | 0 | 0 | 0
PG&E | MW | Commercial | Com - Retail (Large Single Level) | HVAC | No | HVAC - Repair Duct System | 5.493 | 5.4084 | 5.3251 | 5.2431 | 5.1624 | 5.0829 | 5.0046 | 4.9275 | 4.8516 | 4.7769 | 4.7033 | 4.6309
PG&E | MW | Commercial | Com - Retail (Large Single Level) | HVAC | No | HVAC - SEER Rated Package Rooftop AC (Recharge) | 5.3856 | 5.3026 | 5.221 | 5.1406 | 5.0614 | 4.9835 | 4.9067 | 4.8312 | 4.7568 | 4.6835 | 4.6114 | 4.5404
PG&E | MW | Commercial | Com - Retail (Large Single Level) | HVAC | No | HVAC - SEER Rated Package Rooftop AC (SEER 14) | 4.6983 | 4.7681 | 0 | 0 | 0 | 0 | 0 | 0 | 0 | 0 | 0 | 0
PG&E | MW | Commercial | Com - Retail (Large Single Level) | HVAC | No | HVAC - SEER Rated Package Rooftop HP (SEER 15) | 5.3301 | 5.4362 | 2.5718 | 2.6215 | 2.6699 | 2.7164 | 2.7596 | 2.8026 | 2.8442 | 2.8872 | 2.9312 | 2.9756
PG&E | MW | Commercial | Com - Retail (Large Single Level) | HVAC | No | HVAC - SEER Rated Split System AC (SEER 14) | 2.1113 | 2.1408 | 2.1694 | 0 | 0 | 0 | 0 | 0 | 0 | 0 | 0 | 0
PG&E | MW | Commercial | Com - Retail (Large Single Level) | HVAC | No | HVAC - SEER Rated Split System HP (SEER 15) | 3.1173 | 3.1691 | 1.4947 | 1.5191 | 1.5428 | 1.5655 | 1.5865 | 1.6074 | 1.6276 | 1.6486 | 1.6702 | 1.692
PG&E | MW | Commercial | Com - Retail (Large Single Level) | Lighting | Yes | Lighting - LED Fixture (Replacing T8) - Emerging | 33.834 | 35.2289 | 36.6339 | 38.3029 | 39.7733 | 41.2441 | 42.4724 | 43.717 | 44.9585 | 46.24 | 47.5543 | 48.6582
PG&E | MW | Commercial | Com - Retail (Large Single Level) | Lighting | Yes | Lighting - LED Lamp (Basic High - Indoor) - Emerging | 3.2582 | 3.373 | 3.4806 | 3.5767 | 3.6724 | 0.48445 | 0.49519 | 0.50497 | 0.51459 | 0.52347 | 0.53257 | 0.54182
PG&E | MW | Commercial | Com - Retail (Large Single Level) | Lighting | Yes | Lighting - LED Lamp (Basic Low - Indoor) - Emerging | 9.4371 | 9.783 | 10.1066 | 10.394 | 10.6806 | 1.6701 | 1.7081 | 1.7426 | 1.7766 | 1.8118 | 1.8438 | 1.8764
PG&E | MW | Commercial | Com - Retail (Large Single Level) | Lighting | Yes | Lighting - LED Plug-In Indoor Fixture - Emerging | 4.6638 | 4.8125 | 4.9454 | 5.0511 | 5.1717 | 0.29983 | 0.30533 | 0.31183 | 0.31677 | 0.32239 | 0.32765 | 0.3335
PG&E | MW | Commercial | Com - Retail (Large Single Level) | Lighting | No | Lighting - Cold Cathode Lamp | 0.053503 | 0.054347 | 0.055166 | 0.056022 | 0.056854 | 0 | 0 | 0 | 0 | 0 | 0 | 0
PG&E | MW | Commercial | Com - Retail (Large Single Level) | Lighting | No | Lighting - Compact Fluorescent Fixture (Indoor) | 10.604 | 10.7823 | 10.9556 | 11.1361 | 11.3117 | 0 | 0 | 0 | 0 | 0 | 0 | 0
PG&E | MW | Commercial | Com - Retail (Large Single Level) | Lighting | No | Lighting - Exit Fixture (LED) | 0.63813 | 0.6283 | 0.61862 | 0.6091 | 0.59972 | 0.59048 | 0.58139 | 0.57243 | 0.56362 | 0.55494 | 0.54639 | 0.53798
PG&E | MW | Commercial | Com - Retail (Large Single Level) | Lighting | No | Lighting - Halogen Lamp (A-Line) | 0.017757 | 0.018037 | 0.018309 | 0.018592 | 0.018869 | 0 | 0 | 0 | 0 | 0 | 0 | 0
PG&E | MW | Commercial | Com - Retail (Large Single Level) | Lighting | No | Lighting - High Bay HID to T5 | 4.5948 | 4.6725 | 4.748 | 4.8266 | 4.9031 | 4.9764 | 5.0443 | 5.1119 | 5.1771 | 5.245 | 5.3144 | 5.3848
PG&E | MW | Commercial | Com - Retail (Large Single Level) | Lighting | No | Lighting - Induction Fixture (Indoor) | 0.88223 | 0.89615 | 0.90966 | 0.92377 | 0.93748 | 0.95061 | 0.96274 | 0.97483 | 0.98649 | 0.99863 | 1.0111 | 1.0237
PG&E | MW | Commercial | Com - Retail (Large Single Level) | Lighting | No | Lighting - Linear Fluorescent Delamping | 0.082134 | 0.080869 | 0.059718 | 0.039199 | 0.019297 | 0 | 0 | 0 | 0 | 0 | 0 | 0
PG&E | MW | Commercial | Com - Retail (Large Single Level) | Lighting | No | Lighting - Low Bay HID to T5 | 0.15645 | 0.15909 | 0.16166 | 0.16434 | 0.16695 | 0.16944 | 0.17175 | 0.17405 | 0.17627 | 0.17858 | 0.18095 | 0.18335
PG&E | MW | Commercial | Com - Retail (Large Single Level) | Lighting | No | Lighting - Occupancy Sensor | 0.15155 | 0.15522 | 0.15879 | 0.16248 | 0.16608 | 0.16954 | 0.17277 | 0.17598 | 0.17909 | 0.1823 | 0.18557 | 0.18886
PG&E | MW | Commercial | Com - Retail (Large Single Level) | Lighting | No | Lighting - Plug-In Fixture (Linear Fluorescent) | 4.185 | 4.2558 | 4.3245 | 4.3961 | 4.4658 | 0 | 0 | 0 | 0 | 0 | 0 | 0
PG&E | MW | Commercial | Com - Retail (Large Single Level) | Lighting | No | Lighting - Plug-In Fixture (MH Directional) | 0.27912 | 0.28384 | 0.28843 | 0.2932 | 0.29785 | 0.3023 | 0.30643 | 0.31053 | 0.3145 | 0.31862 | 0.32284 | 0.32711
PG&E | MW | Commercial | Com - Retail (Large Single Level) | Lighting | No | Lighting - Plug-In Fixture (PSMH with Electronic Ballast) | 2.2515 | 2.2896 | 2.3266 | 2.3651 | 2.4026 | 2.4385 | 2.4717 | 2.5049 | 2.5368 | 2.5701 | 2.6041 | 2.6386
PG&E | MW | Commercial | Com - Retail (Large Single Level) | SHW | No | SHW - EF Rated Instantaneous Water Heater (Electric) | 0.0063149 | 0.0064144 | 0.0065109 | 0.0066116 | 0.0067096 | 0.0068034 | 0.00689 | 0.0069764 | 0.0070597 | 0.0071464 | 0.0072354 | 0.0073256
PG&E | MW | Commercial | Com - Retail (Large Single Level) | Service | No | HVAC - Comprehensive Rooftop Unit Quality Maintenance | 2.4379e-06 | 2.4003e-06 | 2.3634e-06 | 2.327e-06 | 2.2911e-06 | 2.2558e-06 | 2.2211e-06 | 2.1869e-06 | 2.1532e-06 | 2.1201e-06 | 2.0874e-06 | 2.0553e-06
PG&E | MW | Commercial | Com - Retail (Large Single Level) | Service | No | Service - HVAC Fault Detection & Diagnositics | 0.0080389 | 0.0081657 | 0.0082888 | 0.0084173 | 0.0085423 | 0.0086619 | 0.0087724 | 0.0088826 | 0.0089888 | 0.0090995 | 0.009213 | 0.0093281
PG&E | MW | Commercial | Com - Retail (Large Single Level) | Service | No | Service - Retro-Commissioning (Electric) | 0.057676 | 0.056788 | 0.055914 | 0.055053 | 0.054205 | 0.05337 | 0.052548 | 0.051739 | 0.050942 | 0.050158 | 0.049385 | 0.048625
PG&E | MW | Commercial | Com - Retail (Large Single Level) | WholeBlg | No | HVAC - Energy Management System | 0.00096768 | 0.00098294 | 0.00099776 | 0.0010132 | 0.0010283 | 0.0010427 | 0.001056 | 0.0010692 | 0.001082 | 0.0010953 | 0.001109 | 0.0011229
PG&E | MW | Commercial | Com - Retail (Large Single Level) | WholeBlg | No | WholeBlg - Com RET Level 1 | 12.4924 | 12.3 | 12.1106 | 11.9241 | 11.7405 | 11.5596 | 11.3816 | 11.2064 | 11.0338 | 10.8639 | 10.6966 | 10.5318
PG&E | MW | Commercial | Com - Retail (Large Single Level) | WholeBlg | No | WholeBlg - Com RET Level 2 | 89.1262 | 87.7537 | 86.4023 | 85.0717 | 83.7616 | 82.4716 | 81.2016 | 79.9511 | 78.7198 | 77.5075 | 76.3139 | 75.1387
PG&E | MW | Commercial | Com - Retail (Small) | AppPlug | No | AppPlug - Computer Monitor | 1.8707 | 1.9002 | 1.9289 | 1.9588 | 1.9879 | 2.0157 | 2.0414 | 2.0671 | 2.0918 | 2.1175 | 2.1439 | 2.1707
PG&E | MW | Commercial | Com - Retail (Small) | AppPlug | No | AppPlug - Desktop Computer (Com - Power Management) | 0.85812 | 0.87166 | 0.8848 | 0.89852 | 0.91186 | 0.92463 | 0.93643 | 0.94819 | 0.95953 | 0.97134 | 0.98345 | 0.99574
PG&E | MW | Commercial | Com - Retail (Small) | AppPlug | No | AppPlug - Occupancy Sensor Plug Strip | 0.96707 | 0.98233 | 0.99714 | 1.0126 | 1.0276 | 1.042 | 1.0553 | 1.0686 | 1.0814 | 1.0947 | 1.1083 | 1.1222
PG&E | MW | Commercial | Com - Retail (Small) | BldgEnv | No | BldgEnv - Wall Spray On Insulation | 6.8369 | 6.7316 | 6.6279 | 6.5259 | 6.4254 | 6.3264 | 6.229 | 6.1331 | 6.0386 | 5.9456 | 5.8541 | 5.7639
PG&E | MW | Commercial | Com - Retail (Small) | BldgEnv | No | BldgEnv - Window Film | 10.8865 | 10.7188 | 10.5538 | 10.3912 | 10.2312 | 10.0736 | 9.9185 | 9.7658 | 9.6154 | 9.4673 | 9.3215 | 9.178
PG&E | MW | Commercial | Com - Retail (Small) | FoodServ | No | FoodServ - Electric Steamer | 0.065532 | 0.066566 | 0.067569 | 0.068617 | 0.069636 | 0.070611 | 0.071512 | 0.07241 | 0.073276 | 0.074178 | 0.075103 | 0.076041
PG&E | MW | Commercial | Com - Retail (Small) | HVAC | Yes | HVAC - Advanced Package Rooftop AC (> EER 12) - Emerging | 0 | 10.1217 | 9.9658 | 9.8124 | 9.6612 | 9.5125 | 9.366 | 9.2217 | 9.0797 | 8.9399 | 8.8022 | 8.6667
PG&E | MW | Commercial | Com - Retail (Small) | HVAC | No | HVAC - Direct Evaporative Cooler | 2.2025 | 2.2372 | 2.271 | 2.3062 | 2.3404 | 2.3732 | 2.4035 | 2.4337 | 2.4628 | 2.4931 | 2.5242 | 2.5557
PG&E | MW | Commercial | Com - Retail (Small) | HVAC | No | HVAC - EER Rated Package Rooftop HP (EER 11) | 0.90929 | 0.061304 | 0.091081 | 0.1213 | 0.15086 | 0.17955 | 0.20689 | 0.23398 | 0.26038 | 0.28711 | 0.314 | 0.34088
PG&E | MW | Commercial | Com - Retail (Small) | HVAC | No | HVAC - Repair Duct System | 4.5242 | 4.4545 | 4.3859 | 4.3184 | 4.2519 | 4.1864 | 4.1219 | 4.0584 | 3.9959 | 3.9344 | 3.8738 | 3.8142
PG&E | MW | Commercial | Com - Retail (Small) | HVAC | No | HVAC - SEER Rated Package Rooftop AC (Recharge) | 5.8452 | 5.7552 | 5.6666 | 5.5793 | 5.4934 | 5.4088 | 5.3255 | 5.2435 | 5.1627 | 5.0832 | 5.0049 | 4.9279
PG&E | MW | Commercial | Com - Retail (Small) | HVAC | No | HVAC - SEER Rated Package Rooftop AC (SEER 14) | 5.5519 | 5.6508 | 0 | 0 | 0 | 0 | 0 | 0 | 0 | 0 | 0 | 0
PG&E | MW | Commercial | Com - Retail (Small) | HVAC | No | HVAC - SEER Rated Package Rooftop HP (SEER 15) | 6.2037 | 6.3293 | 2.9953 | 3.0541 | 3.1114 | 3.1664 | 3.2175 | 3.2685 | 3.3177 | 3.3686 | 3.4206 | 3.4732
PG&E | MW | Commercial | Com - Retail (Small) | HVAC | No | HVAC - SEER Rated Split System AC (SEER 14) | 2.2429 | 2.2783 | 2.3127 | 0 | 0 | 0 | 0 | 0 | 0 | 0 | 0 | 0
PG&E | MW | Commercial | Com - Retail (Small) | HVAC | No | HVAC - SEER Rated Split System HP (SEER 15) | 3.7934 | 3.8567 | 1.8191 | 1.8489 | 1.8778 | 1.9055 | 1.9311 | 1.9567 | 1.9813 | 2.007 | 2.0332 | 2.0599
PG&E | MW | Commercial | Com - Retail (Small) | Lighting | Yes | Lighting - LED Fixture (Replacing T8) - Emerging | 34.6028 | 35.9901 | 37.3869 | 39.0506 | 40.5107 | 41.9707 | 43.1843 | 44.4135 | 45.6395 | 46.9047 | 48.2019 | 49.2852
PG&E | MW | Commercial | Com - Retail (Small) | Lighting | Yes | Lighting - LED Lamp (Basic High - Indoor) - Emerging | 3.2727 | 3.3852 | 3.4903 | 3.5839 | 3.6771 | 0.48472 | 0.49514 | 0.5046 | 0.51391 | 0.52247 | 0.53124 | 0.54016
PG&E | MW | Commercial | Com - Retail (Small) | Lighting | Yes | Lighting - LED Lamp (Basic Low - Indoor) - Emerging | 9.4792 | 9.8183 | 10.1349 | 10.4149 | 10.6941 | 1.671 | 1.708 | 1.7414 | 1.7743 | 1.8083 | 1.8392 | 1.8706
PG&E | MW | Commercial | Com - Retail (Small) | Lighting | Yes | Lighting - LED Plug-In Indoor Fixture - Emerging | 4.6845 | 4.8298 | 4.9592 | 5.0612 | 5.1782 | 0.3 | 0.3053 | 0.3116 | 0.31635 | 0.32177 | 0.32683 | 0.33248
PG&E | MW | Commercial | Com - Retail (Small) | Lighting | No | Lighting - Cold Cathode Lamp | 0.05746 | 0.058367 | 0.059247 | 0.060165 | 0.061059 | 0 | 0 | 0 | 0 | 0 | 0 | 0
PG&E | MW | Commercial | Com - Retail (Small) | Lighting | No | Lighting - Compact Fluorescent Fixture (Indoor) | 10.6512 | 10.8212 | 10.9863 | 11.1585 | 11.326 | 0 | 0 | 0 | 0 | 0 | 0 | 0
PG&E | MW | Commercial | Com - Retail (Small) | Lighting | No | Lighting - Exit Fixture (LED) | 0.65014 | 0.64013 | 0.63027 | 0.62056 | 0.61101 | 0.6016 | 0.59233 | 0.58321 | 0.57423 | 0.56539 | 0.55668 | 0.54811
PG&E | MW | Commercial | Com - Retail (Small) | Lighting | No | Lighting - Halogen Lamp (A-Line) | 0.017757 | 0.018037 | 0.018309 | 0.018592 | 0.018869 | 0 | 0 | 0 | 0 | 0 | 0 | 0
PG&E | MW | Commercial | Com - Retail (Small) | Lighting | No | Lighting - High Bay HID to T5 | 4.6992 | 4.7735 | 4.8456 | 4.9208 | 4.994 | 5.0641 | 5.1288 | 5.1934 | 5.2556 | 5.3203 | 5.3868 | 5.4542
PG&E | MW | Commercial | Com - Retail (Small) | Lighting | No | Lighting - Induction Fixture (Indoor) | 0.93209 | 0.9468 | 0.96107 | 0.97597 | 0.99047 | 1.0043 | 1.0171 | 1.0299 | 1.0422 | 1.0551 | 1.0682 | 1.0816
PG&E | MW | Commercial | Com - Retail (Small) | Lighting | No | Lighting - Linear Fluorescent Delamping | 0.083722 | 0.082433 | 0.060873 | 0.039957 | 0.019671 | 0 | 0 | 0 | 0 | 0 | 0 | 0
PG&E | MW | Commercial | Com - Retail (Small) | Lighting | No | Lighting - Low Bay HID to T5 | 0.16 | 0.16253 | 0.16499 | 0.16755 | 0.17004 | 0.17243 | 0.17463 | 0.17683 | 0.17894 | 0.18115 | 0.18341 | 0.18571
PG&E | MW | Commercial | Com - Retail (Small) | Lighting | No | Lighting - Occupancy Sensor | 0.18098 | 0.18586 | 0.19061 | 0.19552 | 0.2003 | 0.2049 | 0.2092 | 0.21349 | 0.21763 | 0.2219 | 0.22624 | 0.23062
PG&E | MW | Commercial | Com - Retail (Small) | Lighting | No | Lighting - Plug-In Fixture (Linear Fluorescent) | 4.2144 | 4.281 | 4.3456 | 4.4131 | 4.4788 | 0 | 0 | 0 | 0 | 0 | 0 | 0
PG&E | MW | Commercial | Com - Retail (Small) | Lighting | No | Lighting - Plug-In Fixture (MH Directional) | 0.28108 | 0.28552 | 0.28984 | 0.29434 | 0.29872 | 0.30291 | 0.30678 | 0.31064 | 0.31436 | 0.31823 | 0.32221 | 0.32624
PG&E | MW | Commercial | Com - Retail (Small) | Lighting | No | Lighting - Plug-In Fixture (PSMH with Electronic Ballast) | 2.2673 | 2.3031 | 2.3379 | 2.3742 | 2.4095 | 2.4433 | 2.4746 | 2.5057 | 2.5357 | 2.567 | 2.599 | 2.6316
PG&E | MW | Commercial | Com - Retail (Small) | SHW | No | SHW - EF Rated Instantaneous Water Heater (Electric) | 0.0039211 | 0.0039814 | 0.00404 | 0.0041011 | 0.0041606 | 0.0042175 | 0.00427 | 0.0043223 | 0.0043728 | 0.0044254 | 0.0044794 | 0.0045341
PG&E | MW | Commercial | Com - Retail (Small) | Service | No | HVAC - Comprehensive Rooftop Unit Quality Maintenance | 2.4379e-06 | 2.4003e-06 | 2.3634e-06 | 2.327e-06 | 2.2911e-06 | 2.2558e-06 | 2.2211e-06 | 2.1869e-06 | 2.1532e-06 | 2.1201e-06 | 2.0874e-06 | 2.0553e-06
PG&E | MW | Commercial | Com - Retail (Small) | Service | No | Service - HVAC Fault Detection & Diagnositics | 0.0080389 | 0.0081657 | 0.0082888 | 0.0084173 | 0.0085423 | 0.0086619 | 0.0087724 | 0.0088826 | 0.0089888 | 0.0090995 | 0.009213 | 0.0093281
PG&E | MW | Commercial | Com - Retail (Small) | Service | No | Service - Retro-Commissioning (Electric) | 0.057676 | 0.056788 | 0.055914 | 0.055053 | 0.054205 | 0.05337 | 0.052548 | 0.051739 | 0.050942 | 0.050158 | 0.049385 | 0.048625
PG&E | MW | Commercial | Com - Retail (Small) | WholeBlg | No | HVAC - Energy Management System | 0.00096768 | 0.00098294 | 0.00099776 | 0.0010132 | 0.0010283 | 0.0010427 | 0.001056 | 0.0010692 | 0.001082 | 0.0010953 | 0.001109 | 0.0011229
PG&E | MW | Commercial | Com - Retail (Small) | WholeBlg | No | WholeBlg - Com RET Level 1 | 13.7596 | 13.5477 | 13.3391 | 13.1336 | 12.9314 | 12.7322 | 12.5362 | 12.3431 | 12.153 | 11.9659 | 11.7816 | 11.6002
PG&E | MW | Commercial | Com - Retail (Small) | WholeBlg | No | WholeBlg - Com RET Level 2 | 92.9119 | 91.4811 | 90.0723 | 88.6851 | 87.3194 | 85.9747 | 84.6507 | 83.347 | 82.0635 | 80.7997 | 79.5554 | 78.3303
PG&E | MW | Commercial | Com - Storage (Conditioned) | AppPlug | No | AppPlug - Computer Monitor | 0.96475 | 0.97997 | 0.99475 | 1.0102 | 1.0252 | 1.0395 | 1.0528 | 1.066 | 1.0788 | 1.092 | 1.1057 | 1.1195
PG&E | MW | Commercial | Com - Storage (Conditioned) | AppPlug | No | AppPlug - Desktop Computer (Com - Power Management) | 0.44255 | 0.44953 | 0.45631 | 0.46338 | 0.47026 | 0.47685 | 0.48293 | 0.489 | 0.49484 | 0.50093 | 0.50718 | 0.51352
PG&E | MW | Commercial | Com - Storage (Conditioned) | AppPlug | No | AppPlug - Occupancy Sensor Plug Strip | 0.49874 | 0.5066 | 0.51424 | 0.52222 | 0.52997 | 0.53739 | 0.54425 | 0.55108 | 0.55767 | 0.56454 | 0.57158 | 0.57872
PG&E | MW | Commercial | Com - Storage (Conditioned) | BldgEnv | No | BldgEnv - Attic Batt Insulation | 0.2032 | 0.20007 | 0.19699 | 0.19395 | 0.19096 | 0.18802 | 0.18513 | 0.18228 | 0.17947 | 0.17671 | 0.17399 | 0.17131
PG&E | MW | Commercial | Com - Storage (Conditioned) | BldgEnv | No | BldgEnv - Wall Spray On Insulation | 3.4159 | 3.3633 | 3.3115 | 3.2605 | 3.2103 | 3.1608 | 3.1121 | 3.0642 | 3.017 | 2.9706 | 2.9248 | 2.8798
PG&E | MW | Commercial | Com - Storage (Conditioned) | BldgEnv | No | BldgEnv - Window Film | 1.3045 | 1.2844 | 1.2646 | 1.2452 | 1.226 | 1.2071 | 1.1885 | 1.1702 | 1.1522 | 1.1344 | 1.117 | 1.0998
PG&E | MW | Commercial | Com - Storage (Conditioned) | ComRefrig | No | ComRefrig - Strip Curtain for Walk In Refrigerator | 0.15245 | 0.1501 | 0.14779 | 0.14552 | 0.14327 | 0.14107 | 0.1389 | 0.13676 | 0.13465 | 0.13258 | 0.13054 | 0.12853
PG&E | MW | Commercial | Com - Storage (Conditioned) | HVAC | Yes | HVAC - Advanced Package Rooftop AC (> EER 12) - Emerging | 0 | 1.8971 | 1.8679 | 1.8392 | 1.8108 | 1.783 | 1.7555 | 1.7285 | 1.7018 | 1.6756 | 1.6498 | 1.6244
PG&E | MW | Commercial | Com - Storage (Conditioned) | HVAC | No | HVAC - Direct Evaporative Cooler | 0.59579 | 0.60519 | 0.61432 | 0.62384 | 0.6331 | 0.64197 | 0.65016 | 0.65833 | 0.6662 | 0.6744 | 0.68281 | 0.69134
PG&E | MW | Commercial | Com - Storage (Conditioned) | HVAC | No | HVAC - EER Rated Package Rooftop HP (EER 11) | 0.15094 | 0.0080587 | 0.011973 | 0.015945 | 0.019831 | 0.023602 | 0.027196 | 0.030758 | 0.034227 | 0.037742 | 0.041276 | 0.04481
PG&E | MW | Commercial | Com - Storage (Conditioned) | HVAC | No | HVAC - Repair Duct System | 1.1732 | 1.1552 | 1.1374 | 1.1199 | 1.1026 | 1.0856 | 1.0689 | 1.0524 | 1.0362 | 1.0203 | 1.0046 | 0.9891
PG&E | MW | Commercial | Com - Storage (Conditioned) | HVAC | No | HVAC - SEER Rated Package Rooftop AC (Recharge) | 1.167 | 1.149 | 1.1313 | 1.1139 | 1.0967 | 1.0798 | 1.0632 | 1.0468 | 1.0307 | 1.0148 | 0.99921 | 0.98383
PG&E | MW | Commercial | Com - Storage (Conditioned) | HVAC | No | HVAC - SEER Rated Package Rooftop AC (SEER 14) | 1.2928 | 1.3141 | 0 | 0 | 0 | 0 | 0 | 0 | 0 | 0 | 0 | 0
PG&E | MW | Commercial | Com - Storage (Conditioned) | HVAC | No | HVAC - SEER Rated Package Rooftop HP (SEER 15) | 0.99874 | 1.0133 | 0.47701 | 0.48387 | 0.49054 | 0.49691 | 0.50278 | 0.50864 | 0.51428 | 0.52017 | 0.52623 | 0.53237
PG&E | MW | Commercial | Com - Storage (Conditioned) | HVAC | No | HVAC - SEER Rated Split System AC (SEER 14) | 0.6408 | 0.65224 | 0.66335 | 0 | 0 | 0 | 0 | 0 | 0 | 0 | 0 | 0
PG&E | MW | Commercial | Com - Storage (Conditioned) | HVAC | No | HVAC - SEER Rated Split System HP (SEER 15) | 0.75006 | 0.75978 | 0.35713 | 0.36172 | 0.36619 | 0.37045 | 0.37435 | 0.37825 | 0.382 | 0.38594 | 0.38999 | 0.39411
PG&E | MW | Commercial | Com - Storage (Conditioned) | Lighting | Yes | Lighting - LED Fixture (Replacing T8) - Emerging | 3.4405 | 3.5737 | 3.7077 | 3.8679 | 4.0078 | 4.1476 | 4.2631 | 4.3801 | 4.4967 | 4.617 | 4.7403 | 4.8424
PG&E | MW | Commercial | Com - Storage (Conditioned) | Lighting | Yes | Lighting - LED Lamp (Basic High - Indoor) - Emerging | 0.050405 | 0.052069 | 0.053619 | 0.054989 | 0.056353 | 0.0074204 | 0.0075722 | 0.0077093 | 0.0078441 | 0.0079673 | 0.0080937 | 0.0082224
PG&E | MW | Commercial | Com - Storage (Conditioned) | Lighting | Yes | Lighting - LED Lamp (Basic Low - Indoor) - Emerging | 0.22976 | 0.23767 | 0.24503 | 0.25149 | 0.25793 | 0.040258 | 0.041107 | 0.041869 | 0.04262 | 0.043398 | 0.044099 | 0.044812
PG&E | MW | Commercial | Com - Storage (Conditioned) | Lighting | Yes | Lighting - LED Plug-In Indoor Fixture - Emerging | 2.0632 | 2.1244 | 2.1786 | 2.2207 | 2.2694 | 0.13133 | 0.13352 | 0.13614 | 0.13808 | 0.14032 | 0.1424 | 0.14473
PG&E | MW | Commercial | Com - Storage (Conditioned) | Lighting | No | Lighting - Cold Cathode Lamp | 0.019592 | 0.019901 | 0.020201 | 0.020514 | 0.020819 | 0 | 0 | 0 | 0 | 0 | 0 | 0
PG&E | MW | Commercial | Com - Storage (Conditioned) | Lighting | No | Lighting - Compact Fluorescent Fixture (Indoor) | 0.093519 | 0.094887 | 0.096215 | 0.097604 | 0.098954 | 0 | 0 | 0 | 0 | 0 | 0 | 0
PG&E | MW | Commercial | Com - Storage (Conditioned) | Lighting | No | Lighting - Exit Fixture (LED) | 0.36911 | 0.36342 | 0.35783 | 0.35232 | 0.34689 | 0.34155 | 0.33629 | 0.33111 | 0.32601 | 0.32099 | 0.31605 | 0.31118
PG&E | MW | Commercial | Com - Storage (Conditioned) | Lighting | No | Lighting - Halogen Lamp (A-Line) | 0.0091573 | 0.0093018 | 0.009442 | 0.0095884 | 0.0097308 | 0 | 0 | 0 | 0 | 0 | 0 | 0
PG&E | MW | Commercial | Com - Storage (Conditioned) | Lighting | No | Lighting - High Bay HID to T5 | 0.056903 | 0.057726 | 0.058524 | 0.059359 | 0.060171 | 0.060947 | 0.061662 | 0.062375 | 0.063062 | 0.063779 | 0.064516 | 0.065265
PG&E | MW | Commercial | Com - Storage (Conditioned) | Lighting | No | Lighting - Induction Fixture (Indoor) | 0.38713 | 0.39323 | 0.39916 | 0.40535 | 0.41137 | 0.41713 | 0.42245 | 0.42776 | 0.43288 | 0.4382 | 0.44367 | 0.44921
PG&E | MW | Commercial | Com - Storage (Conditioned) | Lighting | No | Lighting - Linear Fluorescent Delamping | 0.023874 | 0.023506 | 0.017358 | 0.011394 | 0.0056091 | 0 | 0 | 0 | 0 | 0 | 0 | 0
PG&E | MW | Commercial | Com - Storage (Conditioned) | Lighting | No | Lighting - Low Bay HID to T5 | 0.044353 | 0.044994 | 0.045616 | 0.046267 | 0.0469 | 0.047505 | 0.048062 | 0.048618 | 0.049154 | 0.049713 | 0.050287 | 0.050871
PG&E | MW | Commercial | Com - Storage (Conditioned) | Lighting | No | Lighting - Occupancy Sensor | 1.0383 | 1.0547 | 1.0706 | 1.0871 | 1.1033 | 1.1187 | 1.1329 | 1.1472 | 1.1609 | 1.1751 | 1.1898 | 1.2046
PG&E | MW | Commercial | Com - Storage (Conditioned) | Lighting | No | Lighting - Plug-In Fixture (Linear Fluorescent) | 1.9174 | 1.9451 | 1.972 | 2.0001 | 2.0275 | 0 | 0 | 0 | 0 | 0 | 0 | 0
PG&E | MW | Commercial | Com - Storage (Conditioned) | Lighting | No | Lighting - Plug-In Fixture (MH Directional) | 0.12788 | 0.12973 | 0.13152 | 0.1334 | 0.13523 | 0.13697 | 0.13858 | 0.14018 | 0.14172 | 0.14333 | 0.14499 | 0.14667
PG&E | MW | Commercial | Com - Storage (Conditioned) | Lighting | No | Lighting - Plug-In Fixture (PSMH with Electronic Ballast) | 1.0315 | 1.0465 | 1.0609 | 1.0761 | 1.0908 | 1.1048 | 1.1178 | 1.1307 | 1.1432 | 1.1562 | 1.1696 | 1.1831
PG&E | MW | Commercial | Com - Storage (Conditioned) | SHW | No | SHW - EF Rated Instantaneous Water Heater (Electric) | 0.00053373 | 0.00054222 | 0.00055045 | 0.00055905 | 0.00056741 | 0.00057541 | 0.0005828 | 0.00059018 | 0.00059728 | 0.00060468 | 0.00061227 | 0.00061997
PG&E | MW | Commercial | Com - Storage (Conditioned) | Service | No | HVAC - Comprehensive Rooftop Unit Quality Maintenance | 1.2572e-06 | 1.2379e-06 | 1.2188e-06 | 1.2001e-06 | 1.1816e-06 | 1.1634e-06 | 1.1455e-06 | 1.1278e-06 | 1.1105e-06 | 1.0933e-06 | 1.0765e-06 | 1.0599e-06
PG&E | MW | Commercial | Com - Storage (Conditioned) | Service | No | Service - HVAC Fault Detection & Diagnositics | 0.0041458 | 0.0042112 | 0.0042747 | 0.004341 | 0.0044054 | 0.0044671 | 0.0045241 | 0.0045809 | 0.0046357 | 0.0046928 | 0.0047513 | 0.0048106
PG&E | MW | Commercial | Com - Storage (Conditioned) | Service | No | Service - Retro-Commissioning (Electric) | 0.029745 | 0.029287 | 0.028836 | 0.028392 | 0.027954 | 0.027524 | 0.0271 | 0.026683 | 0.026272 | 0.025867 | 0.025469 | 0.025077
PG&E | MW | Commercial | Com - Storage (Conditioned) | WholeBlg | No | HVAC - Energy Management System | 0.00049905 | 0.00050692 | 0.00051456 | 0.00052254 | 0.0005303 | 0.00053773 | 0.00054459 | 0.00055143 | 0.00055802 | 0.00056489 | 0.00057193 | 0.00057908
PG&E | MW | Commercial | Com - Storage (Conditioned) | WholeBlg | No | WholeBlg - Com RET Level 1 | 2.8808 | 2.8364 | 2.7928 | 2.7497 | 2.7074 | 2.6657 | 2.6247 | 2.5842 | 2.5444 | 2.5053 | 2.4667 | 2.4287
PG&E | MW | Commercial | Com - Storage (Conditioned) | WholeBlg | No | WholeBlg - Com RET Level 2 | 17.7159 | 17.4431 | 17.1744 | 16.9099 | 16.6495 | 16.3931 | 16.1407 | 15.8921 | 15.6474 | 15.4064 | 15.1691 | 14.9355
PG&E | MW | Commercial | Com - Storage (Unconditioned) | AppPlug | No | AppPlug - Computer Monitor | 2.4119 | 2.4499 | 2.4869 | 2.5254 | 2.5629 | 2.5988 | 2.632 | 2.665 | 2.6969 | 2.7301 | 2.7641 | 2.7987
PG&E | MW | Commercial | Com - Storage (Unconditioned) | AppPlug | No | AppPlug - Desktop Computer (Com - Power Management) | 1.1064 | 1.1238 | 1.1408 | 1.1585 | 1.1757 | 1.1921 | 1.2073 | 1.2225 | 1.2371 | 1.2523 | 1.268 | 1.2838
PG&E | MW | Commercial | Com - Storage (Unconditioned) | AppPlug | No | AppPlug - Occupancy Sensor Plug Strip | 1.2468 | 1.2665 | 1.2856 | 1.3055 | 1.3249 | 1.3435 | 1.3606 | 1.3777 | 1.3942 | 1.4113 | 1.4289 | 1.4468
PG&E | MW | Commercial | Com - Storage (Unconditioned) | BldgEnv | No | BldgEnv - Window Film | 4.6057 | 4.5347 | 4.4649 | 4.3961 | 4.3284 | 4.2618 | 4.1961 | 4.1315 | 4.0679 | 4.0053 | 3.9436 | 3.8828
PG&E | MW | Commercial | Com - Storage (Unconditioned) | Lighting | Yes | Lighting - LED Fixture (Replacing T8) - Emerging | 6.7735 | 7.0448 | 7.318 | 7.6435 | 7.9291 | 8.2147 | 8.452 | 8.6924 | 8.9322 | 9.1796 | 9.4333 | 9.6451
PG&E | MW | Commercial | Com - Storage (Unconditioned) | Lighting | Yes | Lighting - LED Lamp (Basic High - Indoor) - Emerging | 0.10029 | 0.10372 | 0.10692 | 0.10977 | 0.1126 | 0.014841 | 0.015158 | 0.015446 | 0.015728 | 0.015988 | 0.016255 | 0.016526
PG&E | MW | Commercial | Com - Storage (Unconditioned) | Lighting | Yes | Lighting - LED Lamp (Basic Low - Indoor) - Emerging | 0.45714 | 0.47341 | 0.48859 | 0.502 | 0.51538 | 0.080518 | 0.082287 | 0.083885 | 0.085459 | 0.087089 | 0.088565 | 0.090066
PG&E | MW | Commercial | Com - Storage (Unconditioned) | Lighting | Yes | Lighting - LED Plug-In Indoor Fixture - Emerging | 4.1051 | 4.2317 | 4.3443 | 4.4329 | 4.5346 | 0.26267 | 0.26728 | 0.27276 | 0.27687 | 0.28159 | 0.28598 | 0.29089
PG&E | MW | Commercial | Com - Storage (Unconditioned) | Lighting | No | Lighting - Cold Cathode Lamp | 0.037106 | 0.037691 | 0.03826 | 0.038853 | 0.03943 | 0 | 0 | 0 | 0 | 0 | 0 | 0
PG&E | MW | Commercial | Com - Storage (Unconditioned) | Lighting | No | Lighting - Compact Fluorescent Fixture (Indoor) | 0.18607 | 0.18901 | 0.19186 | 0.19483 | 0.19772 | 0 | 0 | 0 | 0 | 0 | 0 | 0
PG&E | MW | Commercial | Com - Storage (Unconditioned) | Lighting | No | Lighting - Exit Fixture (LED) | 0.64499 | 0.63506 | 0.62528 | 0.61565 | 0.60617 | 0.59683 | 0.58764 | 0.57859 | 0.56968 | 0.56091 | 0.55227 | 0.54377
PG&E | MW | Commercial | Com - Storage (Unconditioned) | Lighting | No | Lighting - Halogen Lamp (A-Line) | 0.022893 | 0.023254 | 0.023605 | 0.023971 | 0.024327 | 0 | 0 | 0 | 0 | 0 | 0 | 0
PG&E | MW | Commercial | Com - Storage (Unconditioned) | Lighting | No | Lighting - High Bay HID to T5 | 0.11203 | 0.1138 | 0.11551 | 0.1173 | 0.11904 | 0.12071 | 0.12225 | 0.12379 | 0.12527 | 0.12681 | 0.12839 | 0.12999
PG&E | MW | Commercial | Com - Storage (Unconditioned) | Lighting | No | Lighting - Induction Fixture (Indoor) | 0.73569 | 0.74729 | 0.75856 | 0.77032 | 0.78176 | 0.79271 | 0.80282 | 0.8129 | 0.82262 | 0.83275 | 0.84314 | 0.85367
PG&E | MW | Commercial | Com - Storage (Unconditioned) | Lighting | No | Lighting - Linear Fluorescent Delamping | 0.044924 | 0.044232 | 0.032663 | 0.02144 | 0.010555 | 0 | 0 | 0 | 0 | 0 | 0 | 0
PG&E | MW | Commercial | Com - Storage (Unconditioned) | Lighting | No | Lighting - Low Bay HID to T5 | 0.08732 | 0.088697 | 0.090035 | 0.091431 | 0.092788 | 0.094088 | 0.095288 | 0.096485 | 0.097639 | 0.09884 | 0.10007 | 0.10132
PG&E | MW | Commercial | Com - Storage (Unconditioned) | Lighting | No | Lighting - Occupancy Sensor | 2.3136 | 2.3501 | 2.3855 | 2.4225 | 2.4585 | 2.4929 | 2.5247 | 2.5564 | 2.587 | 2.6188 | 2.6515 | 2.6846
PG&E | MW | Commercial | Com - Storage (Unconditioned) | Lighting | No | Lighting - Plug-In Fixture (Linear Fluorescent) | 3.7748 | 3.8343 | 3.8922 | 3.9525 | 4.0112 | 0 | 0 | 0 | 0 | 0 | 0 | 0
PG&E | MW | Commercial | Com - Storage (Unconditioned) | Lighting | No | Lighting - Plug-In Fixture (MH Directional) | 0.25176 | 0.25573 | 0.25959 | 0.26362 | 0.26753 | 0.27128 | 0.27474 | 0.27819 | 0.28152 | 0.28498 | 0.28853 | 0.29214
PG&E | MW | Commercial | Com - Storage (Unconditioned) | Lighting | No | Lighting - Plug-In Fixture (PSMH with Electronic Ballast) | 2.0308 | 2.0628 | 2.0939 | 2.1264 | 2.158 | 2.1882 | 2.2161 | 2.244 | 2.2708 | 2.2987 | 2.3274 | 2.3565
PG&E | MW | Commercial | Com - Storage (Unconditioned) | SHW | No | SHW - EF Rated Instantaneous Water Heater (Electric) | 0.0010679 | 0.0010839 | 0.0010994 | 0.0011156 | 0.0011313 | 0.0011464 | 0.0011603 | 0.0011741 | 0.0011875 | 0.0012014 | 0.0012157 | 0.0012302
PG&E | MW | Commercial | Com - Storage (Unconditioned) | Service | No | HVAC - Comprehensive Rooftop Unit Quality Maintenance | 3.1431e-06 | 3.0947e-06 | 3.0471e-06 | 3.0001e-06 | 2.9539e-06 | 2.9084e-06 | 2.8636e-06 | 2.8195e-06 | 2.7761e-06 | 2.7334e-06 | 2.6913e-06 | 2.6498e-06
PG&E | MW | Commercial | Com - Storage (Unconditioned) | Service | No | Service - HVAC Fault Detection & Diagnositics | 0.010364 | 0.010528 | 0.010687 | 0.010852 | 0.011014 | 0.011168 | 0.01131 | 0.011452 | 0.011589 | 0.011732 | 0.011878 | 0.012027
PG&E | MW | Commercial | Com - Storage (Unconditioned) | Service | No | Service - Retro-Commissioning (Electric) | 0.074362 | 0.073216 | 0.072089 | 0.070979 | 0.069886 | 0.068809 | 0.06775 | 0.066706 | 0.065679 | 0.064668 | 0.063672 | 0.062691
PG&E | MW | Commercial | Com - Storage (Unconditioned) | WholeBlg | No | HVAC - Energy Management System | 0.0012476 | 0.0012673 | 0.0012864 | 0.0013064 | 0.0013257 | 0.0013443 | 0.0013615 | 0.0013786 | 0.0013951 | 0.0014122 | 0.0014298 | 0.0014477
PG&E | MW | Commercial | Com - Storage (Unconditioned) | WholeBlg | No | WholeBlg - Com RET Level 1 | 2.3316 | 2.2957 | 2.2603 | 2.2255 | 2.1912 | 2.1575 | 2.1243 | 2.0915 | 2.0593 | 2.0276 | 1.9964 | 1.9656
PG&E | MW | Commercial | Com - Storage (Unconditioned) | WholeBlg | No | WholeBlg - Com RET Level 2 | 16.3485 | 16.0968 | 15.8489 | 15.6048 | 15.3645 | 15.1279 | 14.8949 | 14.6655 | 14.4397 | 14.2173 | 13.9984 | 13.7828
PG&E | MW | Commercial | Com - Warehouse (Refrigerated) | AppPlug | No | AppPlug - Computer Monitor | 0.44456 | 0.45157 | 0.45838 | 0.46549 | 0.4724 | 0.47902 | 0.48513 | 0.49122 | 0.49709 | 0.50321 | 0.50949 | 0.51585
PG&E | MW | Commercial | Com - Warehouse (Refrigerated) | AppPlug | No | AppPlug - Desktop Computer (Com - Power Management) | 0.20393 | 0.20714 | 0.21027 | 0.21353 | 0.2167 | 0.21973 | 0.22253 | 0.22533 | 0.22802 | 0.23083 | 0.23371 | 0.23663
PG&E | MW | Commercial | Com - Warehouse (Refrigerated) | AppPlug | No | AppPlug - Occupancy Sensor Plug Strip | 0.22982 | 0.23344 | 0.23696 | 0.24064 | 0.24421 | 0.24763 | 0.25079 | 0.25394 | 0.25698 | 0.26014 | 0.26338 | 0.26667
PG&E | MW | Commercial | Com - Warehouse (Refrigerated) | BldgEnv | No | BldgEnv - Wall Spray On Insulation | 1.6247 | 1.5997 | 1.5751 | 1.5508 | 1.5269 | 1.5034 | 1.4803 | 1.4575 | 1.435 | 1.4129 | 1.3912 | 1.3698
PG&E | MW | Commercial | Com - Warehouse (Refrigerated) | BldgEnv | No | BldgEnv - Window Film | 0.60111 | 0.59186 | 0.58274 | 0.57377 | 0.56493 | 0.55623 | 0.54767 | 0.53923 | 0.53093 | 0.52275 | 0.5147 | 0.50678
PG&E | MW | Commercial | Com - Warehouse (Refrigerated) | ComRefrig | No | ComRefrig - Strip Curtain for Walk In Refrigerator | 0.07025 | 0.069168 | 0.068103 | 0.067054 | 0.066021 | 0.065004 | 0.064003 | 0.063018 | 0.062047 | 0.061092 | 0.060151 | 0.059225
PG&E | MW | Commercial | Com - Warehouse (Refrigerated) | Lighting | Yes | Lighting - LED Fixture (Replacing T8) - Emerging | 1.3287 | 1.3973 | 1.4666 | 1.5473 | 1.6204 | 1.6937 | 1.757 | 1.8212 | 1.8853 | 1.9516 | 2.0197 | 2.0791
PG&E | MW | Commercial | Com - Warehouse (Refrigerated) | Lighting | Yes | Lighting - LED Lamp (Basic High - Indoor) - Emerging | 0.023037 | 0.023997 | 0.024908 | 0.025741 | 0.026573 | 0.003523 | 0.0036179 | 0.0037058 | 0.0037924 | 0.0038739 | 0.0039571 | 0.0040415
PG&E | MW | Commercial | Com - Warehouse (Refrigerated) | Lighting | Yes | Lighting - LED Lamp (Basic Low - Indoor) - Emerging | 0.10501 | 0.10954 | 0.11382 | 0.11773 | 0.12162 | 0.019113 | 0.01964 | 0.020126 | 0.020606 | 0.021101 | 0.02156 | 0.022027
PG&E | MW | Commercial | Com - Warehouse (Refrigerated) | Lighting | Yes | Lighting - LED Plug-In Indoor Fixture - Emerging | 0.94299 | 0.97911 | 1.012 | 1.0396 | 1.0701 | 0.062353 | 0.063793 | 0.065441 | 0.06676 | 0.068226 | 0.069619 | 0.071139
PG&E | MW | Commercial | Com - Warehouse (Refrigerated) | Lighting | No | Lighting - Cold Cathode Lamp | 0.0093118 | 0.0094587 | 0.0096013 | 0.0097502 | 0.009895 | 0 | 0 | 0 | 0 | 0 | 0 | 0
PG&E | MW | Commercial | Com - Warehouse (Refrigerated) | Lighting | No | Lighting - Compact Fluorescent Fixture (Indoor) | 0.042743 | 0.043732 | 0.044694 | 0.04569 | 0.04666 | 0 | 0 | 0 | 0 | 0 | 0 | 0
PG&E | MW | Commercial | Com - Warehouse (Refrigerated) | Lighting | No | Lighting - Halogen Lamp (A-Line) | 0.0042197 | 0.0042863 | 0.0043509 | 0.0044184 | 0.004484 | 0 | 0 | 0 | 0 | 0 | 0 | 0
PG&E | MW | Commercial | Com - Warehouse (Refrigerated) | Lighting | No | Lighting - High Bay HID to T5 | 0.021976 | 0.02257 | 0.023149 | 0.023746 | 0.024328 | 0.024888 | 0.025413 | 0.025935 | 0.02644 | 0.02696 | 0.027489 | 0.028022
PG&E | MW | Commercial | Com - Warehouse (Refrigerated) | Lighting | No | Lighting - Induction Fixture (Indoor) | 0.1932 | 0.19625 | 0.19921 | 0.2023 | 0.2053 | 0.20817 | 0.21083 | 0.21348 | 0.21603 | 0.21869 | 0.22142 | 0.22418
PG&E | MW | Commercial | Com - Warehouse (Refrigerated) | Lighting | No | Lighting - Linear Fluorescent Delamping | 0.0065775 | 0.0064762 | 0.0047824 | 0.0031391 | 0.0015454 | 0 | 0 | 0 | 0 | 0 | 0 | 0
PG&E | MW | Commercial | Com - Warehouse (Refrigerated) | Lighting | No | Lighting - Low Bay HID to T5 | 0.017129 | 0.017592 | 0.018043 | 0.018509 | 0.018962 | 0.019399 | 0.019808 | 0.020215 | 0.020609 | 0.021014 | 0.021426 | 0.021842
PG&E | MW | Commercial | Com - Warehouse (Refrigerated) | Lighting | No | Lighting - Occupancy Sensor | 0.35474 | 0.36031 | 0.36572 | 0.37137 | 0.37686 | 0.38212 | 0.38697 | 0.39181 | 0.39648 | 0.40134 | 0.40633 | 0.41139
PG&E | MW | Commercial | Com - Warehouse (Refrigerated) | Lighting | No | Lighting - Plug-In Fixture (Linear Fluorescent) | 0.88846 | 0.91249 | 0.93589 | 0.96003 | 0.98357 | 0 | 0 | 0 | 0 | 0 | 0 | 0
PG&E | MW | Commercial | Com - Warehouse (Refrigerated) | Lighting | No | Lighting - Plug-In Fixture (MH Directional) | 0.059256 | 0.060859 | 0.06242 | 0.06403 | 0.0656 | 0.067111 | 0.068526 | 0.069933 | 0.071295 | 0.072697 | 0.074123 | 0.075561
PG&E | MW | Commercial | Com - Warehouse (Refrigerated) | Lighting | No | Lighting - Plug-In Fixture (PSMH with Electronic Ballast) | 0.47798 | 0.49091 | 0.5035 | 0.51649 | 0.52915 | 0.54134 | 0.55275 | 0.5641 | 0.57509 | 0.5864 | 0.5979 | 0.6095
PG&E | MW | Commercial | Com - Warehouse (Refrigerated) | Service | No | HVAC - Comprehensive Rooftop Unit Quality Maintenance | 5.7934e-07 | 5.7042e-07 | 5.6163e-07 | 5.5299e-07 | 5.4447e-07 | 5.3608e-07 | 5.2783e-07 | 5.197e-07 | 5.117e-07 | 5.0382e-07 | 4.9606e-07 | 4.8842e-07
PG&E | MW | Commercial | Com - Warehouse (Refrigerated) | Service | No | Service - HVAC Fault Detection & Diagnositics | 0.0019104 | 0.0019405 | 0.0019698 | 0.0020003 | 0.00203 | 0.0020584 | 0.0020847 | 0.0021109 | 0.0021361 | 0.0021624 | 0.0021894 | 0.0022167
PG&E | MW | Commercial | Com - Warehouse (Refrigerated) | Service | No | Service - Retro-Commissioning (Electric) | 0.013706 | 0.013495 | 0.013287 | 0.013083 | 0.012881 | 0.012683 | 0.012488 | 0.012295 | 0.012106 | 0.01192 | 0.011736 | 0.011555
PG&E | MW | Commercial | Com - Warehouse (Refrigerated) | WholeBlg | No | HVAC - Energy Management System | 0.00022996 | 0.00023359 | 0.00023711 | 0.00024079 | 0.00024436 | 0.00024778 | 0.00025095 | 0.0002541 | 0.00025714 | 0.0002603 | 0.00026355 | 0.00026684
PG&E | MW | Commercial | Com - Warehouse (Refrigerated) | WholeBlg | No | WholeBlg - Com RET Level 1 | 0.908 | 0.89401 | 0.88024 | 0.86669 | 0.85334 | 0.8402 | 0.82726 | 0.81452 | 0.80198 | 0.78963 | 0.77747 | 0.76549
PG&E | MW | Commercial | Com - Warehouse (Refrigerated) | WholeBlg | No | WholeBlg - Com RET Level 2 | 5.112 | 5.0333 | 4.9558 | 4.8795 | 4.8043 | 4.7303 | 4.6575 | 4.5858 | 4.5151 | 4.4456 | 4.3771 | 4.3097
PG&E | MM Therms | Commercial | Com - Assembly | BldgEnv | No | BldgEnv - Attic Batt Insulation | 0.016239 | 0.015988 | 0.015742 | 0.0155 | 0.015261 | 0.015026 | 0.014795 | 0.014567 | 0.014343 | 0.014122 | 0.013904 | 0.01369
PG&E | MM Therms | Commercial | Com - Assembly | BldgEnv | No | BldgEnv - Wall Spray On Insulation | 0.3396 | 0.33437 | 0.32922 | 0.32415 | 0.31916 | 0.31424 | 0.3094 | 0.30464 | 0.29995 | 0.29533 | 0.29078 | 0.2863
PG&E | MM Therms | Commercial | Com - Assembly | HVAC | No | HVAC - Gas Furnace | 1.1628 | 1.1449 | 1.1273 | 1.1099 | 1.0928 | 1.076 | 1.0594 | 1.0431 | 1.027 | 1.0112 | 0.99565 | 0.98032
PG&E | MM Therms | Commercial | Com - Assembly | HVAC | No | HVAC - SEER Rated Package Rooftop AC (Recharge) | 0.0028001 | 0.0027569 | 0.0027145 | 0.0026727 | 0.0026315 | 0.002591 | 0.0025511 | 0.0025118 | 0.0024731 | 0.002435 | 0.0023975 | 0.0023606
PG&E | MM Therms | Commercial | Com - Assembly | SHW | Yes | SHW - EF Rated Storage Water Heater (Gas) - Emerging | 0 | 0 | 1.8685 | 1.8997 | 1.9302 | 1.9594 | 1.9861 | 2.0127 | 2.0386 | 2.0655 | 2.0931 | 2.1211
PG&E | MM Therms | Commercial | Com - Assembly | SHW | Yes | SHW - ET Rated Storage Water Heater - Emerging | 6.3982 | 6.4093 | 6.4198 | 6.4344 | 6.4486 | 6.461 | 6.4693 | 6.4781 | 6.4861 | 6.4967 | 6.5093 | 6.5232
PG&E | MM Therms | Commercial | Com - Assembly | SHW | No | SHW - EF Rated Instantaneous Water Heater (Gas) | 1.2591 | 1.2783 | 0.22688 | 0.23038 | 0.23381 | 0.23709 | 0.24007 | 0.24305 | 0.24594 | 0.24896 | 0.25207 | 0.25521
PG&E | MM Therms | Commercial | Com - Assembly | SHW | No | SHW - Pipe and Tank Insulation | 2.0107 | 1.9798 | 1.9493 | 1.9193 | 1.8897 | 1.8606 | 1.832 | 1.8037 | 1.776 | 1.7486 | 1.7217 | 1.6952
PG&E | MM Therms | Commercial | Com - Assembly | Service | No | Service - Retro-Commissioning (Gas) | 0.34076 | 0.33552 | 0.33035 | 0.32526 | 0.32025 | 0.31532 | 0.31047 | 0.30568 | 0.30098 | 0.29634 | 0.29178 | 0.28728
PG&E | MM Therms | Commercial | Com - Assembly | WholeBlg | No | WholeBlg - Com RET Level 1 | 0.20673 | 0.20355 | 0.20042 | 0.19733 | 0.19429 | 0.1913 | 0.18835 | 0.18545 | 0.1826 | 0.17978 | 0.17702 | 0.17429
PG&E | MM Therms | Commercial | Com - Assembly | WholeBlg | No | WholeBlg - Com RET Level 2 | 6.3323 | 6.2348 | 6.1388 | 6.0442 | 5.9512 | 5.8595 | 5.7693 | 5.6804 | 5.593 | 5.5068 | 5.422 | 5.3385
PG&E | MM Therms | Commercial | Com - Education (Community College) | BldgEnv | No | BldgEnv - Wall Spray On Insulation | 0.18963 | 0.18671 | 0.18384 | 0.18101 | 0.17822 | 0.17547 | 0.17277 | 0.17011 | 0.16749 | 0.16491 | 0.16237 | 0.15987
PG&E | MM Therms | Commercial | Com - Education (Community College) | FoodServ | No | FoodServ - Fryer (Gas) | 0.10823 | 0.10992 | 0.11158 | 0.11334 | 0.11507 | 0.11673 | 0.11824 | 0.11974 | 0.1212 | 0.12273 | 0.12429 | 0.12588
PG&E | MM Therms | Commercial | Com - Education (Community College) | FoodServ | No | FoodServ - Oven (Gas) | 0.18248 | 0.18533 | 0.18813 | 0.1911 | 0.19402 | 0.19681 | 0.19935 | 0.20189 | 0.20435 | 0.20693 | 0.20956 | 0.21224
PG&E | MM Therms | Commercial | Com - Education (Community College) | HVAC | No | HVAC - ET Rated Boiler (High) | 2.0501 | 2.062 | 2.0735 | 2.0866 | 2.0994 | 2.1114 | 2.1216 | 2.1319 | 2.1418 | 2.1527 | 2.1642 | 2.1761
PG&E | MM Therms | Commercial | Com - Education (Community College) | HVAC | No | HVAC - Gas Furnace | 0.22408 | 0.22063 | 0.21724 | 0.21389 | 0.2106 | 0.20735 | 0.20416 | 0.20102 | 0.19792 | 0.19487 | 0.19187 | 0.18892
PG&E | MM Therms | Commercial | Com - Education (Community College) | HVAC | No | HVAC - SEER Rated Package Rooftop AC (Recharge) | 0.00045736 | 0.00045032 | 0.00044338 | 0.00043656 | 0.00042983 | 0.00042321 | 0.0004167 | 0.00041028 | 0.00040396 | 0.00039774 | 0.00039161 | 0.00038558
PG&E | MM Therms | Commercial | Com - Education (Community College) | HVAC | No | HVAC - Thermostat | 0.072246 | 0.073386 | 0.074493 | 0.075648 | 0.076771 | 0.077846 | 0.078839 | 0.07983 | 0.080784 | 0.081778 | 0.082798 | 0.083833
PG&E | MM Therms | Commercial | Com - Education (Community College) | SHW | Yes | SHW - EF Rated Storage Water Heater (Gas) - Emerging | 0 | 0 | 0.64952 | 0.6601 | 0.67048 | 0.68041 | 0.68948 | 0.69852 | 0.7073 | 0.71645 | 0.72584 | 0.73535
PG&E | MM Therms | Commercial | Com - Education (Community College) | SHW | Yes | SHW - ET Rated Storage Water Heater - Emerging | 1.2346 | 1.2365 | 1.2383 | 1.2409 | 1.2434 | 1.2456 | 1.247 | 1.2484 | 1.2498 | 1.2516 | 1.2538 | 1.2563
PG&E | MM Therms | Commercial | Com - Education (Community College) | SHW | No | SHW - EF Rated Instantaneous Water Heater (Gas) | 0.24351 | 0.24729 | 0.0439 | 0.044588 | 0.045263 | 0.045908 | 0.046497 | 0.047083 | 0.047653 | 0.048248 | 0.048858 | 0.049477
PG&E | MM Therms | Commercial | Com - Education (Community College) | SHW | No | SHW - Pipe and Tank Insulation | 1.1228 | 1.1055 | 1.0885 | 1.0717 | 1.0552 | 1.039 | 1.023 | 1.0072 | 0.99171 | 0.97643 | 0.9614 | 0.94659
PG&E | MM Therms | Commercial | Com - Education (Community College) | Service | No | Service - Retro-Commissioning (Gas) | 0.19028 | 0.18735 | 0.18447 | 0.18163 | 0.17883 | 0.17608 | 0.17337 | 0.1707 | 0.16807 | 0.16548 | 0.16293 | 0.16042
PG&E | MM Therms | Commercial | Com - Education (Community College) | WholeBlg | No | WholeBlg - Com RET Level 1 | 0.15827 | 0.15583 | 0.15343 | 0.15107 | 0.14874 | 0.14645 | 0.1442 | 0.14198 | 0.13979 | 0.13764 | 0.13552 | 0.13343
PG&E | MM Therms | Commercial | Com - Education (Community College) | WholeBlg | No | WholeBlg - Com RET Level 2 | 3.1114 | 3.0634 | 3.0163 | 2.9698 | 2.9241 | 2.879 | 2.8347 | 2.7911 | 2.7481 | 2.7058 | 2.6641 | 2.6231
PG&E | MM Therms | Commercial | Com - Education (Primary School) | BldgEnv | No | BldgEnv - Wall Spray On Insulation | 0.2946 | 0.29006 | 0.28559 | 0.2812 | 0.27687 | 0.2726 | 0.2684 | 0.26427 | 0.2602 | 0.25619 | 0.25225 | 0.24836
PG&E | MM Therms | Commercial | Com - Education (Primary School) | FoodServ | No | FoodServ - Fryer (Gas) | 0.67253 | 0.68306 | 0.69337 | 0.70432 | 0.71508 | 0.72536 | 0.73474 | 0.74409 | 0.75317 | 0.76265 | 0.77237 | 0.78223
PG&E | MM Therms | Commercial | Com - Education (Primary School) | FoodServ | No | FoodServ - Oven (Gas) | 1.0124 | 1.0283 | 1.0438 | 1.0603 | 1.0765 | 1.092 | 1.1061 | 1.1201 | 1.1338 | 1.1481 | 1.1627 | 1.1776
PG&E | MM Therms | Commercial | Com - Education (Primary School) | HVAC | No | HVAC - ET Rated Boiler (High) | 3.8585 | 3.8748 | 3.8905 | 3.9089 | 3.927 | 3.9436 | 3.9573 | 3.9712 | 3.9845 | 3.9994 | 4.0156 | 4.0326
PG&E | MM Therms | Commercial | Com - Education (Primary School) | HVAC | No | HVAC - Gas Furnace | 0.12942 | 0.12743 | 0.12547 | 0.12353 | 0.12163 | 0.11976 | 0.11791 | 0.1161 | 0.11431 | 0.11255 | 0.11082 | 0.10911
PG&E | MM Therms | Commercial | Com - Education (Primary School) | HVAC | No | HVAC - SEER Rated Package Rooftop AC (Recharge) | 0.00047321 | 0.00046592 | 0.00045874 | 0.00045168 | 0.00044472 | 0.00043787 | 0.00043113 | 0.00042449 | 0.00041795 | 0.00041152 | 0.00040518 | 0.00039894
PG&E | MM Therms | Commercial | Com - Education (Primary School) | HVAC | No | HVAC - Thermostat | 0.53931 | 0.54782 | 0.55608 | 0.5647 | 0.57309 | 0.58111 | 0.58853 | 0.59592 | 0.60304 | 0.61047 | 0.61808 | 0.6258
PG&E | MM Therms | Commercial | Com - Education (Primary School) | SHW | Yes | SHW - EF Rated Storage Water Heater (Gas) - Emerging | 0 | 0 | 0.83588 | 0.84965 | 0.86316 | 0.87609 | 0.8879 | 0.89967 | 0.91111 | 0.92303 | 0.93526 | 0.94764
PG&E | MM Therms | Commercial | Com - Education (Primary School) | SHW | Yes | SHW - ET Rated Storage Water Heater - Emerging | 1.5408 | 1.538 | 1.5352 | 1.5333 | 1.5314 | 1.5292 | 1.5263 | 1.5235 | 1.5207 | 1.5185 | 1.5166 | 1.5151
PG&E | MM Therms | Commercial | Com - Education (Primary School) | SHW | No | SHW - EF Rated Instantaneous Water Heater (Gas) | 0.30363 | 0.30822 | 0.054699 | 0.055537 | 0.056359 | 0.057144 | 0.05786 | 0.058573 | 0.059266 | 0.05999 | 0.060733 | 0.061487
PG&E | MM Therms | Commercial | Com - Education (Primary School) | SHW | No | SHW - Pipe and Tank Insulation | 1.7443 | 1.7174 | 1.691 | 1.6649 | 1.6393 | 1.6141 | 1.5892 | 1.5647 | 1.5406 | 1.5169 | 1.4935 | 1.4705
PG&E | MM Therms | Commercial | Com - Education (Primary School) | Service | No | Service - Retro-Commissioning (Gas) | 0.29561 | 0.29106 | 0.28658 | 0.28216 | 0.27782 | 0.27354 | 0.26933 | 0.26518 | 0.26109 | 0.25707 | 0.25312 | 0.24922
PG&E | MM Therms | Commercial | Com - Education (Primary School) | WholeBlg | No | WholeBlg - Com RET Level 1 | 0.47491 | 0.4676 | 0.4604 | 0.45331 | 0.44633 | 0.43945 | 0.43269 | 0.42602 | 0.41946 | 0.413 | 0.40664 | 0.40038
PG&E | MM Therms | Commercial | Com - Education (Primary School) | WholeBlg | No | WholeBlg - Com RET Level 2 | 5.8747 | 5.7842 | 5.6951 | 5.6074 | 5.5211 | 5.436 | 5.3523 | 5.2699 | 5.1887 | 5.1088 | 5.0302 | 4.9527
PG&E | MM Therms | Commercial | Com - Education (Relocatable Classroom) | BldgEnv | No | BldgEnv - Wall Spray On Insulation | 0.2946 | 0.29006 | 0.28559 | 0.2812 | 0.27687 | 0.2726 | 0.2684 | 0.26427 | 0.2602 | 0.25619 | 0.25225 | 0.24836
PG&E | MM Therms | Commercial | Com - Education (Relocatable Classroom) | FoodServ | No | FoodServ - Fryer (Gas) | 0.67253 | 0.68306 | 0.69337 | 0.70432 | 0.71508 | 0.72536 | 0.73474 | 0.74409 | 0.75317 | 0.76265 | 0.77237 | 0.78223
PG&E | MM Therms | Commercial | Com - Education (Relocatable Classroom) | FoodServ | No | FoodServ - Oven (Gas) | 1.0124 | 1.0283 | 1.0438 | 1.0603 | 1.0765 | 1.092 | 1.1061 | 1.1201 | 1.1338 | 1.1481 | 1.1627 | 1.1776
PG&E | MM Therms | Commercial | Com - Education (Relocatable Classroom) | HVAC | No | HVAC - Gas Furnace | 0.17597 | 0.17326 | 0.17059 | 0.16796 | 0.16538 | 0.16283 | 0.16032 | 0.15785 | 0.15542 | 0.15303 | 0.15067 | 0.14835
PG&E | MM Therms | Commercial | Com - Education (Relocatable Classroom) | HVAC | No | HVAC - SEER Rated Package Rooftop AC (Recharge) | 0.00033035 | 0.00032527 | 0.00032026 | 0.00031532 | 0.00031047 | 0.00030569 | 0.00030098 | 0.00029634 | 0.00029178 | 0.00028729 | 0.00028286 | 0.00027851
PG&E | MM Therms | Commercial | Com - Education (Relocatable Classroom) | HVAC | No | HVAC - Thermostat | 0.14275 | 0.145 | 0.14719 | 0.14947 | 0.15169 | 0.15382 | 0.15578 | 0.15774 | 0.15962 | 0.16159 | 0.1636 | 0.16564
PG&E | MM Therms | Commercial | Com - Education (Relocatable Classroom) | SHW | Yes | SHW - EF Rated Storage Water Heater (Gas) - Emerging | 0 | 0 | 0.98322 | 1 | 1.0166 | 1.0324 | 1.0468 | 1.0613 | 1.0753 | 1.0898 | 1.1048 | 1.1199
PG&E | MM Therms | Commercial | Com - Education (Relocatable Classroom) | SHW | Yes | SHW - ET Rated Storage Water Heater - Emerging | 3.5855 | 3.5793 | 3.573 | 3.5688 | 3.5645 | 3.5597 | 3.5531 | 3.5469 | 3.5405 | 3.5354 | 3.5314 | 3.5281
PG&E | MM Therms | Commercial | Com - Education (Relocatable Classroom) | SHW | No | SHW - EF Rated Instantaneous Water Heater (Gas) | 0.66099 | 0.67085 | 0.11903 | 0.12083 | 0.12259 | 0.12428 | 0.12581 | 0.12734 | 0.12883 | 0.13038 | 0.13197 | 0.13359
PG&E | MM Therms | Commercial | Com - Education (Relocatable Classroom) | SHW | No | SHW - Pipe and Tank Insulation | 1.7443 | 1.7174 | 1.691 | 1.6649 | 1.6393 | 1.6141 | 1.5892 | 1.5647 | 1.5406 | 1.5169 | 1.4935 | 1.4705
PG&E | MM Therms | Commercial | Com - Education (Relocatable Classroom) | Service | No | Service - Retro-Commissioning (Gas) | 0.29561 | 0.29106 | 0.28658 | 0.28216 | 0.27782 | 0.27354 | 0.26933 | 0.26518 | 0.26109 | 0.25707 | 0.25312 | 0.24922
PG&E | MM Therms | Commercial | Com - Education (Relocatable Classroom) | WholeBlg | No | WholeBlg - Com RET Level 1 | 0.38832 | 0.38234 | 0.37645 | 0.37065 | 0.36494 | 0.35932 | 0.35379 | 0.34834 | 0.34298 | 0.3377 | 0.33249 | 0.32737
PG&E | MM Therms | Commercial | Com - Education (Relocatable Classroom) | WholeBlg | No | WholeBlg - Com RET Level 2 | 3.7012 | 3.6442 | 3.5881 | 3.5329 | 3.4785 | 3.4249 | 3.3721 | 3.3202 | 3.2691 | 3.2187 | 3.1692 | 3.1204
PG&E | MM Therms | Commercial | Com - Education (Secondary School) | BldgEnv | No | BldgEnv - Wall Spray On Insulation | 0.1473 | 0.14503 | 0.1428 | 0.1406 | 0.13843 | 0.1363 | 0.1342 | 0.13214 | 0.1301 | 0.1281 | 0.12612 | 0.12418
PG&E | MM Therms | Commercial | Com - Education (Secondary School) | FoodServ | No | FoodServ - Fryer (Gas) | 0.33627 | 0.34153 | 0.34668 | 0.35216 | 0.35754 | 0.36268 | 0.36737 | 0.37204 | 0.37658 | 0.38132 | 0.38619 | 0.39112
PG&E | MM Therms | Commercial | Com - Education (Secondary School) | FoodServ | No | FoodServ - Oven (Gas) | 0.50621 | 0.51414 | 0.5219 | 0.53014 | 0.53824 | 0.54598 | 0.55304 | 0.56007 | 0.56691 | 0.57404 | 0.58136 | 0.58878
PG&E | MM Therms | Commercial | Com - Education (Secondary School) | HVAC | No | HVAC - ET Rated Boiler (High) | 1.9293 | 1.9374 | 1.9452 | 1.9545 | 1.9635 | 1.9718 | 1.9787 | 1.9856 | 1.9922 | 1.9997 | 2.0078 | 2.0163
PG&E | MM Therms | Commercial | Com - Education (Secondary School) | HVAC | No | HVAC - Gas Furnace | 0.08481 | 0.083504 | 0.082218 | 0.080952 | 0.079705 | 0.078478 | 0.077269 | 0.076079 | 0.074908 | 0.073754 | 0.072618 | 0.0715
PG&E | MM Therms | Commercial | Com - Education (Secondary School) | HVAC | No | HVAC - SEER Rated Package Rooftop AC (Recharge) | 0.00041365 | 0.00040728 | 0.00040101 | 0.00039483 | 0.00038875 | 0.00038277 | 0.00037687 | 0.00037107 | 0.00036535 | 0.00035973 | 0.00035419 | 0.00034873
PG&E | MM Therms | Commercial | Com - Education (Secondary School) | HVAC | No | HVAC - Thermostat | 0.26008 | 0.26419 | 0.26817 | 0.27233 | 0.27637 | 0.28024 | 0.28382 | 0.28738 | 0.29082 | 0.2944 | 0.29807 | 0.30179
PG&E | MM Therms | Commercial | Com - Education (Secondary School) | SHW | Yes | SHW - EF Rated Storage Water Heater (Gas) - Emerging | 0 | 0 | 0.41443 | 0.42137 | 0.42818 | 0.4347 | 0.44065 | 0.44659 | 0.45236 | 0.45837 | 0.46453 | 0.47077
PG&E | MM Therms | Commercial | Com - Education (Secondary School) | SHW | Yes | SHW - ET Rated Storage Water Heater - Emerging | 1.1354 | 1.134 | 1.1326 | 1.1318 | 1.131 | 1.1299 | 1.1283 | 1.1269 | 1.1253 | 1.1242 | 1.1234 | 1.1228
PG&E | MM Therms | Commercial | Com - Education (Secondary School) | SHW | No | SHW - EF Rated Instantaneous Water Heater (Gas) | 0.22396 | 0.2274 | 0.040362 | 0.040987 | 0.0416 | 0.042186 | 0.042721 | 0.043253 | 0.043771 | 0.044311 | 0.044866 | 0.045428
PG&E | MM Therms | Commercial | Com - Education (Secondary School) | SHW | No | SHW - Pipe and Tank Insulation | 0.87215 | 0.85872 | 0.84549 | 0.83247 | 0.81965 | 0.80703 | 0.7946 | 0.78237 | 0.77032 | 0.75845 | 0.74677 | 0.73527
PG&E | MM Therms | Commercial | Com - Education (Secondary School) | Service | No | Service - Retro-Commissioning (Gas) | 0.14781 | 0.14553 | 0.14329 | 0.14108 | 0.13891 | 0.13677 | 0.13466 | 0.13259 | 0.13055 | 0.12854 | 0.12656 | 0.12461
PG&E | MM Therms | Commercial | Com - Education (Secondary School) | WholeBlg | No | WholeBlg - Com RET Level 1 | 0.24424 | 0.24048 | 0.23677 | 0.23313 | 0.22954 | 0.226 | 0.22252 | 0.21909 | 0.21572 | 0.2124 | 0.20913 | 0.20591
PG&E | MM Therms | Commercial | Com - Education (Secondary School) | WholeBlg | No | WholeBlg - Com RET Level 2 | 3.1183 | 3.0703 | 3.023 | 2.9764 | 2.9306 | 2.8855 | 2.841 | 2.7973 | 2.7542 | 2.7118 | 2.67 | 2.6289
PG&E | MM Therms | Commercial | Com - Education (University) | BldgEnv | No | BldgEnv - Wall Spray On Insulation | 0.18963 | 0.18671 | 0.18384 | 0.18101 | 0.17822 | 0.17547 | 0.17277 | 0.17011 | 0.16749 | 0.16491 | 0.16237 | 0.15987
PG&E | MM Therms | Commercial | Com - Education (University) | FoodServ | No | FoodServ - Fryer (Gas) | 0.10823 | 0.10992 | 0.11158 | 0.11334 | 0.11507 | 0.11673 | 0.11824 | 0.11974 | 0.1212 | 0.12273 | 0.12429 | 0.12588
PG&E | MM Therms | Commercial | Com - Education (University) | FoodServ | No | FoodServ - Oven (Gas) | 0.18248 | 0.18533 | 0.18813 | 0.1911 | 0.19402 | 0.19681 | 0.19935 | 0.20189 | 0.20435 | 0.20693 | 0.20956 | 0.21224
PG&E | MM Therms | Commercial | Com - Education (University) | HVAC | No | HVAC - ET Rated Boiler (High) | 2.1158 | 2.126 | 2.1359 | 2.1473 | 2.1585 | 2.1689 | 2.1776 | 2.1864 | 2.1948 | 2.2042 | 2.2142 | 2.2247
PG&E | MM Therms | Commercial | Com - Education (University) | HVAC | No | HVAC - Gas Furnace | 0.10918 | 0.1075 | 0.10585 | 0.10422 | 0.10261 | 0.10103 | 0.099477 | 0.097945 | 0.096436 | 0.094951 | 0.093489 | 0.092049
PG&E | MM Therms | Commercial | Com - Education (University) | HVAC | No | HVAC - Thermostat | 0.07212 | 0.073258 | 0.074362 | 0.075515 | 0.076637 | 0.07771 | 0.078701 | 0.07969 | 0.080643 | 0.081635 | 0.082654 | 0.083686
PG&E | MM Therms | Commercial | Com - Education (University) | SHW | Yes | SHW - EF Rated Storage Water Heater (Gas) - Emerging | 0 | 0 | 0.65241 | 0.66294 | 0.67327 | 0.68316 | 0.69219 | 0.70118 | 0.70992 | 0.71904 | 0.72838 | 0.73786
PG&E | MM Therms | Commercial | Com - Education (University) | SHW | Yes | SHW - ET Rated Storage Water Heater - Emerging | 1.0949 | 1.0961 | 1.0972 | 1.099 | 1.1007 | 1.1021 | 1.1029 | 1.1038 | 1.1045 | 1.1057 | 1.1072 | 1.109
PG&E | MM Therms | Commercial | Com - Education (University) | SHW | No | SHW - EF Rated Instantaneous Water Heater (Gas) | 0.19751 | 0.20057 | 0.035605 | 0.036161 | 0.036707 | 0.03723 | 0.037705 | 0.03818 | 0.038641 | 0.039122 | 0.039616 | 0.040117
PG&E | MM Therms | Commercial | Com - Education (University) | SHW | No | SHW - Pipe and Tank Insulation | 1.1228 | 1.1055 | 1.0885 | 1.0717 | 1.0552 | 1.039 | 1.023 | 1.0072 | 0.99171 | 0.97643 | 0.9614 | 0.94659
PG&E | MM Therms | Commercial | Com - Education (University) | Service | No | Service - Retro-Commissioning (Gas) | 0.19028 | 0.18735 | 0.18447 | 0.18163 | 0.17883 | 0.17608 | 0.17337 | 0.1707 | 0.16807 | 0.16548 | 0.16293 | 0.16042
PG&E | MM Therms | Commercial | Com - Education (University) | WholeBlg | No | WholeBlg - Com RET Level 1 | 0.16422 | 0.1617 | 0.15921 | 0.15675 | 0.15434 | 0.15196 | 0.14962 | 0.14732 | 0.14505 | 0.14282 | 0.14062 | 0.13845
PG&E | MM Therms | Commercial | Com - Education (University) | WholeBlg | No | WholeBlg - Com RET Level 2 | 3.0928 | 3.0451 | 2.9983 | 2.9521 | 2.9066 | 2.8619 | 2.8178 | 2.7744 | 2.7317 | 2.6896 | 2.6482 | 2.6074
PG&E | MM Therms | Commercial | Com - Grocery | BldgEnv | No | BldgEnv - Attic Batt Insulation | 0.27513 | 0.2709 | 0.26672 | 0.26262 | 0.25857 | 0.25459 | 0.25067 | 0.24681 | 0.24301 | 0.23927 | 0.23558 | 0.23195
PG&E | MM Therms | Commercial | Com - Grocery | BldgEnv | No | BldgEnv - Wall Spray On Insulation | 0.36566 | 0.36003 | 0.35449 | 0.34903 | 0.34365 | 0.33836 | 0.33315 | 0.32802 | 0.32297 | 0.318 | 0.3131 | 0.30828
PG&E | MM Therms | Commercial | Com - Grocery | FoodServ | No | FoodServ - Oven (Gas) | 1.8096 | 1.8379 | 1.8656 | 1.8951 | 1.9241 | 1.9517 | 1.977 | 2.0021 | 2.0265 | 2.052 | 2.0782 | 2.1047
PG&E | MM Therms | Commercial | Com - Grocery | HVAC | No | HVAC - Gas Furnace | 0.57472 | 0.56587 | 0.55715 | 0.54857 | 0.54013 | 0.53181 | 0.52362 | 0.51555 | 0.50761 | 0.4998 | 0.4921 | 0.48452
PG&E | MM Therms | Commercial | Com - Grocery | HVAC | No | HVAC - Thermostat | 1.0492 | 1.0657 | 1.0818 | 1.0985 | 1.1149 | 1.1305 | 1.1449 | 1.1593 | 1.1731 | 1.1876 | 1.2024 | 1.2174
PG&E | MM Therms | Commercial | Com - Grocery | SHW | Yes | SHW - EF Rated Storage Water Heater (Gas) - Emerging | 0 | 0 | 1.4769 | 1.5005 | 1.5236 | 1.5457 | 1.5658 | 1.586 | 1.6055 | 1.6259 | 1.6468 | 1.668
PG&E | MM Therms | Commercial | Com - Grocery | SHW | Yes | SHW - ET Rated Storage Water Heater - Emerging | 2.2433 | 2.257 | 2.2703 | 2.2853 | 2.3 | 2.3138 | 2.3256 | 2.3375 | 2.3489 | 2.3614 | 2.3746 | 2.3883
PG&E | MM Therms | Commercial | Com - Grocery | SHW | No | SHW - EF Rated Instantaneous Water Heater (Gas) | 0.43069 | 0.43772 | 0.077767 | 0.079045 | 0.0803 | 0.081501 | 0.082597 | 0.08369 | 0.084751 | 0.085858 | 0.086993 | 0.088143
PG&E | MM Therms | Commercial | Com - Grocery | SHW | No | SHW - Pipe and Tank Insulation | 2.1651 | 2.1317 | 2.0989 | 2.0666 | 2.0348 | 2.0034 | 1.9726 | 1.9422 | 1.9123 | 1.8828 | 1.8538 | 1.8253
PG&E | MM Therms | Commercial | Com - Grocery | Service | No | Service - Retro-Commissioning (Gas) | 0.36692 | 0.36127 | 0.35571 | 0.35023 | 0.34483 | 0.33952 | 0.3343 | 0.32915 | 0.32408 | 0.31909 | 0.31417 | 0.30934
PG&E | MM Therms | Commercial | Com - Grocery | WholeBlg | No | WholeBlg - Com RET Level 1 | 0.5141 | 0.50619 | 0.49839 | 0.49072 | 0.48316 | 0.47572 | 0.46839 | 0.46118 | 0.45408 | 0.44708 | 0.4402 | 0.43342
PG&E | MM Therms | Commercial | Com - Grocery | WholeBlg | No | WholeBlg - Com RET Level 2 | 5.4463 | 5.3625 | 5.2799 | 5.1986 | 5.1185 | 5.0397 | 4.9621 | 4.8857 | 4.8104 | 4.7363 | 4.6634 | 4.5916
PG&E | MM Therms | Commercial | Com - Hospital | BldgEnv | No | BldgEnv - Wall Spray On Insulation | 1.0997 | 1.0828 | 1.0661 | 1.0497 | 1.0335 | 1.0176 | 1.002 | 0.98653 | 0.97133 | 0.95638 | 0.94165 | 0.92715
PG&E | MM Therms | Commercial | Com - Hospital | FoodServ | No | FoodServ - Oven (Gas) | 0.69727 | 0.70819 | 0.71887 | 0.73023 | 0.74138 | 0.75204 | 0.76176 | 0.77146 | 0.78087 | 0.7907 | 0.80078 | 0.811
PG&E | MM Therms | Commercial | Com - Hospital | HVAC | No | HVAC - ET Rated Boiler (High) | 6.7623 | 6.8873 | 7.0096 | 7.1389 | 7.2659 | 7.3876 | 7.4992 | 7.6103 | 7.7184 | 7.8307 | 7.9456 | 8.0618
PG&E | MM Therms | Commercial | Com - Hospital | HVAC | No | HVAC - Gas Furnace | 0.28568 | 0.28128 | 0.27695 | 0.27268 | 0.26849 | 0.26435 | 0.26028 | 0.25627 | 0.25232 | 0.24844 | 0.24461 | 0.24085
PG&E | MM Therms | Commercial | Com - Hospital | HVAC | No | HVAC - SEER Rated Package Rooftop AC (Recharge) | 0.00043005 | 0.00042343 | 0.00041691 | 0.00041049 | 0.00040416 | 0.00039794 | 0.00039181 | 0.00038578 | 0.00037984 | 0.00037399 | 0.00036823 | 0.00036256
PG&E | MM Therms | Commercial | Com - Hospital | SHW | Yes | SHW - ET Rated Storage Water Heater - Emerging | 4.0032 | 4.0222 | 4.0407 | 4.062 | 4.0829 | 4.1023 | 4.1185 | 4.1349 | 4.1506 | 4.168 | 4.1868 | 4.2064
PG&E | MM Therms | Commercial | Com - Hospital | SHW | No | SHW - EF Rated Instantaneous Water Heater (Gas) | 0.7845 | 0.79667 | 0.70715 | 0.71823 | 0.7291 | 0.7395 | 0.74897 | 0.75842 | 0.76759 | 0.77717 | 0.787 | 0.79697
PG&E | MM Therms | Commercial | Com - Hospital | SHW | No | SHW - Pipe and Tank Insulation | 1.4301 | 1.4081 | 1.3864 | 1.3651 | 1.3441 | 1.3234 | 1.303 | 1.2829 | 1.2632 | 1.2437 | 1.2246 | 1.2057
PG&E | MM Therms | Commercial | Com - Hospital | Service | No | Service - Retro-Commissioning (Gas) | 0.24237 | 0.23864 | 0.23496 | 0.23134 | 0.22778 | 0.22427 | 0.22082 | 0.21742 | 0.21407 | 0.21077 | 0.20753 | 0.20433
PG&E | MM Therms | Commercial | Com - Hospital | WholeBlg | No | WholeBlg - Com RET Level 1 | 0.46904 | 0.46181 | 0.4547 | 0.4477 | 0.4408 | 0.43402 | 0.42733 | 0.42075 | 0.41427 | 0.40789 | 0.40161 | 0.39543
PG&E | MM Therms | Commercial | Com - Hospital | WholeBlg | No | WholeBlg - Com RET Level 2 | 8.5912 | 8.4589 | 8.3287 | 8.2004 | 8.0741 | 7.9498 | 7.8274 | 7.7068 | 7.5881 | 7.4713 | 7.3562 | 7.2429
PG&E | MM Therms | Commercial | Com - Hotel | BldgEnv | No | BldgEnv - Wall Spray On Insulation | 0.97645 | 0.96141 | 0.9466 | 0.93203 | 0.91767 | 0.90354 | 0.88963 | 0.87593 | 0.86244 | 0.84915 | 0.83608 | 0.8232
PG&E | MM Therms | Commercial | Com - Hotel | FoodServ | No | FoodServ - Fryer (Gas) | 0.21419 | 0.21755 | 0.22083 | 0.22432 | 0.22774 | 0.23102 | 0.23401 | 0.23698 | 0.23988 | 0.24289 | 0.24599 | 0.24913
PG&E | MM Therms | Commercial | Com - Hotel | FoodServ | No | FoodServ - Oven (Gas) | 0.41273 | 0.4192 | 0.42552 | 0.43224 | 0.43884 | 0.44515 | 0.45091 | 0.45664 | 0.46222 | 0.46803 | 0.474 | 0.48005
PG&E | MM Therms | Commercial | Com - Hotel | HVAC | No | HVAC - ET Rated Boiler (High) | 2.7551 | 2.7895 | 2.8231 | 2.8592 | 2.8945 | 2.9283 | 2.9587 | 2.9891 | 3.0186 | 3.0496 | 3.0815 | 3.1141
PG&E | MM Therms | Commercial | Com - Hotel | HVAC | No | HVAC - Gas Furnace | 0.015989 | 0.015743 | 0.0155 | 0.015262 | 0.015027 | 0.014795 | 0.014567 | 0.014343 | 0.014122 | 0.013905 | 0.013691 | 0.01348
PG&E | MM Therms | Commercial | Com - Hotel | HVAC | No | HVAC - SEER Rated Package Rooftop AC (Recharge) | 0.00045912 | 0.00045205 | 0.00044508 | 0.00043823 | 0.00043148 | 0.00042484 | 0.00041829 | 0.00041185 | 0.00040551 | 0.00039926 | 0.00039312 | 0.00038706
PG&E | MM Therms | Commercial | Com - Hotel | SHW | Yes | SHW - EF Rated Storage Water Heater (Gas) - Emerging | 0 | 0 | 0.27067 | 0.27523 | 0.2797 | 0.28399 | 0.2879 | 0.2918 | 0.29559 | 0.29954 | 0.30359 | 0.30769
PG&E | MM Therms | Commercial | Com - Hotel | SHW | Yes | SHW - ET Rated Storage Water Heater - Emerging | 1.498 | 1.5081 | 1.5178 | 1.5287 | 1.5394 | 1.5495 | 1.5582 | 1.567 | 1.5754 | 1.5845 | 1.5942 | 1.6041
PG&E | MM Therms | Commercial | Com - Hotel | SHW | No | SHW - EF Rated Instantaneous Water Heater (Gas) | 0.33425 | 0.33949 | 0.060278 | 0.061231 | 0.062166 | 0.06306 | 0.063876 | 0.064689 | 0.065479 | 0.066303 | 0.067149 | 0.068006
PG&E | MM Therms | Commercial | Com - Hotel | SHW | No | SHW - Pipe and Tank Insulation | 1.2698 | 1.2503 | 1.231 | 1.212 | 1.1934 | 1.175 | 1.1569 | 1.1391 | 1.1215 | 1.1043 | 1.0873 | 1.0705
PG&E | MM Therms | Commercial | Com - Hotel | Service | No | Service - Retro-Commissioning (Gas) | 0.2152 | 0.21188 | 0.20862 | 0.20541 | 0.20224 | 0.19913 | 0.19606 | 0.19304 | 0.19007 | 0.18714 | 0.18426 | 0.18142
PG&E | MM Therms | Commercial | Com - Hotel | WholeBlg | No | WholeBlg - Com RET Level 1 | 0.258 | 0.25403 | 0.25012 | 0.24627 | 0.24247 | 0.23874 | 0.23506 | 0.23144 | 0.22788 | 0.22437 | 0.22092 | 0.21751
PG&E | MM Therms | Commercial | Com - Hotel | WholeBlg | No | WholeBlg - Com RET Level 2 | 4.0606 | 3.998 | 3.9365 | 3.8758 | 3.8162 | 3.7574 | 3.6995 | 3.6426 | 3.5865 | 3.5312 | 3.4768 | 3.4233
PG&E | MM Therms | Commercial | Com - Motel | BldgEnv | No | BldgEnv - Wall Spray On Insulation | 0.97645 | 0.96141 | 0.9466 | 0.93203 | 0.91767 | 0.90354 | 0.88963 | 0.87593 | 0.86244 | 0.84915 | 0.83608 | 0.8232
PG&E | MM Therms | Commercial | Com - Motel | FoodServ | No | FoodServ - Fryer (Gas) | 0.21419 | 0.21755 | 0.22083 | 0.22432 | 0.22774 | 0.23102 | 0.23401 | 0.23698 | 0.23988 | 0.24289 | 0.24599 | 0.24913
PG&E | MM Therms | Commercial | Com - Motel | FoodServ | No | FoodServ - Oven (Gas) | 0.41273 | 0.4192 | 0.42552 | 0.43224 | 0.43884 | 0.44515 | 0.45091 | 0.45664 | 0.46222 | 0.46803 | 0.474 | 0.48005
PG&E | MM Therms | Commercial | Com - Motel | HVAC | No | HVAC - ET Rated Boiler (High) | 2.7551 | 2.7895 | 2.8231 | 2.8592 | 2.8945 | 2.9283 | 2.9587 | 2.9891 | 3.0186 | 3.0496 | 3.0815 | 3.1141
PG&E | MM Therms | Commercial | Com - Motel | HVAC | No | HVAC - Gas Furnace | 0.015989 | 0.015743 | 0.0155 | 0.015262 | 0.015027 | 0.014795 | 0.014567 | 0.014343 | 0.014122 | 0.013905 | 0.013691 | 0.01348
PG&E | MM Therms | Commercial | Com - Motel | SHW | Yes | SHW - EF Rated Storage Water Heater (Gas) - Emerging | 0 | 0 | 0.17943 | 0.18248 | 0.18548 | 0.18835 | 0.19098 | 0.19359 | 0.19614 | 0.19878 | 0.2015 | 0.20424
PG&E | MM Therms | Commercial | Com - Motel | SHW | Yes | SHW - ET Rated Storage Water Heater - Emerging | 0.62402 | 0.62363 | 0.62322 | 0.62318 | 0.62312 | 0.62293 | 0.62241 | 0.62195 | 0.62144 | 0.62118 | 0.62109 | 0.62113
PG&E | MM Therms | Commercial | Com - Motel | SHW | No | SHW - EF Rated Instantaneous Water Heater (Gas) | 0.1278 | 0.12981 | 0.023048 | 0.023413 | 0.023771 | 0.024114 | 0.024426 | 0.024737 | 0.02504 | 0.025355 | 0.025679 | 0.026008
PG&E | MM Therms | Commercial | Com - Motel | SHW | No | SHW - Pipe and Tank Insulation | 1.2698 | 1.2503 | 1.231 | 1.212 | 1.1934 | 1.175 | 1.1569 | 1.1391 | 1.1215 | 1.1043 | 1.0873 | 1.0705
PG&E | MM Therms | Commercial | Com - Motel | Service | No | Service - Retro-Commissioning (Gas) | 0.2152 | 0.21188 | 0.20862 | 0.20541 | 0.20224 | 0.19913 | 0.19606 | 0.19304 | 0.19007 | 0.18714 | 0.18426 | 0.18142
PG&E | MM Therms | Commercial | Com - Motel | WholeBlg | No | WholeBlg - Com RET Level 1 | 0.23676 | 0.23312 | 0.22953 | 0.22599 | 0.22251 | 0.21908 | 0.21571 | 0.21239 | 0.20912 | 0.2059 | 0.20273 | 0.1996
PG&E | MM Therms | Commercial | Com - Motel | WholeBlg | No | WholeBlg - Com RET Level 2 | 3.7638 | 3.7058 | 3.6488 | 3.5926 | 3.5372 | 3.4828 | 3.4291 | 3.3763 | 3.3243 | 3.2731 | 3.2227 | 3.1731
PG&E | MM Therms | Commercial | Com - Nusing Home | BldgEnv | No | BldgEnv - Wall Spray On Insulation | 0.24154 | 0.23782 | 0.23416 | 0.23055 | 0.227 | 0.22351 | 0.22006 | 0.21667 | 0.21334 | 0.21005 | 0.20682 | 0.20363
PG&E | MM Therms | Commercial | Com - Nusing Home | FoodServ | No | FoodServ - Oven (Gas) | 0.69727 | 0.70819 | 0.71887 | 0.73023 | 0.74138 | 0.75204 | 0.76176 | 0.77146 | 0.78087 | 0.7907 | 0.80078 | 0.811
PG&E | MM Therms | Commercial | Com - Nusing Home | HVAC | No | HVAC - ET Rated Boiler (High) | 6.6899 | 6.7976 | 6.9029 | 7.0148 | 7.1247 | 7.2298 | 7.3257 | 7.4213 | 7.5142 | 7.611 | 7.7104 | 7.8111
PG&E | MM Therms | Commercial | Com - Nusing Home | HVAC | No | HVAC - Gas Furnace | 0.33925 | 0.33403 | 0.32888 | 0.32382 | 0.31883 | 0.31392 | 0.30909 | 0.30433 | 0.29964 | 0.29503 | 0.29048 | 0.28601
PG&E | MM Therms | Commercial | Com - Nusing Home | HVAC | No | HVAC - SEER Rated Package Rooftop AC (Recharge) | 0.0021544 | 0.0021213 | 0.0020886 | 0.0020564 | 0.0020248 | 0.0019936 | 0.0019629 | 0.0019326 | 0.0019029 | 0.0018736 | 0.0018447 | 0.0018163
PG&E | MM Therms | Commercial | Com - Nusing Home | HVAC | No | HVAC - Thermostat | 0.50244 | 0.51037 | 0.51806 | 0.52609 | 0.53391 | 0.54138 | 0.54829 | 0.55518 | 0.56182 | 0.56873 | 0.57582 | 0.58302
PG&E | MM Therms | Commercial | Com - Nusing Home | SHW | Yes | SHW - EF Rated Storage Water Heater (Gas) - Emerging | 0 | 0 | 0.54129 | 0.55043 | 0.5594 | 0.56799 | 0.57584 | 0.58366 | 0.59126 | 0.59918 | 0.60729 | 0.61551
PG&E | MM Therms | Commercial | Com - Nusing Home | SHW | Yes | SHW - ET Rated Storage Water Heater - Emerging | 2.9696 | 2.9793 | 2.9886 | 3 | 3.0111 | 3.0213 | 3.0293 | 3.0374 | 3.0452 | 3.0542 | 3.0641 | 3.0747
PG&E | MM Therms | Commercial | Com - Nusing Home | SHW | No | SHW - EF Rated Instantaneous Water Heater (Gas) | 0.58698 | 0.59596 | 0.10578 | 0.10742 | 0.10902 | 0.11056 | 0.11195 | 0.11335 | 0.1147 | 0.11612 | 0.11757 | 0.11904
PG&E | MM Therms | Commercial | Com - Nusing Home | SHW | No | SHW - Pipe and Tank Insulation | 1.4301 | 1.4081 | 1.3864 | 1.3651 | 1.3441 | 1.3234 | 1.303 | 1.2829 | 1.2632 | 1.2437 | 1.2246 | 1.2057
PG&E | MM Therms | Commercial | Com - Nusing Home | Service | No | Service - Retro-Commissioning (Gas) | 0.24237 | 0.23864 | 0.23496 | 0.23134 | 0.22778 | 0.22427 | 0.22082 | 0.21742 | 0.21407 | 0.21077 | 0.20753 | 0.20433
PG&E | MM Therms | Commercial | Com - Nusing Home | WholeBlg | No | WholeBlg - Com RET Level 1 | 0.44151 | 0.43472 | 0.42802 | 0.42143 | 0.41494 | 0.40855 | 0.40226 | 0.39606 | 0.38996 | 0.38396 | 0.37804 | 0.37222
PG&E | MM Therms | Commercial | Com - Nusing Home | WholeBlg | No | WholeBlg - Com RET Level 2 | 7.0893 | 6.9802 | 6.8727 | 6.7668 | 6.6626 | 6.56 | 6.459 | 6.3595 | 6.2616 | 6.1651 | 6.0702 | 5.9767
PG&E | MM Therms | Commercial | Com - Office (Large) | BldgEnv | No | BldgEnv - Wall Spray On Insulation | 1.4509 | 1.4286 | 1.4066 | 1.3849 | 1.3636 | 1.3426 | 1.3219 | 1.3015 | 1.2815 | 1.2618 | 1.2423 | 1.2232
PG&E | MM Therms | Commercial | Com - Office (Large) | FoodServ | No | FoodServ - Oven (Gas) | 3.1912 | 3.2411 | 3.29 | 3.342 | 3.393 | 3.4419 | 3.4863 | 3.5307 | 3.5738 | 3.6188 | 3.6649 | 3.7117
PG&E | MM Therms | Commercial | Com - Office (Large) | HVAC | No | HVAC - ET Rated Boiler (High) | 13.7172 | 13.7637 | 13.8086 | 13.8629 | 13.916 | 13.9644 | 14.0029 | 14.0422 | 14.0794 | 14.1226 | 14.17 | 14.2202
PG&E | MM Therms | Commercial | Com - Office (Large) | HVAC | No | HVAC - Gas Furnace | 0.4399 | 0.43313 | 0.42646 | 0.41989 | 0.41342 | 0.40706 | 0.40079 | 0.39461 | 0.38854 | 0.38255 | 0.37666 | 0.37086
PG&E | MM Therms | Commercial | Com - Office (Large) | HVAC | No | HVAC - SEER Rated Package Rooftop AC (Recharge) | 0.00041094 | 0.00040461 | 0.00039838 | 0.00039224 | 0.0003862 | 0.00038026 | 0.0003744 | 0.00036863 | 0.00036296 | 0.00035737 | 0.00035186 | 0.00034645
PG&E | MM Therms | Commercial | Com - Office (Large) | HVAC | No | HVAC - Thermostat | 0.57912 | 0.58826 | 0.59713 | 0.60639 | 0.61539 | 0.62401 | 0.63197 | 0.63991 | 0.64756 | 0.65553 | 0.66371 | 0.672
PG&E | MM Therms | Commercial | Com - Office (Large) | SHW | Yes | SHW - EF Rated Storage Water Heater (Gas) - Emerging | 0 | 0 | 5.0265 | 5.1066 | 5.1851 | 5.2603 | 5.3288 | 5.3971 | 5.4635 | 5.5327 | 5.6038 | 5.6758
PG&E | MM Therms | Commercial | Com - Office (Large) | SHW | Yes | SHW - ET Rated Storage Water Heater - Emerging | 2.2566 | 2.2618 | 2.2667 | 2.2731 | 2.2793 | 2.2849 | 2.2889 | 2.2931 | 2.297 | 2.3019 | 2.3074 | 2.3134
PG&E | MM Therms | Commercial | Com - Office (Large) | SHW | No | SHW - EF Rated Instantaneous Water Heater (Gas) | 0.46809 | 0.47534 | 0.084383 | 0.085703 | 0.086998 | 0.088236 | 0.089364 | 0.09049 | 0.091583 | 0.092724 | 0.093895 | 0.095082
PG&E | MM Therms | Commercial | Com - Office (Large) | SHW | No | SHW - Pipe and Tank Insulation | 8.5907 | 8.4584 | 8.3281 | 8.1999 | 8.0736 | 7.9493 | 7.8268 | 7.7063 | 7.5876 | 7.4708 | 7.3557 | 7.2425
PG&E | MM Therms | Commercial | Com - Office (Large) | Service | No | Service - Retro-Commissioning (Gas) | 1.4559 | 1.4335 | 1.4114 | 1.3897 | 1.3683 | 1.3472 | 1.3264 | 1.306 | 1.2859 | 1.2661 | 1.2466 | 1.2274
PG&E | MM Therms | Commercial | Com - Office (Large) | WholeBlg | No | WholeBlg - Com RET Level 1 | 1.2144 | 1.1957 | 1.1773 | 1.1592 | 1.1413 | 1.1238 | 1.1065 | 1.0894 | 1.0726 | 1.0561 | 1.0399 | 1.0238
PG&E | MM Therms | Commercial | Com - Office (Large) | WholeBlg | No | WholeBlg - Com RET Level 2 | 17.7541 | 17.4807 | 17.2115 | 16.9464 | 16.6854 | 16.4285 | 16.1755 | 15.9264 | 15.6811 | 15.4396 | 15.2019 | 14.9677
PG&E | MM Therms | Commercial | Com - Office (Small) | BldgEnv | No | BldgEnv - Wall Spray On Insulation | 0.45596 | 0.44894 | 0.44203 | 0.43522 | 0.42852 | 0.42192 | 0.41542 | 0.40902 | 0.40272 | 0.39652 | 0.39042 | 0.3844
PG&E | MM Therms | Commercial | Com - Office (Small) | HVAC | No | HVAC - ET Rated Boiler (High) | 5.6364 | 5.63 | 5.6234 | 5.6201 | 5.6167 | 5.6122 | 5.6048 | 5.598 | 5.5909 | 5.5859 | 5.5825 | 5.5803
PG&E | MM Therms | Commercial | Com - Office (Small) | HVAC | No | HVAC - Gas Furnace | 0.11625 | 0.11446 | 0.1127 | 0.11096 | 0.10925 | 0.10757 | 0.10591 | 0.10428 | 0.10268 | 0.1011 | 0.099539 | 0.098006
PG&E | MM Therms | Commercial | Com - Office (Small) | HVAC | No | HVAC - SEER Rated Package Rooftop AC (Recharge) | 0.00027814 | 0.00027385 | 0.00026964 | 0.00026548 | 0.00026139 | 0.00025737 | 0.00025341 | 0.0002495 | 0.00024566 | 0.00024188 | 0.00023815 | 0.00023449
PG&E | MM Therms | Commercial | Com - Office (Small) | HVAC | No | HVAC - Thermostat | 0.21285 | 0.21621 | 0.21947 | 0.22287 | 0.22618 | 0.22935 | 0.23227 | 0.23519 | 0.238 | 0.24093 | 0.24394 | 0.24699
PG&E | MM Therms | Commercial | Com - Office (Small) | SHW | Yes | SHW - EF Rated Storage Water Heater (Gas) - Emerging | 0 | 0 | 3.2706 | 3.3233 | 3.375 | 3.4245 | 3.4697 | 3.5147 | 3.5585 | 3.6041 | 3.6509 | 3.6983
PG&E | MM Therms | Commercial | Com - Office (Small) | SHW | Yes | SHW - ET Rated Storage Water Heater - Emerging | 1.6971 | 1.6837 | 1.6705 | 1.6579 | 1.6456 | 1.6332 | 1.6206 | 1.6082 | 1.596 | 1.5842 | 1.5729 | 1.562
PG&E | MM Therms | Commercial | Com - Office (Small) | SHW | No | SHW - EF Rated Instantaneous Water Heater (Gas) | 0.34842 | 0.35377 | 0.062795 | 0.063769 | 0.064724 | 0.065638 | 0.066471 | 0.067301 | 0.068107 | 0.068949 | 0.069813 | 0.07069
PG&E | MM Therms | Commercial | Com - Office (Small) | SHW | No | SHW - Pipe and Tank Insulation | 2.6997 | 2.6582 | 2.6172 | 2.5769 | 2.5372 | 2.4982 | 2.4597 | 2.4218 | 2.3845 | 2.3478 | 2.3116 | 2.276
PG&E | MM Therms | Commercial | Com - Office (Small) | Service | No | Service - Retro-Commissioning (Gas) | 0.45753 | 0.45048 | 0.44355 | 0.43671 | 0.42999 | 0.42337 | 0.41685 | 0.41043 | 0.40411 | 0.39788 | 0.39176 | 0.38572
PG&E | MM Therms | Commercial | Com - Office (Small) | WholeBlg | No | WholeBlg - Com RET Level 1 | 0.27801 | 0.27373 | 0.26951 | 0.26536 | 0.26127 | 0.25725 | 0.25329 | 0.24939 | 0.24555 | 0.24177 | 0.23804 | 0.23438
PG&E | MM Therms | Commercial | Com - Office (Small) | WholeBlg | No | WholeBlg - Com RET Level 2 | 5.8486 | 5.7585 | 5.6698 | 5.5825 | 5.4965 | 5.4119 | 5.3285 | 5.2465 | 5.1657 | 5.0861 | 5.0078 | 4.9307
PG&E | MM Therms | Commercial | Com - Restaurant (Fast Food) | BldgEnv | No | BldgEnv - Wall Spray On Insulation | 0.083339 | 0.082055 | 0.080792 | 0.079548 | 0.078323 | 0.077116 | 0.075929 | 0.074759 | 0.073608 | 0.072475 | 0.071359 | 0.07026
PG&E | MM Therms | Commercial | Com - Restaurant (Fast Food) | FoodServ | No | FoodServ - Fryer (Gas) | 6.0167 | 6.111 | 6.2031 | 6.3012 | 6.3974 | 6.4894 | 6.5733 | 6.6569 | 6.7381 | 6.8229 | 6.9099 | 6.9981
PG&E | MM Therms | Commercial | Com - Restaurant (Fast Food) | FoodServ | No | FoodServ - Oven (Gas) | 3.8378 | 3.8979 | 3.9567 | 4.0192 | 4.0806 | 4.1393 | 4.1928 | 4.2462 | 4.298 | 4.3521 | 4.4076 | 4.4638
PG&E | MM Therms | Commercial | Com - Restaurant (Fast Food) | HVAC | No | HVAC - Gas Furnace | 0.19816 | 0.19511 | 0.1921 | 0.18914 | 0.18623 | 0.18336 | 0.18054 | 0.17776 | 0.17502 | 0.17233 | 0.16967 | 0.16706
PG&E | MM Therms | Commercial | Com - Restaurant (Fast Food) | HVAC | No | HVAC - Thermostat | 0.56972 | 0.57871 | 0.58743 | 0.59654 | 0.6054 | 0.61388 | 0.62171 | 0.62952 | 0.63704 | 0.64489 | 0.65293 | 0.66108
PG&E | MM Therms | Commercial | Com - Restaurant (Fast Food) | SHW | Yes | SHW - EF Rated Storage Water Heater (Gas) - Emerging | 0 | 0 | 0.88498 | 0.89999 | 0.91472 | 0.92883 | 0.94172 | 0.95457 | 0.96706 | 0.98007 | 0.9934 | 1.0069
PG&E | MM Therms | Commercial | Com - Restaurant (Fast Food) | SHW | Yes | SHW - ET Rated Storage Water Heater - Emerging | 2.6612 | 2.6548 | 2.6483 | 2.6433 | 2.6383 | 2.6328 | 2.6262 | 2.62 | 2.6136 | 2.6081 | 2.6035 | 2.5993
PG&E | MM Therms | Commercial | Com - Restaurant (Fast Food) | SHW | No | SHW - EF Rated Instantaneous Water Heater (Gas) | 0.5141 | 0.52197 | 0.092646 | 0.09408 | 0.095486 | 0.096831 | 0.098056 | 0.099278 | 0.10046 | 0.1017 | 0.10298 | 0.10427
PG&E | MM Therms | Commercial | Com - Restaurant (Fast Food) | SHW | No | SHW - Pipe and Tank Insulation | 0.49344 | 0.48584 | 0.47836 | 0.471 | 0.46374 | 0.4566 | 0.44957 | 0.44265 | 0.43583 | 0.42912 | 0.42251 | 0.416
PG&E | MM Therms | Commercial | Com - Restaurant (Fast Food) | Service | No | Service - Retro-Commissioning (Gas) | 0.083625 | 0.082337 | 0.081069 | 0.079821 | 0.078592 | 0.077381 | 0.07619 | 0.075016 | 0.073861 | 0.072724 | 0.071604 | 0.070501
PG&E | MM Therms | Commercial | Com - Restaurant (Fast Food) | WholeBlg | No | WholeBlg - Com RET Level 1 | 1.5439 | 1.5202 | 1.4968 | 1.4737 | 1.451 | 1.4287 | 1.4067 | 1.385 | 1.3637 | 1.3427 | 1.322 | 1.3016
PG&E | MM Therms | Commercial | Com - Restaurant (Fast Food) | WholeBlg | No | WholeBlg - Com RET Level 2 | 7.113 | 7.0035 | 6.8956 | 6.7894 | 6.6849 | 6.5819 | 6.4806 | 6.3808 | 6.2825 | 6.1858 | 6.0905 | 5.9967
PG&E | MM Therms | Commercial | Com - Restaurant (Sit Down) | BldgEnv | No | BldgEnv - Wall Spray On Insulation | 0.083339 | 0.082055 | 0.080792 | 0.079548 | 0.078323 | 0.077116 | 0.075929 | 0.074759 | 0.073608 | 0.072475 | 0.071359 | 0.07026
PG&E | MM Therms | Commercial | Com - Restaurant (Sit Down) | FoodServ | No | FoodServ - Fryer (Gas) | 6.0167 | 6.111 | 6.2031 | 6.3012 | 6.3974 | 6.4894 | 6.5733 | 6.6569 | 6.7381 | 6.8229 | 6.9099 | 6.9981
PG&E | MM Therms | Commercial | Com - Restaurant (Sit Down) | FoodServ | No | FoodServ - Oven (Gas) | 3.8378 | 3.8979 | 3.9567 | 4.0192 | 4.0806 | 4.1393 | 4.1928 | 4.2462 | 4.298 | 4.3521 | 4.4076 | 4.4638
PG&E | MM Therms | Commercial | Com - Restaurant (Sit Down) | HVAC | No | HVAC - Gas Furnace | 0.16772 | 0.16514 | 0.1626 | 0.16009 | 0.15763 | 0.1552 | 0.15281 | 0.15046 | 0.14814 | 0.14586 | 0.14361 | 0.1414
PG&E | MM Therms | Commercial | Com - Restaurant (Sit Down) | HVAC | No | HVAC - SEER Rated Package Rooftop AC (Recharge) | 0.00048467 | 0.00047721 | 0.00046986 | 0.00046262 | 0.0004555 | 0.00044848 | 0.00044158 | 0.00043478 | 0.00042808 | 0.00042149 | 0.000415 | 0.00040861
PG&E | MM Therms | Commercial | Com - Restaurant (Sit Down) | HVAC | No | HVAC - Thermostat | 0.37724 | 0.38319 | 0.38897 | 0.395 | 0.40086 | 0.40648 | 0.41166 | 0.41683 | 0.42182 | 0.42701 | 0.43233 | 0.43774
PG&E | MM Therms | Commercial | Com - Restaurant (Sit Down) | SHW | Yes | SHW - EF Rated Storage Water Heater (Gas) - Emerging | 0 | 0 | 0.9054 | 0.92009 | 0.93451 | 0.94831 | 0.96091 | 0.97346 | 0.98566 | 0.99838 | 1.0114 | 1.0246
PG&E | MM Therms | Commercial | Com - Restaurant (Sit Down) | SHW | Yes | SHW - ET Rated Storage Water Heater - Emerging | 1.3973 | 1.398 | 1.3986 | 1.4001 | 1.4014 | 1.4025 | 1.4027 | 1.4031 | 1.4033 | 1.4041 | 1.4052 | 1.4067
PG&E | MM Therms | Commercial | Com - Restaurant (Sit Down) | SHW | No | SHW - EF Rated Instantaneous Water Heater (Gas) | 0.26663 | 0.2707 | 0.048045 | 0.048786 | 0.049513 | 0.050209 | 0.050842 | 0.051473 | 0.052087 | 0.052727 | 0.053385 | 0.054052
PG&E | MM Therms | Commercial | Com - Restaurant (Sit Down) | SHW | No | SHW - Pipe and Tank Insulation | 0.49344 | 0.48584 | 0.47836 | 0.471 | 0.46374 | 0.4566 | 0.44957 | 0.44265 | 0.43583 | 0.42912 | 0.42251 | 0.416
PG&E | MM Therms | Commercial | Com - Restaurant (Sit Down) | Service | No | Service - Retro-Commissioning (Gas) | 0.083625 | 0.082337 | 0.081069 | 0.079821 | 0.078592 | 0.077381 | 0.07619 | 0.075016 | 0.073861 | 0.072724 | 0.071604 | 0.070501
PG&E | MM Therms | Commercial | Com - Restaurant (Sit Down) | WholeBlg | No | WholeBlg - Com RET Level 1 | 1.5021 | 1.4789 | 1.4561 | 1.4337 | 1.4116 | 1.3899 | 1.3685 | 1.3474 | 1.3267 | 1.3062 | 1.2861 | 1.2663
PG&E | MM Therms | Commercial | Com - Restaurant (Sit Down) | WholeBlg | No | WholeBlg - Com RET Level 2 | 6.8771 | 6.7712 | 6.6669 | 6.5643 | 6.4632 | 6.3636 | 6.2656 | 6.1691 | 6.0741 | 5.9806 | 5.8885 | 5.7978
PG&E | MM Therms | Commercial | Com - Retail (Large Multi Level) | BldgEnv | No | BldgEnv - Wall Spray On Insulation | 0.439 | 0.43224 | 0.42558 | 0.41903 | 0.41257 | 0.40622 | 0.39996 | 0.3938 | 0.38774 | 0.38177 | 0.37589 | 0.3701
PG&E | MM Therms | Commercial | Com - Retail (Large Multi Level) | FoodServ | No | FoodServ - Oven (Gas) | 0.72416 | 0.7355 | 0.7466 | 0.7584 | 0.76997 | 0.78105 | 0.79114 | 0.80121 | 0.81099 | 0.82119 | 0.83167 | 0.84228
PG&E | MM Therms | Commercial | Com - Retail (Large Multi Level) | HVAC | No | HVAC - ET Rated Boiler (High) | 3.261 | 3.2692 | 3.2772 | 3.2873 | 3.2971 | 3.3059 | 3.3125 | 3.3194 | 3.3257 | 3.3335 | 3.3423 | 3.3517
PG&E | MM Therms | Commercial | Com - Retail (Large Multi Level) | HVAC | No | HVAC - Gas Furnace | 0.1331 | 0.13105 | 0.12903 | 0.12705 | 0.12509 | 0.12316 | 0.12127 | 0.1194 | 0.11756 | 0.11575 | 0.11397 | 0.11221
PG&E | MM Therms | Commercial | Com - Retail (Large Multi Level) | HVAC | No | HVAC - SEER Rated Package Rooftop AC (Recharge) | 0.00021201 | 0.00020874 | 0.00020553 | 0.00020236 | 0.00019924 | 0.00019618 | 0.00019316 | 0.00019018 | 0.00018725 | 0.00018437 | 0.00018153 | 0.00017873
PG&E | MM Therms | Commercial | Com - Retail (Large Multi Level) | HVAC | No | HVAC - Thermostat | 0.41254 | 0.41905 | 0.42537 | 0.43196 | 0.43838 | 0.44452 | 0.45019 | 0.45584 | 0.46129 | 0.46697 | 0.47279 | 0.4787
PG&E | MM Therms | Commercial | Com - Retail (Large Multi Level) | SHW | Yes | SHW - EF Rated Storage Water Heater (Gas) - Emerging | 0 | 0 | 1.776 | 1.8042 | 1.8319 | 1.8584 | 1.8826 | 1.9067 | 1.9301 | 1.9545 | 1.9795 | 2.0049
PG&E | MM Therms | Commercial | Com - Retail (Large Multi Level) | SHW | Yes | SHW - ET Rated Storage Water Heater - Emerging | 0.37169 | 0.37042 | 0.36916 | 0.36808 | 0.36702 | 0.36591 | 0.36465 | 0.36344 | 0.36223 | 0.36114 | 0.36016 | 0.35925
PG&E | MM Therms | Commercial | Com - Retail (Large Multi Level) | SHW | No | SHW - EF Rated Instantaneous Water Heater (Gas) | 0.075715 | 0.076879 | 0.013647 | 0.013859 | 0.014067 | 0.014266 | 0.014447 | 0.014628 | 0.014803 | 0.014986 | 0.015175 | 0.015365
PG&E | MM Therms | Commercial | Com - Retail (Large Multi Level) | SHW | No | SHW - Pipe and Tank Insulation | 2.5993 | 2.5592 | 2.5198 | 2.481 | 2.4428 | 2.4052 | 2.3682 | 2.3317 | 2.2958 | 2.2604 | 2.2256 | 2.1913
PG&E | MM Therms | Commercial | Com - Retail (Large Multi Level) | Service | No | Service - Retro-Commissioning (Gas) | 0.44051 | 0.43372 | 0.42704 | 0.42047 | 0.41399 | 0.40762 | 0.40134 | 0.39516 | 0.38907 | 0.38308 | 0.37718 | 0.37137
PG&E | MM Therms | Commercial | Com - Retail (Large Multi Level) | WholeBlg | No | WholeBlg - Com RET Level 1 | 0.31992 | 0.31499 | 0.31014 | 0.30536 | 0.30066 | 0.29603 | 0.29147 | 0.28698 | 0.28256 | 0.27821 | 0.27393 | 0.26971
PG&E | MM Therms | Commercial | Com - Retail (Large Multi Level) | WholeBlg | No | WholeBlg - Com RET Level 2 | 4.7793 | 4.7057 | 4.6332 | 4.5619 | 4.4916 | 4.4224 | 4.3543 | 4.2873 | 4.2213 | 4.1563 | 4.0922 | 4.0292
PG&E | MM Therms | Commercial | Com - Retail (Large Single Level) | BldgEnv | No | BldgEnv - Attic Batt Insulation | 0.038013 | 0.037428 | 0.036851 | 0.036284 | 0.035725 | 0.035175 | 0.034633 | 0.0341 | 0.033575 | 0.033058 | 0.032549 | 0.032047
PG&E | MM Therms | Commercial | Com - Retail (Large Single Level) | BldgEnv | No | BldgEnv - Wall Spray On Insulation | 0.439 | 0.43224 | 0.42558 | 0.41903 | 0.41257 | 0.40622 | 0.39996 | 0.3938 | 0.38774 | 0.38177 | 0.37589 | 0.3701
PG&E | MM Therms | Commercial | Com - Retail (Large Single Level) | FoodServ | No | FoodServ - Oven (Gas) | 0.72416 | 0.7355 | 0.7466 | 0.7584 | 0.76997 | 0.78105 | 0.79114 | 0.80121 | 0.81099 | 0.82119 | 0.83167 | 0.84228
PG&E | MM Therms | Commercial | Com - Retail (Large Single Level) | HVAC | No | HVAC - Gas Furnace | 0.1331 | 0.13105 | 0.12903 | 0.12705 | 0.12509 | 0.12316 | 0.12127 | 0.1194 | 0.11756 | 0.11575 | 0.11397 | 0.11221
PG&E | MM Therms | Commercial | Com - Retail (Large Single Level) | HVAC | No | HVAC - SEER Rated Package Rooftop AC (Recharge) | 0.00075623 | 0.00074458 | 0.00073311 | 0.00072182 | 0.00071071 | 0.00069976 | 0.00068899 | 0.00067838 | 0.00066793 | 0.00065764 | 0.00064751 | 0.00063754
PG&E | MM Therms | Commercial | Com - Retail (Large Single Level) | HVAC | No | HVAC - Thermostat | 0.44516 | 0.45218 | 0.459 | 0.46611 | 0.47304 | 0.47966 | 0.48578 | 0.49188 | 0.49776 | 0.50389 | 0.51017 | 0.51655
PG&E | MM Therms | Commercial | Com - Retail (Large Single Level) | SHW | Yes | SHW - EF Rated Storage Water Heater (Gas) - Emerging | 0 | 0 | 1.7763 | 1.8046 | 1.8323 | 1.8588 | 1.8829 | 1.907 | 1.9304 | 1.9548 | 1.9799 | 2.0053
PG&E | MM Therms | Commercial | Com - Retail (Large Single Level) | SHW | Yes | SHW - ET Rated Storage Water Heater - Emerging | 0.28256 | 0.28086 | 0.27917 | 0.2776 | 0.27606 | 0.27451 | 0.27288 | 0.27129 | 0.26971 | 0.26823 | 0.26681 | 0.26546
PG&E | MM Therms | Commercial | Com - Retail (Large Single Level) | SHW | No | SHW - EF Rated Instantaneous Water Heater (Gas) | 0.058486 | 0.059385 | 0.010541 | 0.010705 | 0.010866 | 0.011019 | 0.011159 | 0.011299 | 0.011434 | 0.011576 | 0.011721 | 0.011869
PG&E | MM Therms | Commercial | Com - Retail (Large Single Level) | SHW | No | SHW - Pipe and Tank Insulation | 2.5993 | 2.5592 | 2.5198 | 2.481 | 2.4428 | 2.4052 | 2.3682 | 2.3317 | 2.2958 | 2.2604 | 2.2256 | 2.1913
PG&E | MM Therms | Commercial | Com - Retail (Large Single Level) | Service | No | Service - Retro-Commissioning (Gas) | 0.44051 | 0.43372 | 0.42704 | 0.42047 | 0.41399 | 0.40762 | 0.40134 | 0.39516 | 0.38907 | 0.38308 | 0.37718 | 0.37137
PG&E | MM Therms | Commercial | Com - Retail (Large Single Level) | WholeBlg | No | WholeBlg - Com RET Level 1 | 0.24184 | 0.23812 | 0.23445 | 0.23084 | 0.22728 | 0.22378 | 0.22034 | 0.21694 | 0.2136 | 0.21031 | 0.20707 | 0.20389
PG&E | MM Therms | Commercial | Com - Retail (Large Single Level) | WholeBlg | No | WholeBlg - Com RET Level 2 | 2.2827 | 2.2476 | 2.213 | 2.1789 | 2.1453 | 2.1123 | 2.0798 | 2.0477 | 2.0162 | 1.9851 | 1.9546 | 1.9245
PG&E | MM Therms | Commercial | Com - Retail (Small) | BldgEnv | No | BldgEnv - Wall Spray On Insulation | 0.439 | 0.43224 | 0.42558 | 0.41903 | 0.41257 | 0.40622 | 0.39996 | 0.3938 | 0.38774 | 0.38177 | 0.37589 | 0.3701
PG&E | MM Therms | Commercial | Com - Retail (Small) | HVAC | No | HVAC - Gas Furnace | 0.26365 | 0.25959 | 0.25559 | 0.25165 | 0.24778 | 0.24396 | 0.2402 | 0.23651 | 0.23286 | 0.22928 | 0.22575 | 0.22227
PG&E | MM Therms | Commercial | Com - Retail (Small) | HVAC | No | HVAC - SEER Rated Package Rooftop AC (Recharge) | 0.0008368 | 0.00082391 | 0.00081123 | 0.00079873 | 0.00078643 | 0.00077432 | 0.0007624 | 0.00075066 | 0.0007391 | 0.00072771 | 0.00071651 | 0.00070547
PG&E | MM Therms | Commercial | Com - Retail (Small) | HVAC | No | HVAC - Thermostat | 0.51241 | 0.5205 | 0.52834 | 0.53654 | 0.5445 | 0.55213 | 0.55917 | 0.5662 | 0.57297 | 0.58002 | 0.58725 | 0.59459
PG&E | MM Therms | Commercial | Com - Retail (Small) | SHW | Yes | SHW - EF Rated Storage Water Heater (Gas) - Emerging | 0 | 0 | 1.7778 | 1.806 | 1.8336 | 1.8601 | 1.8843 | 1.9083 | 1.9317 | 1.9561 | 1.9811 | 2.0065
PG&E | MM Therms | Commercial | Com - Retail (Small) | SHW | Yes | SHW - ET Rated Storage Water Heater - Emerging | 0.27134 | 0.27075 | 0.27016 | 0.26972 | 0.26928 | 0.2688 | 0.26819 | 0.26762 | 0.26703 | 0.26654 | 0.26613 | 0.26577
PG&E | MM Therms | Commercial | Com - Retail (Small) | SHW | No | SHW - EF Rated Instantaneous Water Heater (Gas) | 0.051429 | 0.052219 | 0.0092691 | 0.009413 | 0.0095541 | 0.0096891 | 0.0098121 | 0.0099347 | 0.010054 | 0.010178 | 0.010306 | 0.010435
PG&E | MM Therms | Commercial | Com - Retail (Small) | SHW | No | SHW - Pipe and Tank Insulation | 2.5993 | 2.5592 | 2.5198 | 2.481 | 2.4428 | 2.4052 | 2.3682 | 2.3317 | 2.2958 | 2.2604 | 2.2256 | 2.1913
PG&E | MM Therms | Commercial | Com - Retail (Small) | Service | No | Service - Retro-Commissioning (Gas) | 0.44051 | 0.43372 | 0.42704 | 0.42047 | 0.41399 | 0.40762 | 0.40134 | 0.39516 | 0.38907 | 0.38308 | 0.37718 | 0.37137
PG&E | MM Therms | Commercial | Com - Retail (Small) | WholeBlg | No | WholeBlg - Com RET Level 1 | 0.13894 | 0.1368 | 0.13469 | 0.13262 | 0.13058 | 0.12856 | 0.12658 | 0.12464 | 0.12272 | 0.12083 | 0.11897 | 0.11713
PG&E | MM Therms | Commercial | Com - Retail (Small) | WholeBlg | No | WholeBlg - Com RET Level 2 | 2.1957 | 2.1619 | 2.1286 | 2.0958 | 2.0635 | 2.0317 | 2.0004 | 1.9696 | 1.9393 | 1.9094 | 1.88 | 1.8511
PG&E | MM Therms | Commercial | Com - Storage (Conditioned) | BldgEnv | No | BldgEnv - Attic Batt Insulation | 0.036827 | 0.03626 | 0.035702 | 0.035152 | 0.034611 | 0.034078 | 0.033553 | 0.033036 | 0.032527 | 0.032027 | 0.031533 | 0.031048
PG&E | MM Therms | Commercial | Com - Storage (Conditioned) | BldgEnv | No | BldgEnv - Wall Spray On Insulation | 1.0308 | 1.0149 | 0.9993 | 0.98391 | 0.96876 | 0.95384 | 0.93915 | 0.92469 | 0.91045 | 0.89642 | 0.88262 | 0.86903
PG&E | MM Therms | Commercial | Com - Storage (Conditioned) | HVAC | No | HVAC - Gas Furnace | 0.092077 | 0.090659 | 0.089263 | 0.087888 | 0.086535 | 0.085202 | 0.08389 | 0.082598 | 0.081326 | 0.080074 | 0.078841 | 0.077627
PG&E | MM Therms | Commercial | Com - Storage (Conditioned) | HVAC | No | HVAC - SEER Rated Package Rooftop AC (Recharge) | 1.7481e-06 | 1.7211e-06 | 1.6946e-06 | 1.6685e-06 | 1.6428e-06 | 1.6175e-06 | 1.5926e-06 | 1.5681e-06 | 1.544e-06 | 1.5202e-06 | 1.4968e-06 | 1.4737e-06
PG&E | MM Therms | Commercial | Com - Storage (Conditioned) | SHW | Yes | SHW - EF Rated Storage Water Heater (Gas) - Emerging | 0 | 0 | 0.1964 | 0.19952 | 0.20258 | 0.20551 | 0.20817 | 0.21084 | 0.21342 | 0.21612 | 0.21888 | 0.22169
PG&E | MM Therms | Commercial | Com - Storage (Conditioned) | SHW | Yes | SHW - ET Rated Storage Water Heater - Emerging | 0.041677 | 0.041695 | 0.04171 | 0.04175 | 0.041789 | 0.041818 | 0.041823 | 0.041831 | 0.041835 | 0.041856 | 0.041889 | 0.041931
PG&E | MM Therms | Commercial | Com - Storage (Conditioned) | SHW | No | SHW - EF Rated Instantaneous Water Heater (Gas) | 0.0087318 | 0.0088648 | 0.0015734 | 0.0015976 | 0.0016214 | 0.0016441 | 0.0016648 | 0.0016855 | 0.0017055 | 0.0017265 | 0.001748 | 0.0017698
PG&E | MM Therms | Commercial | Com - Storage (Conditioned) | SHW | No | SHW - Pipe and Tank Insulation | 1.3405 | 1.3198 | 1.2995 | 1.2795 | 1.2598 | 1.2404 | 1.2213 | 1.2025 | 1.184 | 1.1657 | 1.1478 | 1.1301
PG&E | MM Therms | Commercial | Com - Storage (Conditioned) | Service | No | Service - Retro-Commissioning (Gas) | 0.22718 | 0.22368 | 0.22023 | 0.21684 | 0.2135 | 0.21021 | 0.20698 | 0.20379 | 0.20065 | 0.19756 | 0.19452 | 0.19152
PG&E | MM Therms | Commercial | Com - Storage (Conditioned) | WholeBlg | No | WholeBlg - Com RET Level 1 | 0.073003 | 0.071879 | 0.070772 | 0.069682 | 0.068609 | 0.067553 | 0.066512 | 0.065488 | 0.064479 | 0.063486 | 0.062509 | 0.061546
PG&E | MM Therms | Commercial | Com - Storage (Conditioned) | WholeBlg | No | WholeBlg - Com RET Level 2 | 1.4975 | 1.4745 | 1.4518 | 1.4294 | 1.4074 | 1.3857 | 1.3644 | 1.3434 | 1.3227 | 1.3023 | 1.2823 | 1.2625
PG&E | MM Therms | Commercial | Com - Storage (Unconditioned) | SHW | Yes | SHW - EF Rated Storage Water Heater (Gas) - Emerging | 0 | 0 | 0.81906 | 0.83203 | 0.84477 | 0.85695 | 0.86806 | 0.87914 | 0.8899 | 0.90112 | 0.91264 | 0.92432
PG&E | MM Therms | Commercial | Com - Storage (Unconditioned) | SHW | Yes | SHW - ET Rated Storage Water Heater - Emerging | 0.10474 | 0.10477 | 0.1048 | 0.1049 | 0.10498 | 0.10505 | 0.10505 | 0.10506 | 0.10507 | 0.10511 | 0.10518 | 0.10528
PG&E | MM Therms | Commercial | Com - Storage (Unconditioned) | SHW | No | SHW - EF Rated Instantaneous Water Heater (Gas) | 0.021924 | 0.022249 | 0.0039472 | 0.0040064 | 0.0040646 | 0.0041201 | 0.0041707 | 0.0042211 | 0.00427 | 0.0043212 | 0.0043738 | 0.0044271
PG&E | MM Therms | Commercial | Com - Storage (Unconditioned) | SHW | No | SHW - Pipe and Tank Insulation | 3.3512 | 3.2996 | 3.2488 | 3.1988 | 3.1495 | 3.101 | 3.0533 | 3.0062 | 2.9599 | 2.9144 | 2.8695 | 2.8253
PG&E | MM Therms | Commercial | Com - Storage (Unconditioned) | Service | No | Service - Retro-Commissioning (Gas) | 0.56794 | 0.55919 | 0.55058 | 0.5421 | 0.53376 | 0.52554 | 0.51744 | 0.50947 | 0.50163 | 0.4939 | 0.4863 | 0.47881
PG&E | MM Therms | Commercial | Com - Storage (Unconditioned) | WholeBlg | No | WholeBlg - Com RET Level 1 | 0.12535 | 0.12342 | 0.12152 | 0.11965 | 0.11781 | 0.11599 | 0.11421 | 0.11245 | 0.11072 | 0.10901 | 0.10733 | 0.10568
PG&E | MM Therms | Commercial | Com - Storage (Unconditioned) | WholeBlg | No | WholeBlg - Com RET Level 2 | 0.71076 | 0.69981 | 0.68904 | 0.67842 | 0.66798 | 0.65769 | 0.64756 | 0.63759 | 0.62777 | 0.6181 | 0.60858 | 0.59921
PG&E | MM Therms | Commercial | Com - Warehouse (Refrigerated) | BldgEnv | No | BldgEnv - Wall Spray On Insulation | 0.10432 | 0.10272 | 0.10114 | 0.099579 | 0.098045 | 0.096535 | 0.095049 | 0.093585 | 0.092144 | 0.090725 | 0.089328 | 0.087952
PG&E | MM Therms | Commercial | Com - Warehouse (Refrigerated) | SHW | No | SHW - Pipe and Tank Insulation | 0.6177 | 0.60819 | 0.59882 | 0.5896 | 0.58052 | 0.57158 | 0.56278 | 0.55411 | 0.54558 | 0.53718 | 0.5289 | 0.52076
PG&E | MM Therms | Commercial | Com - Warehouse (Refrigerated) | Service | No | Service - Retro-Commissioning (Gas) | 0.10468 | 0.10307 | 0.10148 | 0.099921 | 0.098382 | 0.096867 | 0.095375 | 0.093906 | 0.09246 | 0.091036 | 0.089634 | 0.088254
PG&E | MM Therms | Commercial | Com - Warehouse (Refrigerated) | WholeBlg | No | WholeBlg - Com RET Level 1 | 0.029564 | 0.029109 | 0.028661 | 0.028219 | 0.027785 | 0.027357 | 0.026935 | 0.026521 | 0.026112 | 0.02571 | 0.025314 | 0.024924
PG&E | MM Therms | Commercial | Com - Warehouse (Refrigerated) | WholeBlg | No | WholeBlg - Com RET Level 2 | 0.29339 | 0.28887 | 0.28442 | 0.28004 | 0.27573 | 0.27148 | 0.2673 | 0.26319 | 0.25913 | 0.25514 | 0.25121 | 0.24735
SCE | GWh | Commercial | Com - Assembly | AppPlug | No | AppPlug - Computer Monitor | 0.39993 | 0.5581 | 0.72083 | 0.88307 | 1.0495 | 1.2099 | 1.3624 | 1.5144 | 1.6594 | 1.8079 | 1.9526 | 2.0974
SCE | GWh | Commercial | Com - Assembly | AppPlug | No | AppPlug - Desktop Computer (Com - Power Management) | 9.1602 | 9.289 | 9.4274 | 9.567 | 9.7154 | 9.8559 | 9.9852 | 10.1155 | 10.2363 | 10.3645 | 10.4884 | 10.6142
SCE | GWh | Commercial | Com - Assembly | AppPlug | No | AppPlug - Occupancy Sensor Plug Strip | 3.919 | 3.9741 | 4.0333 | 4.093 | 4.1565 | 4.2166 | 4.272 | 4.3277 | 4.3794 | 4.4343 | 4.4873 | 4.5411
SCE | GWh | Commercial | Com - Assembly | AppPlug | No | AppPlug - Vending Machine Controls | 7.8307 | 7.9409 | 8.0591 | 8.1785 | 8.3053 | 8.4254 | 8.536 | 8.6474 | 8.7507 | 8.8603 | 8.9662 | 9.0737
SCE | GWh | Commercial | Com - Assembly | BldgEnv | No | BldgEnv - Attic Batt Insulation | 0.53932 | 0.53101 | 0.52283 | 0.51478 | 0.50685 | 0.49905 | 0.49136 | 0.4838 | 0.47634 | 0.46901 | 0.46179 | 0.45467
SCE | GWh | Commercial | Com - Assembly | BldgEnv | No | BldgEnv - Wall Spray On Insulation | 2.9881 | 2.9421 | 2.8968 | 2.8522 | 2.8083 | 2.765 | 2.7225 | 2.6805 | 2.6392 | 2.5986 | 2.5586 | 2.5192
SCE | GWh | Commercial | Com - Assembly | BldgEnv | No | BldgEnv - Window Film | 14.9456 | 14.7154 | 14.4888 | 14.2656 | 14.046 | 13.8296 | 13.6167 | 13.407 | 13.2005 | 12.9972 | 12.7971 | 12.6
SCE | GWh | Commercial | Com - Assembly | HVAC | Yes | HVAC - Advanced Package Rooftop AC (> EER 12) - Emerging | 0 | 54.6936 | 54.5061 | 54.3291 | 54.1804 | 54.021 | 53.843 | 53.6747 | 53.4916 | 53.3328 | 53.1711 | 53.0205
SCE | GWh | Commercial | Com - Assembly | HVAC | Yes | HVAC - Energy Recovery Ventilation - Emerging | 7.3759 | 7.4796 | 7.5911 | 7.7034 | 7.8229 | 7.9361 | 8.0402 | 8.1451 | 8.2424 | 8.3456 | 8.4454 | 8.5467
SCE | GWh | Commercial | Com - Assembly | HVAC | No | HVAC - Demand Controlled Ventilation | 12.1602 | 12.3313 | 12.515 | 12.7002 | 12.8972 | 13.0837 | 13.2554 | 13.4284 | 13.5888 | 13.759 | 13.9235 | 14.0904
SCE | GWh | Commercial | Com - Assembly | HVAC | No | HVAC - Direct Evaporative Cooler | 22.7804 | 23.1009 | 23.4451 | 23.7922 | 24.1612 | 24.5106 | 24.8322 | 25.1563 | 25.4568 | 25.7756 | 26.0837 | 26.3964
SCE | GWh | Commercial | Com - Assembly | HVAC | No | HVAC - EER Rated Package Rooftop HP (EER 11) | 3.6504 | 0 | 0 | 0 | 0 | 0 | 0 | 0 | 0 | 0 | 0 | 0
SCE | GWh | Commercial | Com - Assembly | HVAC | No | HVAC - Repair Duct System | 16.8462 | 16.5868 | 16.3313 | 16.0798 | 15.8322 | 15.5884 | 15.3483 | 15.112 | 14.8792 | 14.6501 | 14.4245 | 14.2024
SCE | GWh | Commercial | Com - Assembly | HVAC | No | HVAC - SEER Rated Package Rooftop AC (Recharge) | 20.9399 | 20.6174 | 20.2999 | 19.9873 | 19.6795 | 19.3764 | 19.078 | 18.7842 | 18.495 | 18.2101 | 17.9297 | 17.6536
SCE | GWh | Commercial | Com - Assembly | HVAC | No | HVAC - SEER Rated Package Rooftop AC (SEER 14) | 67.0563 | 67.9355 | 0 | 0 | 0 | 0 | 0 | 0 | 0 | 0 | 0 | 0
SCE | GWh | Commercial | Com - Assembly | HVAC | No | HVAC - SEER Rated Package Rooftop HP (SEER 15) | 37.6441 | 38.1637 | 17.9781 | 18.2397 | 18.5179 | 18.7813 | 19.0236 | 19.2679 | 19.4941 | 19.7344 | 19.9666 | 20.2023
SCE | GWh | Commercial | Com - Assembly | HVAC | No | HVAC - SEER Rated Split System AC (SEER 14) | 32.6767 | 33.1871 | 33.7327 | 0 | 0 | 0 | 0 | 0 | 0 | 0 | 0 | 0
SCE | GWh | Commercial | Com - Assembly | HVAC | No | HVAC - SEER Rated Split System HP (SEER 15) | 17.3339 | 17.6401 | 8.3413 | 8.4936 | 8.6542 | 8.807 | 8.9484 | 9.0907 | 9.2233 | 9.3631 | 9.4983 | 9.6352
SCE | GWh | Commercial | Com - Assembly | Lighting | Yes | Lighting - LED Fixture (Replacing T8) - Emerging | 149.9896 | 154.9466 | 160.1402 | 166.197 | 171.7441 | 177.2434 | 181.8382 | 186.5109 | 191.0691 | 195.8203 | 200.5499 | 204.5339
SCE | GWh | Commercial | Com - Assembly | Lighting | Yes | Lighting - LED Lamp (Basic High - Indoor) - Emerging | 31.6619 | 32.6717 | 33.6569 | 34.5114 | 35.4083 | 4.6667 | 4.766 | 4.8567 | 4.9435 | 5.0243 | 5.1035 | 5.184
SCE | GWh | Commercial | Com - Assembly | Lighting | Yes | Lighting - LED Lamp (Basic Low - Indoor) - Emerging | 20.7275 | 21.4177 | 22.089 | 22.668 | 23.2753 | 3.6362 | 3.7158 | 3.7882 | 3.8576 | 3.9305 | 3.9935 | 4.0577
SCE | GWh | Commercial | Com - Assembly | Lighting | Yes | Lighting - LED Plug-In Indoor Fixture - Emerging | 8.5719 | 8.8166 | 9.0448 | 9.2181 | 9.431 | 0.54629 | 0.55582 | 0.56724 | 0.57557 | 0.58525 | 0.59385 | 0.60352
SCE | GWh | Commercial | Com - Assembly | Lighting | No | Lighting - Cold Cathode Lamp | 0.2539 | 0.25747 | 0.26131 | 0.26518 | 0.26929 | 0 | 0 | 0 | 0 | 0 | 0 | 0
SCE | GWh | Commercial | Com - Assembly | Lighting | No | Lighting - Compact Fluorescent Fixture (Indoor) | 28.1791 | 28.5604 | 28.9704 | 29.3842 | 29.8247 | 0 | 0 | 0 | 0 | 0 | 0 | 0
SCE | GWh | Commercial | Com - Assembly | Lighting | No | Lighting - Exit Fixture (LED) | 5.0281 | 4.9507 | 4.8745 | 4.7994 | 4.7255 | 4.6527 | 4.5811 | 4.5105 | 4.441 | 4.3727 | 4.3053 | 4.239
SCE | GWh | Commercial | Com - Assembly | Lighting | No | Lighting - Halogen Lamp (A-Line) | 0.97369 | 0.98739 | 1.0021 | 1.0169 | 1.0327 | 0 | 0 | 0 | 0 | 0 | 0 | 0
SCE | GWh | Commercial | Com - Assembly | Lighting | No | Lighting - High Bay HID to T5 | 6.7013 | 6.791 | 6.8875 | 6.985 | 7.0887 | 7.1869 | 7.2771 | 7.368 | 7.4522 | 7.5417 | 7.6282 | 7.716
SCE | GWh | Commercial | Com - Assembly | Lighting | No | Lighting - Induction Fixture (Indoor) | 7.9481 | 8.06 | 8.18 | 8.3011 | 8.4299 | 8.5518 | 8.664 | 8.7771 | 8.8819 | 8.9932 | 9.1007 | 9.2098
SCE | GWh | Commercial | Com - Assembly | Lighting | No | Lighting - Induction Fixture (Outdoor) | 2.8562 | 2.8964 | 2.9395 | 2.983 | 3.0293 | 3.0731 | 3.1134 | 3.1541 | 3.1917 | 3.2317 | 3.2703 | 3.3095
SCE | GWh | Commercial | Com - Assembly | Lighting | No | Lighting - Linear Fluorescent Delamping | 0.16005 | 0.15759 | 0.11637 | 0.076386 | 0.037605 | 0 | 0 | 0 | 0 | 0 | 0 | 0
SCE | GWh | Commercial | Com - Assembly | Lighting | No | Lighting - Low Bay HID to T5 | 1.3718 | 1.3901 | 1.4099 | 1.4298 | 1.4511 | 1.4712 | 1.4896 | 1.5083 | 1.5255 | 1.5438 | 1.5615 | 1.5795
SCE | GWh | Commercial | Com - Assembly | Lighting | No | Lighting - Occupancy Sensor | 7.7783 | 7.8845 | 7.9986 | 8.1138 | 8.2364 | 8.3524 | 8.4591 | 8.5667 | 8.6663 | 8.7721 | 8.8743 | 8.9781
SCE | GWh | Commercial | Com - Assembly | Lighting | No | Lighting - Plug-In Fixture (Exterior) | 3.3119 | 3.3585 | 3.4085 | 3.459 | 3.5127 | 3.5635 | 3.6102 | 3.6573 | 3.701 | 3.7474 | 3.7922 | 3.8376
SCE | GWh | Commercial | Com - Assembly | Lighting | No | Lighting - Plug-In Fixture (Linear Fluorescent) | 16.533 | 16.7544 | 16.9927 | 17.2331 | 17.4891 | 0 | 0 | 0 | 0 | 0 | 0 | 0
SCE | GWh | Commercial | Com - Assembly | Lighting | No | Lighting - Plug-In Fixture (MH Directional) | 1.1391 | 1.1544 | 1.1708 | 1.1873 | 1.205 | 1.2217 | 1.237 | 1.2525 | 1.2668 | 1.282 | 1.2967 | 1.3116
SCE | GWh | Commercial | Com - Assembly | Lighting | No | Lighting - Plug-In Fixture (PSMH with Electronic Ballast) | 9.1884 | 9.3114 | 9.4438 | 9.5774 | 9.7197 | 9.8544 | 9.9781 | 10.1028 | 10.2183 | 10.3411 | 10.4596 | 10.5801
SCE | GWh | Commercial | Com - Assembly | SHW | No | SHW - EF Rated Instantaneous Water Heater (Electric) | 0.90304 | 0.91534 | 0.92856 | 0.94191 | 0.95611 | 0.96955 | 0.98191 | 0.99438 | 1.0059 | 1.0182 | 1.03 | 1.042
SCE | GWh | Commercial | Com - Assembly | Service | No | HVAC - Comprehensive Rooftop Unit Quality Maintenance | 49.6749 | 48.9099 | 48.1567 | 47.4151 | 46.6849 | 45.9659 | 45.258 | 44.5611 | 43.8748 | 43.1992 | 42.5339 | 41.8789
SCE | GWh | Commercial | Com - Assembly | Service | No | Service - HVAC Fault Detection & Diagnositics | 17.8559 | 18.1072 | 18.3769 | 18.649 | 18.9382 | 19.2121 | 19.4642 | 19.7183 | 19.9537 | 20.2037 | 20.4452 | 20.6903
SCE | GWh | Commercial | Com - Assembly | Service | No | Service - Retro-Commissioning (Electric) | 56.734 | 55.8603 | 55 | 54.153 | 53.3191 | 52.4979 | 51.6895 | 50.8935 | 50.1097 | 49.338 | 48.5782 | 47.8301
SCE | GWh | Commercial | Com - Assembly | WholeBlg | No | HVAC - Energy Management System | 10.9906 | 11.1452 | 11.3112 | 11.4787 | 11.6567 | 11.8253 | 11.9805 | 12.1368 | 12.2818 | 12.4356 | 12.5843 | 12.7351
SCE | GWh | Commercial | Com - Assembly | WholeBlg | No | WholeBlg - Com RET Level 1 | 76.5418 | 75.363 | 74.2024 | 73.0597 | 71.9346 | 70.8268 | 69.7361 | 68.6621 | 67.6047 | 66.5636 | 65.5386 | 64.5293
SCE | GWh | Commercial | Com - Assembly | WholeBlg | No | WholeBlg - Com RET Level 2 | 520.6967 | 512.678 | 504.7828 | 497.0091 | 489.3552 | 481.8191 | 474.3991 | 467.0933 | 459.9001 | 452.8176 | 445.8442 | 438.9782
SCE | GWh | Commercial | Com - Education (Community College) | AppPlug | No | AppPlug - Computer Monitor | 0.13695 | 0.19111 | 0.24683 | 0.30238 | 0.35937 | 0.41431 | 0.46653 | 0.51857 | 0.56823 | 0.61907 | 0.66863 | 0.71822
SCE | GWh | Commercial | Com - Education (Community College) | AppPlug | No | AppPlug - Desktop Computer (Com - Power Management) | 3.1458 | 3.1901 | 3.2376 | 3.2855 | 3.3365 | 3.3847 | 3.4292 | 3.4739 | 3.5154 | 3.5594 | 3.602 | 3.6452
SCE | GWh | Commercial | Com - Education (Community College) | AppPlug | No | AppPlug - Occupancy Sensor Plug Strip | 1.342 | 1.3608 | 1.3811 | 1.4016 | 1.4233 | 1.4439 | 1.4628 | 1.4819 | 1.4996 | 1.5184 | 1.5366 | 1.555
SCE | GWh | Commercial | Com - Education (Community College) | AppPlug | No | AppPlug - Vending Machine Controls | 10.5846 | 10.7335 | 10.8934 | 11.0547 | 11.2261 | 11.3885 | 11.5379 | 11.6885 | 11.8281 | 11.9762 | 12.1194 | 12.2647
SCE | GWh | Commercial | Com - Education (Community College) | BldgEnv | No | BldgEnv - Attic Batt Insulation | 0.18468 | 0.18183 | 0.17903 | 0.17627 | 0.17356 | 0.17089 | 0.16826 | 0.16566 | 0.16311 | 0.1606 | 0.15813 | 0.15569
SCE | GWh | Commercial | Com - Education (Community College) | BldgEnv | No | BldgEnv - Wall Spray On Insulation | 1.0226 | 1.0069 | 0.99136 | 0.97609 | 0.96106 | 0.94626 | 0.93169 | 0.91734 | 0.90321 | 0.8893 | 0.87561 | 0.86212
SCE | GWh | Commercial | Com - Education (Community College) | BldgEnv | No | BldgEnv - Window Film | 2.607 | 2.5669 | 2.5273 | 2.4884 | 2.4501 | 2.4124 | 2.3752 | 2.3386 | 2.3026 | 2.2672 | 2.2322 | 2.1979
SCE | GWh | Commercial | Com - Education (Community College) | FoodServ | No | FoodServ - Electric Griddle | 0.17294 | 0.17538 | 0.17799 | 0.18063 | 0.18343 | 0.18608 | 0.18852 | 0.19098 | 0.19326 | 0.19568 | 0.19802 | 0.2004
SCE | GWh | Commercial | Com - Education (Community College) | FoodServ | No | FoodServ - Electric Steamer | 0.11246 | 0.11404 | 0.11574 | 0.11745 | 0.11927 | 0.121 | 0.12259 | 0.12419 | 0.12567 | 0.12724 | 0.12876 | 0.13031
SCE | GWh | Commercial | Com - Education (Community College) | FoodServ | No | FoodServ - Fryer (Electric) | 0.011042 | 0.011197 | 0.011364 | 0.011532 | 0.011711 | 0.011881 | 0.012037 | 0.012194 | 0.012339 | 0.012494 | 0.012643 | 0.012795
SCE | GWh | Commercial | Com - Education (Community College) | FoodServ | No | FoodServ - Oven (Electric) | 1.9916 | 2.0196 | 2.0497 | 2.08 | 2.1123 | 2.1429 | 2.171 | 2.1993 | 2.2256 | 2.2534 | 2.2804 | 2.3077
SCE | GWh | Commercial | Com - Education (Community College) | HVAC | Yes | HVAC - Advanced Package Rooftop AC (> EER 12) - Emerging | 0 | 8.2397 | 8.2403 | 8.2424 | 8.2495 | 8.2539 | 8.2542 | 8.2558 | 8.254 | 8.2564 | 8.2578 | 8.2608
SCE | GWh | Commercial | Com - Education (Community College) | HVAC | Yes | HVAC - Energy Recovery Ventilation - Emerging | 1.3989 | 1.4186 | 1.4397 | 1.461 | 1.4837 | 1.5051 | 1.5249 | 1.5448 | 1.5632 | 1.5828 | 1.6017 | 1.6209
SCE | GWh | Commercial | Com - Education (Community College) | HVAC | No | HVAC - Chiller (Centrifugal) | 4.5435 | 4.508 | 4.4745 | 4.442 | 4.4113 | 4.3805 | 4.3489 | 4.3182 | 4.2871 | 4.2576 | 4.2282 | 4.1998
SCE | GWh | Commercial | Com - Education (Community College) | HVAC | No | HVAC - Chiller (Reciprocating) | 3.622 | 3.6403 | 3.6615 | 3.6832 | 3.7077 | 3.7302 | 3.7499 | 3.7701 | 3.7879 | 3.808 | 3.8272 | 3.8471
SCE | GWh | Commercial | Com - Education (Community College) | HVAC | No | HVAC - Demand Controlled Ventilation | 2.3063 | 2.3387 | 2.3736 | 2.4087 | 2.4461 | 2.4814 | 2.514 | 2.5468 | 2.5772 | 2.6095 | 2.6407 | 2.6724
SCE | GWh | Commercial | Com - Education (Community College) | HVAC | No | HVAC - Direct Evaporative Cooler | 3.785 | 3.8383 | 3.8955 | 3.9531 | 4.0144 | 4.0725 | 4.1259 | 4.1798 | 4.2297 | 4.2827 | 4.3339 | 4.3858
SCE | GWh | Commercial | Com - Education (Community College) | HVAC | No | HVAC - EER Rated Package Rooftop AC (EER 11) | 2.4637 | 0 | 0 | 0 | 0 | 0 | 0 | 0 | 0 | 0 | 0 | 0
SCE | GWh | Commercial | Com - Education (Community College) | HVAC | No | HVAC - EER Rated Package Rooftop HP (EER 11) | 0.016426 | 0 | 0 | 0 | 0 | 0 | 0 | 0 | 0 | 0 | 0 | 0
SCE | GWh | Commercial | Com - Education (Community College) | HVAC | No | HVAC - Repair Duct System | 2.5462 | 2.507 | 2.4684 | 2.4303 | 2.3929 | 2.3561 | 2.3198 | 2.2841 | 2.2489 | 2.2143 | 2.1802 | 2.1466
SCE | GWh | Commercial | Com - Education (Community College) | HVAC | No | HVAC - SEER Rated Package Rooftop AC (Recharge) | 3.1023 | 3.0546 | 3.0075 | 2.9612 | 2.9156 | 2.8707 | 2.8265 | 2.783 | 2.7401 | 2.6979 | 2.6564 | 2.6155
SCE | GWh | Commercial | Com - Education (Community College) | HVAC | No | HVAC - SEER Rated Package Rooftop AC (SEER 14) | 11.6106 | 11.761 | 0 | 0 | 0 | 0 | 0 | 0 | 0 | 0 | 0 | 0
SCE | GWh | Commercial | Com - Education (Community College) | HVAC | No | HVAC - SEER Rated Package Rooftop HP (SEER 15) | 5.1932 | 5.2811 | 2.4954 | 2.5392 | 2.5855 | 2.6294 | 2.6701 | 2.711 | 2.7491 | 2.7893 | 2.8282 | 2.8676
SCE | GWh | Commercial | Com - Education (Community College) | HVAC | No | HVAC - SEER Rated Split System AC (SEER 14) | 5.6899 | 5.7669 | 5.8498 | 0 | 0 | 0 | 0 | 0 | 0 | 0 | 0 | 0
SCE | GWh | Commercial | Com - Education (Community College) | HVAC | No | HVAC - SEER Rated Split System HP (SEER 15) | 3.0754 | 3.1238 | 1.4744 | 1.4986 | 1.5242 | 1.5485 | 1.571 | 1.5936 | 1.6147 | 1.6369 | 1.6584 | 1.6802
SCE | GWh | Commercial | Com - Education (Community College) | HVAC | No | HVAC - Thermostat | 7.3408 | 7.4441 | 7.555 | 7.6668 | 7.7857 | 7.8984 | 8.002 | 8.1064 | 8.2032 | 8.306 | 8.4053 | 8.5061
SCE | GWh | Commercial | Com - Education (Community College) | Lighting | Yes | Lighting - LED Fixture (Replacing T8) - Emerging | 69.585 | 71.919 | 74.3649 | 77.2131 | 79.8267 | 82.4181 | 84.5884 | 86.7956 | 88.949 | 91.1936 | 93.4282 | 95.316
SCE | GWh | Commercial | Com - Education (Community College) | Lighting | Yes | Lighting - LED Lamp (Basic High - Indoor) - Emerging | 2.0355 | 2.1007 | 2.1644 | 2.2197 | 2.2777 | 0.30023 | 0.30666 | 0.31253 | 0.31815 | 0.32339 | 0.32852 | 0.33374
SCE | GWh | Commercial | Com - Education (Community College) | Lighting | Yes | Lighting - LED Lamp (Basic Low - Indoor) - Emerging | 1.5455 | 1.5972 | 1.6475 | 1.6909 | 1.7365 | 0.27132 | 0.27729 | 0.28273 | 0.28794 | 0.29341 | 0.29815 | 0.30297
SCE | GWh | Commercial | Com - Education (Community College) | Lighting | Yes | Lighting - LED Plug-In Indoor Fixture - Emerging | 4.0932 | 4.2107 | 4.3203 | 4.4037 | 4.5061 | 0.26105 | 0.26564 | 0.27113 | 0.27514 | 0.2798 | 0.28394 | 0.28859
SCE | GWh | Commercial | Com - Education (Community College) | Lighting | No | Lighting - Cold Cathode Lamp | 0.080462 | 0.081594 | 0.08281 | 0.084036 | 0.085339 | 0 | 0 | 0 | 0 | 0 | 0 | 0
SCE | GWh | Commercial | Com - Education (Community College) | Lighting | No | Lighting - Compact Fluorescent Fixture (Indoor) | 10.523 | 10.667 | 10.8217 | 10.9779 | 11.144 | 0 | 0 | 0 | 0 | 0 | 0 | 0
SCE | GWh | Commercial | Com - Education (Community College) | Lighting | No | Lighting - Exit Fixture (LED) | 1.7565 | 1.7294 | 1.7028 | 1.6766 | 1.6507 | 1.6253 | 1.6003 | 1.5756 | 1.5514 | 1.5275 | 1.504 | 1.4808
SCE | GWh | Commercial | Com - Education (Community College) | Lighting | No | Lighting - Halogen Lamp (A-Line) | 0.32461 | 0.32917 | 0.33408 | 0.33902 | 0.34428 | 0 | 0 | 0 | 0 | 0 | 0 | 0
SCE | GWh | Commercial | Com - Education (Community College) | Lighting | No | Lighting - High Bay HID to T5 | 1.4288 | 1.4486 | 1.4699 | 1.4914 | 1.5142 | 1.5359 | 1.5558 | 1.5758 | 1.5944 | 1.6141 | 1.6332 | 1.6525
SCE | GWh | Commercial | Com - Education (Community College) | Lighting | No | Lighting - Induction Fixture (Indoor) | 2.6286 | 2.6656 | 2.7053 | 2.7453 | 2.7879 | 2.8282 | 2.8654 | 2.9028 | 2.9374 | 2.9742 | 3.0098 | 3.0459
SCE | GWh | Commercial | Com - Education (Community College) | Lighting | No | Lighting - Induction Fixture (Outdoor) | 0.97803 | 0.99179 | 1.0066 | 1.0215 | 1.0373 | 1.0523 | 1.0661 | 1.08 | 1.0929 | 1.1066 | 1.1198 | 1.1333
SCE | GWh | Commercial | Com - Education (Community College) | Lighting | No | Lighting - Light Sensor | 0.45016 | 0.4611 | 0.47263 | 0.48421 | 0.49633 | 0.5079 | 0.51869 | 0.52951 | 0.53967 | 0.55029 | 0.56058 | 0.57097
SCE | GWh | Commercial | Com - Education (Community College) | Lighting | No | Lighting - Linear Fluorescent Delamping | 0.071324 | 0.070226 | 0.051858 | 0.03404 | 0.016758 | 0 | 0 | 0 | 0 | 0 | 0 | 0
SCE | GWh | Commercial | Com - Education (Community College) | Lighting | No | Lighting - Low Bay HID to T5 | 0.72518 | 0.73524 | 0.74604 | 0.75694 | 0.76854 | 0.77952 | 0.78961 | 0.79979 | 0.80922 | 0.81924 | 0.82891 | 0.83874
SCE | GWh | Commercial | Com - Education (Community College) | Lighting | No | Lighting - Occupancy Sensor | 1.4853 | 1.5058 | 1.5278 | 1.55 | 1.5737 | 1.596 | 1.6166 | 1.6374 | 1.6566 | 1.677 | 1.6967 | 1.7167
SCE | GWh | Commercial | Com - Education (Community College) | Lighting | No | Lighting - Plug-In Fixture (Exterior) | 1.1341 | 1.15 | 1.1672 | 1.1845 | 1.2028 | 1.2202 | 1.2362 | 1.2524 | 1.2673 | 1.2832 | 1.2985 | 1.3141
SCE | GWh | Commercial | Com - Education (Community College) | Lighting | No | Lighting - Plug-In Fixture (Linear Fluorescent) | 3.7343 | 3.7861 | 3.8418 | 3.8979 | 3.9576 | 0 | 0 | 0 | 0 | 0 | 0 | 0
SCE | GWh | Commercial | Com - Education (Community College) | Lighting | No | Lighting - Plug-In Fixture (MH Directional) | 0.36737 | 0.37246 | 0.37794 | 0.38346 | 0.38933 | 0.39489 | 0.40001 | 0.40516 | 0.40994 | 0.41502 | 0.41992 | 0.42489
SCE | GWh | Commercial | Com - Education (Community College) | Lighting | No | Lighting - Plug-In Fixture (PSMH with Electronic Ballast) | 2.9633 | 3.0044 | 3.0486 | 3.0931 | 3.1405 | 3.1853 | 3.2266 | 3.2682 | 3.3067 | 3.3477 | 3.3872 | 3.4273
SCE | GWh | Commercial | Com - Education (Community College) | SHW | No | SHW - EF Rated Instantaneous Water Heater (Electric) | 0.12672 | 0.12851 | 0.13042 | 0.13235 | 0.1344 | 0.13635 | 0.13814 | 0.13994 | 0.14161 | 0.14339 | 0.1451 | 0.14684
SCE | GWh | Commercial | Com - Education (Community College) | Service | No | HVAC - Comprehensive Rooftop Unit Quality Maintenance | 17.01 | 16.748 | 16.4901 | 16.2361 | 15.9861 | 15.7399 | 15.4975 | 15.2589 | 15.0239 | 14.7925 | 14.5647 | 14.3404
SCE | GWh | Commercial | Com - Education (Community College) | Service | No | Service - HVAC Fault Detection & Diagnositics | 6.1143 | 6.2004 | 6.2927 | 6.3859 | 6.4849 | 6.5787 | 6.665 | 6.752 | 6.8327 | 6.9183 | 7.001 | 7.0849
SCE | GWh | Commercial | Com - Education (Community College) | Service | No | Service - Retro-Commissioning (Electric) | 19.4272 | 19.128 | 18.8334 | 18.5434 | 18.2578 | 17.9766 | 17.6998 | 17.4272 | 17.1589 | 16.8946 | 16.6344 | 16.3783
SCE | GWh | Commercial | Com - Education (Community College) | WholeBlg | No | HVAC - Energy Management System | 3.7635 | 3.8164 | 3.8733 | 3.9306 | 3.9916 | 4.0493 | 4.1024 | 4.156 | 4.2056 | 4.2583 | 4.3092 | 4.3608
SCE | GWh | Commercial | Com - Education (Community College) | WholeBlg | No | WholeBlg - Com RET Level 1 | 17.9184 | 17.6424 | 17.3707 | 17.1032 | 16.8398 | 16.5805 | 16.3252 | 16.0738 | 15.8262 | 15.5825 | 15.3425 | 15.1063
SCE | GWh | Commercial | Com - Education (Community College) | WholeBlg | No | WholeBlg - Com RET Level 2 | 128.9388 | 126.9532 | 124.9981 | 123.0731 | 121.1778 | 119.3117 | 117.4743 | 115.6652 | 113.8839 | 112.1301 | 110.4033 | 108.7031
SCE | GWh | Commercial | Com - Education (Primary School) | AppPlug | No | AppPlug - Computer Monitor | 0.15199 | 0.15413 | 0.15642 | 0.15874 | 0.1612 | 0.16353 | 0.16568 | 0.16784 | 0.16985 | 0.17197 | 0.17403 | 0.17612
SCE | GWh | Commercial | Com - Education (Primary School) | AppPlug | No | AppPlug - Desktop Computer (Com - Power Management) | 6.209 | 6.2964 | 6.3902 | 6.4848 | 6.5854 | 6.6806 | 6.7683 | 6.8566 | 6.9385 | 7.0254 | 7.1094 | 7.1946
SCE | GWh | Commercial | Com - Education (Primary School) | AppPlug | No | AppPlug - Occupancy Sensor Plug Strip | 2.3821 | 2.4156 | 2.4516 | 2.4879 | 2.5265 | 2.563 | 2.5966 | 2.6305 | 2.6619 | 2.6953 | 2.7275 | 2.7602
SCE | GWh | Commercial | Com - Education (Primary School) | AppPlug | No | AppPlug - Vending Machine Controls | 12.9014 | 13.0829 | 13.2778 | 13.4744 | 13.6834 | 13.8813 | 14.0634 | 14.247 | 14.4171 | 14.5977 | 14.7722 | 14.9493
SCE | GWh | Commercial | Com - Education (Primary School) | BldgEnv | No | BldgEnv - Attic Batt Insulation | 0.050401 | 0.049625 | 0.048861 | 0.048108 | 0.047367 | 0.046638 | 0.04592 | 0.045212 | 0.044516 | 0.043831 | 0.043156 | 0.042491
SCE | GWh | Commercial | Com - Education (Primary School) | BldgEnv | No | BldgEnv - Wall Spray On Insulation | 1.8152 | 1.7873 | 1.7597 | 1.7326 | 1.706 | 1.6797 | 1.6538 | 1.6283 | 1.6033 | 1.5786 | 1.5543 | 1.5303
SCE | GWh | Commercial | Com - Education (Primary School) | BldgEnv | No | BldgEnv - Window Film | 16.2414 | 15.9913 | 15.7451 | 15.5026 | 15.2638 | 15.0288 | 14.7973 | 14.5695 | 14.3451 | 14.1242 | 13.9067 | 13.6925
SCE | GWh | Commercial | Com - Education (Primary School) | FoodServ | No | FoodServ - Electric Griddle | 3.5304 | 3.5801 | 3.6334 | 3.6872 | 3.7444 | 3.7985 | 3.8484 | 3.8986 | 3.9452 | 3.9946 | 4.0423 | 4.0908
SCE | GWh | Commercial | Com - Education (Primary School) | FoodServ | No | FoodServ - Electric Steamer | 0.43251 | 0.43859 | 0.44513 | 0.45172 | 0.45872 | 0.46536 | 0.47146 | 0.47762 | 0.48332 | 0.48937 | 0.49522 | 0.50116
SCE | GWh | Commercial | Com - Education (Primary School) | FoodServ | No | FoodServ - Fryer (Electric) | 0.054881 | 0.055653 | 0.056483 | 0.057319 | 0.058208 | 0.05905 | 0.059824 | 0.060605 | 0.061329 | 0.062097 | 0.06284 | 0.063593
SCE | GWh | Commercial | Com - Education (Primary School) | FoodServ | No | FoodServ - Oven (Electric) | 0.80628 | 0.81762 | 0.8298 | 0.84209 | 0.85515 | 0.86752 | 0.8789 | 0.89037 | 0.901 | 0.91229 | 0.9232 | 0.93426
SCE | GWh | Commercial | Com - Education (Primary School) | HVAC | Yes | HVAC - Advanced Package Rooftop AC (> EER 12) - Emerging | 0 | 12.4319 | 12.3441 | 12.2589 | 12.179 | 12.0983 | 12.0155 | 11.9351 | 11.8532 | 11.7759 | 11.699 | 11.6246
SCE | GWh | Commercial | Com - Education (Primary School) | HVAC | Yes | HVAC - Energy Recovery Ventilation - Emerging | 2.1553 | 2.1856 | 2.2182 | 2.251 | 2.2859 | 2.319 | 2.3494 | 2.3801 | 2.4085 | 2.4387 | 2.4678 | 2.4974
SCE | GWh | Commercial | Com - Education (Primary School) | HVAC | No | HVAC - Demand Controlled Ventilation | 3.5533 | 3.6033 | 3.657 | 3.7112 | 3.7687 | 3.8232 | 3.8734 | 3.9239 | 3.9708 | 4.0205 | 4.0686 | 4.1174
SCE | GWh | Commercial | Com - Education (Primary School) | HVAC | No | HVAC - Direct Evaporative Cooler | 5.1999 | 5.2731 | 5.3516 | 5.4309 | 5.5151 | 5.5949 | 5.6683 | 5.7423 | 5.8108 | 5.8836 | 5.9539 | 6.0253
SCE | GWh | Commercial | Com - Education (Primary School) | HVAC | No | HVAC - EER Rated Package Rooftop HP (EER 11) | 0.63437 | 0 | 0 | 0 | 0 | 0 | 0 | 0 | 0 | 0 | 0 | 0
SCE | GWh | Commercial | Com - Education (Primary School) | HVAC | No | HVAC - Repair Duct System | 3.5319 | 3.4775 | 3.4239 | 3.3712 | 3.3193 | 3.2682 | 3.2178 | 3.1683 | 3.1195 | 3.0715 | 3.0242 | 2.9776
SCE | GWh | Commercial | Com - Education (Primary School) | HVAC | No | HVAC - SEER Rated Package Rooftop AC (Recharge) | 4.321 | 4.2545 | 4.189 | 4.1244 | 4.0609 | 3.9984 | 3.9368 | 3.8762 | 3.8165 | 3.7577 | 3.6999 | 3.6429
SCE | GWh | Commercial | Com - Education (Primary School) | HVAC | No | HVAC - SEER Rated Package Rooftop AC (SEER 14) | 16.1597 | 16.3384 | 0 | 0 | 0 | 0 | 0 | 0 | 0 | 0 | 0 | 0
SCE | GWh | Commercial | Com - Education (Primary School) | HVAC | No | HVAC - SEER Rated Package Rooftop HP (SEER 15) | 7.6799 | 7.8053 | 3.686 | 3.7486 | 3.8147 | 3.8776 | 3.9356 | 3.9941 | 4.0485 | 4.1059 | 4.1615 | 4.2177
SCE | GWh | Commercial | Com - Education (Primary School) | HVAC | No | HVAC - SEER Rated Split System AC (SEER 14) | 8.0443 | 8.1504 | 8.2648 | 0 | 0 | 0 | 0 | 0 | 0 | 0 | 0 | 0
SCE | GWh | Commercial | Com - Education (Primary School) | HVAC | No | HVAC - SEER Rated Split System HP (SEER 15) | 3.6786 | 3.7437 | 1.7703 | 1.8027 | 1.8369 | 1.8694 | 1.8995 | 1.9298 | 1.958 | 1.9877 | 2.0165 | 2.0456
SCE | GWh | Commercial | Com - Education (Primary School) | HVAC | No | HVAC - Thermostat | 11.3505 | 11.5102 | 11.6817 | 11.8547 | 12.0385 | 12.2126 | 12.3729 | 12.5344 | 12.6841 | 12.8429 | 12.9965 | 13.1523
SCE | GWh | Commercial | Com - Education (Primary School) | Lighting | Yes | Lighting - LED Fixture (Replacing T8) - Emerging | 108.6099 | 112.1717 | 115.903 | 120.258 | 124.2423 | 128.1921 | 131.4881 | 134.8399 | 138.1093 | 141.5171 | 144.9093 | 147.7623
SCE | GWh | Commercial | Com - Education (Primary School) | Lighting | Yes | Lighting - LED Lamp (Basic High - Indoor) - Emerging | 3.3306 | 3.4358 | 3.5384 | 3.6272 | 3.7205 | 0.49022 | 0.50053 | 0.50993 | 0.51894 | 0.5273 | 0.53549 | 0.54384
SCE | GWh | Commercial | Com - Education (Primary School) | Lighting | Yes | Lighting - LED Lamp (Basic Low - Indoor) - Emerging | 2.5288 | 2.6123 | 2.6934 | 2.7632 | 2.8365 | 0.44301 | 0.4526 | 0.46131 | 0.46966 | 0.47843 | 0.486 | 0.49371
SCE | GWh | Commercial | Com - Education (Primary School) | Lighting | Yes | Lighting - LED Plug-In Indoor Fixture - Emerging | 7.2357 | 7.4402 | 7.6305 | 7.7746 | 7.9519 | 0.46049 | 0.46841 | 0.47793 | 0.48484 | 0.49289 | 0.50002 | 0.50806
SCE | GWh | Commercial | Com - Education (Primary School) | Lighting | No | Lighting - Cold Cathode Lamp | 0.15028 | 0.15239 | 0.15466 | 0.15695 | 0.15939 | 0 | 0 | 0 | 0 | 0 | 0 | 0
SCE | GWh | Commercial | Com - Education (Primary School) | Lighting | No | Lighting - Compact Fluorescent Fixture (Indoor) | 17.2185 | 17.4464 | 17.6918 | 17.9395 | 18.2033 | 0 | 0 | 0 | 0 | 0 | 0 | 0
SCE | GWh | Commercial | Com - Education (Primary School) | Lighting | No | Lighting - Exit Fixture (LED) | 3.1228 | 3.0747 | 3.0274 | 2.9807 | 2.9348 | 2.8896 | 2.8451 | 2.8013 | 2.7582 | 2.7157 | 2.6739 | 2.6327
SCE | GWh | Commercial | Com - Education (Primary School) | Lighting | No | Lighting - Halogen Lamp (A-Line) | 0.5762 | 0.58431 | 0.59301 | 0.60179 | 0.61112 | 0 | 0 | 0 | 0 | 0 | 0 | 0
SCE | GWh | Commercial | Com - Education (Primary School) | Lighting | No | Lighting - High Bay HID to T5 | 2.2301 | 2.2594 | 2.291 | 2.3228 | 2.3568 | 2.3889 | 2.4183 | 2.4481 | 2.4756 | 2.5048 | 2.5331 | 2.5618
SCE | GWh | Commercial | Com - Education (Primary School) | Lighting | No | Lighting - Induction Fixture (Indoor) | 4.9137 | 4.9829 | 5.0571 | 5.132 | 5.2115 | 5.2869 | 5.3563 | 5.4262 | 5.491 | 5.5598 | 5.6262 | 5.6937
SCE | GWh | Commercial | Com - Education (Primary School) | Lighting | No | Lighting - Induction Fixture (Outdoor) | 1.7361 | 1.7605 | 1.7867 | 1.8132 | 1.8413 | 1.8679 | 1.8924 | 1.9171 | 1.94 | 1.9643 | 1.9878 | 2.0116
SCE | GWh | Commercial | Com - Education (Primary School) | Lighting | No | Lighting - Light Sensor | 0.53212 | 0.54357 | 0.55569 | 0.56785 | 0.58063 | 0.5928 | 0.60413 | 0.61551 | 0.62616 | 0.63732 | 0.64814 | 0.65906
SCE | GWh | Commercial | Com - Education (Primary School) | Lighting | No | Lighting - Linear Fluorescent Delamping | 0.11345 | 0.1117 | 0.082485 | 0.054143 | 0.026655 | 0 | 0 | 0 | 0 | 0 | 0 | 0
SCE | GWh | Commercial | Com - Education (Primary School) | Lighting | No | Lighting - Low Bay HID to T5 | 1.1319 | 1.1467 | 1.1628 | 1.1789 | 1.1962 | 1.2124 | 1.2274 | 1.2425 | 1.2565 | 1.2713 | 1.2857 | 1.3002
SCE | GWh | Commercial | Com - Education (Primary School) | Lighting | No | Lighting - Occupancy Sensor | 2.9289 | 2.9696 | 3.0133 | 3.0574 | 3.1043 | 3.1487 | 3.1896 | 3.2308 | 3.269 | 3.3095 | 3.3486 | 3.3884
SCE | GWh | Commercial | Com - Education (Primary School) | Lighting | No | Lighting - Plug-In Fixture (Exterior) | 2.0131 | 2.0414 | 2.0718 | 2.1025 | 2.1351 | 2.166 | 2.1944 | 2.223 | 2.2496 | 2.2778 | 2.305 | 2.3326
SCE | GWh | Commercial | Com - Education (Primary School) | Lighting | No | Lighting - Plug-In Fixture (Linear Fluorescent) | 6.5912 | 6.6778 | 6.7711 | 6.8652 | 6.9656 | 0 | 0 | 0 | 0 | 0 | 0 | 0
SCE | GWh | Commercial | Com - Education (Primary School) | Lighting | No | Lighting - Plug-In Fixture (MH Directional) | 0.63551 | 0.64386 | 0.65285 | 0.66193 | 0.6716 | 0.68075 | 0.68915 | 0.69763 | 0.70546 | 0.7138 | 0.72186 | 0.73004
SCE | GWh | Commercial | Com - Education (Primary School) | Lighting | No | Lighting - Plug-In Fixture (PSMH with Electronic Ballast) | 5.1263 | 5.1936 | 5.2661 | 5.3393 | 5.4174 | 5.4912 | 5.5589 | 5.6273 | 5.6905 | 5.7578 | 5.8228 | 5.8888
SCE | GWh | Commercial | Com - Education (Primary School) | SHW | No | SHW - EF Rated Instantaneous Water Heater (Electric) | 0.24694 | 0.25035 | 0.25401 | 0.2577 | 0.26163 | 0.26535 | 0.26877 | 0.27221 | 0.27541 | 0.2788 | 0.28207 | 0.2854
SCE | GWh | Commercial | Com - Education (Primary School) | Service | No | HVAC - Comprehensive Rooftop Unit Quality Maintenance | 30.194 | 29.729 | 29.2712 | 28.8204 | 28.3766 | 27.9396 | 27.5093 | 27.0857 | 26.6685 | 26.2578 | 25.8535 | 25.4553
SCE | GWh | Commercial | Com - Education (Primary School) | Service | No | Service - HVAC Fault Detection & Diagnositics | 10.8534 | 11.0061 | 11.1701 | 11.3354 | 11.5113 | 11.6777 | 11.831 | 11.9854 | 12.1285 | 12.2804 | 12.4272 | 12.5762
SCE | GWh | Commercial | Com - Education (Primary School) | Service | No | Service - Retro-Commissioning (Electric) | 34.4847 | 33.9537 | 33.4308 | 32.9159 | 32.409 | 31.9099 | 31.4185 | 30.9347 | 30.4583 | 29.9892 | 29.5274 | 29.0727
SCE | GWh | Commercial | Com - Education (Primary School) | WholeBlg | No | HVAC - Energy Management System | 6.6804 | 6.7744 | 6.8753 | 6.9771 | 7.0853 | 7.1878 | 7.2821 | 7.3772 | 7.4653 | 7.5588 | 7.6491 | 7.7408
SCE | GWh | Commercial | Com - Education (Primary School) | WholeBlg | No | WholeBlg - Com RET Level 1 | 29.0887 | 28.6408 | 28.1997 | 27.7654 | 27.3378 | 26.9168 | 26.5023 | 26.0942 | 25.6923 | 25.2967 | 24.9071 | 24.5235
SCE | GWh | Commercial | Com - Education (Primary School) | WholeBlg | No | WholeBlg - Com RET Level 2 | 209.6903 | 206.461 | 203.2815 | 200.151 | 197.0687 | 194.0338 | 191.0457 | 188.1036 | 185.2068 | 182.3546 | 179.5463 | 176.7813
SCE | GWh | Commercial | Com - Education (Relocatable Classroom) | AppPlug | No | AppPlug - Computer Monitor | 0.15199 | 0.15413 | 0.15642 | 0.15874 | 0.1612 | 0.16353 | 0.16568 | 0.16784 | 0.16985 | 0.17197 | 0.17403 | 0.17612
SCE | GWh | Commercial | Com - Education (Relocatable Classroom) | AppPlug | No | AppPlug - Desktop Computer (Com - Power Management) | 5.5841 | 5.6626 | 5.747 | 5.8321 | 5.9225 | 6.0082 | 6.087 | 6.1665 | 6.2401 | 6.3183 | 6.3938 | 6.4705
SCE | GWh | Commercial | Com - Education (Relocatable Classroom) | AppPlug | No | AppPlug - Occupancy Sensor Plug Strip | 2.3821 | 2.4156 | 2.4516 | 2.4879 | 2.5265 | 2.563 | 2.5966 | 2.6305 | 2.6619 | 2.6953 | 2.7275 | 2.7602
SCE | GWh | Commercial | Com - Education (Relocatable Classroom) | AppPlug | No | AppPlug - Vending Machine Controls | 12.9014 | 13.0829 | 13.2778 | 13.4744 | 13.6834 | 13.8813 | 14.0634 | 14.247 | 14.4171 | 14.5977 | 14.7722 | 14.9493
SCE | GWh | Commercial | Com - Education (Relocatable Classroom) | BldgEnv | No | BldgEnv - Attic Batt Insulation | 0.050401 | 0.049625 | 0.048861 | 0.048108 | 0.047367 | 0.046638 | 0.04592 | 0.045212 | 0.044516 | 0.043831 | 0.043156 | 0.042491
SCE | GWh | Commercial | Com - Education (Relocatable Classroom) | BldgEnv | No | BldgEnv - Wall Spray On Insulation | 1.8152 | 1.7873 | 1.7597 | 1.7326 | 1.706 | 1.6797 | 1.6538 | 1.6283 | 1.6033 | 1.5786 | 1.5543 | 1.5303
SCE | GWh | Commercial | Com - Education (Relocatable Classroom) | BldgEnv | No | BldgEnv - Window Film | 6.9315 | 6.8248 | 6.7197 | 6.6162 | 6.5143 | 6.414 | 6.3152 | 6.218 | 6.1222 | 6.0279 | 5.9351 | 5.8437
SCE | GWh | Commercial | Com - Education (Relocatable Classroom) | FoodServ | No | FoodServ - Electric Griddle | 3.5304 | 3.5801 | 3.6334 | 3.6872 | 3.7444 | 3.7985 | 3.8484 | 3.8986 | 3.9452 | 3.9946 | 4.0423 | 4.0908
SCE | GWh | Commercial | Com - Education (Relocatable Classroom) | FoodServ | No | FoodServ - Electric Steamer | 0.43251 | 0.43859 | 0.44513 | 0.45172 | 0.45872 | 0.46536 | 0.47146 | 0.47762 | 0.48332 | 0.48937 | 0.49522 | 0.50116
SCE | GWh | Commercial | Com - Education (Relocatable Classroom) | FoodServ | No | FoodServ - Fryer (Electric) | 0.054881 | 0.055653 | 0.056483 | 0.057319 | 0.058208 | 0.05905 | 0.059824 | 0.060605 | 0.061329 | 0.062097 | 0.06284 | 0.063593
SCE | GWh | Commercial | Com - Education (Relocatable Classroom) | FoodServ | No | FoodServ - Oven (Electric) | 0.80628 | 0.81762 | 0.8298 | 0.84209 | 0.85515 | 0.86752 | 0.8789 | 0.89037 | 0.901 | 0.91229 | 0.9232 | 0.93426
SCE | GWh | Commercial | Com - Education (Relocatable Classroom) | HVAC | Yes | HVAC - Energy Recovery Ventilation - Emerging | 2.2112 | 2.2423 | 2.2757 | 2.3094 | 2.3453 | 2.3792 | 2.4104 | 2.4419 | 2.471 | 2.502 | 2.5319 | 2.5622
SCE | GWh | Commercial | Com - Education (Relocatable Classroom) | HVAC | No | HVAC - Demand Controlled Ventilation | 3.6455 | 3.6968 | 3.7519 | 3.8074 | 3.8665 | 3.9224 | 3.9739 | 4.0257 | 4.0738 | 4.1248 | 4.1742 | 4.2242
SCE | GWh | Commercial | Com - Education (Relocatable Classroom) | HVAC | No | HVAC - Repair Duct System | 5.2904 | 5.2089 | 5.1287 | 5.0497 | 4.9719 | 4.8953 | 4.82 | 4.7457 | 4.6726 | 4.6007 | 4.5298 | 4.4601
SCE | GWh | Commercial | Com - Education (Relocatable Classroom) | HVAC | No | HVAC - SEER Rated Package Rooftop AC (Recharge) | 6.5758 | 6.4745 | 6.3748 | 6.2766 | 6.18 | 6.0848 | 5.9911 | 5.8988 | 5.808 | 5.7185 | 5.6305 | 5.5438
SCE | GWh | Commercial | Com - Education (Relocatable Classroom) | HVAC | No | HVAC - SEER Rated Package Rooftop AC (SEER 14) | 36.3776 | 36.6112 | 0 | 0 | 0 | 0 | 0 | 0 | 0 | 0 | 0 | 0
SCE | GWh | Commercial | Com - Education (Relocatable Classroom) | HVAC | No | HVAC - SEER Rated Package Rooftop HP (SEER 15) | 13.2372 | 13.4646 | 6.3639 | 6.4771 | 6.5967 | 6.7103 | 6.8155 | 6.9212 | 7.0198 | 7.1237 | 7.2243 | 7.3261
SCE | GWh | Commercial | Com - Education (Relocatable Classroom) | HVAC | No | HVAC - SEER Rated Split System AC (SEER 14) | 20.1059 | 20.2403 | 20.3914 | 0 | 0 | 0 | 0 | 0 | 0 | 0 | 0 | 0
SCE | GWh | Commercial | Com - Education (Relocatable Classroom) | HVAC | No | HVAC - SEER Rated Split System HP (SEER 15) | 5.9325 | 6.0138 | 2.8327 | 2.8737 | 2.9172 | 2.9585 | 2.9964 | 3.0346 | 3.0701 | 3.1077 | 3.144 | 3.1809
SCE | GWh | Commercial | Com - Education (Relocatable Classroom) | HVAC | No | HVAC - Thermostat | 17.725 | 17.9743 | 18.2421 | 18.5122 | 18.7993 | 19.0712 | 19.3214 | 19.5736 | 19.8074 | 20.0554 | 20.2952 | 20.5385
SCE | GWh | Commercial | Com - Education (Relocatable Classroom) | Lighting | Yes | Lighting - LED Fixture (Replacing T8) - Emerging | 121.9886 | 126.3044 | 130.8314 | 136.0746 | 140.9191 | 145.7248 | 149.7823 | 153.9097 | 157.9382 | 162.1376 | 166.3195 | 169.8879
SCE | GWh | Commercial | Com - Education (Relocatable Classroom) | Lighting | Yes | Lighting - LED Lamp (Basic High - Indoor) - Emerging | 3.7414 | 3.8677 | 3.9915 | 4.0999 | 4.2137 | 0.55626 | 0.56894 | 0.58061 | 0.59179 | 0.60227 | 0.61255 | 0.62299
SCE | GWh | Commercial | Com - Education (Relocatable Classroom) | Lighting | Yes | Lighting - LED Lamp (Basic Low - Indoor) - Emerging | 2.8408 | 2.9407 | 3.0383 | 3.1233 | 3.2125 | 0.50269 | 0.51447 | 0.52525 | 0.5356 | 0.54645 | 0.55593 | 0.56557
SCE | GWh | Commercial | Com - Education (Relocatable Classroom) | Lighting | Yes | Lighting - LED Plug-In Indoor Fixture - Emerging | 7.0027 | 7.2156 | 7.4157 | 7.571 | 7.7592 | 0.45017 | 0.45871 | 0.46882 | 0.47635 | 0.48501 | 0.49277 | 0.50142
SCE | GWh | Commercial | Com - Education (Relocatable Classroom) | Lighting | No | Lighting - Cold Cathode Lamp | 0.16563 | 0.16796 | 0.17046 | 0.17298 | 0.17567 | 0 | 0 | 0 | 0 | 0 | 0 | 0
SCE | GWh | Commercial | Com - Education (Relocatable Classroom) | Lighting | No | Lighting - Compact Fluorescent Fixture (Indoor) | 19.3423 | 19.6393 | 19.9571 | 20.2774 | 20.6168 | 0 | 0 | 0 | 0 | 0 | 0 | 0
SCE | GWh | Commercial | Com - Education (Relocatable Classroom) | Lighting | No | Lighting - Exit Fixture (LED) | 2.7265 | 2.6845 | 2.6432 | 2.6024 | 2.5624 | 2.5229 | 2.4841 | 2.4458 | 2.4081 | 2.3711 | 2.3345 | 2.2986
SCE | GWh | Commercial | Com - Education (Relocatable Classroom) | Lighting | No | Lighting - Halogen Lamp (A-Line) | 0.5762 | 0.58431 | 0.59301 | 0.60179 | 0.61112 | 0 | 0 | 0 | 0 | 0 | 0 | 0
SCE | GWh | Commercial | Com - Education (Relocatable Classroom) | Lighting | No | Lighting - High Bay HID to T5 | 2.5048 | 2.5441 | 2.586 | 2.6283 | 2.6731 | 2.7156 | 2.7548 | 2.7943 | 2.831 | 2.8698 | 2.9074 | 2.9454
SCE | GWh | Commercial | Com - Education (Relocatable Classroom) | Lighting | No | Lighting - Induction Fixture (Indoor) | 5.0789 | 5.1503 | 5.2271 | 5.3045 | 5.3867 | 5.4646 | 5.5363 | 5.6086 | 5.6756 | 5.7467 | 5.8154 | 5.8851
SCE | GWh | Commercial | Com - Education (Relocatable Classroom) | Lighting | No | Lighting - Induction Fixture (Outdoor) | 1.7361 | 1.7605 | 1.7867 | 1.8132 | 1.8413 | 1.8679 | 1.8924 | 1.9171 | 1.94 | 1.9643 | 1.9878 | 2.0116
SCE | GWh | Commercial | Com - Education (Relocatable Classroom) | Lighting | No | Lighting - Linear Fluorescent Delamping | 0.12273 | 0.12084 | 0.089232 | 0.058572 | 0.028835 | 0 | 0 | 0 | 0 | 0 | 0 | 0
SCE | GWh | Commercial | Com - Education (Relocatable Classroom) | Lighting | No | Lighting - Low Bay HID to T5 | 1.2713 | 1.2912 | 1.3125 | 1.334 | 1.3567 | 1.3783 | 1.3982 | 1.4182 | 1.4369 | 1.4566 | 1.4756 | 1.4949
SCE | GWh | Commercial | Com - Education (Relocatable Classroom) | Lighting | No | Lighting - Occupancy Sensor | 3.4103 | 3.4573 | 3.5079 | 3.5589 | 3.6131 | 3.6645 | 3.7117 | 3.7593 | 3.8034 | 3.8502 | 3.8955 | 3.9414
SCE | GWh | Commercial | Com - Education (Relocatable Classroom) | Lighting | No | Lighting - Plug-In Fixture (Exterior) | 2.0131 | 2.0414 | 2.0718 | 2.1025 | 2.1351 | 2.166 | 2.1944 | 2.223 | 2.2496 | 2.2778 | 2.305 | 2.3326
SCE | GWh | Commercial | Com - Education (Relocatable Classroom) | Lighting | No | Lighting - Plug-In Fixture (Linear Fluorescent) | 6.388 | 6.4881 | 6.5951 | 6.7029 | 6.8172 | 0 | 0 | 0 | 0 | 0 | 0 | 0
SCE | GWh | Commercial | Com - Education (Relocatable Classroom) | Lighting | No | Lighting - Plug-In Fixture (MH Directional) | 0.61591 | 0.62557 | 0.63589 | 0.64628 | 0.65729 | 0.66774 | 0.67739 | 0.6871 | 0.69613 | 0.70567 | 0.71491 | 0.72426
SCE | GWh | Commercial | Com - Education (Relocatable Classroom) | Lighting | No | Lighting - Plug-In Fixture (PSMH with Electronic Ballast) | 4.9682 | 5.046 | 5.1293 | 5.2131 | 5.302 | 5.3862 | 5.464 | 5.5424 | 5.6152 | 5.6922 | 5.7667 | 5.8422
SCE | GWh | Commercial | Com - Education (Relocatable Classroom) | SHW | No | SHW - EF Rated Instantaneous Water Heater (Electric) | 0.52155 | 0.52841 | 0.5358 | 0.54326 | 0.55122 | 0.55874 | 0.56564 | 0.57261 | 0.57905 | 0.58591 | 0.59253 | 0.59926
SCE | GWh | Commercial | Com - Education (Relocatable Classroom) | Service | No | HVAC - Comprehensive Rooftop Unit Quality Maintenance | 30.194 | 29.729 | 29.2712 | 28.8204 | 28.3766 | 27.9396 | 27.5093 | 27.0857 | 26.6685 | 26.2578 | 25.8535 | 25.4553
SCE | GWh | Commercial | Com - Education (Relocatable Classroom) | Service | No | Service - HVAC Fault Detection & Diagnositics | 10.8534 | 11.0061 | 11.1701 | 11.3354 | 11.5113 | 11.6777 | 11.831 | 11.9854 | 12.1285 | 12.2804 | 12.4272 | 12.5762
SCE | GWh | Commercial | Com - Education (Relocatable Classroom) | Service | No | Service - Retro-Commissioning (Electric) | 34.4847 | 33.9537 | 33.4308 | 32.9159 | 32.409 | 31.9099 | 31.4185 | 30.9347 | 30.4583 | 29.9892 | 29.5274 | 29.0727
SCE | GWh | Commercial | Com - Education (Relocatable Classroom) | WholeBlg | No | HVAC - Energy Management System | 6.6804 | 6.7744 | 6.8753 | 6.9771 | 7.0853 | 7.1878 | 7.2821 | 7.3772 | 7.4653 | 7.5588 | 7.6491 | 7.7408
SCE | GWh | Commercial | Com - Education (Relocatable Classroom) | WholeBlg | No | WholeBlg - Com RET Level 1 | 29.8833 | 29.4231 | 28.97 | 28.5238 | 28.0846 | 27.6521 | 27.2262 | 26.8069 | 26.3941 | 25.9876 | 25.5874 | 25.1934
SCE | GWh | Commercial | Com - Education (Relocatable Classroom) | WholeBlg | No | WholeBlg - Com RET Level 2 | 218.6567 | 215.2894 | 211.974 | 208.7096 | 205.4954 | 202.3308 | 199.2149 | 196.147 | 193.1263 | 190.1522 | 187.2238 | 184.3406
SCE | GWh | Commercial | Com - Education (Secondary School) | AppPlug | No | AppPlug - Computer Monitor | 0.075995 | 0.077064 | 0.078212 | 0.07937 | 0.080601 | 0.081767 | 0.08284 | 0.083921 | 0.084923 | 0.085987 | 0.087015 | 0.088058
SCE | GWh | Commercial | Com - Education (Secondary School) | AppPlug | No | AppPlug - Desktop Computer (Com - Power Management) | 3.1005 | 3.1441 | 3.1909 | 3.2382 | 3.2884 | 3.3359 | 3.3797 | 3.4238 | 3.4647 | 3.5081 | 3.55 | 3.5926
SCE | GWh | Commercial | Com - Education (Secondary School) | AppPlug | No | AppPlug - Occupancy Sensor Plug Strip | 1.191 | 1.2078 | 1.2258 | 1.2439 | 1.2632 | 1.2815 | 1.2983 | 1.3153 | 1.331 | 1.3476 | 1.3638 | 1.3801
SCE | GWh | Commercial | Com - Education (Secondary School) | AppPlug | No | AppPlug - Vending Machine Controls | 6.4507 | 6.5415 | 6.6389 | 6.7372 | 6.8417 | 6.9406 | 7.0317 | 7.1235 | 7.2086 | 7.2988 | 7.3861 | 7.4746
SCE | GWh | Commercial | Com - Education (Secondary School) | BldgEnv | No | BldgEnv - Attic Batt Insulation | 1.082 | 1.0653 | 1.0489 | 1.0327 | 1.0168 | 1.0012 | 0.98575 | 0.97057 | 0.95562 | 0.94091 | 0.92642 | 0.91215
SCE | GWh | Commercial | Com - Education (Secondary School) | BldgEnv | No | BldgEnv - Wall Spray On Insulation | 0.90761 | 0.89363 | 0.87987 | 0.86632 | 0.85298 | 0.83984 | 0.82691 | 0.81417 | 0.80164 | 0.78929 | 0.77713 | 0.76517
SCE | GWh | Commercial | Com - Education (Secondary School) | BldgEnv | No | BldgEnv - Window Film | 6.211 | 6.1154 | 6.0212 | 5.9285 | 5.8372 | 5.7473 | 5.6588 | 5.5716 | 5.4858 | 5.4013 | 5.3182 | 5.2363
SCE | GWh | Commercial | Com - Education (Secondary School) | FoodServ | No | FoodServ - Electric Griddle | 1.7652 | 1.79 | 1.8167 | 1.8436 | 1.8722 | 1.8993 | 1.9242 | 1.9493 | 1.9726 | 1.9973 | 2.0212 | 2.0454
SCE | GWh | Commercial | Com - Education (Secondary School) | FoodServ | No | FoodServ - Electric Steamer | 0.21625 | 0.2193 | 0.22256 | 0.22586 | 0.22936 | 0.23268 | 0.23573 | 0.23881 | 0.24166 | 0.24469 | 0.24761 | 0.25058
SCE | GWh | Commercial | Com - Education (Secondary School) | FoodServ | No | FoodServ - Fryer (Electric) | 0.027441 | 0.027827 | 0.028241 | 0.028659 | 0.029104 | 0.029525 | 0.029912 | 0.030303 | 0.030665 | 0.031049 | 0.03142 | 0.031796
SCE | GWh | Commercial | Com - Education (Secondary School) | FoodServ | No | FoodServ - Oven (Electric) | 0.40314 | 0.40881 | 0.4149 | 0.42104 | 0.42757 | 0.43376 | 0.43945 | 0.44519 | 0.4505 | 0.45614 | 0.4616 | 0.46713
SCE | GWh | Commercial | Com - Education (Secondary School) | HVAC | Yes | HVAC - Advanced Package Rooftop AC (> EER 12) - Emerging | 0 | 6.5445 | 6.5217 | 6.5002 | 6.4821 | 6.4627 | 6.4411 | 6.4207 | 6.3985 | 6.3792 | 6.3595 | 6.3412
SCE | GWh | Commercial | Com - Education (Secondary School) | HVAC | Yes | HVAC - Energy Recovery Ventilation - Emerging | 1.1313 | 1.1472 | 1.1643 | 1.1816 | 1.1999 | 1.2173 | 1.2332 | 1.2493 | 1.2642 | 1.2801 | 1.2954 | 1.3109
SCE | GWh | Commercial | Com - Education (Secondary School) | HVAC | No | HVAC - Chiller (Centrifugal) | 3.8265 | 3.7975 | 3.7703 | 3.7439 | 3.7191 | 3.6941 | 3.6684 | 3.6435 | 3.6182 | 3.5942 | 3.5704 | 3.5473
SCE | GWh | Commercial | Com - Education (Secondary School) | HVAC | No | HVAC - Chiller (Reciprocating) | 2.6356 | 2.649 | 2.6644 | 2.6803 | 2.6982 | 2.7147 | 2.7291 | 2.7438 | 2.7569 | 2.7716 | 2.7856 | 2.8001
SCE | GWh | Commercial | Com - Education (Secondary School) | HVAC | No | HVAC - Demand Controlled Ventilation | 1.8652 | 1.8914 | 1.9196 | 1.948 | 1.9782 | 2.0068 | 2.0331 | 2.0597 | 2.0843 | 2.1104 | 2.1356 | 2.1612
SCE | GWh | Commercial | Com - Education (Secondary School) | HVAC | No | HVAC - Direct Evaporative Cooler | 3.3241 | 3.3709 | 3.4211 | 3.4718 | 3.5256 | 3.5766 | 3.6235 | 3.6708 | 3.7147 | 3.7612 | 3.8062 | 3.8518
SCE | GWh | Commercial | Com - Education (Secondary School) | HVAC | No | HVAC - EER Rated Package Rooftop AC (EER 11) | 1.6708 | 0 | 0 | 0 | 0 | 0 | 0 | 0 | 0 | 0 | 0 | 0
SCE | GWh | Commercial | Com - Education (Secondary School) | HVAC | No | HVAC - EER Rated Package Rooftop HP (EER 11) | 0.01046 | 0 | 0 | 0 | 0 | 0 | 0 | 0 | 0 | 0 | 0 | 0
SCE | GWh | Commercial | Com - Education (Secondary School) | HVAC | No | HVAC - Repair Duct System | 1.8073 | 1.7795 | 1.7521 | 1.7251 | 1.6985 | 1.6724 | 1.6466 | 1.6212 | 1.5963 | 1.5717 | 1.5475 | 1.5237
SCE | GWh | Commercial | Com - Education (Secondary School) | HVAC | No | HVAC - SEER Rated Package Rooftop AC (Recharge) | 2.215 | 2.1809 | 2.1473 | 2.1143 | 2.0817 | 2.0497 | 2.0181 | 1.987 | 1.9564 | 1.9263 | 1.8966 | 1.8674
SCE | GWh | Commercial | Com - Education (Secondary School) | HVAC | No | HVAC - SEER Rated Package Rooftop AC (SEER 14) | 8.4753 | 8.5735 | 0 | 0 | 0 | 0 | 0 | 0 | 0 | 0 | 0 | 0
SCE | GWh | Commercial | Com - Education (Secondary School) | HVAC | No | HVAC - SEER Rated Package Rooftop HP (SEER 15) | 3.9921 | 4.0586 | 1.9173 | 1.9504 | 1.9855 | 2.0187 | 2.0495 | 2.0805 | 2.1093 | 2.1397 | 2.1692 | 2.199
SCE | GWh | Commercial | Com - Education (Secondary School) | HVAC | No | HVAC - SEER Rated Split System AC (SEER 14) | 4.2517 | 4.3077 | 4.3681 | 0 | 0 | 0 | 0 | 0 | 0 | 0 | 0 | 0
SCE | GWh | Commercial | Com - Education (Secondary School) | HVAC | No | HVAC - SEER Rated Split System HP (SEER 15) | 1.9455 | 1.9813 | 0.93756 | 0.95533 | 0.97407 | 0.99189 | 1.0084 | 1.025 | 1.0405 | 1.0568 | 1.0726 | 1.0886
SCE | GWh | Commercial | Com - Education (Secondary School) | HVAC | No | HVAC - Thermostat | 5.5943 | 5.673 | 5.7575 | 5.8427 | 5.9334 | 6.0192 | 6.0981 | 6.1777 | 6.2515 | 6.3298 | 6.4055 | 6.4823
SCE | GWh | Commercial | Com - Education (Secondary School) | Lighting | Yes | Lighting - LED Fixture (Replacing T8) - Emerging | 57.333 | 59.2475 | 61.2538 | 63.591 | 65.7345 | 67.8597 | 69.6383 | 71.4471 | 73.2118 | 75.0512 | 76.8823 | 78.4279
SCE | GWh | Commercial | Com - Education (Secondary School) | Lighting | Yes | Lighting - LED Lamp (Basic High - Indoor) - Emerging | 1.7166 | 1.7715 | 1.8251 | 1.8716 | 1.9204 | 0.25313 | 0.25853 | 0.26347 | 0.26821 | 0.27261 | 0.27692 | 0.28131
SCE | GWh | Commercial | Com - Education (Secondary School) | Lighting | Yes | Lighting - LED Lamp (Basic Low - Indoor) - Emerging | 1.3033 | 1.3469 | 1.3892 | 1.4258 | 1.4641 | 0.22875 | 0.23378 | 0.23835 | 0.24274 | 0.24734 | 0.25133 | 0.25538
SCE | GWh | Commercial | Com - Education (Secondary School) | Lighting | Yes | Lighting - LED Plug-In Indoor Fixture - Emerging | 3.5852 | 3.6879 | 3.7837 | 3.8566 | 3.946 | 0.22859 | 0.2326 | 0.2374 | 0.2409 | 0.24497 | 0.24859 | 0.25265
SCE | GWh | Commercial | Com - Education (Secondary School) | Lighting | No | Lighting - Cold Cathode Lamp | 0.077427 | 0.078517 | 0.079686 | 0.080866 | 0.08212 | 0 | 0 | 0 | 0 | 0 | 0 | 0
SCE | GWh | Commercial | Com - Education (Secondary School) | Lighting | No | Lighting - Compact Fluorescent Fixture (Indoor) | 8.8743 | 8.9952 | 9.1252 | 9.2564 | 9.3961 | 0 | 0 | 0 | 0 | 0 | 0 | 0
SCE | GWh | Commercial | Com - Education (Secondary School) | Lighting | No | Lighting - Exit Fixture (LED) | 1.6088 | 1.584 | 1.5596 | 1.5356 | 1.512 | 1.4887 | 1.4658 | 1.4432 | 1.421 | 1.3991 | 1.3775 | 1.3563
SCE | GWh | Commercial | Com - Education (Secondary School) | Lighting | No | Lighting - Halogen Lamp (A-Line) | 0.2881 | 0.29215 | 0.29651 | 0.30089 | 0.30556 | 0 | 0 | 0 | 0 | 0 | 0 | 0
SCE | GWh | Commercial | Com - Education (Secondary School) | Lighting | No | Lighting - High Bay HID to T5 | 1.1772 | 1.1934 | 1.2108 | 1.2283 | 1.2469 | 1.2646 | 1.2808 | 1.2972 | 1.3123 | 1.3284 | 1.344 | 1.3597
SCE | GWh | Commercial | Com - Education (Secondary School) | Lighting | No | Lighting - Induction Fixture (Indoor) | 2.4569 | 2.4914 | 2.5285 | 2.566 | 2.6058 | 2.6435 | 2.6781 | 2.7131 | 2.7455 | 2.7799 | 2.8131 | 2.8468
SCE | GWh | Commercial | Com - Education (Secondary School) | Lighting | No | Lighting - Induction Fixture (Outdoor) | 0.86804 | 0.88025 | 0.89336 | 0.90659 | 0.92065 | 0.93396 | 0.94622 | 0.95857 | 0.97002 | 0.98217 | 0.99391 | 1.0058
SCE | GWh | Commercial | Com - Education (Secondary School) | Lighting | No | Lighting - Light Sensor | 0.27995 | 0.2861 | 0.2926 | 0.29912 | 0.30597 | 0.3125 | 0.31858 | 0.32468 | 0.3304 | 0.33638 | 0.34219 | 0.34805
SCE | GWh | Commercial | Com - Education (Secondary School) | Lighting | No | Lighting - Linear Fluorescent Delamping | 0.059272 | 0.058359 | 0.043095 | 0.028288 | 0.013926 | 0 | 0 | 0 | 0 | 0 | 0 | 0
SCE | GWh | Commercial | Com - Education (Secondary School) | Lighting | No | Lighting - Low Bay HID to T5 | 0.59749 | 0.60569 | 0.61451 | 0.6234 | 0.63286 | 0.64182 | 0.65006 | 0.65836 | 0.66605 | 0.67422 | 0.68212 | 0.69013
SCE | GWh | Commercial | Com - Education (Secondary School) | Lighting | No | Lighting - Occupancy Sensor | 1.4278 | 1.4473 | 1.4682 | 1.4893 | 1.5117 | 1.533 | 1.5525 | 1.5722 | 1.5905 | 1.6098 | 1.6286 | 1.6476
SCE | GWh | Commercial | Com - Education (Secondary School) | Lighting | No | Lighting - Plug-In Fixture (Exterior) | 1.0065 | 1.0207 | 1.0359 | 1.0512 | 1.0676 | 1.083 | 1.0972 | 1.1115 | 1.1248 | 1.1389 | 1.1525 | 1.1663
SCE | GWh | Commercial | Com - Education (Secondary School) | Lighting | No | Lighting - Plug-In Fixture (Linear Fluorescent) | 3.2657 | 3.3105 | 3.3587 | 3.4073 | 3.459 | 0 | 0 | 0 | 0 | 0 | 0 | 0
SCE | GWh | Commercial | Com - Education (Secondary School) | Lighting | No | Lighting - Plug-In Fixture (MH Directional) | 0.33753 | 0.34217 | 0.34715 | 0.35217 | 0.35752 | 0.36258 | 0.36723 | 0.37192 | 0.37626 | 0.38088 | 0.38534 | 0.38987
SCE | GWh | Commercial | Com - Education (Secondary School) | Lighting | No | Lighting - Plug-In Fixture (PSMH with Electronic Ballast) | 2.7227 | 2.76 | 2.8002 | 2.8407 | 2.8838 | 2.9247 | 2.9622 | 3 | 3.0351 | 3.0723 | 3.1083 | 3.1448
SCE | GWh | Commercial | Com - Education (Secondary School) | SHW | No | SHW - EF Rated Instantaneous Water Heater (Electric) | 0.17079 | 0.17316 | 0.17571 | 0.17829 | 0.18102 | 0.18361 | 0.186 | 0.1884 | 0.19062 | 0.19299 | 0.19527 | 0.19759
SCE | GWh | Commercial | Com - Education (Secondary School) | Service | No | HVAC - Comprehensive Rooftop Unit Quality Maintenance | 15.097 | 14.8645 | 14.6356 | 14.4102 | 14.1883 | 13.9698 | 13.7546 | 13.5428 | 13.3343 | 13.1289 | 12.9267 | 12.7277
SCE | GWh | Commercial | Com - Education (Secondary School) | Service | No | Service - HVAC Fault Detection & Diagnositics | 5.4267 | 5.5031 | 5.585 | 5.6677 | 5.7556 | 5.8389 | 5.9155 | 5.9927 | 6.0643 | 6.1402 | 6.2136 | 6.2881
SCE | GWh | Commercial | Com - Education (Secondary School) | Service | No | Service - Retro-Commissioning (Electric) | 17.2424 | 16.9768 | 16.7154 | 16.458 | 16.2045 | 15.955 | 15.7093 | 15.4673 | 15.2291 | 14.9946 | 14.7637 | 14.5363
SCE | GWh | Commercial | Com - Education (Secondary School) | WholeBlg | No | HVAC - Energy Management System | 3.3402 | 3.3872 | 3.4377 | 3.4886 | 3.5427 | 3.5939 | 3.6411 | 3.6886 | 3.7326 | 3.7794 | 3.8246 | 3.8704
SCE | GWh | Commercial | Com - Education (Secondary School) | WholeBlg | No | WholeBlg - Com RET Level 1 | 16.7185 | 16.461 | 16.2075 | 15.9579 | 15.7122 | 15.4702 | 15.2319 | 14.9974 | 14.7664 | 14.539 | 14.3151 | 14.0947
SCE | GWh | Commercial | Com - Education (Secondary School) | WholeBlg | No | WholeBlg - Com RET Level 2 | 113.2177 | 111.4741 | 109.7574 | 108.0672 | 106.4029 | 104.7643 | 103.151 | 101.5624 | 99.9984 | 98.4584 | 96.9421 | 95.4492
SCE | GWh | Commercial | Com - Education (University) | AppPlug | No | AppPlug - Computer Monitor | 0.085624 | 0.086829 | 0.088123 | 0.089427 | 0.090814 | 0.092128 | 0.093337 | 0.094555 | 0.095684 | 0.096882 | 0.098041 | 0.099216
SCE | GWh | Commercial | Com - Education (University) | AppPlug | No | AppPlug - Desktop Computer (Com - Power Management) | 3.1458 | 3.1901 | 3.2376 | 3.2855 | 3.3365 | 3.3847 | 3.4292 | 3.4739 | 3.5154 | 3.5594 | 3.602 | 3.6452
SCE | GWh | Commercial | Com - Education (University) | AppPlug | No | AppPlug - Occupancy Sensor Plug Strip | 1.342 | 1.3608 | 1.3811 | 1.4016 | 1.4233 | 1.4439 | 1.4628 | 1.4819 | 1.4996 | 1.5184 | 1.5366 | 1.555
SCE | GWh | Commercial | Com - Education (University) | AppPlug | No | AppPlug - Vending Machine Controls | 10.5846 | 10.7335 | 10.8934 | 11.0547 | 11.2261 | 11.3885 | 11.5379 | 11.6885 | 11.8281 | 11.9762 | 12.1194 | 12.2647
SCE | GWh | Commercial | Com - Education (University) | BldgEnv | No | BldgEnv - Attic Batt Insulation | 0.011371 | 0.011196 | 0.011023 | 0.010854 | 0.010687 | 0.010522 | 0.01036 | 0.0102 | 0.010043 | 0.0098886 | 0.0097363 | 0.0095864
SCE | GWh | Commercial | Com - Education (University) | BldgEnv | No | BldgEnv - Wall Spray On Insulation | 1.0226 | 1.0069 | 0.99136 | 0.97609 | 0.96106 | 0.94626 | 0.93169 | 0.91734 | 0.90321 | 0.8893 | 0.87561 | 0.86212
SCE | GWh | Commercial | Com - Education (University) | BldgEnv | No | BldgEnv - Window Film | 3.3535 | 3.3018 | 3.251 | 3.2009 | 3.1516 | 3.1031 | 3.0553 | 3.0082 | 2.9619 | 2.9163 | 2.8714 | 2.8272
SCE | GWh | Commercial | Com - Education (University) | FoodServ | No | FoodServ - Electric Griddle | 0.17294 | 0.17538 | 0.17799 | 0.18063 | 0.18343 | 0.18608 | 0.18852 | 0.19098 | 0.19326 | 0.19568 | 0.19802 | 0.2004
SCE | GWh | Commercial | Com - Education (University) | FoodServ | No | FoodServ - Electric Steamer | 0.11246 | 0.11404 | 0.11574 | 0.11745 | 0.11927 | 0.121 | 0.12259 | 0.12419 | 0.12567 | 0.12724 | 0.12876 | 0.13031
SCE | GWh | Commercial | Com - Education (University) | FoodServ | No | FoodServ - Fryer (Electric) | 0.011042 | 0.011197 | 0.011364 | 0.011532 | 0.011711 | 0.011881 | 0.012037 | 0.012194 | 0.012339 | 0.012494 | 0.012643 | 0.012795
SCE | GWh | Commercial | Com - Education (University) | FoodServ | No | FoodServ - Oven (Electric) | 1.9916 | 2.0196 | 2.0497 | 2.08 | 2.1123 | 2.1429 | 2.171 | 2.1993 | 2.2256 | 2.2534 | 2.2804 | 2.3077
SCE | GWh | Commercial | Com - Education (University) | HVAC | Yes | HVAC - Advanced Package Rooftop AC (> EER 12) - Emerging | 0 | 8.5928 | 8.5983 | 8.6054 | 8.6178 | 8.6273 | 8.6321 | 8.6384 | 8.6409 | 8.6479 | 8.6536 | 8.6611
SCE | GWh | Commercial | Com - Education (University) | HVAC | No | HVAC - Chiller (Centrifugal) | 6.0737 | 6.0289 | 5.9868 | 5.9459 | 5.9076 | 5.869 | 5.8293 | 5.7907 | 5.7514 | 5.7143 | 5.6775 | 5.6418
SCE | GWh | Commercial | Com - Education (University) | HVAC | No | HVAC - Chiller (Reciprocating) | 4.3306 | 4.3548 | 4.3825 | 4.4109 | 4.4425 | 4.4718 | 4.4976 | 4.524 | 4.5474 | 4.5736 | 4.5987 | 4.6246
SCE | GWh | Commercial | Com - Education (University) | HVAC | No | HVAC - EER Rated Package Rooftop AC (EER 11) | 2.6586 | 0 | 0 | 0 | 0 | 0 | 0 | 0 | 0 | 0 | 0 | 0
SCE | GWh | Commercial | Com - Education (University) | HVAC | No | HVAC - EER Rated Package Rooftop HP (EER 11) | 0.018991 | 0 | 0 | 0 | 0 | 0 | 0 | 0 | 0 | 0 | 0 | 0
SCE | GWh | Commercial | Com - Education (University) | HVAC | No | HVAC - Repair Duct System | 2.8396 | 2.7959 | 2.7528 | 2.7104 | 2.6687 | 2.6276 | 2.5871 | 2.5473 | 2.5081 | 2.4694 | 2.4314 | 2.394
SCE | GWh | Commercial | Com - Education (University) | HVAC | No | HVAC - SEER Rated Package Rooftop AC (Recharge) | 2.7975 | 2.7544 | 2.712 | 2.6702 | 2.6291 | 2.5886 | 2.5488 | 2.5095 | 2.4709 | 2.4328 | 2.3953 | 2.3585
SCE | GWh | Commercial | Com - Education (University) | HVAC | No | HVAC - SEER Rated Package Rooftop AC (SEER 14) | 13.3239 | 13.4914 | 0 | 0 | 0 | 0 | 0 | 0 | 0 | 0 | 0 | 0
SCE | GWh | Commercial | Com - Education (University) | HVAC | No | HVAC - SEER Rated Package Rooftop HP (SEER 15) | 5.7778 | 5.8783 | 2.779 | 2.829 | 2.8818 | 2.932 | 2.9785 | 3.0253 | 3.0689 | 3.1148 | 3.1593 | 3.2043
SCE | GWh | Commercial | Com - Education (University) | HVAC | No | HVAC - SEER Rated Split System AC (SEER 14) | 7.3118 | 7.4107 | 7.517 | 0 | 0 | 0 | 0 | 0 | 0 | 0 | 0 | 0
SCE | GWh | Commercial | Com - Education (University) | HVAC | No | HVAC - SEER Rated Split System HP (SEER 15) | 3.4972 | 3.5541 | 1.6783 | 1.7067 | 1.7367 | 1.7652 | 1.7915 | 1.818 | 1.8427 | 1.8688 | 1.894 | 1.9195
SCE | GWh | Commercial | Com - Education (University) | HVAC | No | HVAC - Thermostat | 7.3491 | 7.4525 | 7.5635 | 7.6755 | 7.7946 | 7.9073 | 8.0111 | 8.1156 | 8.2125 | 8.3154 | 8.4148 | 8.5157
SCE | GWh | Commercial | Com - Education (University) | Lighting | Yes | Lighting - LED Fixture (Replacing T8) - Emerging | 67.68 | 69.9839 | 72.399 | 75.207 | 77.7888 | 80.349 | 82.4981 | 84.6838 | 86.8166 | 89.0398 | 91.2532 | 93.1284
SCE | GWh | Commercial | Com - Education (University) | Lighting | Yes | Lighting - LED Lamp (Basic High - Indoor) - Emerging | 2.0023 | 2.0675 | 2.1312 | 2.1866 | 2.2448 | 0.29603 | 0.30248 | 0.30839 | 0.31406 | 0.31934 | 0.32452 | 0.32979
SCE | GWh | Commercial | Com - Education (University) | Lighting | Yes | Lighting - LED Lamp (Basic Low - Indoor) - Emerging | 1.5203 | 1.5719 | 1.6222 | 1.6658 | 1.7114 | 0.26752 | 0.27352 | 0.27899 | 0.28424 | 0.28974 | 0.29453 | 0.29939
SCE | GWh | Commercial | Com - Education (University) | Lighting | Yes | Lighting - LED Plug-In Indoor Fixture - Emerging | 4.1114 | 4.2315 | 4.3437 | 4.4297 | 4.5347 | 0.26282 | 0.26755 | 0.27318 | 0.27733 | 0.28213 | 0.2864 | 0.29119
SCE | GWh | Commercial | Com - Education (University) | Lighting | No | Lighting - Cold Cathode Lamp | 0.079911 | 0.081035 | 0.082242 | 0.08346 | 0.084754 | 0 | 0 | 0 | 0 | 0 | 0 | 0
SCE | GWh | Commercial | Com - Education (University) | Lighting | No | Lighting - Compact Fluorescent Fixture (Indoor) | 10.3516 | 10.4983 | 10.6557 | 10.8145 | 10.9832 | 0 | 0 | 0 | 0 | 0 | 0 | 0
SCE | GWh | Commercial | Com - Education (University) | Lighting | No | Lighting - Exit Fixture (LED) | 1.7878 | 1.7603 | 1.7332 | 1.7065 | 1.6802 | 1.6543 | 1.6289 | 1.6038 | 1.5791 | 1.5548 | 1.5308 | 1.5072
SCE | GWh | Commercial | Com - Education (University) | Lighting | No | Lighting - Halogen Lamp (A-Line) | 0.32461 | 0.32917 | 0.33408 | 0.33902 | 0.34428 | 0 | 0 | 0 | 0 | 0 | 0 | 0
SCE | GWh | Commercial | Com - Education (University) | Lighting | No | Lighting - High Bay HID to T5 | 1.3897 | 1.4096 | 1.4311 | 1.4526 | 1.4756 | 1.4973 | 1.5173 | 1.5375 | 1.5562 | 1.576 | 1.5952 | 1.6146
SCE | GWh | Commercial | Com - Education (University) | Lighting | No | Lighting - Induction Fixture (Indoor) | 2.6286 | 2.6656 | 2.7053 | 2.7453 | 2.7879 | 2.8282 | 2.8654 | 2.9028 | 2.9374 | 2.9742 | 3.0098 | 3.0459
SCE | GWh | Commercial | Com - Education (University) | Lighting | No | Lighting - Induction Fixture (Outdoor) | 0.97803 | 0.99179 | 1.0066 | 1.0215 | 1.0373 | 1.0523 | 1.0661 | 1.08 | 1.0929 | 1.1066 | 1.1198 | 1.1333
SCE | GWh | Commercial | Com - Education (University) | Lighting | No | Lighting - Light Sensor | 0.87472 | 0.89333 | 0.91302 | 0.9328 | 0.95358 | 0.97338 | 0.99179 | 1.0103 | 1.0276 | 1.0457 | 1.0633 | 1.0811
SCE | GWh | Commercial | Com - Education (University) | Lighting | No | Lighting - Linear Fluorescent Delamping | 0.069565 | 0.068494 | 0.050579 | 0.0332 | 0.016344 | 0 | 0 | 0 | 0 | 0 | 0 | 0
SCE | GWh | Commercial | Com - Education (University) | Lighting | No | Lighting - Low Bay HID to T5 | 0.70533 | 0.71545 | 0.72632 | 0.73728 | 0.74892 | 0.75995 | 0.7701 | 0.78033 | 0.78982 | 0.79989 | 0.80962 | 0.81949
SCE | GWh | Commercial | Com - Education (University) | Lighting | No | Lighting - Occupancy Sensor | 1.5593 | 1.5818 | 1.606 | 1.6303 | 1.6561 | 1.6806 | 1.7031 | 1.7258 | 1.7469 | 1.7692 | 1.7908 | 1.8127
SCE | GWh | Commercial | Com - Education (University) | Lighting | No | Lighting - Plug-In Fixture (Exterior) | 1.1341 | 1.15 | 1.1672 | 1.1845 | 1.2028 | 1.2202 | 1.2362 | 1.2524 | 1.2673 | 1.2832 | 1.2985 | 1.3141
SCE | GWh | Commercial | Com - Education (University) | Lighting | No | Lighting - Plug-In Fixture (Linear Fluorescent) | 3.7403 | 3.794 | 3.8516 | 3.9097 | 3.9714 | 0 | 0 | 0 | 0 | 0 | 0 | 0
SCE | GWh | Commercial | Com - Education (University) | Lighting | No | Lighting - Plug-In Fixture (MH Directional) | 0.40772 | 0.41358 | 0.41986 | 0.42619 | 0.43292 | 0.4393 | 0.44517 | 0.45108 | 0.45657 | 0.46238 | 0.46801 | 0.47371
SCE | GWh | Commercial | Com - Education (University) | Lighting | No | Lighting - Plug-In Fixture (PSMH with Electronic Ballast) | 3.2888 | 3.3361 | 3.3867 | 3.4378 | 3.4921 | 3.5435 | 3.5909 | 3.6386 | 3.6828 | 3.7298 | 3.7751 | 3.8211
SCE | GWh | Commercial | Com - Education (University) | SHW | No | SHW - EF Rated Instantaneous Water Heater (Electric) | 0.097294 | 0.098663 | 0.10013 | 0.10162 | 0.10319 | 0.10469 | 0.10606 | 0.10744 | 0.10873 | 0.11009 | 0.1114 | 0.11274
SCE | GWh | Commercial | Com - Education (University) | Service | No | HVAC - Comprehensive Rooftop Unit Quality Maintenance | 17.01 | 16.748 | 16.4901 | 16.2361 | 15.9861 | 15.7399 | 15.4975 | 15.2589 | 15.0239 | 14.7925 | 14.5647 | 14.3404
SCE | GWh | Commercial | Com - Education (University) | Service | No | Service - HVAC Fault Detection & Diagnositics | 6.1143 | 6.2004 | 6.2927 | 6.3859 | 6.4849 | 6.5787 | 6.665 | 6.752 | 6.8327 | 6.9183 | 7.001 | 7.0849
SCE | GWh | Commercial | Com - Education (University) | Service | No | Service - Retro-Commissioning (Electric) | 19.4272 | 19.128 | 18.8334 | 18.5434 | 18.2578 | 17.9766 | 17.6998 | 17.4272 | 17.1589 | 16.8946 | 16.6344 | 16.3783
SCE | GWh | Commercial | Com - Education (University) | WholeBlg | No | HVAC - Energy Management System | 3.7635 | 3.8164 | 3.8733 | 3.9306 | 3.9916 | 4.0493 | 4.1024 | 4.156 | 4.2056 | 4.2583 | 4.3092 | 4.3608
SCE | GWh | Commercial | Com - Education (University) | WholeBlg | No | WholeBlg - Com RET Level 1 | 19.3224 | 19.0248 | 18.7318 | 18.4434 | 18.1593 | 17.8797 | 17.6043 | 17.3332 | 17.0663 | 16.8035 | 16.5447 | 16.2899
SCE | GWh | Commercial | Com - Education (University) | WholeBlg | No | WholeBlg - Com RET Level 2 | 131.9992 | 129.9664 | 127.9649 | 125.9942 | 124.0539 | 122.1435 | 120.2625 | 118.4104 | 116.5869 | 114.7915 | 113.0237 | 111.2831
SCE | GWh | Commercial | Com - Grocery | AppPlug | No | AppPlug - Computer Monitor | 0.21978 | 0.22287 | 0.22619 | 0.22954 | 0.2331 | 0.23647 | 0.23957 | 0.2427 | 0.2456 | 0.24867 | 0.25164 | 0.25466
SCE | GWh | Commercial | Com - Grocery | AppPlug | No | AppPlug - Desktop Computer (Com - Power Management) | 8.0745 | 8.1881 | 8.3101 | 8.4331 | 8.5639 | 8.6877 | 8.8017 | 8.9166 | 9.0231 | 9.1361 | 9.2453 | 9.3562
SCE | GWh | Commercial | Com - Grocery | AppPlug | No | AppPlug - Occupancy Sensor Plug Strip | 3.4445 | 3.4929 | 3.545 | 3.5974 | 3.6532 | 3.7061 | 3.7547 | 3.8037 | 3.8491 | 3.8973 | 3.9439 | 3.9912
SCE | GWh | Commercial | Com - Grocery | AppPlug | No | AppPlug - Vending Machine Controls | 6.158 | 6.2447 | 6.3377 | 6.4315 | 6.5313 | 6.6257 | 6.7127 | 6.8003 | 6.8815 | 6.9677 | 7.051 | 7.1355
SCE | GWh | Commercial | Com - Grocery | BldgEnv | No | BldgEnv - Attic Batt Insulation | 0.36173 | 0.35616 | 0.35067 | 0.34527 | 0.33996 | 0.33472 | 0.32957 | 0.32449 | 0.31949 | 0.31457 | 0.30973 | 0.30496
SCE | GWh | Commercial | Com - Grocery | BldgEnv | No | BldgEnv - Wall Spray On Insulation | 2.6248 | 2.5844 | 2.5446 | 2.5054 | 2.4668 | 2.4288 | 2.3914 | 2.3546 | 2.3183 | 2.2826 | 2.2475 | 2.2128
SCE | GWh | Commercial | Com - Grocery | BldgEnv | No | BldgEnv - Window Film | 11.8453 | 11.6629 | 11.4833 | 11.3064 | 11.1323 | 10.9609 | 10.7921 | 10.6259 | 10.4622 | 10.3011 | 10.1425 | 9.9863
SCE | GWh | Commercial | Com - Grocery | ComRefrig | No | ComRefrig - Door Gasket (Reach-In Refrigerator) | 94.4358 | 92.9815 | 91.5496 | 90.1397 | 88.7515 | 87.3848 | 86.039 | 84.714 | 83.4094 | 82.1249 | 80.8602 | 79.615
SCE | GWh | Commercial | Com - Grocery | ComRefrig | No | ComRefrig - Door Gasket (Walk-In Refrigerator) | 33.9252 | 33.4028 | 32.8884 | 32.3819 | 31.8832 | 31.3922 | 30.9088 | 30.4328 | 29.9641 | 29.5027 | 29.0483 | 28.601
SCE | GWh | Commercial | Com - Grocery | ComRefrig | No | ComRefrig - Refrigerated Case Night Cover (Low Temp) | 40.6497 | 40.0237 | 39.4074 | 38.8005 | 38.203 | 37.6146 | 37.0354 | 36.465 | 35.9035 | 35.3506 | 34.8062 | 34.2701
SCE | GWh | Commercial | Com - Grocery | ComRefrig | No | ComRefrig - Refrigerated Case Night Cover (Med Temp) | 77.6089 | 76.4137 | 75.237 | 74.0783 | 72.9375 | 71.8143 | 70.7083 | 69.6194 | 68.5473 | 67.4916 | 66.4523 | 65.4289
SCE | GWh | Commercial | Com - Grocery | ComRefrig | No | ComRefrig - Strip Curtain for Walk In Refrigerator | 34.3875 | 33.858 | 33.3365 | 32.8232 | 32.3177 | 31.82 | 31.33 | 30.8475 | 30.3724 | 29.9047 | 29.4442 | 28.9907
SCE | GWh | Commercial | Com - Grocery | FoodServ | No | FoodServ - Electric Steamer | 3.5119 | 3.5613 | 3.6143 | 3.6678 | 3.7247 | 3.7786 | 3.8282 | 3.8781 | 3.9244 | 3.9736 | 4.0211 | 4.0693
SCE | GWh | Commercial | Com - Grocery | FoodServ | No | FoodServ - Oven (Electric) | 1.4349 | 1.4551 | 1.4768 | 1.4986 | 1.5219 | 1.5439 | 1.5642 | 1.5846 | 1.6035 | 1.6236 | 1.643 | 1.6627
SCE | GWh | Commercial | Com - Grocery | HVAC | Yes | HVAC - Advanced Package Rooftop AC (> EER 12) - Emerging | 0 | 33.45 | 32.9349 | 32.4277 | 31.9283 | 31.4366 | 30.9525 | 30.4758 | 30.0065 | 29.5444 | 29.0894 | 28.6414
SCE | GWh | Commercial | Com - Grocery | HVAC | No | HVAC - EER Rated Package Rooftop HP (EER 11) | 1.832 | 0.17893 | 0.27233 | 0.36542 | 0.46082 | 0.55284 | 0.64036 | 0.72756 | 0.81085 | 0.89602 | 0.97909 | 1.0621
SCE | GWh | Commercial | Com - Grocery | HVAC | No | HVAC - Repair Duct System | 12.6253 | 12.4308 | 12.2394 | 12.0509 | 11.8653 | 11.6826 | 11.5027 | 11.3255 | 11.1511 | 10.9794 | 10.8103 | 10.6438
SCE | GWh | Commercial | Com - Grocery | HVAC | No | HVAC - SEER Rated Package Rooftop AC (Recharge) | 19.3266 | 19.029 | 18.7359 | 18.4474 | 18.1633 | 17.8836 | 17.6082 | 17.337 | 17.07 | 16.8071 | 16.5483 | 16.2935
SCE | GWh | Commercial | Com - Grocery | HVAC | No | HVAC - SEER Rated Package Rooftop AC (SEER 14) | 87.0799 | 88.2565 | 0 | 0 | 0 | 0 | 0 | 0 | 0 | 0 | 0 | 0
SCE | GWh | Commercial | Com - Grocery | HVAC | No | HVAC - SEER Rated Package Rooftop HP (SEER 15) | 42.3627 | 42.8727 | 20.1613 | 20.4201 | 20.6968 | 20.9581 | 21.1973 | 21.4388 | 21.6616 | 21.8995 | 22.1291 | 22.3626
SCE | GWh | Commercial | Com - Grocery | HVAC | No | HVAC - SEER Rated Split System AC (SEER 14) | 45.499 | 46.1356 | 46.8192 | 0 | 0 | 0 | 0 | 0 | 0 | 0 | 0 | 0
SCE | GWh | Commercial | Com - Grocery | HVAC | No | HVAC - Thermostat | 25.731 | 26.0931 | 26.4818 | 26.8738 | 27.2906 | 27.6853 | 28.0486 | 28.4147 | 28.7541 | 29.1142 | 29.4622 | 29.8154
SCE | GWh | Commercial | Com - Grocery | Lighting | Yes | Lighting - LED Fixture (Replacing T8) - Emerging | 321.675 | 332.7942 | 344.4531 | 357.9875 | 370.4561 | 382.8223 | 393.2269 | 403.8099 | 414.1376 | 424.903 | 435.6222 | 444.73
SCE | GWh | Commercial | Com - Grocery | Lighting | Yes | Lighting - LED Lamp (Basic High - Indoor) - Emerging | 7.9936 | 8.2592 | 8.5191 | 8.7462 | 8.9844 | 1.1855 | 1.212 | 1.2363 | 1.2597 | 1.2815 | 1.3028 | 1.3246
SCE | GWh | Commercial | Com - Grocery | Lighting | Yes | Lighting - LED Lamp (Basic Low - Indoor) - Emerging | 200.6397 | 207.5865 | 214.3657 | 220.2565 | 226.4343 | 35.4155 | 36.2296 | 36.9732 | 37.6875 | 38.4358 | 39.0881 | 39.7515
SCE | GWh | Commercial | Com - Grocery | Lighting | Yes | Lighting - LED Plug-In Indoor Fixture - Emerging | 30.611 | 31.5253 | 32.3825 | 33.0439 | 33.8485 | 1.9629 | 1.9993 | 2.0425 | 2.0745 | 2.1114 | 2.1444 | 2.1812
SCE | GWh | Commercial | Com - Grocery | Lighting | No | Lighting - Cold Cathode Lamp | 0.31914 | 0.32363 | 0.32845 | 0.33332 | 0.33849 | 0 | 0 | 0 | 0 | 0 | 0 | 0
SCE | GWh | Commercial | Com - Grocery | Lighting | No | Lighting - Compact Fluorescent Fixture (Indoor) | 36.4135 | 36.9534 | 37.5318 | 38.1149 | 38.7337 | 0 | 0 | 0 | 0 | 0 | 0 | 0
SCE | GWh | Commercial | Com - Grocery | Lighting | No | Lighting - Exit Fixture (LED) | 4.1523 | 4.0884 | 4.0254 | 3.9634 | 3.9024 | 3.8423 | 3.7831 | 3.7249 | 3.6675 | 3.611 | 3.5554 | 3.5007
SCE | GWh | Commercial | Com - Grocery | Lighting | No | Lighting - Halogen Lamp (A-Line) | 0.83318 | 0.8449 | 0.85748 | 0.87018 | 0.88368 | 0 | 0 | 0 | 0 | 0 | 0 | 0
SCE | GWh | Commercial | Com - Grocery | Lighting | No | Lighting - Induction Fixture (Indoor) | 6.3887 | 6.4786 | 6.5751 | 6.6724 | 6.7759 | 6.8739 | 6.9641 | 7.055 | 7.1393 | 7.2287 | 7.3151 | 7.4028
SCE | GWh | Commercial | Com - Grocery | Lighting | No | Lighting - Induction Fixture (Outdoor) | 2.5103 | 2.5457 | 2.5836 | 2.6218 | 2.6625 | 2.701 | 2.7364 | 2.7722 | 2.8053 | 2.8404 | 2.8744 | 2.9088
SCE | GWh | Commercial | Com - Grocery | Lighting | No | Lighting - Linear Fluorescent Delamping | 0.34801 | 0.34265 | 0.25303 | 0.16609 | 0.081766 | 0 | 0 | 0 | 0 | 0 | 0 | 0
SCE | GWh | Commercial | Com - Grocery | Lighting | No | Lighting - Occupancy Sensor | 1.2449 | 1.2633 | 1.2831 | 1.3031 | 1.3242 | 1.3443 | 1.3628 | 1.3814 | 1.3987 | 1.417 | 1.4347 | 1.4526
SCE | GWh | Commercial | Com - Grocery | Lighting | No | Lighting - Plug-In Fixture (Exterior) | 2.9109 | 2.9519 | 2.9958 | 3.0402 | 3.0873 | 3.132 | 3.1731 | 3.2145 | 3.2529 | 3.2936 | 3.333 | 3.373
SCE | GWh | Commercial | Com - Grocery | Lighting | No | Lighting - Plug-In Fixture (Linear Fluorescent) | 28.4267 | 28.8495 | 29.3025 | 29.7591 | 30.2436 | 0 | 0 | 0 | 0 | 0 | 0 | 0
SCE | GWh | Commercial | Com - Grocery | Lighting | No | Lighting - Plug-In Fixture (MH Directional) | 1.8959 | 1.9241 | 1.9544 | 1.9848 | 2.0171 | 2.0478 | 2.076 | 2.1044 | 2.1308 | 2.1588 | 2.1858 | 2.2133
SCE | GWh | Commercial | Com - Grocery | Lighting | No | Lighting - Plug-In Fixture (PSMH with Electronic Ballast) | 15.2933 | 15.5208 | 15.7645 | 16.0101 | 16.2708 | 16.5179 | 16.7456 | 16.9751 | 17.1881 | 17.4137 | 17.6318 | 17.853
SCE | GWh | Commercial | Com - Grocery | SHW | No | SHW - EF Rated Instantaneous Water Heater (Electric) | 0.41471 | 0.42007 | 0.42585 | 0.43169 | 0.43791 | 0.4438 | 0.4492 | 0.45465 | 0.45968 | 0.46505 | 0.47023 | 0.47549
SCE | GWh | Commercial | Com - Grocery | Service | No | HVAC - Comprehensive Rooftop Unit Quality Maintenance | 43.6601 | 42.9877 | 42.3257 | 41.6739 | 41.0321 | 40.4002 | 39.778 | 39.1654 | 38.5623 | 37.9684 | 37.3837 | 36.808
SCE | GWh | Commercial | Com - Grocery | Service | No | Service - HVAC Fault Detection & Diagnositics | 15.6939 | 15.9147 | 16.1518 | 16.3909 | 16.6451 | 16.8858 | 17.1074 | 17.3307 | 17.5377 | 17.7573 | 17.9696 | 18.185
SCE | GWh | Commercial | Com - Grocery | Service | No | Service - Retro-Commissioning (Electric) | 49.8644 | 49.0965 | 48.3404 | 47.596 | 46.863 | 46.1413 | 45.4307 | 44.7311 | 44.0422 | 43.364 | 42.6962 | 42.0387
SCE | GWh | Commercial | Com - Grocery | WholeBlg | No | HVAC - Energy Management System | 9.6598 | 9.7957 | 9.9416 | 10.0888 | 10.2453 | 10.3935 | 10.5298 | 10.6673 | 10.7947 | 10.9299 | 11.0605 | 11.1931
SCE | GWh | Commercial | Com - Grocery | WholeBlg | No | WholeBlg - Com RET Level 1 | 146.1236 | 143.8733 | 141.6576 | 139.4761 | 137.3282 | 135.2133 | 133.131 | 131.0808 | 129.0622 | 127.0746 | 125.1177 | 123.1909
SCE | GWh | Commercial | Com - Grocery | WholeBlg | No | WholeBlg - Com RET Level 2 | 923.9818 | 909.7525 | 895.7423 | 881.9479 | 868.3659 | 854.993 | 841.8262 | 828.862 | 816.0976 | 803.5297 | 791.1553 | 778.9715
SCE | GWh | Commercial | Com - Hospital | AppPlug | No | AppPlug - Computer Monitor | 0.10771 | 0.10922 | 0.11085 | 0.11249 | 0.11424 | 0.11589 | 0.11741 | 0.11894 | 0.12036 | 0.12187 | 0.12333 | 0.12481
SCE | GWh | Commercial | Com - Hospital | AppPlug | No | AppPlug - Desktop Computer (Com - Power Management) | 3.9572 | 4.0129 | 4.0727 | 4.1329 | 4.197 | 4.2577 | 4.3136 | 4.3699 | 4.4221 | 4.4775 | 4.531 | 4.5853
SCE | GWh | Commercial | Com - Hospital | AppPlug | No | AppPlug - Occupancy Sensor Plug Strip | 1.6881 | 1.7118 | 1.7373 | 1.7631 | 1.7904 | 1.8163 | 1.8401 | 1.8642 | 1.8864 | 1.91 | 1.9329 | 1.956
SCE | GWh | Commercial | Com - Hospital | BldgEnv | No | BldgEnv - Attic Batt Insulation | 0.20315 | 0.20002 | 0.19694 | 0.19391 | 0.19092 | 0.18798 | 0.18508 | 0.18223 | 0.17943 | 0.17666 | 0.17394 | 0.17126
SCE | GWh | Commercial | Com - Hospital | BldgEnv | No | BldgEnv - Wall Spray On Insulation | 2.4075 | 2.3704 | 2.3339 | 2.298 | 2.2626 | 2.2278 | 2.1935 | 2.1597 | 2.1264 | 2.0937 | 2.0614 | 2.0297
SCE | GWh | Commercial | Com - Hospital | BldgEnv | No | BldgEnv - Window Film | 3.5667 | 3.5117 | 3.4576 | 3.4044 | 3.352 | 3.3003 | 3.2495 | 3.1995 | 3.1502 | 3.1017 | 3.0539 | 3.0069
SCE | GWh | Commercial | Com - Hospital | FoodServ | No | FoodServ - Electric Steamer | 0.40081 | 0.40645 | 0.4125 | 0.41861 | 0.4251 | 0.43125 | 0.43691 | 0.44261 | 0.4479 | 0.45351 | 0.45893 | 0.46443
SCE | GWh | Commercial | Com - Hospital | FoodServ | No | FoodServ - Oven (Electric) | 0.35162 | 0.35656 | 0.36188 | 0.36723 | 0.37293 | 0.37832 | 0.38329 | 0.38829 | 0.39293 | 0.39785 | 0.4026 | 0.40743
SCE | GWh | Commercial | Com - Hospital | HVAC | Yes | HVAC - Advanced Package Rooftop AC (> EER 12) - Emerging | 0 | 22.1575 | 22.1267 | 22.1001 | 22.086 | 22.0659 | 22.0362 | 22.0102 | 21.9764 | 21.9533 | 21.928 | 21.9072
SCE | GWh | Commercial | Com - Hospital | HVAC | Yes | HVAC - Energy Recovery Ventilation - Emerging | 8.1605 | 8.2753 | 8.3986 | 8.5229 | 8.6551 | 8.7803 | 8.8955 | 9.0116 | 9.1192 | 9.2334 | 9.3438 | 9.4558
SCE | GWh | Commercial | Com - Hospital | HVAC | No | HVAC - Chiller (Centrifugal) | 12.9464 | 12.8645 | 12.7889 | 12.7159 | 12.6488 | 12.5803 | 12.5089 | 12.4399 | 12.3687 | 12.3027 | 12.2366 | 12.1732
SCE | GWh | Commercial | Com - Hospital | HVAC | No | HVAC - Chiller (Reciprocating) | 11.0887 | 11.1786 | 11.2783 | 11.3796 | 11.4899 | 11.5931 | 11.686 | 11.7804 | 11.8661 | 11.9594 | 12.049 | 12.1409
SCE | GWh | Commercial | Com - Hospital | HVAC | No | HVAC - Demand Controlled Ventilation | 13.4537 | 13.643 | 13.8462 | 14.0512 | 14.2692 | 14.4755 | 14.6655 | 14.8569 | 15.0343 | 15.2226 | 15.4046 | 15.5893
SCE | GWh | Commercial | Com - Hospital | HVAC | No | HVAC - Direct Evaporative Cooler | 10.0897 | 10.2317 | 10.3841 | 10.5378 | 10.7013 | 10.856 | 10.9985 | 11.142 | 11.2751 | 11.4163 | 11.5528 | 11.6913
SCE | GWh | Commercial | Com - Hospital | HVAC | No | HVAC - EER Rated Package Rooftop AC (EER 11) | 6.607 | 0 | 0 | 0 | 0 | 0 | 0 | 0 | 0 | 0 | 0 | 0
SCE | GWh | Commercial | Com - Hospital | HVAC | No | HVAC - Repair Duct System | 5.065 | 4.987 | 4.9102 | 4.8346 | 4.7601 | 4.6868 | 4.6146 | 4.5436 | 4.4736 | 4.4047 | 4.3369 | 4.2701
SCE | GWh | Commercial | Com - Hospital | HVAC | No | HVAC - SEER Rated Package Rooftop AC (Recharge) | 6.3987 | 6.3001 | 6.2031 | 6.1076 | 6.0135 | 5.9209 | 5.8298 | 5.74 | 5.6516 | 5.5645 | 5.4788 | 5.3945
SCE | GWh | Commercial | Com - Hospital | HVAC | No | HVAC - SEER Rated Package Rooftop AC (SEER 14) | 41.5284 | 42.1422 | 0 | 0 | 0 | 0 | 0 | 0 | 0 | 0 | 0 | 0
SCE | GWh | Commercial | Com - Hospital | HVAC | No | HVAC - SEER Rated Package Rooftop HP (SEER 15) | 14.1691 | 14.3776 | 6.7791 | 6.8837 | 6.9948 | 7.1 | 7.197 | 7.2947 | 7.3854 | 7.4815 | 7.5744 | 7.6686
SCE | GWh | Commercial | Com - Hospital | HVAC | No | HVAC - SEER Rated Split System AC (SEER 14) | 20.7846 | 21.0875 | 21.4122 | 0 | 0 | 0 | 0 | 0 | 0 | 0 | 0 | 0
SCE | GWh | Commercial | Com - Hospital | HVAC | No | HVAC - SEER Rated Split System HP (SEER 15) | 9.1732 | 9.3258 | 4.4054 | 4.4815 | 4.5619 | 4.6383 | 4.7089 | 4.78 | 4.8462 | 4.916 | 4.9836 | 5.052
SCE | GWh | Commercial | Com - Hospital | Lighting | Yes | Lighting - LED Fixture (Replacing T8) - Emerging | 91.6253 | 94.601 | 97.7178 | 101.3593 | 104.6865 | 107.9846 | 110.7324 | 113.5265 | 116.2518 | 119.0924 | 121.9198 | 124.2931
SCE | GWh | Commercial | Com - Hospital | Lighting | Yes | Lighting - LED Lamp (Basic High - Indoor) - Emerging | 1.0728 | 1.1062 | 1.1388 | 1.1669 | 1.1963 | 0.15757 | 0.16082 | 0.16378 | 0.16662 | 0.16925 | 0.17182 | 0.17445
SCE | GWh | Commercial | Com - Hospital | Lighting | Yes | Lighting - LED Lamp (Basic Low - Indoor) - Emerging | 19.8629 | 20.5093 | 21.1365 | 21.6752 | 22.2402 | 3.4722 | 3.546 | 3.6129 | 3.6771 | 3.7445 | 3.8025 | 3.8616
SCE | GWh | Commercial | Com - Hospital | Lighting | Yes | Lighting - LED Plug-In Indoor Fixture - Emerging | 16.6386 | 17.1011 | 17.5309 | 17.8542 | 18.2537 | 1.0566 | 1.0744 | 1.0958 | 1.1113 | 1.1294 | 1.1453 | 1.1634
SCE | GWh | Commercial | Com - Hospital | Lighting | No | Lighting - Cold Cathode Lamp | 0.19077 | 0.19346 | 0.19634 | 0.19925 | 0.20234 | 0 | 0 | 0 | 0 | 0 | 0 | 0
SCE | GWh | Commercial | Com - Hospital | Lighting | No | Lighting - Compact Fluorescent Fixture (Indoor) | 23.1599 | 23.4561 | 23.7755 | 24.0979 | 24.442 | 0 | 0 | 0 | 0 | 0 | 0 | 0
SCE | GWh | Commercial | Com - Hospital | Lighting | No | Lighting - Exit Fixture (LED) | 2.2446 | 2.21 | 2.176 | 2.1425 | 2.1095 | 2.077 | 2.045 | 2.0135 | 1.9825 | 1.952 | 1.9219 | 1.8923
SCE | GWh | Commercial | Com - Hospital | Lighting | No | Lighting - Halogen Lamp (A-Line) | 0.40833 | 0.41407 | 0.42024 | 0.42646 | 0.43308 | 0 | 0 | 0 | 0 | 0 | 0 | 0
SCE | GWh | Commercial | Com - Hospital | Lighting | No | Lighting - High Bay HID to T5 | 2.3672 | 2.3976 | 2.4303 | 2.4633 | 2.4986 | 2.5319 | 2.5625 | 2.5934 | 2.6219 | 2.6523 | 2.6816 | 2.7114
SCE | GWh | Commercial | Com - Hospital | Lighting | No | Lighting - Induction Fixture (Indoor) | 3.2481 | 3.2938 | 3.3428 | 3.3923 | 3.4449 | 3.4947 | 3.5406 | 3.5868 | 3.6297 | 3.6751 | 3.719 | 3.7636
SCE | GWh | Commercial | Com - Hospital | Lighting | No | Lighting - Induction Fixture (Outdoor) | 1.2303 | 1.2476 | 1.2662 | 1.2849 | 1.3049 | 1.3237 | 1.3411 | 1.3586 | 1.3748 | 1.392 | 1.4087 | 1.4256
SCE | GWh | Commercial | Com - Hospital | Lighting | No | Lighting - Linear Fluorescent Delamping | 0.84978 | 0.83669 | 0.61786 | 0.40556 | 0.19966 | 0 | 0 | 0 | 0 | 0 | 0 | 0
SCE | GWh | Commercial | Com - Hospital | Lighting | No | Lighting - Low Bay HID to T5 | 0.10279 | 0.10411 | 0.10553 | 0.10696 | 0.10849 | 0.10994 | 0.11127 | 0.11261 | 0.11385 | 0.11517 | 0.11644 | 0.11773
SCE | GWh | Commercial | Com - Hospital | Lighting | No | Lighting - Occupancy Sensor | 1.8678 | 1.8947 | 1.9237 | 1.9528 | 1.9838 | 2.0131 | 2.0402 | 2.0674 | 2.0927 | 2.1194 | 2.1453 | 2.1716
SCE | GWh | Commercial | Com - Hospital | Lighting | No | Lighting - Plug-In Fixture (Exterior) | 1.4266 | 1.4467 | 1.4682 | 1.49 | 1.5131 | 1.5349 | 1.5551 | 1.5754 | 1.5942 | 1.6142 | 1.6335 | 1.653
SCE | GWh | Commercial | Com - Hospital | Lighting | No | Lighting - Plug-In Fixture (Linear Fluorescent) | 15.3266 | 15.5232 | 15.7352 | 15.9492 | 16.1775 | 0 | 0 | 0 | 0 | 0 | 0 | 0
SCE | GWh | Commercial | Com - Hospital | Lighting | No | Lighting - Plug-In Fixture (MH Directional) | 1.0222 | 1.0353 | 1.0495 | 1.0637 | 1.079 | 1.0934 | 1.1066 | 1.1199 | 1.1322 | 1.1453 | 1.158 | 1.1709
SCE | GWh | Commercial | Com - Hospital | Lighting | No | Lighting - Plug-In Fixture (PSMH with Electronic Ballast) | 8.2456 | 8.3513 | 8.4654 | 8.5805 | 8.7034 | 8.8195 | 8.926 | 9.0335 | 9.1329 | 9.2387 | 9.3408 | 9.4447
SCE | GWh | Commercial | Com - Hospital | SHW | No | SHW - EF Rated Instantaneous Water Heater (Electric) | 0.2297 | 0.23306 | 0.23667 | 0.2403 | 0.24416 | 0.24781 | 0.25118 | 0.25457 | 0.25772 | 0.26106 | 0.26428 | 0.26755
SCE | GWh | Commercial | Com - Hospital | Service | No | HVAC - Comprehensive Rooftop Unit Quality Maintenance | 21.3972 | 21.0677 | 20.7433 | 20.4238 | 20.1093 | 19.7996 | 19.4947 | 19.1945 | 18.8989 | 18.6078 | 18.3213 | 18.0391
SCE | GWh | Commercial | Com - Hospital | Service | No | Service - HVAC Fault Detection & Diagnositics | 7.6914 | 7.7996 | 7.9158 | 8.033 | 8.1575 | 8.2755 | 8.3841 | 8.4935 | 8.595 | 8.7026 | 8.8067 | 8.9122
SCE | GWh | Commercial | Com - Hospital | Service | No | Service - Retro-Commissioning (Electric) | 24.4379 | 24.0616 | 23.691 | 23.3262 | 22.9669 | 22.6133 | 22.265 | 21.9221 | 21.5845 | 21.2521 | 20.9248 | 20.6026
SCE | GWh | Commercial | Com - Hospital | WholeBlg | No | HVAC - Energy Management System | 4.7341 | 4.8007 | 4.8723 | 4.9444 | 5.0211 | 5.0937 | 5.1605 | 5.2279 | 5.2903 | 5.3566 | 5.4206 | 5.4856
SCE | GWh | Commercial | Com - Hospital | WholeBlg | No | WholeBlg - Com RET Level 1 | 45.8683 | 45.1619 | 44.4664 | 43.7816 | 43.1074 | 42.4435 | 41.7899 | 41.1463 | 40.5127 | 39.8888 | 39.2745 | 38.6697
SCE | GWh | Commercial | Com - Hospital | WholeBlg | No | WholeBlg - Com RET Level 2 | 265.7696 | 261.6767 | 257.6469 | 253.6792 | 249.7725 | 245.926 | 242.1387 | 238.4098 | 234.7383 | 231.1233 | 227.564 | 224.0595
SCE | GWh | Commercial | Com - Hotel | AppPlug | No | AppPlug - Computer Monitor | 0.1024 | 0.10384 | 0.10539 | 0.10695 | 0.1086 | 0.11018 | 0.11162 | 0.11308 | 0.11443 | 0.11586 | 0.11725 | 0.11865
SCE | GWh | Commercial | Com - Hotel | AppPlug | No | AppPlug - Desktop Computer (Com - Power Management) | 3.7621 | 3.815 | 3.8718 | 3.9292 | 3.9901 | 4.0478 | 4.1009 | 4.1544 | 4.2041 | 4.2567 | 4.3076 | 4.3592
SCE | GWh | Commercial | Com - Hotel | AppPlug | No | AppPlug - Occupancy Sensor Plug Strip | 1.6049 | 1.6274 | 1.6517 | 1.6761 | 1.7021 | 1.7267 | 1.7494 | 1.7722 | 1.7934 | 1.8159 | 1.8376 | 1.8596
SCE | GWh | Commercial | Com - Hotel | AppPlug | No | AppPlug - Vending Machine Controls | 6.9197 | 7.0171 | 7.1216 | 7.2271 | 7.3392 | 7.4453 | 7.543 | 7.6414 | 7.7327 | 7.8296 | 7.9232 | 8.0181
SCE | GWh | Commercial | Com - Hotel | BldgEnv | No | BldgEnv - Attic Batt Insulation | 0.35832 | 0.3528 | 0.34737 | 0.34202 | 0.33675 | 0.33157 | 0.32646 | 0.32143 | 0.31648 | 0.31161 | 0.30681 | 0.30208
SCE | GWh | Commercial | Com - Hotel | BldgEnv | No | BldgEnv - Wall Spray On Insulation | 2.2888 | 2.2536 | 2.2189 | 2.1847 | 2.151 | 2.1179 | 2.0853 | 2.0532 | 2.0216 | 1.9904 | 1.9598 | 1.9296
SCE | GWh | Commercial | Com - Hotel | BldgEnv | No | BldgEnv - Window Film | 21.7476 | 21.4127 | 21.083 | 20.7583 | 20.4386 | 20.1239 | 19.8139 | 19.5088 | 19.2084 | 18.9126 | 18.6213 | 18.3345
SCE | GWh | Commercial | Com - Hotel | FoodServ | No | FoodServ - Electric Griddle | 0.023503 | 0.023833 | 0.024188 | 0.024547 | 0.024927 | 0.025288 | 0.02562 | 0.025954 | 0.026264 | 0.026593 | 0.026911 | 0.027233
SCE | GWh | Commercial | Com - Hotel | FoodServ | No | FoodServ - Electric Steamer | 0.17931 | 0.18184 | 0.18455 | 0.18728 | 0.19018 | 0.19293 | 0.19547 | 0.19802 | 0.20038 | 0.20289 | 0.20532 | 0.20778
SCE | GWh | Commercial | Com - Hotel | FoodServ | No | FoodServ - Fryer (Electric) | 0.021128 | 0.021425 | 0.021745 | 0.022067 | 0.022409 | 0.022733 | 0.023031 | 0.023332 | 0.02361 | 0.023906 | 0.024192 | 0.024482
SCE | GWh | Commercial | Com - Hotel | FoodServ | No | FoodServ - Oven (Electric) | 0.16714 | 0.16949 | 0.17202 | 0.17456 | 0.17727 | 0.17983 | 0.18219 | 0.18457 | 0.18678 | 0.18911 | 0.19138 | 0.19367
SCE | GWh | Commercial | Com - Hotel | HVAC | Yes | HVAC - Advanced Package Rooftop AC (> EER 12) - Emerging | 0 | 12.8594 | 12.8458 | 12.8346 | 12.8308 | 12.8234 | 12.8101 | 12.7991 | 12.7833 | 12.7738 | 12.7629 | 12.7546
SCE | GWh | Commercial | Com - Hotel | HVAC | Yes | HVAC - Energy Recovery Ventilation - Emerging | 2.2068 | 2.2378 | 2.2711 | 2.3048 | 2.3405 | 2.3744 | 2.4055 | 2.4369 | 2.466 | 2.4969 | 2.5267 | 2.557
SCE | GWh | Commercial | Com - Hotel | HVAC | No | HVAC - Chiller (Centrifugal) | 7.6192 | 7.566 | 7.5164 | 7.4684 | 7.4237 | 7.3784 | 7.3316 | 7.2862 | 7.2398 | 7.1963 | 7.1529 | 7.1111
SCE | GWh | Commercial | Com - Hotel | HVAC | No | HVAC - Chiller (Reciprocating) | 5.503 | 5.5394 | 5.5804 | 5.6223 | 5.6684 | 5.7113 | 5.7495 | 5.7885 | 5.8235 | 5.8621 | 5.8991 | 5.9372
SCE | GWh | Commercial | Com - Hotel | HVAC | No | HVAC - Demand Controlled Ventilation | 3.6381 | 3.6893 | 3.7443 | 3.7997 | 3.8587 | 3.9145 | 3.9658 | 4.0176 | 4.0656 | 4.1165 | 4.1657 | 4.2156
SCE | GWh | Commercial | Com - Hotel | HVAC | No | HVAC - EER Rated Package Rooftop AC (EER 11) | 3.7646 | 0 | 0 | 0 | 0 | 0 | 0 | 0 | 0 | 0 | 0 | 0
SCE | GWh | Commercial | Com - Hotel | HVAC | No | HVAC - Repair Duct System | 3.4589 | 3.4056 | 3.3532 | 3.3015 | 3.2507 | 3.2006 | 3.1513 | 3.1028 | 3.055 | 3.008 | 2.9616 | 2.916
SCE | GWh | Commercial | Com - Hotel | HVAC | No | HVAC - SEER Rated Package Rooftop AC (Recharge) | 4.3526 | 4.2856 | 4.2196 | 4.1546 | 4.0906 | 4.0276 | 3.9656 | 3.9045 | 3.8444 | 3.7852 | 3.7269 | 3.6695
SCE | GWh | Commercial | Com - Hotel | HVAC | No | HVAC - SEER Rated Package Rooftop AC (SEER 14) | 21.7685 | 22.0594 | 0 | 0 | 0 | 0 | 0 | 0 | 0 | 0 | 0 | 0
SCE | GWh | Commercial | Com - Hotel | HVAC | No | HVAC - SEER Rated Package Rooftop HP (SEER 15) | 8.8518 | 8.9953 | 4.2475 | 4.3191 | 4.3949 | 4.4668 | 4.5333 | 4.6002 | 4.6624 | 4.7282 | 4.7918 | 4.8562
SCE | GWh | Commercial | Com - Hotel | HVAC | No | HVAC - SEER Rated Split System AC (SEER 14) | 11.9022 | 12.0707 | 12.2515 | 0 | 0 | 0 | 0 | 0 | 0 | 0 | 0 | 0
SCE | GWh | Commercial | Com - Hotel | HVAC | No | HVAC - SEER Rated Split System HP (SEER 15) | 5.0866 | 5.1779 | 2.4491 | 2.4944 | 2.5422 | 2.5877 | 2.6299 | 2.6722 | 2.7118 | 2.7534 | 2.7937 | 2.8344
SCE | GWh | Commercial | Com - Hotel | Lighting | Yes | Lighting - LED Fixture (Replacing T8) - Emerging | 35.3017 | 36.4718 | 37.6977 | 39.127 | 40.4365 | 41.7348 | 42.82 | 43.9237 | 45.0003 | 46.1226 | 47.2397 | 48.1813
SCE | GWh | Commercial | Com - Hotel | Lighting | Yes | Lighting - LED Lamp (Basic High - Indoor) - Emerging | 2.2835 | 2.3564 | 2.4276 | 2.4893 | 2.5541 | 0.33664 | 0.34381 | 0.35036 | 0.35664 | 0.36248 | 0.3682 | 0.37403
SCE | GWh | Commercial | Com - Hotel | Lighting | Yes | Lighting - LED Lamp (Basic Low - Indoor) - Emerging | 4.7606 | 4.9193 | 5.0737 | 5.2069 | 5.3466 | 0.83531 | 0.85363 | 0.87028 | 0.88627 | 0.90303 | 0.91754 | 0.93231
SCE | GWh | Commercial | Com - Hotel | Lighting | Yes | Lighting - LED Plug-In Indoor Fixture - Emerging | 6.0549 | 6.228 | 6.3894 | 6.5122 | 6.6628 | 0.38595 | 0.3927 | 0.40079 | 0.40668 | 0.41354 | 0.41962 | 0.42647
SCE | GWh | Commercial | Com - Hotel | Lighting | No | Lighting - Cold Cathode Lamp | 0.073725 | 0.074762 | 0.075876 | 0.076999 | 0.078194 | 0 | 0 | 0 | 0 | 0 | 0 | 0
SCE | GWh | Commercial | Com - Hotel | Lighting | No | Lighting - Compact Fluorescent Fixture (Indoor) | 8.3298 | 8.4428 | 8.5644 | 8.6871 | 8.8177 | 0 | 0 | 0 | 0 | 0 | 0 | 0
SCE | GWh | Commercial | Com - Hotel | Lighting | No | Lighting - Exit Fixture (LED) | 2.041 | 2.0095 | 1.9786 | 1.9481 | 1.9181 | 1.8886 | 1.8595 | 1.8309 | 1.8027 | 1.7749 | 1.7476 | 1.7207
SCE | GWh | Commercial | Com - Hotel | Lighting | No | Lighting - Halogen Lamp (A-Line) | 0.38819 | 0.39366 | 0.39952 | 0.40543 | 0.41172 | 0 | 0 | 0 | 0 | 0 | 0 | 0
SCE | GWh | Commercial | Com - Hotel | Lighting | No | Lighting - High Bay HID to T5 | 1.4337 | 1.4531 | 1.4739 | 1.4948 | 1.5172 | 1.5383 | 1.5578 | 1.5773 | 1.5955 | 1.6148 | 1.6334 | 1.6523
SCE | GWh | Commercial | Com - Hotel | Lighting | No | Lighting - Induction Fixture (Indoor) | 3.3383 | 3.3852 | 3.4357 | 3.4865 | 3.5406 | 3.5918 | 3.6389 | 3.6864 | 3.7305 | 3.7772 | 3.8223 | 3.8682
SCE | GWh | Commercial | Com - Hotel | Lighting | No | Lighting - Induction Fixture (Outdoor) | 1.1696 | 1.1861 | 1.2037 | 1.2216 | 1.2405 | 1.2585 | 1.275 | 1.2916 | 1.307 | 1.3234 | 1.3392 | 1.3553
SCE | GWh | Commercial | Com - Hotel | Lighting | No | Lighting - Linear Fluorescent Delamping | 0.092053 | 0.090635 | 0.06693 | 0.043933 | 0.021628 | 0 | 0 | 0 | 0 | 0 | 0 | 0
SCE | GWh | Commercial | Com - Hotel | Lighting | No | Lighting - Low Bay HID to T5 | 0.81753 | 0.82855 | 0.84041 | 0.85237 | 0.86511 | 0.87717 | 0.88824 | 0.89941 | 0.90976 | 0.92075 | 0.93136 | 0.94215
SCE | GWh | Commercial | Com - Hotel | Lighting | No | Lighting - Occupancy Sensor | 4.2669 | 4.3209 | 4.3792 | 4.4381 | 4.501 | 4.5604 | 4.6149 | 4.6698 | 4.7206 | 4.7747 | 4.827 | 4.8801
SCE | GWh | Commercial | Com - Hotel | Lighting | No | Lighting - Plug-In Fixture (Exterior) | 1.3562 | 1.3753 | 1.3958 | 1.4165 | 1.4385 | 1.4593 | 1.4784 | 1.4977 | 1.5156 | 1.5346 | 1.5529 | 1.5715
SCE | GWh | Commercial | Com - Hotel | Lighting | No | Lighting - Plug-In Fixture (Linear Fluorescent) | 5.4836 | 5.5575 | 5.637 | 5.7173 | 5.8027 | 0 | 0 | 0 | 0 | 0 | 0 | 0
SCE | GWh | Commercial | Com - Hotel | Lighting | No | Lighting - Plug-In Fixture (MH Directional) | 0.36573 | 0.37066 | 0.37597 | 0.38132 | 0.38702 | 0.39241 | 0.39737 | 0.40236 | 0.40699 | 0.41191 | 0.41666 | 0.42148
SCE | GWh | Commercial | Com - Hotel | Lighting | No | Lighting - Plug-In Fixture (PSMH with Electronic Ballast) | 2.9501 | 2.9899 | 3.0327 | 3.0759 | 3.1218 | 3.1653 | 3.2053 | 3.2456 | 3.2829 | 3.3226 | 3.3609 | 3.3998
SCE | GWh | Commercial | Com - Hotel | SHW | No | SHW - EF Rated Instantaneous Water Heater (Electric) | 0.10711 | 0.10861 | 0.11023 | 0.11186 | 0.11359 | 0.11523 | 0.11674 | 0.11826 | 0.11967 | 0.12117 | 0.12262 | 0.12408
SCE | GWh | Commercial | Com - Hotel | Service | No | HVAC - Comprehensive Rooftop Unit Quality Maintenance | 20.3422 | 20.0289 | 19.7204 | 19.4167 | 19.1177 | 18.8233 | 18.5334 | 18.248 | 17.967 | 17.6903 | 17.4179 | 17.1496
SCE | GWh | Commercial | Com - Hotel | Service | No | Service - HVAC Fault Detection & Diagnositics | 7.3121 | 7.415 | 7.5254 | 7.6369 | 7.7553 | 7.8675 | 7.9707 | 8.0747 | 8.1712 | 8.2735 | 8.3724 | 8.4728
SCE | GWh | Commercial | Com - Hotel | Service | No | Service - Retro-Commissioning (Electric) | 23.2329 | 22.8751 | 22.5228 | 22.176 | 21.8345 | 21.4982 | 21.1671 | 20.8412 | 20.5202 | 20.2042 | 19.8931 | 19.5867
SCE | GWh | Commercial | Com - Hotel | WholeBlg | No | HVAC - Energy Management System | 4.5007 | 4.564 | 4.632 | 4.7006 | 4.7735 | 4.8425 | 4.9061 | 4.9701 | 5.0295 | 5.0925 | 5.1533 | 5.2151
SCE | GWh | Commercial | Com - Hotel | WholeBlg | No | WholeBlg - Com RET Level 1 | 30.0468 | 29.584 | 29.1284 | 28.6799 | 28.2382 | 27.8033 | 27.3752 | 26.9536 | 26.5385 | 26.1298 | 25.7274 | 25.3312
SCE | GWh | Commercial | Com - Hotel | WholeBlg | No | WholeBlg - Com RET Level 2 | 166.6155 | 164.0496 | 161.5232 | 159.0358 | 156.5866 | 154.1752 | 151.8009 | 149.4632 | 147.1614 | 144.8951 | 142.6638 | 140.4667
SCE | GWh | Commercial | Com - Motel | AppPlug | No | AppPlug - Computer Monitor | 0.1024 | 0.10384 | 0.10539 | 0.10695 | 0.1086 | 0.11018 | 0.11162 | 0.11308 | 0.11443 | 0.11586 | 0.11725 | 0.11865
SCE | GWh | Commercial | Com - Motel | AppPlug | No | AppPlug - Desktop Computer (Com - Power Management) | 3.7621 | 3.815 | 3.8718 | 3.9292 | 3.9901 | 4.0478 | 4.1009 | 4.1544 | 4.2041 | 4.2567 | 4.3076 | 4.3592
SCE | GWh | Commercial | Com - Motel | AppPlug | No | AppPlug - Occupancy Sensor Plug Strip | 1.6049 | 1.6274 | 1.6517 | 1.6761 | 1.7021 | 1.7267 | 1.7494 | 1.7722 | 1.7934 | 1.8159 | 1.8376 | 1.8596
SCE | GWh | Commercial | Com - Motel | AppPlug | No | AppPlug - Vending Machine Controls | 6.9197 | 7.0171 | 7.1216 | 7.2271 | 7.3392 | 7.4453 | 7.543 | 7.6414 | 7.7327 | 7.8296 | 7.9232 | 8.0181
SCE | GWh | Commercial | Com - Motel | BldgEnv | No | BldgEnv - Attic Batt Insulation | 0.60387 | 0.59457 | 0.58542 | 0.5764 | 0.56752 | 0.55878 | 0.55018 | 0.54171 | 0.53336 | 0.52515 | 0.51706 | 0.5091
SCE | GWh | Commercial | Com - Motel | BldgEnv | No | BldgEnv - Wall Spray On Insulation | 2.2888 | 2.2536 | 2.2189 | 2.1847 | 2.151 | 2.1179 | 2.0853 | 2.0532 | 2.0216 | 1.9904 | 1.9598 | 1.9296
SCE | GWh | Commercial | Com - Motel | BldgEnv | No | BldgEnv - Window Film | 22.4784 | 22.1322 | 21.7914 | 21.4558 | 21.1254 | 20.8 | 20.4797 | 20.1643 | 19.8538 | 19.548 | 19.247 | 18.9506
SCE | GWh | Commercial | Com - Motel | FoodServ | No | FoodServ - Electric Griddle | 0.023503 | 0.023833 | 0.024188 | 0.024547 | 0.024927 | 0.025288 | 0.02562 | 0.025954 | 0.026264 | 0.026593 | 0.026911 | 0.027233
SCE | GWh | Commercial | Com - Motel | FoodServ | No | FoodServ - Electric Steamer | 0.17931 | 0.18184 | 0.18455 | 0.18728 | 0.19018 | 0.19293 | 0.19547 | 0.19802 | 0.20038 | 0.20289 | 0.20532 | 0.20778
SCE | GWh | Commercial | Com - Motel | FoodServ | No | FoodServ - Fryer (Electric) | 0.021128 | 0.021425 | 0.021745 | 0.022067 | 0.022409 | 0.022733 | 0.023031 | 0.023332 | 0.02361 | 0.023906 | 0.024192 | 0.024482
SCE | GWh | Commercial | Com - Motel | FoodServ | No | FoodServ - Oven (Electric) | 0.16714 | 0.16949 | 0.17202 | 0.17456 | 0.17727 | 0.17983 | 0.18219 | 0.18457 | 0.18678 | 0.18911 | 0.19138 | 0.19367
SCE | GWh | Commercial | Com - Motel | HVAC | Yes | HVAC - Advanced Package Rooftop AC (> EER 12) - Emerging | 0 | 12.847 | 12.8336 | 12.8226 | 12.819 | 12.8117 | 12.7987 | 12.7878 | 12.7722 | 12.7628 | 12.7521 | 12.744
SCE | GWh | Commercial | Com - Motel | HVAC | Yes | HVAC - Energy Recovery Ventilation - Emerging | 2.2068 | 2.2378 | 2.2711 | 2.3048 | 2.3405 | 2.3744 | 2.4055 | 2.4369 | 2.466 | 2.4969 | 2.5267 | 2.557
SCE | GWh | Commercial | Com - Motel | HVAC | No | HVAC - Chiller (Centrifugal) | 3.9166 | 3.9156 | 3.9171 | 3.9193 | 3.9238 | 3.9271 | 3.9283 | 3.9302 | 3.9304 | 3.9327 | 3.9344 | 3.9368
SCE | GWh | Commercial | Com - Motel | HVAC | No | HVAC - Chiller (Reciprocating) | 4.2324 | 4.4104 | 4.5962 | 4.782 | 4.9749 | 5.1597 | 5.3336 | 5.5075 | 5.6719 | 5.8422 | 6.0077 | 6.1741
SCE | GWh | Commercial | Com - Motel | HVAC | No | HVAC - Demand Controlled Ventilation | 3.6381 | 3.6893 | 3.7443 | 3.7997 | 3.8587 | 3.9145 | 3.9658 | 4.0176 | 4.0656 | 4.1165 | 4.1657 | 4.2156
SCE | GWh | Commercial | Com - Motel | HVAC | No | HVAC - EER Rated Package Rooftop AC (EER 11) | 3.7646 | 0 | 0 | 0 | 0 | 0 | 0 | 0 | 0 | 0 | 0 | 0
SCE | GWh | Commercial | Com - Motel | HVAC | No | HVAC - Repair Duct System | 3.3443 | 3.2928 | 3.2421 | 3.1921 | 3.143 | 3.0946 | 3.0469 | 3 | 2.9538 | 2.9083 | 2.8635 | 2.8194
SCE | GWh | Commercial | Com - Motel | HVAC | No | HVAC - SEER Rated Package Rooftop AC (Recharge) | 3.82 | 3.7612 | 3.7033 | 3.6462 | 3.5901 | 3.5348 | 3.4804 | 3.4268 | 3.374 | 3.322 | 3.2709 | 3.2205
SCE | GWh | Commercial | Com - Motel | HVAC | No | HVAC - SEER Rated Package Rooftop AC (SEER 14) | 21.7685 | 22.0594 | 0 | 0 | 0 | 0 | 0 | 0 | 0 | 0 | 0 | 0
SCE | GWh | Commercial | Com - Motel | HVAC | No | HVAC - SEER Rated Package Rooftop HP (SEER 15) | 8.8518 | 8.9953 | 4.2475 | 4.3191 | 4.3949 | 4.4668 | 4.5333 | 4.6002 | 4.6624 | 4.7282 | 4.7918 | 4.8562
SCE | GWh | Commercial | Com - Motel | HVAC | No | HVAC - SEER Rated Split System AC (SEER 14) | 11.9022 | 12.0707 | 12.2515 | 0 | 0 | 0 | 0 | 0 | 0 | 0 | 0 | 0
SCE | GWh | Commercial | Com - Motel | HVAC | No | HVAC - SEER Rated Split System HP (SEER 15) | 5.0866 | 5.1779 | 2.4491 | 2.4944 | 2.5422 | 2.5877 | 2.6299 | 2.6722 | 2.7118 | 2.7534 | 2.7937 | 2.8344
SCE | GWh | Commercial | Com - Motel | Lighting | Yes | Lighting - LED Fixture (Replacing T8) - Emerging | 29.3916 | 30.3645 | 31.3839 | 32.5726 | 33.6614 | 34.7409 | 35.6431 | 36.5605 | 37.4556 | 38.3885 | 39.3171 | 40.0997
SCE | GWh | Commercial | Com - Motel | Lighting | Yes | Lighting - LED Lamp (Basic High - Indoor) - Emerging | 1.9483 | 2.011 | 2.0723 | 2.1255 | 2.1813 | 0.28756 | 0.29375 | 0.29941 | 0.30483 | 0.30988 | 0.31483 | 0.31986
SCE | GWh | Commercial | Com - Motel | Lighting | Yes | Lighting - LED Lamp (Basic Low - Indoor) - Emerging | 4.0618 | 4.1982 | 4.3311 | 4.4458 | 4.5662 | 0.71355 | 0.72935 | 0.74372 | 0.75753 | 0.77199 | 0.78454 | 0.79731
SCE | GWh | Commercial | Com - Motel | Lighting | Yes | Lighting - LED Plug-In Indoor Fixture - Emerging | 5.3418 | 5.4959 | 5.6398 | 5.7495 | 5.8839 | 0.34091 | 0.34694 | 0.35415 | 0.35943 | 0.36556 | 0.37101 | 0.37712
SCE | GWh | Commercial | Com - Motel | Lighting | No | Lighting - Cold Cathode Lamp | 0.056054 | 0.056843 | 0.05769 | 0.058544 | 0.059452 | 0 | 0 | 0 | 0 | 0 | 0 | 0
SCE | GWh | Commercial | Com - Motel | Lighting | No | Lighting - Compact Fluorescent Fixture (Indoor) | 7.1071 | 7.2053 | 7.3109 | 7.4173 | 7.5306 | 0 | 0 | 0 | 0 | 0 | 0 | 0
SCE | GWh | Commercial | Com - Motel | Lighting | No | Lighting - Exit Fixture (LED) | 2.1383 | 2.1053 | 2.0729 | 2.041 | 2.0095 | 1.9786 | 1.9481 | 1.9181 | 1.8886 | 1.8595 | 1.8309 | 1.8027
SCE | GWh | Commercial | Com - Motel | Lighting | No | Lighting - Halogen Lamp (A-Line) | 0.38819 | 0.39366 | 0.39952 | 0.40543 | 0.41172 | 0 | 0 | 0 | 0 | 0 | 0 | 0
SCE | GWh | Commercial | Com - Motel | Lighting | No | Lighting - High Bay HID to T5 | 1.1937 | 1.2098 | 1.227 | 1.2444 | 1.263 | 1.2805 | 1.2967 | 1.3129 | 1.328 | 1.344 | 1.3594 | 1.3751
SCE | GWh | Commercial | Com - Motel | Lighting | No | Lighting - Induction Fixture (Indoor) | 3.3104 | 3.357 | 3.407 | 3.4575 | 3.5111 | 3.5619 | 3.6086 | 3.6557 | 3.6994 | 3.7457 | 3.7905 | 3.8359
SCE | GWh | Commercial | Com - Motel | Lighting | No | Lighting - Induction Fixture (Outdoor) | 1.1696 | 1.1861 | 1.2037 | 1.2216 | 1.2405 | 1.2585 | 1.275 | 1.2916 | 1.307 | 1.3234 | 1.3392 | 1.3553
SCE | GWh | Commercial | Com - Motel | Lighting | No | Lighting - Linear Fluorescent Delamping | 0.074943 | 0.073789 | 0.054489 | 0.035767 | 0.017608 | 0 | 0 | 0 | 0 | 0 | 0 | 0
SCE | GWh | Commercial | Com - Motel | Lighting | No | Lighting - Low Bay HID to T5 | 0.68066 | 0.68981 | 0.69965 | 0.70959 | 0.72016 | 0.73017 | 0.73937 | 0.74864 | 0.75723 | 0.76635 | 0.77517 | 0.78412
SCE | GWh | Commercial | Com - Motel | Lighting | No | Lighting - Occupancy Sensor | 4.9641 | 5.0328 | 5.1065 | 5.1809 | 5.2601 | 5.335 | 5.404 | 5.4735 | 5.5378 | 5.6062 | 5.6723 | 5.7393
SCE | GWh | Commercial | Com - Motel | Lighting | No | Lighting - Plug-In Fixture (Exterior) | 1.3562 | 1.3753 | 1.3958 | 1.4165 | 1.4385 | 1.4593 | 1.4784 | 1.4977 | 1.5156 | 1.5346 | 1.5529 | 1.5715
SCE | GWh | Commercial | Com - Motel | Lighting | No | Lighting - Plug-In Fixture (Linear Fluorescent) | 4.8723 | 4.9378 | 5.0082 | 5.0793 | 5.155 | 0 | 0 | 0 | 0 | 0 | 0 | 0
SCE | GWh | Commercial | Com - Motel | Lighting | No | Lighting - Plug-In Fixture (MH Directional) | 0.32496 | 0.32933 | 0.33403 | 0.33877 | 0.34382 | 0.3486 | 0.35299 | 0.35742 | 0.36151 | 0.36587 | 0.37008 | 0.37435
SCE | GWh | Commercial | Com - Motel | Lighting | No | Lighting - Plug-In Fixture (PSMH with Electronic Ballast) | 2.6213 | 2.6565 | 2.6944 | 2.7326 | 2.7734 | 2.8119 | 2.8473 | 2.883 | 2.9161 | 2.9512 | 2.9852 | 3.0197
SCE | GWh | Commercial | Com - Motel | SHW | No | SHW - EF Rated Instantaneous Water Heater (Electric) | 0.094431 | 0.095757 | 0.097181 | 0.098616 | 0.10014 | 0.10159 | 0.10292 | 0.10426 | 0.1055 | 0.10682 | 0.1081 | 0.10939
SCE | GWh | Commercial | Com - Motel | Service | No | HVAC - Comprehensive Rooftop Unit Quality Maintenance | 20.3422 | 20.0289 | 19.7204 | 19.4167 | 19.1177 | 18.8233 | 18.5334 | 18.248 | 17.967 | 17.6903 | 17.4179 | 17.1496
SCE | GWh | Commercial | Com - Motel | Service | No | Service - HVAC Fault Detection & Diagnositics | 7.3121 | 7.415 | 7.5254 | 7.6369 | 7.7553 | 7.8675 | 7.9707 | 8.0747 | 8.1712 | 8.2735 | 8.3724 | 8.4728
SCE | GWh | Commercial | Com - Motel | Service | No | Service - Retro-Commissioning (Electric) | 23.2329 | 22.8751 | 22.5228 | 22.176 | 21.8345 | 21.4982 | 21.1671 | 20.8412 | 20.5202 | 20.2042 | 19.8931 | 19.5867
SCE | GWh | Commercial | Com - Motel | WholeBlg | No | HVAC - Energy Management System | 4.5007 | 4.564 | 4.632 | 4.7006 | 4.7735 | 4.8425 | 4.9061 | 4.9701 | 5.0295 | 5.0925 | 5.1533 | 5.2151
SCE | GWh | Commercial | Com - Motel | WholeBlg | No | WholeBlg - Com RET Level 1 | 30.0026 | 29.5406 | 29.0856 | 28.6377 | 28.1967 | 27.7625 | 27.3349 | 26.914 | 26.4995 | 26.0914 | 25.6896 | 25.294
SCE | GWh | Commercial | Com - Motel | WholeBlg | No | WholeBlg - Com RET Level 2 | 162.0117 | 159.5167 | 157.0601 | 154.6414 | 152.2599 | 149.9151 | 147.6064 | 145.3333 | 143.0952 | 140.8915 | 138.7218 | 136.5855
SCE | GWh | Commercial | Com - Nusing Home | AppPlug | No | AppPlug - Computer Monitor | 0.10771 | 0.10922 | 0.11085 | 0.11249 | 0.11424 | 0.11589 | 0.11741 | 0.11894 | 0.12036 | 0.12187 | 0.12333 | 0.12481
SCE | GWh | Commercial | Com - Nusing Home | AppPlug | No | AppPlug - Desktop Computer (Com - Power Management) | 3.9572 | 4.0129 | 4.0727 | 4.1329 | 4.197 | 4.2577 | 4.3136 | 4.3699 | 4.4221 | 4.4775 | 4.531 | 4.5853
SCE | GWh | Commercial | Com - Nusing Home | AppPlug | No | AppPlug - Occupancy Sensor Plug Strip | 1.6881 | 1.7118 | 1.7373 | 1.7631 | 1.7904 | 1.8163 | 1.8401 | 1.8642 | 1.8864 | 1.91 | 1.9329 | 1.956
SCE | GWh | Commercial | Com - Nusing Home | AppPlug | No | AppPlug - Vending Machine Controls | 6.391 | 6.4809 | 6.5775 | 6.6748 | 6.7784 | 6.8764 | 6.9666 | 7.0576 | 7.1419 | 7.2313 | 7.3177 | 7.4055
SCE | GWh | Commercial | Com - Nusing Home | BldgEnv | No | BldgEnv - Attic Batt Insulation | 0.020361 | 0.020048 | 0.019739 | 0.019435 | 0.019136 | 0.018841 | 0.018551 | 0.018265 | 0.017984 | 0.017707 | 0.017434 | 0.017166
SCE | GWh | Commercial | Com - Nusing Home | BldgEnv | No | BldgEnv - Wall Spray On Insulation | 1.2864 | 1.2666 | 1.2471 | 1.2278 | 1.2089 | 1.1903 | 1.172 | 1.1539 | 1.1362 | 1.1187 | 1.1014 | 1.0845
SCE | GWh | Commercial | Com - Nusing Home | BldgEnv | No | BldgEnv - Window Film | 23.1337 | 22.7775 | 22.4267 | 22.0813 | 21.7413 | 21.4065 | 21.0768 | 20.7522 | 20.4326 | 20.118 | 19.8081 | 19.5031
SCE | GWh | Commercial | Com - Nusing Home | FoodServ | No | FoodServ - Electric Steamer | 0.40081 | 0.40645 | 0.4125 | 0.41861 | 0.4251 | 0.43125 | 0.43691 | 0.44261 | 0.4479 | 0.45351 | 0.45893 | 0.46443
SCE | GWh | Commercial | Com - Nusing Home | FoodServ | No | FoodServ - Oven (Electric) | 0.35162 | 0.35656 | 0.36188 | 0.36723 | 0.37293 | 0.37832 | 0.38329 | 0.38829 | 0.39293 | 0.39785 | 0.4026 | 0.40743
SCE | GWh | Commercial | Com - Nusing Home | HVAC | Yes | HVAC - Advanced Package Rooftop AC (> EER 12) - Emerging | 0 | 18.8791 | 18.8106 | 18.7459 | 18.6908 | 18.6321 | 18.5673 | 18.5057 | 18.4392 | 18.3811 | 18.322 | 18.2667
SCE | GWh | Commercial | Com - Nusing Home | HVAC | Yes | HVAC - Energy Recovery Ventilation - Emerging | 5.8079 | 5.8897 | 5.9774 | 6.0659 | 6.16 | 6.2491 | 6.3311 | 6.4137 | 6.4903 | 6.5716 | 6.6501 | 6.7299
SCE | GWh | Commercial | Com - Nusing Home | HVAC | No | HVAC - Chiller (Centrifugal) | 6.8729 | 6.8237 | 6.7778 | 6.7332 | 6.6916 | 6.6495 | 6.6061 | 6.564 | 6.521 | 6.4806 | 6.4404 | 6.4015
SCE | GWh | Commercial | Com - Nusing Home | HVAC | No | HVAC - Chiller (Reciprocating) | 5.0795 | 5.1102 | 5.1452 | 5.1809 | 5.2206 | 5.2573 | 5.2899 | 5.3231 | 5.3528 | 5.3858 | 5.4174 | 5.4499
SCE | GWh | Commercial | Com - Nusing Home | HVAC | No | HVAC - Demand Controlled Ventilation | 9.5752 | 9.7099 | 9.8546 | 10.0005 | 10.1556 | 10.3025 | 10.4377 | 10.5739 | 10.7002 | 10.8342 | 10.9637 | 11.0951
SCE | GWh | Commercial | Com - Nusing Home | HVAC | No | HVAC - EER Rated Package Rooftop AC (EER 11) | 5.2187 | 0 | 0 | 0 | 0 | 0 | 0 | 0 | 0 | 0 | 0 | 0
SCE | GWh | Commercial | Com - Nusing Home | HVAC | No | HVAC - EER Rated Package Rooftop HP (EER 11) | 0.030137 | 0 | 0 | 0 | 0 | 0 | 0 | 0 | 0 | 0 | 0 | 0
SCE | GWh | Commercial | Com - Nusing Home | HVAC | No | HVAC - Repair Duct System | 4.2426 | 4.1772 | 4.1129 | 4.0496 | 3.9872 | 3.9258 | 3.8653 | 3.8058 | 3.7472 | 3.6895 | 3.6327 | 3.5767
SCE | GWh | Commercial | Com - Nusing Home | HVAC | No | HVAC - SEER Rated Package Rooftop AC (Recharge) | 5.2817 | 5.2003 | 5.1203 | 5.0414 | 4.9638 | 4.8873 | 4.8121 | 4.738 | 4.665 | 4.5932 | 4.5224 | 4.4528
SCE | GWh | Commercial | Com - Nusing Home | HVAC | No | HVAC - SEER Rated Package Rooftop AC (SEER 14) | 38.4215 | 38.9447 | 0 | 0 | 0 | 0 | 0 | 0 | 0 | 0 | 0 | 0
SCE | GWh | Commercial | Com - Nusing Home | HVAC | No | HVAC - SEER Rated Package Rooftop HP (SEER 15) | 14.9972 | 15.199 | 7.1575 | 7.2592 | 7.3675 | 7.47 | 7.5641 | 7.6591 | 7.747 | 7.8405 | 7.9307 | 8.0224
SCE | GWh | Commercial | Com - Nusing Home | HVAC | No | HVAC - SEER Rated Split System AC (SEER 14) | 22.4233 | 22.7441 | 23.0883 | 0 | 0 | 0 | 0 | 0 | 0 | 0 | 0 | 0
SCE | GWh | Commercial | Com - Nusing Home | HVAC | No | HVAC - SEER Rated Split System HP (SEER 15) | 7.7056 | 7.8682 | 3.733 | 3.8132 | 3.8975 | 3.9779 | 4.0526 | 4.1276 | 4.1978 | 4.2714 | 4.3428 | 4.4149
SCE | GWh | Commercial | Com - Nusing Home | HVAC | No | HVAC - Thermostat | 9.6374 | 9.773 | 9.9186 | 10.0654 | 10.2215 | 10.3694 | 10.5054 | 10.6425 | 10.7696 | 10.9045 | 11.0349 | 11.1672
SCE | GWh | Commercial | Com - Nusing Home | Lighting | Yes | Lighting - LED Fixture (Replacing T8) - Emerging | 68.1557 | 70.3905 | 72.7316 | 75.4641 | 77.964 | 80.4422 | 82.5101 | 84.613 | 86.6643 | 88.8024 | 90.9307 | 92.7206
SCE | GWh | Commercial | Com - Nusing Home | Lighting | Yes | Lighting - LED Lamp (Basic High - Indoor) - Emerging | 0.86363 | 0.89083 | 0.91734 | 0.94029 | 0.96437 | 0.12706 | 0.12972 | 0.13215 | 0.13447 | 0.13663 | 0.13874 | 0.14089
SCE | GWh | Commercial | Com - Nusing Home | Lighting | Yes | Lighting - LED Lamp (Basic Low - Indoor) - Emerging | 15.9895 | 16.5156 | 17.0267 | 17.4666 | 17.9279 | 2.7998 | 2.8602 | 2.915 | 2.9676 | 3.0228 | 3.0704 | 3.1189
SCE | GWh | Commercial | Com - Nusing Home | Lighting | Yes | Lighting - LED Plug-In Indoor Fixture - Emerging | 13.7334 | 14.1201 | 14.48 | 14.7521 | 15.0873 | 0.87362 | 0.88858 | 0.90656 | 0.9196 | 0.9348 | 0.94827 | 0.96345
SCE | GWh | Commercial | Com - Nusing Home | Lighting | No | Lighting - Cold Cathode Lamp | 0.16637 | 0.16871 | 0.17123 | 0.17376 | 0.17646 | 0 | 0 | 0 | 0 | 0 | 0 | 0
SCE | GWh | Commercial | Com - Nusing Home | Lighting | No | Lighting - Compact Fluorescent Fixture (Indoor) | 18.6436 | 18.8886 | 19.1525 | 19.4189 | 19.7028 | 0 | 0 | 0 | 0 | 0 | 0 | 0
SCE | GWh | Commercial | Com - Nusing Home | Lighting | No | Lighting - Exit Fixture (LED) | 2.0599 | 2.0282 | 1.9969 | 1.9662 | 1.9359 | 1.9061 | 1.8767 | 1.8478 | 1.8194 | 1.7914 | 1.7638 | 1.7366
SCE | GWh | Commercial | Com - Nusing Home | Lighting | No | Lighting - Halogen Lamp (A-Line) | 0.40833 | 0.41407 | 0.42024 | 0.42646 | 0.43308 | 0 | 0 | 0 | 0 | 0 | 0 | 0
SCE | GWh | Commercial | Com - Nusing Home | Lighting | No | Lighting - High Bay HID to T5 | 1.7608 | 1.784 | 1.8089 | 1.834 | 1.8608 | 1.8861 | 1.9094 | 1.9329 | 1.9546 | 1.9777 | 2 | 2.0227
SCE | GWh | Commercial | Com - Nusing Home | Lighting | No | Lighting - Induction Fixture (Indoor) | 3.5407 | 3.5905 | 3.644 | 3.6979 | 3.7553 | 3.8096 | 3.8596 | 3.91 | 3.9566 | 4.0062 | 4.0541 | 4.1027
SCE | GWh | Commercial | Com - Nusing Home | Lighting | No | Lighting - Induction Fixture (Outdoor) | 1.2303 | 1.2476 | 1.2662 | 1.2849 | 1.3049 | 1.3237 | 1.3411 | 1.3586 | 1.3748 | 1.392 | 1.4087 | 1.4256
SCE | GWh | Commercial | Com - Nusing Home | Lighting | No | Lighting - Linear Fluorescent Delamping | 0.62467 | 0.61505 | 0.45419 | 0.29813 | 0.14677 | 0 | 0 | 0 | 0 | 0 | 0 | 0
SCE | GWh | Commercial | Com - Nusing Home | Lighting | No | Lighting - Low Bay HID to T5 | 0.076459 | 0.077463 | 0.078545 | 0.079636 | 0.0808 | 0.0819 | 0.08291 | 0.08393 | 0.084872 | 0.085875 | 0.086844 | 0.087828
SCE | GWh | Commercial | Com - Nusing Home | Lighting | No | Lighting - Occupancy Sensor | 3.9017 | 3.9561 | 4.0144 | 4.0733 | 4.136 | 4.1952 | 4.2498 | 4.3048 | 4.3558 | 4.4098 | 4.4621 | 4.5152
SCE | GWh | Commercial | Com - Nusing Home | Lighting | No | Lighting - Plug-In Fixture (Exterior) | 1.4266 | 1.4467 | 1.4682 | 1.49 | 1.5131 | 1.5349 | 1.5551 | 1.5754 | 1.5942 | 1.6142 | 1.6335 | 1.653
SCE | GWh | Commercial | Com - Nusing Home | Lighting | No | Lighting - Plug-In Fixture (Linear Fluorescent) | 12.5642 | 12.7291 | 12.9068 | 13.0862 | 13.2774 | 0 | 0 | 0 | 0 | 0 | 0 | 0
SCE | GWh | Commercial | Com - Nusing Home | Lighting | No | Lighting - Plug-In Fixture (MH Directional) | 0.83798 | 0.84898 | 0.86083 | 0.8728 | 0.88555 | 0.89761 | 0.90868 | 0.91985 | 0.93018 | 0.94117 | 0.95179 | 0.96258
SCE | GWh | Commercial | Com - Nusing Home | Lighting | No | Lighting - Plug-In Fixture (PSMH with Electronic Ballast) | 6.7594 | 6.8482 | 6.9438 | 7.0403 | 7.1431 | 7.2404 | 7.3297 | 7.4198 | 7.5032 | 7.5918 | 7.6775 | 7.7645
SCE | GWh | Commercial | Com - Nusing Home | SHW | No | SHW - EF Rated Instantaneous Water Heater (Electric) | 0.23267 | 0.23595 | 0.23946 | 0.24301 | 0.24678 | 0.25034 | 0.25363 | 0.25694 | 0.26001 | 0.26327 | 0.26641 | 0.26961
SCE | GWh | Commercial | Com - Nusing Home | Service | No | HVAC - Comprehensive Rooftop Unit Quality Maintenance | 21.3972 | 21.0677 | 20.7433 | 20.4238 | 20.1093 | 19.7996 | 19.4947 | 19.1945 | 18.8989 | 18.6078 | 18.3213 | 18.0391
SCE | GWh | Commercial | Com - Nusing Home | Service | No | Service - HVAC Fault Detection & Diagnositics | 7.6914 | 7.7996 | 7.9158 | 8.033 | 8.1575 | 8.2755 | 8.3841 | 8.4935 | 8.595 | 8.7026 | 8.8067 | 8.9122
SCE | GWh | Commercial | Com - Nusing Home | Service | No | Service - Retro-Commissioning (Electric) | 24.4379 | 24.0616 | 23.691 | 23.3262 | 22.9669 | 22.6133 | 22.265 | 21.9221 | 21.5845 | 21.2521 | 20.9248 | 20.6026
SCE | GWh | Commercial | Com - Nusing Home | WholeBlg | No | HVAC - Energy Management System | 4.7341 | 4.8007 | 4.8723 | 4.9444 | 5.0211 | 5.0937 | 5.1605 | 5.2279 | 5.2903 | 5.3566 | 5.4206 | 5.4856
SCE | GWh | Commercial | Com - Nusing Home | WholeBlg | No | WholeBlg - Com RET Level 1 | 41.9446 | 41.2987 | 40.6627 | 40.0365 | 39.4199 | 38.8128 | 38.2151 | 37.6266 | 37.0472 | 36.4766 | 35.9149 | 35.3618
SCE | GWh | Commercial | Com - Nusing Home | WholeBlg | No | WholeBlg - Com RET Level 2 | 249.2455 | 245.4071 | 241.6278 | 237.9068 | 234.243 | 230.6357 | 227.0839 | 223.5868 | 220.1435 | 216.7533 | 213.4153 | 210.1287
SCE | GWh | Commercial | Com - Office (Large) | AppPlug | No | AppPlug - Computer Monitor | 0.78652 | 0.79759 | 0.80947 | 0.82145 | 0.83419 | 0.84626 | 0.85736 | 0.86855 | 0.87893 | 0.88993 | 0.90057 | 0.91137
SCE | GWh | Commercial | Com - Office (Large) | AppPlug | No | AppPlug - Desktop Computer (Com - Power Management) | 31.4166 | 31.8587 | 32.3333 | 32.8119 | 33.3208 | 33.8028 | 34.2463 | 34.6933 | 35.1076 | 35.5473 | 35.9723 | 36.4035
SCE | GWh | Commercial | Com - Office (Large) | AppPlug | No | AppPlug - Occupancy Sensor Plug Strip | 12.3269 | 12.5003 | 12.6866 | 12.8744 | 13.0741 | 13.2631 | 13.4372 | 13.6126 | 13.7751 | 13.9477 | 14.1144 | 14.2836
SCE | GWh | Commercial | Com - Office (Large) | AppPlug | No | AppPlug - Vending Machine Controls | 47.9653 | 48.6401 | 49.3647 | 50.0956 | 50.8725 | 51.6083 | 52.2855 | 52.9679 | 53.6005 | 54.2718 | 54.9206 | 55.579
SCE | GWh | Commercial | Com - Office (Large) | BldgEnv | No | BldgEnv - Attic Batt Insulation | 1.0298 | 1.0139 | 0.99829 | 0.98292 | 0.96778 | 0.95287 | 0.9382 | 0.92375 | 0.90953 | 0.89552 | 0.88173 | 0.86815
SCE | GWh | Commercial | Com - Office (Large) | BldgEnv | No | BldgEnv - Wall Spray On Insulation | 9.3934 | 9.2488 | 9.1063 | 8.9661 | 8.828 | 8.6921 | 8.5582 | 8.4264 | 8.2966 | 8.1689 | 8.0431 | 7.9192
SCE | GWh | Commercial | Com - Office (Large) | BldgEnv | No | BldgEnv - Window Film | 153.2579 | 150.8978 | 148.5739 | 146.2859 | 144.0331 | 141.815 | 139.631 | 137.4807 | 135.3635 | 133.2789 | 131.2264 | 129.2055
SCE | GWh | Commercial | Com - Office (Large) | FoodServ | No | FoodServ - Electric Steamer | 1.7217 | 1.7459 | 1.7719 | 1.7981 | 1.826 | 1.8524 | 1.8767 | 1.9012 | 1.9239 | 1.948 | 1.9713 | 1.9949
SCE | GWh | Commercial | Com - Office (Large) | FoodServ | No | FoodServ - Oven (Electric) | 1.6048 | 1.6273 | 1.6516 | 1.676 | 1.702 | 1.7266 | 1.7493 | 1.7721 | 1.7933 | 1.8157 | 1.8375 | 1.8595
SCE | GWh | Commercial | Com - Office (Large) | HVAC | Yes | HVAC - Advanced Package Rooftop AC (> EER 12) - Emerging | 0 | 99.4995 | 99.2761 | 99.0716 | 98.9212 | 98.7471 | 98.5337 | 98.3376 | 98.1096 | 97.9281 | 97.7386 | 97.5694
SCE | GWh | Commercial | Com - Office (Large) | HVAC | Yes | HVAC - Energy Recovery Ventilation - Emerging | 12.4511 | 12.6263 | 12.8144 | 13.0041 | 13.2058 | 13.3968 | 13.5726 | 13.7498 | 13.914 | 14.0882 | 14.2567 | 14.4276
SCE | GWh | Commercial | Com - Office (Large) | HVAC | No | HVAC - Chiller (Centrifugal) | 53.7646 | 53.3642 | 52.9882 | 52.6233 | 52.2814 | 51.9358 | 51.5813 | 51.237 | 50.8861 | 50.5553 | 50.2259 | 49.9075
SCE | GWh | Commercial | Com - Office (Large) | HVAC | No | HVAC - Chiller (Reciprocating) | 44.8735 | 45.1089 | 45.38 | 45.6584 | 45.9702 | 46.2579 | 46.5103 | 46.7691 | 46.998 | 47.2553 | 47.5006 | 47.7549
SCE | GWh | Commercial | Com - Office (Large) | HVAC | No | HVAC - Demand Controlled Ventilation | 20.5275 | 20.8163 | 21.1264 | 21.4392 | 21.7717 | 22.0866 | 22.3764 | 22.6685 | 22.9392 | 23.2265 | 23.5042 | 23.7859
SCE | GWh | Commercial | Com - Office (Large) | HVAC | No | HVAC - EER Rated Package Rooftop AC (EER 11) | 24.4515 | 0 | 0 | 0 | 0 | 0 | 0 | 0 | 0 | 0 | 0 | 0
SCE | GWh | Commercial | Com - Office (Large) | HVAC | No | HVAC - EER Rated Package Rooftop HP (EER 11) | 0.1779 | 0 | 0 | 0 | 0 | 0 | 0 | 0 | 0 | 0 | 0 | 0
SCE | GWh | Commercial | Com - Office (Large) | HVAC | No | HVAC - Repair Duct System | 28.3748 | 27.9379 | 27.5076 | 27.084 | 26.6669 | 26.2562 | 25.8519 | 25.4538 | 25.0618 | 24.6758 | 24.2958 | 23.9217
SCE | GWh | Commercial | Com - Office (Large) | HVAC | No | HVAC - SEER Rated Package Rooftop AC (Recharge) | 37.3955 | 36.8196 | 36.2526 | 35.6943 | 35.1446 | 34.6034 | 34.0705 | 33.5458 | 33.0292 | 32.5205 | 32.0197 | 31.5266
SCE | GWh | Commercial | Com - Office (Large) | HVAC | No | HVAC - SEER Rated Package Rooftop AC (SEER 14) | 103.2482 | 104.583 | 0 | 0 | 0 | 0 | 0 | 0 | 0 | 0 | 0 | 0
SCE | GWh | Commercial | Com - Office (Large) | HVAC | No | HVAC - SEER Rated Package Rooftop HP (SEER 15) | 49.1273 | 50.0638 | 23.7054 | 24.1695 | 24.6584 | 25.1235 | 25.5552 | 25.9889 | 26.3941 | 26.8199 | 27.2325 | 27.6496
SCE | GWh | Commercial | Com - Office (Large) | HVAC | No | HVAC - SEER Rated Split System AC (SEER 14) | 51.8795 | 52.5337 | 53.2395 | 0 | 0 | 0 | 0 | 0 | 0 | 0 | 0 | 0
SCE | GWh | Commercial | Com - Office (Large) | HVAC | No | HVAC - SEER Rated Split System HP (SEER 15) | 27.8081 | 28.281 | 13.3644 | 13.6 | 13.8489 | 14.0853 | 14.3041 | 14.5241 | 14.7292 | 14.9454 | 15.1546 | 15.3665
SCE | GWh | Commercial | Com - Office (Large) | HVAC | No | HVAC - Thermostat | 71.2285 | 72.2307 | 73.3067 | 74.392 | 75.5458 | 76.6384 | 77.644 | 78.6574 | 79.5968 | 80.5937 | 81.5572 | 82.5349
SCE | GWh | Commercial | Com - Office (Large) | Lighting | Yes | Lighting - LED Fixture (Replacing T8) - Emerging | 497.8491 | 514.6461 | 532.2513 | 552.7388 | 571.5536 | 590.2099 | 605.8487 | 621.7538 | 637.2723 | 653.448 | 669.552 | 683.1727
SCE | GWh | Commercial | Com - Office (Large) | Lighting | Yes | Lighting - LED Lamp (Basic High - Indoor) - Emerging | 32.1372 | 33.1748 | 34.1882 | 35.0693 | 35.9938 | 4.7455 | 4.8481 | 4.9418 | 5.0317 | 5.1153 | 5.1974 | 5.2808
SCE | GWh | Commercial | Com - Office (Large) | Lighting | Yes | Lighting - LED Lamp (Basic Low - Indoor) - Emerging | 35.2657 | 36.454 | 37.6108 | 38.611 | 39.66 | 6.1981 | 6.3358 | 6.4612 | 6.5816 | 6.7077 | 6.8172 | 6.9286
SCE | GWh | Commercial | Com - Office (Large) | Lighting | Yes | Lighting - LED Plug-In Indoor Fixture - Emerging | 107.7881 | 110.908 | 113.8218 | 116.0461 | 118.7698 | 6.882 | 7.0044 | 7.1505 | 7.2576 | 7.3818 | 7.4923 | 7.6163
SCE | GWh | Commercial | Com - Office (Large) | Lighting | No | Lighting - Cold Cathode Lamp | 1.0223 | 1.0367 | 1.0521 | 1.0677 | 1.0843 | 0 | 0 | 0 | 0 | 0 | 0 | 0
SCE | GWh | Commercial | Com - Office (Large) | Lighting | No | Lighting - Compact Fluorescent Fixture (Indoor) | 94.5978 | 95.9144 | 97.3287 | 98.7554 | 100.2727 | 0 | 0 | 0 | 0 | 0 | 0 | 0
SCE | GWh | Commercial | Com - Office (Large) | Lighting | No | Lighting - Exit Fixture (LED) | 16.5718 | 16.3166 | 16.0653 | 15.8179 | 15.5743 | 15.3345 | 15.0983 | 14.8658 | 14.6369 | 14.4115 | 14.1895 | 13.971
SCE | GWh | Commercial | Com - Office (Large) | Lighting | No | Lighting - Halogen Lamp (A-Line) | 2.9817 | 3.0237 | 3.0687 | 3.1142 | 3.1625 | 0 | 0 | 0 | 0 | 0 | 0 | 0
SCE | GWh | Commercial | Com - Office (Large) | Lighting | No | Lighting - High Bay HID to T5 | 4.339 | 4.4 | 4.4655 | 4.5316 | 4.6019 | 4.6684 | 4.7296 | 4.7914 | 4.8486 | 4.9093 | 4.9679 | 5.0275
SCE | GWh | Commercial | Com - Office (Large) | Lighting | No | Lighting - Induction Fixture (Indoor) | 23.9319 | 24.2686 | 24.6301 | 24.9948 | 25.3825 | 25.7496 | 26.0874 | 26.4279 | 26.7436 | 27.0785 | 27.4022 | 27.7307
SCE | GWh | Commercial | Com - Office (Large) | Lighting | No | Lighting - Induction Fixture (Outdoor) | 8.9839 | 9.1103 | 9.246 | 9.3829 | 9.5284 | 9.6662 | 9.793 | 9.9209 | 10.0393 | 10.1651 | 10.2866 | 10.4099
SCE | GWh | Commercial | Com - Office (Large) | Lighting | No | Lighting - Linear Fluorescent Delamping | 1.1752 | 1.1571 | 0.85443 | 0.56085 | 0.2761 | 0 | 0 | 0 | 0 | 0 | 0 | 0
SCE | GWh | Commercial | Com - Office (Large) | Lighting | No | Lighting - Low Bay HID to T5 | 2.8052 | 2.8446 | 2.887 | 2.9297 | 2.9751 | 3.0181 | 3.0577 | 3.0976 | 3.1346 | 3.1739 | 3.2118 | 3.2503
SCE | GWh | Commercial | Com - Office (Large) | Lighting | No | Lighting - Occupancy Sensor | 33.108 | 33.5738 | 34.074 | 34.5785 | 35.1149 | 35.6228 | 36.0902 | 36.5613 | 36.998 | 37.4614 | 37.9093 | 38.3638
SCE | GWh | Commercial | Com - Office (Large) | Lighting | No | Lighting - Plug-In Fixture (Exterior) | 10.4174 | 10.564 | 10.7213 | 10.8801 | 11.0488 | 11.2086 | 11.3557 | 11.5039 | 11.6413 | 11.7871 | 11.928 | 12.071
SCE | GWh | Commercial | Com - Office (Large) | Lighting | No | Lighting - Plug-In Fixture (Linear Fluorescent) | 100.3063 | 101.7171 | 103.2318 | 104.7596 | 106.3839 | 0 | 0 | 0 | 0 | 0 | 0 | 0
SCE | GWh | Commercial | Com - Office (Large) | Lighting | No | Lighting - Plug-In Fixture (MH Directional) | 4.0931 | 4.1506 | 4.2124 | 4.2748 | 4.3411 | 4.4038 | 4.4616 | 4.5198 | 4.5738 | 4.631 | 4.6864 | 4.7425
SCE | GWh | Commercial | Com - Office (Large) | Lighting | No | Lighting - Plug-In Fixture (PSMH with Electronic Ballast) | 33.016 | 33.4804 | 33.9789 | 34.4818 | 35.0165 | 35.5227 | 35.9887 | 36.4583 | 36.8936 | 37.3555 | 37.8019 | 38.255
SCE | GWh | Commercial | Com - Office (Large) | SHW | No | SHW - EF Rated Instantaneous Water Heater (Electric) | 0.26603 | 0.26971 | 0.27367 | 0.27766 | 0.28191 | 0.28592 | 0.28962 | 0.29335 | 0.2968 | 0.30047 | 0.30401 | 0.3076
SCE | GWh | Commercial | Com - Office (Large) | Service | No | HVAC - Comprehensive Rooftop Unit Quality Maintenance | 156.2487 | 153.8424 | 151.4733 | 149.1406 | 146.8438 | 144.5824 | 142.3558 | 140.1636 | 138.0051 | 135.8798 | 133.7872 | 131.7269
SCE | GWh | Commercial | Com - Office (Large) | Service | No | Service - HVAC Fault Detection & Diagnositics | 56.1646 | 56.9547 | 57.8032 | 58.659 | 59.5687 | 60.4303 | 61.2232 | 62.0223 | 62.763 | 63.5491 | 64.3088 | 65.0798
SCE | GWh | Commercial | Com - Office (Large) | Service | No | Service - Retro-Commissioning (Electric) | 178.4525 | 175.7044 | 172.9985 | 170.3343 | 167.7112 | 165.1284 | 162.5854 | 160.0816 | 157.6164 | 155.1891 | 152.7992 | 150.4461
SCE | GWh | Commercial | Com - Office (Large) | WholeBlg | No | HVAC - Energy Management System | 34.57 | 35.0564 | 35.5786 | 36.1054 | 36.6654 | 37.1956 | 37.6837 | 38.1756 | 38.6315 | 39.1153 | 39.5829 | 40.0575
SCE | GWh | Commercial | Com - Office (Large) | WholeBlg | No | WholeBlg - Com RET Level 1 | 217.5889 | 214.238 | 210.9387 | 207.6903 | 204.4919 | 201.3427 | 198.242 | 195.1891 | 192.1832 | 189.2235 | 186.3095 | 183.4403
SCE | GWh | Commercial | Com - Office (Large) | WholeBlg | No | WholeBlg - Com RET Level 2 | 1411.5751 | 1389.8369 | 1368.4334 | 1347.3595 | 1326.6102 | 1306.1804 | 1286.0652 | 1266.2598 | 1246.7594 | 1227.5593 | 1208.6549 | 1190.0416
SCE | GWh | Commercial | Com - Office (Small) | AppPlug | No | AppPlug - Computer Monitor | 0.21627 | 0.21931 | 0.22258 | 0.22587 | 0.22938 | 0.23269 | 0.23575 | 0.23882 | 0.24168 | 0.2447 | 0.24763 | 0.2506
SCE | GWh | Commercial | Com - Office (Small) | AppPlug | No | AppPlug - Desktop Computer (Com - Power Management) | 8.6385 | 8.7601 | 8.8906 | 9.0222 | 9.1621 | 9.2946 | 9.4166 | 9.5395 | 9.6534 | 9.7743 | 9.8912 | 10.0098
SCE | GWh | Commercial | Com - Office (Small) | AppPlug | No | AppPlug - Occupancy Sensor Plug Strip | 3.3895 | 3.4372 | 3.4884 | 3.54 | 3.5949 | 3.6469 | 3.6948 | 3.743 | 3.7877 | 3.8351 | 3.881 | 3.9275
SCE | GWh | Commercial | Com - Office (Small) | AppPlug | No | AppPlug - Vending Machine Controls | 14.6147 | 14.8203 | 15.0411 | 15.2638 | 15.5005 | 15.7247 | 15.931 | 16.1389 | 16.3317 | 16.5362 | 16.7339 | 16.9345
SCE | GWh | Commercial | Com - Office (Small) | BldgEnv | No | BldgEnv - Attic Batt Insulation | 0.22748 | 0.22398 | 0.22053 | 0.21713 | 0.21379 | 0.2105 | 0.20725 | 0.20406 | 0.20092 | 0.19783 | 0.19478 | 0.19178
SCE | GWh | Commercial | Com - Office (Small) | BldgEnv | No | BldgEnv - Wall Spray On Insulation | 2.5829 | 2.5431 | 2.5039 | 2.4654 | 2.4274 | 2.39 | 2.3532 | 2.317 | 2.2813 | 2.2462 | 2.2116 | 2.1775
SCE | GWh | Commercial | Com - Office (Small) | BldgEnv | No | BldgEnv - Window Film | 49.669 | 48.9041 | 48.151 | 47.4095 | 46.6794 | 45.9605 | 45.2527 | 44.5558 | 43.8697 | 43.1941 | 42.5289 | 41.8739
SCE | GWh | Commercial | Com - Office (Small) | HVAC | Yes | HVAC - Advanced Package Rooftop AC (> EER 12) - Emerging | 0 | 25.5557 | 25.5388 | 25.5266 | 25.5294 | 25.5245 | 25.5077 | 25.4952 | 25.4727 | 25.4631 | 25.4504 | 25.443
SCE | GWh | Commercial | Com - Office (Small) | HVAC | Yes | HVAC - Energy Recovery Ventilation - Emerging | 0.0045442 | 0.0046081 | 0.0046768 | 0.004746 | 0.0048196 | 0.0048893 | 0.0049535 | 0.0050181 | 0.005078 | 0.0051416 | 0.0052031 | 0.0052655
SCE | GWh | Commercial | Com - Office (Small) | HVAC | No | HVAC - Chiller (Centrifugal) | 15.27 | 15.1579 | 15.0528 | 14.9508 | 14.8554 | 14.7589 | 14.6598 | 14.5636 | 14.4654 | 14.373 | 14.2809 | 14.192
SCE | GWh | Commercial | Com - Office (Small) | HVAC | No | HVAC - Chiller (Reciprocating) | 13.126 | 13.1996 | 13.2839 | 13.3702 | 13.4664 | 13.5555 | 13.6339 | 13.7142 | 13.7856 | 13.8653 | 13.9414 | 14.0202
SCE | GWh | Commercial | Com - Office (Small) | HVAC | No | HVAC - Demand Controlled Ventilation | 0.0074917 | 0.0075971 | 0.0077103 | 0.0078245 | 0.0079458 | 0.0080607 | 0.0081665 | 0.0082731 | 0.0083719 | 0.0084767 | 0.0085781 | 0.0086809
SCE | GWh | Commercial | Com - Office (Small) | HVAC | No | HVAC - Direct Evaporative Cooler | 11.5586 | 11.7212 | 11.8959 | 12.072 | 12.2592 | 12.4365 | 12.5997 | 12.7641 | 12.9166 | 13.0784 | 13.2347 | 13.3934
SCE | GWh | Commercial | Com - Office (Small) | HVAC | No | HVAC - EER Rated Package Rooftop AC (EER 11) | 7.037 | 0 | 0 | 0 | 0 | 0 | 0 | 0 | 0 | 0 | 0 | 0
SCE | GWh | Commercial | Com - Office (Small) | HVAC | No | HVAC - EER Rated Package Rooftop HP (EER 11) | 0.048759 | 0 | 0 | 0 | 0 | 0 | 0 | 0 | 0 | 0 | 0 | 0
SCE | GWh | Commercial | Com - Office (Small) | HVAC | No | HVAC - Repair Duct System | 7.9711 | 7.8484 | 7.7275 | 7.6085 | 7.4913 | 7.376 | 7.2624 | 7.1505 | 7.0404 | 6.932 | 6.8253 | 6.7201
SCE | GWh | Commercial | Com - Office (Small) | HVAC | No | HVAC - SEER Rated Package Rooftop AC (Recharge) | 10.2604 | 10.1024 | 9.9468 | 9.7937 | 9.6428 | 9.4943 | 9.3481 | 9.2042 | 9.0624 | 8.9229 | 8.7855 | 8.6502
SCE | GWh | Commercial | Com - Office (Small) | HVAC | No | HVAC - SEER Rated Package Rooftop AC (SEER 14) | 31.3965 | 31.827 | 0 | 0 | 0 | 0 | 0 | 0 | 0 | 0 | 0 | 0
SCE | GWh | Commercial | Com - Office (Small) | HVAC | No | HVAC - SEER Rated Package Rooftop HP (SEER 15) | 13.8555 | 14.1177 | 6.6839 | 6.8138 | 6.9507 | 7.081 | 7.2018 | 7.3233 | 7.4367 | 7.556 | 7.6715 | 7.7883
SCE | GWh | Commercial | Com - Office (Small) | HVAC | No | HVAC - SEER Rated Split System AC (SEER 14) | 13.9687 | 14.1635 | 14.3728 | 0 | 0 | 0 | 0 | 0 | 0 | 0 | 0 | 0
SCE | GWh | Commercial | Com - Office (Small) | HVAC | No | HVAC - SEER Rated Split System HP (SEER 15) | 7.8291 | 7.9643 | 3.7646 | 3.8319 | 3.903 | 3.9705 | 4.0331 | 4.0959 | 4.1546 | 4.2163 | 4.2761 | 4.3367
SCE | GWh | Commercial | Com - Office (Small) | HVAC | No | HVAC - Thermostat | 22.2204 | 22.5331 | 22.8687 | 23.2073 | 23.5672 | 23.9081 | 24.2218 | 24.5379 | 24.831 | 25.142 | 25.4426 | 25.7476
SCE | GWh | Commercial | Com - Office (Small) | Lighting | Yes | Lighting - LED Fixture (Replacing T8) - Emerging | 131.3876 | 135.7414 | 140.3033 | 145.6218 | 150.4946 | 155.3255 | 159.3635 | 163.47 | 167.4761 | 171.6517 | 175.8084 | 179.3117
SCE | GWh | Commercial | Com - Office (Small) | Lighting | Yes | Lighting - LED Lamp (Basic High - Indoor) - Emerging | 8.6055 | 8.8783 | 9.1444 | 9.375 | 9.617 | 1.2673 | 1.2941 | 1.3185 | 1.3419 | 1.3636 | 1.3849 | 1.4066
SCE | GWh | Commercial | Com - Office (Small) | Lighting | Yes | Lighting - LED Lamp (Basic Low - Indoor) - Emerging | 9.4432 | 9.7559 | 10.0599 | 10.3218 | 10.5965 | 1.6552 | 1.6912 | 1.7239 | 1.7552 | 1.7881 | 1.8166 | 1.8455
SCE | GWh | Commercial | Com - Office (Small) | Lighting | Yes | Lighting - LED Plug-In Indoor Fixture - Emerging | 10.2933 | 10.5853 | 10.8573 | 11.0635 | 11.3171 | 0.65543 | 0.66677 | 0.68037 | 0.69027 | 0.70179 | 0.71201 | 0.72351
SCE | GWh | Commercial | Com - Office (Small) | Lighting | No | Lighting - Cold Cathode Lamp | 0.28579 | 0.28981 | 0.29413 | 0.29849 | 0.30311 | 0 | 0 | 0 | 0 | 0 | 0 | 0
SCE | GWh | Commercial | Com - Office (Small) | Lighting | No | Lighting - Compact Fluorescent Fixture (Indoor) | 25.3307 | 25.6689 | 26.0328 | 26.4001 | 26.7913 | 0 | 0 | 0 | 0 | 0 | 0 | 0
SCE | GWh | Commercial | Com - Office (Small) | Lighting | No | Lighting - Exit Fixture (LED) | 4.4868 | 4.4178 | 4.3497 | 4.2827 | 4.2168 | 4.1518 | 4.0879 | 4.0249 | 3.963 | 3.9019 | 3.8418 | 3.7827
SCE | GWh | Commercial | Com - Office (Small) | Lighting | No | Lighting - Halogen Lamp (A-Line) | 0.81988 | 0.83141 | 0.8438 | 0.85629 | 0.86957 | 0 | 0 | 0 | 0 | 0 | 0 | 0
SCE | GWh | Commercial | Com - Office (Small) | Lighting | No | Lighting - High Bay HID to T5 | 1.1451 | 1.1605 | 1.1771 | 1.1939 | 1.2117 | 1.2286 | 1.2441 | 1.2597 | 1.2742 | 1.2896 | 1.3045 | 1.3196
SCE | GWh | Commercial | Com - Office (Small) | Lighting | No | Lighting - Induction Fixture (Indoor) | 7.1093 | 7.2093 | 7.3167 | 7.425 | 7.5402 | 7.6492 | 7.7496 | 7.8507 | 7.9445 | 8.044 | 8.1402 | 8.2378
SCE | GWh | Commercial | Com - Office (Small) | Lighting | No | Lighting - Induction Fixture (Outdoor) | 2.4703 | 2.505 | 2.5423 | 2.58 | 2.62 | 2.6579 | 2.6928 | 2.7279 | 2.7605 | 2.7951 | 2.8285 | 2.8624
SCE | GWh | Commercial | Com - Office (Small) | Lighting | No | Lighting - Linear Fluorescent Delamping | 0.31332 | 0.30849 | 0.22781 | 0.14953 | 0.073615 | 0 | 0 | 0 | 0 | 0 | 0 | 0
SCE | GWh | Commercial | Com - Office (Small) | Lighting | No | Lighting - Low Bay HID to T5 | 0.74031 | 0.75029 | 0.76102 | 0.77184 | 0.78337 | 0.79428 | 0.80431 | 0.81442 | 0.82378 | 0.83373 | 0.84334 | 0.8531
SCE | GWh | Commercial | Com - Office (Small) | Lighting | No | Lighting - Occupancy Sensor | 13.9543 | 14.1492 | 14.3586 | 14.5698 | 14.7944 | 15.007 | 15.2027 | 15.3999 | 15.5827 | 15.7767 | 15.9642 | 16.1545
SCE | GWh | Commercial | Com - Office (Small) | Lighting | No | Lighting - Plug-In Fixture (Exterior) | 2.8644 | 2.9047 | 2.948 | 2.9917 | 3.0381 | 3.082 | 3.1224 | 3.1632 | 3.201 | 3.2411 | 3.2798 | 3.3191
SCE | GWh | Commercial | Com - Office (Small) | Lighting | No | Lighting - Plug-In Fixture (Linear Fluorescent) | 14.2417 | 14.4335 | 14.64 | 14.8483 | 15.0701 | 0 | 0 | 0 | 0 | 0 | 0 | 0
SCE | GWh | Commercial | Com - Office (Small) | Lighting | No | Lighting - Plug-In Fixture (MH Directional) | 1.0774 | 1.0919 | 1.1075 | 1.1233 | 1.14 | 1.1559 | 1.1705 | 1.1852 | 1.1988 | 1.2133 | 1.2273 | 1.2415
SCE | GWh | Commercial | Com - Office (Small) | Lighting | No | Lighting - Plug-In Fixture (PSMH with Electronic Ballast) | 8.6904 | 8.8075 | 8.9335 | 9.0606 | 9.1959 | 9.324 | 9.4417 | 9.5604 | 9.6702 | 9.787 | 9.8998 | 10.0144
SCE | GWh | Commercial | Com - Office (Small) | SHW | No | SHW - EF Rated Instantaneous Water Heater (Electric) | 0.4229 | 0.42873 | 0.435 | 0.44132 | 0.44805 | 0.45442 | 0.46027 | 0.46618 | 0.47165 | 0.47746 | 0.48307 | 0.48877
SCE | GWh | Commercial | Com - Office (Small) | Service | No | HVAC - Comprehensive Rooftop Unit Quality Maintenance | 42.9632 | 42.3015 | 41.6501 | 41.0087 | 40.3772 | 39.7554 | 39.1431 | 38.5403 | 37.9468 | 37.3624 | 36.787 | 36.2205
SCE | GWh | Commercial | Com - Office (Small) | Service | No | Service - HVAC Fault Detection & Diagnositics | 15.4434 | 15.6607 | 15.894 | 16.1293 | 16.3794 | 16.6163 | 16.8343 | 17.0541 | 17.2577 | 17.4739 | 17.6828 | 17.8948
SCE | GWh | Commercial | Com - Office (Small) | Service | No | Service - Retro-Commissioning (Electric) | 49.0685 | 48.3128 | 47.5688 | 46.8363 | 46.115 | 45.4048 | 44.7056 | 44.0171 | 43.3393 | 42.6718 | 42.0147 | 41.3677
SCE | GWh | Commercial | Com - Office (Small) | WholeBlg | No | HVAC - Energy Management System | 9.5056 | 9.6393 | 9.7829 | 9.9278 | 10.0818 | 10.2276 | 10.3618 | 10.497 | 10.6224 | 10.7554 | 10.884 | 11.0145
SCE | GWh | Commercial | Com - Office (Small) | WholeBlg | No | WholeBlg - Com RET Level 1 | 57.4934 | 56.608 | 55.7362 | 54.8779 | 54.0328 | 53.2007 | 52.3814 | 51.5747 | 50.7804 | 49.9984 | 49.2284 | 48.4703
SCE | GWh | Commercial | Com - Office (Small) | WholeBlg | No | WholeBlg - Com RET Level 2 | 371.7785 | 366.0531 | 360.4159 | 354.8655 | 349.4006 | 344.0198 | 338.7219 | 333.5056 | 328.3696 | 323.3127 | 318.3337 | 313.4314
SCE | GWh | Commercial | Com - Restaurant (Fast Food) | AppPlug | No | AppPlug - Computer Monitor | 0.076887 | 0.077969 | 0.07913 | 0.080302 | 0.081547 | 0.082727 | 0.083812 | 0.084906 | 0.08592 | 0.086996 | 0.088036 | 0.089092
SCE | GWh | Commercial | Com - Restaurant (Fast Food) | AppPlug | No | AppPlug - Desktop Computer (Com - Power Management) | 2.8248 | 2.8646 | 2.9072 | 2.9503 | 2.996 | 3.0394 | 3.0792 | 3.1194 | 3.1567 | 3.1962 | 3.2344 | 3.2732
SCE | GWh | Commercial | Com - Restaurant (Fast Food) | AppPlug | No | AppPlug - Occupancy Sensor Plug Strip | 1.205 | 1.222 | 1.2402 | 1.2585 | 1.2781 | 1.2965 | 1.3136 | 1.3307 | 1.3466 | 1.3635 | 1.3798 | 1.3963
SCE | GWh | Commercial | Com - Restaurant (Fast Food) | AppPlug | No | AppPlug - Vending Machine Controls | 6.3363 | 6.4255 | 6.5212 | 6.6177 | 6.7204 | 6.8176 | 6.907 | 6.9972 | 7.0808 | 7.1694 | 7.2551 | 7.3421
SCE | GWh | Commercial | Com - Restaurant (Fast Food) | BldgEnv | No | BldgEnv - Wall Spray On Insulation | 0.91826 | 0.90412 | 0.8902 | 0.87649 | 0.86299 | 0.8497 | 0.83661 | 0.82373 | 0.81105 | 0.79856 | 0.78626 | 0.77415
SCE | GWh | Commercial | Com - Restaurant (Fast Food) | BldgEnv | No | BldgEnv - Window Film | 17.8861 | 17.6107 | 17.3394 | 17.0724 | 16.8095 | 16.5506 | 16.2958 | 16.0448 | 15.7977 | 15.5544 | 15.3149 | 15.079
SCE | GWh | Commercial | Com - Restaurant (Fast Food) | ComRefrig | No | ComRefrig - Strip Curtain for Walk In Refrigerator | 34.6445 | 34.111 | 33.5857 | 33.0685 | 32.5592 | 32.0578 | 31.5641 | 31.078 | 30.5994 | 30.1282 | 29.6642 | 29.2074
SCE | GWh | Commercial | Com - Restaurant (Fast Food) | FoodServ | No | FoodServ - Electric Griddle | 0.017647 | 0.017896 | 0.018162 | 0.018431 | 0.018717 | 0.018988 | 0.019237 | 0.019488 | 0.019721 | 0.019968 | 0.020206 | 0.020449
SCE | GWh | Commercial | Com - Restaurant (Fast Food) | FoodServ | No | FoodServ - Electric Steamer | 8.0785 | 8.1921 | 8.3142 | 8.4373 | 8.5681 | 8.692 | 8.8061 | 8.921 | 9.0276 | 9.1406 | 9.2499 | 9.3608
SCE | GWh | Commercial | Com - Restaurant (Fast Food) | FoodServ | No | FoodServ - Fryer (Electric) | 0.73373 | 0.74405 | 0.75514 | 0.76632 | 0.7782 | 0.78946 | 0.79982 | 0.81026 | 0.81993 | 0.8302 | 0.84013 | 0.8502
SCE | GWh | Commercial | Com - Restaurant (Fast Food) | FoodServ | No | FoodServ - Grill to Order Cabinet | 10.0885 | 10.2304 | 10.3829 | 10.5366 | 10.7 | 10.8547 | 10.9972 | 11.1407 | 11.2738 | 11.415 | 11.5514 | 11.6899
SCE | GWh | Commercial | Com - Restaurant (Fast Food) | FoodServ | No | FoodServ - Oven (Electric) | 1.757 | 1.7817 | 1.8082 | 1.835 | 1.8635 | 1.8904 | 1.9152 | 1.9402 | 1.9634 | 1.988 | 2.0118 | 2.0359
SCE | GWh | Commercial | Com - Restaurant (Fast Food) | HVAC | Yes | HVAC - Advanced Package Rooftop AC (> EER 12) - Emerging | 0 | 22.6947 | 22.5679 | 22.4457 | 22.3341 | 22.2197 | 22.1 | 21.9845 | 21.8648 | 21.7543 | 21.6436 | 21.5376
SCE | GWh | Commercial | Com - Restaurant (Fast Food) | HVAC | No | HVAC - Direct Evaporative Cooler | 9.2649 | 9.3952 | 9.5352 | 9.6764 | 9.8264 | 9.9686 | 10.0994 | 10.2312 | 10.3534 | 10.483 | 10.6084 | 10.7355
SCE | GWh | Commercial | Com - Restaurant (Fast Food) | HVAC | No | HVAC - EER Rated Package Rooftop HP (EER 11) | 1.1513 | 0 | 0 | 0 | 0 | 0 | 0 | 0 | 0 | 0 | 0 | 0
SCE | GWh | Commercial | Com - Restaurant (Fast Food) | HVAC | No | HVAC - Repair Duct System | 5.6086 | 5.5222 | 5.4372 | 5.3534 | 5.271 | 5.1898 | 5.1099 | 5.0312 | 4.9537 | 4.8774 | 4.8023 | 4.7284
SCE | GWh | Commercial | Com - Restaurant (Fast Food) | HVAC | No | HVAC - SEER Rated Package Rooftop AC (Recharge) | 6.8821 | 6.7761 | 6.6717 | 6.569 | 6.4678 | 6.3682 | 6.2701 | 6.1736 | 6.0785 | 5.9849 | 5.8927 | 5.802
SCE | GWh | Commercial | Com - Restaurant (Fast Food) | HVAC | No | HVAC - SEER Rated Package Rooftop AC (SEER 14) | 36.0951 | 36.6105 | 0 | 0 | 0 | 0 | 0 | 0 | 0 | 0 | 0 | 0
SCE | GWh | Commercial | Com - Restaurant (Fast Food) | HVAC | No | HVAC - SEER Rated Package Rooftop HP (SEER 15) | 17.0249 | 17.321 | 8.1883 | 8.3356 | 8.4911 | 8.639 | 8.7758 | 8.9135 | 9.0418 | 9.177 | 9.3079 | 9.4404
SCE | GWh | Commercial | Com - Restaurant (Fast Food) | HVAC | No | HVAC - SEER Rated Split System AC (SEER 14) | 18.3076 | 18.5906 | 18.8933 | 0 | 0 | 0 | 0 | 0 | 0 | 0 | 0 | 0
SCE | GWh | Commercial | Com - Restaurant (Fast Food) | HVAC | No | HVAC - SEER Rated Split System HP (SEER 15) | 7.6533 | 7.8169 | 3.7096 | 3.7903 | 3.875 | 3.9558 | 4.0309 | 4.1063 | 4.1769 | 4.251 | 4.3227 | 4.3952
SCE | GWh | Commercial | Com - Restaurant (Fast Food) | HVAC | No | HVAC - Thermostat | 8.954 | 9.08 | 9.2153 | 9.3517 | 9.4967 | 9.6341 | 9.7605 | 9.8879 | 10.006 | 10.1313 | 10.2524 | 10.3753
SCE | GWh | Commercial | Com - Restaurant (Fast Food) | Lighting | Yes | Lighting - LED Fixture (Replacing T8) - Emerging | 42.4647 | 43.899 | 45.4022 | 47.1515 | 48.7581 | 50.3512 | 51.6868 | 53.0452 | 54.3706 | 55.7522 | 57.1276 | 58.2911
SCE | GWh | Commercial | Com - Restaurant (Fast Food) | Lighting | Yes | Lighting - LED Lamp (Basic High - Indoor) - Emerging | 38.4754 | 39.7187 | 40.933 | 41.9889 | 43.0969 | 5.6822 | 5.805 | 5.9174 | 6.0251 | 6.1254 | 6.2238 | 6.3238
SCE | GWh | Commercial | Com - Restaurant (Fast Food) | Lighting | Yes | Lighting - LED Lamp (Basic Low - Indoor) - Emerging | 122.3837 | 126.5107 | 130.5287 | 134.0029 | 137.6468 | 21.5119 | 21.9904 | 22.426 | 22.8443 | 23.2827 | 23.6632 | 24.0503
SCE | GWh | Commercial | Com - Restaurant (Fast Food) | Lighting | Yes | Lighting - LED Plug-In Indoor Fixture - Emerging | 7.8329 | 8.0599 | 8.2718 | 8.4337 | 8.6318 | 0.50017 | 0.50908 | 0.51971 | 0.5275 | 0.53654 | 0.54458 | 0.5536
SCE | GWh | Commercial | Com - Restaurant (Fast Food) | Lighting | No | Lighting - Cold Cathode Lamp | 0.15427 | 0.15644 | 0.15877 | 0.16112 | 0.16362 | 0 | 0 | 0 | 0 | 0 | 0 | 0
SCE | GWh | Commercial | Com - Restaurant (Fast Food) | Lighting | No | Lighting - Compact Fluorescent Fixture (Indoor) | 17.9128 | 18.1625 | 18.4308 | 18.7014 | 18.9892 | 0 | 0 | 0 | 0 | 0 | 0 | 0
SCE | GWh | Commercial | Com - Restaurant (Fast Food) | Lighting | No | Lighting - Exit Fixture (LED) | 1.5255 | 1.502 | 1.4789 | 1.4561 | 1.4337 | 1.4116 | 1.3899 | 1.3685 | 1.3474 | 1.3266 | 1.3062 | 1.2861
SCE | GWh | Commercial | Com - Restaurant (Fast Food) | Lighting | No | Lighting - Halogen Lamp (A-Line) | 0.29148 | 0.29558 | 0.29999 | 0.30443 | 0.30915 | 0 | 0 | 0 | 0 | 0 | 0 | 0
SCE | GWh | Commercial | Com - Restaurant (Fast Food) | Lighting | No | Lighting - High Bay HID to T5 | 1.8507 | 1.8768 | 1.9049 | 1.9331 | 1.9631 | 1.9916 | 2.0178 | 2.0442 | 2.0686 | 2.0946 | 2.1197 | 2.1451
SCE | GWh | Commercial | Com - Restaurant (Fast Food) | Lighting | No | Lighting - Induction Fixture (Indoor) | 2.3813 | 2.4148 | 2.4507 | 2.487 | 2.5256 | 2.5621 | 2.5957 | 2.6296 | 2.661 | 2.6943 | 2.7266 | 2.7592
SCE | GWh | Commercial | Com - Restaurant (Fast Food) | Lighting | No | Lighting - Induction Fixture (Outdoor) | 0.87823 | 0.89058 | 0.90385 | 0.91723 | 0.93146 | 0.94493 | 0.95733 | 0.96982 | 0.9814 | 0.9937 | 1.0056 | 1.0176
SCE | GWh | Commercial | Com - Restaurant (Fast Food) | Lighting | No | Lighting - Linear Fluorescent Delamping | 0.24418 | 0.24042 | 0.17754 | 0.11654 | 0.05737 | 0 | 0 | 0 | 0 | 0 | 0 | 0
SCE | GWh | Commercial | Com - Restaurant (Fast Food) | Lighting | No | Lighting - Occupancy Sensor | 3.3747 | 3.4221 | 3.4729 | 3.5242 | 3.5787 | 3.6303 | 3.6779 | 3.7257 | 3.7701 | 3.8172 | 3.8628 | 3.909
SCE | GWh | Commercial | Com - Restaurant (Fast Food) | Lighting | No | Lighting - Plug-In Fixture (Exterior) | 1.0184 | 1.0327 | 1.0481 | 1.0636 | 1.0801 | 1.0957 | 1.1101 | 1.1246 | 1.138 | 1.1523 | 1.166 | 1.18
SCE | GWh | Commercial | Com - Restaurant (Fast Food) | Lighting | No | Lighting - Plug-In Fixture (Linear Fluorescent) | 8.9957 | 9.1226 | 9.2587 | 9.3961 | 9.5421 | 0 | 0 | 0 | 0 | 0 | 0 | 0
SCE | GWh | Commercial | Com - Restaurant (Fast Food) | Lighting | No | Lighting - Plug-In Fixture (MH Directional) | 0.68546 | 0.69513 | 0.70551 | 0.71597 | 0.7271 | 0.73763 | 0.74733 | 0.7571 | 0.76616 | 0.77578 | 0.78507 | 0.7945
SCE | GWh | Commercial | Com - Restaurant (Fast Food) | Lighting | No | Lighting - Plug-In Fixture (PSMH with Electronic Ballast) | 5.5292 | 5.6072 | 5.6909 | 5.7753 | 5.865 | 5.95 | 6.0282 | 6.1071 | 6.1801 | 6.2577 | 6.3326 | 6.4087
SCE | GWh | Commercial | Com - Restaurant (Fast Food) | SHW | No | SHW - EF Rated Instantaneous Water Heater (Electric) | 0.78916 | 0.80004 | 0.81173 | 0.82353 | 0.83607 | 0.84795 | 0.85888 | 0.86989 | 0.8801 | 0.89093 | 0.9014 | 0.91203
SCE | GWh | Commercial | Com - Restaurant (Fast Food) | Service | No | HVAC - Comprehensive Rooftop Unit Quality Maintenance | 15.2742 | 15.039 | 14.8074 | 14.5794 | 14.3548 | 14.1338 | 13.9161 | 13.7018 | 13.4908 | 13.283 | 13.0785 | 12.8771
SCE | GWh | Commercial | Com - Restaurant (Fast Food) | Service | No | Service - HVAC Fault Detection & Diagnositics | 5.4904 | 5.5677 | 5.6506 | 5.7343 | 5.8232 | 5.9074 | 5.9849 | 6.063 | 6.1354 | 6.2123 | 6.2866 | 6.3619
SCE | GWh | Commercial | Com - Restaurant (Fast Food) | Service | No | Service - Retro-Commissioning (Electric) | 17.4448 | 17.1761 | 16.9116 | 16.6512 | 16.3947 | 16.1423 | 15.8937 | 15.6489 | 15.4079 | 15.1706 | 14.937 | 14.707
SCE | GWh | Commercial | Com - Restaurant (Fast Food) | WholeBlg | No | HVAC - Energy Management System | 3.3794 | 3.427 | 3.478 | 3.5295 | 3.5842 | 3.6361 | 3.6838 | 3.7319 | 3.7765 | 3.8237 | 3.8695 | 3.9158
SCE | GWh | Commercial | Com - Restaurant (Fast Food) | WholeBlg | No | WholeBlg - Com RET Level 1 | 60.5221 | 59.59 | 58.6723 | 57.7688 | 56.8791 | 56.0032 | 55.1408 | 54.2916 | 53.4555 | 52.6323 | 51.8217 | 51.0237
SCE | GWh | Commercial | Com - Restaurant (Fast Food) | WholeBlg | No | WholeBlg - Com RET Level 2 | 349.5121 | 344.1296 | 338.83 | 333.612 | 328.4744 | 323.4159 | 318.4353 | 313.5314 | 308.703 | 303.949 | 299.2682 | 294.6594
SCE | GWh | Commercial | Com - Restaurant (Sit Down) | AppPlug | No | AppPlug - Computer Monitor | 0.076887 | 0.077969 | 0.07913 | 0.080302 | 0.081547 | 0.082727 | 0.083812 | 0.084906 | 0.08592 | 0.086996 | 0.088036 | 0.089092
SCE | GWh | Commercial | Com - Restaurant (Sit Down) | AppPlug | No | AppPlug - Desktop Computer (Com - Power Management) | 2.8248 | 2.8646 | 2.9072 | 2.9503 | 2.996 | 3.0394 | 3.0792 | 3.1194 | 3.1567 | 3.1962 | 3.2344 | 3.2732
SCE | GWh | Commercial | Com - Restaurant (Sit Down) | AppPlug | No | AppPlug - Occupancy Sensor Plug Strip | 1.205 | 1.222 | 1.2402 | 1.2585 | 1.2781 | 1.2965 | 1.3136 | 1.3307 | 1.3466 | 1.3635 | 1.3798 | 1.3963
SCE | GWh | Commercial | Com - Restaurant (Sit Down) | AppPlug | No | AppPlug - Vending Machine Controls | 6.3363 | 6.4255 | 6.5212 | 6.6177 | 6.7204 | 6.8176 | 6.907 | 6.9972 | 7.0808 | 7.1694 | 7.2551 | 7.3421
SCE | GWh | Commercial | Com - Restaurant (Sit Down) | BldgEnv | No | BldgEnv - Wall Spray On Insulation | 0.91826 | 0.90412 | 0.8902 | 0.87649 | 0.86299 | 0.8497 | 0.83661 | 0.82373 | 0.81105 | 0.79856 | 0.78626 | 0.77415
SCE | GWh | Commercial | Com - Restaurant (Sit Down) | BldgEnv | No | BldgEnv - Window Film | 23.8045 | 23.4379 | 23.077 | 22.7216 | 22.3717 | 22.0271 | 21.6879 | 21.3539 | 21.0251 | 20.7013 | 20.3825 | 20.0686
SCE | GWh | Commercial | Com - Restaurant (Sit Down) | ComRefrig | No | ComRefrig - Refrigerated Case Night Cover (Low Temp) | 6.264 | 6.1675 | 6.0726 | 5.979 | 5.887 | 5.7963 | 5.707 | 5.6191 | 5.5326 | 5.4474 | 5.3635 | 5.2809
SCE | GWh | Commercial | Com - Restaurant (Sit Down) | ComRefrig | No | ComRefrig - Strip Curtain for Walk In Refrigerator | 34.6445 | 34.111 | 33.5857 | 33.0685 | 32.5592 | 32.0578 | 31.5641 | 31.078 | 30.5994 | 30.1282 | 29.6642 | 29.2074
SCE | GWh | Commercial | Com - Restaurant (Sit Down) | FoodServ | No | FoodServ - Electric Griddle | 0.017647 | 0.017896 | 0.018162 | 0.018431 | 0.018717 | 0.018988 | 0.019237 | 0.019488 | 0.019721 | 0.019968 | 0.020206 | 0.020449
SCE | GWh | Commercial | Com - Restaurant (Sit Down) | FoodServ | No | FoodServ - Electric Steamer | 8.0785 | 8.1921 | 8.3142 | 8.4373 | 8.5681 | 8.692 | 8.8061 | 8.921 | 9.0276 | 9.1406 | 9.2499 | 9.3608
SCE | GWh | Commercial | Com - Restaurant (Sit Down) | FoodServ | No | FoodServ - Fryer (Electric) | 0.73373 | 0.74405 | 0.75514 | 0.76632 | 0.7782 | 0.78946 | 0.79982 | 0.81026 | 0.81993 | 0.8302 | 0.84013 | 0.8502
SCE | GWh | Commercial | Com - Restaurant (Sit Down) | FoodServ | No | FoodServ - Oven (Electric) | 1.757 | 1.7817 | 1.8082 | 1.835 | 1.8635 | 1.8904 | 1.9152 | 1.9402 | 1.9634 | 1.988 | 2.0118 | 2.0359
SCE | GWh | Commercial | Com - Restaurant (Sit Down) | HVAC | Yes | HVAC - Advanced Package Rooftop AC (> EER 12) - Emerging | 0 | 16.4367 | 16.357 | 16.2805 | 16.2119 | 16.1409 | 16.0655 | 15.9931 | 15.9172 | 15.8481 | 15.7787 | 15.7126
SCE | GWh | Commercial | Com - Restaurant (Sit Down) | HVAC | No | HVAC - Direct Evaporative Cooler | 4.2963 | 4.3568 | 4.4217 | 4.4871 | 4.5567 | 4.6226 | 4.6833 | 4.7444 | 4.8011 | 4.8612 | 4.9193 | 4.9783
SCE | GWh | Commercial | Com - Restaurant (Sit Down) | HVAC | No | HVAC - EER Rated Package Rooftop HP (EER 11) | 0.81214 | 0 | 0 | 0 | 0 | 0 | 0 | 0 | 0 | 0 | 0 | 0
SCE | GWh | Commercial | Com - Restaurant (Sit Down) | HVAC | No | HVAC - Repair Duct System | 3.7974 | 3.7389 | 3.6813 | 3.6246 | 3.5688 | 3.5139 | 3.4597 | 3.4065 | 3.354 | 3.3024 | 3.2515 | 3.2014
SCE | GWh | Commercial | Com - Restaurant (Sit Down) | HVAC | No | HVAC - SEER Rated Package Rooftop AC (Recharge) | 4.8838 | 4.8086 | 4.7345 | 4.6616 | 4.5898 | 4.5192 | 4.4496 | 4.381 | 4.3136 | 4.2471 | 4.1817 | 4.1173
SCE | GWh | Commercial | Com - Restaurant (Sit Down) | HVAC | No | HVAC - SEER Rated Package Rooftop AC (SEER 14) | 17.8319 | 18.0775 | 0 | 0 | 0 | 0 | 0 | 0 | 0 | 0 | 0 | 0
SCE | GWh | Commercial | Com - Restaurant (Sit Down) | HVAC | No | HVAC - SEER Rated Package Rooftop HP (SEER 15) | 9.1941 | 9.3368 | 4.4058 | 4.4771 | 4.5528 | 4.6245 | 4.6907 | 4.7574 | 4.8193 | 4.8849 | 4.9483 | 5.0125
SCE | GWh | Commercial | Com - Restaurant (Sit Down) | HVAC | No | HVAC - SEER Rated Split System AC (SEER 14) | 8.7318 | 8.8649 | 9.0075 | 0 | 0 | 0 | 0 | 0 | 0 | 0 | 0 | 0
SCE | GWh | Commercial | Com - Restaurant (Sit Down) | HVAC | No | HVAC - SEER Rated Split System HP (SEER 15) | 4.2332 | 4.3145 | 2.0432 | 2.0835 | 2.1259 | 2.1662 | 2.2037 | 2.2413 | 2.2765 | 2.3135 | 2.3493 | 2.3854
SCE | GWh | Commercial | Com - Restaurant (Sit Down) | HVAC | No | HVAC - Thermostat | 6.0335 | 6.1184 | 6.2095 | 6.3015 | 6.3992 | 6.4918 | 6.5769 | 6.6628 | 6.7424 | 6.8268 | 6.9084 | 6.9912
SCE | GWh | Commercial | Com - Restaurant (Sit Down) | Lighting | Yes | Lighting - LED Fixture (Replacing T8) - Emerging | 42.6347 | 44.0745 | 45.5835 | 47.3394 | 48.9522 | 50.5514 | 51.8921 | 53.2556 | 54.5861 | 55.9728 | 57.3534 | 58.5214
SCE | GWh | Commercial | Com - Restaurant (Sit Down) | Lighting | Yes | Lighting - LED Lamp (Basic High - Indoor) - Emerging | 39.2746 | 40.5379 | 41.7713 | 42.8429 | 43.9674 | 5.7962 | 5.9208 | 6.0347 | 6.1439 | 6.2455 | 6.3451 | 6.4465
SCE | GWh | Commercial | Com - Restaurant (Sit Down) | Lighting | Yes | Lighting - LED Lamp (Basic Low - Indoor) - Emerging | 124.9257 | 129.1199 | 133.2018 | 136.7283 | 140.4271 | 21.9436 | 22.429 | 22.8707 | 23.2947 | 23.7393 | 24.1247 | 24.5169
SCE | GWh | Commercial | Com - Restaurant (Sit Down) | Lighting | Yes | Lighting - LED Plug-In Indoor Fixture - Emerging | 7.9625 | 8.192 | 8.4062 | 8.5695 | 8.7697 | 0.5081 | 0.51708 | 0.52782 | 0.53567 | 0.5448 | 0.5529 | 0.56201
SCE | GWh | Commercial | Com - Restaurant (Sit Down) | Lighting | No | Lighting - Cold Cathode Lamp | 0.15428 | 0.15645 | 0.15878 | 0.16114 | 0.16363 | 0 | 0 | 0 | 0 | 0 | 0 | 0
SCE | GWh | Commercial | Com - Restaurant (Sit Down) | Lighting | No | Lighting - Compact Fluorescent Fixture (Indoor) | 18.2848 | 18.5371 | 18.8082 | 19.0818 | 19.3728 | 0 | 0 | 0 | 0 | 0 | 0 | 0
SCE | GWh | Commercial | Com - Restaurant (Sit Down) | Lighting | No | Lighting - Exit Fixture (LED) | 1.5483 | 1.5244 | 1.501 | 1.4779 | 1.4551 | 1.4327 | 1.4106 | 1.3889 | 1.3675 | 1.3465 | 1.3257 | 1.3053
SCE | GWh | Commercial | Com - Restaurant (Sit Down) | Lighting | No | Lighting - Halogen Lamp (A-Line) | 0.29148 | 0.29558 | 0.29999 | 0.30443 | 0.30915 | 0 | 0 | 0 | 0 | 0 | 0 | 0
SCE | GWh | Commercial | Com - Restaurant (Sit Down) | Lighting | No | Lighting - High Bay HID to T5 | 1.8582 | 1.8843 | 1.9125 | 1.9408 | 1.971 | 1.9995 | 2.0258 | 2.0523 | 2.0768 | 2.1029 | 2.128 | 2.1536
SCE | GWh | Commercial | Com - Restaurant (Sit Down) | Lighting | No | Lighting - Induction Fixture (Indoor) | 2.423 | 2.4571 | 2.4937 | 2.5306 | 2.5699 | 2.6071 | 2.6413 | 2.6757 | 2.7077 | 2.7416 | 2.7744 | 2.8077
SCE | GWh | Commercial | Com - Restaurant (Sit Down) | Lighting | No | Lighting - Induction Fixture (Outdoor) | 0.87823 | 0.89058 | 0.90385 | 0.91723 | 0.93146 | 0.94493 | 0.95733 | 0.96982 | 0.9814 | 0.9937 | 1.0056 | 1.0176
SCE | GWh | Commercial | Com - Restaurant (Sit Down) | Lighting | No | Lighting - Linear Fluorescent Delamping | 0.24627 | 0.24248 | 0.17906 | 0.11753 | 0.057862 | 0 | 0 | 0 | 0 | 0 | 0 | 0
SCE | GWh | Commercial | Com - Restaurant (Sit Down) | Lighting | No | Lighting - Occupancy Sensor | 3.7718 | 3.8251 | 3.8824 | 3.9402 | 4.0016 | 4.0597 | 4.1132 | 4.1672 | 4.2172 | 4.2702 | 4.3215 | 4.3735
SCE | GWh | Commercial | Com - Restaurant (Sit Down) | Lighting | No | Lighting - Plug-In Fixture (Exterior) | 1.0184 | 1.0327 | 1.0481 | 1.0636 | 1.0801 | 1.0957 | 1.1101 | 1.1246 | 1.138 | 1.1523 | 1.166 | 1.18
SCE | GWh | Commercial | Com - Restaurant (Sit Down) | Lighting | No | Lighting - Plug-In Fixture (Linear Fluorescent) | 9.0504 | 9.178 | 9.3149 | 9.4531 | 9.5999 | 0 | 0 | 0 | 0 | 0 | 0 | 0
SCE | GWh | Commercial | Com - Restaurant (Sit Down) | Lighting | No | Lighting - Plug-In Fixture (MH Directional) | 0.68678 | 0.69646 | 0.70685 | 0.71733 | 0.72848 | 0.73903 | 0.74874 | 0.75853 | 0.7676 | 0.77723 | 0.78653 | 0.79598
SCE | GWh | Commercial | Com - Restaurant (Sit Down) | Lighting | No | Lighting - Plug-In Fixture (PSMH with Electronic Ballast) | 5.5398 | 5.6179 | 5.7017 | 5.7863 | 5.8761 | 5.9613 | 6.0396 | 6.1185 | 6.1917 | 6.2694 | 6.3445 | 6.4206
SCE | GWh | Commercial | Com - Restaurant (Sit Down) | SHW | No | SHW - EF Rated Instantaneous Water Heater (Electric) | 0.29647 | 0.3005 | 0.30484 | 0.30922 | 0.31388 | 0.3183 | 0.32235 | 0.32644 | 0.33023 | 0.33425 | 0.33814 | 0.34209
SCE | GWh | Commercial | Com - Restaurant (Sit Down) | Service | No | HVAC - Comprehensive Rooftop Unit Quality Maintenance | 15.2742 | 15.039 | 14.8074 | 14.5794 | 14.3548 | 14.1338 | 13.9161 | 13.7018 | 13.4908 | 13.283 | 13.0785 | 12.8771
SCE | GWh | Commercial | Com - Restaurant (Sit Down) | Service | No | Service - HVAC Fault Detection & Diagnositics | 5.4904 | 5.5677 | 5.6506 | 5.7343 | 5.8232 | 5.9074 | 5.9849 | 6.063 | 6.1354 | 6.2123 | 6.2866 | 6.3619
SCE | GWh | Commercial | Com - Restaurant (Sit Down) | Service | No | Service - Retro-Commissioning (Electric) | 17.4448 | 17.1761 | 16.9116 | 16.6512 | 16.3947 | 16.1423 | 15.8937 | 15.6489 | 15.4079 | 15.1706 | 14.937 | 14.707
SCE | GWh | Commercial | Com - Restaurant (Sit Down) | WholeBlg | No | HVAC - Energy Management System | 3.3794 | 3.427 | 3.478 | 3.5295 | 3.5842 | 3.6361 | 3.6838 | 3.7319 | 3.7765 | 3.8237 | 3.8695 | 3.9158
SCE | GWh | Commercial | Com - Restaurant (Sit Down) | WholeBlg | No | WholeBlg - Com RET Level 1 | 50.9162 | 50.1321 | 49.36 | 48.5999 | 47.8514 | 47.1145 | 46.389 | 45.6746 | 44.9712 | 44.2786 | 43.5967 | 42.9254
SCE | GWh | Commercial | Com - Restaurant (Sit Down) | WholeBlg | No | WholeBlg - Com RET Level 2 | 300.8602 | 296.227 | 291.6651 | 287.1735 | 282.751 | 278.3966 | 274.1093 | 269.888 | 265.7317 | 261.6395 | 257.6102 | 253.643
SCE | GWh | Commercial | Com - Retail (Large Multi Level) | AppPlug | No | AppPlug - Computer Monitor | 0.28378 | 0.28778 | 0.29206 | 0.29639 | 0.30098 | 0.30534 | 0.30934 | 0.31338 | 0.31712 | 0.3211 | 0.32494 | 0.32883
SCE | GWh | Commercial | Com - Retail (Large Multi Level) | AppPlug | No | AppPlug - Desktop Computer (Com - Power Management) | 10.4262 | 10.5728 | 10.7303 | 10.8892 | 11.0581 | 11.218 | 11.3652 | 11.5136 | 11.6511 | 11.797 | 11.938 | 12.0811
SCE | GWh | Commercial | Com - Retail (Large Multi Level) | AppPlug | No | AppPlug - Occupancy Sensor Plug Strip | 4.4477 | 4.5102 | 4.5774 | 4.6452 | 4.7172 | 4.7855 | 4.8483 | 4.9115 | 4.9702 | 5.0324 | 5.0926 | 5.1537
SCE | GWh | Commercial | Com - Retail (Large Multi Level) | AppPlug | No | AppPlug - Vending Machine Controls | 19.4111 | 19.6842 | 19.9775 | 20.2732 | 20.5877 | 20.8854 | 21.1595 | 21.4357 | 21.6917 | 21.9633 | 22.2259 | 22.4924
SCE | GWh | Commercial | Com - Retail (Large Multi Level) | BldgEnv | No | BldgEnv - Wall Spray On Insulation | 3.3892 | 3.337 | 3.2856 | 3.235 | 3.1852 | 3.1362 | 3.0879 | 3.0403 | 2.9935 | 2.9474 | 2.902 | 2.8573
SCE | GWh | Commercial | Com - Retail (Large Multi Level) | BldgEnv | No | BldgEnv - Window Film | 37.5382 | 36.9601 | 36.3909 | 35.8305 | 35.2787 | 34.7354 | 34.2005 | 33.6738 | 33.1552 | 32.6446 | 32.1419 | 31.6469
SCE | GWh | Commercial | Com - Retail (Large Multi Level) | FoodServ | No | FoodServ - Electric Steamer | 0.43483 | 0.44095 | 0.44752 | 0.45414 | 0.46119 | 0.46786 | 0.474 | 0.48018 | 0.48592 | 0.492 | 0.49789 | 0.50385
SCE | GWh | Commercial | Com - Retail (Large Multi Level) | FoodServ | No | FoodServ - Oven (Electric) | 4.1689 | 4.2275 | 4.2905 | 4.354 | 4.4215 | 4.4855 | 4.5443 | 4.6037 | 4.6586 | 4.717 | 4.7734 | 4.8306
SCE | GWh | Commercial | Com - Retail (Large Multi Level) | HVAC | Yes | HVAC - Advanced Package Rooftop AC (> EER 12) - Emerging | 0 | 25.3738 | 25.3707 | 25.3722 | 25.3888 | 25.3974 | 25.3935 | 25.3938 | 25.3837 | 25.3865 | 25.3861 | 25.3908
SCE | GWh | Commercial | Com - Retail (Large Multi Level) | HVAC | No | HVAC - Chiller (Centrifugal) | 11.1249 | 11.0552 | 10.991 | 10.929 | 10.8721 | 10.8139 | 10.7532 | 10.6947 | 10.6341 | 10.578 | 10.5219 | 10.4681
SCE | GWh | Commercial | Com - Retail (Large Multi Level) | HVAC | No | HVAC - Chiller (Reciprocating) | 9.4926 | 9.5645 | 9.6445 | 9.726 | 9.8151 | 9.8982 | 9.9729 | 10.0488 | 10.1174 | 10.1925 | 10.2645 | 10.3385
SCE | GWh | Commercial | Com - Retail (Large Multi Level) | HVAC | No | HVAC - EER Rated Package Rooftop AC (EER 11) | 7.8723 | 0 | 0 | 0 | 0 | 0 | 0 | 0 | 0 | 0 | 0 | 0
SCE | GWh | Commercial | Com - Retail (Large Multi Level) | HVAC | No | HVAC - EER Rated Package Rooftop HP (EER 11) | 0.053254 | 0 | 0 | 0 | 0 | 0 | 0 | 0 | 0 | 0 | 0 | 0
SCE | GWh | Commercial | Com - Retail (Large Multi Level) | HVAC | No | HVAC - Repair Duct System | 7.2273 | 7.116 | 7.0064 | 6.8985 | 6.7923 | 6.6877 | 6.5847 | 6.4833 | 6.3835 | 6.2852 | 6.1884 | 6.0931
SCE | GWh | Commercial | Com - Retail (Large Multi Level) | HVAC | No | HVAC - SEER Rated Package Rooftop AC (Recharge) | 9.4702 | 9.3243 | 9.1807 | 9.0394 | 8.9002 | 8.7631 | 8.6281 | 8.4953 | 8.3644 | 8.2356 | 8.1088 | 7.9839
SCE | GWh | Commercial | Com - Retail (Large Multi Level) | HVAC | No | HVAC - SEER Rated Package Rooftop AC (SEER 14) | 28.4344 | 28.8199 | 0 | 0 | 0 | 0 | 0 | 0 | 0 | 0 | 0 | 0
SCE | GWh | Commercial | Com - Retail (Large Multi Level) | HVAC | No | HVAC - SEER Rated Package Rooftop HP (SEER 15) | 14.2073 | 14.4772 | 6.8546 | 6.9885 | 7.1294 | 7.2635 | 7.388 | 7.513 | 7.6298 | 7.7526 | 7.8715 | 7.9918
SCE | GWh | Commercial | Com - Retail (Large Multi Level) | HVAC | No | HVAC - SEER Rated Split System AC (SEER 14) | 15.3147 | 15.5389 | 15.7793 | 0 | 0 | 0 | 0 | 0 | 0 | 0 | 0 | 0
SCE | GWh | Commercial | Com - Retail (Large Multi Level) | HVAC | No | HVAC - SEER Rated Split System HP (SEER 15) | 8.3839 | 8.5182 | 4.0215 | 4.0886 | 4.1596 | 4.227 | 4.2893 | 4.3519 | 4.4102 | 4.4718 | 4.5314 | 4.5918
SCE | GWh | Commercial | Com - Retail (Large Multi Level) | HVAC | No | HVAC - Thermostat | 11.5024 | 11.6643 | 11.838 | 12.0133 | 12.1996 | 12.376 | 12.5384 | 12.7021 | 12.8538 | 13.0148 | 13.1704 | 13.3283
SCE | GWh | Commercial | Com - Retail (Large Multi Level) | Lighting | Yes | Lighting - LED Fixture (Replacing T8) - Emerging | 166.3173 | 171.8368 | 177.6202 | 184.3618 | 190.5396 | 196.6644 | 201.7852 | 206.9928 | 212.0732 | 217.3685 | 222.64 | 227.0841
SCE | GWh | Commercial | Com - Retail (Large Multi Level) | Lighting | Yes | Lighting - LED Lamp (Basic High - Indoor) - Emerging | 19.1725 | 19.7798 | 20.372 | 20.885 | 21.4234 | 2.823 | 2.8826 | 2.9369 | 2.989 | 3.0373 | 3.0847 | 3.1329
SCE | GWh | Commercial | Com - Retail (Large Multi Level) | Lighting | Yes | Lighting - LED Lamp (Basic Low - Indoor) - Emerging | 64.1533 | 66.2757 | 68.3384 | 70.1155 | 71.9794 | 11.2429 | 11.4871 | 11.7087 | 11.9215 | 12.1447 | 12.3376 | 12.534
SCE | GWh | Commercial | Com - Retail (Large Multi Level) | Lighting | Yes | Lighting - LED Plug-In Indoor Fixture - Emerging | 26.174 | 26.9156 | 27.6064 | 28.1297 | 28.7736 | 1.6664 | 1.6952 | 1.7297 | 1.7548 | 1.784 | 1.81 | 1.8392
SCE | GWh | Commercial | Com - Retail (Large Multi Level) | Lighting | No | Lighting - Cold Cathode Lamp | 0.41786 | 0.42374 | 0.43005 | 0.43642 | 0.44319 | 0 | 0 | 0 | 0 | 0 | 0 | 0
SCE | GWh | Commercial | Com - Retail (Large Multi Level) | Lighting | No | Lighting - Compact Fluorescent Fixture (Indoor) | 61.8532 | 62.6769 | 63.5635 | 64.4582 | 65.4114 | 0 | 0 | 0 | 0 | 0 | 0 | 0
SCE | GWh | Commercial | Com - Retail (Large Multi Level) | Lighting | No | Lighting - Exit Fixture (LED) | 5.9016 | 5.8107 | 5.7212 | 5.6331 | 5.5464 | 5.4609 | 5.3768 | 5.294 | 5.2125 | 5.1322 | 5.0532 | 4.9754
SCE | GWh | Commercial | Com - Retail (Large Multi Level) | Lighting | No | Lighting - Halogen Lamp (A-Line) | 1.0758 | 1.091 | 1.1072 | 1.1236 | 1.141 | 0 | 0 | 0 | 0 | 0 | 0 | 0
SCE | GWh | Commercial | Com - Retail (Large Multi Level) | Lighting | No | Lighting - High Bay HID to T5 | 40.296 | 40.8409 | 41.427 | 42.0183 | 42.6479 | 43.2437 | 43.7914 | 44.3436 | 44.8548 | 45.3981 | 45.923 | 46.456
SCE | GWh | Commercial | Com - Retail (Large Multi Level) | Lighting | No | Lighting - Induction Fixture (Indoor) | 9.0203 | 9.1472 | 9.2835 | 9.421 | 9.5671 | 9.7054 | 9.8328 | 9.9611 | 10.0801 | 10.2063 | 10.3284 | 10.4522
SCE | GWh | Commercial | Com - Retail (Large Multi Level) | Lighting | No | Lighting - Induction Fixture (Outdoor) | 3.2415 | 3.2871 | 3.336 | 3.3854 | 3.4379 | 3.4877 | 3.5334 | 3.5795 | 3.6223 | 3.6677 | 3.7115 | 3.756
SCE | GWh | Commercial | Com - Retail (Large Multi Level) | Lighting | No | Lighting - Linear Fluorescent Delamping | 0.41923 | 0.41278 | 0.30482 | 0.20008 | 0.0985 | 0 | 0 | 0 | 0 | 0 | 0 | 0
SCE | GWh | Commercial | Com - Retail (Large Multi Level) | Lighting | No | Lighting - Low Bay HID to T5 | 7.3992 | 7.4993 | 7.6069 | 7.7155 | 7.8311 | 7.9405 | 8.041 | 8.1424 | 8.2363 | 8.3361 | 8.4325 | 8.5303
SCE | GWh | Commercial | Com - Retail (Large Multi Level) | Lighting | No | Lighting - Occupancy Sensor | 0.62341 | 0.63305 | 0.64335 | 0.65373 | 0.66473 | 0.67516 | 0.68479 | 0.69449 | 0.7035 | 0.71303 | 0.72225 | 0.7316
SCE | GWh | Commercial | Com - Retail (Large Multi Level) | Lighting | No | Lighting - Plug-In Fixture (Exterior) | 3.7587 | 3.8116 | 3.8684 | 3.9256 | 3.9865 | 4.0442 | 4.0972 | 4.1507 | 4.2003 | 4.2529 | 4.3037 | 4.3553
SCE | GWh | Commercial | Com - Retail (Large Multi Level) | Lighting | No | Lighting - Plug-In Fixture (Linear Fluorescent) | 39.6624 | 40.1987 | 40.7755 | 41.3576 | 41.9773 | 0 | 0 | 0 | 0 | 0 | 0 | 0
SCE | GWh | Commercial | Com - Retail (Large Multi Level) | Lighting | No | Lighting - Plug-In Fixture (MH Directional) | 1.8346 | 1.8594 | 1.8861 | 1.9131 | 1.9417 | 1.9688 | 1.9938 | 2.0189 | 2.0422 | 2.0669 | 2.0908 | 2.1151
SCE | GWh | Commercial | Com - Retail (Large Multi Level) | Lighting | No | Lighting - Plug-In Fixture (PSMH with Electronic Ballast) | 14.7988 | 14.9989 | 15.2141 | 15.4313 | 15.6625 | 15.8813 | 16.0825 | 16.2853 | 16.473 | 16.6725 | 16.8653 | 17.061
SCE | GWh | Commercial | Com - Retail (Large Multi Level) | SHW | No | SHW - EF Rated Instantaneous Water Heater (Electric) | 0.093984 | 0.09529 | 0.096693 | 0.098108 | 0.099613 | 0.10104 | 0.10235 | 0.10367 | 0.1049 | 0.1062 | 0.10745 | 0.10873
SCE | GWh | Commercial | Com - Retail (Large Multi Level) | Service | No | HVAC - Comprehensive Rooftop Unit Quality Maintenance | 56.376 | 55.5078 | 54.6529 | 53.8113 | 52.9826 | 52.1667 | 51.3633 | 50.5723 | 49.7935 | 49.0267 | 48.2717 | 47.5283
SCE | GWh | Commercial | Com - Retail (Large Multi Level) | Service | No | Service - HVAC Fault Detection & Diagnositics | 20.2647 | 20.5498 | 20.8559 | 21.1647 | 21.4929 | 21.8038 | 22.0899 | 22.3782 | 22.6455 | 22.9291 | 23.2032 | 23.4814
SCE | GWh | Commercial | Com - Retail (Large Multi Level) | Service | No | Service - Retro-Commissioning (Electric) | 64.3873 | 63.3957 | 62.4194 | 61.4582 | 60.5117 | 59.5798 | 58.6623 | 57.7589 | 56.8694 | 55.9936 | 55.1313 | 54.2823
SCE | GWh | Commercial | Com - Retail (Large Multi Level) | WholeBlg | No | HVAC - Energy Management System | 12.4732 | 12.6487 | 12.8371 | 13.0271 | 13.2292 | 13.4205 | 13.5966 | 13.7741 | 13.9386 | 14.1132 | 14.2819 | 14.4531
SCE | GWh | Commercial | Com - Retail (Large Multi Level) | WholeBlg | No | WholeBlg - Com RET Level 1 | 59.2524 | 58.3399 | 57.4415 | 56.5569 | 55.6859 | 54.8283 | 53.984 | 53.1526 | 52.3341 | 51.5281 | 50.7346 | 49.9533
SCE | GWh | Commercial | Com - Retail (Large Multi Level) | WholeBlg | No | WholeBlg - Com RET Level 2 | 424.4653 | 417.9285 | 411.4924 | 405.1554 | 398.9161 | 392.7727 | 386.724 | 380.7685 | 374.9047 | 369.1311 | 363.4465 | 357.8494
SCE | GWh | Commercial | Com - Retail (Large Single Level) | AppPlug | No | AppPlug - Computer Monitor | 0.28378 | 0.28778 | 0.29206 | 0.29639 | 0.30098 | 0.30534 | 0.30934 | 0.31338 | 0.31712 | 0.3211 | 0.32494 | 0.32883
SCE | GWh | Commercial | Com - Retail (Large Single Level) | AppPlug | No | AppPlug - Desktop Computer (Com - Power Management) | 10.4262 | 10.5728 | 10.7303 | 10.8892 | 11.0581 | 11.218 | 11.3652 | 11.5136 | 11.6511 | 11.797 | 11.938 | 12.0811
SCE | GWh | Commercial | Com - Retail (Large Single Level) | AppPlug | No | AppPlug - Occupancy Sensor Plug Strip | 4.4477 | 4.5102 | 4.5774 | 4.6452 | 4.7172 | 4.7855 | 4.8483 | 4.9115 | 4.9702 | 5.0324 | 5.0926 | 5.1537
SCE | GWh | Commercial | Com - Retail (Large Single Level) | AppPlug | No | AppPlug - Vending Machine Controls | 19.4111 | 19.6842 | 19.9775 | 20.2732 | 20.5877 | 20.8854 | 21.1595 | 21.4357 | 21.6917 | 21.9633 | 22.2259 | 22.4924
SCE | GWh | Commercial | Com - Retail (Large Single Level) | BldgEnv | No | BldgEnv - Attic Batt Insulation | 0.13966 | 0.13751 | 0.13539 | 0.13331 | 0.13125 | 0.12923 | 0.12724 | 0.12528 | 0.12335 | 0.12145 | 0.11958 | 0.11774
SCE | GWh | Commercial | Com - Retail (Large Single Level) | BldgEnv | No | BldgEnv - Wall Spray On Insulation | 3.3892 | 3.337 | 3.2856 | 3.235 | 3.1852 | 3.1362 | 3.0879 | 3.0403 | 2.9935 | 2.9474 | 2.902 | 2.8573
SCE | GWh | Commercial | Com - Retail (Large Single Level) | BldgEnv | No | BldgEnv - Window Film | 37.5382 | 36.9601 | 36.3909 | 35.8305 | 35.2787 | 34.7354 | 34.2005 | 33.6738 | 33.1552 | 32.6446 | 32.1419 | 31.6469
SCE | GWh | Commercial | Com - Retail (Large Single Level) | FoodServ | No | FoodServ - Electric Steamer | 0.43483 | 0.44095 | 0.44752 | 0.45414 | 0.46119 | 0.46786 | 0.474 | 0.48018 | 0.48592 | 0.492 | 0.49789 | 0.50385
SCE | GWh | Commercial | Com - Retail (Large Single Level) | FoodServ | No | FoodServ - Oven (Electric) | 4.1689 | 4.2275 | 4.2905 | 4.354 | 4.4215 | 4.4855 | 4.5443 | 4.6037 | 4.6586 | 4.717 | 4.7734 | 4.8306
SCE | GWh | Commercial | Com - Retail (Large Single Level) | HVAC | Yes | HVAC - Advanced Package Rooftop AC (> EER 12) - Emerging | 0 | 29.8692 | 29.7249 | 29.5866 | 29.4627 | 29.3345 | 29.1981 | 29.0672 | 28.9299 | 28.805 | 28.6795 | 28.5601
SCE | GWh | Commercial | Com - Retail (Large Single Level) | HVAC | No | HVAC - Direct Evaporative Cooler | 9.9049 | 10.0442 | 10.1939 | 10.3448 | 10.5052 | 10.6572 | 10.797 | 10.9379 | 11.0686 | 11.2072 | 11.3412 | 11.4771
SCE | GWh | Commercial | Com - Retail (Large Single Level) | HVAC | No | HVAC - EER Rated Package Rooftop HP (EER 11) | 1.7402 | 0 | 0 | 0 | 0 | 0 | 0 | 0 | 0 | 0 | 0 | 0
SCE | GWh | Commercial | Com - Retail (Large Single Level) | HVAC | No | HVAC - Repair Duct System | 11.8141 | 11.6321 | 11.453 | 11.2766 | 11.103 | 10.932 | 10.7636 | 10.5979 | 10.4347 | 10.274 | 10.1157 | 9.96
SCE | GWh | Commercial | Com - Retail (Large Single Level) | HVAC | No | HVAC - SEER Rated Package Rooftop AC (Recharge) | 11.673 | 11.4933 | 11.3163 | 11.142 | 10.9704 | 10.8015 | 10.6351 | 10.4714 | 10.3101 | 10.1513 | 9.995 | 9.8411
SCE | GWh | Commercial | Com - Retail (Large Single Level) | HVAC | No | HVAC - SEER Rated Package Rooftop AC (SEER 14) | 38.2868 | 38.7761 | 0 | 0 | 0 | 0 | 0 | 0 | 0 | 0 | 0 | 0
SCE | GWh | Commercial | Com - Retail (Large Single Level) | HVAC | No | HVAC - SEER Rated Package Rooftop HP (SEER 15) | 17.6976 | 17.9975 | 8.5044 | 8.6538 | 8.8117 | 8.9616 | 9.1004 | 9.24 | 9.37 | 9.5071 | 9.6399 | 9.7742
SCE | GWh | Commercial | Com - Retail (Large Single Level) | HVAC | No | HVAC - SEER Rated Split System AC (SEER 14) | 19.0206 | 19.3009 | 19.6013 | 0 | 0 | 0 | 0 | 0 | 0 | 0 | 0 | 0
SCE | GWh | Commercial | Com - Retail (Large Single Level) | HVAC | No | HVAC - SEER Rated Split System HP (SEER 15) | 9.121 | 9.2906 | 4.3972 | 4.4813 | 4.57 | 4.6544 | 4.7326 | 4.8113 | 4.8847 | 4.9619 | 5.0367 | 5.1124
SCE | GWh | Commercial | Com - Retail (Large Single Level) | HVAC | No | HVAC - Thermostat | 13.3914 | 13.5798 | 13.7821 | 13.9862 | 14.2031 | 14.4085 | 14.5976 | 14.7881 | 14.9647 | 15.1521 | 15.3333 | 15.5171
SCE | GWh | Commercial | Com - Retail (Large Single Level) | Lighting | Yes | Lighting - LED Fixture (Replacing T8) - Emerging | 208.1071 | 215.0678 | 222.3624 | 230.8588 | 238.6527 | 246.3802 | 252.8491 | 259.4279 | 265.8463 | 272.5365 | 279.1967 | 284.8203
SCE | GWh | Commercial | Com - Retail (Large Single Level) | Lighting | Yes | Lighting - LED Lamp (Basic High - Indoor) - Emerging | 22.2994 | 23.0136 | 23.7106 | 24.3157 | 24.9507 | 3.2888 | 3.3592 | 3.4234 | 3.485 | 3.5423 | 3.5984 | 3.6556
SCE | GWh | Commercial | Com - Retail (Large Single Level) | Lighting | Yes | Lighting - LED Lamp (Basic Low - Indoor) - Emerging | 74.6162 | 77.1109 | 79.5379 | 81.6331 | 83.8306 | 13.098 | 13.3863 | 13.6484 | 13.9 | 14.1638 | 14.3924 | 14.625
SCE | GWh | Commercial | Com - Retail (Large Single Level) | Lighting | Yes | Lighting - LED Plug-In Indoor Fixture - Emerging | 25.963 | 26.7078 | 27.4026 | 27.9312 | 28.5799 | 1.6557 | 1.6847 | 1.7195 | 1.745 | 1.7745 | 1.8007 | 1.8302
SCE | GWh | Commercial | Com - Retail (Large Single Level) | Lighting | No | Lighting - Cold Cathode Lamp | 0.55698 | 0.56482 | 0.57323 | 0.58172 | 0.59074 | 0 | 0 | 0 | 0 | 0 | 0 | 0
SCE | GWh | Commercial | Com - Retail (Large Single Level) | Lighting | No | Lighting - Compact Fluorescent Fixture (Indoor) | 71.9409 | 72.9237 | 73.9804 | 75.0465 | 76.1811 | 0 | 0 | 0 | 0 | 0 | 0 | 0
SCE | GWh | Commercial | Com - Retail (Large Single Level) | Lighting | No | Lighting - Exit Fixture (LED) | 5.7421 | 5.6537 | 5.5666 | 5.4809 | 5.3965 | 5.3134 | 5.2316 | 5.151 | 5.0717 | 4.9936 | 4.9167 | 4.841
SCE | GWh | Commercial | Com - Retail (Large Single Level) | Lighting | No | Lighting - Halogen Lamp (A-Line) | 1.0758 | 1.091 | 1.1072 | 1.1236 | 1.141 | 0 | 0 | 0 | 0 | 0 | 0 | 0
SCE | GWh | Commercial | Com - Retail (Large Single Level) | Lighting | No | Lighting - High Bay HID to T5 | 50.421 | 51.1157 | 51.8623 | 52.6156 | 53.417 | 54.1755 | 54.8733 | 55.5766 | 56.2281 | 56.9201 | 57.5887 | 58.2675
SCE | GWh | Commercial | Com - Retail (Large Single Level) | Lighting | No | Lighting - Induction Fixture (Indoor) | 8.9432 | 9.0691 | 9.2042 | 9.3404 | 9.4853 | 9.6225 | 9.7487 | 9.876 | 9.9939 | 10.1191 | 10.2401 | 10.3628
SCE | GWh | Commercial | Com - Retail (Large Single Level) | Lighting | No | Lighting - Induction Fixture (Outdoor) | 3.2415 | 3.2871 | 3.336 | 3.3854 | 3.4379 | 3.4877 | 3.5334 | 3.5795 | 3.6223 | 3.6677 | 3.7115 | 3.756
SCE | GWh | Commercial | Com - Retail (Large Single Level) | Lighting | No | Lighting - Linear Fluorescent Delamping | 0.52768 | 0.51956 | 0.38367 | 0.25184 | 0.12398 | 0 | 0 | 0 | 0 | 0 | 0 | 0
SCE | GWh | Commercial | Com - Retail (Large Single Level) | Lighting | No | Lighting - Low Bay HID to T5 | 9.2584 | 9.3859 | 9.523 | 9.6614 | 9.8085 | 9.9478 | 10.0759 | 10.2051 | 10.3247 | 10.4518 | 10.5745 | 10.6992
SCE | GWh | Commercial | Com - Retail (Large Single Level) | Lighting | No | Lighting - Occupancy Sensor | 0.54106 | 0.55115 | 0.56186 | 0.57263 | 0.58399 | 0.59479 | 0.60481 | 0.61488 | 0.62428 | 0.63417 | 0.64374 | 0.65343
SCE | GWh | Commercial | Com - Retail (Large Single Level) | Lighting | No | Lighting - Plug-In Fixture (Exterior) | 3.7587 | 3.8116 | 3.8684 | 3.9256 | 3.9865 | 4.0442 | 4.0972 | 4.1507 | 4.2003 | 4.2529 | 4.3037 | 4.3553
SCE | GWh | Commercial | Com - Retail (Large Single Level) | Lighting | No | Lighting - Plug-In Fixture (Linear Fluorescent) | 39.2846 | 39.8259 | 40.4076 | 40.9945 | 41.6188 | 0 | 0 | 0 | 0 | 0 | 0 | 0
SCE | GWh | Commercial | Com - Retail (Large Single Level) | Lighting | No | Lighting - Plug-In Fixture (MH Directional) | 1.8484 | 1.8739 | 1.9013 | 1.9289 | 1.9582 | 1.9861 | 2.0116 | 2.0374 | 2.0613 | 2.0867 | 2.1112 | 2.1361
SCE | GWh | Commercial | Com - Retail (Large Single Level) | Lighting | No | Lighting - Plug-In Fixture (PSMH with Electronic Ballast) | 14.91 | 15.1154 | 15.3362 | 15.5589 | 15.7959 | 16.0202 | 16.2265 | 16.4345 | 16.6272 | 16.8318 | 17.0295 | 17.2302
SCE | GWh | Commercial | Com - Retail (Large Single Level) | SHW | No | SHW - EF Rated Instantaneous Water Heater (Electric) | 0.086922 | 0.088141 | 0.089451 | 0.090772 | 0.092177 | 0.093507 | 0.094731 | 0.095964 | 0.097107 | 0.098321 | 0.099494 | 0.10068
SCE | GWh | Commercial | Com - Retail (Large Single Level) | Service | No | HVAC - Comprehensive Rooftop Unit Quality Maintenance | 56.376 | 55.5078 | 54.6529 | 53.8113 | 52.9826 | 52.1667 | 51.3633 | 50.5723 | 49.7935 | 49.0267 | 48.2717 | 47.5283
SCE | GWh | Commercial | Com - Retail (Large Single Level) | Service | No | Service - HVAC Fault Detection & Diagnositics | 20.2647 | 20.5498 | 20.8559 | 21.1647 | 21.4929 | 21.8038 | 22.0899 | 22.3782 | 22.6455 | 22.9291 | 23.2032 | 23.4814
SCE | GWh | Commercial | Com - Retail (Large Single Level) | Service | No | Service - Retro-Commissioning (Electric) | 64.3873 | 63.3957 | 62.4194 | 61.4582 | 60.5117 | 59.5798 | 58.6623 | 57.7589 | 56.8694 | 55.9936 | 55.1313 | 54.2823
SCE | GWh | Commercial | Com - Retail (Large Single Level) | WholeBlg | No | HVAC - Energy Management System | 12.4732 | 12.6487 | 12.8371 | 13.0271 | 13.2292 | 13.4205 | 13.5966 | 13.7741 | 13.9386 | 14.1132 | 14.2819 | 14.4531
SCE | GWh | Commercial | Com - Retail (Large Single Level) | WholeBlg | No | WholeBlg - Com RET Level 1 | 63.7836 | 62.8013 | 61.8342 | 60.8819 | 59.9443 | 59.0212 | 58.1123 | 57.2173 | 56.3362 | 55.4686 | 54.6144 | 53.7733
SCE | GWh | Commercial | Com - Retail (Large Single Level) | WholeBlg | No | WholeBlg - Com RET Level 2 | 487.1155 | 479.6139 | 472.2278 | 464.9555 | 457.7952 | 450.7452 | 443.8037 | 436.9691 | 430.2398 | 423.6141 | 417.0904 | 410.6673
SCE | GWh | Commercial | Com - Retail (Small) | AppPlug | No | AppPlug - Computer Monitor | 0.28378 | 0.28778 | 0.29206 | 0.29639 | 0.30098 | 0.30534 | 0.30934 | 0.31338 | 0.31712 | 0.3211 | 0.32494 | 0.32883
SCE | GWh | Commercial | Com - Retail (Small) | AppPlug | No | AppPlug - Desktop Computer (Com - Power Management) | 10.4262 | 10.5728 | 10.7303 | 10.8892 | 11.0581 | 11.218 | 11.3652 | 11.5136 | 11.6511 | 11.797 | 11.938 | 12.0811
SCE | GWh | Commercial | Com - Retail (Small) | AppPlug | No | AppPlug - Occupancy Sensor Plug Strip | 4.4477 | 4.5102 | 4.5774 | 4.6452 | 4.7172 | 4.7855 | 4.8483 | 4.9115 | 4.9702 | 5.0324 | 5.0926 | 5.1537
SCE | GWh | Commercial | Com - Retail (Small) | AppPlug | No | AppPlug - Vending Machine Controls | 19.4111 | 19.6842 | 19.9775 | 20.2732 | 20.5877 | 20.8854 | 21.1595 | 21.4357 | 21.6917 | 21.9633 | 22.2259 | 22.4924
SCE | GWh | Commercial | Com - Retail (Small) | BldgEnv | No | BldgEnv - Wall Spray On Insulation | 3.3892 | 3.337 | 3.2856 | 3.235 | 3.1852 | 3.1362 | 3.0879 | 3.0403 | 2.9935 | 2.9474 | 2.902 | 2.8573
SCE | GWh | Commercial | Com - Retail (Small) | BldgEnv | No | BldgEnv - Window Film | 40.1046 | 39.4869 | 38.8788 | 38.2801 | 37.6906 | 37.1102 | 36.5387 | 35.976 | 35.4219 | 34.8764 | 34.3393 | 33.8105
SCE | GWh | Commercial | Com - Retail (Small) | FoodServ | No | FoodServ - Electric Steamer | 0.43483 | 0.44095 | 0.44752 | 0.45414 | 0.46119 | 0.46786 | 0.474 | 0.48018 | 0.48592 | 0.492 | 0.49789 | 0.50385
SCE | GWh | Commercial | Com - Retail (Small) | HVAC | Yes | HVAC - Advanced Package Rooftop AC (> EER 12) - Emerging | 0 | 32.2702 | 32.1235 | 31.9832 | 31.8587 | 31.7292 | 31.5904 | 31.4575 | 31.3173 | 31.1907 | 31.0632 | 30.9424
SCE | GWh | Commercial | Com - Retail (Small) | HVAC | No | HVAC - Direct Evaporative Cooler | 6.984 | 7.0822 | 7.1877 | 7.2942 | 7.4073 | 7.5144 | 7.613 | 7.7124 | 7.8045 | 7.9022 | 7.9967 | 8.0926
SCE | GWh | Commercial | Com - Retail (Small) | HVAC | No | HVAC - EER Rated Package Rooftop HP (EER 11) | 1.8509 | 0 | 0 | 0 | 0 | 0 | 0 | 0 | 0 | 0 | 0 | 0
SCE | GWh | Commercial | Com - Retail (Small) | HVAC | No | HVAC - Repair Duct System | 9.1557 | 9.0148 | 8.8759 | 8.7392 | 8.6047 | 8.4721 | 8.3417 | 8.2132 | 8.0867 | 7.9622 | 7.8396 | 7.7188
SCE | GWh | Commercial | Com - Retail (Small) | HVAC | No | HVAC - SEER Rated Package Rooftop AC (Recharge) | 11.8533 | 11.6708 | 11.491 | 11.3141 | 11.1398 | 10.9683 | 10.7994 | 10.6331 | 10.4693 | 10.3081 | 10.1493 | 9.993
SCE | GWh | Commercial | Com - Retail (Small) | HVAC | No | HVAC - SEER Rated Package Rooftop AC (SEER 14) | 35.8613 | 36.3456 | 0 | 0 | 0 | 0 | 0 | 0 | 0 | 0 | 0 | 0
SCE | GWh | Commercial | Com - Retail (Small) | HVAC | No | HVAC - SEER Rated Package Rooftop HP (SEER 15) | 17.398 | 17.7183 | 8.3844 | 8.5434 | 8.7111 | 8.8705 | 9.0183 | 9.1669 | 9.3056 | 9.4515 | 9.5928 | 9.7357
SCE | GWh | Commercial | Com - Retail (Small) | HVAC | No | HVAC - SEER Rated Split System AC (SEER 14) | 17.3352 | 17.5885 | 17.8601 | 0 | 0 | 0 | 0 | 0 | 0 | 0 | 0 | 0
SCE | GWh | Commercial | Com - Retail (Small) | HVAC | No | HVAC - SEER Rated Split System HP (SEER 15) | 10.2223 | 10.3961 | 4.9128 | 4.9994 | 5.0909 | 5.1778 | 5.2582 | 5.3391 | 5.4145 | 5.494 | 5.5709 | 5.6488
SCE | GWh | Commercial | Com - Retail (Small) | HVAC | No | HVAC - Thermostat | 14.8256 | 15.0342 | 15.2582 | 15.4841 | 15.7242 | 15.9516 | 16.1609 | 16.3719 | 16.5674 | 16.7749 | 16.9754 | 17.1789
SCE | GWh | Commercial | Com - Retail (Small) | Lighting | Yes | Lighting - LED Fixture (Replacing T8) - Emerging | 164.0387 | 169.5195 | 175.2632 | 181.9539 | 188.0904 | 194.1747 | 199.2671 | 204.4461 | 209.4987 | 214.7652 | 220.0082 | 224.4342
SCE | GWh | Commercial | Com - Retail (Small) | Lighting | Yes | Lighting - LED Lamp (Basic High - Indoor) - Emerging | 20.3258 | 20.9728 | 21.6039 | 22.1512 | 22.7256 | 2.995 | 3.0586 | 3.1166 | 3.1722 | 3.2239 | 3.2746 | 3.3261
SCE | GWh | Commercial | Com - Retail (Small) | Lighting | Yes | Lighting - LED Lamp (Basic Low - Indoor) - Emerging | 68.0123 | 70.273 | 72.471 | 74.3665 | 76.3545 | 11.9279 | 12.1885 | 12.4252 | 12.6525 | 12.8908 | 13.097 | 13.3069
SCE | GWh | Commercial | Com - Retail (Small) | Lighting | Yes | Lighting - LED Plug-In Indoor Fixture - Emerging | 11.4176 | 11.7429 | 12.0461 | 12.2763 | 12.5591 | 0.72744 | 0.7401 | 0.75527 | 0.76632 | 0.77918 | 0.79059 | 0.80343
SCE | GWh | Commercial | Com - Retail (Small) | Lighting | No | Lighting - Cold Cathode Lamp | 0.4692 | 0.47581 | 0.48289 | 0.49004 | 0.49764 | 0 | 0 | 0 | 0 | 0 | 0 | 0
SCE | GWh | Commercial | Com - Retail (Small) | Lighting | No | Lighting - Compact Fluorescent Fixture (Indoor) | 65.5738 | 66.4571 | 67.4073 | 68.3662 | 69.3872 | 0 | 0 | 0 | 0 | 0 | 0 | 0
SCE | GWh | Commercial | Com - Retail (Small) | Lighting | No | Lighting - Exit Fixture (LED) | 5.7277 | 5.6395 | 5.5527 | 5.4672 | 5.383 | 5.3001 | 5.2185 | 5.1381 | 5.059 | 4.9811 | 4.9043 | 4.8288
SCE | GWh | Commercial | Com - Retail (Small) | Lighting | No | Lighting - Halogen Lamp (A-Line) | 1.0758 | 1.091 | 1.1072 | 1.1236 | 1.141 | 0 | 0 | 0 | 0 | 0 | 0 | 0
SCE | GWh | Commercial | Com - Retail (Small) | Lighting | No | Lighting - High Bay HID to T5 | 39.7439 | 40.2901 | 40.8772 | 41.4695 | 42.0997 | 42.6963 | 43.2449 | 43.798 | 44.3103 | 44.8544 | 45.3801 | 45.9139
SCE | GWh | Commercial | Com - Retail (Small) | Lighting | No | Lighting - Induction Fixture (Indoor) | 9.0974 | 9.2254 | 9.3629 | 9.5015 | 9.6488 | 9.7884 | 9.9168 | 10.0463 | 10.1662 | 10.2936 | 10.4166 | 10.5415
SCE | GWh | Commercial | Com - Retail (Small) | Lighting | No | Lighting - Induction Fixture (Outdoor) | 3.2415 | 3.2871 | 3.336 | 3.3854 | 3.4379 | 3.4877 | 3.5334 | 3.5795 | 3.6223 | 3.6677 | 3.7115 | 3.756
SCE | GWh | Commercial | Com - Retail (Small) | Lighting | No | Lighting - Linear Fluorescent Delamping | 0.41288 | 0.40653 | 0.3002 | 0.19705 | 0.097008 | 0 | 0 | 0 | 0 | 0 | 0 | 0
SCE | GWh | Commercial | Com - Retail (Small) | Lighting | No | Lighting - Low Bay HID to T5 | 7.2978 | 7.3981 | 7.5059 | 7.6147 | 7.7304 | 7.84 | 7.9407 | 8.0423 | 8.1363 | 8.2362 | 8.3328 | 8.4308
SCE | GWh | Commercial | Com - Retail (Small) | Lighting | No | Lighting - Occupancy Sensor | 0.79327 | 0.81178 | 0.83133 | 0.85094 | 0.87151 | 0.89112 | 0.9094 | 0.92774 | 0.94495 | 0.96294 | 0.98039 | 0.998
SCE | GWh | Commercial | Com - Retail (Small) | Lighting | No | Lighting - Plug-In Fixture (Exterior) | 3.7587 | 3.8116 | 3.8684 | 3.9256 | 3.9865 | 4.0442 | 4.0972 | 4.1507 | 4.2003 | 4.2529 | 4.3037 | 4.3553
SCE | GWh | Commercial | Com - Retail (Small) | Lighting | No | Lighting - Plug-In Fixture (Linear Fluorescent) | 23.2523 | 23.5718 | 23.9153 | 24.2618 | 24.6305 | 0 | 0 | 0 | 0 | 0 | 0 | 0
SCE | GWh | Commercial | Com - Retail (Small) | Lighting | No | Lighting - Plug-In Fixture (MH Directional) | 1.7456 | 1.7696 | 1.7954 | 1.8214 | 1.8491 | 1.8753 | 1.8994 | 1.9237 | 1.9462 | 1.9701 | 1.9932 | 2.0166
SCE | GWh | Commercial | Com - Retail (Small) | Lighting | No | Lighting - Plug-In Fixture (PSMH with Electronic Ballast) | 14.0808 | 14.2743 | 14.4823 | 14.6921 | 14.9154 | 15.1267 | 15.3211 | 15.517 | 15.6985 | 15.8913 | 16.0776 | 16.2667
SCE | GWh | Commercial | Com - Retail (Small) | SHW | No | SHW - EF Rated Instantaneous Water Heater (Electric) | 0.056249 | 0.057024 | 0.057857 | 0.058697 | 0.059591 | 0.060437 | 0.061215 | 0.062 | 0.062727 | 0.063498 | 0.064244 | 0.065001
SCE | GWh | Commercial | Com - Retail (Small) | Service | No | HVAC - Comprehensive Rooftop Unit Quality Maintenance | 56.376 | 55.5078 | 54.6529 | 53.8113 | 52.9826 | 52.1667 | 51.3633 | 50.5723 | 49.7935 | 49.0267 | 48.2717 | 47.5283
SCE | GWh | Commercial | Com - Retail (Small) | Service | No | Service - HVAC Fault Detection & Diagnositics | 20.2647 | 20.5498 | 20.8559 | 21.1647 | 21.4929 | 21.8038 | 22.0899 | 22.3782 | 22.6455 | 22.9291 | 23.2032 | 23.4814
SCE | GWh | Commercial | Com - Retail (Small) | Service | No | Service - Retro-Commissioning (Electric) | 64.3873 | 63.3957 | 62.4194 | 61.4582 | 60.5117 | 59.5798 | 58.6623 | 57.7589 | 56.8694 | 55.9936 | 55.1313 | 54.2823
SCE | GWh | Commercial | Com - Retail (Small) | WholeBlg | No | HVAC - Energy Management System | 12.4732 | 12.6487 | 12.8371 | 13.0271 | 13.2292 | 13.4205 | 13.5966 | 13.7741 | 13.9386 | 14.1132 | 14.2819 | 14.4531
SCE | GWh | Commercial | Com - Retail (Small) | WholeBlg | No | WholeBlg - Com RET Level 1 | 62.1344 | 61.1776 | 60.2354 | 59.3078 | 58.3945 | 57.4952 | 56.6098 | 55.738 | 54.8796 | 54.0345 | 53.2023 | 52.383
SCE | GWh | Commercial | Com - Retail (Small) | WholeBlg | No | WholeBlg - Com RET Level 2 | 444.0715 | 437.2328 | 430.4994 | 423.8697 | 417.3421 | 410.9151 | 404.587 | 398.3563 | 392.2217 | 386.1814 | 380.2342 | 374.3786
SCE | GWh | Commercial | Com - Storage (Conditioned) | AppPlug | No | AppPlug - Computer Monitor | 0.1667 | 0.16905 | 0.17157 | 0.17411 | 0.17681 | 0.17936 | 0.18172 | 0.18409 | 0.18629 | 0.18862 | 0.19087 | 0.19316
SCE | GWh | Commercial | Com - Storage (Conditioned) | AppPlug | No | AppPlug - Desktop Computer (Com - Power Management) | 6.1246 | 6.2107 | 6.3033 | 6.3966 | 6.4958 | 6.5897 | 6.6762 | 6.7633 | 6.8441 | 6.9298 | 7.0127 | 7.0968
SCE | GWh | Commercial | Com - Storage (Conditioned) | AppPlug | No | AppPlug - Occupancy Sensor Plug Strip | 2.6127 | 2.6494 | 2.6889 | 2.7287 | 2.771 | 2.8111 | 2.848 | 2.8852 | 2.9196 | 2.9562 | 2.9915 | 3.0274
SCE | GWh | Commercial | Com - Storage (Conditioned) | AppPlug | No | AppPlug - Vending Machine Controls | 20.8818 | 21.1756 | 21.4911 | 21.8092 | 22.1475 | 22.4678 | 22.7626 | 23.0597 | 23.3351 | 23.6274 | 23.9098 | 24.1965
SCE | GWh | Commercial | Com - Storage (Conditioned) | BldgEnv | No | BldgEnv - Attic Batt Insulation | 0.13107 | 0.12905 | 0.12706 | 0.12511 | 0.12318 | 0.12128 | 0.11941 | 0.11758 | 0.11577 | 0.11398 | 0.11223 | 0.1105
SCE | GWh | Commercial | Com - Storage (Conditioned) | BldgEnv | No | BldgEnv - Wall Spray On Insulation | 4.2949 | 4.2288 | 4.1636 | 4.0995 | 4.0364 | 3.9742 | 3.913 | 3.8528 | 3.7934 | 3.735 | 3.6775 | 3.6209
SCE | GWh | Commercial | Com - Storage (Conditioned) | BldgEnv | No | BldgEnv - Window Film | 3.1425 | 3.0941 | 3.0465 | 2.9996 | 2.9534 | 2.9079 | 2.8631 | 2.819 | 2.7756 | 2.7329 | 2.6908 | 2.6493
SCE | GWh | Commercial | Com - Storage (Conditioned) | ComRefrig | No | ComRefrig - Strip Curtain for Walk In Refrigerator | 4.1701 | 4.1059 | 4.0427 | 3.9804 | 3.9191 | 3.8588 | 3.7993 | 3.7408 | 3.6832 | 3.6265 | 3.5706 | 3.5157
SCE | GWh | Commercial | Com - Storage (Conditioned) | HVAC | Yes | HVAC - Advanced Package Rooftop AC (> EER 12) - Emerging | 0 | 6.2823 | 6.2205 | 6.16 | 6.1019 | 6.0439 | 5.9858 | 5.9289 | 5.8719 | 5.817 | 5.7626 | 5.7095
SCE | GWh | Commercial | Com - Storage (Conditioned) | HVAC | No | HVAC - Direct Evaporative Cooler | 4.5158 | 4.5793 | 4.6475 | 4.7164 | 4.7895 | 4.8588 | 4.9225 | 4.9868 | 5.0463 | 5.1095 | 5.1706 | 5.2326
SCE | GWh | Commercial | Com - Storage (Conditioned) | HVAC | No | HVAC - EER Rated Package Rooftop HP (EER 11) | 0.22213 | 0 | 0 | 0 | 0 | 0 | 0 | 0 | 0 | 0 | 0 | 0
SCE | GWh | Commercial | Com - Storage (Conditioned) | HVAC | No | HVAC - Repair Duct System | 1.5165 | 1.4932 | 1.4702 | 1.4475 | 1.4253 | 1.4033 | 1.3817 | 1.3604 | 1.3395 | 1.3188 | 1.2985 | 1.2785
SCE | GWh | Commercial | Com - Storage (Conditioned) | HVAC | No | HVAC - SEER Rated Package Rooftop AC (Recharge) | 1.5118 | 1.4885 | 1.4656 | 1.443 | 1.4208 | 1.3989 | 1.3773 | 1.3561 | 1.3353 | 1.3147 | 1.2944 | 1.2745
SCE | GWh | Commercial | Com - Storage (Conditioned) | HVAC | No | HVAC - SEER Rated Package Rooftop AC (SEER 14) | 9.9022 | 10.0332 | 0 | 0 | 0 | 0 | 0 | 0 | 0 | 0 | 0 | 0
SCE | GWh | Commercial | Com - Storage (Conditioned) | HVAC | No | HVAC - SEER Rated Package Rooftop HP (SEER 15) | 3.0909 | 3.1311 | 1.4738 | 1.4941 | 1.5158 | 1.5362 | 1.555 | 1.574 | 1.5915 | 1.6102 | 1.6282 | 1.6465
SCE | GWh | Commercial | Com - Storage (Conditioned) | HVAC | No | HVAC - SEER Rated Split System AC (SEER 14) | 5.1859 | 5.2616 | 5.3427 | 0 | 0 | 0 | 0 | 0 | 0 | 0 | 0 | 0
SCE | GWh | Commercial | Com - Storage (Conditioned) | HVAC | No | HVAC - SEER Rated Split System HP (SEER 15) | 1.8936 | 1.9284 | 0.91255 | 0.92986 | 0.94811 | 0.96546 | 0.98155 | 0.99773 | 1.0128 | 1.0287 | 1.0441 | 1.0596
SCE | GWh | Commercial | Com - Storage (Conditioned) | Lighting | Yes | Lighting - LED Fixture (Replacing T8) - Emerging | 38.3331 | 39.6063 | 40.9404 | 42.4955 | 43.9206 | 45.3335 | 46.515 | 47.7165 | 48.8887 | 50.1104 | 51.3267 | 52.3522
SCE | GWh | Commercial | Com - Storage (Conditioned) | Lighting | Yes | Lighting - LED Lamp (Basic High - Indoor) - Emerging | 0.15168 | 0.15651 | 0.16123 | 0.16532 | 0.16961 | 0.022354 | 0.022829 | 0.023263 | 0.023678 | 0.024065 | 0.024444 | 0.024829
SCE | GWh | Commercial | Com - Storage (Conditioned) | Lighting | Yes | Lighting - LED Lamp (Basic Low - Indoor) - Emerging | 1.4535 | 1.5018 | 1.5489 | 1.5895 | 1.632 | 0.25496 | 0.26053 | 0.2656 | 0.27047 | 0.27557 | 0.27999 | 0.28448
SCE | GWh | Commercial | Com - Storage (Conditioned) | Lighting | Yes | Lighting - LED Plug-In Indoor Fixture - Emerging | 16.3358 | 16.8019 | 17.2363 | 17.5663 | 17.9717 | 1.041 | 1.0591 | 1.0809 | 1.0967 | 1.1152 | 1.1315 | 1.1499
SCE | GWh | Commercial | Com - Storage (Conditioned) | Lighting | No | Lighting - Cold Cathode Lamp | 0.1728 | 0.17523 | 0.17784 | 0.18048 | 0.18328 | 0 | 0 | 0 | 0 | 0 | 0 | 0
SCE | GWh | Commercial | Com - Storage (Conditioned) | Lighting | No | Lighting - Compact Fluorescent Fixture (Indoor) | 1.7132 | 1.7363 | 1.7612 | 1.7863 | 1.8131 | 0 | 0 | 0 | 0 | 0 | 0 | 0
SCE | GWh | Commercial | Com - Storage (Conditioned) | Lighting | No | Lighting - Exit Fixture (LED) | 3.1453 | 3.0968 | 3.0491 | 3.0022 | 2.9559 | 2.9104 | 2.8656 | 2.8215 | 2.778 | 2.7352 | 2.6931 | 2.6516
SCE | GWh | Commercial | Com - Storage (Conditioned) | Lighting | No | Lighting - Halogen Lamp (A-Line) | 0.63197 | 0.64086 | 0.65041 | 0.66004 | 0.67028 | 0 | 0 | 0 | 0 | 0 | 0 | 0
SCE | GWh | Commercial | Com - Storage (Conditioned) | Lighting | No | Lighting - High Bay HID to T5 | 0.34621 | 0.3509 | 0.35594 | 0.36103 | 0.36645 | 0.37158 | 0.37629 | 0.38105 | 0.38545 | 0.39013 | 0.39464 | 0.39923
SCE | GWh | Commercial | Com - Storage (Conditioned) | Lighting | No | Lighting - Induction Fixture (Indoor) | 4.9365 | 5.0059 | 5.0805 | 5.1557 | 5.2357 | 5.3114 | 5.3811 | 5.4513 | 5.5164 | 5.5855 | 5.6523 | 5.72
SCE | GWh | Commercial | Com - Storage (Conditioned) | Lighting | No | Lighting - Induction Fixture (Outdoor) | 1.9041 | 1.9309 | 1.9597 | 1.9887 | 2.0195 | 2.0487 | 2.0756 | 2.1027 | 2.1278 | 2.1545 | 2.1802 | 2.2064
SCE | GWh | Commercial | Com - Storage (Conditioned) | Lighting | No | Lighting - Linear Fluorescent Delamping | 0.20068 | 0.19759 | 0.14591 | 0.095777 | 0.047151 | 0 | 0 | 0 | 0 | 0 | 0 | 0
SCE | GWh | Commercial | Com - Storage (Conditioned) | Lighting | No | Lighting - Low Bay HID to T5 | 1.2604 | 1.2775 | 1.2959 | 1.3144 | 1.3342 | 1.3528 | 1.37 | 1.3873 | 1.4033 | 1.4204 | 1.4368 | 1.4535
SCE | GWh | Commercial | Com - Storage (Conditioned) | Lighting | No | Lighting - Occupancy Sensor | 1.938 | 1.9649 | 1.9939 | 2.0231 | 2.0542 | 2.0836 | 2.1107 | 2.1379 | 2.1632 | 2.19 | 2.216 | 2.2423
SCE | GWh | Commercial | Com - Storage (Conditioned) | Lighting | No | Lighting - Plug-In Fixture (Exterior) | 2.2079 | 2.239 | 2.2724 | 2.306 | 2.3418 | 2.3756 | 2.4068 | 2.4382 | 2.4673 | 2.4982 | 2.5281 | 2.5584
SCE | GWh | Commercial | Com - Storage (Conditioned) | Lighting | No | Lighting - Plug-In Fixture (Linear Fluorescent) | 14.9802 | 15.1831 | 15.4014 | 15.6217 | 15.8562 | 0 | 0 | 0 | 0 | 0 | 0 | 0
SCE | GWh | Commercial | Com - Storage (Conditioned) | Lighting | No | Lighting - Plug-In Fixture (MH Directional) | 0.99912 | 1.0127 | 1.0272 | 1.0419 | 1.0575 | 1.0723 | 1.0859 | 1.0997 | 1.1124 | 1.1259 | 1.1389 | 1.1521
SCE | GWh | Commercial | Com - Storage (Conditioned) | Lighting | No | Lighting - Plug-In Fixture (PSMH with Electronic Ballast) | 8.0592 | 8.1684 | 8.2858 | 8.4043 | 8.5305 | 8.6499 | 8.7596 | 8.8702 | 8.9727 | 9.0815 | 9.1867 | 9.2935
SCE | GWh | Commercial | Com - Storage (Conditioned) | SHW | No | SHW - EF Rated Instantaneous Water Heater (Electric) | 0.0090341 | 0.0091593 | 0.0092937 | 0.0094294 | 0.0095737 | 0.0097102 | 0.0098359 | 0.0099625 | 0.01008 | 0.010204 | 0.010325 | 0.010447
SCE | GWh | Commercial | Com - Storage (Conditioned) | Service | No | HVAC - Comprehensive Rooftop Unit Quality Maintenance | 33.1166 | 32.6066 | 32.1044 | 31.61 | 31.1232 | 30.6439 | 30.172 | 29.7074 | 29.2499 | 28.7994 | 28.3559 | 27.9192
SCE | GWh | Commercial | Com - Storage (Conditioned) | Service | No | Service - HVAC Fault Detection & Diagnositics | 11.904 | 12.0714 | 12.2513 | 12.4326 | 12.6255 | 12.8081 | 12.9761 | 13.1455 | 13.3025 | 13.4691 | 13.6301 | 13.7935
SCE | GWh | Commercial | Com - Storage (Conditioned) | Service | No | Service - Retro-Commissioning (Electric) | 37.8226 | 37.2402 | 36.6667 | 36.102 | 35.546 | 34.9986 | 34.4596 | 33.929 | 33.4065 | 32.892 | 32.3855 | 31.8867
SCE | GWh | Commercial | Com - Storage (Conditioned) | WholeBlg | No | HVAC - Energy Management System | 7.327 | 7.4301 | 7.5408 | 7.6525 | 7.7711 | 7.8835 | 7.987 | 8.0912 | 8.1879 | 8.2904 | 8.3895 | 8.4901
SCE | GWh | Commercial | Com - Storage (Conditioned) | WholeBlg | No | WholeBlg - Com RET Level 1 | 19.6015 | 19.2996 | 19.0024 | 18.7098 | 18.4216 | 18.1379 | 17.8586 | 17.5836 | 17.3128 | 17.0462 | 16.7837 | 16.5252
SCE | GWh | Commercial | Com - Storage (Conditioned) | WholeBlg | No | WholeBlg - Com RET Level 2 | 127.063 | 125.1062 | 123.1796 | 121.2826 | 119.4149 | 117.5759 | 115.7652 | 113.9824 | 112.2271 | 110.4988 | 108.7971 | 107.1217
SCE | GWh | Commercial | Com - Storage (Unconditioned) | AppPlug | No | AppPlug - Computer Monitor | 0.41675 | 0.42262 | 0.42891 | 0.43526 | 0.44201 | 0.44841 | 0.45429 | 0.46022 | 0.46572 | 0.47155 | 0.47719 | 0.48291
SCE | GWh | Commercial | Com - Storage (Unconditioned) | AppPlug | No | AppPlug - Desktop Computer (Com - Power Management) | 15.3114 | 15.5269 | 15.7582 | 15.9915 | 16.2395 | 16.4743 | 16.6905 | 16.9084 | 17.1103 | 17.3246 | 17.5317 | 17.7419
SCE | GWh | Commercial | Com - Storage (Unconditioned) | AppPlug | No | AppPlug - Occupancy Sensor Plug Strip | 6.5317 | 6.6235 | 6.7222 | 6.8217 | 6.9275 | 7.0277 | 7.1199 | 7.2129 | 7.299 | 7.3904 | 7.4788 | 7.5685
SCE | GWh | Commercial | Com - Storage (Unconditioned) | AppPlug | No | AppPlug - Vending Machine Controls | 13.0511 | 13.2348 | 13.4319 | 13.6308 | 13.8422 | 14.0424 | 14.2266 | 14.4123 | 14.5844 | 14.7671 | 14.9436 | 15.1228
SCE | GWh | Commercial | Com - Storage (Unconditioned) | BldgEnv | No | BldgEnv - Window Film | 16.416 | 16.1632 | 15.9143 | 15.6692 | 15.4279 | 15.1903 | 14.9564 | 14.7261 | 14.4993 | 14.276 | 14.0561 | 13.8397
SCE | GWh | Commercial | Com - Storage (Unconditioned) | Lighting | Yes | Lighting - LED Fixture (Replacing T8) - Emerging | 92.4486 | 95.5682 | 98.8379 | 102.6429 | 106.1373 | 109.6023 | 112.5069 | 115.461 | 118.3432 | 121.3476 | 124.3386 | 126.8684
SCE | GWh | Commercial | Com - Storage (Unconditioned) | Lighting | Yes | Lighting - LED Lamp (Basic High - Indoor) - Emerging | 0.36479 | 0.37662 | 0.38818 | 0.39824 | 0.4088 | 0.053905 | 0.055076 | 0.056148 | 0.057176 | 0.058133 | 0.059071 | 0.060026
SCE | GWh | Commercial | Com - Storage (Unconditioned) | Lighting | Yes | Lighting - LED Lamp (Basic Low - Indoor) - Emerging | 3.4957 | 3.614 | 3.7292 | 3.829 | 3.9336 | 0.61482 | 0.62856 | 0.64107 | 0.65309 | 0.66569 | 0.67663 | 0.68776
SCE | GWh | Commercial | Com - Storage (Unconditioned) | Lighting | Yes | Lighting - LED Plug-In Indoor Fixture - Emerging | 39.2886 | 40.4319 | 41.5003 | 42.3174 | 43.3169 | 2.5103 | 2.5553 | 2.6089 | 2.6482 | 2.6939 | 2.7345 | 2.78
SCE | GWh | Commercial | Com - Storage (Unconditioned) | Lighting | No | Lighting - Cold Cathode Lamp | 0.40741 | 0.41315 | 0.4193 | 0.42551 | 0.43211 | 0 | 0 | 0 | 0 | 0 | 0 | 0
SCE | GWh | Commercial | Com - Storage (Unconditioned) | Lighting | No | Lighting - Compact Fluorescent Fixture (Indoor) | 4.1203 | 4.1782 | 4.2405 | 4.3033 | 4.37 | 0 | 0 | 0 | 0 | 0 | 0 | 0
SCE | GWh | Commercial | Com - Storage (Unconditioned) | Lighting | No | Lighting - Exit Fixture (LED) | 7.5443 | 7.4281 | 7.3137 | 7.2011 | 7.0902 | 6.981 | 6.8735 | 6.7676 | 6.6634 | 6.5608 | 6.4597 | 6.3603
SCE | GWh | Commercial | Com - Storage (Unconditioned) | Lighting | No | Lighting - Halogen Lamp (A-Line) | 1.5799 | 1.6022 | 1.626 | 1.6501 | 1.6757 | 0 | 0 | 0 | 0 | 0 | 0 | 0
SCE | GWh | Commercial | Com - Storage (Unconditioned) | Lighting | No | Lighting - High Bay HID to T5 | 0.83495 | 0.8467 | 0.85931 | 0.87203 | 0.88556 | 0.89836 | 0.91015 | 0.92203 | 0.93304 | 0.94473 | 0.95602 | 0.96748
SCE | GWh | Commercial | Com - Storage (Unconditioned) | Lighting | No | Lighting - Induction Fixture (Indoor) | 11.3221 | 11.4814 | 11.6525 | 11.825 | 12.0084 | 12.1821 | 12.3419 | 12.503 | 12.6523 | 12.8108 | 12.9639 | 13.1194
SCE | GWh | Commercial | Com - Storage (Unconditioned) | Lighting | No | Lighting - Induction Fixture (Outdoor) | 4.7603 | 4.8273 | 4.8992 | 4.9717 | 5.0488 | 5.1218 | 5.189 | 5.2568 | 5.3195 | 5.3862 | 5.4506 | 5.5159
SCE | GWh | Commercial | Com - Storage (Unconditioned) | Lighting | No | Lighting - Linear Fluorescent Delamping | 0.49293 | 0.48534 | 0.3584 | 0.23525 | 0.11581 | 0 | 0 | 0 | 0 | 0 | 0 | 0
SCE | GWh | Commercial | Com - Storage (Unconditioned) | Lighting | No | Lighting - Low Bay HID to T5 | 3.0398 | 3.0826 | 3.1285 | 3.1749 | 3.2241 | 3.2707 | 3.3136 | 3.3569 | 3.397 | 3.4395 | 3.4806 | 3.5224
SCE | GWh | Commercial | Com - Storage (Unconditioned) | Lighting | No | Lighting - Occupancy Sensor | 4.9544 | 5.0241 | 5.0989 | 5.1744 | 5.2547 | 5.3306 | 5.4006 | 5.4711 | 5.5364 | 5.6058 | 5.6728 | 5.7408
SCE | GWh | Commercial | Com - Storage (Unconditioned) | Lighting | No | Lighting - Plug-In Fixture (Exterior) | 5.5199 | 5.5975 | 5.6809 | 5.765 | 5.8544 | 5.9391 | 6.017 | 6.0956 | 6.1684 | 6.2456 | 6.3203 | 6.3961
SCE | GWh | Commercial | Com - Storage (Unconditioned) | Lighting | No | Lighting - Plug-In Fixture (Linear Fluorescent) | 36.1274 | 36.6357 | 37.1814 | 37.7319 | 38.3171 | 0 | 0 | 0 | 0 | 0 | 0 | 0
SCE | GWh | Commercial | Com - Storage (Unconditioned) | Lighting | No | Lighting - Plug-In Fixture (MH Directional) | 2.4095 | 2.4434 | 2.4798 | 2.5166 | 2.5556 | 2.5926 | 2.6266 | 2.6609 | 2.6926 | 2.7264 | 2.7589 | 2.792
SCE | GWh | Commercial | Com - Storage (Unconditioned) | Lighting | No | Lighting - Plug-In Fixture (PSMH with Electronic Ballast) | 19.4362 | 19.7097 | 20.0033 | 20.2994 | 20.6143 | 20.9124 | 21.1868 | 21.4633 | 21.7197 | 21.9917 | 22.2546 | 22.5214
SCE | GWh | Commercial | Com - Storage (Unconditioned) | SHW | No | SHW - EF Rated Instantaneous Water Heater (Electric) | 0.021857 | 0.022134 | 0.022432 | 0.022734 | 0.023056 | 0.02336 | 0.023639 | 0.02392 | 0.02418 | 0.024457 | 0.024724 | 0.024996
SCE | GWh | Commercial | Com - Storage (Unconditioned) | Service | No | HVAC - Comprehensive Rooftop Unit Quality Maintenance | 82.7915 | 81.5165 | 80.2611 | 79.0251 | 77.8081 | 76.6099 | 75.4301 | 74.2684 | 73.1247 | 71.9986 | 70.8898 | 69.7981
SCE | GWh | Commercial | Com - Storage (Unconditioned) | Service | No | Service - HVAC Fault Detection & Diagnositics | 29.7599 | 30.1786 | 30.6282 | 31.0816 | 31.5637 | 32.0202 | 32.4403 | 32.8638 | 33.2562 | 33.6728 | 34.0753 | 34.4838
SCE | GWh | Commercial | Com - Storage (Unconditioned) | Service | No | Service - Retro-Commissioning (Electric) | 94.5566 | 93.1004 | 91.6667 | 90.255 | 88.8651 | 87.4966 | 86.1491 | 84.8224 | 83.5162 | 82.23 | 80.9637 | 79.7168
SCE | GWh | Commercial | Com - Storage (Unconditioned) | WholeBlg | No | HVAC - Energy Management System | 18.3176 | 18.5753 | 18.852 | 19.1311 | 19.4279 | 19.7088 | 19.9675 | 20.2281 | 20.4697 | 20.726 | 20.9738 | 21.2252
SCE | GWh | Commercial | Com - Storage (Unconditioned) | WholeBlg | No | WholeBlg - Com RET Level 1 | 22.8401 | 22.4884 | 22.1421 | 21.8011 | 21.4653 | 21.1348 | 20.8093 | 20.4888 | 20.1733 | 19.8626 | 19.5568 | 19.2556
SCE | GWh | Commercial | Com - Storage (Unconditioned) | WholeBlg | No | WholeBlg - Com RET Level 2 | 198.1649 | 195.1132 | 192.1084 | 189.15 | 186.2371 | 183.369 | 180.5451 | 177.7647 | 175.0272 | 172.3317 | 169.6778 | 167.0648
SCE | GWh | Commercial | Com - Warehouse (Refrigerated) | AppPlug | No | AppPlug - Computer Monitor | 0.033212 | 0.03368 | 0.034181 | 0.034687 | 0.035225 | 0.035735 | 0.036204 | 0.036676 | 0.037114 | 0.037579 | 0.038028 | 0.038484
SCE | GWh | Commercial | Com - Warehouse (Refrigerated) | AppPlug | No | AppPlug - Desktop Computer (Com - Power Management) | 1.2202 | 1.2374 | 1.2558 | 1.2744 | 1.2942 | 1.3129 | 1.3301 | 1.3475 | 1.3636 | 1.3806 | 1.3972 | 1.4139
SCE | GWh | Commercial | Com - Warehouse (Refrigerated) | AppPlug | No | AppPlug - Occupancy Sensor Plug Strip | 0.52053 | 0.52785 | 0.53571 | 0.54365 | 0.55208 | 0.56006 | 0.56741 | 0.57482 | 0.58168 | 0.58897 | 0.59601 | 0.60315
SCE | GWh | Commercial | Com - Warehouse (Refrigerated) | AppPlug | No | AppPlug - Vending Machine Controls | 4.1603 | 4.2189 | 4.2817 | 4.3451 | 4.4125 | 4.4763 | 4.5351 | 4.5942 | 4.6491 | 4.7073 | 4.7636 | 4.8207
SCE | GWh | Commercial | Com - Warehouse (Refrigerated) | BldgEnv | No | BldgEnv - Wall Spray On Insulation | 0.39666 | 0.39055 | 0.38453 | 0.37861 | 0.37278 | 0.36704 | 0.36139 | 0.35582 | 0.35034 | 0.34495 | 0.33963 | 0.3344
SCE | GWh | Commercial | Com - Warehouse (Refrigerated) | BldgEnv | No | BldgEnv - Window Film | 0.92636 | 0.91209 | 0.89805 | 0.88422 | 0.8706 | 0.85719 | 0.84399 | 0.831 | 0.8182 | 0.8056 | 0.79319 | 0.78098
SCE | GWh | Commercial | Com - Warehouse (Refrigerated) | ComRefrig | No | ComRefrig - Strip Curtain for Walk In Refrigerator | 0.83082 | 0.81803 | 0.80543 | 0.79303 | 0.78082 | 0.76879 | 0.75695 | 0.74529 | 0.73382 | 0.72252 | 0.71139 | 0.70043
SCE | GWh | Commercial | Com - Warehouse (Refrigerated) | Lighting | Yes | Lighting - LED Fixture (Replacing T8) - Emerging | 16.1759 | 16.6712 | 17.1894 | 17.7987 | 18.3509 | 18.8979 | 19.3491 | 19.8078 | 20.2549 | 20.7209 | 21.1846 | 21.5689
SCE | GWh | Commercial | Com - Warehouse (Refrigerated) | Lighting | Yes | Lighting - LED Lamp (Basic High - Indoor) - Emerging | 0.079052 | 0.081456 | 0.083793 | 0.085802 | 0.087911 | 0.011571 | 0.011803 | 0.012014 | 0.012215 | 0.012401 | 0.012584 | 0.012769
SCE | GWh | Commercial | Com - Warehouse (Refrigerated) | Lighting | Yes | Lighting - LED Lamp (Basic Low - Indoor) - Emerging | 0.75754 | 0.78165 | 0.80499 | 0.82495 | 0.84589 | 0.13198 | 0.13471 | 0.13717 | 0.13953 | 0.14201 | 0.14414 | 0.14631
SCE | GWh | Commercial | Com - Warehouse (Refrigerated) | Lighting | Yes | Lighting - LED Plug-In Indoor Fixture - Emerging | 3.5834 | 3.6805 | 3.7704 | 3.8373 | 3.9205 | 0.2268 | 0.23048 | 0.23494 | 0.23813 | 0.24187 | 0.24517 | 0.24891
SCE | GWh | Commercial | Com - Warehouse (Refrigerated) | Lighting | No | Lighting - Cold Cathode Lamp | 0.056175 | 0.056965 | 0.057814 | 0.05867 | 0.05958 | 0 | 0 | 0 | 0 | 0 | 0 | 0
SCE | GWh | Commercial | Com - Warehouse (Refrigerated) | Lighting | No | Lighting - Compact Fluorescent Fixture (Indoor) | 0.89289 | 0.90368 | 0.91535 | 0.92714 | 0.93974 | 0 | 0 | 0 | 0 | 0 | 0 | 0
SCE | GWh | Commercial | Com - Warehouse (Refrigerated) | Lighting | No | Lighting - Halogen Lamp (A-Line) | 0.12591 | 0.12768 | 0.12958 | 0.1315 | 0.13354 | 0 | 0 | 0 | 0 | 0 | 0 | 0
SCE | GWh | Commercial | Com - Warehouse (Refrigerated) | Lighting | No | Lighting - High Bay HID to T5 | 0.14609 | 0.1477 | 0.14945 | 0.15121 | 0.15311 | 0.1549 | 0.15653 | 0.15818 | 0.15969 | 0.16132 | 0.16289 | 0.16448
SCE | GWh | Commercial | Com - Warehouse (Refrigerated) | Lighting | No | Lighting - Induction Fixture (Indoor) | 0.9835 | 0.99734 | 1.0122 | 1.0272 | 1.0431 | 1.0582 | 1.0721 | 1.0861 | 1.099 | 1.1128 | 1.1261 | 1.1396
SCE | GWh | Commercial | Com - Warehouse (Refrigerated) | Lighting | No | Lighting - Induction Fixture (Outdoor) | 0.37936 | 0.3847 | 0.39043 | 0.39621 | 0.40236 | 0.40817 | 0.41353 | 0.41893 | 0.42393 | 0.42924 | 0.43437 | 0.43958
SCE | GWh | Commercial | Com - Warehouse (Refrigerated) | Lighting | No | Lighting - Linear Fluorescent Delamping | 0.054712 | 0.053869 | 0.03978 | 0.026111 | 0.012855 | 0 | 0 | 0 | 0 | 0 | 0 | 0
SCE | GWh | Commercial | Com - Warehouse (Refrigerated) | Lighting | No | Lighting - Low Bay HID to T5 | 0.53189 | 0.53774 | 0.5441 | 0.55053 | 0.55744 | 0.56395 | 0.56988 | 0.57589 | 0.58141 | 0.58732 | 0.59303 | 0.59884
SCE | GWh | Commercial | Com - Warehouse (Refrigerated) | Lighting | No | Lighting - Occupancy Sensor | 2.116 | 2.146 | 2.1782 | 2.2106 | 2.2451 | 2.2778 | 2.3079 | 2.3382 | 2.3663 | 2.3962 | 2.425 | 2.4542
SCE | GWh | Commercial | Com - Warehouse (Refrigerated) | Lighting | No | Lighting - Plug-In Fixture (Exterior) | 0.43989 | 0.44608 | 0.45273 | 0.45943 | 0.46656 | 0.4733 | 0.47952 | 0.48577 | 0.49158 | 0.49773 | 0.50368 | 0.50972
SCE | GWh | Commercial | Com - Warehouse (Refrigerated) | Lighting | No | Lighting - Plug-In Fixture (Linear Fluorescent) | 3.2691 | 3.3051 | 3.3442 | 3.3837 | 3.4262 | 0 | 0 | 0 | 0 | 0 | 0 | 0
SCE | GWh | Commercial | Com - Warehouse (Refrigerated) | Lighting | No | Lighting - Plug-In Fixture (MH Directional) | 0.4214 | 0.42604 | 0.43108 | 0.43618 | 0.44165 | 0.4468 | 0.45151 | 0.45626 | 0.46064 | 0.46532 | 0.46984 | 0.47445
SCE | GWh | Commercial | Com - Warehouse (Refrigerated) | Lighting | No | Lighting - Plug-In Fixture (PSMH with Electronic Ballast) | 3.3992 | 3.4366 | 3.4772 | 3.5183 | 3.5625 | 3.6041 | 3.642 | 3.6804 | 3.7157 | 3.7535 | 3.7899 | 3.8271
SCE | GWh | Commercial | Com - Warehouse (Refrigerated) | Service | No | HVAC - Comprehensive Rooftop Unit Quality Maintenance | 6.5979 | 6.4963 | 6.3963 | 6.2978 | 6.2008 | 6.1053 | 6.0113 | 5.9187 | 5.8275 | 5.7378 | 5.6494 | 5.5624
SCE | GWh | Commercial | Com - Warehouse (Refrigerated) | Service | No | Service - HVAC Fault Detection & Diagnositics | 2.3717 | 2.405 | 2.4409 | 2.477 | 2.5154 | 2.5518 | 2.5853 | 2.619 | 2.6503 | 2.6835 | 2.7156 | 2.7481
SCE | GWh | Commercial | Com - Warehouse (Refrigerated) | Service | No | Service - Retro-Commissioning (Electric) | 7.5355 | 7.4195 | 7.3052 | 7.1927 | 7.0819 | 6.9729 | 6.8655 | 6.7598 | 6.6557 | 6.5532 | 6.4522 | 6.3529
SCE | GWh | Commercial | Com - Warehouse (Refrigerated) | WholeBlg | No | HVAC - Energy Management System | 1.4598 | 1.4803 | 1.5024 | 1.5246 | 1.5483 | 1.5707 | 1.5913 | 1.612 | 1.6313 | 1.6517 | 1.6715 | 1.6915
SCE | GWh | Commercial | Com - Warehouse (Refrigerated) | WholeBlg | No | WholeBlg - Com RET Level 1 | 2.6309 | 2.5904 | 2.5505 | 2.5113 | 2.4726 | 2.4345 | 2.397 | 2.3601 | 2.3238 | 2.288 | 2.2527 | 2.218
SCE | GWh | Commercial | Com - Warehouse (Refrigerated) | WholeBlg | No | WholeBlg - Com RET Level 2 | 21.7223 | 21.3878 | 21.0584 | 20.7341 | 20.4148 | 20.1004 | 19.7908 | 19.4861 | 19.186 | 18.8905 | 18.5996 | 18.3132
SCE | MW | Commercial | Com - Assembly | AppPlug | No | AppPlug - Computer Monitor | 2.3288 | 2.3615 | 2.3967 | 2.4322 | 2.4699 | 2.5056 | 2.5385 | 2.5716 | 2.6024 | 2.6349 | 2.6664 | 2.6984
SCE | MW | Commercial | Com - Assembly | AppPlug | No | AppPlug - Desktop Computer (Com - Power Management) | 1.0682 | 1.0833 | 1.0994 | 1.1157 | 1.133 | 1.1494 | 1.1645 | 1.1797 | 1.1937 | 1.2087 | 1.2231 | 1.2378
SCE | MW | Commercial | Com - Assembly | AppPlug | No | AppPlug - Occupancy Sensor Plug Strip | 1.2305 | 1.2478 | 1.2664 | 1.2852 | 1.3051 | 1.324 | 1.3413 | 1.3588 | 1.3751 | 1.3923 | 1.4089 | 1.4258
SCE | MW | Commercial | Com - Assembly | BldgEnv | No | BldgEnv - Attic Batt Insulation | 0.81743 | 0.80484 | 0.79244 | 0.78024 | 0.76822 | 0.75639 | 0.74475 | 0.73328 | 0.72198 | 0.71087 | 0.69992 | 0.68914
SCE | MW | Commercial | Com - Assembly | BldgEnv | No | BldgEnv - Wall Spray On Insulation | 8.3415 | 8.213 | 8.0866 | 7.962 | 7.8394 | 7.7187 | 7.5998 | 7.4828 | 7.3676 | 7.2541 | 7.1424 | 7.0324
SCE | MW | Commercial | Com - Assembly | BldgEnv | No | BldgEnv - Window Film | 5.5002 | 5.4155 | 5.3321 | 5.25 | 5.1691 | 5.0895 | 5.0112 | 4.934 | 4.858 | 4.7832 | 4.7095 | 4.637
SCE | MW | Commercial | Com - Assembly | HVAC | Yes | HVAC - Advanced Package Rooftop AC (> EER 12) - Emerging | 0 | 29.6406 | 29.8413 | 30.0466 | 30.2744 | 30.4856 | 30.6725 | 30.8636 | 31.0341 | 31.2236 | 31.4048 | 31.592
SCE | MW | Commercial | Com - Assembly | HVAC | Yes | HVAC - Energy Recovery Ventilation - Emerging | 3.163 | 3.2075 | 3.2553 | 3.3035 | 3.3547 | 3.4032 | 3.4479 | 3.4929 | 3.5346 | 3.5789 | 3.6217 | 3.6651
SCE | MW | Commercial | Com - Assembly | HVAC | No | HVAC - Demand Controlled Ventilation | 1.2401 | 1.2576 | 1.2763 | 1.2952 | 1.3153 | 1.3343 | 1.3518 | 1.3695 | 1.3858 | 1.4032 | 1.42 | 1.437
SCE | MW | Commercial | Com - Assembly | HVAC | No | HVAC - Direct Evaporative Cooler | 3.468 | 3.5168 | 3.5692 | 3.622 | 3.6782 | 3.7314 | 3.7804 | 3.8297 | 3.8755 | 3.924 | 3.9709 | 4.0185
SCE | MW | Commercial | Com - Assembly | HVAC | No | HVAC - EER Rated Package Rooftop HP (EER 11) | 2.8142 | 0 | 0 | 0 | 0 | 0 | 0 | 0 | 0 | 0 | 0 | 0
SCE | MW | Commercial | Com - Assembly | HVAC | No | HVAC - Repair Duct System | 11.3574 | 11.1825 | 11.0103 | 10.8408 | 10.6738 | 10.5094 | 10.3476 | 10.1882 | 10.0313 | 9.8769 | 9.7248 | 9.575
SCE | MW | Commercial | Com - Assembly | HVAC | No | HVAC - SEER Rated Package Rooftop AC (Recharge) | 14.8484 | 14.6197 | 14.3946 | 14.1729 | 13.9547 | 13.7398 | 13.5282 | 13.3198 | 13.1147 | 12.9127 | 12.7139 | 12.5181
SCE | MW | Commercial | Com - Assembly | HVAC | No | HVAC - SEER Rated Package Rooftop AC (SEER 14) | 15.4651 | 15.69 | 0 | 0 | 0 | 0 | 0 | 0 | 0 | 0 | 0 | 0
SCE | MW | Commercial | Com - Assembly | HVAC | No | HVAC - SEER Rated Package Rooftop HP (SEER 15) | 18.8058 | 19.0794 | 8.9945 | 9.1319 | 9.2777 | 9.4159 | 9.5432 | 9.6714 | 9.7904 | 9.9166 | 10.0385 | 10.1622
SCE | MW | Commercial | Com - Assembly | HVAC | No | HVAC - SEER Rated Split System AC (SEER 14) | 5.3568 | 5.46 | 5.5696 | 0 | 0 | 0 | 0 | 0 | 0 | 0 | 0 | 0
SCE | MW | Commercial | Com - Assembly | HVAC | No | HVAC - SEER Rated Split System HP (SEER 15) | 10.0131 | 10.1552 | 4.7857 | 4.8572 | 4.9331 | 5.005 | 5.0711 | 5.1378 | 5.1997 | 5.2653 | 5.3287 | 5.393
SCE | MW | Commercial | Com - Assembly | Lighting | Yes | Lighting - LED Fixture (Replacing T8) - Emerging | 33.5745 | 34.7148 | 35.9101 | 37.3001 | 38.5778 | 39.8448 | 40.9079 | 41.9892 | 43.0443 | 44.144 | 45.2389 | 46.1662
SCE | MW | Commercial | Com - Assembly | Lighting | Yes | Lighting - LED Lamp (Basic High - Indoor) - Emerging | 6.2402 | 6.4458 | 6.6469 | 6.8224 | 7.0065 | 0.92429 | 0.94476 | 0.96352 | 0.98152 | 0.99831 | 1.0148 | 1.0315
SCE | MW | Commercial | Com - Assembly | Lighting | Yes | Lighting - LED Lamp (Basic Low - Indoor) - Emerging | 4.0852 | 4.2255 | 4.3624 | 4.4811 | 4.6057 | 0.72019 | 0.73658 | 0.75154 | 0.76591 | 0.78097 | 0.79408 | 0.80741
SCE | MW | Commercial | Com - Assembly | Lighting | Yes | Lighting - LED Plug-In Indoor Fixture - Emerging | 3.4327 | 3.5343 | 3.6294 | 3.7026 | 3.7918 | 0.21984 | 0.22387 | 0.22866 | 0.23219 | 0.23628 | 0.23993 | 0.244
SCE | MW | Commercial | Com - Assembly | Lighting | No | Lighting - Cold Cathode Lamp | 0.024458 | 0.024802 | 0.025172 | 0.025545 | 0.025941 | 0 | 0 | 0 | 0 | 0 | 0 | 0
SCE | MW | Commercial | Com - Assembly | Lighting | No | Lighting - Compact Fluorescent Fixture (Indoor) | 5.5538 | 5.6347 | 5.7214 | 5.8088 | 5.9017 | 0 | 0 | 0 | 0 | 0 | 0 | 0
SCE | MW | Commercial | Com - Assembly | Lighting | No | Lighting - Exit Fixture (LED) | 0.68187 | 0.67137 | 0.66103 | 0.65085 | 0.64083 | 0.63096 | 0.62124 | 0.61168 | 0.60226 | 0.59298 | 0.58385 | 0.57486
SCE | MW | Commercial | Com - Assembly | Lighting | No | Lighting - Halogen Lamp (A-Line) | 0.022564 | 0.022881 | 0.023222 | 0.023566 | 0.023932 | 0 | 0 | 0 | 0 | 0 | 0 | 0
SCE | MW | Commercial | Com - Assembly | Lighting | No | Lighting - High Bay HID to T5 | 1.5001 | 1.5215 | 1.5445 | 1.5677 | 1.5923 | 1.6156 | 1.6371 | 1.6588 | 1.6788 | 1.7001 | 1.7207 | 1.7416
SCE | MW | Commercial | Com - Assembly | Lighting | No | Lighting - Induction Fixture (Indoor) | 1.5038 | 1.525 | 1.5477 | 1.5706 | 1.595 | 1.618 | 1.6393 | 1.6606 | 1.6805 | 1.7015 | 1.7219 | 1.7425
SCE | MW | Commercial | Com - Assembly | Lighting | No | Lighting - Induction Fixture (Outdoor) | 0.65209 | 0.66127 | 0.67112 | 0.68106 | 0.69162 | 0.70162 | 0.71083 | 0.72011 | 0.72871 | 0.73783 | 0.74665 | 0.7556
SCE | MW | Commercial | Com - Assembly | Lighting | No | Lighting - Linear Fluorescent Delamping | 0.035572 | 0.035025 | 0.025864 | 0.016977 | 0.0083578 | 0 | 0 | 0 | 0 | 0 | 0 | 0
SCE | MW | Commercial | Com - Assembly | Lighting | No | Lighting - Low Bay HID to T5 | 0.30707 | 0.31145 | 0.31616 | 0.3209 | 0.32595 | 0.33072 | 0.33512 | 0.33956 | 0.34367 | 0.34802 | 0.35224 | 0.35651
SCE | MW | Commercial | Com - Assembly | Lighting | No | Lighting - Occupancy Sensor | 1.209 | 1.2263 | 1.2449 | 1.2637 | 1.2836 | 1.3025 | 1.3198 | 1.3373 | 1.3536 | 1.3708 | 1.3874 | 1.4043
SCE | MW | Commercial | Com - Assembly | Lighting | No | Lighting - Plug-In Fixture (Linear Fluorescent) | 3.1444 | 3.1893 | 3.2375 | 3.2861 | 3.3377 | 0 | 0 | 0 | 0 | 0 | 0 | 0
SCE | MW | Commercial | Com - Assembly | Lighting | No | Lighting - Plug-In Fixture (MH Directional) | 0.20972 | 0.21271 | 0.21593 | 0.21917 | 0.22261 | 0.22587 | 0.22888 | 0.23191 | 0.23471 | 0.23769 | 0.24057 | 0.24349
SCE | MW | Commercial | Com - Assembly | Lighting | No | Lighting - Plug-In Fixture (PSMH with Electronic Ballast) | 1.6916 | 1.7158 | 1.7417 | 1.7679 | 1.7957 | 1.822 | 1.8462 | 1.8706 | 1.8933 | 1.9173 | 1.9405 | 1.9641
SCE | MW | Commercial | Com - Assembly | SHW | No | SHW - EF Rated Instantaneous Water Heater (Electric) | 0.095707 | 0.096984 | 0.098359 | 0.099747 | 0.10122 | 0.10262 | 0.10391 | 0.1052 | 0.1064 | 0.10768 | 0.10891 | 0.11016
SCE | MW | Commercial | Com - Assembly | Service | No | HVAC - Comprehensive Rooftop Unit Quality Maintenance | 8.2965e-06 | 8.1687e-06 | 8.0429e-06 | 7.9191e-06 | 7.7971e-06 | 7.677e-06 | 7.5588e-06 | 7.4424e-06 | 7.3278e-06 | 7.2149e-06 | 7.1038e-06 | 6.9944e-06
SCE | MW | Commercial | Com - Assembly | Service | No | Service - HVAC Fault Detection & Diagnositics | 0.010043 | 0.010185 | 0.010336 | 0.010489 | 0.010652 | 0.010806 | 0.010948 | 0.011091 | 0.011223 | 0.011364 | 0.0115 | 0.011638
SCE | MW | Commercial | Com - Assembly | Service | No | Service - Retro-Commissioning (Electric) | 0.072211 | 0.071099 | 0.070004 | 0.068926 | 0.067865 | 0.06682 | 0.065791 | 0.064778 | 0.06378 | 0.062798 | 0.061831 | 0.060878
SCE | MW | Commercial | Com - Assembly | WholeBlg | No | HVAC - Energy Management System | 0.0011569 | 0.0011732 | 0.0011907 | 0.0012083 | 0.001227 | 0.0012448 | 0.0012611 | 0.0012776 | 0.0012928 | 0.001309 | 0.0013247 | 0.0013405
SCE | MW | Commercial | Com - Assembly | WholeBlg | No | WholeBlg - Com RET Level 1 | 28.4842 | 28.0456 | 27.6137 | 27.1884 | 26.7697 | 26.3575 | 25.9516 | 25.5519 | 25.1584 | 24.771 | 24.3895 | 24.0139
SCE | MW | Commercial | Com - Assembly | WholeBlg | No | WholeBlg - Com RET Level 2 | 224.5468 | 221.0887 | 217.684 | 214.3316 | 211.0309 | 207.781 | 204.5812 | 201.4307 | 198.3286 | 195.2744 | 192.2672 | 189.3062
SCE | MW | Commercial | Com - Education (Community College) | AppPlug | No | AppPlug - Computer Monitor | 0.79743 | 0.80865 | 0.82069 | 0.83284 | 0.84576 | 0.85799 | 0.86925 | 0.8806 | 0.89111 | 0.90227 | 0.91306 | 0.92401
SCE | MW | Commercial | Com - Education (Community College) | AppPlug | No | AppPlug - Desktop Computer (Com - Power Management) | 0.36579 | 0.37094 | 0.37647 | 0.38204 | 0.38796 | 0.39357 | 0.39874 | 0.40394 | 0.40877 | 0.41389 | 0.41884 | 0.42386
SCE | MW | Commercial | Com - Education (Community College) | AppPlug | No | AppPlug - Occupancy Sensor Plug Strip | 0.42136 | 0.42729 | 0.43365 | 0.44007 | 0.4469 | 0.45336 | 0.45931 | 0.4653 | 0.47086 | 0.47676 | 0.48246 | 0.48824
SCE | MW | Commercial | Com - Education (Community College) | BldgEnv | No | BldgEnv - Attic Batt Insulation | 0.27991 | 0.2756 | 0.27135 | 0.26717 | 0.26306 | 0.25901 | 0.25502 | 0.25109 | 0.24723 | 0.24342 | 0.23967 | 0.23598
SCE | MW | Commercial | Com - Education (Community College) | BldgEnv | No | BldgEnv - Wall Spray On Insulation | 2.8563 | 2.8124 | 2.769 | 2.7264 | 2.6844 | 2.6431 | 2.6024 | 2.5623 | 2.5228 | 2.484 | 2.4457 | 2.4081
SCE | MW | Commercial | Com - Education (Community College) | BldgEnv | No | BldgEnv - Window Film | 2.8289 | 2.7853 | 2.7424 | 2.7002 | 2.6586 | 2.6176 | 2.5773 | 2.5376 | 2.4986 | 2.4601 | 2.4222 | 2.3849
SCE | MW | Commercial | Com - Education (Community College) | FoodServ | No | FoodServ - Electric Griddle | 0.042676 | 0.043277 | 0.043921 | 0.044572 | 0.045263 | 0.045918 | 0.04652 | 0.047127 | 0.04769 | 0.048287 | 0.048865 | 0.049451
SCE | MW | Commercial | Com - Education (Community College) | FoodServ | No | FoodServ - Electric Steamer | 0.023093 | 0.023418 | 0.023767 | 0.024119 | 0.024493 | 0.024847 | 0.025173 | 0.025502 | 0.025806 | 0.026129 | 0.026442 | 0.026759
SCE | MW | Commercial | Com - Education (Community College) | FoodServ | No | FoodServ - Fryer (Electric) | 0.0017046 | 0.0017286 | 0.0017543 | 0.0017803 | 0.0018079 | 0.0018341 | 0.0018581 | 0.0018824 | 0.0019049 | 0.0019287 | 0.0019518 | 0.0019752
SCE | MW | Commercial | Com - Education (Community College) | FoodServ | No | FoodServ - Oven (Electric) | 0.40564 | 0.41134 | 0.41747 | 0.42365 | 0.43022 | 0.43645 | 0.44217 | 0.44794 | 0.45329 | 0.45897 | 0.46446 | 0.47003
SCE | MW | Commercial | Com - Education (Community College) | HVAC | Yes | HVAC - Advanced Package Rooftop AC (> EER 12) - Emerging | 0 | 5.7677 | 5.8346 | 5.9024 | 5.9753 | 6.0439 | 6.1064 | 6.1697 | 6.2278 | 6.2901 | 6.3502 | 6.4115
SCE | MW | Commercial | Com - Education (Community College) | HVAC | Yes | HVAC - Energy Recovery Ventilation - Emerging | 0.93646 | 0.94963 | 0.96378 | 0.97805 | 0.99322 | 1.0076 | 1.0208 | 1.0341 | 1.0465 | 1.0596 | 1.0723 | 1.0851
SCE | MW | Commercial | Com - Education (Community College) | HVAC | No | HVAC - Chiller (Centrifugal) | 1.8512 | 1.8314 | 1.8124 | 1.7937 | 1.7757 | 1.7578 | 1.7399 | 1.7223 | 1.7048 | 1.6879 | 1.6711 | 1.6547
SCE | MW | Commercial | Com - Education (Community College) | HVAC | No | HVAC - Chiller (Reciprocating) | 2.0382 | 2.048 | 2.0594 | 2.0711 | 2.0844 | 2.0965 | 2.1071 | 2.118 | 2.1276 | 2.1385 | 2.1488 | 2.1596
SCE | MW | Commercial | Com - Education (Community College) | HVAC | No | HVAC - Demand Controlled Ventilation | 0.26498 | 0.26871 | 0.27271 | 0.27675 | 0.28104 | 0.28511 | 0.28885 | 0.29262 | 0.29611 | 0.29982 | 0.30341 | 0.30704
SCE | MW | Commercial | Com - Education (Community College) | HVAC | No | HVAC - Direct Evaporative Cooler | 0.68514 | 0.69478 | 0.70513 | 0.71557 | 0.72667 | 0.73718 | 0.74685 | 0.7566 | 0.76564 | 0.77522 | 0.78449 | 0.7939
SCE | MW | Commercial | Com - Education (Community College) | HVAC | No | HVAC - EER Rated Package Rooftop AC (EER 11) | 2.8257 | 0 | 0 | 0 | 0 | 0 | 0 | 0 | 0 | 0 | 0 | 0
SCE | MW | Commercial | Com - Education (Community College) | HVAC | No | HVAC - EER Rated Package Rooftop HP (EER 11) | 0.013551 | 0 | 0 | 0 | 0 | 0 | 0 | 0 | 0 | 0 | 0 | 0
SCE | MW | Commercial | Com - Education (Community College) | HVAC | No | HVAC - Repair Duct System | 2.2814 | 2.2462 | 2.2117 | 2.1776 | 2.1441 | 2.111 | 2.0785 | 2.0465 | 2.015 | 1.984 | 1.9534 | 1.9233
SCE | MW | Commercial | Com - Education (Community College) | HVAC | No | HVAC - SEER Rated Package Rooftop AC (Recharge) | 2.9421 | 2.8968 | 2.8522 | 2.8083 | 2.765 | 2.7224 | 2.6805 | 2.6392 | 2.5986 | 2.5586 | 2.5192 | 2.4804
SCE | MW | Commercial | Com - Education (Community College) | HVAC | No | HVAC - SEER Rated Package Rooftop AC (SEER 14) | 2.3855 | 2.4375 | 0 | 0 | 0 | 0 | 0 | 0 | 0 | 0 | 0 | 0
SCE | MW | Commercial | Com - Education (Community College) | HVAC | No | HVAC - SEER Rated Package Rooftop HP (SEER 15) | 2.9597 | 3.0143 | 1.4264 | 1.4535 | 1.4821 | 1.5093 | 1.5345 | 1.5598 | 1.5834 | 1.6083 | 1.6324 | 1.6568
SCE | MW | Commercial | Com - Education (Community College) | HVAC | No | HVAC - SEER Rated Split System AC (SEER 14) | 0.97787 | 0.99337 | 1.0099 | 0 | 0 | 0 | 0 | 0 | 0 | 0 | 0 | 0
SCE | MW | Commercial | Com - Education (Community College) | HVAC | No | HVAC - SEER Rated Split System HP (SEER 15) | 1.86 | 1.8869 | 0.88942 | 0.9029 | 0.91721 | 0.93078 | 0.94327 | 0.95586 | 0.96754 | 0.97992 | 0.99189 | 1.004
SCE | MW | Commercial | Com - Education (Community College) | Lighting | Yes | Lighting - LED Fixture (Replacing T8) - Emerging | 24.9755 | 25.8287 | 26.7232 | 27.7627 | 28.719 | 29.6672 | 30.4637 | 31.2737 | 32.0641 | 32.8881 | 33.7084 | 34.4039
SCE | MW | Commercial | Com - Education (Community College) | Lighting | Yes | Lighting - LED Lamp (Basic High - Indoor) - Emerging | 0.59444 | 0.61414 | 0.63342 | 0.65025 | 0.66792 | 0.088125 | 0.090091 | 0.091893 | 0.093622 | 0.095236 | 0.09682 | 0.098431
SCE | MW | Commercial | Com - Education (Community College) | Lighting | Yes | Lighting - LED Lamp (Basic Low - Indoor) - Emerging | 0.45135 | 0.46694 | 0.48215 | 0.49536 | 0.50922 | 0.079639 | 0.081464 | 0.083131 | 0.084732 | 0.08641 | 0.087871 | 0.089358
SCE | MW | Commercial | Com - Education (Community College) | Lighting | Yes | Lighting - LED Plug-In Indoor Fixture - Emerging | 1.2726 | 1.3106 | 1.3462 | 1.3737 | 1.4071 | 0.081597 | 0.083108 | 0.084902 | 0.08623 | 0.087764 | 0.089133 | 0.090663
SCE | MW | Commercial | Com - Education (Community College) | Lighting | No | Lighting - Cold Cathode Lamp | 0.0065775 | 0.0066701 | 0.0067694 | 0.0068696 | 0.0069762 | 0 | 0 | 0 | 0 | 0 | 0 | 0
SCE | MW | Commercial | Com - Education (Community College) | Lighting | No | Lighting - Compact Fluorescent Fixture (Indoor) | 3.0732 | 3.1185 | 3.167 | 3.216 | 3.268 | 0 | 0 | 0 | 0 | 0 | 0 | 0
SCE | MW | Commercial | Com - Education (Community College) | Lighting | No | Lighting - Exit Fixture (LED) | 0.25847 | 0.25449 | 0.25058 | 0.24672 | 0.24292 | 0.23918 | 0.23549 | 0.23187 | 0.2283 | 0.22478 | 0.22132 | 0.21791
SCE | MW | Commercial | Com - Education (Community College) | Lighting | No | Lighting - Halogen Lamp (A-Line) | 0.0075223 | 0.0076282 | 0.0077418 | 0.0078564 | 0.0079783 | 0 | 0 | 0 | 0 | 0 | 0 | 0
SCE | MW | Commercial | Com - Education (Community College) | Lighting | No | Lighting - High Bay HID to T5 | 0.51283 | 0.52025 | 0.52821 | 0.53624 | 0.54477 | 0.55285 | 0.56029 | 0.56779 | 0.57474 | 0.58212 | 0.58925 | 0.59648
SCE | MW | Commercial | Com - Education (Community College) | Lighting | No | Lighting - Induction Fixture (Indoor) | 0.5192 | 0.5265 | 0.53435 | 0.54226 | 0.55067 | 0.55863 | 0.56596 | 0.57335 | 0.5802 | 0.58746 | 0.59448 | 0.60161
SCE | MW | Commercial | Com - Education (Community College) | Lighting | No | Lighting - Induction Fixture (Outdoor) | 0.22329 | 0.22644 | 0.22981 | 0.23321 | 0.23683 | 0.24025 | 0.24341 | 0.24658 | 0.24953 | 0.25265 | 0.25567 | 0.25874
SCE | MW | Commercial | Com - Education (Community College) | Lighting | No | Lighting - Light Sensor | 0.24792 | 0.25459 | 0.26161 | 0.26865 | 0.276 | 0.28303 | 0.2896 | 0.29618 | 0.30237 | 0.30882 | 0.31508 | 0.32139
SCE | MW | Commercial | Com - Education (Community College) | Lighting | No | Lighting - Linear Fluorescent Delamping | 0.015564 | 0.015324 | 0.011316 | 0.0074278 | 0.0036567 | 0 | 0 | 0 | 0 | 0 | 0 | 0
SCE | MW | Commercial | Com - Education (Community College) | Lighting | No | Lighting - Low Bay HID to T5 | 0.26028 | 0.26405 | 0.26809 | 0.27217 | 0.27649 | 0.28059 | 0.28437 | 0.28818 | 0.29171 | 0.29545 | 0.29907 | 0.30274
SCE | MW | Commercial | Com - Education (Community College) | Lighting | No | Lighting - Occupancy Sensor | 0.41667 | 0.42256 | 0.42888 | 0.43526 | 0.44203 | 0.44845 | 0.45436 | 0.46032 | 0.46584 | 0.47169 | 0.47736 | 0.4831
SCE | MW | Commercial | Com - Education (Community College) | Lighting | No | Lighting - Plug-In Fixture (Linear Fluorescent) | 1.1686 | 1.1855 | 1.2038 | 1.2221 | 1.2416 | 0 | 0 | 0 | 0 | 0 | 0 | 0
SCE | MW | Commercial | Com - Education (Community College) | Lighting | No | Lighting - Plug-In Fixture (MH Directional) | 0.077938 | 0.079071 | 0.080285 | 0.08151 | 0.08281 | 0.084042 | 0.085177 | 0.086321 | 0.087382 | 0.088506 | 0.089594 | 0.090697
SCE | MW | Commercial | Com - Education (Community College) | Lighting | No | Lighting - Plug-In Fixture (PSMH with Electronic Ballast) | 0.62867 | 0.63781 | 0.64761 | 0.65748 | 0.66797 | 0.67791 | 0.68707 | 0.69629 | 0.70485 | 0.71392 | 0.72269 | 0.73159
SCE | MW | Commercial | Com - Education (Community College) | SHW | No | SHW - EF Rated Instantaneous Water Heater (Electric) | 0.014866 | 0.015075 | 0.015298 | 0.015524 | 0.015763 | 0.015991 | 0.016199 | 0.01641 | 0.016605 | 0.016812 | 0.017013 | 0.017216
SCE | MW | Commercial | Com - Education (Community College) | Service | No | HVAC - Comprehensive Rooftop Unit Quality Maintenance | 2.8409e-06 | 2.7972e-06 | 2.7541e-06 | 2.7117e-06 | 2.6699e-06 | 2.6288e-06 | 2.5883e-06 | 2.5485e-06 | 2.5092e-06 | 2.4706e-06 | 2.4325e-06 | 2.3951e-06
SCE | MW | Commercial | Com - Education (Community College) | Service | No | Service - HVAC Fault Detection & Diagnositics | 0.0034391 | 0.0034875 | 0.0035394 | 0.0035918 | 0.0036475 | 0.0037003 | 0.0037489 | 0.0037978 | 0.0038431 | 0.0038913 | 0.0039378 | 0.003985
SCE | MW | Commercial | Com - Education (Community College) | Service | No | Service - Retro-Commissioning (Electric) | 0.024727 | 0.024346 | 0.023971 | 0.023602 | 0.023239 | 0.022881 | 0.022528 | 0.022181 | 0.02184 | 0.021504 | 0.021172 | 0.020846
SCE | MW | Commercial | Com - Education (Community College) | WholeBlg | No | HVAC - Energy Management System | 0.00039615 | 0.00040173 | 0.00040771 | 0.00041375 | 0.00042016 | 0.00042624 | 0.00043183 | 0.00043747 | 0.0004427 | 0.00044824 | 0.0004536 | 0.00045904
SCE | MW | Commercial | Com - Education (Community College) | WholeBlg | No | WholeBlg - Com RET Level 1 | 5.9511 | 5.8594 | 5.7692 | 5.6803 | 5.5929 | 5.5067 | 5.4219 | 5.3384 | 5.2562 | 5.1753 | 5.0956 | 5.0171
SCE | MW | Commercial | Com - Education (Community College) | WholeBlg | No | WholeBlg - Com RET Level 2 | 50.3678 | 49.5921 | 48.8284 | 48.0765 | 47.3361 | 46.6071 | 45.8894 | 45.1827 | 44.4868 | 43.8017 | 43.1272 | 42.463
SCE | MW | Commercial | Com - Education (Primary School) | AppPlug | No | AppPlug - Computer Monitor | 1.4155 | 1.4354 | 1.4568 | 1.4784 | 1.5013 | 1.523 | 1.543 | 1.5631 | 1.5818 | 1.6016 | 1.6208 | 1.6402
SCE | MW | Commercial | Com - Education (Primary School) | AppPlug | No | AppPlug - Desktop Computer (Com - Power Management) | 0.64931 | 0.65845 | 0.66825 | 0.67815 | 0.68867 | 0.69863 | 0.70779 | 0.71703 | 0.72559 | 0.73468 | 0.74347 | 0.75238
SCE | MW | Commercial | Com - Education (Primary School) | AppPlug | No | AppPlug - Occupancy Sensor Plug Strip | 0.74794 | 0.75847 | 0.76977 | 0.78116 | 0.79328 | 0.80475 | 0.81531 | 0.82595 | 0.83582 | 0.84628 | 0.8564 | 0.86667
SCE | MW | Commercial | Com - Education (Primary School) | BldgEnv | No | BldgEnv - Attic Batt Insulation | 0.33835 | 0.33314 | 0.32801 | 0.32296 | 0.31799 | 0.31309 | 0.30827 | 0.30352 | 0.29885 | 0.29424 | 0.28971 | 0.28525
SCE | MW | Commercial | Com - Education (Primary School) | BldgEnv | No | BldgEnv - Wall Spray On Insulation | 5.0702 | 4.9922 | 4.9153 | 4.8396 | 4.7651 | 4.6917 | 4.6194 | 4.5483 | 4.4782 | 4.4093 | 4.3414 | 4.2745
SCE | MW | Commercial | Com - Education (Primary School) | BldgEnv | No | BldgEnv - Window Film | 12.9028 | 12.7041 | 12.5084 | 12.3158 | 12.1262 | 11.9394 | 11.7555 | 11.5745 | 11.3963 | 11.2208 | 11.048 | 10.8778
SCE | MW | Commercial | Com - Education (Primary School) | FoodServ | No | FoodServ - Electric Griddle | 0.87117 | 0.88343 | 0.89659 | 0.90986 | 0.92397 | 0.93733 | 0.94963 | 0.96203 | 0.97352 | 0.98571 | 0.99749 | 1.0095
SCE | MW | Commercial | Com - Education (Primary School) | FoodServ | No | FoodServ - Electric Steamer | 0.088816 | 0.090065 | 0.091407 | 0.09276 | 0.094199 | 0.095561 | 0.096815 | 0.098079 | 0.09925 | 0.10049 | 0.10169 | 0.10291
SCE | MW | Commercial | Com - Education (Primary School) | FoodServ | No | FoodServ - Fryer (Electric) | 0.0084722 | 0.0085914 | 0.0087194 | 0.0088485 | 0.0089858 | 0.0091157 | 0.0092353 | 0.0093559 | 0.0094676 | 0.0095862 | 0.0097008 | 0.0098171
SCE | MW | Commercial | Com - Education (Primary School) | FoodServ | No | FoodServ - Oven (Electric) | 0.16422 | 0.16653 | 0.16901 | 0.17151 | 0.17417 | 0.17669 | 0.17901 | 0.18135 | 0.18351 | 0.18581 | 0.18803 | 0.19029
SCE | MW | Commercial | Com - Education (Primary School) | HVAC | Yes | HVAC - Advanced Package Rooftop AC (> EER 12) - Emerging | 0 | 11.3764 | 11.4329 | 11.4914 | 11.5579 | 11.6188 | 11.6714 | 11.7256 | 11.7728 | 11.8269 | 11.8782 | 11.9318
SCE | MW | Commercial | Com - Education (Primary School) | HVAC | Yes | HVAC - Energy Recovery Ventilation - Emerging | 0.12233 | 0.12405 | 0.1259 | 0.12776 | 0.12974 | 0.13162 | 0.13335 | 0.13509 | 0.1367 | 0.13841 | 0.14007 | 0.14175
SCE | MW | Commercial | Com - Education (Primary School) | HVAC | No | HVAC - Direct Evaporative Cooler | 1.4282 | 1.4483 | 1.4699 | 1.4917 | 1.5148 | 1.5367 | 1.5569 | 1.5772 | 1.596 | 1.616 | 1.6353 | 1.6549
SCE | MW | Commercial | Com - Education (Primary School) | HVAC | No | HVAC - EER Rated Package Rooftop HP (EER 11) | 0.32718 | 0 | 0 | 0 | 0 | 0 | 0 | 0 | 0 | 0 | 0 | 0
SCE | MW | Commercial | Com - Education (Primary School) | HVAC | No | HVAC - Repair Duct System | 2.1447 | 2.1116 | 2.0791 | 2.0471 | 2.0156 | 1.9845 | 1.954 | 1.9239 | 1.8943 | 1.8651 | 1.8364 | 1.8081
SCE | MW | Commercial | Com - Education (Primary School) | HVAC | No | HVAC - SEER Rated Package Rooftop AC (Recharge) | 2.7811 | 2.7383 | 2.6961 | 2.6546 | 2.6137 | 2.5735 | 2.5339 | 2.4948 | 2.4564 | 2.4186 | 2.3813 | 2.3447
SCE | MW | Commercial | Com - Education (Primary School) | HVAC | No | HVAC - SEER Rated Package Rooftop AC (SEER 14) | 4.2658 | 4.3573 | 0 | 0 | 0 | 0 | 0 | 0 | 0 | 0 | 0 | 0
SCE | MW | Commercial | Com - Education (Primary School) | HVAC | No | HVAC - SEER Rated Package Rooftop HP (SEER 15) | 2.2637 | 2.2957 | 1.0818 | 1.0979 | 1.115 | 1.1312 | 1.1461 | 1.1611 | 1.175 | 1.1898 | 1.2041 | 1.2186
SCE | MW | Commercial | Com - Education (Primary School) | HVAC | No | HVAC - SEER Rated Split System AC (SEER 14) | 2.0747 | 2.109 | 2.1456 | 0 | 0 | 0 | 0 | 0 | 0 | 0 | 0 | 0
SCE | MW | Commercial | Com - Education (Primary School) | HVAC | No | HVAC - SEER Rated Split System HP (SEER 15) | 1.6409 | 1.6601 | 0.78043 | 0.7902 | 0.80065 | 0.81052 | 0.81954 | 0.82865 | 0.83705 | 0.84603 | 0.85469 | 0.8635
SCE | MW | Commercial | Com - Education (Primary School) | Lighting | Yes | Lighting - LED Fixture (Replacing T8) - Emerging | 32.5538 | 33.6935 | 34.8889 | 36.2748 | 37.5536 | 38.822 | 39.8913 | 40.979 | 42.0406 | 43.1472 | 44.2491 | 45.1875
SCE | MW | Commercial | Com - Education (Primary School) | Lighting | Yes | Lighting - LED Lamp (Basic High - Indoor) - Emerging | 0.97395 | 1.0078 | 1.041 | 1.0703 | 1.101 | 0.14546 | 0.1489 | 0.15206 | 0.1551 | 0.15796 | 0.16076 | 0.16361
SCE | MW | Commercial | Com - Education (Primary School) | Lighting | Yes | Lighting - LED Lamp (Basic Low - Indoor) - Emerging | 0.73949 | 0.76623 | 0.79241 | 0.81534 | 0.83938 | 0.13146 | 0.13464 | 0.13756 | 0.14037 | 0.14332 | 0.1459 | 0.14852
SCE | MW | Commercial | Com - Education (Primary School) | Lighting | Yes | Lighting - LED Plug-In Indoor Fixture - Emerging | 0.10601 | 0.10932 | 0.11244 | 0.11488 | 0.11782 | 0.0068407 | 0.0069751 | 0.0071333 | 0.0072521 | 0.0073884 | 0.0075107 | 0.0076466
SCE | MW | Commercial | Com - Education (Primary School) | Lighting | No | Lighting - Cold Cathode Lamp | 6.0222e-05 | 6.107e-05 | 6.1979e-05 | 6.2897e-05 | 6.3873e-05 | 0 | 0 | 0 | 0 | 0 | 0 | 0
SCE | MW | Commercial | Com - Education (Primary School) | Lighting | No | Lighting - Compact Fluorescent Fixture (Indoor) | 5.0351 | 5.1173 | 5.205 | 5.2934 | 5.3868 | 0 | 0 | 0 | 0 | 0 | 0 | 0
SCE | MW | Commercial | Com - Education (Primary School) | Lighting | No | Lighting - Exit Fixture (LED) | 0.34301 | 0.33773 | 0.33252 | 0.3274 | 0.32236 | 0.3174 | 0.31251 | 0.3077 | 0.30296 | 0.29829 | 0.2937 | 0.28918
SCE | MW | Commercial | Com - Education (Primary School) | Lighting | No | Lighting - Halogen Lamp (A-Line) | 0.013353 | 0.013541 | 0.013742 | 0.013946 | 0.014162 | 0 | 0 | 0 | 0 | 0 | 0 | 0
SCE | MW | Commercial | Com - Education (Primary School) | Lighting | No | Lighting - High Bay HID to T5 | 0.66843 | 0.67867 | 0.68962 | 0.70066 | 0.71235 | 0.72345 | 0.73369 | 0.74399 | 0.75357 | 0.7637 | 0.7735 | 0.78344
SCE | MW | Commercial | Com - Education (Primary School) | Lighting | No | Lighting - Induction Fixture (Indoor) | 0.9745 | 0.98821 | 1.0029 | 1.0178 | 1.0336 | 1.0485 | 1.0623 | 1.0761 | 1.089 | 1.1026 | 1.1158 | 1.1292
SCE | MW | Commercial | Com - Education (Primary School) | Lighting | No | Lighting - Induction Fixture (Outdoor) | 0.39636 | 0.40194 | 0.40793 | 0.41397 | 0.42039 | 0.42647 | 0.43206 | 0.4377 | 0.44293 | 0.44848 | 0.45384 | 0.45928
SCE | MW | Commercial | Com - Education (Primary School) | Lighting | No | Lighting - Light Sensor | 0.27467 | 0.28164 | 0.28898 | 0.29634 | 0.30405 | 0.3114 | 0.31827 | 0.32515 | 0.33162 | 0.33837 | 0.34492 | 0.35153
SCE | MW | Commercial | Com - Education (Primary School) | Lighting | No | Lighting - Linear Fluorescent Delamping | 0.00090867 | 0.00089468 | 0.00066068 | 0.00043367 | 0.00021349 | 0 | 0 | 0 | 0 | 0 | 0 | 0
SCE | MW | Commercial | Com - Education (Primary School) | Lighting | No | Lighting - Low Bay HID to T5 | 0.33926 | 0.34445 | 0.35001 | 0.35561 | 0.36155 | 0.36718 | 0.37238 | 0.37761 | 0.38247 | 0.38761 | 0.39259 | 0.39763
SCE | MW | Commercial | Com - Education (Primary School) | Lighting | No | Lighting - Occupancy Sensor | 0.21054 | 0.213 | 0.21567 | 0.21836 | 0.22125 | 0.22397 | 0.22646 | 0.22897 | 0.23129 | 0.23377 | 0.23616 | 0.23859
SCE | MW | Commercial | Com - Education (Primary School) | Lighting | No | Lighting - Plug-In Fixture (Linear Fluorescent) | 0.098197 | 0.099692 | 0.10129 | 0.10291 | 0.10462 | 0 | 0 | 0 | 0 | 0 | 0 | 0
SCE | MW | Commercial | Com - Education (Primary School) | Lighting | No | Lighting - Plug-In Fixture (MH Directional) | 0.0065493 | 0.0066491 | 0.0067558 | 0.0068634 | 0.0069774 | 0.0070856 | 0.0071853 | 0.0072858 | 0.0073791 | 0.0074779 | 0.0075734 | 0.0076703
SCE | MW | Commercial | Com - Education (Primary School) | Lighting | No | Lighting - Plug-In Fixture (PSMH with Electronic Ballast) | 0.052829 | 0.053634 | 0.054495 | 0.055362 | 0.056282 | 0.057155 | 0.057959 | 0.05877 | 0.059523 | 0.060319 | 0.06109 | 0.061871
SCE | MW | Commercial | Com - Education (Primary School) | SHW | No | SHW - EF Rated Instantaneous Water Heater (Electric) | 0.023017 | 0.023336 | 0.023679 | 0.024025 | 0.024392 | 0.02474 | 0.025061 | 0.025384 | 0.025683 | 0.026 | 0.026307 | 0.026619
SCE | MW | Commercial | Com - Education (Primary School) | Service | No | HVAC - Comprehensive Rooftop Unit Quality Maintenance | 5.0429e-06 | 4.9652e-06 | 4.8887e-06 | 4.8135e-06 | 4.7393e-06 | 4.6663e-06 | 4.5945e-06 | 4.5237e-06 | 4.4541e-06 | 4.3855e-06 | 4.3179e-06 | 4.2514e-06
SCE | MW | Commercial | Com - Education (Primary School) | Service | No | Service - HVAC Fault Detection & Diagnositics | 0.0061047 | 0.0061906 | 0.0062828 | 0.0063758 | 0.0064747 | 0.0065683 | 0.0066545 | 0.0067414 | 0.0068219 | 0.0069073 | 0.0069899 | 0.0070737
SCE | MW | Commercial | Com - Education (Primary School) | Service | No | Service - Retro-Commissioning (Electric) | 0.043892 | 0.043216 | 0.042551 | 0.041896 | 0.04125 | 0.040615 | 0.03999 | 0.039374 | 0.038768 | 0.03817 | 0.037583 | 0.037004
SCE | MW | Commercial | Com - Education (Primary School) | WholeBlg | No | HVAC - Energy Management System | 0.0007032 | 0.0007131 | 0.00072372 | 0.00073443 | 0.00074582 | 0.00075661 | 0.00076654 | 0.00077654 | 0.00078582 | 0.00079566 | 0.00080517 | 0.00081482
SCE | MW | Commercial | Com - Education (Primary School) | WholeBlg | No | WholeBlg - Com RET Level 1 | 9.8023 | 9.6514 | 9.5027 | 9.3564 | 9.2123 | 9.0704 | 8.9308 | 8.7932 | 8.6578 | 8.5245 | 8.3932 | 8.2639
SCE | MW | Commercial | Com - Education (Primary School) | WholeBlg | No | WholeBlg - Com RET Level 2 | 92.117 | 90.6984 | 89.3017 | 87.9264 | 86.5724 | 85.2392 | 83.9265 | 82.634 | 81.3614 | 80.1085 | 78.8748 | 77.6601
SCE | MW | Commercial | Com - Education (Relocatable Classroom) | AppPlug | No | AppPlug - Computer Monitor | 1.4155 | 1.4354 | 1.4568 | 1.4784 | 1.5013 | 1.523 | 1.543 | 1.5631 | 1.5818 | 1.6016 | 1.6208 | 1.6402
SCE | MW | Commercial | Com - Education (Relocatable Classroom) | AppPlug | No | AppPlug - Desktop Computer (Com - Power Management) | 0.64931 | 0.65845 | 0.66825 | 0.67815 | 0.68867 | 0.69863 | 0.70779 | 0.71703 | 0.72559 | 0.73468 | 0.74347 | 0.75238
SCE | MW | Commercial | Com - Education (Relocatable Classroom) | AppPlug | No | AppPlug - Occupancy Sensor Plug Strip | 0.74794 | 0.75847 | 0.76977 | 0.78116 | 0.79328 | 0.80475 | 0.81531 | 0.82595 | 0.83582 | 0.84628 | 0.8564 | 0.86667
SCE | MW | Commercial | Com - Education (Relocatable Classroom) | BldgEnv | No | BldgEnv - Attic Batt Insulation | 0.33835 | 0.33314 | 0.32801 | 0.32296 | 0.31799 | 0.31309 | 0.30827 | 0.30352 | 0.29885 | 0.29424 | 0.28971 | 0.28525
SCE | MW | Commercial | Com - Education (Relocatable Classroom) | BldgEnv | No | BldgEnv - Wall Spray On Insulation | 5.0702 | 4.9922 | 4.9153 | 4.8396 | 4.7651 | 4.6917 | 4.6194 | 4.5483 | 4.4782 | 4.4093 | 4.3414 | 4.2745
SCE | MW | Commercial | Com - Education (Relocatable Classroom) | BldgEnv | No | BldgEnv - Window Film | 8.0643 | 7.9401 | 7.8178 | 7.6974 | 7.5789 | 7.4622 | 7.3473 | 7.2341 | 7.1227 | 7.013 | 6.905 | 6.7987
SCE | MW | Commercial | Com - Education (Relocatable Classroom) | FoodServ | No | FoodServ - Electric Griddle | 0.87117 | 0.88343 | 0.89659 | 0.90986 | 0.92397 | 0.93733 | 0.94963 | 0.96203 | 0.97352 | 0.98571 | 0.99749 | 1.0095
SCE | MW | Commercial | Com - Education (Relocatable Classroom) | FoodServ | No | FoodServ - Electric Steamer | 0.088816 | 0.090065 | 0.091407 | 0.09276 | 0.094199 | 0.095561 | 0.096815 | 0.098079 | 0.09925 | 0.10049 | 0.10169 | 0.10291
SCE | MW | Commercial | Com - Education (Relocatable Classroom) | FoodServ | No | FoodServ - Fryer (Electric) | 0.0084722 | 0.0085914 | 0.0087194 | 0.0088485 | 0.0089858 | 0.0091157 | 0.0092353 | 0.0093559 | 0.0094676 | 0.0095862 | 0.0097008 | 0.0098171
SCE | MW | Commercial | Com - Education (Relocatable Classroom) | FoodServ | No | FoodServ - Oven (Electric) | 0.16422 | 0.16653 | 0.16901 | 0.17151 | 0.17417 | 0.17669 | 0.17901 | 0.18135 | 0.18351 | 0.18581 | 0.18803 | 0.19029
SCE | MW | Commercial | Com - Education (Relocatable Classroom) | HVAC | Yes | HVAC - Energy Recovery Ventilation - Emerging | 0.44148 | 0.44769 | 0.45436 | 0.46108 | 0.46823 | 0.47501 | 0.48124 | 0.48752 | 0.49334 | 0.49952 | 0.50549 | 0.51155
SCE | MW | Commercial | Com - Education (Relocatable Classroom) | HVAC | No | HVAC - Demand Controlled Ventilation | 0.26804 | 0.27181 | 0.27586 | 0.27994 | 0.28429 | 0.2884 | 0.29218 | 0.296 | 0.29953 | 0.30328 | 0.30691 | 0.31059
SCE | MW | Commercial | Com - Education (Relocatable Classroom) | HVAC | No | HVAC - Repair Duct System | 4.045 | 3.9827 | 3.9214 | 3.861 | 3.8015 | 3.743 | 3.6853 | 3.6286 | 3.5727 | 3.5177 | 3.4635 | 3.4102
SCE | MW | Commercial | Com - Education (Relocatable Classroom) | HVAC | No | HVAC - SEER Rated Package Rooftop AC (Recharge) | 5.2716 | 5.1904 | 5.1105 | 5.0318 | 4.9543 | 4.878 | 4.8029 | 4.7289 | 4.6561 | 4.5844 | 4.5138 | 4.4443
SCE | MW | Commercial | Com - Education (Relocatable Classroom) | HVAC | No | HVAC - SEER Rated Package Rooftop AC (SEER 14) | 8.8661 | 8.9898 | 0 | 0 | 0 | 0 | 0 | 0 | 0 | 0 | 0 | 0
SCE | MW | Commercial | Com - Education (Relocatable Classroom) | HVAC | No | HVAC - SEER Rated Package Rooftop HP (SEER 15) | 7.1203 | 7.2536 | 3.4335 | 3.4996 | 3.5692 | 3.6355 | 3.697 | 3.7588 | 3.8164 | 3.8771 | 3.9359 | 3.9953
SCE | MW | Commercial | Com - Education (Relocatable Classroom) | HVAC | No | HVAC - SEER Rated Split System AC (SEER 14) | 4.6881 | 4.7353 | 4.7869 | 0 | 0 | 0 | 0 | 0 | 0 | 0 | 0 | 0
SCE | MW | Commercial | Com - Education (Relocatable Classroom) | HVAC | No | HVAC - SEER Rated Split System HP (SEER 15) | 3.0168 | 3.0465 | 1.4295 | 1.4448 | 1.4613 | 1.4768 | 1.4909 | 1.5051 | 1.5182 | 1.5323 | 1.5458 | 1.5596
SCE | MW | Commercial | Com - Education (Relocatable Classroom) | Lighting | Yes | Lighting - LED Fixture (Replacing T8) - Emerging | 36.3311 | 37.619 | 38.9699 | 40.5342 | 41.9799 | 43.414 | 44.6252 | 45.8573 | 47.0599 | 48.3135 | 49.5619 | 50.6275
SCE | MW | Commercial | Com - Education (Relocatable Classroom) | Lighting | Yes | Lighting - LED Lamp (Basic High - Indoor) - Emerging | 1.0943 | 1.1318 | 1.1686 | 1.2009 | 1.2348 | 0.16308 | 0.16687 | 0.17036 | 0.17371 | 0.17685 | 0.17993 | 0.18306
SCE | MW | Commercial | Com - Education (Relocatable Classroom) | Lighting | Yes | Lighting - LED Lamp (Basic Low - Indoor) - Emerging | 0.83084 | 0.86049 | 0.8895 | 0.91484 | 0.94142 | 0.14738 | 0.15089 | 0.15412 | 0.15721 | 0.16046 | 0.1633 | 0.16618
SCE | MW | Commercial | Com - Education (Relocatable Classroom) | Lighting | Yes | Lighting - LED Plug-In Indoor Fixture - Emerging | 0.10845 | 0.11179 | 0.11494 | 0.11738 | 0.12035 | 0.0069846 | 0.0071194 | 0.0072784 | 0.0073973 | 0.007534 | 0.0076565 | 0.0077929
SCE | MW | Commercial | Com - Education (Relocatable Classroom) | Lighting | No | Lighting - Cold Cathode Lamp | 7.6784e-05 | 7.7864e-05 | 7.9024e-05 | 8.0194e-05 | 8.1437e-05 | 0 | 0 | 0 | 0 | 0 | 0 | 0
SCE | MW | Commercial | Com - Education (Relocatable Classroom) | Lighting | No | Lighting - Compact Fluorescent Fixture (Indoor) | 5.6571 | 5.7468 | 5.8428 | 5.9394 | 6.0417 | 0 | 0 | 0 | 0 | 0 | 0 | 0
SCE | MW | Commercial | Com - Education (Relocatable Classroom) | Lighting | No | Lighting - Exit Fixture (LED) | 0.33105 | 0.32595 | 0.32093 | 0.31599 | 0.31112 | 0.30633 | 0.30161 | 0.29697 | 0.29239 | 0.28789 | 0.28346 | 0.27909
SCE | MW | Commercial | Com - Education (Relocatable Classroom) | Lighting | No | Lighting - Halogen Lamp (A-Line) | 0.013353 | 0.013541 | 0.013742 | 0.013946 | 0.014162 | 0 | 0 | 0 | 0 | 0 | 0 | 0
SCE | MW | Commercial | Com - Education (Relocatable Classroom) | Lighting | No | Lighting - High Bay HID to T5 | 0.74599 | 0.75774 | 0.77028 | 0.78293 | 0.79632 | 0.80902 | 0.82075 | 0.83256 | 0.84354 | 0.85515 | 0.86638 | 0.87776
SCE | MW | Commercial | Com - Education (Relocatable Classroom) | Lighting | No | Lighting - Induction Fixture (Indoor) | 0.83096 | 0.84266 | 0.85521 | 0.86787 | 0.88133 | 0.89408 | 0.90581 | 0.91763 | 0.92859 | 0.94022 | 0.95146 | 0.96287
SCE | MW | Commercial | Com - Education (Relocatable Classroom) | Lighting | No | Lighting - Induction Fixture (Outdoor) | 0.39636 | 0.40194 | 0.40793 | 0.41397 | 0.42039 | 0.42647 | 0.43206 | 0.4377 | 0.44293 | 0.44848 | 0.45384 | 0.45928
SCE | MW | Commercial | Com - Education (Relocatable Classroom) | Lighting | No | Lighting - Linear Fluorescent Delamping | 0.00090867 | 0.00089467 | 0.00066067 | 0.00043367 | 0.00021349 | 0 | 0 | 0 | 0 | 0 | 0 | 0
SCE | MW | Commercial | Com - Education (Relocatable Classroom) | Lighting | No | Lighting - Low Bay HID to T5 | 0.37862 | 0.38458 | 0.39095 | 0.39737 | 0.40417 | 0.41061 | 0.41657 | 0.42256 | 0.42813 | 0.43402 | 0.43972 | 0.4455
SCE | MW | Commercial | Com - Education (Relocatable Classroom) | Lighting | No | Lighting - Occupancy Sensor | 0.24354 | 0.24642 | 0.24955 | 0.2527 | 0.25608 | 0.25927 | 0.26219 | 0.26514 | 0.26785 | 0.27076 | 0.27356 | 0.27641
SCE | MW | Commercial | Com - Education (Relocatable Classroom) | Lighting | No | Lighting - Plug-In Fixture (Linear Fluorescent) | 0.10115 | 0.10273 | 0.10442 | 0.10612 | 0.10792 | 0 | 0 | 0 | 0 | 0 | 0 | 0
SCE | MW | Commercial | Com - Education (Relocatable Classroom) | Lighting | No | Lighting - Plug-In Fixture (MH Directional) | 0.006746 | 0.0068514 | 0.0069641 | 0.0070776 | 0.0071979 | 0.007312 | 0.0074173 | 0.0075234 | 0.007622 | 0.0077262 | 0.007827 | 0.0079292
SCE | MW | Commercial | Com - Education (Relocatable Classroom) | Lighting | No | Lighting - Plug-In Fixture (PSMH with Electronic Ballast) | 0.054416 | 0.055266 | 0.056175 | 0.057091 | 0.058061 | 0.058981 | 0.059831 | 0.060686 | 0.061481 | 0.062322 | 0.063135 | 0.06396
SCE | MW | Commercial | Com - Education (Relocatable Classroom) | SHW | No | SHW - EF Rated Instantaneous Water Heater (Electric) | 0.04294 | 0.043638 | 0.044382 | 0.045132 | 0.045925 | 0.046678 | 0.047374 | 0.048074 | 0.048726 | 0.049414 | 0.05008 | 0.050755
SCE | MW | Commercial | Com - Education (Relocatable Classroom) | Service | No | HVAC - Comprehensive Rooftop Unit Quality Maintenance | 5.0429e-06 | 4.9652e-06 | 4.8887e-06 | 4.8135e-06 | 4.7393e-06 | 4.6663e-06 | 4.5945e-06 | 4.5237e-06 | 4.4541e-06 | 4.3855e-06 | 4.3179e-06 | 4.2514e-06
SCE | MW | Commercial | Com - Education (Relocatable Classroom) | Service | No | Service - HVAC Fault Detection & Diagnositics | 0.0061047 | 0.0061906 | 0.0062828 | 0.0063758 | 0.0064747 | 0.0065683 | 0.0066545 | 0.0067414 | 0.0068219 | 0.0069073 | 0.0069899 | 0.0070737
SCE | MW | Commercial | Com - Education (Relocatable Classroom) | Service | No | Service - Retro-Commissioning (Electric) | 0.043892 | 0.043216 | 0.042551 | 0.041896 | 0.04125 | 0.040615 | 0.03999 | 0.039374 | 0.038768 | 0.03817 | 0.037583 | 0.037004
SCE | MW | Commercial | Com - Education (Relocatable Classroom) | WholeBlg | No | HVAC - Energy Management System | 0.0007032 | 0.0007131 | 0.00072372 | 0.00073443 | 0.00074582 | 0.00075661 | 0.00076654 | 0.00077654 | 0.00078582 | 0.00079566 | 0.00080517 | 0.00081482
SCE | MW | Commercial | Com - Education (Relocatable Classroom) | WholeBlg | No | WholeBlg - Com RET Level 1 | 9.4144 | 9.2694 | 9.1267 | 8.9861 | 8.8477 | 8.7115 | 8.5773 | 8.4452 | 8.3152 | 8.1871 | 8.061 | 7.9369
SCE | MW | Commercial | Com - Education (Relocatable Classroom) | WholeBlg | No | WholeBlg - Com RET Level 2 | 83.7879 | 82.4976 | 81.2271 | 79.9762 | 78.7446 | 77.5319 | 76.3379 | 75.1623 | 74.0048 | 72.8652 | 71.743 | 70.6382
SCE | MW | Commercial | Com - Education (Secondary School) | AppPlug | No | AppPlug - Computer Monitor | 0.70775 | 0.71771 | 0.7284 | 0.73918 | 0.75065 | 0.7615 | 0.77149 | 0.78156 | 0.7909 | 0.8008 | 0.81038 | 0.82009
SCE | MW | Commercial | Com - Education (Secondary School) | AppPlug | No | AppPlug - Desktop Computer (Com - Power Management) | 0.32466 | 0.32922 | 0.33413 | 0.33907 | 0.34433 | 0.34931 | 0.3539 | 0.35852 | 0.3628 | 0.36734 | 0.37173 | 0.37619
SCE | MW | Commercial | Com - Education (Secondary School) | AppPlug | No | AppPlug - Occupancy Sensor Plug Strip | 0.37397 | 0.37923 | 0.38488 | 0.39058 | 0.39664 | 0.40237 | 0.40765 | 0.41298 | 0.41791 | 0.42314 | 0.4282 | 0.43333
SCE | MW | Commercial | Com - Education (Secondary School) | BldgEnv | No | BldgEnv - Attic Batt Insulation | 1.422 | 1.4001 | 1.3785 | 1.3573 | 1.3364 | 1.3158 | 1.2956 | 1.2756 | 1.256 | 1.2366 | 1.2176 | 1.1988
SCE | MW | Commercial | Com - Education (Secondary School) | BldgEnv | No | BldgEnv - Wall Spray On Insulation | 2.5351 | 2.4961 | 2.4576 | 2.4198 | 2.3825 | 2.3458 | 2.3097 | 2.2741 | 2.2391 | 2.2046 | 2.1707 | 2.1373
SCE | MW | Commercial | Com - Education (Secondary School) | BldgEnv | No | BldgEnv - Window Film | 5.3314 | 5.2493 | 5.1685 | 5.0889 | 5.0105 | 4.9334 | 4.8574 | 4.7826 | 4.7089 | 4.6364 | 4.565 | 4.4947
SCE | MW | Commercial | Com - Education (Secondary School) | FoodServ | No | FoodServ - Electric Griddle | 0.43558 | 0.44171 | 0.44829 | 0.45493 | 0.46199 | 0.46867 | 0.47482 | 0.48101 | 0.48676 | 0.49286 | 0.49875 | 0.50473
SCE | MW | Commercial | Com - Education (Secondary School) | FoodServ | No | FoodServ - Electric Steamer | 0.044408 | 0.045033 | 0.045703 | 0.04638 | 0.047099 | 0.047781 | 0.048408 | 0.049039 | 0.049625 | 0.050247 | 0.050847 | 0.051457
SCE | MW | Commercial | Com - Education (Secondary School) | FoodServ | No | FoodServ - Fryer (Electric) | 0.0042361 | 0.0042957 | 0.0043597 | 0.0044243 | 0.0044929 | 0.0045579 | 0.0046177 | 0.0046779 | 0.0047338 | 0.0047931 | 0.0048504 | 0.0049085
SCE | MW | Commercial | Com - Education (Secondary School) | FoodServ | No | FoodServ - Oven (Electric) | 0.08211 | 0.083265 | 0.084505 | 0.085756 | 0.087086 | 0.088346 | 0.089505 | 0.090673 | 0.091756 | 0.092905 | 0.094016 | 0.095143
SCE | MW | Commercial | Com - Education (Secondary School) | HVAC | Yes | HVAC - Advanced Package Rooftop AC (> EER 12) - Emerging | 0 | 5.8234 | 5.8723 | 5.9221 | 5.9765 | 6.0273 | 6.0729 | 6.1192 | 6.1612 | 6.207 | 6.251 | 6.2962
SCE | MW | Commercial | Com - Education (Secondary School) | HVAC | Yes | HVAC - Energy Recovery Ventilation - Emerging | 0.12391 | 0.12565 | 0.12752 | 0.12941 | 0.13142 | 0.13332 | 0.13507 | 0.13683 | 0.13847 | 0.1402 | 0.14188 | 0.14358
SCE | MW | Commercial | Com - Education (Secondary School) | HVAC | No | HVAC - Chiller (Centrifugal) | 1.1838 | 1.1738 | 1.1643 | 1.155 | 1.1462 | 1.1374 | 1.1285 | 1.1198 | 1.111 | 1.1026 | 1.0942 | 1.0862
SCE | MW | Commercial | Com - Education (Secondary School) | HVAC | No | HVAC - Chiller (Reciprocating) | 0.86209 | 0.86624 | 0.87106 | 0.87602 | 0.88161 | 0.88676 | 0.89124 | 0.89585 | 0.8999 | 0.90449 | 0.90886 | 0.9134
SCE | MW | Commercial | Com - Education (Secondary School) | HVAC | No | HVAC - Demand Controlled Ventilation | 0.089649 | 0.09091 | 0.092265 | 0.093631 | 0.095083 | 0.096458 | 0.097724 | 0.098999 | 0.10018 | 0.10144 | 0.10265 | 0.10388
SCE | MW | Commercial | Com - Education (Secondary School) | HVAC | No | HVAC - Direct Evaporative Cooler | 0.70392 | 0.71383 | 0.72446 | 0.73518 | 0.74659 | 0.75739 | 0.76732 | 0.77734 | 0.78662 | 0.79647 | 0.806 | 0.81566
SCE | MW | Commercial | Com - Education (Secondary School) | HVAC | No | HVAC - EER Rated Package Rooftop AC (EER 11) | 2.5658 | 0 | 0 | 0 | 0 | 0 | 0 | 0 | 0 | 0 | 0 | 0
SCE | MW | Commercial | Com - Education (Secondary School) | HVAC | No | HVAC - EER Rated Package Rooftop HP (EER 11) | 0.0043392 | 0 | 0 | 0 | 0 | 0 | 0 | 0 | 0 | 0 | 0 | 0
SCE | MW | Commercial | Com - Education (Secondary School) | HVAC | No | HVAC - Repair Duct System | 1.1104 | 1.0933 | 1.0765 | 1.0599 | 1.0436 | 1.0275 | 1.0117 | 0.9961 | 0.98076 | 0.96566 | 0.95079 | 0.93615
SCE | MW | Commercial | Com - Education (Secondary School) | HVAC | No | HVAC - SEER Rated Package Rooftop AC (Recharge) | 1.3446 | 1.3239 | 1.3036 | 1.2835 | 1.2637 | 1.2443 | 1.2251 | 1.2062 | 1.1876 | 1.1694 | 1.1513 | 1.1336
SCE | MW | Commercial | Com - Education (Secondary School) | HVAC | No | HVAC - SEER Rated Package Rooftop AC (SEER 14) | 1.9554 | 2.0096 | 0 | 0 | 0 | 0 | 0 | 0 | 0 | 0 | 0 | 0
SCE | MW | Commercial | Com - Education (Secondary School) | HVAC | No | HVAC - SEER Rated Package Rooftop HP (SEER 15) | 1.1266 | 1.1421 | 0.53794 | 0.54571 | 0.55398 | 0.56181 | 0.569 | 0.57626 | 0.58298 | 0.59012 | 0.59701 | 0.60401
SCE | MW | Commercial | Com - Education (Secondary School) | HVAC | No | HVAC - SEER Rated Split System AC (SEER 14) | 0.92451 | 0.94285 | 0.96229 | 0 | 0 | 0 | 0 | 0 | 0 | 0 | 0 | 0
SCE | MW | Commercial | Com - Education (Secondary School) | HVAC | No | HVAC - SEER Rated Split System HP (SEER 15) | 0.81315 | 0.823 | 0.38705 | 0.39205 | 0.3974 | 0.40244 | 0.40706 | 0.41173 | 0.41604 | 0.42063 | 0.42506 | 0.42957
SCE | MW | Commercial | Com - Education (Secondary School) | Lighting | Yes | Lighting - LED Fixture (Replacing T8) - Emerging | 18.4929 | 19.1577 | 19.8552 | 20.6619 | 21.4086 | 22.1495 | 22.7765 | 23.4143 | 24.037 | 24.686 | 25.3324 | 25.8856
SCE | MW | Commercial | Com - Education (Secondary School) | Lighting | Yes | Lighting - LED Lamp (Basic High - Indoor) - Emerging | 0.54488 | 0.56375 | 0.58228 | 0.59859 | 0.6157 | 0.081339 | 0.083252 | 0.085015 | 0.086708 | 0.088297 | 0.089856 | 0.091441
SCE | MW | Commercial | Com - Education (Secondary School) | Lighting | Yes | Lighting - LED Lamp (Basic Low - Indoor) - Emerging | 0.41372 | 0.42863 | 0.44323 | 0.456 | 0.4694 | 0.073506 | 0.07528 | 0.076909 | 0.078475 | 0.080113 | 0.081551 | 0.083012
SCE | MW | Commercial | Com - Education (Secondary School) | Lighting | Yes | Lighting - LED Plug-In Indoor Fixture - Emerging | 0.052319 | 0.053948 | 0.055482 | 0.056682 | 0.05813 | 0.0033746 | 0.0034407 | 0.0035184 | 0.0035767 | 0.0036437 | 0.0037038 | 0.0037705
SCE | MW | Commercial | Com - Education (Secondary School) | Lighting | No | Lighting - Cold Cathode Lamp | 3.6564e-05 | 3.7078e-05 | 3.763e-05 | 3.8187e-05 | 3.878e-05 | 0 | 0 | 0 | 0 | 0 | 0 | 0
SCE | MW | Commercial | Com - Education (Secondary School) | Lighting | No | Lighting - Compact Fluorescent Fixture (Indoor) | 2.8169 | 2.8626 | 2.9114 | 2.9605 | 3.0125 | 0 | 0 | 0 | 0 | 0 | 0 | 0
SCE | MW | Commercial | Com - Education (Secondary School) | Lighting | No | Lighting - Exit Fixture (LED) | 0.17073 | 0.1681 | 0.16551 | 0.16296 | 0.16045 | 0.15798 | 0.15555 | 0.15315 | 0.15079 | 0.14847 | 0.14619 | 0.14393
SCE | MW | Commercial | Com - Education (Secondary School) | Lighting | No | Lighting - Halogen Lamp (A-Line) | 0.0066764 | 0.0067703 | 0.0068711 | 0.0069729 | 0.007081 | 0 | 0 | 0 | 0 | 0 | 0 | 0
SCE | MW | Commercial | Com - Education (Secondary School) | Lighting | No | Lighting - High Bay HID to T5 | 0.37972 | 0.38588 | 0.39246 | 0.39909 | 0.4061 | 0.41276 | 0.41891 | 0.4251 | 0.43086 | 0.43694 | 0.44283 | 0.44879
SCE | MW | Commercial | Com - Education (Secondary School) | Lighting | No | Lighting - Induction Fixture (Indoor) | 0.48725 | 0.4941 | 0.50146 | 0.50889 | 0.51678 | 0.52425 | 0.53113 | 0.53807 | 0.54449 | 0.55131 | 0.5579 | 0.56459
SCE | MW | Commercial | Com - Education (Secondary School) | Lighting | No | Lighting - Induction Fixture (Outdoor) | 0.19818 | 0.20097 | 0.20396 | 0.20698 | 0.21019 | 0.21323 | 0.21603 | 0.21885 | 0.22147 | 0.22424 | 0.22692 | 0.22964
SCE | MW | Commercial | Com - Education (Secondary School) | Lighting | No | Lighting - Light Sensor | 0.15547 | 0.15923 | 0.16319 | 0.16717 | 0.17133 | 0.17531 | 0.17901 | 0.18273 | 0.18622 | 0.18987 | 0.19341 | 0.19698
SCE | MW | Commercial | Com - Education (Secondary School) | Lighting | No | Lighting - Linear Fluorescent Delamping | 0.00045434 | 0.00044734 | 0.00033034 | 0.00021683 | 0.00010675 | 0 | 0 | 0 | 0 | 0 | 0 | 0
SCE | MW | Commercial | Com - Education (Secondary School) | Lighting | No | Lighting - Low Bay HID to T5 | 0.19272 | 0.19585 | 0.19919 | 0.20255 | 0.20611 | 0.20949 | 0.21261 | 0.21576 | 0.21868 | 0.22177 | 0.22475 | 0.22778
SCE | MW | Commercial | Com - Education (Secondary School) | Lighting | No | Lighting - Occupancy Sensor | 0.11679 | 0.11816 | 0.11964 | 0.12114 | 0.12275 | 0.12427 | 0.12565 | 0.12705 | 0.12834 | 0.12972 | 0.13105 | 0.1324
SCE | MW | Commercial | Com - Education (Secondary School) | Lighting | No | Lighting - Plug-In Fixture (Linear Fluorescent) | 0.048522 | 0.049303 | 0.050136 | 0.050976 | 0.051864 | 0 | 0 | 0 | 0 | 0 | 0 | 0
SCE | MW | Commercial | Com - Education (Secondary School) | Lighting | No | Lighting - Plug-In Fixture (MH Directional) | 0.0032362 | 0.0032883 | 0.0033439 | 0.0033999 | 0.0034591 | 0.0035154 | 0.0035673 | 0.0036196 | 0.0036683 | 0.0037197 | 0.0037694 | 0.0038198
SCE | MW | Commercial | Com - Education (Secondary School) | Lighting | No | Lighting - Plug-In Fixture (PSMH with Electronic Ballast) | 0.026105 | 0.026524 | 0.026973 | 0.027424 | 0.027902 | 0.028356 | 0.028775 | 0.029197 | 0.02959 | 0.030004 | 0.030405 | 0.030812
SCE | MW | Commercial | Com - Education (Secondary School) | SHW | No | SHW - EF Rated Instantaneous Water Heater (Electric) | 0.016586 | 0.016809 | 0.017049 | 0.017291 | 0.017549 | 0.017793 | 0.018017 | 0.018243 | 0.018452 | 0.018675 | 0.01889 | 0.019108
SCE | MW | Commercial | Com - Education (Secondary School) | Service | No | HVAC - Comprehensive Rooftop Unit Quality Maintenance | 2.5214e-06 | 2.4826e-06 | 2.4444e-06 | 2.4067e-06 | 2.3697e-06 | 2.3332e-06 | 2.2972e-06 | 2.2619e-06 | 2.227e-06 | 2.1927e-06 | 2.159e-06 | 2.1257e-06
SCE | MW | Commercial | Com - Education (Secondary School) | Service | No | Service - HVAC Fault Detection & Diagnositics | 0.0030523 | 0.0030953 | 0.0031414 | 0.0031879 | 0.0032373 | 0.0032842 | 0.0033273 | 0.0033707 | 0.0034109 | 0.0034537 | 0.0034949 | 0.0035368
SCE | MW | Commercial | Com - Education (Secondary School) | Service | No | Service - Retro-Commissioning (Electric) | 0.021946 | 0.021608 | 0.021275 | 0.020948 | 0.020625 | 0.020308 | 0.019995 | 0.019687 | 0.019384 | 0.019085 | 0.018791 | 0.018502
SCE | MW | Commercial | Com - Education (Secondary School) | WholeBlg | No | HVAC - Energy Management System | 0.0003516 | 0.00035655 | 0.00036186 | 0.00036722 | 0.00037291 | 0.00037831 | 0.00038327 | 0.00038827 | 0.00039291 | 0.00039783 | 0.00040259 | 0.00040741
SCE | MW | Commercial | Com - Education (Secondary School) | WholeBlg | No | WholeBlg - Com RET Level 1 | 5.3382 | 5.256 | 5.175 | 5.0953 | 5.0169 | 4.9396 | 4.8635 | 4.7886 | 4.7149 | 4.6423 | 4.5708 | 4.5004
SCE | MW | Commercial | Com - Education (Secondary School) | WholeBlg | No | WholeBlg - Com RET Level 2 | 50.3304 | 49.5554 | 48.7922 | 48.0408 | 47.301 | 46.5725 | 45.8553 | 45.1492 | 44.4539 | 43.7693 | 43.0952 | 42.4316
SCE | MW | Commercial | Com - Education (University) | AppPlug | No | AppPlug - Computer Monitor | 0.79743 | 0.80865 | 0.82069 | 0.83284 | 0.84576 | 0.85799 | 0.86925 | 0.8806 | 0.89111 | 0.90227 | 0.91306 | 0.92401
SCE | MW | Commercial | Com - Education (University) | AppPlug | No | AppPlug - Desktop Computer (Com - Power Management) | 0.36579 | 0.37094 | 0.37647 | 0.38204 | 0.38796 | 0.39357 | 0.39874 | 0.40394 | 0.40877 | 0.41389 | 0.41884 | 0.42386
SCE | MW | Commercial | Com - Education (University) | AppPlug | No | AppPlug - Occupancy Sensor Plug Strip | 0.42136 | 0.42729 | 0.43365 | 0.44007 | 0.4469 | 0.45336 | 0.45931 | 0.4653 | 0.47086 | 0.47676 | 0.48246 | 0.48824
SCE | MW | Commercial | Com - Education (University) | BldgEnv | No | BldgEnv - Attic Batt Insulation | 0.36152 | 0.35595 | 0.35047 | 0.34507 | 0.33976 | 0.33452 | 0.32937 | 0.3243 | 0.3193 | 0.31439 | 0.30955 | 0.30478
SCE | MW | Commercial | Com - Education (University) | BldgEnv | No | BldgEnv - Wall Spray On Insulation | 2.8563 | 2.8124 | 2.769 | 2.7264 | 2.6844 | 2.6431 | 2.6024 | 2.5623 | 2.5228 | 2.484 | 2.4457 | 2.4081
SCE | MW | Commercial | Com - Education (University) | BldgEnv | No | BldgEnv - Window Film | 2.2715 | 2.2365 | 2.2021 | 2.1682 | 2.1348 | 2.1019 | 2.0695 | 2.0377 | 2.0063 | 1.9754 | 1.945 | 1.915
SCE | MW | Commercial | Com - Education (University) | FoodServ | No | FoodServ - Electric Griddle | 0.042676 | 0.043277 | 0.043921 | 0.044572 | 0.045263 | 0.045918 | 0.04652 | 0.047127 | 0.04769 | 0.048287 | 0.048865 | 0.049451
SCE | MW | Commercial | Com - Education (University) | FoodServ | No | FoodServ - Electric Steamer | 0.023093 | 0.023418 | 0.023767 | 0.024119 | 0.024493 | 0.024847 | 0.025173 | 0.025502 | 0.025806 | 0.026129 | 0.026442 | 0.026759
SCE | MW | Commercial | Com - Education (University) | FoodServ | No | FoodServ - Fryer (Electric) | 0.0017046 | 0.0017286 | 0.0017543 | 0.0017803 | 0.0018079 | 0.0018341 | 0.0018581 | 0.0018824 | 0.0019049 | 0.0019287 | 0.0019518 | 0.0019752
SCE | MW | Commercial | Com - Education (University) | FoodServ | No | FoodServ - Oven (Electric) | 0.40564 | 0.41134 | 0.41747 | 0.42365 | 0.43022 | 0.43645 | 0.44217 | 0.44794 | 0.45329 | 0.45897 | 0.46446 | 0.47003
SCE | MW | Commercial | Com - Education (University) | HVAC | Yes | HVAC - Advanced Package Rooftop AC (> EER 12) - Emerging | 0 | 5.4919 | 5.5624 | 5.6337 | 5.7099 | 5.7819 | 5.8478 | 5.9143 | 5.9757 | 6.0412 | 6.1044 | 6.1688
SCE | MW | Commercial | Com - Education (University) | HVAC | No | HVAC - Chiller (Centrifugal) | 1.7334 | 1.7167 | 1.7007 | 1.6852 | 1.6702 | 1.6553 | 1.6402 | 1.6255 | 1.6108 | 1.5966 | 1.5826 | 1.5689
SCE | MW | Commercial | Com - Education (University) | HVAC | No | HVAC - Chiller (Reciprocating) | 1.8743 | 1.8842 | 1.8957 | 1.9074 | 1.9206 | 1.9327 | 1.9434 | 1.9543 | 1.964 | 1.9748 | 1.9852 | 1.9959
SCE | MW | Commercial | Com - Education (University) | HVAC | No | HVAC - EER Rated Package Rooftop AC (EER 11) | 2.8168 | 0 | 0 | 0 | 0 | 0 | 0 | 0 | 0 | 0 | 0 | 0
SCE | MW | Commercial | Com - Education (University) | HVAC | No | HVAC - EER Rated Package Rooftop HP (EER 11) | 0.013642 | 0 | 0 | 0 | 0 | 0 | 0 | 0 | 0 | 0 | 0 | 0
SCE | MW | Commercial | Com - Education (University) | HVAC | No | HVAC - Repair Duct System | 2.3376 | 2.3016 | 2.2662 | 2.2313 | 2.1969 | 2.1631 | 2.1298 | 2.097 | 2.0647 | 2.0329 | 2.0016 | 1.9708
SCE | MW | Commercial | Com - Education (University) | HVAC | No | HVAC - SEER Rated Package Rooftop AC (Recharge) | 2.8536 | 2.8096 | 2.7664 | 2.7238 | 2.6818 | 2.6405 | 2.5999 | 2.5598 | 2.5204 | 2.4816 | 2.4434 | 2.4057
SCE | MW | Commercial | Com - Education (University) | HVAC | No | HVAC - SEER Rated Package Rooftop AC (SEER 14) | 2.6414 | 2.6883 | 0 | 0 | 0 | 0 | 0 | 0 | 0 | 0 | 0 | 0
SCE | MW | Commercial | Com - Education (University) | HVAC | No | HVAC - SEER Rated Package Rooftop HP (SEER 15) | 2.9414 | 2.9972 | 1.4191 | 1.4468 | 1.476 | 1.5037 | 1.5295 | 1.5553 | 1.5795 | 1.6049 | 1.6295 | 1.6544
SCE | MW | Commercial | Com - Education (University) | HVAC | No | HVAC - SEER Rated Split System AC (SEER 14) | 1.2311 | 1.2504 | 1.271 | 0 | 0 | 0 | 0 | 0 | 0 | 0 | 0 | 0
SCE | MW | Commercial | Com - Education (University) | HVAC | No | HVAC - SEER Rated Split System HP (SEER 15) | 1.8658 | 1.8934 | 0.89278 | 0.90661 | 0.92129 | 0.93521 | 0.94803 | 0.96095 | 0.97294 | 0.98564 | 0.99792 | 1.0104
SCE | MW | Commercial | Com - Education (University) | Lighting | Yes | Lighting - LED Fixture (Replacing T8) - Emerging | 22.1311 | 22.9008 | 23.708 | 24.6445 | 25.5079 | 26.3643 | 27.0855 | 27.8191 | 28.535 | 29.2813 | 30.0244 | 30.6565
SCE | MW | Commercial | Com - Education (University) | Lighting | Yes | Lighting - LED Lamp (Basic High - Indoor) - Emerging | 0.6082 | 0.62846 | 0.64829 | 0.66563 | 0.68382 | 0.090236 | 0.09226 | 0.094119 | 0.095901 | 0.097567 | 0.099201 | 0.10086
SCE | MW | Commercial | Com - Education (University) | Lighting | Yes | Lighting - LED Lamp (Basic Low - Indoor) - Emerging | 0.46179 | 0.47782 | 0.49347 | 0.50707 | 0.52134 | 0.081546 | 0.083426 | 0.085144 | 0.086795 | 0.088524 | 0.090032 | 0.091565
SCE | MW | Commercial | Com - Education (University) | Lighting | Yes | Lighting - LED Plug-In Indoor Fixture - Emerging | 1.3149 | 1.3544 | 1.3915 | 1.4201 | 1.4549 | 0.084384 | 0.08596 | 0.087828 | 0.089214 | 0.090813 | 0.092242 | 0.093837
SCE | MW | Commercial | Com - Education (University) | Lighting | No | Lighting - Cold Cathode Lamp | 0.0064761 | 0.0065673 | 0.0066651 | 0.0067638 | 0.0068687 | 0 | 0 | 0 | 0 | 0 | 0 | 0
SCE | MW | Commercial | Com - Education (University) | Lighting | No | Lighting - Compact Fluorescent Fixture (Indoor) | 3.1443 | 3.1912 | 3.2414 | 3.292 | 3.3457 | 0 | 0 | 0 | 0 | 0 | 0 | 0
SCE | MW | Commercial | Com - Education (University) | Lighting | No | Lighting - Exit Fixture (LED) | 0.24079 | 0.23708 | 0.23343 | 0.22983 | 0.22629 | 0.22281 | 0.21938 | 0.216 | 0.21267 | 0.2094 | 0.20617 | 0.203
SCE | MW | Commercial | Com - Education (University) | Lighting | No | Lighting - Halogen Lamp (A-Line) | 0.0075223 | 0.0076282 | 0.0077418 | 0.0078564 | 0.0079783 | 0 | 0 | 0 | 0 | 0 | 0 | 0
SCE | MW | Commercial | Com - Education (University) | Lighting | No | Lighting - High Bay HID to T5 | 0.45442 | 0.46128 | 0.46862 | 0.47601 | 0.48386 | 0.4913 | 0.49816 | 0.50507 | 0.51149 | 0.51828 | 0.52485 | 0.53151
SCE | MW | Commercial | Com - Education (University) | Lighting | No | Lighting - Induction Fixture (Indoor) | 0.5192 | 0.5265 | 0.53435 | 0.54226 | 0.55067 | 0.55863 | 0.56596 | 0.57335 | 0.5802 | 0.58746 | 0.59448 | 0.60161
SCE | MW | Commercial | Com - Education (University) | Lighting | No | Lighting - Induction Fixture (Outdoor) | 0.22329 | 0.22644 | 0.22981 | 0.23321 | 0.23683 | 0.24025 | 0.24341 | 0.24658 | 0.24953 | 0.25265 | 0.25567 | 0.25874
SCE | MW | Commercial | Com - Education (University) | Lighting | No | Lighting - Light Sensor | 0.47056 | 0.48331 | 0.49671 | 0.51015 | 0.5242 | 0.53761 | 0.55016 | 0.56273 | 0.57455 | 0.58687 | 0.59884 | 0.61089
SCE | MW | Commercial | Com - Education (University) | Lighting | No | Lighting - Linear Fluorescent Delamping | 0.013711 | 0.0135 | 0.0099691 | 0.0065437 | 0.0032215 | 0 | 0 | 0 | 0 | 0 | 0 | 0
SCE | MW | Commercial | Com - Education (University) | Lighting | No | Lighting - Low Bay HID to T5 | 0.23064 | 0.23412 | 0.23784 | 0.2416 | 0.24558 | 0.24936 | 0.25284 | 0.25634 | 0.2596 | 0.26305 | 0.26638 | 0.26976
SCE | MW | Commercial | Com - Education (University) | Lighting | No | Lighting - Occupancy Sensor | 0.39737 | 0.40301 | 0.40906 | 0.41517 | 0.42165 | 0.4278 | 0.43345 | 0.43915 | 0.44443 | 0.45004 | 0.45546 | 0.46096
SCE | MW | Commercial | Com - Education (University) | Lighting | No | Lighting - Plug-In Fixture (Linear Fluorescent) | 1.2104 | 1.2287 | 1.2483 | 1.2681 | 1.2891 | 0 | 0 | 0 | 0 | 0 | 0 | 0
SCE | MW | Commercial | Com - Education (University) | Lighting | No | Lighting - Plug-In Fixture (MH Directional) | 0.080727 | 0.081949 | 0.083258 | 0.084577 | 0.085975 | 0.087302 | 0.088525 | 0.089757 | 0.090901 | 0.092112 | 0.093283 | 0.094471
SCE | MW | Commercial | Com - Education (University) | Lighting | No | Lighting - Plug-In Fixture (PSMH with Electronic Ballast) | 0.65117 | 0.66103 | 0.67159 | 0.68222 | 0.69351 | 0.7042 | 0.71407 | 0.72401 | 0.73324 | 0.74301 | 0.75245 | 0.76203
SCE | MW | Commercial | Com - Education (University) | SHW | No | SHW - EF Rated Instantaneous Water Heater (Electric) | 0.011185 | 0.011345 | 0.011516 | 0.011688 | 0.011871 | 0.012045 | 0.012205 | 0.012366 | 0.012515 | 0.012673 | 0.012826 | 0.012982
SCE | MW | Commercial | Com - Education (University) | Service | No | HVAC - Comprehensive Rooftop Unit Quality Maintenance | 2.8409e-06 | 2.7972e-06 | 2.7541e-06 | 2.7117e-06 | 2.6699e-06 | 2.6288e-06 | 2.5883e-06 | 2.5485e-06 | 2.5092e-06 | 2.4706e-06 | 2.4325e-06 | 2.3951e-06
SCE | MW | Commercial | Com - Education (University) | Service | No | Service - HVAC Fault Detection & Diagnositics | 0.0034391 | 0.0034875 | 0.0035394 | 0.0035918 | 0.0036475 | 0.0037003 | 0.0037489 | 0.0037978 | 0.0038431 | 0.0038913 | 0.0039378 | 0.003985
SCE | MW | Commercial | Com - Education (University) | Service | No | Service - Retro-Commissioning (Electric) | 0.024727 | 0.024346 | 0.023971 | 0.023602 | 0.023239 | 0.022881 | 0.022528 | 0.022181 | 0.02184 | 0.021504 | 0.021172 | 0.020846
SCE | MW | Commercial | Com - Education (University) | WholeBlg | No | HVAC - Energy Management System | 0.00039615 | 0.00040173 | 0.00040771 | 0.00041375 | 0.00042016 | 0.00042624 | 0.00043183 | 0.00043747 | 0.0004427 | 0.00044824 | 0.0004536 | 0.00045904
SCE | MW | Commercial | Com - Education (University) | WholeBlg | No | WholeBlg - Com RET Level 1 | 5.8247 | 5.735 | 5.6467 | 5.5598 | 5.4741 | 5.3898 | 5.3068 | 5.2251 | 5.1446 | 5.0654 | 4.9874 | 4.9106
SCE | MW | Commercial | Com - Education (University) | WholeBlg | No | WholeBlg - Com RET Level 2 | 46.3618 | 45.6478 | 44.9449 | 44.2527 | 43.5712 | 42.9002 | 42.2396 | 41.5891 | 40.9486 | 40.318 | 39.6971 | 39.0858
SCE | MW | Commercial | Com - Grocery | AppPlug | No | AppPlug - Computer Monitor | 2.0468 | 2.0756 | 2.1065 | 2.1377 | 2.1708 | 2.2022 | 2.2311 | 2.2603 | 2.2873 | 2.3159 | 2.3436 | 2.3717
SCE | MW | Commercial | Com - Grocery | AppPlug | No | AppPlug - Desktop Computer (Com - Power Management) | 0.93889 | 0.9521 | 0.96629 | 0.98059 | 0.9958 | 1.0102 | 1.0235 | 1.0368 | 1.0492 | 1.0623 | 1.075 | 1.0879
SCE | MW | Commercial | Com - Grocery | AppPlug | No | AppPlug - Occupancy Sensor Plug Strip | 1.0815 | 1.0967 | 1.1131 | 1.1295 | 1.1471 | 1.1637 | 1.1789 | 1.1943 | 1.2086 | 1.2237 | 1.2383 | 1.2532
SCE | MW | Commercial | Com - Grocery | BldgEnv | No | BldgEnv - Attic Batt Insulation | 1.8859 | 1.8569 | 1.8283 | 1.8001 | 1.7724 | 1.7451 | 1.7182 | 1.6918 | 1.6657 | 1.6401 | 1.6148 | 1.5899
SCE | MW | Commercial | Com - Grocery | BldgEnv | No | BldgEnv - Wall Spray On Insulation | 7.3315 | 7.2186 | 7.1074 | 6.998 | 6.8902 | 6.7841 | 6.6796 | 6.5767 | 6.4755 | 6.3757 | 6.2776 | 6.1809
SCE | MW | Commercial | Com - Grocery | BldgEnv | No | BldgEnv - Window Film | 3.1197 | 3.0717 | 3.0244 | 2.9778 | 2.9319 | 2.8868 | 2.8423 | 2.7986 | 2.7555 | 2.713 | 2.6712 | 2.6301
SCE | MW | Commercial | Com - Grocery | ComRefrig | No | ComRefrig - Door Gasket (Reach-In Refrigerator) | 18.5111 | 18.2261 | 17.9454 | 17.669 | 17.3969 | 17.129 | 16.8652 | 16.6055 | 16.3498 | 16.098 | 15.8501 | 15.606
SCE | MW | Commercial | Com - Grocery | ComRefrig | No | ComRefrig - Door Gasket (Walk-In Refrigerator) | 1.0525 | 1.0362 | 1.0203 | 1.0046 | 0.98911 | 0.97388 | 0.95888 | 0.94411 | 0.92957 | 0.91526 | 0.90116 | 0.88728
SCE | MW | Commercial | Com - Grocery | ComRefrig | No | ComRefrig - Refrigerated Case Night Cover (Low Temp) | 4.9512 | 4.875 | 4.7999 | 4.726 | 4.6532 | 4.5815 | 4.511 | 4.4415 | 4.3731 | 4.3058 | 4.2395 | 4.1742
SCE | MW | Commercial | Com - Grocery | ComRefrig | No | ComRefrig - Refrigerated Case Night Cover (Med Temp) | 9.4238 | 9.2787 | 9.1358 | 8.9951 | 8.8566 | 8.7202 | 8.5859 | 8.4537 | 8.3235 | 8.1953 | 8.0691 | 7.9449
SCE | MW | Commercial | Com - Grocery | ComRefrig | No | ComRefrig - Strip Curtain for Walk In Refrigerator | 1.8809 | 1.8519 | 1.8234 | 1.7953 | 1.7677 | 1.7405 | 1.7137 | 1.6873 | 1.6613 | 1.6357 | 1.6105 | 1.5857
SCE | MW | Commercial | Com - Grocery | FoodServ | No | FoodServ - Electric Steamer | 0.72116 | 0.73131 | 0.7422 | 0.75319 | 0.76487 | 0.77594 | 0.78612 | 0.79638 | 0.80589 | 0.81598 | 0.82574 | 0.83564
SCE | MW | Commercial | Com - Grocery | FoodServ | No | FoodServ - Oven (Electric) | 0.29226 | 0.29637 | 0.30078 | 0.30524 | 0.30997 | 0.31445 | 0.31858 | 0.32274 | 0.32659 | 0.33068 | 0.33464 | 0.33865
SCE | MW | Commercial | Com - Grocery | HVAC | Yes | HVAC - Advanced Package Rooftop AC (> EER 12) - Emerging | 0 | 19.5679 | 19.2665 | 18.9698 | 18.6777 | 18.39 | 18.1068 | 17.828 | 17.5534 | 17.2831 | 17.017 | 16.7549
SCE | MW | Commercial | Com - Grocery | HVAC | No | HVAC - EER Rated Package Rooftop HP (EER 11) | 1.6394 | 0.11852 | 0.18038 | 0.24204 | 0.30522 | 0.36618 | 0.42415 | 0.48191 | 0.53707 | 0.59349 | 0.6485 | 0.70352
SCE | MW | Commercial | Com - Grocery | HVAC | No | HVAC - Repair Duct System | 9.7598 | 9.6095 | 9.4615 | 9.3158 | 9.1723 | 9.0311 | 8.892 | 8.7551 | 8.6202 | 8.4875 | 8.3568 | 8.2281
SCE | MW | Commercial | Com - Grocery | HVAC | No | HVAC - SEER Rated Package Rooftop AC (Recharge) | 14.3259 | 14.1052 | 13.888 | 13.6741 | 13.4636 | 13.2562 | 13.0521 | 12.8511 | 12.6532 | 12.4583 | 12.2665 | 12.0776
SCE | MW | Commercial | Com - Grocery | HVAC | No | HVAC - SEER Rated Package Rooftop AC (SEER 14) | 15.2381 | 15.4592 | 0 | 0 | 0 | 0 | 0 | 0 | 0 | 0 | 0 | 0
SCE | MW | Commercial | Com - Grocery | HVAC | No | HVAC - SEER Rated Package Rooftop HP (SEER 15) | 10.8504 | 11.1137 | 5.2888 | 5.4181 | 5.5535 | 5.6827 | 5.8032 | 5.9242 | 6.0376 | 6.1562 | 6.2713 | 6.3873
SCE | MW | Commercial | Com - Grocery | HVAC | No | HVAC - SEER Rated Split System AC (SEER 14) | 6.6087 | 6.7171 | 6.8328 | 0 | 0 | 0 | 0 | 0 | 0 | 0 | 0 | 0
SCE | MW | Commercial | Com - Grocery | Lighting | Yes | Lighting - LED Fixture (Replacing T8) - Emerging | 55.5017 | 57.4367 | 59.4659 | 61.8196 | 63.9903 | 66.1433 | 67.9572 | 69.8022 | 71.6028 | 73.4797 | 75.3487 | 76.9393
SCE | MW | Commercial | Com - Grocery | Lighting | Yes | Lighting - LED Lamp (Basic High - Indoor) - Emerging | 1.2753 | 1.3179 | 1.3596 | 1.396 | 1.4343 | 0.18928 | 0.19354 | 0.19745 | 0.2012 | 0.20471 | 0.20815 | 0.21165
SCE | MW | Commercial | Com - Grocery | Lighting | Yes | Lighting - LED Lamp (Basic Low - Indoor) - Emerging | 32.0098 | 33.1235 | 34.2108 | 35.1565 | 36.1483 | 5.6546 | 5.7854 | 5.9049 | 6.0197 | 6.14 | 6.2449 | 6.3516
SCE | MW | Commercial | Com - Grocery | Lighting | Yes | Lighting - LED Plug-In Indoor Fixture - Emerging | 3.8882 | 4.0049 | 4.1145 | 4.1992 | 4.3021 | 0.24952 | 0.25418 | 0.25971 | 0.26381 | 0.26853 | 0.27276 | 0.27748
SCE | MW | Commercial | Com - Grocery | Lighting | No | Lighting - Cold Cathode Lamp | 0.034638 | 0.035125 | 0.035648 | 0.036176 | 0.036737 | 0 | 0 | 0 | 0 | 0 | 0 | 0
SCE | MW | Commercial | Com - Grocery | Lighting | No | Lighting - Compact Fluorescent Fixture (Indoor) | 5.8094 | 5.8965 | 5.9897 | 6.0838 | 6.1835 | 0 | 0 | 0 | 0 | 0 | 0 | 0
SCE | MW | Commercial | Com - Grocery | Lighting | No | Lighting - Exit Fixture (LED) | 0.6177 | 0.60819 | 0.59883 | 0.5896 | 0.58052 | 0.57158 | 0.56278 | 0.55411 | 0.54558 | 0.53718 | 0.52891 | 0.52076
SCE | MW | Commercial | Com - Grocery | Lighting | No | Lighting - Halogen Lamp (A-Line) | 0.019308 | 0.019579 | 0.019871 | 0.020165 | 0.020478 | 0 | 0 | 0 | 0 | 0 | 0 | 0
SCE | MW | Commercial | Com - Grocery | Lighting | No | Lighting - Induction Fixture (Indoor) | 1.3217 | 1.3403 | 1.3603 | 1.3804 | 1.4018 | 1.4221 | 1.4408 | 1.4596 | 1.477 | 1.4955 | 1.5134 | 1.5315
SCE | MW | Commercial | Com - Grocery | Lighting | No | Lighting - Induction Fixture (Outdoor) | 0.57314 | 0.5812 | 0.58986 | 0.59859 | 0.60787 | 0.61667 | 0.62476 | 0.63291 | 0.64047 | 0.64849 | 0.65624 | 0.66411
SCE | MW | Commercial | Com - Grocery | Lighting | No | Lighting - Linear Fluorescent Delamping | 0.058599 | 0.057696 | 0.042606 | 0.027966 | 0.013768 | 0 | 0 | 0 | 0 | 0 | 0 | 0
SCE | MW | Commercial | Com - Grocery | Lighting | No | Lighting - Occupancy Sensor | 0.23734 | 0.24119 | 0.24531 | 0.24946 | 0.25385 | 0.25802 | 0.26187 | 0.26574 | 0.26935 | 0.27315 | 0.27684 | 0.28057
SCE | MW | Commercial | Com - Grocery | Lighting | No | Lighting - Plug-In Fixture (Linear Fluorescent) | 3.5359 | 3.5896 | 3.647 | 3.7048 | 3.7662 | 0 | 0 | 0 | 0 | 0 | 0 | 0
SCE | MW | Commercial | Com - Grocery | Lighting | No | Lighting - Plug-In Fixture (MH Directional) | 0.23583 | 0.23941 | 0.24324 | 0.2471 | 0.25119 | 0.25507 | 0.25865 | 0.26225 | 0.2656 | 0.26914 | 0.27257 | 0.27604
SCE | MW | Commercial | Com - Grocery | Lighting | No | Lighting - Plug-In Fixture (PSMH with Electronic Ballast) | 1.9023 | 1.9312 | 1.962 | 1.9932 | 2.0262 | 2.0575 | 2.0863 | 2.1154 | 2.1424 | 2.171 | 2.1986 | 2.2266
SCE | MW | Commercial | Com - Grocery | SHW | No | SHW - EF Rated Instantaneous Water Heater (Electric) | 0.054921 | 0.055409 | 0.055946 | 0.056491 | 0.057082 | 0.057636 | 0.058137 | 0.058646 | 0.059109 | 0.059611 | 0.060093 | 0.060587
SCE | MW | Commercial | Com - Grocery | Service | No | HVAC - Comprehensive Rooftop Unit Quality Maintenance | 7.2919e-06 | 7.1796e-06 | 7.069e-06 | 6.9602e-06 | 6.853e-06 | 6.7475e-06 | 6.6435e-06 | 6.5412e-06 | 6.4405e-06 | 6.3413e-06 | 6.2437e-06 | 6.1475e-06
SCE | MW | Commercial | Com - Grocery | Service | No | Service - HVAC Fault Detection & Diagnositics | 0.0088273 | 0.0089514 | 0.0090848 | 0.0092193 | 0.0093623 | 0.0094977 | 0.0096223 | 0.0097479 | 0.0098643 | 0.0099879 | 0.010107 | 0.010228
SCE | MW | Commercial | Com - Grocery | Service | No | Service - Retro-Commissioning (Electric) | 0.063468 | 0.06249 | 0.061528 | 0.06058 | 0.059648 | 0.058729 | 0.057825 | 0.056934 | 0.056057 | 0.055194 | 0.054344 | 0.053507
SCE | MW | Commercial | Com - Grocery | WholeBlg | No | HVAC - Energy Management System | 0.0010168 | 0.0010311 | 0.0010465 | 0.001062 | 0.0010785 | 0.001094 | 0.0011084 | 0.0011229 | 0.0011363 | 0.0011505 | 0.0011643 | 0.0011782
SCE | MW | Commercial | Com - Grocery | WholeBlg | No | WholeBlg - Com RET Level 1 | 34.4641 | 33.9334 | 33.4108 | 32.8963 | 32.3897 | 31.8909 | 31.3998 | 30.9162 | 30.4401 | 29.9713 | 29.5098 | 29.0553
SCE | MW | Commercial | Com - Grocery | WholeBlg | No | WholeBlg - Com RET Level 2 | 217.8329 | 214.4783 | 211.1753 | 207.9232 | 204.7212 | 201.5685 | 198.4644 | 195.408 | 192.3987 | 189.4358 | 186.5185 | 183.6461
SCE | MW | Commercial | Com - Hospital | AppPlug | No | AppPlug - Computer Monitor | 1.0031 | 1.0172 | 1.0324 | 1.0477 | 1.0639 | 1.0793 | 1.0935 | 1.1077 | 1.121 | 1.135 | 1.1486 | 1.1623
SCE | MW | Commercial | Com - Hospital | AppPlug | No | AppPlug - Desktop Computer (Com - Power Management) | 0.46014 | 0.46661 | 0.47356 | 0.48058 | 0.48803 | 0.49509 | 0.50158 | 0.50813 | 0.5142 | 0.52064 | 0.52686 | 0.53318
SCE | MW | Commercial | Com - Hospital | AppPlug | No | AppPlug - Occupancy Sensor Plug Strip | 0.53004 | 0.53749 | 0.5455 | 0.55358 | 0.56216 | 0.57029 | 0.57778 | 0.58532 | 0.59231 | 0.59973 | 0.6069 | 0.61417
SCE | MW | Commercial | Com - Hospital | BldgEnv | No | BldgEnv - Attic Batt Insulation | 0.20446 | 0.20131 | 0.19821 | 0.19516 | 0.19215 | 0.1892 | 0.18628 | 0.18341 | 0.18059 | 0.17781 | 0.17507 | 0.17237
SCE | MW | Commercial | Com - Hospital | BldgEnv | No | BldgEnv - Wall Spray On Insulation | 3.4406 | 3.3876 | 3.3354 | 3.2841 | 3.2335 | 3.1837 | 3.1347 | 3.0864 | 3.0389 | 2.9921 | 2.946 | 2.9006
SCE | MW | Commercial | Com - Hospital | BldgEnv | No | BldgEnv - Window Film | 2.4107 | 2.3735 | 2.337 | 2.301 | 2.2656 | 2.2307 | 2.1963 | 2.1625 | 2.1292 | 2.0964 | 2.0641 | 2.0323
SCE | MW | Commercial | Com - Hospital | FoodServ | No | FoodServ - Electric Steamer | 0.082306 | 0.083464 | 0.084708 | 0.085962 | 0.087295 | 0.088557 | 0.089719 | 0.09089 | 0.091976 | 0.093128 | 0.094241 | 0.095371
SCE | MW | Commercial | Com - Hospital | FoodServ | No | FoodServ - Oven (Electric) | 0.071616 | 0.072623 | 0.073705 | 0.074796 | 0.075956 | 0.077055 | 0.078066 | 0.079085 | 0.080029 | 0.081032 | 0.082 | 0.082983
SCE | MW | Commercial | Com - Hospital | HVAC | Yes | HVAC - Advanced Package Rooftop AC (> EER 12) - Emerging | 0 | 7.6836 | 7.7438 | 7.8051 | 7.8724 | 7.9352 | 7.9912 | 8.0483 | 8.0998 | 8.1563 | 8.2105 | 8.2662
SCE | MW | Commercial | Com - Hospital | HVAC | Yes | HVAC - Energy Recovery Ventilation - Emerging | 1.683 | 1.7066 | 1.7321 | 1.7577 | 1.785 | 1.8108 | 1.8345 | 1.8585 | 1.8807 | 1.9042 | 1.927 | 1.9501
SCE | MW | Commercial | Com - Hospital | HVAC | No | HVAC - Chiller (Centrifugal) | 2.8434 | 2.8124 | 2.7824 | 2.7529 | 2.7245 | 2.6962 | 2.668 | 2.6403 | 2.6127 | 2.5859 | 2.5595 | 2.5336
SCE | MW | Commercial | Com - Hospital | HVAC | No | HVAC - Chiller (Reciprocating) | 4.0018 | 4.033 | 4.0676 | 4.1029 | 4.1414 | 4.1774 | 4.2097 | 4.2426 | 4.2724 | 4.3048 | 4.336 | 4.368
SCE | MW | Commercial | Com - Hospital | HVAC | No | HVAC - Demand Controlled Ventilation | 0.17687 | 0.17936 | 0.18203 | 0.18472 | 0.18759 | 0.1903 | 0.1928 | 0.19532 | 0.19765 | 0.20012 | 0.20252 | 0.20494
SCE | MW | Commercial | Com - Hospital | HVAC | No | HVAC - Direct Evaporative Cooler | 1.2702 | 1.2881 | 1.3072 | 1.3266 | 1.3472 | 1.3667 | 1.3846 | 1.4027 | 1.4194 | 1.4372 | 1.4544 | 1.4718
SCE | MW | Commercial | Com - Hospital | HVAC | No | HVAC - EER Rated Package Rooftop AC (EER 11) | 3.8797 | 0 | 0 | 0 | 0 | 0 | 0 | 0 | 0 | 0 | 0 | 0
SCE | MW | Commercial | Com - Hospital | HVAC | No | HVAC - Repair Duct System | 3.6404 | 3.5844 | 3.5292 | 3.4748 | 3.4213 | 3.3686 | 3.3167 | 3.2657 | 3.2154 | 3.1658 | 3.1171 | 3.0691
SCE | MW | Commercial | Com - Hospital | HVAC | No | HVAC - SEER Rated Package Rooftop AC (Recharge) | 4.7822 | 4.7085 | 4.636 | 4.5646 | 4.4943 | 4.4251 | 4.357 | 4.2899 | 4.2238 | 4.1588 | 4.0947 | 4.0317
SCE | MW | Commercial | Com - Hospital | HVAC | No | HVAC - SEER Rated Package Rooftop AC (SEER 14) | 5.3965 | 5.4681 | 0 | 0 | 0 | 0 | 0 | 0 | 0 | 0 | 0 | 0
SCE | MW | Commercial | Com - Hospital | HVAC | No | HVAC - SEER Rated Package Rooftop HP (SEER 15) | 4.2894 | 4.3582 | 2.0576 | 2.0919 | 2.1283 | 2.1628 | 2.1947 | 2.2268 | 2.2567 | 2.2882 | 2.3187 | 2.3496
SCE | MW | Commercial | Com - Hospital | HVAC | No | HVAC - SEER Rated Split System AC (SEER 14) | 2.2173 | 2.248 | 2.281 | 0 | 0 | 0 | 0 | 0 | 0 | 0 | 0 | 0
SCE | MW | Commercial | Com - Hospital | HVAC | No | HVAC - SEER Rated Split System HP (SEER 15) | 3.0076 | 3.0499 | 1.4371 | 1.4583 | 1.4809 | 1.5023 | 1.522 | 1.5418 | 1.5602 | 1.5797 | 1.5986 | 1.6177
SCE | MW | Commercial | Com - Hospital | Lighting | Yes | Lighting - LED Fixture (Replacing T8) - Emerging | 15.8963 | 16.418 | 16.9646 | 17.6025 | 18.1861 | 18.7647 | 19.2476 | 19.7386 | 20.2176 | 20.7169 | 21.2139 | 21.6319
SCE | MW | Commercial | Com - Hospital | Lighting | Yes | Lighting - LED Lamp (Basic High - Indoor) - Emerging | 0.2005 | 0.20685 | 0.21304 | 0.2184 | 0.22402 | 0.029519 | 0.030141 | 0.030709 | 0.031252 | 0.031757 | 0.032252 | 0.032756
SCE | MW | Commercial | Com - Hospital | Lighting | Yes | Lighting - LED Lamp (Basic Low - Indoor) - Emerging | 3.7122 | 3.8349 | 3.9541 | 4.0569 | 4.1646 | 0.65048 | 0.66459 | 0.6774 | 0.6897 | 0.7026 | 0.71375 | 0.7251
SCE | MW | Commercial | Com - Hospital | Lighting | Yes | Lighting - LED Plug-In Indoor Fixture - Emerging | 2.6752 | 2.751 | 2.8215 | 2.8749 | 2.9407 | 0.1703 | 0.17324 | 0.17676 | 0.17933 | 0.18231 | 0.18496 | 0.18794
SCE | MW | Commercial | Com - Hospital | Lighting | No | Lighting - Cold Cathode Lamp | 0.025928 | 0.026292 | 0.026684 | 0.027079 | 0.027499 | 0 | 0 | 0 | 0 | 0 | 0 | 0
SCE | MW | Commercial | Com - Hospital | Lighting | No | Lighting - Compact Fluorescent Fixture (Indoor) | 4.3284 | 4.3859 | 4.4478 | 4.5103 | 4.5769 | 0 | 0 | 0 | 0 | 0 | 0 | 0
SCE | MW | Commercial | Com - Hospital | Lighting | No | Lighting - Exit Fixture (LED) | 0.28733 | 0.28291 | 0.27855 | 0.27426 | 0.27004 | 0.26588 | 0.26178 | 0.25775 | 0.25378 | 0.24987 | 0.24603 | 0.24224
SCE | MW | Commercial | Com - Hospital | Lighting | No | Lighting - Halogen Lamp (A-Line) | 0.0094625 | 0.0095956 | 0.0097386 | 0.0098828 | 0.010036 | 0 | 0 | 0 | 0 | 0 | 0 | 0
SCE | MW | Commercial | Com - Hospital | Lighting | No | Lighting - High Bay HID to T5 | 0.41069 | 0.4161 | 0.42192 | 0.42779 | 0.43406 | 0.43998 | 0.44542 | 0.45091 | 0.45598 | 0.46138 | 0.4666 | 0.47189
SCE | MW | Commercial | Com - Hospital | Lighting | No | Lighting - Induction Fixture (Indoor) | 0.60493 | 0.61344 | 0.62258 | 0.6318 | 0.6416 | 0.65088 | 0.65942 | 0.66802 | 0.676 | 0.68447 | 0.69265 | 0.70095
SCE | MW | Commercial | Com - Hospital | Lighting | No | Lighting - Induction Fixture (Outdoor) | 0.28089 | 0.28484 | 0.28908 | 0.29336 | 0.29791 | 0.30222 | 0.30619 | 0.31018 | 0.31389 | 0.31782 | 0.32162 | 0.32547
SCE | MW | Commercial | Com - Hospital | Lighting | No | Lighting - Linear Fluorescent Delamping | 0.14348 | 0.14127 | 0.10432 | 0.068474 | 0.03371 | 0 | 0 | 0 | 0 | 0 | 0 | 0
SCE | MW | Commercial | Com - Hospital | Lighting | No | Lighting - Low Bay HID to T5 | 0.017833 | 0.018068 | 0.01832 | 0.018576 | 0.018848 | 0.019105 | 0.019341 | 0.019579 | 0.0198 | 0.020034 | 0.02026 | 0.020491
SCE | MW | Commercial | Com - Hospital | Lighting | No | Lighting - Occupancy Sensor | 0.35065 | 0.35573 | 0.36118 | 0.36668 | 0.37251 | 0.37804 | 0.38314 | 0.38827 | 0.39303 | 0.39808 | 0.40295 | 0.4079
SCE | MW | Commercial | Com - Hospital | Lighting | No | Lighting - Plug-In Fixture (Linear Fluorescent) | 2.4838 | 2.5165 | 2.5518 | 2.5873 | 2.6252 | 0 | 0 | 0 | 0 | 0 | 0 | 0
SCE | MW | Commercial | Com - Hospital | Lighting | No | Lighting - Plug-In Fixture (MH Directional) | 0.16566 | 0.16784 | 0.17019 | 0.17256 | 0.17509 | 0.17748 | 0.17967 | 0.18189 | 0.18393 | 0.18611 | 0.18821 | 0.19035
SCE | MW | Commercial | Com - Hospital | Lighting | No | Lighting - Plug-In Fixture (PSMH with Electronic Ballast) | 1.3363 | 1.3539 | 1.3728 | 1.3919 | 1.4123 | 1.4316 | 1.4493 | 1.4671 | 1.4837 | 1.5012 | 1.5182 | 1.5354
SCE | MW | Commercial | Com - Hospital | SHW | No | SHW - EF Rated Instantaneous Water Heater (Electric) | 0.025984 | 0.026361 | 0.026765 | 0.027172 | 0.027605 | 0.028015 | 0.028392 | 0.028773 | 0.029126 | 0.0295 | 0.029861 | 0.030228
SCE | MW | Commercial | Com - Hospital | Service | No | HVAC - Comprehensive Rooftop Unit Quality Maintenance | 3.5737e-06 | 3.5186e-06 | 3.4644e-06 | 3.4111e-06 | 3.3586e-06 | 3.3068e-06 | 3.2559e-06 | 3.2058e-06 | 3.1564e-06 | 3.1078e-06 | 3.0599e-06 | 3.0128e-06
SCE | MW | Commercial | Com - Hospital | Service | No | Service - HVAC Fault Detection & Diagnositics | 0.0043261 | 0.004387 | 0.0044523 | 0.0045183 | 0.0045883 | 0.0046547 | 0.0047158 | 0.0047773 | 0.0048344 | 0.0048949 | 0.0049534 | 0.0050128
SCE | MW | Commercial | Com - Hospital | Service | No | Service - Retro-Commissioning (Electric) | 0.031105 | 0.030626 | 0.030154 | 0.02969 | 0.029232 | 0.028782 | 0.028339 | 0.027903 | 0.027473 | 0.02705 | 0.026633 | 0.026223
SCE | MW | Commercial | Com - Hospital | WholeBlg | No | HVAC - Energy Management System | 0.00049833 | 0.00050534 | 0.00051287 | 0.00052046 | 0.00052853 | 0.00053618 | 0.00054321 | 0.0005503 | 0.00055688 | 0.00056385 | 0.00057059 | 0.00057743
SCE | MW | Commercial | Com - Hospital | WholeBlg | No | WholeBlg - Com RET Level 1 | 9.6494 | 9.5008 | 9.3545 | 9.2104 | 9.0686 | 8.9289 | 8.7914 | 8.656 | 8.5227 | 8.3915 | 8.2622 | 8.135
SCE | MW | Commercial | Com - Hospital | WholeBlg | No | WholeBlg - Com RET Level 2 | 61.4264 | 60.4805 | 59.5491 | 58.632 | 57.7291 | 56.84 | 55.9647 | 55.1028 | 54.2543 | 53.4187 | 52.5961 | 51.7861
SCE | MW | Commercial | Com - Hotel | AppPlug | No | AppPlug - Computer Monitor | 0.95364 | 0.96706 | 0.98147 | 0.996 | 1.0114 | 1.0261 | 1.0395 | 1.0531 | 1.0657 | 1.079 | 1.0919 | 1.105
SCE | MW | Commercial | Com - Hotel | AppPlug | No | AppPlug - Desktop Computer (Com - Power Management) | 0.43745 | 0.4436 | 0.45021 | 0.45688 | 0.46396 | 0.47067 | 0.47685 | 0.48307 | 0.48884 | 0.49497 | 0.50088 | 0.50689
SCE | MW | Commercial | Com - Hotel | AppPlug | No | AppPlug - Occupancy Sensor Plug Strip | 0.5039 | 0.51099 | 0.5186 | 0.52628 | 0.53444 | 0.54217 | 0.54929 | 0.55646 | 0.5631 | 0.57015 | 0.57697 | 0.58389
SCE | MW | Commercial | Com - Hotel | BldgEnv | No | BldgEnv - Attic Batt Insulation | 0.21358 | 0.21029 | 0.20705 | 0.20386 | 0.20072 | 0.19763 | 0.19459 | 0.19159 | 0.18864 | 0.18573 | 0.18287 | 0.18006
SCE | MW | Commercial | Com - Hotel | BldgEnv | No | BldgEnv - Wall Spray On Insulation | 3.2709 | 3.2206 | 3.171 | 3.1221 | 3.0741 | 3.0267 | 2.9801 | 2.9342 | 2.889 | 2.8445 | 2.8007 | 2.7576
SCE | MW | Commercial | Com - Hotel | BldgEnv | No | BldgEnv - Window Film | 7.0786 | 6.9696 | 6.8622 | 6.7566 | 6.6525 | 6.5501 | 6.4492 | 6.3499 | 6.2521 | 6.1558 | 6.061 | 5.9677
SCE | MW | Commercial | Com - Hotel | FoodServ | No | FoodServ - Electric Griddle | 0.0057996 | 0.0058812 | 0.0059688 | 0.0060572 | 0.0061511 | 0.0062401 | 0.006322 | 0.0064045 | 0.006481 | 0.0065621 | 0.0066406 | 0.0067202
SCE | MW | Commercial | Com - Hotel | FoodServ | No | FoodServ - Electric Steamer | 0.036822 | 0.037341 | 0.037897 | 0.038458 | 0.039054 | 0.039619 | 0.040139 | 0.040663 | 0.041149 | 0.041664 | 0.042162 | 0.042667
SCE | MW | Commercial | Com - Hotel | FoodServ | No | FoodServ - Fryer (Electric) | 0.0032616 | 0.0033075 | 0.0033568 | 0.0034065 | 0.0034593 | 0.0035094 | 0.0035554 | 0.0036018 | 0.0036448 | 0.0036905 | 0.0037346 | 0.0037794
SCE | MW | Commercial | Com - Hotel | FoodServ | No | FoodServ - Oven (Electric) | 0.034042 | 0.034521 | 0.035035 | 0.035554 | 0.036105 | 0.036628 | 0.037108 | 0.037593 | 0.038042 | 0.038518 | 0.038978 | 0.039446
SCE | MW | Commercial | Com - Hotel | HVAC | Yes | HVAC - Advanced Package Rooftop AC (> EER 12) - Emerging | 0 | 5.1721 | 5.2287 | 5.286 | 5.3478 | 5.4059 | 5.4587 | 5.5122 | 5.5612 | 5.6139 | 5.6647 | 5.7166
SCE | MW | Commercial | Com - Hotel | HVAC | Yes | HVAC - Energy Recovery Ventilation - Emerging | 0.47113 | 0.47776 | 0.48487 | 0.49205 | 0.49968 | 0.50691 | 0.51356 | 0.52027 | 0.52648 | 0.53307 | 0.53945 | 0.54591
SCE | MW | Commercial | Com - Hotel | HVAC | No | HVAC - Chiller (Centrifugal) | 1.8994 | 1.8807 | 1.8628 | 1.8453 | 1.8286 | 1.8118 | 1.795 | 1.7785 | 1.762 | 1.7461 | 1.7304 | 1.715
SCE | MW | Commercial | Com - Hotel | HVAC | No | HVAC - Chiller (Reciprocating) | 2.1457 | 2.1593 | 2.1747 | 2.1904 | 2.2078 | 2.224 | 2.2383 | 2.253 | 2.2661 | 2.2806 | 2.2945 | 2.3088
SCE | MW | Commercial | Com - Hotel | HVAC | No | HVAC - Demand Controlled Ventilation | 1.1934 | 1.2102 | 1.2283 | 1.2464 | 1.2658 | 1.2841 | 1.3009 | 1.3179 | 1.3337 | 1.3504 | 1.3665 | 1.3829
SCE | MW | Commercial | Com - Hotel | HVAC | No | HVAC - EER Rated Package Rooftop AC (EER 11) | 2.6425 | 0 | 0 | 0 | 0 | 0 | 0 | 0 | 0 | 0 | 0 | 0
SCE | MW | Commercial | Com - Hotel | HVAC | No | HVAC - Repair Duct System | 2.2317 | 2.1973 | 2.1635 | 2.1302 | 2.0973 | 2.065 | 2.0332 | 2.0019 | 1.9711 | 1.9407 | 1.9109 | 1.8814
SCE | MW | Commercial | Com - Hotel | HVAC | No | HVAC - SEER Rated Package Rooftop AC (Recharge) | 2.9056 | 2.8608 | 2.8168 | 2.7734 | 2.7307 | 2.6886 | 2.6472 | 2.6065 | 2.5663 | 2.5268 | 2.4879 | 2.4496
SCE | MW | Commercial | Com - Hotel | HVAC | No | HVAC - SEER Rated Package Rooftop AC (SEER 14) | 3.329 | 3.3714 | 0 | 0 | 0 | 0 | 0 | 0 | 0 | 0 | 0 | 0
SCE | MW | Commercial | Com - Hotel | HVAC | No | HVAC - SEER Rated Package Rooftop HP (SEER 15) | 3.1314 | 3.1856 | 1.5058 | 1.5328 | 1.5613 | 1.5883 | 1.6134 | 1.6386 | 1.662 | 1.6868 | 1.7107 | 1.735
SCE | MW | Commercial | Com - Hotel | HVAC | No | HVAC - SEER Rated Split System AC (SEER 14) | 1.3372 | 1.3567 | 1.3776 | 0 | 0 | 0 | 0 | 0 | 0 | 0 | 0 | 0
SCE | MW | Commercial | Com - Hotel | HVAC | No | HVAC - SEER Rated Split System HP (SEER 15) | 1.9712 | 2.0009 | 0.94376 | 0.95865 | 0.97444 | 0.98941 | 1.0032 | 1.0171 | 1.03 | 1.0437 | 1.0569 | 1.0703
SCE | MW | Commercial | Com - Hotel | Lighting | Yes | Lighting - LED Fixture (Replacing T8) - Emerging | 5.2085 | 5.3886 | 5.5775 | 5.7968 | 5.9988 | 6.1991 | 6.3677 | 6.5392 | 6.7065 | 6.881 | 7.0546 | 7.2022
SCE | MW | Commercial | Com - Hotel | Lighting | Yes | Lighting - LED Lamp (Basic High - Indoor) - Emerging | 0.31845 | 0.32901 | 0.33934 | 0.34837 | 0.35784 | 0.047214 | 0.048268 | 0.049234 | 0.050161 | 0.051027 | 0.051876 | 0.05274
SCE | MW | Commercial | Com - Hotel | Lighting | Yes | Lighting - LED Lamp (Basic Low - Indoor) - Emerging | 0.6639 | 0.68685 | 0.70924 | 0.72869 | 0.74908 | 0.11715 | 0.11984 | 0.12229 | 0.12465 | 0.12712 | 0.12927 | 0.13146
SCE | MW | Commercial | Com - Hotel | Lighting | Yes | Lighting - LED Plug-In Indoor Fixture - Emerging | 0.7216 | 0.74311 | 0.76327 | 0.77881 | 0.79773 | 0.046258 | 0.047114 | 0.048129 | 0.048881 | 0.049748 | 0.050523 | 0.051389
SCE | MW | Commercial | Com - Hotel | Lighting | No | Lighting - Cold Cathode Lamp | 0.0024923 | 0.0025274 | 0.002565 | 0.002603 | 0.0026434 | 0 | 0 | 0 | 0 | 0 | 0 | 0
SCE | MW | Commercial | Com - Hotel | Lighting | No | Lighting - Compact Fluorescent Fixture (Indoor) | 1.1617 | 1.1788 | 1.1972 | 1.2157 | 1.2354 | 0 | 0 | 0 | 0 | 0 | 0 | 0
SCE | MW | Commercial | Com - Hotel | Lighting | No | Lighting - Exit Fixture (LED) | 0.27588 | 0.27163 | 0.26745 | 0.26333 | 0.25927 | 0.25528 | 0.25135 | 0.24748 | 0.24367 | 0.23992 | 0.23622 | 0.23258
SCE | MW | Commercial | Com - Hotel | Lighting | No | Lighting - Halogen Lamp (A-Line) | 0.0089959 | 0.0091225 | 0.0092584 | 0.0093955 | 0.0095412 | 0 | 0 | 0 | 0 | 0 | 0 | 0
SCE | MW | Commercial | Com - Hotel | Lighting | No | Lighting - High Bay HID to T5 | 0.21154 | 0.21469 | 0.21806 | 0.22147 | 0.22508 | 0.2285 | 0.23165 | 0.23483 | 0.23778 | 0.2409 | 0.24392 | 0.24699
SCE | MW | Commercial | Com - Hotel | Lighting | No | Lighting - Induction Fixture (Indoor) | 0.65653 | 0.66577 | 0.67569 | 0.68569 | 0.69633 | 0.7064 | 0.71567 | 0.72501 | 0.73366 | 0.74285 | 0.75173 | 0.76075
SCE | MW | Commercial | Com - Hotel | Lighting | No | Lighting - Induction Fixture (Outdoor) | 0.26704 | 0.27079 | 0.27483 | 0.2789 | 0.28322 | 0.28732 | 0.29109 | 0.29489 | 0.29841 | 0.30215 | 0.30576 | 0.30942
SCE | MW | Commercial | Com - Hotel | Lighting | No | Lighting - Linear Fluorescent Delamping | 0.013174 | 0.012971 | 0.0095784 | 0.0062872 | 0.0030952 | 0 | 0 | 0 | 0 | 0 | 0 | 0
SCE | MW | Commercial | Com - Hotel | Lighting | No | Lighting - Low Bay HID to T5 | 0.12062 | 0.12242 | 0.12434 | 0.12628 | 0.12834 | 0.13029 | 0.13209 | 0.1339 | 0.13558 | 0.13736 | 0.13909 | 0.14083
SCE | MW | Commercial | Com - Hotel | Lighting | No | Lighting - Occupancy Sensor | 0.2576 | 0.26109 | 0.26485 | 0.26864 | 0.27267 | 0.27649 | 0.28 | 0.28354 | 0.28681 | 0.29029 | 0.29366 | 0.29707
SCE | MW | Commercial | Com - Hotel | Lighting | No | Lighting - Plug-In Fixture (Linear Fluorescent) | 0.66388 | 0.67377 | 0.68436 | 0.69504 | 0.70637 | 0 | 0 | 0 | 0 | 0 | 0 | 0
SCE | MW | Commercial | Com - Hotel | Lighting | No | Lighting - Plug-In Fixture (MH Directional) | 0.044278 | 0.044938 | 0.045644 | 0.046356 | 0.047112 | 0.047828 | 0.048488 | 0.049154 | 0.049771 | 0.050425 | 0.051057 | 0.051699
SCE | MW | Commercial | Com - Hotel | Lighting | No | Lighting - Plug-In Fixture (PSMH with Electronic Ballast) | 0.35716 | 0.36248 | 0.36818 | 0.37393 | 0.38002 | 0.3858 | 0.39112 | 0.39649 | 0.40147 | 0.40675 | 0.41185 | 0.41702
SCE | MW | Commercial | Com - Hotel | SHW | No | SHW - EF Rated Instantaneous Water Heater (Electric) | 0.011819 | 0.011985 | 0.012162 | 0.012342 | 0.012532 | 0.012713 | 0.012879 | 0.013046 | 0.013202 | 0.013366 | 0.013525 | 0.013687
SCE | MW | Commercial | Com - Hotel | Service | No | HVAC - Comprehensive Rooftop Unit Quality Maintenance | 3.3975e-06 | 3.3451e-06 | 3.2936e-06 | 3.2429e-06 | 3.193e-06 | 3.1438e-06 | 3.0954e-06 | 3.0477e-06 | 3.0008e-06 | 2.9546e-06 | 2.9091e-06 | 2.8643e-06
SCE | MW | Commercial | Com - Hotel | Service | No | Service - HVAC Fault Detection & Diagnositics | 0.0041128 | 0.0041707 | 0.0042328 | 0.0042955 | 0.0043621 | 0.0044252 | 0.0044832 | 0.0045418 | 0.004596 | 0.0046536 | 0.0047092 | 0.0047656
SCE | MW | Commercial | Com - Hotel | Service | No | Service - Retro-Commissioning (Electric) | 0.029571 | 0.029116 | 0.028667 | 0.028226 | 0.027791 | 0.027363 | 0.026942 | 0.026527 | 0.026118 | 0.025716 | 0.02532 | 0.02493
SCE | MW | Commercial | Com - Hotel | WholeBlg | No | HVAC - Energy Management System | 0.00047376 | 0.00048042 | 0.00048758 | 0.0004948 | 0.00050247 | 0.00050974 | 0.00051643 | 0.00052317 | 0.00052942 | 0.00053605 | 0.00054246 | 0.00054896
SCE | MW | Commercial | Com - Hotel | WholeBlg | No | WholeBlg - Com RET Level 1 | 6.9498 | 6.8428 | 6.7374 | 6.6336 | 6.5315 | 6.4309 | 6.3319 | 6.2344 | 6.1383 | 6.0438 | 5.9507 | 5.8591
SCE | MW | Commercial | Com - Hotel | WholeBlg | No | WholeBlg - Com RET Level 2 | 42.0782 | 41.4302 | 40.7922 | 40.164 | 39.5455 | 38.9365 | 38.3368 | 37.7465 | 37.1652 | 36.5928 | 36.0293 | 35.4744
SCE | MW | Commercial | Com - Motel | AppPlug | No | AppPlug - Computer Monitor | 0.95364 | 0.96706 | 0.98147 | 0.996 | 1.0114 | 1.0261 | 1.0395 | 1.0531 | 1.0657 | 1.079 | 1.0919 | 1.105
SCE | MW | Commercial | Com - Motel | AppPlug | No | AppPlug - Desktop Computer (Com - Power Management) | 0.43745 | 0.4436 | 0.45021 | 0.45688 | 0.46396 | 0.47067 | 0.47685 | 0.48307 | 0.48884 | 0.49497 | 0.50088 | 0.50689
SCE | MW | Commercial | Com - Motel | AppPlug | No | AppPlug - Occupancy Sensor Plug Strip | 0.5039 | 0.51099 | 0.5186 | 0.52628 | 0.53444 | 0.54217 | 0.54929 | 0.55646 | 0.5631 | 0.57015 | 0.57697 | 0.58389
SCE | MW | Commercial | Com - Motel | BldgEnv | No | BldgEnv - Attic Batt Insulation | 0.49992 | 0.49222 | 0.48464 | 0.47718 | 0.46983 | 0.4626 | 0.45547 | 0.44846 | 0.44155 | 0.43475 | 0.42806 | 0.42147
SCE | MW | Commercial | Com - Motel | BldgEnv | No | BldgEnv - Wall Spray On Insulation | 3.2709 | 3.2206 | 3.171 | 3.1221 | 3.0741 | 3.0267 | 2.9801 | 2.9342 | 2.889 | 2.8445 | 2.8007 | 2.7576
SCE | MW | Commercial | Com - Motel | BldgEnv | No | BldgEnv - Window Film | 9.3838 | 9.2392 | 9.097 | 8.9569 | 8.8189 | 8.6831 | 8.5494 | 8.4177 | 8.2881 | 8.1605 | 8.0348 | 7.9111
SCE | MW | Commercial | Com - Motel | FoodServ | No | FoodServ - Electric Griddle | 0.0057996 | 0.0058812 | 0.0059688 | 0.0060572 | 0.0061511 | 0.0062401 | 0.006322 | 0.0064045 | 0.006481 | 0.0065621 | 0.0066406 | 0.0067202
SCE | MW | Commercial | Com - Motel | FoodServ | No | FoodServ - Electric Steamer | 0.036822 | 0.037341 | 0.037897 | 0.038458 | 0.039054 | 0.039619 | 0.040139 | 0.040663 | 0.041149 | 0.041664 | 0.042162 | 0.042667
SCE | MW | Commercial | Com - Motel | FoodServ | No | FoodServ - Fryer (Electric) | 0.0032616 | 0.0033075 | 0.0033568 | 0.0034065 | 0.0034593 | 0.0035094 | 0.0035554 | 0.0036018 | 0.0036448 | 0.0036905 | 0.0037346 | 0.0037794
SCE | MW | Commercial | Com - Motel | FoodServ | No | FoodServ - Oven (Electric) | 0.034042 | 0.034521 | 0.035035 | 0.035554 | 0.036105 | 0.036628 | 0.037108 | 0.037593 | 0.038042 | 0.038518 | 0.038978 | 0.039446
SCE | MW | Commercial | Com - Motel | HVAC | Yes | HVAC - Advanced Package Rooftop AC (> EER 12) - Emerging | 0 | 5.1696 | 5.2262 | 5.2836 | 5.3454 | 5.4035 | 5.4564 | 5.5099 | 5.559 | 5.6117 | 5.6626 | 5.7144
SCE | MW | Commercial | Com - Motel | HVAC | Yes | HVAC - Energy Recovery Ventilation - Emerging | 0.47113 | 0.47776 | 0.48487 | 0.49205 | 0.49968 | 0.50691 | 0.51356 | 0.52027 | 0.52648 | 0.53307 | 0.53945 | 0.54591
SCE | MW | Commercial | Com - Motel | HVAC | No | HVAC - Chiller (Centrifugal) | 0.86629 | 0.86316 | 0.86051 | 0.85803 | 0.856 | 0.85379 | 0.85128 | 0.84891 | 0.8463 | 0.84408 | 0.84181 | 0.83971
SCE | MW | Commercial | Com - Motel | HVAC | No | HVAC - Chiller (Reciprocating) | 1.6759 | 1.7436 | 1.8143 | 1.885 | 1.9584 | 2.0288 | 2.095 | 2.1611 | 2.2237 | 2.2885 | 2.3515 | 2.4148
SCE | MW | Commercial | Com - Motel | HVAC | No | HVAC - Demand Controlled Ventilation | 1.1934 | 1.2102 | 1.2283 | 1.2464 | 1.2658 | 1.2841 | 1.3009 | 1.3179 | 1.3337 | 1.3504 | 1.3665 | 1.3829
SCE | MW | Commercial | Com - Motel | HVAC | No | HVAC - EER Rated Package Rooftop AC (EER 11) | 2.6425 | 0 | 0 | 0 | 0 | 0 | 0 | 0 | 0 | 0 | 0 | 0
SCE | MW | Commercial | Com - Motel | HVAC | No | HVAC - Repair Duct System | 2.1245 | 2.0918 | 2.0596 | 2.0278 | 1.9966 | 1.9659 | 1.9356 | 1.9058 | 1.8764 | 1.8475 | 1.8191 | 1.7911
SCE | MW | Commercial | Com - Motel | HVAC | No | HVAC - SEER Rated Package Rooftop AC (Recharge) | 2.6055 | 2.5654 | 2.5258 | 2.487 | 2.4487 | 2.4109 | 2.3738 | 2.3373 | 2.3013 | 2.2658 | 2.2309 | 2.1966
SCE | MW | Commercial | Com - Motel | HVAC | No | HVAC - SEER Rated Package Rooftop AC (SEER 14) | 3.329 | 3.3714 | 0 | 0 | 0 | 0 | 0 | 0 | 0 | 0 | 0 | 0
SCE | MW | Commercial | Com - Motel | HVAC | No | HVAC - SEER Rated Package Rooftop HP (SEER 15) | 3.1314 | 3.1856 | 1.5058 | 1.5328 | 1.5613 | 1.5883 | 1.6134 | 1.6386 | 1.662 | 1.6868 | 1.7107 | 1.735
SCE | MW | Commercial | Com - Motel | HVAC | No | HVAC - SEER Rated Split System AC (SEER 14) | 1.3372 | 1.3567 | 1.3776 | 0 | 0 | 0 | 0 | 0 | 0 | 0 | 0 | 0
SCE | MW | Commercial | Com - Motel | HVAC | No | HVAC - SEER Rated Split System HP (SEER 15) | 1.9712 | 2.0009 | 0.94376 | 0.95865 | 0.97444 | 0.98941 | 1.0032 | 1.0171 | 1.03 | 1.0437 | 1.0569 | 1.0703
SCE | MW | Commercial | Com - Motel | Lighting | Yes | Lighting - LED Fixture (Replacing T8) - Emerging | 3.7532 | 3.8817 | 4.0164 | 4.1729 | 4.3169 | 4.4597 | 4.5797 | 4.7017 | 4.8208 | 4.9449 | 5.0685 | 5.1733
SCE | MW | Commercial | Com - Motel | Lighting | Yes | Lighting - LED Lamp (Basic High - Indoor) - Emerging | 0.24393 | 0.25202 | 0.25994 | 0.26686 | 0.27413 | 0.03617 | 0.036978 | 0.037719 | 0.03843 | 0.039094 | 0.039745 | 0.040408
SCE | MW | Commercial | Com - Motel | Lighting | Yes | Lighting - LED Lamp (Basic Low - Indoor) - Emerging | 0.50853 | 0.52612 | 0.54329 | 0.5582 | 0.57384 | 0.089749 | 0.09181 | 0.093692 | 0.095499 | 0.097393 | 0.099044 | 0.10072
SCE | MW | Commercial | Com - Motel | Lighting | Yes | Lighting - LED Plug-In Indoor Fixture - Emerging | 0.54997 | 0.56638 | 0.58176 | 0.59362 | 0.60806 | 0.035261 | 0.035913 | 0.036688 | 0.037262 | 0.037924 | 0.038516 | 0.039177
SCE | MW | Commercial | Com - Motel | Lighting | No | Lighting - Cold Cathode Lamp | 0.0013949 | 0.0014145 | 0.0014356 | 0.0014568 | 0.0014794 | 0 | 0 | 0 | 0 | 0 | 0 | 0
SCE | MW | Commercial | Com - Motel | Lighting | No | Lighting - Compact Fluorescent Fixture (Indoor) | 0.8898 | 0.90297 | 0.91707 | 0.93129 | 0.94638 | 0 | 0 | 0 | 0 | 0 | 0 | 0
SCE | MW | Commercial | Com - Motel | Lighting | No | Lighting - Exit Fixture (LED) | 0.27279 | 0.26858 | 0.26445 | 0.26038 | 0.25637 | 0.25242 | 0.24853 | 0.2447 | 0.24093 | 0.23722 | 0.23357 | 0.22997
SCE | MW | Commercial | Com - Motel | Lighting | No | Lighting - Halogen Lamp (A-Line) | 0.0089959 | 0.0091225 | 0.0092584 | 0.0093955 | 0.0095412 | 0 | 0 | 0 | 0 | 0 | 0 | 0
SCE | MW | Commercial | Com - Motel | Lighting | No | Lighting - High Bay HID to T5 | 0.15243 | 0.15465 | 0.15703 | 0.15942 | 0.16197 | 0.16438 | 0.1666 | 0.16884 | 0.17092 | 0.17312 | 0.17525 | 0.17741
SCE | MW | Commercial | Com - Motel | Lighting | No | Lighting - Induction Fixture (Indoor) | 0.6718 | 0.68125 | 0.6914 | 0.70164 | 0.71252 | 0.72282 | 0.73231 | 0.74187 | 0.75073 | 0.76013 | 0.76922 | 0.77844
SCE | MW | Commercial | Com - Motel | Lighting | No | Lighting - Induction Fixture (Outdoor) | 0.26704 | 0.27079 | 0.27483 | 0.2789 | 0.28322 | 0.28732 | 0.29109 | 0.29489 | 0.29841 | 0.30215 | 0.30576 | 0.30942
SCE | MW | Commercial | Com - Motel | Lighting | No | Lighting - Linear Fluorescent Delamping | 0.0093275 | 0.0091839 | 0.0067818 | 0.0044516 | 0.0021915 | 0 | 0 | 0 | 0 | 0 | 0 | 0
SCE | MW | Commercial | Com - Motel | Lighting | No | Lighting - Low Bay HID to T5 | 0.086918 | 0.088183 | 0.089539 | 0.090905 | 0.092357 | 0.093732 | 0.094999 | 0.096276 | 0.09746 | 0.098716 | 0.099929 | 0.10116
SCE | MW | Commercial | Com - Motel | Lighting | No | Lighting - Occupancy Sensor | 0.24445 | 0.24781 | 0.25143 | 0.25508 | 0.25897 | 0.26264 | 0.26602 | 0.26943 | 0.27259 | 0.27594 | 0.27919 | 0.28247
SCE | MW | Commercial | Com - Motel | Lighting | No | Lighting - Plug-In Fixture (Linear Fluorescent) | 0.50819 | 0.51558 | 0.52351 | 0.5315 | 0.53998 | 0 | 0 | 0 | 0 | 0 | 0 | 0
SCE | MW | Commercial | Com - Motel | Lighting | No | Lighting - Plug-In Fixture (MH Directional) | 0.033894 | 0.034387 | 0.034916 | 0.035449 | 0.036015 | 0.036551 | 0.037045 | 0.037543 | 0.038005 | 0.038494 | 0.038967 | 0.039447
SCE | MW | Commercial | Com - Motel | Lighting | No | Lighting - Plug-In Fixture (PSMH with Electronic Ballast) | 0.2734 | 0.27738 | 0.28164 | 0.28594 | 0.29051 | 0.29483 | 0.29882 | 0.30283 | 0.30656 | 0.31051 | 0.31432 | 0.3182
SCE | MW | Commercial | Com - Motel | SHW | No | SHW - EF Rated Instantaneous Water Heater (Electric) | 0.010472 | 0.010619 | 0.010777 | 0.010936 | 0.011105 | 0.011265 | 0.011412 | 0.011561 | 0.011699 | 0.011845 | 0.011986 | 0.012129
SCE | MW | Commercial | Com - Motel | Service | No | HVAC - Comprehensive Rooftop Unit Quality Maintenance | 3.3975e-06 | 3.3451e-06 | 3.2936e-06 | 3.2429e-06 | 3.193e-06 | 3.1438e-06 | 3.0954e-06 | 3.0477e-06 | 3.0008e-06 | 2.9546e-06 | 2.9091e-06 | 2.8643e-06
SCE | MW | Commercial | Com - Motel | Service | No | Service - HVAC Fault Detection & Diagnositics | 0.0041128 | 0.0041707 | 0.0042328 | 0.0042955 | 0.0043621 | 0.0044252 | 0.0044832 | 0.0045418 | 0.004596 | 0.0046536 | 0.0047092 | 0.0047656
SCE | MW | Commercial | Com - Motel | Service | No | Service - Retro-Commissioning (Electric) | 0.029571 | 0.029116 | 0.028667 | 0.028226 | 0.027791 | 0.027363 | 0.026942 | 0.026527 | 0.026118 | 0.025716 | 0.02532 | 0.02493
SCE | MW | Commercial | Com - Motel | WholeBlg | No | HVAC - Energy Management System | 0.00047376 | 0.00048042 | 0.00048758 | 0.0004948 | 0.00050247 | 0.00050974 | 0.00051643 | 0.00052317 | 0.00052942 | 0.00053605 | 0.00054246 | 0.00054896
SCE | MW | Commercial | Com - Motel | WholeBlg | No | WholeBlg - Com RET Level 1 | 7.3606 | 7.2473 | 7.1357 | 7.0258 | 6.9176 | 6.8111 | 6.7062 | 6.6029 | 6.5012 | 6.4011 | 6.3025 | 6.2055
SCE | MW | Commercial | Com - Motel | WholeBlg | No | WholeBlg - Com RET Level 2 | 42.9481 | 42.2867 | 41.6355 | 40.9943 | 40.363 | 39.7414 | 39.1294 | 38.5268 | 37.9335 | 37.3493 | 36.7741 | 36.2078
SCE | MW | Commercial | Com - Nusing Home | AppPlug | No | AppPlug - Computer Monitor | 1.0031 | 1.0172 | 1.0324 | 1.0477 | 1.0639 | 1.0793 | 1.0935 | 1.1077 | 1.121 | 1.135 | 1.1486 | 1.1623
SCE | MW | Commercial | Com - Nusing Home | AppPlug | No | AppPlug - Desktop Computer (Com - Power Management) | 0.46014 | 0.46661 | 0.47356 | 0.48058 | 0.48803 | 0.49509 | 0.50158 | 0.50813 | 0.5142 | 0.52064 | 0.52686 | 0.53318
SCE | MW | Commercial | Com - Nusing Home | AppPlug | No | AppPlug - Occupancy Sensor Plug Strip | 0.53004 | 0.53749 | 0.5455 | 0.55358 | 0.56216 | 0.57029 | 0.57778 | 0.58532 | 0.59231 | 0.59973 | 0.6069 | 0.61417
SCE | MW | Commercial | Com - Nusing Home | BldgEnv | No | BldgEnv - Attic Batt Insulation | 0.050903 | 0.050119 | 0.049347 | 0.048587 | 0.047839 | 0.047102 | 0.046377 | 0.045663 | 0.04496 | 0.044267 | 0.043585 | 0.042914
SCE | MW | Commercial | Com - Nusing Home | BldgEnv | No | BldgEnv - Wall Spray On Insulation | 3.5931 | 3.5377 | 3.4833 | 3.4296 | 3.3768 | 3.3248 | 3.2736 | 3.2232 | 3.1735 | 3.1247 | 3.0765 | 3.0292
SCE | MW | Commercial | Com - Nusing Home | BldgEnv | No | BldgEnv - Window Film | 9.6573 | 9.5086 | 9.3622 | 9.218 | 9.0761 | 8.9363 | 8.7987 | 8.6632 | 8.5298 | 8.3984 | 8.2691 | 8.1417
SCE | MW | Commercial | Com - Nusing Home | FoodServ | No | FoodServ - Electric Steamer | 0.082306 | 0.083464 | 0.084708 | 0.085962 | 0.087295 | 0.088557 | 0.089719 | 0.09089 | 0.091976 | 0.093128 | 0.094241 | 0.095371
SCE | MW | Commercial | Com - Nusing Home | FoodServ | No | FoodServ - Oven (Electric) | 0.071616 | 0.072623 | 0.073705 | 0.074796 | 0.075956 | 0.077055 | 0.078066 | 0.079085 | 0.080029 | 0.081032 | 0.082 | 0.082983
SCE | MW | Commercial | Com - Nusing Home | HVAC | Yes | HVAC - Advanced Package Rooftop AC (> EER 12) - Emerging | 0 | 6.9158 | 6.9574 | 7.0002 | 7.0481 | 7.0923 | 7.1311 | 7.1709 | 7.2061 | 7.2456 | 7.2833 | 7.3224
SCE | MW | Commercial | Com - Nusing Home | HVAC | Yes | HVAC - Energy Recovery Ventilation - Emerging | 1.4628 | 1.4834 | 1.5055 | 1.5278 | 1.5515 | 1.5739 | 1.5945 | 1.6154 | 1.6346 | 1.6551 | 1.6749 | 1.695
SCE | MW | Commercial | Com - Nusing Home | HVAC | No | HVAC - Chiller (Centrifugal) | 2.0634 | 2.0402 | 2.0178 | 1.9958 | 1.9745 | 1.9533 | 1.9322 | 1.9115 | 1.8909 | 1.8709 | 1.8511 | 1.8317
SCE | MW | Commercial | Com - Nusing Home | HVAC | No | HVAC - Chiller (Reciprocating) | 2.6123 | 2.6275 | 2.6448 | 2.6624 | 2.6821 | 2.7003 | 2.7164 | 2.7329 | 2.7475 | 2.7639 | 2.7795 | 2.7956
SCE | MW | Commercial | Com - Nusing Home | HVAC | No | HVAC - Demand Controlled Ventilation | 0.61646 | 0.62513 | 0.63445 | 0.64384 | 0.65383 | 0.66328 | 0.67199 | 0.68076 | 0.68889 | 0.69751 | 0.70585 | 0.71432
SCE | MW | Commercial | Com - Nusing Home | HVAC | No | HVAC - EER Rated Package Rooftop AC (EER 11) | 3.4375 | 0 | 0 | 0 | 0 | 0 | 0 | 0 | 0 | 0 | 0 | 0
SCE | MW | Commercial | Com - Nusing Home | HVAC | No | HVAC - EER Rated Package Rooftop HP (EER 11) | 0.016615 | 0 | 0 | 0 | 0 | 0 | 0 | 0 | 0 | 0 | 0 | 0
SCE | MW | Commercial | Com - Nusing Home | HVAC | No | HVAC - Repair Duct System | 3.5934 | 3.5381 | 3.4836 | 3.4299 | 3.3771 | 3.3251 | 3.2739 | 3.2235 | 3.1739 | 3.125 | 3.0769 | 3.0295
SCE | MW | Commercial | Com - Nusing Home | HVAC | No | HVAC - SEER Rated Package Rooftop AC (Recharge) | 4.6829 | 4.6108 | 4.5398 | 4.4699 | 4.4011 | 4.3333 | 4.2666 | 4.2009 | 4.1362 | 4.0725 | 4.0098 | 3.948
SCE | MW | Commercial | Com - Nusing Home | HVAC | No | HVAC - SEER Rated Package Rooftop AC (SEER 14) | 4.8523 | 4.9032 | 0 | 0 | 0 | 0 | 0 | 0 | 0 | 0 | 0 | 0
SCE | MW | Commercial | Com - Nusing Home | HVAC | No | HVAC - SEER Rated Package Rooftop HP (SEER 15) | 4.1857 | 4.2467 | 2.002 | 2.0326 | 2.0651 | 2.0958 | 2.1242 | 2.1527 | 2.1792 | 2.2073 | 2.2345 | 2.262
SCE | MW | Commercial | Com - Nusing Home | HVAC | No | HVAC - SEER Rated Split System AC (SEER 14) | 2.5444 | 2.5793 | 2.6168 | 0 | 0 | 0 | 0 | 0 | 0 | 0 | 0 | 0
SCE | MW | Commercial | Com - Nusing Home | HVAC | No | HVAC - SEER Rated Split System HP (SEER 15) | 2.877 | 2.9155 | 1.3729 | 1.3923 | 1.413 | 1.4326 | 1.4506 | 1.4687 | 1.4855 | 1.5034 | 1.5206 | 1.5382
SCE | MW | Commercial | Com - Nusing Home | Lighting | Yes | Lighting - LED Fixture (Replacing T8) - Emerging | 13.5186 | 13.9712 | 14.4456 | 14.998 | 15.5048 | 16.0074 | 16.4281 | 16.856 | 17.2735 | 17.7086 | 18.1418 | 18.5076
SCE | MW | Commercial | Com - Nusing Home | Lighting | Yes | Lighting - LED Lamp (Basic High - Indoor) - Emerging | 0.16475 | 0.17005 | 0.17522 | 0.17971 | 0.18442 | 0.024311 | 0.024833 | 0.02531 | 0.025767 | 0.026193 | 0.02661 | 0.027035
SCE | MW | Commercial | Com - Nusing Home | Lighting | Yes | Lighting - LED Lamp (Basic Low - Indoor) - Emerging | 3.0503 | 3.1526 | 3.2522 | 3.3382 | 3.4284 | 0.53571 | 0.54755 | 0.55832 | 0.56866 | 0.57949 | 0.58889 | 0.59845
SCE | MW | Commercial | Com - Nusing Home | Lighting | Yes | Lighting - LED Plug-In Indoor Fixture - Emerging | 2.1982 | 2.2615 | 2.3206 | 2.3656 | 2.4208 | 0.14025 | 0.14273 | 0.14569 | 0.14785 | 0.15037 | 0.1526 | 0.15511
SCE | MW | Commercial | Com - Nusing Home | Lighting | No | Lighting - Cold Cathode Lamp | 0.020732 | 0.021024 | 0.021337 | 0.021653 | 0.021989 | 0 | 0 | 0 | 0 | 0 | 0 | 0
SCE | MW | Commercial | Com - Nusing Home | Lighting | No | Lighting - Compact Fluorescent Fixture (Indoor) | 3.5566 | 3.6056 | 3.6582 | 3.7113 | 3.7678 | 0 | 0 | 0 | 0 | 0 | 0 | 0
SCE | MW | Commercial | Com - Nusing Home | Lighting | No | Lighting - Exit Fixture (LED) | 0.29264 | 0.28814 | 0.2837 | 0.27933 | 0.27503 | 0.27079 | 0.26662 | 0.26252 | 0.25848 | 0.25449 | 0.25058 | 0.24672
SCE | MW | Commercial | Com - Nusing Home | Lighting | No | Lighting - Halogen Lamp (A-Line) | 0.0094625 | 0.0095956 | 0.0097386 | 0.0098828 | 0.010036 | 0 | 0 | 0 | 0 | 0 | 0 | 0
SCE | MW | Commercial | Com - Nusing Home | Lighting | No | Lighting - High Bay HID to T5 | 0.34926 | 0.35409 | 0.35927 | 0.3645 | 0.37006 | 0.37533 | 0.38017 | 0.38506 | 0.38958 | 0.39438 | 0.39903 | 0.40374
SCE | MW | Commercial | Com - Nusing Home | Lighting | No | Lighting - Induction Fixture (Indoor) | 0.69058 | 0.7003 | 0.71073 | 0.72125 | 0.73244 | 0.74303 | 0.75278 | 0.76261 | 0.77172 | 0.78138 | 0.79072 | 0.8002
SCE | MW | Commercial | Com - Nusing Home | Lighting | No | Lighting - Induction Fixture (Outdoor) | 0.28089 | 0.28484 | 0.28908 | 0.29336 | 0.29791 | 0.30222 | 0.30619 | 0.31018 | 0.31389 | 0.31782 | 0.32162 | 0.32547
SCE | MW | Commercial | Com - Nusing Home | Lighting | No | Lighting - Linear Fluorescent Delamping | 0.11852 | 0.1167 | 0.086175 | 0.056565 | 0.027847 | 0 | 0 | 0 | 0 | 0 | 0 | 0
SCE | MW | Commercial | Com - Nusing Home | Lighting | No | Lighting - Low Bay HID to T5 | 0.015166 | 0.015375 | 0.0156 | 0.015827 | 0.016069 | 0.016297 | 0.016508 | 0.01672 | 0.016916 | 0.017125 | 0.017326 | 0.017531
SCE | MW | Commercial | Com - Nusing Home | Lighting | No | Lighting - Occupancy Sensor | 0.50189 | 0.50874 | 0.5161 | 0.52353 | 0.53144 | 0.53893 | 0.54581 | 0.55275 | 0.55917 | 0.566 | 0.57259 | 0.57929
SCE | MW | Commercial | Com - Nusing Home | Lighting | No | Lighting - Plug-In Fixture (Linear Fluorescent) | 2.0363 | 2.0644 | 2.0947 | 2.1252 | 2.1576 | 0 | 0 | 0 | 0 | 0 | 0 | 0
SCE | MW | Commercial | Com - Nusing Home | Lighting | No | Lighting - Plug-In Fixture (MH Directional) | 0.13581 | 0.13769 | 0.13971 | 0.14174 | 0.1439 | 0.14595 | 0.14783 | 0.14973 | 0.15149 | 0.15336 | 0.15517 | 0.157
SCE | MW | Commercial | Com - Nusing Home | Lighting | No | Lighting - Plug-In Fixture (PSMH with Electronic Ballast) | 1.0955 | 1.1107 | 1.1269 | 1.1433 | 1.1608 | 1.1773 | 1.1925 | 1.2078 | 1.222 | 1.2371 | 1.2516 | 1.2664
SCE | MW | Commercial | Com - Nusing Home | SHW | No | SHW - EF Rated Instantaneous Water Heater (Electric) | 0.023058 | 0.023404 | 0.023774 | 0.024147 | 0.024542 | 0.024917 | 0.025263 | 0.025611 | 0.025935 | 0.026277 | 0.026608 | 0.026944
SCE | MW | Commercial | Com - Nusing Home | Service | No | HVAC - Comprehensive Rooftop Unit Quality Maintenance | 3.5737e-06 | 3.5186e-06 | 3.4644e-06 | 3.4111e-06 | 3.3586e-06 | 3.3068e-06 | 3.2559e-06 | 3.2058e-06 | 3.1564e-06 | 3.1078e-06 | 3.0599e-06 | 3.0128e-06
SCE | MW | Commercial | Com - Nusing Home | Service | No | Service - HVAC Fault Detection & Diagnositics | 0.0043261 | 0.004387 | 0.0044523 | 0.0045183 | 0.0045883 | 0.0046547 | 0.0047158 | 0.0047773 | 0.0048344 | 0.0048949 | 0.0049534 | 0.0050128
SCE | MW | Commercial | Com - Nusing Home | Service | No | Service - Retro-Commissioning (Electric) | 0.031105 | 0.030626 | 0.030154 | 0.02969 | 0.029232 | 0.028782 | 0.028339 | 0.027903 | 0.027473 | 0.02705 | 0.026633 | 0.026223
SCE | MW | Commercial | Com - Nusing Home | WholeBlg | No | HVAC - Energy Management System | 0.00049833 | 0.00050534 | 0.00051287 | 0.00052046 | 0.00052853 | 0.00053618 | 0.00054321 | 0.0005503 | 0.00055688 | 0.00056385 | 0.00057059 | 0.00057743
SCE | MW | Commercial | Com - Nusing Home | WholeBlg | No | WholeBlg - Com RET Level 1 | 10.098 | 9.9425 | 9.7894 | 9.6386 | 9.4902 | 9.3441 | 9.2002 | 9.0585 | 8.919 | 8.7816 | 8.6464 | 8.5132
SCE | MW | Commercial | Com - Nusing Home | WholeBlg | No | WholeBlg - Com RET Level 2 | 62.6526 | 61.6878 | 60.7378 | 59.8024 | 58.8815 | 57.9747 | 57.0819 | 56.2028 | 55.3373 | 54.4851 | 53.646 | 52.8199
SCE | MW | Commercial | Com - Office (Large) | AppPlug | No | AppPlug - Computer Monitor | 7.325 | 7.428 | 7.5387 | 7.6503 | 7.7689 | 7.8813 | 7.9847 | 8.0889 | 8.1855 | 8.288 | 8.3871 | 8.4877
SCE | MW | Commercial | Com - Office (Large) | AppPlug | No | AppPlug - Desktop Computer (Com - Power Management) | 3.3601 | 3.4073 | 3.4581 | 3.5093 | 3.5637 | 3.6153 | 3.6627 | 3.7105 | 3.7548 | 3.8019 | 3.8473 | 3.8934
SCE | MW | Commercial | Com - Office (Large) | AppPlug | No | AppPlug - Occupancy Sensor Plug Strip | 3.8705 | 3.9249 | 3.9834 | 4.0424 | 4.1051 | 4.1644 | 4.2191 | 4.2742 | 4.3252 | 4.3794 | 4.4317 | 4.4849
SCE | MW | Commercial | Com - Office (Large) | BldgEnv | No | BldgEnv - Attic Batt Insulation | 3.1671 | 3.1184 | 3.0703 | 3.0231 | 2.9765 | 2.9307 | 2.8855 | 2.8411 | 2.7973 | 2.7543 | 2.7118 | 2.6701
SCE | MW | Commercial | Com - Office (Large) | BldgEnv | No | BldgEnv - Wall Spray On Insulation | 26.2376 | 25.8335 | 25.4357 | 25.044 | 24.6583 | 24.2786 | 23.9047 | 23.5366 | 23.1741 | 22.8172 | 22.4658 | 22.1199
SCE | MW | Commercial | Com - Office (Large) | BldgEnv | No | BldgEnv - Window Film | 111.5821 | 109.8638 | 108.1719 | 106.506 | 104.8658 | 103.2509 | 101.6608 | 100.0952 | 98.5538 | 97.036 | 95.5417 | 94.0703
SCE | MW | Commercial | Com - Office (Large) | FoodServ | No | FoodServ - Electric Steamer | 0.35354 | 0.35852 | 0.36386 | 0.36924 | 0.37497 | 0.38039 | 0.38539 | 0.39042 | 0.39508 | 0.40003 | 0.40481 | 0.40966
SCE | MW | Commercial | Com - Office (Large) | FoodServ | No | FoodServ - Oven (Electric) | 0.32685 | 0.33145 | 0.33638 | 0.34136 | 0.34666 | 0.35167 | 0.35629 | 0.36094 | 0.36525 | 0.36982 | 0.37424 | 0.37873
SCE | MW | Commercial | Com - Office (Large) | HVAC | Yes | HVAC - Advanced Package Rooftop AC (> EER 12) - Emerging | 0 | 61.1246 | 61.619 | 62.1226 | 62.6744 | 63.1893 | 63.6502 | 64.1192 | 64.5427 | 65.0069 | 65.4521 | 65.9096
SCE | MW | Commercial | Com - Office (Large) | HVAC | Yes | HVAC - Energy Recovery Ventilation - Emerging | 2.2192 | 2.2504 | 2.284 | 2.3178 | 2.3537 | 2.3878 | 2.4191 | 2.4507 | 2.4799 | 2.511 | 2.541 | 2.5715
SCE | MW | Commercial | Com - Office (Large) | HVAC | No | HVAC - Chiller (Centrifugal) | 27.2 | 26.9642 | 26.7399 | 26.5213 | 26.3135 | 26.1051 | 25.8938 | 25.6878 | 25.4798 | 25.2813 | 25.0843 | 24.8929
SCE | MW | Commercial | Com - Office (Large) | HVAC | No | HVAC - Chiller (Reciprocating) | 27.1728 | 27.3096 | 27.4679 | 27.6306 | 27.8133 | 27.9817 | 28.129 | 28.2802 | 28.4136 | 28.564 | 28.7072 | 28.856
SCE | MW | Commercial | Com - Office (Large) | HVAC | No | HVAC - Demand Controlled Ventilation | 0.4025 | 0.40817 | 0.41425 | 0.42038 | 0.4269 | 0.43308 | 0.43876 | 0.44448 | 0.44979 | 0.45543 | 0.46087 | 0.4664
SCE | MW | Commercial | Com - Office (Large) | HVAC | No | HVAC - EER Rated Package Rooftop AC (EER 11) | 23.5441 | 0 | 0 | 0 | 0 | 0 | 0 | 0 | 0 | 0 | 0 | 0
SCE | MW | Commercial | Com - Office (Large) | HVAC | No | HVAC - EER Rated Package Rooftop HP (EER 11) | 0.13959 | 0 | 0 | 0 | 0 | 0 | 0 | 0 | 0 | 0 | 0 | 0
SCE | MW | Commercial | Com - Office (Large) | HVAC | No | HVAC - Repair Duct System | 22.4636 | 22.1176 | 21.777 | 21.4417 | 21.1114 | 20.7863 | 20.4662 | 20.151 | 19.8407 | 19.5352 | 19.2343 | 18.9381
SCE | MW | Commercial | Com - Office (Large) | HVAC | No | HVAC - SEER Rated Package Rooftop AC (Recharge) | 29.7329 | 29.275 | 28.8242 | 28.3803 | 27.9432 | 27.5129 | 27.0892 | 26.672 | 26.2613 | 25.8568 | 25.4586 | 25.0666
SCE | MW | Commercial | Com - Office (Large) | HVAC | No | HVAC - SEER Rated Package Rooftop AC (SEER 14) | 35.5089 | 36.0248 | 0 | 0 | 0 | 0 | 0 | 0 | 0 | 0 | 0 | 0
SCE | MW | Commercial | Com - Office (Large) | HVAC | No | HVAC - SEER Rated Package Rooftop HP (SEER 15) | 28.8083 | 29.3947 | 13.936 | 14.2259 | 14.5307 | 14.821 | 15.0908 | 15.3618 | 15.6152 | 15.8812 | 16.139 | 16.3994
SCE | MW | Commercial | Com - Office (Large) | HVAC | No | HVAC - SEER Rated Split System AC (SEER 14) | 13.7025 | 13.8815 | 14.0744 | 0 | 0 | 0 | 0 | 0 | 0 | 0 | 0 | 0
SCE | MW | Commercial | Com - Office (Large) | HVAC | No | HVAC - SEER Rated Split System HP (SEER 15) | 18.1902 | 18.4944 | 8.7373 | 8.8889 | 9.0492 | 9.2014 | 9.3422 | 9.4839 | 9.6158 | 9.755 | 9.8897 | 10.0261
SCE | MW | Commercial | Com - Office (Large) | Lighting | Yes | Lighting - LED Fixture (Replacing T8) - Emerging | 152.7288 | 157.774 | 163.0601 | 169.225 | 174.8708 | 180.468 | 185.1441 | 189.8996 | 194.5385 | 199.3738 | 204.1872 | 208.2413
SCE | MW | Commercial | Com - Office (Large) | Lighting | Yes | Lighting - LED Lamp (Basic High - Indoor) - Emerging | 7.8084 | 8.0533 | 8.2918 | 8.4981 | 8.7146 | 1.148 | 1.1719 | 1.1937 | 1.2146 | 1.234 | 1.2529 | 1.2723
SCE | MW | Commercial | Com - Office (Large) | Lighting | Yes | Lighting - LED Lamp (Basic Low - Indoor) - Emerging | 8.5685 | 8.8493 | 9.1219 | 9.3563 | 9.6022 | 1.4994 | 1.5316 | 1.5608 | 1.5887 | 1.6181 | 1.6434 | 1.6692
SCE | MW | Commercial | Com - Office (Large) | Lighting | Yes | Lighting - LED Plug-In Indoor Fixture - Emerging | 18.1323 | 18.6403 | 19.1129 | 19.4695 | 19.9092 | 1.1527 | 1.1723 | 1.1959 | 1.213 | 1.2329 | 1.2505 | 1.2704
SCE | MW | Commercial | Com - Office (Large) | Lighting | No | Lighting - Cold Cathode Lamp | 0.13113 | 0.13297 | 0.13495 | 0.13695 | 0.13907 | 0 | 0 | 0 | 0 | 0 | 0 | 0
SCE | MW | Commercial | Com - Office (Large) | Lighting | No | Lighting - Compact Fluorescent Fixture (Indoor) | 22.9844 | 23.2834 | 23.6055 | 23.9307 | 24.2774 | 0 | 0 | 0 | 0 | 0 | 0 | 0
SCE | MW | Commercial | Com - Office (Large) | Lighting | No | Lighting - Exit Fixture (LED) | 2.3739 | 2.3373 | 2.3013 | 2.2659 | 2.231 | 2.1966 | 2.1628 | 2.1295 | 2.0967 | 2.0644 | 2.0326 | 2.0013
SCE | MW | Commercial | Com - Office (Large) | Lighting | No | Lighting - Halogen Lamp (A-Line) | 0.069098 | 0.07007 | 0.071114 | 0.072167 | 0.073286 | 0 | 0 | 0 | 0 | 0 | 0 | 0
SCE | MW | Commercial | Com - Office (Large) | Lighting | No | Lighting - High Bay HID to T5 | 1.3311 | 1.3489 | 1.3681 | 1.3874 | 1.408 | 1.4275 | 1.4454 | 1.4634 | 1.4801 | 1.4979 | 1.515 | 1.5325
SCE | MW | Commercial | Com - Office (Large) | Lighting | No | Lighting - Induction Fixture (Indoor) | 5.0428 | 5.1138 | 5.19 | 5.2668 | 5.3485 | 5.4259 | 5.497 | 5.5688 | 5.6353 | 5.7059 | 5.7741 | 5.8433
SCE | MW | Commercial | Com - Office (Large) | Lighting | No | Lighting - Induction Fixture (Outdoor) | 2.0511 | 2.08 | 2.111 | 2.1422 | 2.1754 | 2.2069 | 2.2359 | 2.265 | 2.2921 | 2.3208 | 2.3485 | 2.3767
SCE | MW | Commercial | Com - Office (Large) | Lighting | No | Lighting - Linear Fluorescent Delamping | 0.34617 | 0.34084 | 0.2517 | 0.16521 | 0.081334 | 0 | 0 | 0 | 0 | 0 | 0 | 0
SCE | MW | Commercial | Com - Office (Large) | Lighting | No | Lighting - Low Bay HID to T5 | 0.86056 | 0.87207 | 0.88445 | 0.89695 | 0.91026 | 0.92285 | 0.93443 | 0.9461 | 0.95689 | 0.96838 | 0.97947 | 0.99073
SCE | MW | Commercial | Com - Office (Large) | Lighting | No | Lighting - Occupancy Sensor | 4.6434 | 4.7095 | 4.7804 | 4.8519 | 4.9279 | 4.9999 | 5.0662 | 5.133 | 5.195 | 5.2607 | 5.3242 | 5.3886
SCE | MW | Commercial | Com - Office (Large) | Lighting | No | Lighting - Plug-In Fixture (Linear Fluorescent) | 16.5037 | 16.7244 | 16.9619 | 17.2016 | 17.4569 | 0 | 0 | 0 | 0 | 0 | 0 | 0
SCE | MW | Commercial | Com - Office (Large) | Lighting | No | Lighting - Plug-In Fixture (MH Directional) | 1.1007 | 1.1154 | 1.1313 | 1.1473 | 1.1643 | 1.1804 | 1.1952 | 1.2101 | 1.2239 | 1.2386 | 1.2528 | 1.2672
SCE | MW | Commercial | Com - Office (Large) | Lighting | No | Lighting - Plug-In Fixture (PSMH with Electronic Ballast) | 8.8789 | 8.9976 | 9.1254 | 9.2543 | 9.3916 | 9.5216 | 9.641 | 9.7614 | 9.8728 | 9.9913 | 10.1057 | 10.2219
SCE | MW | Commercial | Com - Office (Large) | SHW | No | SHW - EF Rated Instantaneous Water Heater (Electric) | 0.03044 | 0.030871 | 0.031334 | 0.0318 | 0.032296 | 0.032765 | 0.033197 | 0.033633 | 0.034037 | 0.034465 | 0.034879 | 0.035299
SCE | MW | Commercial | Com - Office (Large) | Service | No | HVAC - Comprehensive Rooftop Unit Quality Maintenance | 2.6096e-05 | 2.5694e-05 | 2.5298e-05 | 2.4909e-05 | 2.4525e-05 | 2.4148e-05 | 2.3776e-05 | 2.3409e-05 | 2.3049e-05 | 2.2694e-05 | 2.2345e-05 | 2.2e-05
SCE | MW | Commercial | Com - Office (Large) | Service | No | Service - HVAC Fault Detection & Diagnositics | 0.031591 | 0.032035 | 0.032512 | 0.032994 | 0.033505 | 0.03399 | 0.034436 | 0.034885 | 0.035302 | 0.035744 | 0.036171 | 0.036605
SCE | MW | Commercial | Com - Office (Large) | Service | No | Service - Retro-Commissioning (Electric) | 0.22714 | 0.22364 | 0.22019 | 0.2168 | 0.21346 | 0.21018 | 0.20694 | 0.20375 | 0.20062 | 0.19753 | 0.19448 | 0.19149
SCE | MW | Commercial | Com - Office (Large) | WholeBlg | No | HVAC - Energy Management System | 0.003639 | 0.0036901 | 0.0037451 | 0.0038006 | 0.0038595 | 0.0039153 | 0.0039667 | 0.0040185 | 0.0040665 | 0.0041174 | 0.0041666 | 0.0042166
SCE | MW | Commercial | Com - Office (Large) | WholeBlg | No | WholeBlg - Com RET Level 1 | 84.416 | 83.116 | 81.836 | 80.5757 | 79.3349 | 78.1131 | 76.9102 | 75.7257 | 74.5596 | 73.4113 | 72.2808 | 71.1677
SCE | MW | Commercial | Com - Office (Large) | WholeBlg | No | WholeBlg - Com RET Level 2 | 560.9222 | 552.284 | 543.7789 | 535.4047 | 527.1594 | 519.0412 | 511.0479 | 503.1778 | 495.4289 | 487.7993 | 480.2872 | 472.8907
SCE | MW | Commercial | Com - Office (Small) | AppPlug | No | AppPlug - Computer Monitor | 2.0141 | 2.0425 | 2.0729 | 2.1036 | 2.1362 | 2.1671 | 2.1955 | 2.2242 | 2.2507 | 2.2789 | 2.3062 | 2.3338
SCE | MW | Commercial | Com - Office (Small) | AppPlug | No | AppPlug - Desktop Computer (Com - Power Management) | 0.92391 | 0.93691 | 0.95086 | 0.96494 | 0.97991 | 0.99408 | 1.0071 | 1.0203 | 1.0325 | 1.0454 | 1.0579 | 1.0706
SCE | MW | Commercial | Com - Office (Small) | AppPlug | No | AppPlug - Occupancy Sensor Plug Strip | 1.0643 | 1.0792 | 1.0953 | 1.1115 | 1.1288 | 1.1451 | 1.1601 | 1.1753 | 1.1893 | 1.2042 | 1.2186 | 1.2332
SCE | MW | Commercial | Com - Office (Small) | BldgEnv | No | BldgEnv - Attic Batt Insulation | 0.45108 | 0.44413 | 0.43729 | 0.43056 | 0.42393 | 0.4174 | 0.41097 | 0.40464 | 0.39841 | 0.39227 | 0.38623 | 0.38029
SCE | MW | Commercial | Com - Office (Small) | BldgEnv | No | BldgEnv - Wall Spray On Insulation | 7.2145 | 7.1034 | 6.994 | 6.8863 | 6.7802 | 6.6758 | 6.573 | 6.4718 | 6.3721 | 6.274 | 6.1774 | 6.0822
SCE | MW | Commercial | Com - Office (Small) | BldgEnv | No | BldgEnv - Window Film | 22.7944 | 22.4434 | 22.0978 | 21.7575 | 21.4224 | 21.0925 | 20.7677 | 20.4479 | 20.133 | 19.8229 | 19.5176 | 19.2171
SCE | MW | Commercial | Com - Office (Small) | HVAC | Yes | HVAC - Advanced Package Rooftop AC (> EER 12) - Emerging | 0 | 17.9792 | 18.1607 | 18.3449 | 18.544 | 18.7311 | 18.9005 | 19.0722 | 19.229 | 19.3985 | 19.5616 | 19.7282
SCE | MW | Commercial | Com - Office (Small) | HVAC | Yes | HVAC - Energy Recovery Ventilation - Emerging | 0.99542 | 1.0094 | 1.0245 | 1.0396 | 1.0558 | 1.071 | 1.0851 | 1.0992 | 1.1124 | 1.1263 | 1.1398 | 1.1534
SCE | MW | Commercial | Com - Office (Small) | HVAC | No | HVAC - Chiller (Centrifugal) | 9.358 | 9.2833 | 9.2126 | 9.1439 | 9.079 | 9.0137 | 8.9471 | 8.8823 | 8.8165 | 8.7542 | 8.6922 | 8.6321
SCE | MW | Commercial | Com - Office (Small) | HVAC | No | HVAC - Chiller (Reciprocating) | 9.0532 | 9.1021 | 9.1583 | 9.216 | 9.2804 | 9.34 | 9.3923 | 9.4459 | 9.4935 | 9.5467 | 9.5976 | 9.6502
SCE | MW | Commercial | Com - Office (Small) | HVAC | No | HVAC - Demand Controlled Ventilation | 0.20791 | 0.21083 | 0.21397 | 0.21714 | 0.22051 | 0.2237 | 0.22663 | 0.22959 | 0.23233 | 0.23524 | 0.23806 | 0.24091
SCE | MW | Commercial | Com - Office (Small) | HVAC | No | HVAC - Direct Evaporative Cooler | 2.1739 | 2.2045 | 2.2373 | 2.2704 | 2.3057 | 2.339 | 2.3697 | 2.4006 | 2.4293 | 2.4597 | 2.4891 | 2.519
SCE | MW | Commercial | Com - Office (Small) | HVAC | No | HVAC - EER Rated Package Rooftop AC (EER 11) | 7.6901 | 0 | 0 | 0 | 0 | 0 | 0 | 0 | 0 | 0 | 0 | 0
SCE | MW | Commercial | Com - Office (Small) | HVAC | No | HVAC - EER Rated Package Rooftop HP (EER 11) | 0.043907 | 0 | 0 | 0 | 0 | 0 | 0 | 0 | 0 | 0 | 0 | 0
SCE | MW | Commercial | Com - Office (Small) | HVAC | No | HVAC - Repair Duct System | 7.1855 | 7.0748 | 6.9659 | 6.8586 | 6.753 | 6.649 | 6.5466 | 6.4458 | 6.3465 | 6.2488 | 6.1525 | 6.0578
SCE | MW | Commercial | Com - Office (Small) | HVAC | No | HVAC - SEER Rated Package Rooftop AC (Recharge) | 9.2965 | 9.1534 | 9.0124 | 8.8736 | 8.737 | 8.6024 | 8.4699 | 8.3395 | 8.2111 | 8.0846 | 7.9601 | 7.8375
SCE | MW | Commercial | Com - Office (Small) | HVAC | No | HVAC - SEER Rated Package Rooftop AC (SEER 14) | 12.2986 | 12.4849 | 0 | 0 | 0 | 0 | 0 | 0 | 0 | 0 | 0 | 0
SCE | MW | Commercial | Com - Office (Small) | HVAC | No | HVAC - SEER Rated Package Rooftop HP (SEER 15) | 9.04 | 9.2254 | 4.3743 | 4.4659 | 4.5622 | 4.6539 | 4.7391 | 4.8247 | 4.9048 | 4.9889 | 5.0703 | 5.1526
SCE | MW | Commercial | Com - Office (Small) | HVAC | No | HVAC - SEER Rated Split System AC (SEER 14) | 3.9625 | 4.0177 | 4.077 | 0 | 0 | 0 | 0 | 0 | 0 | 0 | 0 | 0
SCE | MW | Commercial | Com - Office (Small) | HVAC | No | HVAC - SEER Rated Split System HP (SEER 15) | 5.7075 | 5.8033 | 2.7418 | 2.7896 | 2.8401 | 2.888 | 2.9324 | 2.977 | 3.0186 | 3.0624 | 3.1049 | 3.1479
SCE | MW | Commercial | Com - Office (Small) | Lighting | Yes | Lighting - LED Fixture (Replacing T8) - Emerging | 39.4179 | 40.7538 | 42.1542 | 43.783 | 45.2798 | 46.764 | 48.009 | 49.2752 | 50.5107 | 51.7986 | 53.0808 | 54.1661
SCE | MW | Commercial | Com - Office (Small) | Lighting | Yes | Lighting - LED Lamp (Basic High - Indoor) - Emerging | 2.2227 | 2.2951 | 2.3659 | 2.4275 | 2.4922 | 0.32866 | 0.33584 | 0.34241 | 0.34871 | 0.35458 | 0.36034 | 0.3662
SCE | MW | Commercial | Com - Office (Small) | Lighting | Yes | Lighting - LED Lamp (Basic Low - Indoor) - Emerging | 2.4391 | 2.522 | 2.6027 | 2.6727 | 2.746 | 0.42926 | 0.4389 | 0.44769 | 0.45612 | 0.46497 | 0.47265 | 0.48047
SCE | MW | Commercial | Com - Office (Small) | Lighting | Yes | Lighting - LED Plug-In Indoor Fixture - Emerging | 5.1614 | 5.3123 | 5.4534 | 5.5615 | 5.6936 | 0.32999 | 0.33594 | 0.34303 | 0.34824 | 0.35427 | 0.35965 | 0.36567
SCE | MW | Commercial | Com - Office (Small) | Lighting | No | Lighting - Cold Cathode Lamp | 0.048346 | 0.049026 | 0.049757 | 0.050493 | 0.051276 | 0 | 0 | 0 | 0 | 0 | 0 | 0
SCE | MW | Commercial | Com - Office (Small) | Lighting | No | Lighting - Compact Fluorescent Fixture (Indoor) | 6.5427 | 6.6356 | 6.7353 | 6.8359 | 6.9428 | 0 | 0 | 0 | 0 | 0 | 0 | 0
SCE | MW | Commercial | Com - Office (Small) | Lighting | No | Lighting - Exit Fixture (LED) | 0.63447 | 0.6247 | 0.61508 | 0.6056 | 0.59628 | 0.5871 | 0.57805 | 0.56915 | 0.56039 | 0.55176 | 0.54326 | 0.53489
SCE | MW | Commercial | Com - Office (Small) | Lighting | No | Lighting - Halogen Lamp (A-Line) | 0.019 | 0.019267 | 0.019554 | 0.019843 | 0.020151 | 0 | 0 | 0 | 0 | 0 | 0 | 0
SCE | MW | Commercial | Com - Office (Small) | Lighting | No | Lighting - High Bay HID to T5 | 0.34354 | 0.34843 | 0.35367 | 0.35895 | 0.36457 | 0.36989 | 0.37479 | 0.37972 | 0.3843 | 0.38916 | 0.39385 | 0.39861
SCE | MW | Commercial | Com - Office (Small) | Lighting | No | Lighting - Induction Fixture (Indoor) | 1.3544 | 1.3734 | 1.3939 | 1.4145 | 1.4365 | 1.4572 | 1.4764 | 1.4956 | 1.5135 | 1.5324 | 1.5508 | 1.5694
SCE | MW | Commercial | Com - Office (Small) | Lighting | No | Lighting - Induction Fixture (Outdoor) | 0.56399 | 0.57192 | 0.58044 | 0.58904 | 0.59817 | 0.60682 | 0.61479 | 0.62281 | 0.63025 | 0.63814 | 0.64577 | 0.65351
SCE | MW | Commercial | Com - Office (Small) | Lighting | No | Lighting - Linear Fluorescent Delamping | 0.092078 | 0.09066 | 0.066948 | 0.043945 | 0.021634 | 0 | 0 | 0 | 0 | 0 | 0 | 0
SCE | MW | Commercial | Com - Office (Small) | Lighting | No | Lighting - Low Bay HID to T5 | 0.2221 | 0.22526 | 0.22865 | 0.23206 | 0.2357 | 0.23914 | 0.2423 | 0.24549 | 0.24845 | 0.25159 | 0.25462 | 0.2577
SCE | MW | Commercial | Com - Office (Small) | Lighting | No | Lighting - Occupancy Sensor | 1.9553 | 1.9824 | 2.0115 | 2.0408 | 2.0721 | 2.1016 | 2.1288 | 2.1562 | 2.1816 | 2.2085 | 2.2346 | 2.261
SCE | MW | Commercial | Com - Office (Small) | Lighting | No | Lighting - Plug-In Fixture (Linear Fluorescent) | 4.7272 | 4.7944 | 4.8665 | 4.9392 | 5.0165 | 0 | 0 | 0 | 0 | 0 | 0 | 0
SCE | MW | Commercial | Com - Office (Small) | Lighting | No | Lighting - Plug-In Fixture (MH Directional) | 0.31528 | 0.31976 | 0.32457 | 0.32943 | 0.33458 | 0.33946 | 0.34396 | 0.34849 | 0.35269 | 0.35714 | 0.36145 | 0.36582
SCE | MW | Commercial | Com - Office (Small) | Lighting | No | Lighting - Plug-In Fixture (PSMH with Electronic Ballast) | 2.5432 | 2.5793 | 2.6181 | 2.6573 | 2.6988 | 2.7382 | 2.7745 | 2.811 | 2.8449 | 2.8808 | 2.9156 | 2.9508
SCE | MW | Commercial | Com - Office (Small) | SHW | No | SHW - EF Rated Instantaneous Water Heater (Electric) | 0.04728 | 0.047936 | 0.04864 | 0.049351 | 0.050106 | 0.050822 | 0.05148 | 0.052143 | 0.052758 | 0.053411 | 0.054041 | 0.054681
SCE | MW | Commercial | Com - Office (Small) | Service | No | HVAC - Comprehensive Rooftop Unit Quality Maintenance | 7.1755e-06 | 7.065e-06 | 6.9562e-06 | 6.8491e-06 | 6.7436e-06 | 6.6398e-06 | 6.5375e-06 | 6.4368e-06 | 6.3377e-06 | 6.2401e-06 | 6.144e-06 | 6.0494e-06
SCE | MW | Commercial | Com - Office (Small) | Service | No | Service - HVAC Fault Detection & Diagnositics | 0.0086864 | 0.0088086 | 0.0089398 | 0.0090721 | 0.0092129 | 0.0093461 | 0.0094687 | 0.0095923 | 0.0097069 | 0.0098285 | 0.0099459 | 0.010065
SCE | MW | Commercial | Com - Office (Small) | Service | No | Service - Retro-Commissioning (Electric) | 0.062455 | 0.061493 | 0.060546 | 0.059614 | 0.058695 | 0.057792 | 0.056902 | 0.056025 | 0.055162 | 0.054313 | 0.053477 | 0.052653
SCE | MW | Commercial | Com - Office (Small) | WholeBlg | No | HVAC - Energy Management System | 0.0010006 | 0.0010147 | 0.0010298 | 0.001045 | 0.0010612 | 0.0010766 | 0.0010907 | 0.0011049 | 0.0011181 | 0.0011321 | 0.0011457 | 0.0011594
SCE | MW | Commercial | Com - Office (Small) | WholeBlg | No | WholeBlg - Com RET Level 1 | 23.3548 | 22.9951 | 22.641 | 22.2923 | 21.949 | 21.611 | 21.2782 | 20.9505 | 20.6279 | 20.3102 | 19.9974 | 19.6894
SCE | MW | Commercial | Com - Office (Small) | WholeBlg | No | WholeBlg - Com RET Level 2 | 153.952 | 151.5811 | 149.2467 | 146.9483 | 144.6853 | 142.4572 | 140.2633 | 138.1033 | 135.9765 | 133.8825 | 131.8207 | 129.7906
SCE | MW | Commercial | Com - Restaurant (Fast Food) | AppPlug | No | AppPlug - Computer Monitor | 0.71606 | 0.72613 | 0.73695 | 0.74786 | 0.75946 | 0.77044 | 0.78055 | 0.79074 | 0.80018 | 0.8102 | 0.81989 | 0.82972
SCE | MW | Commercial | Com - Restaurant (Fast Food) | AppPlug | No | AppPlug - Desktop Computer (Com - Power Management) | 0.32847 | 0.33309 | 0.33805 | 0.34305 | 0.34837 | 0.35341 | 0.35805 | 0.36272 | 0.36706 | 0.37165 | 0.3761 | 0.3806
SCE | MW | Commercial | Com - Restaurant (Fast Food) | AppPlug | No | AppPlug - Occupancy Sensor Plug Strip | 0.37836 | 0.38368 | 0.3894 | 0.39517 | 0.40129 | 0.4071 | 0.41244 | 0.41782 | 0.42281 | 0.42811 | 0.43323 | 0.43842
SCE | MW | Commercial | Com - Restaurant (Fast Food) | BldgEnv | No | BldgEnv - Wall Spray On Insulation | 2.5649 | 2.5254 | 2.4865 | 2.4482 | 2.4105 | 2.3734 | 2.3368 | 2.3008 | 2.2654 | 2.2305 | 2.1962 | 2.1623
SCE | MW | Commercial | Com - Restaurant (Fast Food) | BldgEnv | No | BldgEnv - Window Film | 8.153 | 8.0275 | 7.9038 | 7.7821 | 7.6623 | 7.5443 | 7.4281 | 7.3137 | 7.2011 | 7.0902 | 6.981 | 6.8735
SCE | MW | Commercial | Com - Restaurant (Fast Food) | ComRefrig | No | ComRefrig - Strip Curtain for Walk In Refrigerator | 1.895 | 1.8658 | 1.837 | 1.8087 | 1.7809 | 1.7535 | 1.7265 | 1.6999 | 1.6737 | 1.6479 | 1.6225 | 1.5976
SCE | MW | Commercial | Com - Restaurant (Fast Food) | FoodServ | No | FoodServ - Electric Griddle | 0.0043547 | 0.004416 | 0.0044818 | 0.0045481 | 0.0046187 | 0.0046855 | 0.0047469 | 0.0048089 | 0.0048663 | 0.0049273 | 0.0049862 | 0.005046
SCE | MW | Commercial | Com - Restaurant (Fast Food) | FoodServ | No | FoodServ - Electric Steamer | 1.6589 | 1.6823 | 1.7073 | 1.7326 | 1.7595 | 1.7849 | 1.8083 | 1.8319 | 1.8538 | 1.877 | 1.8995 | 1.9222
SCE | MW | Commercial | Com - Restaurant (Fast Food) | FoodServ | No | FoodServ - Fryer (Electric) | 0.11327 | 0.11486 | 0.11657 | 0.1183 | 0.12013 | 0.12187 | 0.12347 | 0.12508 | 0.12658 | 0.12816 | 0.12969 | 0.13125
SCE | MW | Commercial | Com - Restaurant (Fast Food) | FoodServ | No | FoodServ - Grill to Order Cabinet | 1.5432 | 1.5649 | 1.5882 | 1.6117 | 1.6367 | 1.6604 | 1.6822 | 1.7041 | 1.7245 | 1.7461 | 1.7669 | 1.7881
SCE | MW | Commercial | Com - Restaurant (Fast Food) | FoodServ | No | FoodServ - Oven (Electric) | 0.35785 | 0.36289 | 0.3683 | 0.37375 | 0.37954 | 0.38503 | 0.39009 | 0.39518 | 0.3999 | 0.40491 | 0.40975 | 0.41466
SCE | MW | Commercial | Com - Restaurant (Fast Food) | HVAC | Yes | HVAC - Advanced Package Rooftop AC (> EER 12) - Emerging | 0 | 10.0519 | 10.1315 | 10.2127 | 10.3017 | 10.3848 | 10.459 | 10.5346 | 10.6028 | 10.6776 | 10.7493 | 10.8231
SCE | MW | Commercial | Com - Restaurant (Fast Food) | HVAC | No | HVAC - Direct Evaporative Cooler | 1.2921 | 1.3103 | 1.3298 | 1.3495 | 1.3705 | 1.3903 | 1.4085 | 1.4269 | 1.4439 | 1.462 | 1.4795 | 1.4972
SCE | MW | Commercial | Com - Restaurant (Fast Food) | HVAC | No | HVAC - EER Rated Package Rooftop HP (EER 11) | 0.89093 | 0 | 0 | 0 | 0 | 0 | 0 | 0 | 0 | 0 | 0 | 0
SCE | MW | Commercial | Com - Restaurant (Fast Food) | HVAC | No | HVAC - Repair Duct System | 4.4541 | 4.3855 | 4.3179 | 4.2515 | 4.186 | 4.1215 | 4.058 | 3.9956 | 3.934 | 3.8734 | 3.8138 | 3.7551
SCE | MW | Commercial | Com - Restaurant (Fast Food) | HVAC | No | HVAC - SEER Rated Package Rooftop AC (Recharge) | 4.7011 | 4.6287 | 4.5574 | 4.4872 | 4.4181 | 4.3501 | 4.2831 | 4.2171 | 4.1522 | 4.0882 | 4.0253 | 3.9633
SCE | MW | Commercial | Com - Restaurant (Fast Food) | HVAC | No | HVAC - SEER Rated Package Rooftop AC (SEER 14) | 5.5053 | 5.5902 | 0 | 0 | 0 | 0 | 0 | 0 | 0 | 0 | 0 | 0
SCE | MW | Commercial | Com - Restaurant (Fast Food) | HVAC | No | HVAC - SEER Rated Package Rooftop HP (SEER 15) | 5.9446 | 6.0553 | 2.8659 | 2.9208 | 2.9787 | 3.0337 | 3.0848 | 3.1361 | 3.184 | 3.2344 | 3.2832 | 3.3325
SCE | MW | Commercial | Com - Restaurant (Fast Food) | HVAC | No | HVAC - SEER Rated Split System AC (SEER 14) | 2.1836 | 2.2152 | 2.249 | 0 | 0 | 0 | 0 | 0 | 0 | 0 | 0 | 0
SCE | MW | Commercial | Com - Restaurant (Fast Food) | HVAC | No | HVAC - SEER Rated Split System HP (SEER 15) | 3.6671 | 3.7224 | 1.7557 | 1.7835 | 1.8128 | 1.8407 | 1.8664 | 1.8923 | 1.9163 | 1.9418 | 1.9664 | 1.9913
SCE | MW | Commercial | Com - Restaurant (Fast Food) | Lighting | Yes | Lighting - LED Fixture (Replacing T8) - Emerging | 7.9984 | 8.2801 | 8.5755 | 8.9179 | 9.2341 | 9.5477 | 9.8123 | 10.0814 | 10.3441 | 10.618 | 10.8907 | 11.1232
SCE | MW | Commercial | Com - Restaurant (Fast Food) | Lighting | Yes | Lighting - LED Lamp (Basic High - Indoor) - Emerging | 7.1898 | 7.4316 | 7.6684 | 7.8758 | 8.0934 | 1.0683 | 1.0925 | 1.1148 | 1.1362 | 1.1562 | 1.1758 | 1.1958
SCE | MW | Commercial | Com - Restaurant (Fast Food) | Lighting | Yes | Lighting - LED Lamp (Basic Low - Indoor) - Emerging | 22.8696 | 23.6707 | 24.4533 | 25.1347 | 25.8494 | 4.0444 | 4.1387 | 4.225 | 4.3079 | 4.3947 | 4.4705 | 4.5476
SCE | MW | Commercial | Com - Restaurant (Fast Food) | Lighting | Yes | Lighting - LED Plug-In Indoor Fixture - Emerging | 2.0688 | 2.1315 | 2.1903 | 2.2359 | 2.2912 | 0.13291 | 0.13542 | 0.13839 | 0.1406 | 0.14314 | 0.14542 | 0.14796
SCE | MW | Commercial | Com - Restaurant (Fast Food) | Lighting | No | Lighting - Cold Cathode Lamp | 0.023099 | 0.023424 | 0.023773 | 0.024125 | 0.024499 | 0 | 0 | 0 | 0 | 0 | 0 | 0
SCE | MW | Commercial | Com - Restaurant (Fast Food) | Lighting | No | Lighting - Compact Fluorescent Fixture (Indoor) | 3.3473 | 3.3983 | 3.4528 | 3.5078 | 3.5661 | 0 | 0 | 0 | 0 | 0 | 0 | 0
SCE | MW | Commercial | Com - Restaurant (Fast Food) | Lighting | No | Lighting - Exit Fixture (LED) | 0.20272 | 0.1996 | 0.19653 | 0.1935 | 0.19052 | 0.18758 | 0.1847 | 0.18185 | 0.17905 | 0.17629 | 0.17358 | 0.17091
SCE | MW | Commercial | Com - Restaurant (Fast Food) | Lighting | No | Lighting - Halogen Lamp (A-Line) | 0.0067547 | 0.0068498 | 0.0069518 | 0.0070547 | 0.0071641 | 0 | 0 | 0 | 0 | 0 | 0 | 0
SCE | MW | Commercial | Com - Restaurant (Fast Food) | Lighting | No | Lighting - High Bay HID to T5 | 0.34859 | 0.354 | 0.35979 | 0.36562 | 0.37179 | 0.37765 | 0.38306 | 0.3885 | 0.39356 | 0.39891 | 0.40409 | 0.40933
SCE | MW | Commercial | Com - Restaurant (Fast Food) | Lighting | No | Lighting - Induction Fixture (Indoor) | 0.4624 | 0.4689 | 0.47589 | 0.48293 | 0.49042 | 0.49751 | 0.50404 | 0.51062 | 0.51672 | 0.52319 | 0.52945 | 0.53579
SCE | MW | Commercial | Com - Restaurant (Fast Food) | Lighting | No | Lighting - Induction Fixture (Outdoor) | 0.20051 | 0.20333 | 0.20636 | 0.20941 | 0.21266 | 0.21574 | 0.21857 | 0.22142 | 0.22406 | 0.22687 | 0.22958 | 0.23234
SCE | MW | Commercial | Com - Restaurant (Fast Food) | Lighting | No | Lighting - Linear Fluorescent Delamping | 0.045923 | 0.045216 | 0.03339 | 0.021917 | 0.01079 | 0 | 0 | 0 | 0 | 0 | 0 | 0
SCE | MW | Commercial | Com - Restaurant (Fast Food) | Lighting | No | Lighting - Occupancy Sensor | 0.44912 | 0.45539 | 0.46212 | 0.46892 | 0.47614 | 0.48298 | 0.48928 | 0.49562 | 0.5015 | 0.50774 | 0.51377 | 0.51989
SCE | MW | Commercial | Com - Restaurant (Fast Food) | Lighting | No | Lighting - Plug-In Fixture (Linear Fluorescent) | 1.9259 | 1.9558 | 1.9877 | 2.0199 | 2.054 | 0 | 0 | 0 | 0 | 0 | 0 | 0
SCE | MW | Commercial | Com - Restaurant (Fast Food) | Lighting | No | Lighting - Plug-In Fixture (MH Directional) | 0.12845 | 0.13044 | 0.13257 | 0.13472 | 0.137 | 0.13915 | 0.14115 | 0.14315 | 0.14502 | 0.14699 | 0.1489 | 0.15083
SCE | MW | Commercial | Com - Restaurant (Fast Food) | Lighting | No | Lighting - Plug-In Fixture (PSMH with Electronic Ballast) | 1.0361 | 1.0522 | 1.0694 | 1.0867 | 1.1051 | 1.1225 | 1.1385 | 1.1547 | 1.1698 | 1.1857 | 1.201 | 1.2166
SCE | MW | Commercial | Com - Restaurant (Fast Food) | SHW | No | SHW - EF Rated Instantaneous Water Heater (Electric) | 0.085348 | 0.086519 | 0.087778 | 0.089048 | 0.090399 | 0.091678 | 0.092855 | 0.09404 | 0.095139 | 0.096305 | 0.097432 | 0.098577
SCE | MW | Commercial | Com - Restaurant (Fast Food) | Service | No | HVAC - Comprehensive Rooftop Unit Quality Maintenance | 2.551e-06 | 2.5117e-06 | 2.4731e-06 | 2.435e-06 | 2.3975e-06 | 2.3606e-06 | 2.3242e-06 | 2.2884e-06 | 2.2532e-06 | 2.2185e-06 | 2.1843e-06 | 2.1507e-06
SCE | MW | Commercial | Com - Restaurant (Fast Food) | Service | No | Service - HVAC Fault Detection & Diagnositics | 0.0030882 | 0.0031316 | 0.0031783 | 0.0032253 | 0.0032753 | 0.0033227 | 0.0033663 | 0.0034102 | 0.003451 | 0.0034942 | 0.003536 | 0.0035784
SCE | MW | Commercial | Com - Restaurant (Fast Food) | Service | No | Service - Retro-Commissioning (Electric) | 0.022204 | 0.021862 | 0.021525 | 0.021194 | 0.020867 | 0.020546 | 0.02023 | 0.019918 | 0.019611 | 0.019309 | 0.019012 | 0.018719
SCE | MW | Commercial | Com - Restaurant (Fast Food) | WholeBlg | No | HVAC - Energy Management System | 0.00035573 | 0.00036073 | 0.00036611 | 0.00037153 | 0.00037729 | 0.00038275 | 0.00038777 | 0.00039283 | 0.00039752 | 0.0004025 | 0.00040731 | 0.00041219
SCE | MW | Commercial | Com - Restaurant (Fast Food) | WholeBlg | No | WholeBlg - Com RET Level 1 | 14.6071 | 14.3821 | 14.1606 | 13.9426 | 13.7279 | 13.5164 | 13.3083 | 13.1033 | 12.9016 | 12.7029 | 12.5072 | 12.3146
SCE | MW | Commercial | Com - Restaurant (Fast Food) | WholeBlg | No | WholeBlg - Com RET Level 2 | 89.9039 | 88.5193 | 87.1561 | 85.8139 | 84.4924 | 83.1912 | 81.9101 | 80.6487 | 79.4067 | 78.1838 | 76.9798 | 75.7943
SCE | MW | Commercial | Com - Restaurant (Sit Down) | AppPlug | No | AppPlug - Computer Monitor | 0.71606 | 0.72613 | 0.73695 | 0.74786 | 0.75946 | 0.77044 | 0.78055 | 0.79074 | 0.80018 | 0.8102 | 0.81989 | 0.82972
SCE | MW | Commercial | Com - Restaurant (Sit Down) | AppPlug | No | AppPlug - Desktop Computer (Com - Power Management) | 0.32847 | 0.33309 | 0.33805 | 0.34305 | 0.34837 | 0.35341 | 0.35805 | 0.36272 | 0.36706 | 0.37165 | 0.3761 | 0.3806
SCE | MW | Commercial | Com - Restaurant (Sit Down) | AppPlug | No | AppPlug - Occupancy Sensor Plug Strip | 0.37836 | 0.38368 | 0.3894 | 0.39517 | 0.40129 | 0.4071 | 0.41244 | 0.41782 | 0.42281 | 0.42811 | 0.43323 | 0.43842
SCE | MW | Commercial | Com - Restaurant (Sit Down) | BldgEnv | No | BldgEnv - Wall Spray On Insulation | 2.5649 | 2.5254 | 2.4865 | 2.4482 | 2.4105 | 2.3734 | 2.3368 | 2.3008 | 2.2654 | 2.2305 | 2.1962 | 2.1623
SCE | MW | Commercial | Com - Restaurant (Sit Down) | BldgEnv | No | BldgEnv - Window Film | 10.8914 | 10.7236 | 10.5585 | 10.3959 | 10.2358 | 10.0782 | 9.923 | 9.7701 | 9.6197 | 9.4715 | 9.3257 | 9.1821
SCE | MW | Commercial | Com - Restaurant (Sit Down) | ComRefrig | No | ComRefrig - Refrigerated Case Night Cover (Low Temp) | 0.76297 | 0.75122 | 0.73965 | 0.72826 | 0.71704 | 0.706 | 0.69513 | 0.68442 | 0.67388 | 0.66351 | 0.65329 | 0.64323
SCE | MW | Commercial | Com - Restaurant (Sit Down) | ComRefrig | No | ComRefrig - Strip Curtain for Walk In Refrigerator | 1.895 | 1.8658 | 1.837 | 1.8087 | 1.7809 | 1.7535 | 1.7265 | 1.6999 | 1.6737 | 1.6479 | 1.6225 | 1.5976
SCE | MW | Commercial | Com - Restaurant (Sit Down) | FoodServ | No | FoodServ - Electric Griddle | 0.0043547 | 0.004416 | 0.0044818 | 0.0045481 | 0.0046187 | 0.0046855 | 0.0047469 | 0.0048089 | 0.0048663 | 0.0049273 | 0.0049862 | 0.005046
SCE | MW | Commercial | Com - Restaurant (Sit Down) | FoodServ | No | FoodServ - Electric Steamer | 1.6589 | 1.6823 | 1.7073 | 1.7326 | 1.7595 | 1.7849 | 1.8083 | 1.8319 | 1.8538 | 1.877 | 1.8995 | 1.9222
SCE | MW | Commercial | Com - Restaurant (Sit Down) | FoodServ | No | FoodServ - Fryer (Electric) | 0.11327 | 0.11486 | 0.11657 | 0.1183 | 0.12013 | 0.12187 | 0.12347 | 0.12508 | 0.12658 | 0.12816 | 0.12969 | 0.13125
SCE | MW | Commercial | Com - Restaurant (Sit Down) | FoodServ | No | FoodServ - Oven (Electric) | 0.35785 | 0.36289 | 0.3683 | 0.37375 | 0.37954 | 0.38503 | 0.39009 | 0.39518 | 0.3999 | 0.40491 | 0.40975 | 0.41466
SCE | MW | Commercial | Com - Restaurant (Sit Down) | HVAC | Yes | HVAC - Advanced Package Rooftop AC (> EER 12) - Emerging | 0 | 8.565 | 8.6078 | 8.6519 | 8.7022 | 8.7482 | 8.7879 | 8.8288 | 8.8645 | 8.9054 | 8.9442 | 8.9847
SCE | MW | Commercial | Com - Restaurant (Sit Down) | HVAC | No | HVAC - Direct Evaporative Cooler | 0.87068 | 0.88293 | 0.89609 | 0.90935 | 0.92346 | 0.93681 | 0.9491 | 0.96149 | 0.97298 | 0.98516 | 0.99694 | 1.0089
SCE | MW | Commercial | Com - Restaurant (Sit Down) | HVAC | No | HVAC - EER Rated Package Rooftop HP (EER 11) | 0.68087 | 0 | 0 | 0 | 0 | 0 | 0 | 0 | 0 | 0 | 0 | 0
SCE | MW | Commercial | Com - Restaurant (Sit Down) | HVAC | No | HVAC - Repair Duct System | 2.838 | 2.7943 | 2.7512 | 2.7089 | 2.6671 | 2.6261 | 2.5856 | 2.5458 | 2.5066 | 2.468 | 2.43 | 2.3926
SCE | MW | Commercial | Com - Restaurant (Sit Down) | HVAC | No | HVAC - SEER Rated Package Rooftop AC (Recharge) | 3.7916 | 3.7332 | 3.6757 | 3.6191 | 3.5633 | 3.5085 | 3.4544 | 3.4012 | 3.3489 | 3.2973 | 3.2465 | 3.1965
SCE | MW | Commercial | Com - Restaurant (Sit Down) | HVAC | No | HVAC - SEER Rated Package Rooftop AC (SEER 14) | 4.1794 | 4.2592 | 0 | 0 | 0 | 0 | 0 | 0 | 0 | 0 | 0 | 0
SCE | MW | Commercial | Com - Restaurant (Sit Down) | HVAC | No | HVAC - SEER Rated Package Rooftop HP (SEER 15) | 4.5428 | 4.6152 | 2.1786 | 2.2148 | 2.253 | 2.2893 | 2.3229 | 2.3566 | 2.388 | 2.4212 | 2.4533 | 2.4859
SCE | MW | Commercial | Com - Restaurant (Sit Down) | HVAC | No | HVAC - SEER Rated Split System AC (SEER 14) | 1.3555 | 1.3786 | 1.4033 | 0 | 0 | 0 | 0 | 0 | 0 | 0 | 0 | 0
SCE | MW | Commercial | Com - Restaurant (Sit Down) | HVAC | No | HVAC - SEER Rated Split System HP (SEER 15) | 2.5131 | 2.549 | 1.2013 | 1.2193 | 1.2385 | 1.2566 | 1.2733 | 1.2901 | 1.3057 | 1.3223 | 1.3383 | 1.3545
SCE | MW | Commercial | Com - Restaurant (Sit Down) | Lighting | Yes | Lighting - LED Fixture (Replacing T8) - Emerging | 7.7532 | 8.0332 | 8.3269 | 8.6665 | 8.9811 | 9.2932 | 9.5574 | 9.8263 | 10.0888 | 10.3624 | 10.6348 | 10.8682
SCE | MW | Commercial | Com - Restaurant (Sit Down) | Lighting | Yes | Lighting - LED Lamp (Basic High - Indoor) - Emerging | 7.1104 | 7.3493 | 7.5833 | 7.7883 | 8.0033 | 1.0564 | 1.0803 | 1.1023 | 1.1235 | 1.1432 | 1.1626 | 1.1823
SCE | MW | Commercial | Com - Restaurant (Sit Down) | Lighting | Yes | Lighting - LED Lamp (Basic Low - Indoor) - Emerging | 22.6169 | 23.4086 | 24.182 | 24.8554 | 25.5616 | 3.9993 | 4.0925 | 4.1777 | 4.2596 | 4.3454 | 4.4203 | 4.4965
SCE | MW | Commercial | Com - Restaurant (Sit Down) | Lighting | Yes | Lighting - LED Plug-In Indoor Fixture - Emerging | 2.046 | 2.1079 | 2.166 | 2.2111 | 2.2657 | 0.13143 | 0.13391 | 0.13685 | 0.13903 | 0.14154 | 0.14379 | 0.1463
SCE | MW | Commercial | Com - Restaurant (Sit Down) | Lighting | No | Lighting - Cold Cathode Lamp | 0.023218 | 0.023545 | 0.023896 | 0.02425 | 0.024626 | 0 | 0 | 0 | 0 | 0 | 0 | 0
SCE | MW | Commercial | Com - Restaurant (Sit Down) | Lighting | No | Lighting - Compact Fluorescent Fixture (Indoor) | 3.3103 | 3.3607 | 3.4145 | 3.4688 | 3.5264 | 0 | 0 | 0 | 0 | 0 | 0 | 0
SCE | MW | Commercial | Com - Restaurant (Sit Down) | Lighting | No | Lighting - Exit Fixture (LED) | 0.21042 | 0.20718 | 0.20399 | 0.20085 | 0.19776 | 0.19471 | 0.19171 | 0.18876 | 0.18585 | 0.18299 | 0.18017 | 0.1774
SCE | MW | Commercial | Com - Restaurant (Sit Down) | Lighting | No | Lighting - Halogen Lamp (A-Line) | 0.0067547 | 0.0068498 | 0.0069518 | 0.0070547 | 0.0071641 | 0 | 0 | 0 | 0 | 0 | 0 | 0
SCE | MW | Commercial | Com - Restaurant (Sit Down) | Lighting | No | Lighting - High Bay HID to T5 | 0.33791 | 0.34345 | 0.34936 | 0.35531 | 0.36161 | 0.36758 | 0.37311 | 0.37867 | 0.38384 | 0.38931 | 0.39459 | 0.39995
SCE | MW | Commercial | Com - Restaurant (Sit Down) | Lighting | No | Lighting - Induction Fixture (Indoor) | 0.47004 | 0.47665 | 0.48375 | 0.49091 | 0.49853 | 0.50574 | 0.51237 | 0.51906 | 0.52526 | 0.53184 | 0.5382 | 0.54465
SCE | MW | Commercial | Com - Restaurant (Sit Down) | Lighting | No | Lighting - Induction Fixture (Outdoor) | 0.20051 | 0.20333 | 0.20636 | 0.20941 | 0.21266 | 0.21574 | 0.21857 | 0.22142 | 0.22406 | 0.22687 | 0.22958 | 0.23234
SCE | MW | Commercial | Com - Restaurant (Sit Down) | Lighting | No | Lighting - Linear Fluorescent Delamping | 0.046062 | 0.045352 | 0.033491 | 0.021983 | 0.010822 | 0 | 0 | 0 | 0 | 0 | 0 | 0
SCE | MW | Commercial | Com - Restaurant (Sit Down) | Lighting | No | Lighting - Occupancy Sensor | 0.44639 | 0.45268 | 0.45943 | 0.46624 | 0.47348 | 0.48034 | 0.48665 | 0.49301 | 0.4989 | 0.50516 | 0.5112 | 0.51734
SCE | MW | Commercial | Com - Restaurant (Sit Down) | Lighting | No | Lighting - Plug-In Fixture (Linear Fluorescent) | 1.8785 | 1.9092 | 1.9421 | 1.9752 | 2.0102 | 0 | 0 | 0 | 0 | 0 | 0 | 0
SCE | MW | Commercial | Com - Restaurant (Sit Down) | Lighting | No | Lighting - Plug-In Fixture (MH Directional) | 0.12528 | 0.12734 | 0.12953 | 0.13174 | 0.13407 | 0.13629 | 0.13834 | 0.1404 | 0.14232 | 0.14434 | 0.1463 | 0.14829
SCE | MW | Commercial | Com - Restaurant (Sit Down) | Lighting | No | Lighting - Plug-In Fixture (PSMH with Electronic Ballast) | 1.0106 | 1.0272 | 1.0448 | 1.0626 | 1.0815 | 1.0993 | 1.1159 | 1.1325 | 1.148 | 1.1643 | 1.1801 | 1.1961
SCE | MW | Commercial | Com - Restaurant (Sit Down) | SHW | No | SHW - EF Rated Instantaneous Water Heater (Electric) | 0.029391 | 0.029793 | 0.030224 | 0.03066 | 0.031123 | 0.031562 | 0.031965 | 0.032372 | 0.032748 | 0.033148 | 0.033535 | 0.033927
SCE | MW | Commercial | Com - Restaurant (Sit Down) | Service | No | HVAC - Comprehensive Rooftop Unit Quality Maintenance | 2.551e-06 | 2.5117e-06 | 2.4731e-06 | 2.435e-06 | 2.3975e-06 | 2.3606e-06 | 2.3242e-06 | 2.2884e-06 | 2.2532e-06 | 2.2185e-06 | 2.1843e-06 | 2.1507e-06
SCE | MW | Commercial | Com - Restaurant (Sit Down) | Service | No | Service - HVAC Fault Detection & Diagnositics | 0.0030882 | 0.0031316 | 0.0031783 | 0.0032253 | 0.0032753 | 0.0033227 | 0.0033663 | 0.0034102 | 0.003451 | 0.0034942 | 0.003536 | 0.0035784
SCE | MW | Commercial | Com - Restaurant (Sit Down) | Service | No | Service - Retro-Commissioning (Electric) | 0.022204 | 0.021862 | 0.021525 | 0.021194 | 0.020867 | 0.020546 | 0.02023 | 0.019918 | 0.019611 | 0.019309 | 0.019012 | 0.018719
SCE | MW | Commercial | Com - Restaurant (Sit Down) | WholeBlg | No | HVAC - Energy Management System | 0.00035573 | 0.00036073 | 0.00036611 | 0.00037153 | 0.00037729 | 0.00038275 | 0.00038777 | 0.00039283 | 0.00039752 | 0.0004025 | 0.00040731 | 0.00041219
SCE | MW | Commercial | Com - Restaurant (Sit Down) | WholeBlg | No | WholeBlg - Com RET Level 1 | 13.7998 | 13.5873 | 13.3781 | 13.1721 | 12.9692 | 12.7695 | 12.5728 | 12.3792 | 12.1886 | 12.0009 | 11.8161 | 11.6341
SCE | MW | Commercial | Com - Restaurant (Sit Down) | WholeBlg | No | WholeBlg - Com RET Level 2 | 85.7277 | 84.4074 | 83.1076 | 81.8277 | 80.5676 | 79.3268 | 78.1052 | 76.9024 | 75.7181 | 74.552 | 73.4039 | 72.2735
SCE | MW | Commercial | Com - Retail (Large Multi Level) | AppPlug | No | AppPlug - Computer Monitor | 2.6429 | 2.6801 | 2.72 | 2.7603 | 2.8031 | 2.8436 | 2.881 | 2.9186 | 2.9534 | 2.9904 | 3.0262 | 3.0624
SCE | MW | Commercial | Com - Retail (Large Multi Level) | AppPlug | No | AppPlug - Desktop Computer (Com - Power Management) | 1.2123 | 1.2294 | 1.2477 | 1.2662 | 1.2858 | 1.3044 | 1.3215 | 1.3388 | 1.3548 | 1.3717 | 1.3881 | 1.4048
SCE | MW | Commercial | Com - Retail (Large Multi Level) | AppPlug | No | AppPlug - Occupancy Sensor Plug Strip | 1.3965 | 1.4162 | 1.4372 | 1.4585 | 1.4811 | 1.5026 | 1.5223 | 1.5422 | 1.5606 | 1.5801 | 1.599 | 1.6182
SCE | MW | Commercial | Com - Retail (Large Multi Level) | BldgEnv | No | BldgEnv - Wall Spray On Insulation | 9.4668 | 9.321 | 9.1774 | 9.0361 | 8.8969 | 8.7599 | 8.625 | 8.4922 | 8.3614 | 8.2327 | 8.1059 | 7.981
SCE | MW | Commercial | Com - Retail (Large Multi Level) | BldgEnv | No | BldgEnv - Window Film | 13.8468 | 13.6336 | 13.4236 | 13.2169 | 13.0134 | 12.813 | 12.6157 | 12.4214 | 12.2301 | 12.0417 | 11.8563 | 11.6737
SCE | MW | Commercial | Com - Retail (Large Multi Level) | FoodServ | No | FoodServ - Electric Steamer | 0.089293 | 0.090549 | 0.091898 | 0.093259 | 0.094705 | 0.096075 | 0.097336 | 0.098606 | 0.099784 | 0.10103 | 0.10224 | 0.10347
SCE | MW | Commercial | Com - Retail (Large Multi Level) | FoodServ | No | FoodServ - Oven (Electric) | 0.84909 | 0.86104 | 0.87387 | 0.88681 | 0.90056 | 0.91358 | 0.92557 | 0.93765 | 0.94885 | 0.96073 | 0.97222 | 0.98387
SCE | MW | Commercial | Com - Retail (Large Multi Level) | HVAC | Yes | HVAC - Advanced Package Rooftop AC (> EER 12) - Emerging | 0 | 13.5179 | 13.6424 | 13.7689 | 13.9065 | 14.0353 | 14.1515 | 14.2694 | 14.3766 | 14.4931 | 14.6051 | 14.7198
SCE | MW | Commercial | Com - Retail (Large Multi Level) | HVAC | No | HVAC - Chiller (Centrifugal) | 4.147 | 4.1034 | 4.0613 | 4.02 | 3.9803 | 3.9407 | 3.9011 | 3.8622 | 3.8235 | 3.786 | 3.7489 | 3.7127
SCE | MW | Commercial | Com - Retail (Large Multi Level) | HVAC | No | HVAC - Chiller (Reciprocating) | 5.561 | 5.6018 | 5.6474 | 5.6939 | 5.7448 | 5.7922 | 5.8347 | 5.878 | 5.9171 | 5.9599 | 6.001 | 6.0432
SCE | MW | Commercial | Com - Retail (Large Multi Level) | HVAC | No | HVAC - EER Rated Package Rooftop AC (EER 11) | 6.3698 | 0 | 0 | 0 | 0 | 0 | 0 | 0 | 0 | 0 | 0 | 0
SCE | MW | Commercial | Com - Retail (Large Multi Level) | HVAC | No | HVAC - EER Rated Package Rooftop HP (EER 11) | 0.035628 | 0 | 0 | 0 | 0 | 0 | 0 | 0 | 0 | 0 | 0 | 0
SCE | MW | Commercial | Com - Retail (Large Multi Level) | HVAC | No | HVAC - Repair Duct System | 4.8832 | 4.808 | 4.7339 | 4.661 | 4.5892 | 4.5186 | 4.449 | 4.3805 | 4.313 | 4.2466 | 4.1812 | 4.1168
SCE | MW | Commercial | Com - Retail (Large Multi Level) | HVAC | No | HVAC - SEER Rated Package Rooftop AC (Recharge) | 6.4925 | 6.3926 | 6.2941 | 6.1972 | 6.1017 | 6.0078 | 5.9153 | 5.8242 | 5.7345 | 5.6462 | 5.5592 | 5.4736
SCE | MW | Commercial | Com - Retail (Large Multi Level) | HVAC | No | HVAC - SEER Rated Package Rooftop AC (SEER 14) | 6.7987 | 6.8907 | 0 | 0 | 0 | 0 | 0 | 0 | 0 | 0 | 0 | 0
SCE | MW | Commercial | Com - Retail (Large Multi Level) | HVAC | No | HVAC - SEER Rated Package Rooftop HP (SEER 15) | 7.7208 | 7.8651 | 3.7228 | 3.7943 | 3.8697 | 3.9415 | 4.008 | 4.0748 | 4.1373 | 4.2029 | 4.2665 | 4.3308
SCE | MW | Commercial | Com - Retail (Large Multi Level) | HVAC | No | HVAC - SEER Rated Split System AC (SEER 14) | 2.6983 | 2.7336 | 2.7715 | 0 | 0 | 0 | 0 | 0 | 0 | 0 | 0 | 0
SCE | MW | Commercial | Com - Retail (Large Multi Level) | HVAC | No | HVAC - SEER Rated Split System HP (SEER 15) | 4.3946 | 4.4618 | 2.1049 | 2.1386 | 2.1743 | 2.2081 | 2.2393 | 2.2707 | 2.2999 | 2.3308 | 2.3607 | 2.391
SCE | MW | Commercial | Com - Retail (Large Multi Level) | Lighting | Yes | Lighting - LED Fixture (Replacing T8) - Emerging | 40.1659 | 41.5229 | 42.9452 | 44.6001 | 46.1201 | 47.6274 | 48.8912 | 50.1764 | 51.4305 | 52.7376 | 54.039 | 55.14
SCE | MW | Commercial | Com - Retail (Large Multi Level) | Lighting | Yes | Lighting - LED Lamp (Basic High - Indoor) - Emerging | 3.6238 | 3.7393 | 3.852 | 3.9497 | 4.0522 | 0.53406 | 0.54542 | 0.55578 | 0.56571 | 0.57494 | 0.58399 | 0.5932
SCE | MW | Commercial | Com - Retail (Large Multi Level) | Lighting | Yes | Lighting - LED Lamp (Basic Low - Indoor) - Emerging | 12.1258 | 12.5293 | 12.9216 | 13.26 | 13.6149 | 2.127 | 2.1735 | 2.2158 | 2.2563 | 2.2989 | 2.3357 | 2.3732
SCE | MW | Commercial | Com - Retail (Large Multi Level) | Lighting | Yes | Lighting - LED Plug-In Indoor Fixture - Emerging | 6.1653 | 6.3412 | 6.5051 | 6.6296 | 6.7826 | 0.39287 | 0.39972 | 0.40792 | 0.4139 | 0.42086 | 0.42703 | 0.43397
SCE | MW | Commercial | Com - Retail (Large Multi Level) | Lighting | No | Lighting - Cold Cathode Lamp | 0.06373 | 0.064626 | 0.065589 | 0.06656 | 0.067592 | 0 | 0 | 0 | 0 | 0 | 0 | 0
SCE | MW | Commercial | Com - Retail (Large Multi Level) | Lighting | No | Lighting - Compact Fluorescent Fixture (Indoor) | 11.691 | 11.8489 | 12.0187 | 12.1901 | 12.3726 | 0 | 0 | 0 | 0 | 0 | 0 | 0
SCE | MW | Commercial | Com - Retail (Large Multi Level) | Lighting | No | Lighting - Exit Fixture (LED) | 0.80315 | 0.79078 | 0.77861 | 0.76661 | 0.75481 | 0.74318 | 0.73174 | 0.72047 | 0.70938 | 0.69845 | 0.6877 | 0.6771
SCE | MW | Commercial | Com - Retail (Large Multi Level) | Lighting | No | Lighting - Halogen Lamp (A-Line) | 0.024931 | 0.025282 | 0.025659 | 0.026038 | 0.026442 | 0 | 0 | 0 | 0 | 0 | 0 | 0
SCE | MW | Commercial | Com - Retail (Large Multi Level) | Lighting | No | Lighting - High Bay HID to T5 | 9.7316 | 9.8688 | 10.0162 | 10.1649 | 10.3229 | 10.4726 | 10.6104 | 10.7492 | 10.8779 | 11.0144 | 11.1464 | 11.2803
SCE | MW | Commercial | Com - Retail (Large Multi Level) | Lighting | No | Lighting - Induction Fixture (Indoor) | 1.8054 | 1.8308 | 1.8581 | 1.8856 | 1.9148 | 1.9425 | 1.968 | 1.9937 | 2.0175 | 2.0428 | 2.0672 | 2.092
SCE | MW | Commercial | Com - Retail (Large Multi Level) | Lighting | No | Lighting - Induction Fixture (Outdoor) | 0.74006 | 0.75047 | 0.76165 | 0.77293 | 0.78492 | 0.79627 | 0.80672 | 0.81725 | 0.82701 | 0.83736 | 0.84737 | 0.85753
SCE | MW | Commercial | Com - Retail (Large Multi Level) | Lighting | No | Lighting - Linear Fluorescent Delamping | 0.10053 | 0.098977 | 0.07309 | 0.047976 | 0.023619 | 0 | 0 | 0 | 0 | 0 | 0 | 0
SCE | MW | Commercial | Com - Retail (Large Multi Level) | Lighting | No | Lighting - Low Bay HID to T5 | 1.7869 | 1.8121 | 1.8392 | 1.8665 | 1.8955 | 1.923 | 1.9483 | 1.9738 | 1.9974 | 2.0225 | 2.0467 | 2.0713
SCE | MW | Commercial | Com - Retail (Large Multi Level) | Lighting | No | Lighting - Occupancy Sensor | 0.14994 | 0.15254 | 0.15531 | 0.1581 | 0.16105 | 0.16385 | 0.16644 | 0.16904 | 0.17147 | 0.17403 | 0.17651 | 0.17902
SCE | MW | Commercial | Com - Retail (Large Multi Level) | Lighting | No | Lighting - Plug-In Fixture (Linear Fluorescent) | 5.5343 | 5.6122 | 5.6958 | 5.7802 | 5.8699 | 0 | 0 | 0 | 0 | 0 | 0 | 0
SCE | MW | Commercial | Com - Retail (Large Multi Level) | Lighting | No | Lighting - Plug-In Fixture (MH Directional) | 0.36911 | 0.37431 | 0.37989 | 0.38552 | 0.3915 | 0.39716 | 0.40238 | 0.40763 | 0.4125 | 0.41767 | 0.42267 | 0.42774
SCE | MW | Commercial | Com - Retail (Large Multi Level) | Lighting | No | Lighting - Plug-In Fixture (PSMH with Electronic Ballast) | 2.9774 | 3.0193 | 3.0643 | 3.1097 | 3.158 | 3.2037 | 3.2457 | 3.2881 | 3.3274 | 3.3691 | 3.4094 | 3.4503
SCE | MW | Commercial | Com - Retail (Large Multi Level) | SHW | No | SHW - EF Rated Instantaneous Water Heater (Electric) | 0.010667 | 0.010817 | 0.010978 | 0.011141 | 0.011314 | 0.011478 | 0.011628 | 0.01178 | 0.011921 | 0.01207 | 0.012215 | 0.012361
SCE | MW | Commercial | Com - Retail (Large Multi Level) | Service | No | HVAC - Comprehensive Rooftop Unit Quality Maintenance | 9.4157e-06 | 9.2707e-06 | 9.1279e-06 | 8.9873e-06 | 8.8489e-06 | 8.7126e-06 | 8.5785e-06 | 8.4464e-06 | 8.3163e-06 | 8.1882e-06 | 8.0621e-06 | 7.938e-06
SCE | MW | Commercial | Com - Retail (Large Multi Level) | Service | No | Service - HVAC Fault Detection & Diagnositics | 0.011398 | 0.011559 | 0.011731 | 0.011904 | 0.012089 | 0.012264 | 0.012425 | 0.012587 | 0.012737 | 0.012897 | 0.013051 | 0.013207
SCE | MW | Commercial | Com - Retail (Large Multi Level) | Service | No | Service - Retro-Commissioning (Electric) | 0.081953 | 0.080691 | 0.079448 | 0.078224 | 0.07702 | 0.075834 | 0.074666 | 0.073516 | 0.072384 | 0.071269 | 0.070172 | 0.069091
SCE | MW | Commercial | Com - Retail (Large Multi Level) | WholeBlg | No | HVAC - Energy Management System | 0.001313 | 0.0013314 | 0.0013513 | 0.0013713 | 0.0013925 | 0.0014127 | 0.0014312 | 0.0014499 | 0.0014672 | 0.0014856 | 0.0015034 | 0.0015214
SCE | MW | Commercial | Com - Retail (Large Multi Level) | WholeBlg | No | WholeBlg - Com RET Level 1 | 18.3852 | 18.1021 | 17.8233 | 17.5488 | 17.2786 | 17.0125 | 16.7505 | 16.4926 | 16.2386 | 15.9885 | 15.7423 | 15.4998
SCE | MW | Commercial | Com - Retail (Large Multi Level) | WholeBlg | No | WholeBlg - Com RET Level 2 | 133.3637 | 131.3099 | 129.2877 | 127.2967 | 125.3363 | 123.4061 | 121.5057 | 119.6345 | 117.7921 | 115.9781 | 114.192 | 112.4335
SCE | MW | Commercial | Com - Retail (Large Single Level) | AppPlug | No | AppPlug - Computer Monitor | 2.6429 | 2.6801 | 2.72 | 2.7603 | 2.8031 | 2.8436 | 2.881 | 2.9186 | 2.9534 | 2.9904 | 3.0262 | 3.0624
SCE | MW | Commercial | Com - Retail (Large Single Level) | AppPlug | No | AppPlug - Desktop Computer (Com - Power Management) | 1.2123 | 1.2294 | 1.2477 | 1.2662 | 1.2858 | 1.3044 | 1.3215 | 1.3388 | 1.3548 | 1.3717 | 1.3881 | 1.4048
SCE | MW | Commercial | Com - Retail (Large Single Level) | AppPlug | No | AppPlug - Occupancy Sensor Plug Strip | 1.3965 | 1.4162 | 1.4372 | 1.4585 | 1.4811 | 1.5026 | 1.5223 | 1.5422 | 1.5606 | 1.5801 | 1.599 | 1.6182
SCE | MW | Commercial | Com - Retail (Large Single Level) | BldgEnv | No | BldgEnv - Attic Batt Insulation | 0.45778 | 0.45073 | 0.44379 | 0.43696 | 0.43023 | 0.4236 | 0.41708 | 0.41066 | 0.40433 | 0.39811 | 0.39198 | 0.38594
SCE | MW | Commercial | Com - Retail (Large Single Level) | BldgEnv | No | BldgEnv - Wall Spray On Insulation | 9.4668 | 9.321 | 9.1774 | 9.0361 | 8.8969 | 8.7599 | 8.625 | 8.4922 | 8.3614 | 8.2327 | 8.1059 | 7.981
SCE | MW | Commercial | Com - Retail (Large Single Level) | BldgEnv | No | BldgEnv - Window Film | 13.8468 | 13.6336 | 13.4236 | 13.2169 | 13.0134 | 12.813 | 12.6157 | 12.4214 | 12.2301 | 12.0417 | 11.8563 | 11.6737
SCE | MW | Commercial | Com - Retail (Large Single Level) | FoodServ | No | FoodServ - Electric Steamer | 0.089293 | 0.090549 | 0.091898 | 0.093259 | 0.094705 | 0.096075 | 0.097336 | 0.098606 | 0.099784 | 0.10103 | 0.10224 | 0.10347
SCE | MW | Commercial | Com - Retail (Large Single Level) | FoodServ | No | FoodServ - Oven (Electric) | 0.84909 | 0.86104 | 0.87387 | 0.88681 | 0.90056 | 0.91358 | 0.92557 | 0.93765 | 0.94885 | 0.96073 | 0.97222 | 0.98387
SCE | MW | Commercial | Com - Retail (Large Single Level) | HVAC | Yes | HVAC - Advanced Package Rooftop AC (> EER 12) - Emerging | 0 | 14.8421 | 14.9374 | 15.0349 | 15.1436 | 15.2442 | 15.3329 | 15.4236 | 15.5043 | 15.5944 | 15.6805 | 15.7695
SCE | MW | Commercial | Com - Retail (Large Single Level) | HVAC | No | HVAC - Direct Evaporative Cooler | 1.7178 | 1.7419 | 1.7679 | 1.794 | 1.8219 | 1.8482 | 1.8725 | 1.8969 | 1.9196 | 1.9436 | 1.9668 | 1.9904
SCE | MW | Commercial | Com - Retail (Large Single Level) | HVAC | No | HVAC - EER Rated Package Rooftop HP (EER 11) | 1.3262 | 0 | 0 | 0 | 0 | 0 | 0 | 0 | 0 | 0 | 0 | 0
SCE | MW | Commercial | Com - Retail (Large Single Level) | HVAC | No | HVAC - Repair Duct System | 8.6384 | 8.5053 | 8.3744 | 8.2454 | 8.1184 | 7.9934 | 7.8703 | 7.7491 | 7.6298 | 7.5123 | 7.3966 | 7.2827
SCE | MW | Commercial | Com - Retail (Large Single Level) | HVAC | No | HVAC - SEER Rated Package Rooftop AC (Recharge) | 8.6031 | 8.4706 | 8.3401 | 8.2117 | 8.0852 | 7.9607 | 7.8381 | 7.7174 | 7.5986 | 7.4816 | 7.3663 | 7.2529
SCE | MW | Commercial | Com - Retail (Large Single Level) | HVAC | No | HVAC - SEER Rated Package Rooftop AC (SEER 14) | 7.6347 | 7.7216 | 0 | 0 | 0 | 0 | 0 | 0 | 0 | 0 | 0 | 0
SCE | MW | Commercial | Com - Retail (Large Single Level) | HVAC | No | HVAC - SEER Rated Package Rooftop HP (SEER 15) | 8.8117 | 8.9656 | 4.2387 | 4.3153 | 4.3961 | 4.473 | 4.5441 | 4.6157 | 4.6824 | 4.7526 | 4.8207 | 4.8896
SCE | MW | Commercial | Com - Retail (Large Single Level) | HVAC | No | HVAC - SEER Rated Split System AC (SEER 14) | 2.9609 | 3.0013 | 3.0446 | 0 | 0 | 0 | 0 | 0 | 0 | 0 | 0 | 0
SCE | MW | Commercial | Com - Retail (Large Single Level) | HVAC | No | HVAC - SEER Rated Split System HP (SEER 15) | 5.0782 | 5.1552 | 2.4318 | 2.4704 | 2.5113 | 2.55 | 2.5858 | 2.6218 | 2.6553 | 2.6907 | 2.725 | 2.7597
SCE | MW | Commercial | Com - Retail (Large Single Level) | Lighting | Yes | Lighting - LED Fixture (Replacing T8) - Emerging | 45.7197 | 47.3162 | 48.9905 | 50.9321 | 52.7232 | 54.4997 | 55.9967 | 57.5194 | 59.0055 | 60.5546 | 62.0972 | 63.4103
SCE | MW | Commercial | Com - Retail (Large Single Level) | Lighting | Yes | Lighting - LED Lamp (Basic High - Indoor) - Emerging | 4.0452 | 4.1806 | 4.3133 | 4.4295 | 4.5513 | 0.60068 | 0.61425 | 0.62671 | 0.63866 | 0.64984 | 0.66081 | 0.67196
SCE | MW | Commercial | Com - Retail (Large Single Level) | Lighting | Yes | Lighting - LED Lamp (Basic Low - Indoor) - Emerging | 13.5356 | 14.008 | 14.4692 | 14.8706 | 15.2916 | 2.3923 | 2.4478 | 2.4985 | 2.5473 | 2.5984 | 2.643 | 2.6883
SCE | MW | Commercial | Com - Retail (Large Single Level) | Lighting | Yes | Lighting - LED Plug-In Indoor Fixture - Emerging | 6.8821 | 7.0895 | 7.2842 | 7.4349 | 7.6178 | 0.44187 | 0.45016 | 0.45998 | 0.46727 | 0.47568 | 0.4832 | 0.49159
SCE | MW | Commercial | Com - Retail (Large Single Level) | Lighting | No | Lighting - Cold Cathode Lamp | 0.075121 | 0.076178 | 0.077313 | 0.078457 | 0.079674 | 0 | 0 | 0 | 0 | 0 | 0 | 0
SCE | MW | Commercial | Com - Retail (Large Single Level) | Lighting | No | Lighting - Compact Fluorescent Fixture (Indoor) | 13.0503 | 13.2473 | 13.4582 | 13.6708 | 13.8962 | 0 | 0 | 0 | 0 | 0 | 0 | 0
SCE | MW | Commercial | Com - Retail (Large Single Level) | Lighting | No | Lighting - Exit Fixture (LED) | 0.78727 | 0.77515 | 0.76321 | 0.75146 | 0.73989 | 0.72849 | 0.71727 | 0.70623 | 0.69535 | 0.68464 | 0.6741 | 0.66372
SCE | MW | Commercial | Com - Retail (Large Single Level) | Lighting | No | Lighting - Halogen Lamp (A-Line) | 0.024931 | 0.025282 | 0.025659 | 0.026038 | 0.026442 | 0 | 0 | 0 | 0 | 0 | 0 | 0
SCE | MW | Commercial | Com - Retail (Large Single Level) | Lighting | No | Lighting - High Bay HID to T5 | 11.0772 | 11.2458 | 11.4262 | 11.6081 | 11.8009 | 11.9837 | 12.1524 | 12.3222 | 12.48 | 12.647 | 12.8085 | 12.9722
SCE | MW | Commercial | Com - Retail (Large Single Level) | Lighting | No | Lighting - Induction Fixture (Indoor) | 1.7067 | 1.7307 | 1.7565 | 1.7825 | 1.8101 | 1.8363 | 1.8604 | 1.8847 | 1.9072 | 1.9311 | 1.9541 | 1.9776
SCE | MW | Commercial | Com - Retail (Large Single Level) | Lighting | No | Lighting - Induction Fixture (Outdoor) | 0.74006 | 0.75047 | 0.76165 | 0.77293 | 0.78492 | 0.79627 | 0.80672 | 0.81725 | 0.82701 | 0.83736 | 0.84737 | 0.85753
SCE | MW | Commercial | Com - Retail (Large Single Level) | Lighting | No | Lighting - Linear Fluorescent Delamping | 0.11243 | 0.1107 | 0.081743 | 0.053656 | 0.026415 | 0 | 0 | 0 | 0 | 0 | 0 | 0
SCE | MW | Commercial | Com - Retail (Large Single Level) | Lighting | No | Lighting - Low Bay HID to T5 | 2.034 | 2.065 | 2.0981 | 2.1315 | 2.1669 | 2.2005 | 2.2314 | 2.2626 | 2.2916 | 2.3223 | 2.3519 | 2.382
SCE | MW | Commercial | Com - Retail (Large Single Level) | Lighting | No | Lighting - Occupancy Sensor | 0.11551 | 0.11821 | 0.12107 | 0.12393 | 0.12693 | 0.1298 | 0.13247 | 0.13514 | 0.13766 | 0.14028 | 0.14283 | 0.1454
SCE | MW | Commercial | Com - Retail (Large Single Level) | Lighting | No | Lighting - Plug-In Fixture (Linear Fluorescent) | 6.1584 | 6.2522 | 6.3525 | 6.4536 | 6.5608 | 0 | 0 | 0 | 0 | 0 | 0 | 0
SCE | MW | Commercial | Com - Retail (Large Single Level) | Lighting | No | Lighting - Plug-In Fixture (MH Directional) | 0.41074 | 0.41699 | 0.42369 | 0.43043 | 0.43758 | 0.44436 | 0.45061 | 0.45691 | 0.46276 | 0.46895 | 0.47494 | 0.48101
SCE | MW | Commercial | Com - Retail (Large Single Level) | Lighting | No | Lighting - Plug-In Fixture (PSMH with Electronic Ballast) | 3.3132 | 3.3636 | 3.4176 | 3.472 | 3.5297 | 3.5843 | 3.6348 | 3.6856 | 3.7328 | 3.7827 | 3.8311 | 3.88
SCE | MW | Commercial | Com - Retail (Large Single Level) | SHW | No | SHW - EF Rated Instantaneous Water Heater (Electric) | 0.0096972 | 0.0098337 | 0.0099803 | 0.010128 | 0.010285 | 0.010434 | 0.010571 | 0.010709 | 0.010837 | 0.010973 | 0.011104 | 0.011238
SCE | MW | Commercial | Com - Retail (Large Single Level) | Service | No | HVAC - Comprehensive Rooftop Unit Quality Maintenance | 9.4157e-06 | 9.2707e-06 | 9.1279e-06 | 8.9873e-06 | 8.8489e-06 | 8.7126e-06 | 8.5785e-06 | 8.4464e-06 | 8.3163e-06 | 8.1882e-06 | 8.0621e-06 | 7.938e-06
SCE | MW | Commercial | Com - Retail (Large Single Level) | Service | No | Service - HVAC Fault Detection & Diagnositics | 0.011398 | 0.011559 | 0.011731 | 0.011904 | 0.012089 | 0.012264 | 0.012425 | 0.012587 | 0.012737 | 0.012897 | 0.013051 | 0.013207
SCE | MW | Commercial | Com - Retail (Large Single Level) | Service | No | Service - Retro-Commissioning (Electric) | 0.081953 | 0.080691 | 0.079448 | 0.078224 | 0.07702 | 0.075834 | 0.074666 | 0.073516 | 0.072384 | 0.071269 | 0.070172 | 0.069091
SCE | MW | Commercial | Com - Retail (Large Single Level) | WholeBlg | No | HVAC - Energy Management System | 0.001313 | 0.0013314 | 0.0013513 | 0.0013713 | 0.0013925 | 0.0014127 | 0.0014312 | 0.0014499 | 0.0014672 | 0.0014856 | 0.0015034 | 0.0015214
SCE | MW | Commercial | Com - Retail (Large Single Level) | WholeBlg | No | WholeBlg - Com RET Level 1 | 19.0338 | 18.7407 | 18.4521 | 18.168 | 17.8882 | 17.6127 | 17.3415 | 17.0744 | 16.8115 | 16.5526 | 16.2976 | 16.0467
SCE | MW | Commercial | Com - Retail (Large Single Level) | WholeBlg | No | WholeBlg - Com RET Level 2 | 146.2958 | 144.0428 | 141.8246 | 139.6405 | 137.49 | 135.3727 | 133.2879 | 131.2353 | 129.2143 | 127.2244 | 125.2651 | 123.336
SCE | MW | Commercial | Com - Retail (Small) | AppPlug | No | AppPlug - Computer Monitor | 2.6429 | 2.6801 | 2.72 | 2.7603 | 2.8031 | 2.8436 | 2.881 | 2.9186 | 2.9534 | 2.9904 | 3.0262 | 3.0624
SCE | MW | Commercial | Com - Retail (Small) | AppPlug | No | AppPlug - Desktop Computer (Com - Power Management) | 1.2123 | 1.2294 | 1.2477 | 1.2662 | 1.2858 | 1.3044 | 1.3215 | 1.3388 | 1.3548 | 1.3717 | 1.3881 | 1.4048
SCE | MW | Commercial | Com - Retail (Small) | AppPlug | No | AppPlug - Occupancy Sensor Plug Strip | 1.3965 | 1.4162 | 1.4372 | 1.4585 | 1.4811 | 1.5026 | 1.5223 | 1.5422 | 1.5606 | 1.5801 | 1.599 | 1.6182
SCE | MW | Commercial | Com - Retail (Small) | BldgEnv | No | BldgEnv - Wall Spray On Insulation | 9.4668 | 9.321 | 9.1774 | 9.0361 | 8.8969 | 8.7599 | 8.625 | 8.4922 | 8.3614 | 8.2327 | 8.1059 | 7.981
SCE | MW | Commercial | Com - Retail (Small) | BldgEnv | No | BldgEnv - Window Film | 15.6117 | 15.3712 | 15.1345 | 14.9015 | 14.672 | 14.446 | 14.2236 | 14.0045 | 13.7888 | 13.5765 | 13.3674 | 13.1616
SCE | MW | Commercial | Com - Retail (Small) | FoodServ | No | FoodServ - Electric Steamer | 0.089293 | 0.090549 | 0.091898 | 0.093259 | 0.094705 | 0.096075 | 0.097336 | 0.098606 | 0.099784 | 0.10103 | 0.10224 | 0.10347
SCE | MW | Commercial | Com - Retail (Small) | HVAC | Yes | HVAC - Advanced Package Rooftop AC (> EER 12) - Emerging | 0 | 16.7113 | 16.8471 | 16.9855 | 17.1371 | 17.2785 | 17.4051 | 17.534 | 17.6504 | 17.7779 | 17.9002 | 18.0259
SCE | MW | Commercial | Com - Retail (Small) | HVAC | No | HVAC - Direct Evaporative Cooler | 1.9017 | 1.9285 | 1.9572 | 1.9862 | 2.017 | 2.0462 | 2.073 | 2.1001 | 2.1251 | 2.1518 | 2.1775 | 2.2036
SCE | MW | Commercial | Com - Retail (Small) | HVAC | No | HVAC - EER Rated Package Rooftop HP (EER 11) | 1.4632 | 0 | 0 | 0 | 0 | 0 | 0 | 0 | 0 | 0 | 0 | 0
SCE | MW | Commercial | Com - Retail (Small) | HVAC | No | HVAC - Repair Duct System | 6.975 | 6.8676 | 6.7618 | 6.6577 | 6.5552 | 6.4542 | 6.3548 | 6.257 | 6.1606 | 6.0657 | 5.9723 | 5.8804
SCE | MW | Commercial | Com - Retail (Small) | HVAC | No | HVAC - SEER Rated Package Rooftop AC (Recharge) | 9.2478 | 9.1054 | 8.9652 | 8.8271 | 8.6912 | 8.5573 | 8.4255 | 8.2958 | 8.168 | 8.0422 | 7.9184 | 7.7964
SCE | MW | Commercial | Com - Retail (Small) | HVAC | No | HVAC - SEER Rated Package Rooftop AC (SEER 14) | 8.7912 | 8.9175 | 0 | 0 | 0 | 0 | 0 | 0 | 0 | 0 | 0 | 0
SCE | MW | Commercial | Com - Retail (Small) | HVAC | No | HVAC - SEER Rated Package Rooftop HP (SEER 15) | 9.7481 | 9.933 | 4.7029 | 4.7946 | 4.8911 | 4.983 | 5.0682 | 5.1539 | 5.2339 | 5.318 | 5.3995 | 5.4818
SCE | MW | Commercial | Com - Retail (Small) | HVAC | No | HVAC - SEER Rated Split System AC (SEER 14) | 3.2641 | 3.3063 | 3.3517 | 0 | 0 | 0 | 0 | 0 | 0 | 0 | 0 | 0
SCE | MW | Commercial | Com - Retail (Small) | HVAC | No | HVAC - SEER Rated Split System HP (SEER 15) | 5.8116 | 5.8995 | 2.7827 | 2.8267 | 2.8733 | 2.9176 | 2.9584 | 2.9995 | 3.0376 | 3.078 | 3.1171 | 3.1567
SCE | MW | Commercial | Com - Retail (Small) | Lighting | Yes | Lighting - LED Fixture (Replacing T8) - Emerging | 46.5322 | 48.1157 | 49.7756 | 51.7056 | 53.48 | 55.2396 | 56.7166 | 58.2187 | 59.6845 | 61.2123 | 62.7335 | 64.0222
SCE | MW | Commercial | Com - Retail (Small) | Lighting | Yes | Lighting - LED Lamp (Basic High - Indoor) - Emerging | 4.049 | 4.1806 | 4.3091 | 4.421 | 4.5384 | 0.59847 | 0.6115 | 0.62342 | 0.63485 | 0.6455 | 0.65595 | 0.66658
SCE | MW | Commercial | Com - Retail (Small) | Lighting | Yes | Lighting - LED Lamp (Basic Low - Indoor) - Emerging | 13.5484 | 14.0077 | 14.4551 | 14.8423 | 15.2485 | 2.3835 | 2.4368 | 2.4854 | 2.5321 | 2.5811 | 2.6236 | 2.6668
SCE | MW | Commercial | Com - Retail (Small) | Lighting | Yes | Lighting - LED Plug-In Indoor Fixture - Emerging | 6.8885 | 7.0893 | 7.277 | 7.4206 | 7.5963 | 0.44024 | 0.44814 | 0.45756 | 0.46449 | 0.47251 | 0.47965 | 0.48765
SCE | MW | Commercial | Com - Retail (Small) | Lighting | No | Lighting - Cold Cathode Lamp | 0.080678 | 0.081813 | 0.083031 | 0.084261 | 0.085568 | 0 | 0 | 0 | 0 | 0 | 0 | 0
SCE | MW | Commercial | Com - Retail (Small) | Lighting | No | Lighting - Compact Fluorescent Fixture (Indoor) | 13.0627 | 13.2471 | 13.4451 | 13.6448 | 13.8571 | 0 | 0 | 0 | 0 | 0 | 0 | 0
SCE | MW | Commercial | Com - Retail (Small) | Lighting | No | Lighting - Exit Fixture (LED) | 0.80548 | 0.79307 | 0.78086 | 0.76883 | 0.75699 | 0.74534 | 0.73386 | 0.72256 | 0.71143 | 0.70047 | 0.68969 | 0.67906
SCE | MW | Commercial | Com - Retail (Small) | Lighting | No | Lighting - Halogen Lamp (A-Line) | 0.024931 | 0.025282 | 0.025659 | 0.026038 | 0.026442 | 0 | 0 | 0 | 0 | 0 | 0 | 0
SCE | MW | Commercial | Com - Retail (Small) | Lighting | No | Lighting - High Bay HID to T5 | 11.274 | 11.4358 | 11.6093 | 11.7843 | 11.9703 | 12.1464 | 12.3086 | 12.4721 | 12.6236 | 12.7844 | 12.9398 | 13.0974
SCE | MW | Commercial | Com - Retail (Small) | Lighting | No | Lighting - Induction Fixture (Indoor) | 1.7349 | 1.7593 | 1.7855 | 1.8119 | 1.84 | 1.8666 | 1.8911 | 1.9158 | 1.9387 | 1.963 | 1.9864 | 2.0103
SCE | MW | Commercial | Com - Retail (Small) | Lighting | No | Lighting - Induction Fixture (Outdoor) | 0.74006 | 0.75047 | 0.76165 | 0.77293 | 0.78492 | 0.79627 | 0.80672 | 0.81725 | 0.82701 | 0.83736 | 0.84737 | 0.85753
SCE | MW | Commercial | Com - Retail (Small) | Lighting | No | Lighting - Linear Fluorescent Delamping | 0.1146 | 0.11284 | 0.083324 | 0.054694 | 0.026926 | 0 | 0 | 0 | 0 | 0 | 0 | 0
SCE | MW | Commercial | Com - Retail (Small) | Lighting | No | Lighting - Low Bay HID to T5 | 2.0702 | 2.0999 | 2.1317 | 2.1639 | 2.198 | 2.2303 | 2.2601 | 2.2901 | 2.318 | 2.3475 | 2.376 | 2.405
SCE | MW | Commercial | Com - Retail (Small) | Lighting | No | Lighting - Occupancy Sensor | 0.1599 | 0.1629 | 0.16609 | 0.16931 | 0.17269 | 0.17591 | 0.17889 | 0.18189 | 0.1847 | 0.18764 | 0.1905 | 0.19338
SCE | MW | Commercial | Com - Retail (Small) | Lighting | No | Lighting - Plug-In Fixture (Linear Fluorescent) | 6.1715 | 6.2601 | 6.3551 | 6.4509 | 6.5526 | 0 | 0 | 0 | 0 | 0 | 0 | 0
SCE | MW | Commercial | Com - Retail (Small) | Lighting | No | Lighting - Plug-In Fixture (MH Directional) | 0.41161 | 0.41752 | 0.42386 | 0.43025 | 0.43703 | 0.44346 | 0.44939 | 0.45535 | 0.46089 | 0.46676 | 0.47243 | 0.47818
SCE | MW | Commercial | Com - Retail (Small) | Lighting | No | Lighting - Plug-In Fixture (PSMH with Electronic Ballast) | 3.3202 | 3.3679 | 3.419 | 3.4705 | 3.5253 | 3.5771 | 3.6249 | 3.673 | 3.7177 | 3.765 | 3.8108 | 3.8572
SCE | MW | Commercial | Com - Retail (Small) | SHW | No | SHW - EF Rated Instantaneous Water Heater (Electric) | 0.0059047 | 0.0059837 | 0.0060687 | 0.0061545 | 0.0062458 | 0.0063323 | 0.0064117 | 0.0064918 | 0.0065659 | 0.0066447 | 0.0067209 | 0.0067982
SCE | MW | Commercial | Com - Retail (Small) | Service | No | HVAC - Comprehensive Rooftop Unit Quality Maintenance | 9.4157e-06 | 9.2707e-06 | 9.1279e-06 | 8.9873e-06 | 8.8489e-06 | 8.7126e-06 | 8.5785e-06 | 8.4464e-06 | 8.3163e-06 | 8.1882e-06 | 8.0621e-06 | 7.938e-06
SCE | MW | Commercial | Com - Retail (Small) | Service | No | Service - HVAC Fault Detection & Diagnositics | 0.011398 | 0.011559 | 0.011731 | 0.011904 | 0.012089 | 0.012264 | 0.012425 | 0.012587 | 0.012737 | 0.012897 | 0.013051 | 0.013207
SCE | MW | Commercial | Com - Retail (Small) | Service | No | Service - Retro-Commissioning (Electric) | 0.081953 | 0.080691 | 0.079448 | 0.078224 | 0.07702 | 0.075834 | 0.074666 | 0.073516 | 0.072384 | 0.071269 | 0.070172 | 0.069091
SCE | MW | Commercial | Com - Retail (Small) | WholeBlg | No | HVAC - Energy Management System | 0.001313 | 0.0013314 | 0.0013513 | 0.0013713 | 0.0013925 | 0.0014127 | 0.0014312 | 0.0014499 | 0.0014672 | 0.0014856 | 0.0015034 | 0.0015214
SCE | MW | Commercial | Com - Retail (Small) | WholeBlg | No | WholeBlg - Com RET Level 1 | 19.7531 | 19.4489 | 19.1494 | 18.8545 | 18.5641 | 18.2783 | 17.9968 | 17.7196 | 17.4467 | 17.1781 | 16.9135 | 16.653
SCE | MW | Commercial | Com - Retail (Small) | WholeBlg | No | WholeBlg - Com RET Level 2 | 149.64 | 147.3356 | 145.0666 | 142.8326 | 140.633 | 138.4672 | 136.3348 | 134.2353 | 132.1681 | 130.1327 | 128.1286 | 126.1554
SCE | MW | Commercial | Com - Storage (Conditioned) | AppPlug | No | AppPlug - Computer Monitor | 1.5525 | 1.5744 | 1.5978 | 1.6215 | 1.6466 | 1.6704 | 1.6923 | 1.7144 | 1.7349 | 1.7566 | 1.7776 | 1.7989
SCE | MW | Commercial | Com - Storage (Conditioned) | AppPlug | No | AppPlug - Desktop Computer (Com - Power Management) | 0.71216 | 0.72218 | 0.73294 | 0.74379 | 0.75532 | 0.76625 | 0.7763 | 0.78644 | 0.79583 | 0.80579 | 0.81543 | 0.8252
SCE | MW | Commercial | Com - Storage (Conditioned) | AppPlug | No | AppPlug - Occupancy Sensor Plug Strip | 0.82034 | 0.83188 | 0.84427 | 0.85677 | 0.87006 | 0.88264 | 0.89423 | 0.9059 | 0.91672 | 0.9282 | 0.93929 | 0.95056
SCE | MW | Commercial | Com - Storage (Conditioned) | BldgEnv | No | BldgEnv - Attic Batt Insulation | 0.3477 | 0.34234 | 0.33707 | 0.33188 | 0.32677 | 0.32174 | 0.31678 | 0.3119 | 0.3071 | 0.30237 | 0.29771 | 0.29313
SCE | MW | Commercial | Com - Storage (Conditioned) | BldgEnv | No | BldgEnv - Wall Spray On Insulation | 5.325 | 5.243 | 5.1623 | 5.0828 | 5.0045 | 4.9274 | 4.8515 | 4.7768 | 4.7033 | 4.6308 | 4.5595 | 4.4893
SCE | MW | Commercial | Com - Storage (Conditioned) | BldgEnv | No | BldgEnv - Window Film | 3.0856 | 3.0381 | 2.9913 | 2.9452 | 2.8999 | 2.8552 | 2.8113 | 2.768 | 2.7253 | 2.6834 | 2.642 | 2.6014
SCE | MW | Commercial | Com - Storage (Conditioned) | ComRefrig | No | ComRefrig - Strip Curtain for Walk In Refrigerator | 0.22809 | 0.22458 | 0.22112 | 0.21772 | 0.21436 | 0.21106 | 0.20781 | 0.20461 | 0.20146 | 0.19836 | 0.1953 | 0.1923
SCE | MW | Commercial | Com - Storage (Conditioned) | HVAC | Yes | HVAC - Advanced Package Rooftop AC (> EER 12) - Emerging | 0 | 3.9363 | 3.9452 | 3.9547 | 3.9668 | 3.9773 | 3.9854 | 3.9941 | 4.0009 | 4.0098 | 4.018 | 4.027
SCE | MW | Commercial | Com - Storage (Conditioned) | HVAC | No | HVAC - Direct Evaporative Cooler | 0.5778 | 0.58593 | 0.59466 | 0.60346 | 0.61282 | 0.62168 | 0.62984 | 0.63806 | 0.64568 | 0.65377 | 0.66158 | 0.66952
SCE | MW | Commercial | Com - Storage (Conditioned) | HVAC | No | HVAC - EER Rated Package Rooftop HP (EER 11) | 0.32599 | 0 | 0 | 0 | 0 | 0 | 0 | 0 | 0 | 0 | 0 | 0
SCE | MW | Commercial | Com - Storage (Conditioned) | HVAC | No | HVAC - Repair Duct System | 2.3962 | 2.3593 | 2.323 | 2.2872 | 2.252 | 2.2173 | 2.1831 | 2.1495 | 2.1164 | 2.0838 | 2.0517 | 2.0201
SCE | MW | Commercial | Com - Storage (Conditioned) | HVAC | No | HVAC - SEER Rated Package Rooftop AC (Recharge) | 2.3718 | 2.3352 | 2.2993 | 2.2639 | 2.229 | 2.1947 | 2.1609 | 2.1276 | 2.0948 | 2.0626 | 2.0308 | 1.9995
SCE | MW | Commercial | Com - Storage (Conditioned) | HVAC | No | HVAC - SEER Rated Package Rooftop AC (SEER 14) | 2.3762 | 2.3978 | 0 | 0 | 0 | 0 | 0 | 0 | 0 | 0 | 0 | 0
SCE | MW | Commercial | Com - Storage (Conditioned) | HVAC | No | HVAC - SEER Rated Package Rooftop HP (SEER 15) | 2.2194 | 2.2507 | 1.0606 | 1.0763 | 1.093 | 1.1088 | 1.1234 | 1.1381 | 1.1517 | 1.1662 | 1.1801 | 1.1943
SCE | MW | Commercial | Com - Storage (Conditioned) | HVAC | No | HVAC - SEER Rated Split System AC (SEER 14) | 1.0855 | 1.0992 | 1.114 | 0 | 0 | 0 | 0 | 0 | 0 | 0 | 0 | 0
SCE | MW | Commercial | Com - Storage (Conditioned) | HVAC | No | HVAC - SEER Rated Split System HP (SEER 15) | 1.5042 | 1.5231 | 0.7166 | 0.72615 | 0.73635 | 0.74598 | 0.75481 | 0.76373 | 0.77196 | 0.78073 | 0.78921 | 0.79782
SCE | MW | Commercial | Com - Storage (Conditioned) | Lighting | Yes | Lighting - LED Fixture (Replacing T8) - Emerging | 9.9337 | 10.2544 | 10.5902 | 10.9828 | 11.3412 | 11.6965 | 11.9922 | 12.2929 | 12.5861 | 12.8918 | 13.196 | 13.4511
SCE | MW | Commercial | Com - Storage (Conditioned) | Lighting | Yes | Lighting - LED Lamp (Basic High - Indoor) - Emerging | 0.039516 | 0.040743 | 0.041938 | 0.04297 | 0.044053 | 0.0058019 | 0.0059214 | 0.00603 | 0.0061342 | 0.0062306 | 0.0063251 | 0.0064213
SCE | MW | Commercial | Com - Storage (Conditioned) | Lighting | Yes | Lighting - LED Lamp (Basic Low - Indoor) - Emerging | 0.37867 | 0.39097 | 0.4029 | 0.41314 | 0.42388 | 0.066174 | 0.067577 | 0.068848 | 0.070068 | 0.071348 | 0.07245 | 0.073573
SCE | MW | Commercial | Com - Storage (Conditioned) | Lighting | Yes | Lighting - LED Plug-In Indoor Fixture - Emerging | 3.4137 | 3.5083 | 3.5963 | 3.6624 | 3.7441 | 0.21672 | 0.22035 | 0.22473 | 0.22789 | 0.23159 | 0.23485 | 0.23854
SCE | MW | Commercial | Com - Storage (Conditioned) | Lighting | No | Lighting - Cold Cathode Lamp | 0.031333 | 0.031774 | 0.032247 | 0.032725 | 0.033232 | 0 | 0 | 0 | 0 | 0 | 0 | 0
SCE | MW | Commercial | Com - Storage (Conditioned) | Lighting | No | Lighting - Compact Fluorescent Fixture (Indoor) | 0.44633 | 0.45201 | 0.45813 | 0.46432 | 0.47092 | 0 | 0 | 0 | 0 | 0 | 0 | 0
SCE | MW | Commercial | Com - Storage (Conditioned) | Lighting | No | Lighting - Exit Fixture (LED) | 0.50584 | 0.49805 | 0.49038 | 0.48283 | 0.47539 | 0.46807 | 0.46086 | 0.45377 | 0.44678 | 0.4399 | 0.43312 | 0.42645
SCE | MW | Commercial | Com - Storage (Conditioned) | Lighting | No | Lighting - Halogen Lamp (A-Line) | 0.014645 | 0.014851 | 0.015072 | 0.015296 | 0.015533 | 0 | 0 | 0 | 0 | 0 | 0 | 0
SCE | MW | Commercial | Com - Storage (Conditioned) | Lighting | No | Lighting - High Bay HID to T5 | 0.089716 | 0.090849 | 0.092072 | 0.093307 | 0.094625 | 0.095871 | 0.097014 | 0.098167 | 0.099232 | 0.10037 | 0.10146 | 0.10258
SCE | MW | Commercial | Com - Storage (Conditioned) | Lighting | No | Lighting - Induction Fixture (Indoor) | 1.0108 | 1.025 | 1.0403 | 1.0557 | 1.0721 | 1.0876 | 1.1019 | 1.1162 | 1.1296 | 1.1437 | 1.1574 | 1.1713
SCE | MW | Commercial | Com - Storage (Conditioned) | Lighting | No | Lighting - Induction Fixture (Outdoor) | 0.43473 | 0.44085 | 0.44741 | 0.45404 | 0.46108 | 0.46775 | 0.47388 | 0.48007 | 0.4858 | 0.49189 | 0.49777 | 0.50374
SCE | MW | Commercial | Com - Storage (Conditioned) | Lighting | No | Lighting - Linear Fluorescent Delamping | 0.053586 | 0.052761 | 0.038961 | 0.025574 | 0.01259 | 0 | 0 | 0 | 0 | 0 | 0 | 0
SCE | MW | Commercial | Com - Storage (Conditioned) | Lighting | No | Lighting - Low Bay HID to T5 | 0.32663 | 0.33076 | 0.33521 | 0.33971 | 0.34451 | 0.34904 | 0.3532 | 0.3574 | 0.36128 | 0.36541 | 0.3694 | 0.37345
SCE | MW | Commercial | Com - Storage (Conditioned) | Lighting | No | Lighting - Occupancy Sensor | 0.9049 | 0.91763 | 0.93129 | 0.94508 | 0.95973 | 0.9736 | 0.98637 | 0.99924 | 1.0112 | 1.0238 | 1.0361 | 1.0485
SCE | MW | Commercial | Com - Storage (Conditioned) | Lighting | No | Lighting - Plug-In Fixture (Linear Fluorescent) | 3.1693 | 3.2093 | 3.2525 | 3.2961 | 3.3427 | 0 | 0 | 0 | 0 | 0 | 0 | 0
SCE | MW | Commercial | Com - Storage (Conditioned) | Lighting | No | Lighting - Plug-In Fixture (MH Directional) | 0.21138 | 0.21405 | 0.21693 | 0.21984 | 0.22294 | 0.22588 | 0.22857 | 0.23129 | 0.2338 | 0.23647 | 0.23905 | 0.24168
SCE | MW | Commercial | Com - Storage (Conditioned) | Lighting | No | Lighting - Plug-In Fixture (PSMH with Electronic Ballast) | 1.705 | 1.7266 | 1.7498 | 1.7733 | 1.7983 | 1.822 | 1.8437 | 1.8656 | 1.8859 | 1.9074 | 1.9283 | 1.9494
SCE | MW | Commercial | Com - Storage (Conditioned) | SHW | No | SHW - EF Rated Instantaneous Water Heater (Electric) | 0.00092301 | 0.0009362 | 0.00095035 | 0.00096463 | 0.00097979 | 0.00099415 | 0.0010074 | 0.0010207 | 0.0010331 | 0.0010462 | 0.0010588 | 0.0010717
SCE | MW | Commercial | Com - Storage (Conditioned) | Service | No | HVAC - Comprehensive Rooftop Unit Quality Maintenance | 5.531e-06 | 5.4458e-06 | 5.3619e-06 | 5.2794e-06 | 5.1981e-06 | 5.118e-06 | 5.0392e-06 | 4.9616e-06 | 4.8852e-06 | 4.81e-06 | 4.7359e-06 | 4.6629e-06
SCE | MW | Commercial | Com - Storage (Conditioned) | Service | No | Service - HVAC Fault Detection & Diagnositics | 0.0066956 | 0.0067898 | 0.0068909 | 0.0069929 | 0.0071014 | 0.0072041 | 0.0072986 | 0.0073939 | 0.0074822 | 0.0075759 | 0.0076665 | 0.0077584
SCE | MW | Commercial | Com - Storage (Conditioned) | Service | No | Service - Retro-Commissioning (Electric) | 0.048141 | 0.0474 | 0.04667 | 0.045951 | 0.045243 | 0.044546 | 0.04386 | 0.043185 | 0.04252 | 0.041865 | 0.04122 | 0.040586
SCE | MW | Commercial | Com - Storage (Conditioned) | WholeBlg | No | HVAC - Energy Management System | 0.00077127 | 0.00078212 | 0.00079377 | 0.00080552 | 0.00081802 | 0.00082985 | 0.00084073 | 0.00085171 | 0.00086188 | 0.00087267 | 0.00088311 | 0.00089369
SCE | MW | Commercial | Com - Storage (Conditioned) | WholeBlg | No | WholeBlg - Com RET Level 1 | 6.1993 | 6.1038 | 6.0098 | 5.9173 | 5.8262 | 5.7364 | 5.6481 | 5.5611 | 5.4755 | 5.3912 | 5.3081 | 5.2264
SCE | MW | Commercial | Com - Storage (Conditioned) | WholeBlg | No | WholeBlg - Com RET Level 2 | 39.8034 | 39.1904 | 38.5869 | 37.9926 | 37.4075 | 36.8315 | 36.2642 | 35.7058 | 35.1559 | 34.6145 | 34.0814 | 33.5566
SCE | MW | Commercial | Com - Storage (Unconditioned) | AppPlug | No | AppPlug - Computer Monitor | 3.8813 | 3.9359 | 3.9945 | 4.0536 | 4.1165 | 4.1761 | 4.2308 | 4.2861 | 4.3373 | 4.3916 | 4.4441 | 4.4974
SCE | MW | Commercial | Com - Storage (Unconditioned) | AppPlug | No | AppPlug - Desktop Computer (Com - Power Management) | 1.7804 | 1.8054 | 1.8323 | 1.8595 | 1.8883 | 1.9156 | 1.9408 | 1.9661 | 1.9896 | 2.0145 | 2.0386 | 2.063
SCE | MW | Commercial | Com - Storage (Unconditioned) | AppPlug | No | AppPlug - Occupancy Sensor Plug Strip | 2.0508 | 2.0797 | 2.1107 | 2.1419 | 2.1752 | 2.2066 | 2.2356 | 2.2647 | 2.2918 | 2.3205 | 2.3482 | 2.3764
SCE | MW | Commercial | Com - Storage (Unconditioned) | BldgEnv | No | BldgEnv - Window Film | 8.2552 | 8.1281 | 8.0029 | 7.8797 | 7.7584 | 7.6389 | 7.5212 | 7.4054 | 7.2914 | 7.1791 | 7.0685 | 6.9597
SCE | MW | Commercial | Com - Storage (Unconditioned) | Lighting | Yes | Lighting - LED Fixture (Replacing T8) - Emerging | 18.9222 | 19.5607 | 20.23 | 21.0088 | 21.724 | 22.4332 | 23.0277 | 23.6324 | 24.2223 | 24.8372 | 25.4494 | 25.9672
SCE | MW | Commercial | Com - Storage (Unconditioned) | Lighting | Yes | Lighting - LED Lamp (Basic High - Indoor) - Emerging | 0.075997 | 0.078463 | 0.080871 | 0.082968 | 0.085167 | 0.01123 | 0.011474 | 0.011698 | 0.011912 | 0.012111 | 0.012307 | 0.012505
SCE | MW | Commercial | Com - Storage (Unconditioned) | Lighting | Yes | Lighting - LED Lamp (Basic Low - Indoor) - Emerging | 0.72827 | 0.75292 | 0.77693 | 0.7977 | 0.81949 | 0.12809 | 0.13095 | 0.13356 | 0.13606 | 0.13869 | 0.14096 | 0.14328
SCE | MW | Commercial | Com - Storage (Unconditioned) | Lighting | Yes | Lighting - LED Plug-In Indoor Fixture - Emerging | 6.5652 | 6.7563 | 6.9348 | 7.0714 | 7.2384 | 0.41948 | 0.42699 | 0.43595 | 0.44253 | 0.45015 | 0.45694 | 0.46455
SCE | MW | Commercial | Com - Storage (Unconditioned) | Lighting | No | Lighting - Cold Cathode Lamp | 0.059343 | 0.060178 | 0.061075 | 0.061979 | 0.06294 | 0 | 0 | 0 | 0 | 0 | 0 | 0
SCE | MW | Commercial | Com - Storage (Unconditioned) | Lighting | No | Lighting - Compact Fluorescent Fixture (Indoor) | 0.85839 | 0.87047 | 0.88343 | 0.89651 | 0.91042 | 0 | 0 | 0 | 0 | 0 | 0 | 0
SCE | MW | Commercial | Com - Storage (Unconditioned) | Lighting | No | Lighting - Exit Fixture (LED) | 0.86146 | 0.8482 | 0.83513 | 0.82227 | 0.80961 | 0.79714 | 0.78487 | 0.77278 | 0.76088 | 0.74916 | 0.73762 | 0.72626
SCE | MW | Commercial | Com - Storage (Unconditioned) | Lighting | No | Lighting - Halogen Lamp (A-Line) | 0.036613 | 0.037128 | 0.037681 | 0.038239 | 0.038832 | 0 | 0 | 0 | 0 | 0 | 0 | 0
SCE | MW | Commercial | Com - Storage (Unconditioned) | Lighting | No | Lighting - High Bay HID to T5 | 0.1709 | 0.1733 | 0.17588 | 0.17849 | 0.18125 | 0.18388 | 0.18629 | 0.18872 | 0.19097 | 0.19337 | 0.19568 | 0.19802
SCE | MW | Commercial | Com - Storage (Unconditioned) | Lighting | No | Lighting - Induction Fixture (Indoor) | 2.0714 | 2.1005 | 2.1318 | 2.1634 | 2.1969 | 2.2287 | 2.2579 | 2.2874 | 2.3147 | 2.3437 | 2.3717 | 2.4002
SCE | MW | Commercial | Com - Storage (Unconditioned) | Lighting | No | Lighting - Induction Fixture (Outdoor) | 1.0868 | 1.1021 | 1.1185 | 1.1351 | 1.1527 | 1.1694 | 1.1847 | 1.2002 | 1.2145 | 1.2297 | 1.2444 | 1.2593
SCE | MW | Commercial | Com - Storage (Unconditioned) | Lighting | No | Lighting - Linear Fluorescent Delamping | 0.10083 | 0.099282 | 0.073315 | 0.048124 | 0.023691 | 0 | 0 | 0 | 0 | 0 | 0 | 0
SCE | MW | Commercial | Com - Storage (Unconditioned) | Lighting | No | Lighting - Low Bay HID to T5 | 0.62219 | 0.63094 | 0.64034 | 0.64982 | 0.6599 | 0.66945 | 0.67823 | 0.68708 | 0.69529 | 0.704 | 0.71241 | 0.72095
SCE | MW | Commercial | Com - Storage (Unconditioned) | Lighting | No | Lighting - Occupancy Sensor | 2.2011 | 2.232 | 2.2653 | 2.2988 | 2.3345 | 2.3682 | 2.3993 | 2.4306 | 2.4597 | 2.4905 | 2.5202 | 2.5504
SCE | MW | Commercial | Com - Storage (Unconditioned) | Lighting | No | Lighting - Plug-In Fixture (Linear Fluorescent) | 6.037 | 6.1219 | 6.2131 | 6.3051 | 6.4029 | 0 | 0 | 0 | 0 | 0 | 0 | 0
SCE | MW | Commercial | Com - Storage (Unconditioned) | Lighting | No | Lighting - Plug-In Fixture (MH Directional) | 0.40264 | 0.40831 | 0.41439 | 0.42052 | 0.42705 | 0.43322 | 0.43891 | 0.44464 | 0.44995 | 0.45558 | 0.46103 | 0.46655
SCE | MW | Commercial | Com - Storage (Unconditioned) | Lighting | No | Lighting - Plug-In Fixture (PSMH with Electronic Ballast) | 3.2478 | 3.2935 | 3.3426 | 3.3921 | 3.4447 | 3.4945 | 3.5404 | 3.5866 | 3.6294 | 3.6749 | 3.7188 | 3.7634
SCE | MW | Commercial | Com - Storage (Unconditioned) | SHW | No | SHW - EF Rated Instantaneous Water Heater (Electric) | 0.0016475 | 0.0016719 | 0.001698 | 0.0017242 | 0.0017521 | 0.0017786 | 0.001803 | 0.0018275 | 0.0018503 | 0.0018744 | 0.0018978 | 0.0019214
SCE | MW | Commercial | Com - Storage (Unconditioned) | Service | No | HVAC - Comprehensive Rooftop Unit Quality Maintenance | 1.3827e-05 | 1.3615e-05 | 1.3405e-05 | 1.3198e-05 | 1.2995e-05 | 1.2795e-05 | 1.2598e-05 | 1.2404e-05 | 1.2213e-05 | 1.2025e-05 | 1.184e-05 | 1.1657e-05
SCE | MW | Commercial | Com - Storage (Unconditioned) | Service | No | Service - HVAC Fault Detection & Diagnositics | 0.016739 | 0.016974 | 0.017227 | 0.017482 | 0.017753 | 0.01801 | 0.018247 | 0.018485 | 0.018705 | 0.01894 | 0.019166 | 0.019396
SCE | MW | Commercial | Com - Storage (Unconditioned) | Service | No | Service - Retro-Commissioning (Electric) | 0.12035 | 0.1185 | 0.11667 | 0.11488 | 0.11311 | 0.11137 | 0.10965 | 0.10796 | 0.1063 | 0.10466 | 0.10305 | 0.10146
SCE | MW | Commercial | Com - Storage (Unconditioned) | WholeBlg | No | HVAC - Energy Management System | 0.0019282 | 0.0019553 | 0.0019844 | 0.0020138 | 0.002045 | 0.0020746 | 0.0021018 | 0.0021293 | 0.0021547 | 0.0021817 | 0.0022078 | 0.0022342
SCE | MW | Commercial | Com - Storage (Unconditioned) | WholeBlg | No | WholeBlg - Com RET Level 1 | 3.5489 | 3.4943 | 3.4405 | 3.3875 | 3.3353 | 3.284 | 3.2334 | 3.1836 | 3.1346 | 3.0863 | 3.0388 | 2.992
SCE | MW | Commercial | Com - Storage (Unconditioned) | WholeBlg | No | WholeBlg - Com RET Level 2 | 32.4752 | 31.9751 | 31.4827 | 30.9979 | 30.5205 | 30.0505 | 29.5877 | 29.132 | 28.6834 | 28.2417 | 27.8068 | 27.3785
SCE | MW | Commercial | Com - Warehouse (Refrigerated) | AppPlug | No | AppPlug - Computer Monitor | 0.30931 | 0.31366 | 0.31833 | 0.32305 | 0.32806 | 0.3328 | 0.33717 | 0.34157 | 0.34565 | 0.34998 | 0.35416 | 0.35841
SCE | MW | Commercial | Com - Warehouse (Refrigerated) | AppPlug | No | AppPlug - Desktop Computer (Com - Power Management) | 0.14189 | 0.14388 | 0.14603 | 0.14819 | 0.15049 | 0.15266 | 0.15466 | 0.15668 | 0.15855 | 0.16054 | 0.16246 | 0.16441
SCE | MW | Commercial | Com - Warehouse (Refrigerated) | AppPlug | No | AppPlug - Occupancy Sensor Plug Strip | 0.16344 | 0.16574 | 0.16821 | 0.1707 | 0.17334 | 0.17585 | 0.17816 | 0.18048 | 0.18264 | 0.18493 | 0.18714 | 0.18938
SCE | MW | Commercial | Com - Warehouse (Refrigerated) | BldgEnv | No | BldgEnv - Wall Spray On Insulation | 1.1079 | 1.0909 | 1.0741 | 1.0575 | 1.0412 | 1.0252 | 1.0094 | 0.99388 | 0.97857 | 0.9635 | 0.94866 | 0.93405
SCE | MW | Commercial | Com - Warehouse (Refrigerated) | BldgEnv | No | BldgEnv - Window Film | 0.46585 | 0.45867 | 0.45161 | 0.44465 | 0.43781 | 0.43106 | 0.42443 | 0.41789 | 0.41145 | 0.40512 | 0.39888 | 0.39274
SCE | MW | Commercial | Com - Warehouse (Refrigerated) | ComRefrig | No | ComRefrig - Strip Curtain for Walk In Refrigerator | 0.045444 | 0.044744 | 0.044055 | 0.043376 | 0.042708 | 0.042051 | 0.041403 | 0.040765 | 0.040138 | 0.03952 | 0.038911 | 0.038312
SCE | MW | Commercial | Com - Warehouse (Refrigerated) | Lighting | Yes | Lighting - LED Fixture (Replacing T8) - Emerging | 1.5243 | 1.5761 | 1.6303 | 1.6934 | 1.7514 | 1.8089 | 1.8571 | 1.9062 | 1.9541 | 2.004 | 2.0536 | 2.0957
SCE | MW | Commercial | Com - Warehouse (Refrigerated) | Lighting | Yes | Lighting - LED Lamp (Basic High - Indoor) - Emerging | 0.0073642 | 0.0076053 | 0.0078411 | 0.0080465 | 0.0082621 | 0.0010897 | 0.0011137 | 0.0011356 | 0.0011566 | 0.0011762 | 0.0011955 | 0.0012151
SCE | MW | Commercial | Com - Warehouse (Refrigerated) | Lighting | Yes | Lighting - LED Lamp (Basic Low - Indoor) - Emerging | 0.07057 | 0.07298 | 0.075328 | 0.077364 | 0.079499 | 0.012429 | 0.01271 | 0.012966 | 0.013212 | 0.013469 | 0.013694 | 0.013922
SCE | MW | Commercial | Com - Warehouse (Refrigerated) | Lighting | Yes | Lighting - LED Plug-In Indoor Fixture - Emerging | 0.63617 | 0.65487 | 0.67237 | 0.6858 | 0.70219 | 0.040704 | 0.041442 | 0.042322 | 0.04297 | 0.04372 | 0.044388 | 0.045136
SCE | MW | Commercial | Com - Warehouse (Refrigerated) | Lighting | No | Lighting - Cold Cathode Lamp | 0.0064388 | 0.0065294 | 0.0066267 | 0.0067248 | 0.0068291 | 0 | 0 | 0 | 0 | 0 | 0 | 0
SCE | MW | Commercial | Com - Warehouse (Refrigerated) | Lighting | No | Lighting - Compact Fluorescent Fixture (Indoor) | 0.083179 | 0.084374 | 0.085655 | 0.086947 | 0.08832 | 0 | 0 | 0 | 0 | 0 | 0 | 0
SCE | MW | Commercial | Com - Warehouse (Refrigerated) | Lighting | No | Lighting - Halogen Lamp (A-Line) | 0.0029178 | 0.0029588 | 0.0030029 | 0.0030474 | 0.0030946 | 0 | 0 | 0 | 0 | 0 | 0 | 0
SCE | MW | Commercial | Com - Warehouse (Refrigerated) | Lighting | No | Lighting - High Bay HID to T5 | 0.013767 | 0.013963 | 0.014174 | 0.014387 | 0.014613 | 0.014827 | 0.015024 | 0.015222 | 0.015406 | 0.015601 | 0.01579 | 0.015982
SCE | MW | Commercial | Com - Warehouse (Refrigerated) | Lighting | No | Lighting - Induction Fixture (Indoor) | 0.20139 | 0.20422 | 0.20726 | 0.21033 | 0.2136 | 0.21668 | 0.21953 | 0.22239 | 0.22505 | 0.22787 | 0.23059 | 0.23336
SCE | MW | Commercial | Com - Warehouse (Refrigerated) | Lighting | No | Lighting - Induction Fixture (Outdoor) | 0.086612 | 0.087831 | 0.089139 | 0.090459 | 0.091862 | 0.093191 | 0.094413 | 0.095646 | 0.096788 | 0.098 | 0.099172 | 0.10036
SCE | MW | Commercial | Com - Warehouse (Refrigerated) | Lighting | No | Lighting - Linear Fluorescent Delamping | 0.0063833 | 0.006285 | 0.0046411 | 0.0030464 | 0.0014998 | 0 | 0 | 0 | 0 | 0 | 0 | 0
SCE | MW | Commercial | Com - Warehouse (Refrigerated) | Lighting | No | Lighting - Low Bay HID to T5 | 0.050122 | 0.050837 | 0.051605 | 0.052379 | 0.053201 | 0.05398 | 0.054697 | 0.05542 | 0.05609 | 0.056801 | 0.057488 | 0.058185
SCE | MW | Commercial | Com - Warehouse (Refrigerated) | Lighting | No | Lighting - Occupancy Sensor | 0.13366 | 0.13554 | 0.13755 | 0.13959 | 0.14175 | 0.14379 | 0.14567 | 0.14757 | 0.14933 | 0.1512 | 0.153 | 0.15483
SCE | MW | Commercial | Com - Warehouse (Refrigerated) | Lighting | No | Lighting - Plug-In Fixture (Linear Fluorescent) | 0.58353 | 0.59186 | 0.6008 | 0.60981 | 0.61938 | 0 | 0 | 0 | 0 | 0 | 0 | 0
SCE | MW | Commercial | Com - Warehouse (Refrigerated) | Lighting | No | Lighting - Plug-In Fixture (MH Directional) | 0.038919 | 0.039475 | 0.040071 | 0.040671 | 0.04131 | 0.041915 | 0.042472 | 0.043033 | 0.043553 | 0.044105 | 0.044639 | 0.04518
SCE | MW | Commercial | Com - Warehouse (Refrigerated) | Lighting | No | Lighting - Plug-In Fixture (PSMH with Electronic Ballast) | 0.31394 | 0.31842 | 0.32322 | 0.32807 | 0.33322 | 0.3381 | 0.34259 | 0.34712 | 0.35132 | 0.35577 | 0.36007 | 0.36444
SCE | MW | Commercial | Com - Warehouse (Refrigerated) | Service | No | HVAC - Comprehensive Rooftop Unit Quality Maintenance | 1.102e-06 | 1.085e-06 | 1.0683e-06 | 1.0518e-06 | 1.0356e-06 | 1.0197e-06 | 1.004e-06 | 9.8851e-07 | 9.7329e-07 | 9.583e-07 | 9.4354e-07 | 9.2901e-07
SCE | MW | Commercial | Com - Warehouse (Refrigerated) | Service | No | Service - HVAC Fault Detection & Diagnositics | 0.001334 | 0.0013527 | 0.0013729 | 0.0013932 | 0.0014148 | 0.0014353 | 0.0014541 | 0.0014731 | 0.0014907 | 0.0015094 | 0.0015274 | 0.0015457
SCE | MW | Commercial | Com - Warehouse (Refrigerated) | Service | No | Service - Retro-Commissioning (Electric) | 0.0095912 | 0.0094435 | 0.0092981 | 0.0091549 | 0.0090139 | 0.0088751 | 0.0087384 | 0.0086039 | 0.0084714 | 0.0083409 | 0.0082125 | 0.008086
SCE | MW | Commercial | Com - Warehouse (Refrigerated) | WholeBlg | No | HVAC - Energy Management System | 0.00015366 | 0.00015582 | 0.00015814 | 0.00016049 | 0.00016298 | 0.00016533 | 0.0001675 | 0.00016969 | 0.00017171 | 0.00017387 | 0.00017594 | 0.00017805
SCE | MW | Commercial | Com - Warehouse (Refrigerated) | WholeBlg | No | WholeBlg - Com RET Level 1 | 0.48778 | 0.48027 | 0.47287 | 0.46559 | 0.45842 | 0.45136 | 0.44441 | 0.43756 | 0.43083 | 0.42419 | 0.41766 | 0.41123
SCE | MW | Commercial | Com - Warehouse (Refrigerated) | WholeBlg | No | WholeBlg - Com RET Level 2 | 3.2224 | 3.1728 | 3.124 | 3.0758 | 3.0285 | 2.9818 | 2.9359 | 2.8907 | 2.8462 | 2.8024 | 2.7592 | 2.7167
SCG | MM Therms | Commercial | Com - Assembly | HVAC | No | HVAC - Gas Furnace | 1.0737 | 1.0572 | 1.0409 | 1.0249 | 1.0091 | 0.99353 | 0.97823 | 0.96316 | 0.94833 | 0.93373 | 0.91935 | 0.90519
SCG | MM Therms | Commercial | Com - Assembly | SHW | Yes | SHW - EF Rated Storage Water Heater (Gas) - Emerging | 0 | 0 | 3.0159 | 3.0602 | 3.1066 | 3.151 | 3.1923 | 3.2338 | 3.2729 | 3.3144 | 3.3539 | 3.394
SCG | MM Therms | Commercial | Com - Assembly | SHW | Yes | SHW - ET Rated Storage Water Heater - Emerging | 9.587 | 9.5944 | 9.6077 | 9.6221 | 9.6414 | 9.658 | 9.6701 | 9.6834 | 9.6934 | 9.7086 | 9.7212 | 9.7358
SCG | MM Therms | Commercial | Com - Assembly | SHW | No | SHW - EF Rated Instantaneous Water Heater (Gas) | 1.9455 | 1.971 | 0.34954 | 0.35432 | 0.35936 | 0.36416 | 0.36862 | 0.37311 | 0.37732 | 0.38181 | 0.38609 | 0.39043
SCG | MM Therms | Commercial | Com - Assembly | SHW | No | SHW - Pipe and Tank Insulation | 3.2606 | 3.2104 | 3.161 | 3.1123 | 3.0644 | 3.0172 | 2.9707 | 2.925 | 2.8799 | 2.8356 | 2.7919 | 2.7489
SCG | MM Therms | Commercial | Com - Assembly | Service | No | Service - Retro-Commissioning (Gas) | 0.29716 | 0.29258 | 0.28807 | 0.28364 | 0.27927 | 0.27497 | 0.27074 | 0.26657 | 0.26246 | 0.25842 | 0.25444 | 0.25052
SCG | MM Therms | Commercial | Com - Assembly | WholeBlg | No | HVAC - Energy Management System | 0.85266 | 0.86407 | 0.87628 | 0.88848 | 0.90133 | 0.91359 | 0.92498 | 0.93642 | 0.94719 | 0.95865 | 0.96956 | 0.98064
SCG | MM Therms | Commercial | Com - Assembly | WholeBlg | No | WholeBlg - Com RET Level 1 | 0.43064 | 0.42401 | 0.41748 | 0.41105 | 0.40472 | 0.39849 | 0.39235 | 0.38631 | 0.38036 | 0.3745 | 0.36873 | 0.36306
SCG | MM Therms | Commercial | Com - Assembly | WholeBlg | No | WholeBlg - Com RET Level 2 | 9.6328 | 9.4844 | 9.3384 | 9.1946 | 9.053 | 8.9135 | 8.7763 | 8.6411 | 8.508 | 8.377 | 8.248 | 8.121
SCG | MM Therms | Commercial | Com - Education (Community College) | FoodServ | No | FoodServ - Fryer (Gas) | 0.10181 | 0.10317 | 0.10463 | 0.10609 | 0.10762 | 0.10909 | 0.11045 | 0.11181 | 0.1131 | 0.11447 | 0.11577 | 0.11709
SCG | MM Therms | Commercial | Com - Education (Community College) | FoodServ | No | FoodServ - Oven (Gas) | 0.13469 | 0.13649 | 0.13842 | 0.14035 | 0.14237 | 0.14431 | 0.14611 | 0.14792 | 0.14962 | 0.15143 | 0.15315 | 0.1549
SCG | MM Therms | Commercial | Com - Education (Community College) | HVAC | No | HVAC - ET Rated Boiler (High) | 1.4902 | 1.4908 | 1.4923 | 1.4939 | 1.4963 | 1.4984 | 1.4997 | 1.5012 | 1.5022 | 1.5041 | 1.5055 | 1.5072
SCG | MM Therms | Commercial | Com - Education (Community College) | HVAC | No | HVAC - Gas Furnace | 0.12755 | 0.12558 | 0.12365 | 0.12175 | 0.11987 | 0.11803 | 0.11621 | 0.11442 | 0.11266 | 0.11092 | 0.10921 | 0.10753
SCG | MM Therms | Commercial | Com - Education (Community College) | HVAC | No | HVAC - Thermostat | 1.7208 | 1.7439 | 1.7685 | 1.7931 | 1.819 | 1.8438 | 1.8668 | 1.8899 | 1.9116 | 1.9347 | 1.9567 | 1.9791
SCG | MM Therms | Commercial | Com - Education (Community College) | SHW | Yes | SHW - EF Rated Storage Water Heater (Gas) - Emerging | 0 | 0 | 0.74627 | 0.75699 | 0.76826 | 0.77902 | 0.78903 | 0.79908 | 0.80855 | 0.8186 | 0.82819 | 0.83791
SCG | MM Therms | Commercial | Com - Education (Community College) | SHW | Yes | SHW - ET Rated Storage Water Heater - Emerging | 1.3872 | 1.3874 | 1.3885 | 1.3896 | 1.3915 | 1.393 | 1.3939 | 1.395 | 1.3957 | 1.397 | 1.3981 | 1.3994
SCG | MM Therms | Commercial | Com - Education (Community College) | SHW | No | SHW - EF Rated Instantaneous Water Heater (Gas) | 0.27111 | 0.27481 | 0.048759 | 0.049449 | 0.050176 | 0.05087 | 0.051515 | 0.052162 | 0.052772 | 0.053421 | 0.054038 | 0.054665
SCG | MM Therms | Commercial | Com - Education (Community College) | SHW | No | SHW - Pipe and Tank Insulation | 1.2979 | 1.278 | 1.2583 | 1.2389 | 1.2198 | 1.201 | 1.1825 | 1.1643 | 1.1464 | 1.1287 | 1.1114 | 1.0942
SCG | MM Therms | Commercial | Com - Education (Community College) | Service | No | Service - Retro-Commissioning (Gas) | 0.11829 | 0.11647 | 0.11467 | 0.11291 | 0.11117 | 0.10946 | 0.10777 | 0.10611 | 0.10448 | 0.10287 | 0.10128 | 0.099723
SCG | MM Therms | Commercial | Com - Education (Community College) | WholeBlg | No | HVAC - Energy Management System | 0.33941 | 0.34396 | 0.34882 | 0.35367 | 0.35879 | 0.36367 | 0.3682 | 0.37276 | 0.37704 | 0.3816 | 0.38595 | 0.39036
SCG | MM Therms | Commercial | Com - Education (Community College) | WholeBlg | No | WholeBlg - Com RET Level 1 | 0.31519 | 0.31033 | 0.30555 | 0.30085 | 0.29621 | 0.29165 | 0.28716 | 0.28274 | 0.27838 | 0.2741 | 0.26988 | 0.26572
SCG | MM Therms | Commercial | Com - Education (Community College) | WholeBlg | No | WholeBlg - Com RET Level 2 | 4.7038 | 4.6314 | 4.5601 | 4.4898 | 4.4207 | 4.3526 | 4.2856 | 4.2196 | 4.1546 | 4.0906 | 4.0276 | 3.9656
SCG | MM Therms | Commercial | Com - Education (Primary School) | FoodServ | No | FoodServ - Fryer (Gas) | 0.61356 | 0.62178 | 0.63056 | 0.63934 | 0.64859 | 0.65741 | 0.66561 | 0.67384 | 0.68159 | 0.68984 | 0.69769 | 0.70566
SCG | MM Therms | Commercial | Com - Education (Primary School) | FoodServ | No | FoodServ - Oven (Gas) | 0.72472 | 0.73442 | 0.7448 | 0.75517 | 0.76609 | 0.77651 | 0.78619 | 0.79592 | 0.80507 | 0.81481 | 0.82408 | 0.8335
SCG | MM Therms | Commercial | Com - Education (Primary School) | HVAC | No | HVAC - ET Rated Boiler (High) | 3.3886 | 3.3836 | 3.3806 | 3.3779 | 3.3769 | 3.3751 | 3.3721 | 3.3695 | 3.366 | 3.3643 | 3.3618 | 3.36
SCG | MM Therms | Commercial | Com - Education (Primary School) | HVAC | No | HVAC - Gas Furnace | 0.061108 | 0.060167 | 0.059241 | 0.058328 | 0.05743 | 0.056546 | 0.055675 | 0.054818 | 0.053973 | 0.053142 | 0.052324 | 0.051518
SCG | MM Therms | Commercial | Com - Education (Primary School) | HVAC | No | HVAC - Thermostat | 1.3948 | 1.4135 | 1.4335 | 1.4534 | 1.4745 | 1.4945 | 1.5131 | 1.5319 | 1.5495 | 1.5682 | 1.5861 | 1.6042
SCG | MM Therms | Commercial | Com - Education (Primary School) | SHW | Yes | SHW - EF Rated Storage Water Heater (Gas) - Emerging | 0 | 0 | 0.93138 | 0.94492 | 0.95916 | 0.97275 | 0.9854 | 0.9981 | 1.0101 | 1.0228 | 1.0349 | 1.0472
SCG | MM Therms | Commercial | Com - Education (Primary School) | SHW | Yes | SHW - ET Rated Storage Water Heater - Emerging | 1.6763 | 1.6714 | 1.6674 | 1.6637 | 1.6607 | 1.6574 | 1.6536 | 1.6501 | 1.6462 | 1.643 | 1.6396 | 1.6366
SCG | MM Therms | Commercial | Com - Education (Primary School) | SHW | No | SHW - EF Rated Instantaneous Water Heater (Gas) | 0.32551 | 0.32984 | 0.058506 | 0.059316 | 0.06017 | 0.060985 | 0.061741 | 0.062502 | 0.063217 | 0.063979 | 0.064704 | 0.06544
SCG | MM Therms | Commercial | Com - Education (Primary School) | SHW | No | SHW - Pipe and Tank Insulation | 1.9555 | 1.9254 | 1.8958 | 1.8666 | 1.8378 | 1.8095 | 1.7816 | 1.7542 | 1.7272 | 1.7006 | 1.6744 | 1.6486
SCG | MM Therms | Commercial | Com - Education (Primary School) | Service | No | Service - Retro-Commissioning (Gas) | 0.17822 | 0.17547 | 0.17277 | 0.17011 | 0.16749 | 0.16491 | 0.16237 | 0.15987 | 0.15741 | 0.15498 | 0.1526 | 0.15025
SCG | MM Therms | Commercial | Com - Education (Primary School) | WholeBlg | No | HVAC - Energy Management System | 0.51137 | 0.51821 | 0.52554 | 0.53286 | 0.54056 | 0.54791 | 0.55474 | 0.56161 | 0.56807 | 0.57494 | 0.58148 | 0.58813
SCG | MM Therms | Commercial | Com - Education (Primary School) | WholeBlg | No | WholeBlg - Com RET Level 1 | 0.60745 | 0.59809 | 0.58888 | 0.57981 | 0.57089 | 0.56209 | 0.55344 | 0.54491 | 0.53652 | 0.52826 | 0.52013 | 0.51212
SCG | MM Therms | Commercial | Com - Education (Primary School) | WholeBlg | No | WholeBlg - Com RET Level 2 | 7.3098 | 7.1972 | 7.0863 | 6.9772 | 6.8698 | 6.764 | 6.6598 | 6.5572 | 6.4563 | 6.3568 | 6.2589 | 6.1626
SCG | MM Therms | Commercial | Com - Education (Relocatable Classroom) | FoodServ | No | FoodServ - Fryer (Gas) | 0.61356 | 0.62178 | 0.63056 | 0.63934 | 0.64859 | 0.65741 | 0.66561 | 0.67384 | 0.68159 | 0.68984 | 0.69769 | 0.70566
SCG | MM Therms | Commercial | Com - Education (Relocatable Classroom) | FoodServ | No | FoodServ - Oven (Gas) | 0.72472 | 0.73442 | 0.7448 | 0.75517 | 0.76609 | 0.77651 | 0.78619 | 0.79592 | 0.80507 | 0.81481 | 0.82408 | 0.8335
SCG | MM Therms | Commercial | Com - Education (Relocatable Classroom) | HVAC | No | HVAC - Gas Furnace | 0.088379 | 0.087018 | 0.085678 | 0.084358 | 0.083059 | 0.08178 | 0.080521 | 0.079281 | 0.07806 | 0.076858 | 0.075674 | 0.074509
SCG | MM Therms | Commercial | Com - Education (Relocatable Classroom) | HVAC | No | HVAC - Thermostat | 2.4888 | 2.5221 | 2.5577 | 2.5933 | 2.6308 | 2.6666 | 2.6999 | 2.7333 | 2.7647 | 2.7982 | 2.83 | 2.8623
SCG | MM Therms | Commercial | Com - Education (Relocatable Classroom) | SHW | Yes | SHW - EF Rated Storage Water Heater (Gas) - Emerging | 0 | 0 | 1.0963 | 1.1129 | 1.1303 | 1.1469 | 1.1624 | 1.1779 | 1.1926 | 1.2082 | 1.223 | 1.238
SCG | MM Therms | Commercial | Com - Education (Relocatable Classroom) | SHW | Yes | SHW - ET Rated Storage Water Heater - Emerging | 3.9019 | 3.8906 | 3.8814 | 3.8728 | 3.8659 | 3.8584 | 3.8496 | 3.8414 | 3.8323 | 3.8251 | 3.8172 | 3.8102
SCG | MM Therms | Commercial | Com - Education (Relocatable Classroom) | SHW | No | SHW - EF Rated Instantaneous Water Heater (Gas) | 0.70628 | 0.71549 | 0.12687 | 0.1286 | 0.13042 | 0.13215 | 0.13376 | 0.13538 | 0.1369 | 0.13852 | 0.14006 | 0.14163
SCG | MM Therms | Commercial | Com - Education (Relocatable Classroom) | SHW | No | SHW - Pipe and Tank Insulation | 1.9555 | 1.9254 | 1.8958 | 1.8666 | 1.8378 | 1.8095 | 1.7816 | 1.7542 | 1.7272 | 1.7006 | 1.6744 | 1.6486
SCG | MM Therms | Commercial | Com - Education (Relocatable Classroom) | Service | No | Service - Retro-Commissioning (Gas) | 0.17822 | 0.17547 | 0.17277 | 0.17011 | 0.16749 | 0.16491 | 0.16237 | 0.15987 | 0.15741 | 0.15498 | 0.1526 | 0.15025
SCG | MM Therms | Commercial | Com - Education (Relocatable Classroom) | WholeBlg | No | HVAC - Energy Management System | 0.51137 | 0.51821 | 0.52554 | 0.53286 | 0.54056 | 0.54791 | 0.55474 | 0.56161 | 0.56807 | 0.57494 | 0.58148 | 0.58813
SCG | MM Therms | Commercial | Com - Education (Relocatable Classroom) | WholeBlg | No | WholeBlg - Com RET Level 1 | 0.62296 | 0.61337 | 0.60392 | 0.59462 | 0.58547 | 0.57645 | 0.56757 | 0.55883 | 0.55023 | 0.54175 | 0.53341 | 0.5252
SCG | MM Therms | Commercial | Com - Education (Relocatable Classroom) | WholeBlg | No | WholeBlg - Com RET Level 2 | 6.2028 | 6.1073 | 6.0132 | 5.9206 | 5.8294 | 5.7397 | 5.6513 | 5.5642 | 5.4786 | 5.3942 | 5.3111 | 5.2293
SCG | MM Therms | Commercial | Com - Education (Secondary School) | FoodServ | No | FoodServ - Fryer (Gas) | 0.30678 | 0.31089 | 0.31528 | 0.31967 | 0.32429 | 0.3287 | 0.3328 | 0.33692 | 0.3408 | 0.34492 | 0.34884 | 0.35283
SCG | MM Therms | Commercial | Com - Education (Secondary School) | FoodServ | No | FoodServ - Oven (Gas) | 0.36236 | 0.36721 | 0.3724 | 0.37759 | 0.38305 | 0.38826 | 0.3931 | 0.39796 | 0.40254 | 0.40741 | 0.41204 | 0.41675
SCG | MM Therms | Commercial | Com - Education (Secondary School) | HVAC | No | HVAC - ET Rated Boiler (High) | 1.6943 | 1.6918 | 1.6903 | 1.6889 | 1.6884 | 1.6876 | 1.686 | 1.6848 | 1.683 | 1.6821 | 1.6809 | 1.68
SCG | MM Therms | Commercial | Com - Education (Secondary School) | HVAC | No | HVAC - Gas Furnace | 0.030099 | 0.029635 | 0.029179 | 0.028729 | 0.028287 | 0.027851 | 0.027422 | 0.027 | 0.026584 | 0.026175 | 0.025772 | 0.025375
SCG | MM Therms | Commercial | Com - Education (Secondary School) | HVAC | No | HVAC - Thermostat | 0.82697 | 0.83804 | 0.84988 | 0.86172 | 0.87418 | 0.88607 | 0.89711 | 0.90821 | 0.91866 | 0.92977 | 0.94035 | 0.9511
SCG | MM Therms | Commercial | Com - Education (Secondary School) | SHW | Yes | SHW - EF Rated Storage Water Heater (Gas) - Emerging | 0 | 0 | 0.46199 | 0.46882 | 0.476 | 0.48285 | 0.48923 | 0.49563 | 0.50166 | 0.50807 | 0.51417 | 0.52037
SCG | MM Therms | Commercial | Com - Education (Secondary School) | SHW | Yes | SHW - ET Rated Storage Water Heater - Emerging | 1.2253 | 1.2224 | 1.2202 | 1.2182 | 1.2167 | 1.2151 | 1.2129 | 1.211 | 1.2088 | 1.2072 | 1.2053 | 1.2037
SCG | MM Therms | Commercial | Com - Education (Secondary School) | SHW | No | SHW - EF Rated Instantaneous Water Heater (Gas) | 0.23798 | 0.24116 | 0.042777 | 0.043371 | 0.043997 | 0.044594 | 0.045148 | 0.045706 | 0.04623 | 0.046788 | 0.04732 | 0.047859
SCG | MM Therms | Commercial | Com - Education (Secondary School) | SHW | No | SHW - Pipe and Tank Insulation | 0.97776 | 0.9627 | 0.94788 | 0.93328 | 0.91891 | 0.90476 | 0.89082 | 0.8771 | 0.8636 | 0.8503 | 0.8372 | 0.82431
SCG | MM Therms | Commercial | Com - Education (Secondary School) | Service | No | Service - Retro-Commissioning (Gas) | 0.089108 | 0.087736 | 0.086384 | 0.085054 | 0.083744 | 0.082455 | 0.081185 | 0.079935 | 0.078704 | 0.077492 | 0.076298 | 0.075123
SCG | MM Therms | Commercial | Com - Education (Secondary School) | WholeBlg | No | HVAC - Energy Management System | 0.25568 | 0.25911 | 0.26277 | 0.26643 | 0.27028 | 0.27396 | 0.27737 | 0.2808 | 0.28403 | 0.28747 | 0.29074 | 0.29406
SCG | MM Therms | Commercial | Com - Education (Secondary School) | WholeBlg | No | WholeBlg - Com RET Level 1 | 0.32256 | 0.31759 | 0.3127 | 0.30788 | 0.30314 | 0.29847 | 0.29388 | 0.28935 | 0.28489 | 0.28051 | 0.27619 | 0.27193
SCG | MM Therms | Commercial | Com - Education (Secondary School) | WholeBlg | No | WholeBlg - Com RET Level 2 | 3.9472 | 3.8864 | 3.8265 | 3.7676 | 3.7096 | 3.6525 | 3.5962 | 3.5408 | 3.4863 | 3.4326 | 3.3797 | 3.3277
SCG | MM Therms | Commercial | Com - Education (University) | FoodServ | No | FoodServ - Fryer (Gas) | 0.10181 | 0.10317 | 0.10463 | 0.10609 | 0.10762 | 0.10909 | 0.11045 | 0.11181 | 0.1131 | 0.11447 | 0.11577 | 0.11709
SCG | MM Therms | Commercial | Com - Education (University) | FoodServ | No | FoodServ - Oven (Gas) | 0.13469 | 0.13649 | 0.13842 | 0.14035 | 0.14237 | 0.14431 | 0.14611 | 0.14792 | 0.14962 | 0.15143 | 0.15315 | 0.1549
SCG | MM Therms | Commercial | Com - Education (University) | HVAC | No | HVAC - ET Rated Boiler (High) | 1.997 | 1.9945 | 1.9931 | 1.992 | 1.9919 | 1.9913 | 1.99 | 1.9889 | 1.9873 | 1.9867 | 1.9856 | 1.985
SCG | MM Therms | Commercial | Com - Education (University) | HVAC | No | HVAC - Gas Furnace | 0.039955 | 0.039339 | 0.038734 | 0.038137 | 0.03755 | 0.036972 | 0.036402 | 0.035842 | 0.03529 | 0.034746 | 0.034211 | 0.033684
SCG | MM Therms | Commercial | Com - Education (University) | HVAC | No | HVAC - Thermostat | 1.7215 | 1.7445 | 1.7692 | 1.7938 | 1.8197 | 1.8445 | 1.8675 | 1.8906 | 1.9123 | 1.9355 | 1.9575 | 1.9799
SCG | MM Therms | Commercial | Com - Education (University) | SHW | Yes | SHW - EF Rated Storage Water Heater (Gas) - Emerging | 0 | 0 | 0.74945 | 0.76012 | 0.77134 | 0.78206 | 0.79202 | 0.80202 | 0.81145 | 0.82146 | 0.831 | 0.84068
SCG | MM Therms | Commercial | Com - Education (University) | SHW | Yes | SHW - ET Rated Storage Water Heater - Emerging | 1.2271 | 1.2267 | 1.2271 | 1.2276 | 1.2288 | 1.2296 | 1.2299 | 1.2303 | 1.2304 | 1.2311 | 1.2315 | 1.2322
SCG | MM Therms | Commercial | Com - Education (University) | SHW | No | SHW - EF Rated Instantaneous Water Heater (Gas) | 0.21839 | 0.22137 | 0.039276 | 0.039832 | 0.040417 | 0.040975 | 0.041494 | 0.042016 | 0.042506 | 0.043028 | 0.043525 | 0.04403
SCG | MM Therms | Commercial | Com - Education (University) | SHW | No | SHW - Pipe and Tank Insulation | 1.2979 | 1.278 | 1.2583 | 1.2389 | 1.2198 | 1.201 | 1.1825 | 1.1643 | 1.1464 | 1.1287 | 1.1114 | 1.0942
SCG | MM Therms | Commercial | Com - Education (University) | Service | No | Service - Retro-Commissioning (Gas) | 0.11829 | 0.11647 | 0.11467 | 0.11291 | 0.11117 | 0.10946 | 0.10777 | 0.10611 | 0.10448 | 0.10287 | 0.10128 | 0.099723
SCG | MM Therms | Commercial | Com - Education (University) | WholeBlg | No | HVAC - Energy Management System | 0.33941 | 0.34396 | 0.34882 | 0.35367 | 0.35879 | 0.36367 | 0.3682 | 0.37276 | 0.37704 | 0.3816 | 0.38595 | 0.39036
SCG | MM Therms | Commercial | Com - Education (University) | WholeBlg | No | WholeBlg - Com RET Level 1 | 0.33348 | 0.32835 | 0.32329 | 0.31831 | 0.31341 | 0.30858 | 0.30383 | 0.29915 | 0.29454 | 0.29001 | 0.28554 | 0.28114
SCG | MM Therms | Commercial | Com - Education (University) | WholeBlg | No | WholeBlg - Com RET Level 2 | 5.001 | 4.924 | 4.8481 | 4.7735 | 4.7 | 4.6276 | 4.5563 | 4.4862 | 4.4171 | 4.3491 | 4.2821 | 4.2161
SCG | MM Therms | Commercial | Com - Grocery | FoodServ | No | FoodServ - Oven (Gas) | 1.5187 | 1.539 | 1.5608 | 1.5825 | 1.6054 | 1.6272 | 1.6475 | 1.6679 | 1.6871 | 1.7075 | 1.7269 | 1.7467
SCG | MM Therms | Commercial | Com - Grocery | HVAC | No | HVAC - Gas Furnace | 0.43587 | 0.42916 | 0.42255 | 0.41605 | 0.40964 | 0.40333 | 0.39712 | 0.391 | 0.38498 | 0.37905 | 0.37322 | 0.36747
SCG | MM Therms | Commercial | Com - Grocery | HVAC | No | HVAC - Thermostat | 0.71414 | 0.72369 | 0.73392 | 0.74414 | 0.7549 | 0.76517 | 0.77471 | 0.78429 | 0.79331 | 0.80291 | 0.81205 | 0.82133
SCG | MM Therms | Commercial | Com - Grocery | SHW | Yes | SHW - EF Rated Storage Water Heater (Gas) - Emerging | 0 | 0 | 1.9273 | 1.9545 | 1.983 | 2.0103 | 2.0356 | 2.061 | 2.085 | 2.1104 | 2.1347 | 2.1593
SCG | MM Therms | Commercial | Com - Grocery | SHW | Yes | SHW - ET Rated Storage Water Heater - Emerging | 2.7969 | 2.8097 | 2.8246 | 2.8397 | 2.8565 | 2.8721 | 2.8859 | 2.9 | 2.9128 | 2.9273 | 2.9407 | 2.9547
SCG | MM Therms | Commercial | Com - Grocery | SHW | No | SHW - EF Rated Instantaneous Water Heater (Gas) | 0.5493 | 0.55725 | 0.098953 | 0.10043 | 0.10199 | 0.10347 | 0.10486 | 0.10625 | 0.10755 | 0.10894 | 0.11027 | 0.11161
SCG | MM Therms | Commercial | Com - Grocery | SHW | No | SHW - Pipe and Tank Insulation | 2.8458 | 2.802 | 2.7588 | 2.7163 | 2.6745 | 2.6333 | 2.5928 | 2.5528 | 2.5135 | 2.4748 | 2.4367 | 2.3992
SCG | MM Therms | Commercial | Com - Grocery | Service | No | Service - Retro-Commissioning (Gas) | 0.25935 | 0.25536 | 0.25142 | 0.24755 | 0.24374 | 0.23999 | 0.23629 | 0.23265 | 0.22907 | 0.22554 | 0.22207 | 0.21865
SCG | MM Therms | Commercial | Com - Grocery | WholeBlg | No | HVAC - Energy Management System | 0.74418 | 0.75414 | 0.76479 | 0.77544 | 0.78666 | 0.79736 | 0.8073 | 0.81728 | 0.82669 | 0.83668 | 0.84621 | 0.85588
SCG | MM Therms | Commercial | Com - Grocery | WholeBlg | No | WholeBlg - Com RET Level 1 | 0.56084 | 0.5522 | 0.5437 | 0.53533 | 0.52708 | 0.51897 | 0.51097 | 0.5031 | 0.49536 | 0.48773 | 0.48022 | 0.47282
SCG | MM Therms | Commercial | Com - Grocery | WholeBlg | No | WholeBlg - Com RET Level 2 | 5.616 | 5.5295 | 5.4443 | 5.3605 | 5.278 | 5.1967 | 5.1166 | 5.0378 | 4.9603 | 4.8839 | 4.8087 | 4.7346
SCG | MM Therms | Commercial | Com - Hospital | FoodServ | No | FoodServ - Oven (Gas) | 0.47905 | 0.48546 | 0.49232 | 0.49918 | 0.5064 | 0.51328 | 0.51968 | 0.52611 | 0.53216 | 0.5386 | 0.54473 | 0.55096
SCG | MM Therms | Commercial | Com - Hospital | HVAC | No | HVAC - ET Rated Boiler (High) | 6.9812 | 7.1108 | 7.2478 | 7.3845 | 7.5271 | 7.6637 | 7.7916 | 7.9198 | 8.0412 | 8.169 | 8.2912 | 8.4148
SCG | MM Therms | Commercial | Com - Hospital | HVAC | No | HVAC - Gas Furnace | 0.10428 | 0.10268 | 0.1011 | 0.09954 | 0.098007 | 0.096498 | 0.095011 | 0.093548 | 0.092108 | 0.090689 | 0.089293 | 0.087917
SCG | MM Therms | Commercial | Com - Hospital | SHW | Yes | SHW - EF Rated Storage Water Heater (Gas) - Emerging | 0 | 0 | 0.049586 | 0.066377 | 0.083478 | 0.10005 | 0.1159 | 0.13166 | 0.14685 | 0.16237 | 0.17741 | 0.19245
SCG | MM Therms | Commercial | Com - Hospital | SHW | Yes | SHW - ET Rated Storage Water Heater - Emerging | 4.083 | 4.097 | 4.1138 | 4.1309 | 4.1504 | 4.1683 | 4.1838 | 4.1998 | 4.214 | 4.2306 | 4.2459 | 4.2619
SCG | MM Therms | Commercial | Com - Hospital | SHW | No | SHW - EF Rated Instantaneous Water Heater (Gas) | 0.80329 | 0.81416 | 0.67412 | 0.668 | 0.6621 | 0.65623 | 0.65034 | 0.64458 | 0.63882 | 0.6333 | 0.6278 | 0.62244
SCG | MM Therms | Commercial | Com - Hospital | SHW | No | SHW - Pipe and Tank Insulation | 1.5388 | 1.5151 | 1.4918 | 1.4688 | 1.4462 | 1.4239 | 1.402 | 1.3804 | 1.3592 | 1.3382 | 1.3176 | 1.2973
SCG | MM Therms | Commercial | Com - Hospital | Service | No | Service - Retro-Commissioning (Gas) | 0.14024 | 0.13808 | 0.13595 | 0.13386 | 0.1318 | 0.12977 | 0.12777 | 0.1258 | 0.12387 | 0.12196 | 0.12008 | 0.11823
SCG | MM Therms | Commercial | Com - Hospital | WholeBlg | No | HVAC - Energy Management System | 0.40241 | 0.40779 | 0.41355 | 0.41931 | 0.42538 | 0.43116 | 0.43654 | 0.44194 | 0.44702 | 0.45243 | 0.45758 | 0.46281
SCG | MM Therms | Commercial | Com - Hospital | WholeBlg | No | WholeBlg - Com RET Level 1 | 0.59487 | 0.58571 | 0.57669 | 0.56781 | 0.55906 | 0.55045 | 0.54198 | 0.53363 | 0.52541 | 0.51732 | 0.50936 | 0.50151
SCG | MM Therms | Commercial | Com - Hospital | WholeBlg | No | WholeBlg - Com RET Level 2 | 9.8149 | 9.6637 | 9.5149 | 9.3684 | 9.2241 | 9.082 | 8.9422 | 8.8045 | 8.6689 | 8.5354 | 8.4039 | 8.2745
SCG | MM Therms | Commercial | Com - Hotel | FoodServ | No | FoodServ - Fryer (Gas) | 0.1934 | 0.19599 | 0.19876 | 0.20153 | 0.20444 | 0.20722 | 0.20981 | 0.2124 | 0.21485 | 0.21744 | 0.21992 | 0.22243
SCG | MM Therms | Commercial | Com - Hotel | FoodServ | No | FoodServ - Oven (Gas) | 0.29241 | 0.29632 | 0.30051 | 0.30469 | 0.3091 | 0.3133 | 0.31721 | 0.32113 | 0.32483 | 0.32875 | 0.3325 | 0.3363
SCG | MM Therms | Commercial | Com - Hotel | HVAC | No | HVAC - ET Rated Boiler (High) | 2.7052 | 2.7324 | 2.762 | 2.7916 | 2.823 | 2.8529 | 2.8805 | 2.9082 | 2.9341 | 2.962 | 2.9885 | 3.0155
SCG | MM Therms | Commercial | Com - Hotel | HVAC | No | HVAC - Gas Furnace | 0.0072494 | 0.0071378 | 0.0070279 | 0.0069196 | 0.0068131 | 0.0067082 | 0.0066048 | 0.0065031 | 0.006403 | 0.0063044 | 0.0062073 | 0.0061117
SCG | MM Therms | Commercial | Com - Hotel | SHW | Yes | SHW - EF Rated Storage Water Heater (Gas) - Emerging | 0 | 0 | 0.29847 | 0.30292 | 0.30758 | 0.31204 | 0.3162 | 0.32036 | 0.32429 | 0.32846 | 0.33244 | 0.33647
SCG | MM Therms | Commercial | Com - Hotel | SHW | Yes | SHW - ET Rated Storage Water Heater - Emerging | 1.5277 | 1.5349 | 1.5432 | 1.5516 | 1.5609 | 1.5696 | 1.5773 | 1.5852 | 1.5923 | 1.6004 | 1.6079 | 1.6157
SCG | MM Therms | Commercial | Com - Hotel | SHW | No | SHW - EF Rated Instantaneous Water Heater (Gas) | 0.34697 | 0.35143 | 0.062307 | 0.063143 | 0.064024 | 0.064865 | 0.065645 | 0.066429 | 0.067166 | 0.067951 | 0.068699 | 0.069458
SCG | MM Therms | Commercial | Com - Hotel | SHW | No | SHW - Pipe and Tank Insulation | 1.4089 | 1.3872 | 1.3659 | 1.3448 | 1.3241 | 1.3037 | 1.2837 | 1.2639 | 1.2444 | 1.2253 | 1.2064 | 1.1878
SCG | MM Therms | Commercial | Com - Hotel | Service | No | Service - Retro-Commissioning (Gas) | 0.1284 | 0.12642 | 0.12448 | 0.12256 | 0.12067 | 0.11881 | 0.11698 | 0.11518 | 0.11341 | 0.11166 | 0.10994 | 0.10825
SCG | MM Therms | Commercial | Com - Hotel | WholeBlg | No | HVAC - Energy Management System | 0.36843 | 0.37337 | 0.37864 | 0.38391 | 0.38947 | 0.39476 | 0.39969 | 0.40463 | 0.40928 | 0.41423 | 0.41895 | 0.42374
SCG | MM Therms | Commercial | Com - Hotel | WholeBlg | No | WholeBlg - Com RET Level 1 | 0.32399 | 0.319 | 0.31409 | 0.30925 | 0.30449 | 0.2998 | 0.29518 | 0.29064 | 0.28616 | 0.28175 | 0.27741 | 0.27314
SCG | MM Therms | Commercial | Com - Hotel | WholeBlg | No | WholeBlg - Com RET Level 2 | 4.1639 | 4.0997 | 4.0366 | 3.9744 | 3.9132 | 3.853 | 3.7936 | 3.7352 | 3.6777 | 3.6211 | 3.5653 | 3.5104
SCG | MM Therms | Commercial | Com - Motel | FoodServ | No | FoodServ - Fryer (Gas) | 0.1934 | 0.19599 | 0.19876 | 0.20153 | 0.20444 | 0.20722 | 0.20981 | 0.2124 | 0.21485 | 0.21744 | 0.21992 | 0.22243
SCG | MM Therms | Commercial | Com - Motel | FoodServ | No | FoodServ - Oven (Gas) | 0.29241 | 0.29632 | 0.30051 | 0.30469 | 0.3091 | 0.3133 | 0.31721 | 0.32113 | 0.32483 | 0.32875 | 0.3325 | 0.3363
SCG | MM Therms | Commercial | Com - Motel | HVAC | No | HVAC - ET Rated Boiler (High) | 2.7052 | 2.7324 | 2.762 | 2.7916 | 2.823 | 2.8529 | 2.8805 | 2.9082 | 2.9341 | 2.962 | 2.9885 | 3.0155
SCG | MM Therms | Commercial | Com - Motel | HVAC | No | HVAC - Gas Furnace | 0.0072494 | 0.0071378 | 0.0070279 | 0.0069196 | 0.0068131 | 0.0067082 | 0.0066048 | 0.0065031 | 0.006403 | 0.0063044 | 0.0062073 | 0.0061117
SCG | MM Therms | Commercial | Com - Motel | SHW | Yes | SHW - EF Rated Storage Water Heater (Gas) - Emerging | 0 | 0 | 0.19788 | 0.20086 | 0.20399 | 0.20698 | 0.20976 | 0.21256 | 0.21519 | 0.21799 | 0.22065 | 0.22336
SCG | MM Therms | Commercial | Com - Motel | SHW | Yes | SHW - ET Rated Storage Water Heater - Emerging | 0.66251 | 0.6611 | 0.66005 | 0.65909 | 0.65844 | 0.65766 | 0.65665 | 0.65574 | 0.65466 | 0.6539 | 0.65303 | 0.65228
SCG | MM Therms | Commercial | Com - Motel | SHW | No | SHW - EF Rated Instantaneous Water Heater (Gas) | 0.13625 | 0.13804 | 0.02448 | 0.024814 | 0.025167 | 0.025504 | 0.025816 | 0.02613 | 0.026426 | 0.02674 | 0.027039 | 0.027344
SCG | MM Therms | Commercial | Com - Motel | SHW | No | SHW - Pipe and Tank Insulation | 1.4089 | 1.3872 | 1.3659 | 1.3448 | 1.3241 | 1.3037 | 1.2837 | 1.2639 | 1.2444 | 1.2253 | 1.2064 | 1.1878
SCG | MM Therms | Commercial | Com - Motel | Service | No | Service - Retro-Commissioning (Gas) | 0.1284 | 0.12642 | 0.12448 | 0.12256 | 0.12067 | 0.11881 | 0.11698 | 0.11518 | 0.11341 | 0.11166 | 0.10994 | 0.10825
SCG | MM Therms | Commercial | Com - Motel | WholeBlg | No | HVAC - Energy Management System | 0.36843 | 0.37337 | 0.37864 | 0.38391 | 0.38947 | 0.39476 | 0.39969 | 0.40463 | 0.40928 | 0.41423 | 0.41895 | 0.42374
SCG | MM Therms | Commercial | Com - Motel | WholeBlg | No | WholeBlg - Com RET Level 1 | 0.29575 | 0.2912 | 0.28671 | 0.2823 | 0.27795 | 0.27367 | 0.26946 | 0.26531 | 0.26122 | 0.2572 | 0.25324 | 0.24934
SCG | MM Therms | Commercial | Com - Motel | WholeBlg | No | WholeBlg - Com RET Level 2 | 3.7832 | 3.7249 | 3.6675 | 3.6111 | 3.5555 | 3.5007 | 3.4468 | 3.3937 | 3.3414 | 3.29 | 3.2393 | 3.1894
SCG | MM Therms | Commercial | Com - Nusing Home | FoodServ | No | FoodServ - Oven (Gas) | 0.47905 | 0.48546 | 0.49232 | 0.49918 | 0.5064 | 0.51328 | 0.51968 | 0.52611 | 0.53216 | 0.5386 | 0.54473 | 0.55096
SCG | MM Therms | Commercial | Com - Nusing Home | HVAC | No | HVAC - ET Rated Boiler (High) | 5.5981 | 5.6792 | 5.7658 | 5.8522 | 5.943 | 6.0297 | 6.1105 | 6.1916 | 6.268 | 6.3491 | 6.4264 | 6.5048
SCG | MM Therms | Commercial | Com - Nusing Home | HVAC | No | HVAC - Gas Furnace | 0.15786 | 0.15543 | 0.15304 | 0.15068 | 0.14836 | 0.14607 | 0.14382 | 0.14161 | 0.13943 | 0.13728 | 0.13517 | 0.13309
SCG | MM Therms | Commercial | Com - Nusing Home | HVAC | No | HVAC - Thermostat | 2.1246 | 2.1531 | 2.1835 | 2.2139 | 2.2459 | 2.2765 | 2.3048 | 2.3334 | 2.3602 | 2.3887 | 2.4159 | 2.4435
SCG | MM Therms | Commercial | Com - Nusing Home | SHW | Yes | SHW - EF Rated Storage Water Heater (Gas) - Emerging | 0 | 0 | 0.57882 | 0.58746 | 0.59653 | 0.6052 | 0.61328 | 0.62138 | 0.62902 | 0.63712 | 0.64485 | 0.65269
SCG | MM Therms | Commercial | Com - Nusing Home | SHW | Yes | SHW - ET Rated Storage Water Heater - Emerging | 3.0249 | 3.031 | 3.039 | 3.0474 | 3.0574 | 3.0664 | 3.0738 | 3.0815 | 3.0881 | 3.0964 | 3.1038 | 3.1119
SCG | MM Therms | Commercial | Com - Nusing Home | SHW | No | SHW - EF Rated Instantaneous Water Heater (Gas) | 0.60049 | 0.60856 | 0.10795 | 0.10946 | 0.11105 | 0.11256 | 0.11397 | 0.11539 | 0.11672 | 0.11813 | 0.11948 | 0.12085
SCG | MM Therms | Commercial | Com - Nusing Home | SHW | No | SHW - Pipe and Tank Insulation | 1.5388 | 1.5151 | 1.4918 | 1.4688 | 1.4462 | 1.4239 | 1.402 | 1.3804 | 1.3592 | 1.3382 | 1.3176 | 1.2973
SCG | MM Therms | Commercial | Com - Nusing Home | Service | No | Service - Retro-Commissioning (Gas) | 0.14024 | 0.13808 | 0.13595 | 0.13386 | 0.1318 | 0.12977 | 0.12777 | 0.1258 | 0.12387 | 0.12196 | 0.12008 | 0.11823
SCG | MM Therms | Commercial | Com - Nusing Home | WholeBlg | No | HVAC - Energy Management System | 0.40241 | 0.40779 | 0.41355 | 0.41931 | 0.42538 | 0.43116 | 0.43654 | 0.44194 | 0.44702 | 0.45243 | 0.45758 | 0.46281
SCG | MM Therms | Commercial | Com - Nusing Home | WholeBlg | No | WholeBlg - Com RET Level 1 | 0.60227 | 0.59299 | 0.58386 | 0.57487 | 0.56602 | 0.5573 | 0.54872 | 0.54027 | 0.53195 | 0.52375 | 0.51569 | 0.50775
SCG | MM Therms | Commercial | Com - Nusing Home | WholeBlg | No | WholeBlg - Com RET Level 2 | 8.3564 | 8.2278 | 8.101 | 7.9763 | 7.8535 | 7.7325 | 7.6134 | 7.4962 | 7.3807 | 7.2671 | 7.1552 | 7.045
SCG | MM Therms | Commercial | Com - Office (Large) | FoodServ | No | FoodServ - Oven (Gas) | 2.8892 | 2.9279 | 2.9692 | 3.0106 | 3.0541 | 3.0957 | 3.1343 | 3.173 | 3.2095 | 3.2484 | 3.2853 | 3.3229
SCG | MM Therms | Commercial | Com - Office (Large) | HVAC | No | HVAC - ET Rated Boiler (High) | 15.953 | 16.0166 | 16.0914 | 16.1674 | 16.2527 | 16.3317 | 16.401 | 16.472 | 16.5358 | 16.6092 | 16.6769 | 16.7478
SCG | MM Therms | Commercial | Com - Office (Large) | HVAC | No | HVAC - Gas Furnace | 0.22612 | 0.22264 | 0.21921 | 0.21583 | 0.21251 | 0.20924 | 0.20601 | 0.20284 | 0.19972 | 0.19664 | 0.19361 | 0.19063
SCG | MM Therms | Commercial | Com - Office (Large) | HVAC | No | HVAC - Thermostat | 13.4672 | 13.6475 | 13.8403 | 14.0331 | 14.236 | 14.4296 | 14.6095 | 14.7902 | 14.9604 | 15.1413 | 15.3136 | 15.4887
SCG | MM Therms | Commercial | Com - Office (Large) | SHW | Yes | SHW - EF Rated Storage Water Heater (Gas) - Emerging | 0 | 0 | 7.0798 | 7.1792 | 7.2838 | 7.3837 | 7.4765 | 7.5697 | 7.6575 | 7.7508 | 7.8397 | 7.9299
SCG | MM Therms | Commercial | Com - Office (Large) | SHW | Yes | SHW - ET Rated Storage Water Heater - Emerging | 3.2115 | 3.2114 | 3.2132 | 3.2154 | 3.2192 | 3.2222 | 3.2238 | 3.2258 | 3.2267 | 3.2294 | 3.2313 | 3.2338
SCG | MM Therms | Commercial | Com - Office (Large) | SHW | No | SHW - EF Rated Instantaneous Water Heater (Gas) | 0.63611 | 0.64457 | 0.11433 | 0.11591 | 0.11758 | 0.11917 | 0.12064 | 0.12213 | 0.12352 | 0.12501 | 0.12642 | 0.12786
SCG | MM Therms | Commercial | Com - Office (Large) | SHW | No | SHW - Pipe and Tank Insulation | 12.1811 | 11.9936 | 11.8089 | 11.627 | 11.4479 | 11.2716 | 11.0981 | 10.9272 | 10.7589 | 10.5932 | 10.4301 | 10.2694
SCG | MM Therms | Commercial | Com - Office (Large) | Service | No | Service - Retro-Commissioning (Gas) | 1.1101 | 1.093 | 1.0762 | 1.0596 | 1.0433 | 1.0272 | 1.0114 | 0.99584 | 0.98051 | 0.96541 | 0.95054 | 0.9359
SCG | MM Therms | Commercial | Com - Office (Large) | WholeBlg | No | HVAC - Energy Management System | 3.1854 | 3.228 | 3.2736 | 3.3192 | 3.3672 | 3.413 | 3.4556 | 3.4983 | 3.5386 | 3.5813 | 3.6221 | 3.6635
SCG | MM Therms | Commercial | Com - Office (Large) | WholeBlg | No | WholeBlg - Com RET Level 1 | 2.7063 | 2.6646 | 2.6236 | 2.5832 | 2.5434 | 2.5042 | 2.4657 | 2.4277 | 2.3903 | 2.3535 | 2.3172 | 2.2816
SCG | MM Therms | Commercial | Com - Office (Large) | WholeBlg | No | WholeBlg - Com RET Level 2 | 34.4045 | 33.8746 | 33.353 | 32.8393 | 32.3336 | 31.8357 | 31.3454 | 30.8627 | 30.3874 | 29.9194 | 29.4587 | 29.005
SCG | MM Therms | Commercial | Com - Office (Small) | HVAC | No | HVAC - ET Rated Boiler (High) | 5.1073 | 5.0801 | 5.0553 | 5.0313 | 5.0094 | 4.9871 | 4.9636 | 4.941 | 4.9177 | 4.8966 | 4.8749 | 4.8544
SCG | MM Therms | Commercial | Com - Office (Small) | HVAC | No | HVAC - Gas Furnace | 0.017865 | 0.01759 | 0.017319 | 0.017052 | 0.01679 | 0.016531 | 0.016277 | 0.016026 | 0.015779 | 0.015536 | 0.015297 | 0.015061
SCG | MM Therms | Commercial | Com - Office (Small) | HVAC | No | HVAC - Thermostat | 2.702 | 2.7381 | 2.7768 | 2.8155 | 2.8562 | 2.895 | 2.9311 | 2.9674 | 3.0015 | 3.0378 | 3.0724 | 3.1075
SCG | MM Therms | Commercial | Com - Office (Small) | SHW | Yes | SHW - EF Rated Storage Water Heater (Gas) - Emerging | 0 | 0 | 3.452 | 3.5011 | 3.5527 | 3.602 | 3.6478 | 3.6938 | 3.7372 | 3.7832 | 3.8271 | 3.8716
SCG | MM Therms | Commercial | Com - Office (Small) | SHW | Yes | SHW - ET Rated Storage Water Heater - Emerging | 1.7775 | 1.7621 | 1.7474 | 1.733 | 1.7192 | 1.7055 | 1.6916 | 1.6781 | 1.6645 | 1.6515 | 1.6386 | 1.626
SCG | MM Therms | Commercial | Com - Office (Small) | SHW | No | SHW - EF Rated Instantaneous Water Heater (Gas) | 0.35907 | 0.36377 | 0.06451 | 0.06539 | 0.066317 | 0.067202 | 0.068024 | 0.068849 | 0.069626 | 0.070452 | 0.07124 | 0.072039
SCG | MM Therms | Commercial | Com - Office (Small) | SHW | No | SHW - Pipe and Tank Insulation | 2.8677 | 2.8236 | 2.7801 | 2.7373 | 2.6951 | 2.6536 | 2.6128 | 2.5725 | 2.5329 | 2.4939 | 2.4555 | 2.4177
SCG | MM Therms | Commercial | Com - Office (Small) | Service | No | Service - Retro-Commissioning (Gas) | 0.26135 | 0.25733 | 0.25336 | 0.24946 | 0.24562 | 0.24184 | 0.23811 | 0.23445 | 0.23084 | 0.22728 | 0.22378 | 0.22033
SCG | MM Therms | Commercial | Com - Office (Small) | WholeBlg | No | HVAC - Energy Management System | 0.74992 | 0.75996 | 0.77069 | 0.78143 | 0.79273 | 0.80351 | 0.81353 | 0.82359 | 0.83306 | 0.84314 | 0.85274 | 0.86248
SCG | MM Therms | Commercial | Com - Office (Small) | WholeBlg | No | WholeBlg - Com RET Level 1 | 0.53348 | 0.52526 | 0.51717 | 0.50921 | 0.50137 | 0.49364 | 0.48604 | 0.47856 | 0.47119 | 0.46393 | 0.45679 | 0.44975
SCG | MM Therms | Commercial | Com - Office (Small) | WholeBlg | No | WholeBlg - Com RET Level 2 | 8.9705 | 8.8323 | 8.6963 | 8.5624 | 8.4305 | 8.3007 | 8.1729 | 8.047 | 7.9231 | 7.8011 | 7.6809 | 7.5627
SCG | MM Therms | Commercial | Com - Restaurant (Fast Food) | FoodServ | No | FoodServ - Fryer (Gas) | 10.2147 | 10.3515 | 10.4977 | 10.6439 | 10.7978 | 10.9447 | 11.0811 | 11.2182 | 11.3473 | 11.4845 | 11.6152 | 11.748
SCG | MM Therms | Commercial | Com - Restaurant (Fast Food) | FoodServ | No | FoodServ - Oven (Gas) | 5.1123 | 5.1807 | 5.2539 | 5.3271 | 5.4041 | 5.4776 | 5.5459 | 5.6145 | 5.6791 | 5.7478 | 5.8132 | 5.8796
SCG | MM Therms | Commercial | Com - Restaurant (Fast Food) | HVAC | No | HVAC - Gas Furnace | 0.1576 | 0.15517 | 0.15278 | 0.15043 | 0.14811 | 0.14583 | 0.14358 | 0.14137 | 0.1392 | 0.13705 | 0.13494 | 0.13286
SCG | MM Therms | Commercial | Com - Restaurant (Fast Food) | HVAC | No | HVAC - Thermostat | 0.2603 | 0.26378 | 0.26751 | 0.27123 | 0.27516 | 0.2789 | 0.28238 | 0.28587 | 0.28916 | 0.29265 | 0.29598 | 0.29937
SCG | MM Therms | Commercial | Com - Restaurant (Fast Food) | SHW | Yes | SHW - EF Rated Storage Water Heater (Gas) - Emerging | 0 | 0 | 1.8404 | 1.8679 | 1.8967 | 1.9242 | 1.9499 | 1.9756 | 1.9999 | 2.0256 | 2.0501 | 2.075
SCG | MM Therms | Commercial | Com - Restaurant (Fast Food) | SHW | Yes | SHW - ET Rated Storage Water Heater - Emerging | 4.912 | 4.8995 | 4.8896 | 4.8804 | 4.8735 | 4.8656 | 4.8562 | 4.8474 | 4.8375 | 4.83 | 4.8216 | 4.8142
SCG | MM Therms | Commercial | Com - Restaurant (Fast Food) | SHW | No | SHW - EF Rated Instantaneous Water Heater (Gas) | 1.0277 | 1.0413 | 0.18469 | 0.18723 | 0.18991 | 0.19246 | 0.19484 | 0.19722 | 0.19946 | 0.20185 | 0.20413 | 0.20644
SCG | MM Therms | Commercial | Com - Restaurant (Fast Food) | SHW | No | SHW - Pipe and Tank Insulation | 1.0294 | 1.0136 | 0.99797 | 0.9826 | 0.96747 | 0.95257 | 0.9379 | 0.92346 | 0.90924 | 0.89523 | 0.88145 | 0.86787
SCG | MM Therms | Commercial | Com - Restaurant (Fast Food) | Service | No | Service - Retro-Commissioning (Gas) | 0.093817 | 0.092372 | 0.09095 | 0.089549 | 0.08817 | 0.086812 | 0.085475 | 0.084159 | 0.082863 | 0.081587 | 0.08033 | 0.079093
SCG | MM Therms | Commercial | Com - Restaurant (Fast Food) | WholeBlg | No | HVAC - Energy Management System | 0.2692 | 0.2728 | 0.27666 | 0.28051 | 0.28456 | 0.28843 | 0.29203 | 0.29564 | 0.29904 | 0.30266 | 0.30611 | 0.3096
SCG | MM Therms | Commercial | Com - Restaurant (Fast Food) | WholeBlg | No | WholeBlg - Com RET Level 1 | 3.1909 | 3.1418 | 3.0934 | 3.0458 | 2.9989 | 2.9527 | 2.9072 | 2.8624 | 2.8183 | 2.7749 | 2.7322 | 2.6901
SCG | MM Therms | Commercial | Com - Restaurant (Fast Food) | WholeBlg | No | WholeBlg - Com RET Level 2 | 13.4731 | 13.2656 | 13.0613 | 12.8602 | 12.6621 | 12.4671 | 12.2751 | 12.0861 | 11.9 | 11.7167 | 11.5363 | 11.3586
SCG | MM Therms | Commercial | Com - Restaurant (Sit Down) | FoodServ | No | FoodServ - Fryer (Gas) | 10.2147 | 10.3515 | 10.4977 | 10.6439 | 10.7978 | 10.9447 | 11.0811 | 11.2182 | 11.3473 | 11.4845 | 11.6152 | 11.748
SCG | MM Therms | Commercial | Com - Restaurant (Sit Down) | FoodServ | No | FoodServ - Oven (Gas) | 5.1123 | 5.1807 | 5.2539 | 5.3271 | 5.4041 | 5.4776 | 5.5459 | 5.6145 | 5.6791 | 5.7478 | 5.8132 | 5.8796
SCG | MM Therms | Commercial | Com - Restaurant (Sit Down) | HVAC | No | HVAC - Gas Furnace | 0.15674 | 0.15433 | 0.15195 | 0.14961 | 0.14731 | 0.14504 | 0.1428 | 0.14061 | 0.13844 | 0.13631 | 0.13421 | 0.13214
SCG | MM Therms | Commercial | Com - Restaurant (Sit Down) | HVAC | No | HVAC - Thermostat | 0.19231 | 0.19488 | 0.19763 | 0.20039 | 0.20328 | 0.20605 | 0.20862 | 0.2112 | 0.21363 | 0.21621 | 0.21867 | 0.22117
SCG | MM Therms | Commercial | Com - Restaurant (Sit Down) | SHW | Yes | SHW - EF Rated Storage Water Heater (Gas) - Emerging | 0 | 0 | 1.8789 | 1.9058 | 1.934 | 1.961 | 1.986 | 2.0112 | 2.0349 | 2.0601 | 2.0841 | 2.1085
SCG | MM Therms | Commercial | Com - Restaurant (Sit Down) | SHW | Yes | SHW - ET Rated Storage Water Heater - Emerging | 2.5737 | 2.5746 | 2.5771 | 2.5799 | 2.5841 | 2.5875 | 2.5897 | 2.5923 | 2.5941 | 2.5972 | 2.5996 | 2.6026
SCG | MM Therms | Commercial | Com - Restaurant (Sit Down) | SHW | No | SHW - EF Rated Instantaneous Water Heater (Gas) | 0.52906 | 0.53604 | 0.095069 | 0.096376 | 0.097753 | 0.099066 | 0.10029 | 0.10151 | 0.10266 | 0.10389 | 0.10506 | 0.10625
SCG | MM Therms | Commercial | Com - Restaurant (Sit Down) | SHW | No | SHW - Pipe and Tank Insulation | 1.0294 | 1.0136 | 0.99797 | 0.9826 | 0.96747 | 0.95257 | 0.9379 | 0.92346 | 0.90924 | 0.89523 | 0.88145 | 0.86787
SCG | MM Therms | Commercial | Com - Restaurant (Sit Down) | Service | No | Service - Retro-Commissioning (Gas) | 0.093817 | 0.092372 | 0.09095 | 0.089549 | 0.08817 | 0.086812 | 0.085475 | 0.084159 | 0.082863 | 0.081587 | 0.08033 | 0.079093
SCG | MM Therms | Commercial | Com - Restaurant (Sit Down) | WholeBlg | No | HVAC - Energy Management System | 0.2692 | 0.2728 | 0.27666 | 0.28051 | 0.28456 | 0.28843 | 0.29203 | 0.29564 | 0.29904 | 0.30266 | 0.30611 | 0.3096
SCG | MM Therms | Commercial | Com - Restaurant (Sit Down) | WholeBlg | No | WholeBlg - Com RET Level 1 | 3.1175 | 3.0695 | 3.0222 | 2.9757 | 2.9299 | 2.8848 | 2.8403 | 2.7966 | 2.7535 | 2.7111 | 2.6694 | 2.6283
SCG | MM Therms | Commercial | Com - Restaurant (Sit Down) | WholeBlg | No | WholeBlg - Com RET Level 2 | 13.4415 | 13.2345 | 13.0307 | 12.83 | 12.6324 | 12.4379 | 12.2463 | 12.0578 | 11.8721 | 11.6892 | 11.5092 | 11.332
SCG | MM Therms | Commercial | Com - Retail (Large Multi Level) | FoodServ | No | FoodServ - Oven (Gas) | 0.65955 | 0.66838 | 0.67782 | 0.68726 | 0.6972 | 0.70668 | 0.71549 | 0.72435 | 0.73268 | 0.74154 | 0.74998 | 0.75855
SCG | MM Therms | Commercial | Com - Retail (Large Multi Level) | HVAC | No | HVAC - ET Rated Boiler (High) | 2.1743 | 2.1692 | 2.1654 | 2.1618 | 2.1593 | 2.1563 | 2.1526 | 2.1493 | 2.1454 | 2.1425 | 2.1393 | 2.1365
SCG | MM Therms | Commercial | Com - Retail (Large Multi Level) | HVAC | No | HVAC - Gas Furnace | 0.068826 | 0.067766 | 0.066722 | 0.065694 | 0.064683 | 0.063687 | 0.062706 | 0.06174 | 0.060789 | 0.059853 | 0.058932 | 0.058024
SCG | MM Therms | Commercial | Com - Retail (Large Multi Level) | HVAC | No | HVAC - Thermostat | 0.32934 | 0.33375 | 0.33847 | 0.34318 | 0.34814 | 0.35288 | 0.35728 | 0.3617 | 0.36586 | 0.37028 | 0.3745 | 0.37878
SCG | MM Therms | Commercial | Com - Retail (Large Multi Level) | SHW | Yes | SHW - EF Rated Storage Water Heater (Gas) - Emerging | 0 | 0 | 2.517 | 2.5522 | 2.5893 | 2.6247 | 2.6577 | 2.6907 | 2.7218 | 2.7549 | 2.7865 | 2.8185
SCG | MM Therms | Commercial | Com - Retail (Large Multi Level) | SHW | Yes | SHW - ET Rated Storage Water Heater - Emerging | 0.49208 | 0.4901 | 0.48837 | 0.48671 | 0.48527 | 0.48376 | 0.48212 | 0.48055 | 0.4789 | 0.47747 | 0.47597 | 0.47458
SCG | MM Therms | Commercial | Com - Retail (Large Multi Level) | SHW | No | SHW - EF Rated Instantaneous Water Heater (Gas) | 0.10474 | 0.10613 | 0.018826 | 0.019087 | 0.019362 | 0.019624 | 0.019868 | 0.020113 | 0.020344 | 0.020589 | 0.020823 | 0.02106
SCG | MM Therms | Commercial | Com - Retail (Large Multi Level) | SHW | No | SHW - Pipe and Tank Insulation | 3.7076 | 3.6505 | 3.5943 | 3.539 | 3.4845 | 3.4308 | 3.378 | 3.326 | 3.2747 | 3.2243 | 3.1747 | 3.1258
SCG | MM Therms | Commercial | Com - Retail (Large Multi Level) | Service | No | Service - Retro-Commissioning (Gas) | 0.33789 | 0.33269 | 0.32757 | 0.32252 | 0.31756 | 0.31267 | 0.30785 | 0.30311 | 0.29844 | 0.29385 | 0.28932 | 0.28487
SCG | MM Therms | Commercial | Com - Retail (Large Multi Level) | WholeBlg | No | HVAC - Energy Management System | 0.96955 | 0.98253 | 0.99641 | 1.0103 | 1.0249 | 1.0388 | 1.0518 | 1.0648 | 1.077 | 1.0901 | 1.1025 | 1.1151
SCG | MM Therms | Commercial | Com - Retail (Large Multi Level) | WholeBlg | No | WholeBlg - Com RET Level 1 | 0.41767 | 0.41124 | 0.40491 | 0.39867 | 0.39253 | 0.38649 | 0.38054 | 0.37468 | 0.36891 | 0.36322 | 0.35763 | 0.35212
SCG | MM Therms | Commercial | Com - Retail (Large Multi Level) | WholeBlg | No | WholeBlg - Com RET Level 2 | 4.6797 | 4.6076 | 4.5367 | 4.4668 | 4.398 | 4.3303 | 4.2636 | 4.1979 | 4.1333 | 4.0696 | 4.007 | 3.9453
SCG | MM Therms | Commercial | Com - Retail (Large Single Level) | FoodServ | No | FoodServ - Oven (Gas) | 0.65955 | 0.66838 | 0.67782 | 0.68726 | 0.6972 | 0.70668 | 0.71549 | 0.72435 | 0.73268 | 0.74154 | 0.74998 | 0.75855
SCG | MM Therms | Commercial | Com - Retail (Large Single Level) | HVAC | No | HVAC - Gas Furnace | 0.068826 | 0.067766 | 0.066722 | 0.065694 | 0.064683 | 0.063687 | 0.062706 | 0.06174 | 0.060789 | 0.059853 | 0.058932 | 0.058024
SCG | MM Therms | Commercial | Com - Retail (Large Single Level) | HVAC | No | HVAC - Thermostat | 0.35818 | 0.36297 | 0.3681 | 0.37322 | 0.37862 | 0.38377 | 0.38856 | 0.39336 | 0.39789 | 0.4027 | 0.40728 | 0.41194
SCG | MM Therms | Commercial | Com - Retail (Large Single Level) | SHW | Yes | SHW - EF Rated Storage Water Heater (Gas) - Emerging | 0 | 0 | 2.5175 | 2.5527 | 2.5898 | 2.6252 | 2.6581 | 2.6912 | 2.7223 | 2.7554 | 2.7869 | 2.8189
SCG | MM Therms | Commercial | Com - Retail (Large Single Level) | SHW | Yes | SHW - ET Rated Storage Water Heater - Emerging | 0.37526 | 0.37281 | 0.37054 | 0.36832 | 0.36625 | 0.36415 | 0.362 | 0.35991 | 0.35779 | 0.35581 | 0.35382 | 0.3519
SCG | MM Therms | Commercial | Com - Retail (Large Single Level) | SHW | No | SHW - EF Rated Instantaneous Water Heater (Gas) | 0.08112 | 0.082205 | 0.014582 | 0.014785 | 0.014998 | 0.015202 | 0.015392 | 0.015582 | 0.015761 | 0.015952 | 0.016133 | 0.016317
SCG | MM Therms | Commercial | Com - Retail (Large Single Level) | SHW | No | SHW - Pipe and Tank Insulation | 3.7076 | 3.6505 | 3.5943 | 3.539 | 3.4845 | 3.4308 | 3.378 | 3.326 | 3.2747 | 3.2243 | 3.1747 | 3.1258
SCG | MM Therms | Commercial | Com - Retail (Large Single Level) | Service | No | Service - Retro-Commissioning (Gas) | 0.33789 | 0.33269 | 0.32757 | 0.32252 | 0.31756 | 0.31267 | 0.30785 | 0.30311 | 0.29844 | 0.29385 | 0.28932 | 0.28487
SCG | MM Therms | Commercial | Com - Retail (Large Single Level) | WholeBlg | No | HVAC - Energy Management System | 0.96955 | 0.98253 | 0.99641 | 1.0103 | 1.0249 | 1.0388 | 1.0518 | 1.0648 | 1.077 | 1.0901 | 1.1025 | 1.1151
SCG | MM Therms | Commercial | Com - Retail (Large Single Level) | WholeBlg | No | WholeBlg - Com RET Level 1 | 0.35102 | 0.34562 | 0.34029 | 0.33505 | 0.32989 | 0.32481 | 0.31981 | 0.31489 | 0.31004 | 0.30526 | 0.30056 | 0.29593
SCG | MM Therms | Commercial | Com - Retail (Large Single Level) | WholeBlg | No | WholeBlg - Com RET Level 2 | 2.8475 | 2.8037 | 2.7605 | 2.718 | 2.6761 | 2.6349 | 2.5943 | 2.5544 | 2.515 | 2.4763 | 2.4382 | 2.4006
SCG | MM Therms | Commercial | Com - Retail (Small) | HVAC | No | HVAC - Gas Furnace | 0.10946 | 0.10778 | 0.10612 | 0.10448 | 0.10287 | 0.10129 | 0.09973 | 0.098195 | 0.096682 | 0.095194 | 0.093728 | 0.092284
SCG | MM Therms | Commercial | Com - Retail (Small) | HVAC | No | HVAC - Thermostat | 0.49063 | 0.4972 | 0.50422 | 0.51124 | 0.51864 | 0.52569 | 0.53224 | 0.53883 | 0.54503 | 0.55162 | 0.5579 | 0.56427
SCG | MM Therms | Commercial | Com - Retail (Small) | SHW | Yes | SHW - EF Rated Storage Water Heater (Gas) - Emerging | 0 | 0 | 2.5194 | 2.5546 | 2.5917 | 2.6271 | 2.66 | 2.693 | 2.7241 | 2.7571 | 2.7886 | 2.8206
SCG | MM Therms | Commercial | Com - Retail (Small) | SHW | Yes | SHW - ET Rated Storage Water Heater - Emerging | 0.3567 | 0.35571 | 0.35493 | 0.35418 | 0.35361 | 0.35297 | 0.35221 | 0.35151 | 0.35072 | 0.35011 | 0.34944 | 0.34884
SCG | MM Therms | Commercial | Com - Retail (Small) | SHW | No | SHW - EF Rated Instantaneous Water Heater (Gas) | 0.07034 | 0.071266 | 0.012639 | 0.012812 | 0.012994 | 0.013169 | 0.01333 | 0.013493 | 0.013646 | 0.013808 | 0.013963 | 0.014121
SCG | MM Therms | Commercial | Com - Retail (Small) | SHW | No | SHW - Pipe and Tank Insulation | 3.7076 | 3.6505 | 3.5943 | 3.539 | 3.4845 | 3.4308 | 3.378 | 3.326 | 3.2747 | 3.2243 | 3.1747 | 3.1258
SCG | MM Therms | Commercial | Com - Retail (Small) | Service | No | Service - Retro-Commissioning (Gas) | 0.33789 | 0.33269 | 0.32757 | 0.32252 | 0.31756 | 0.31267 | 0.30785 | 0.30311 | 0.29844 | 0.29385 | 0.28932 | 0.28487
SCG | MM Therms | Commercial | Com - Retail (Small) | WholeBlg | No | HVAC - Energy Management System | 0.96955 | 0.98253 | 0.99641 | 1.0103 | 1.0249 | 1.0388 | 1.0518 | 1.0648 | 1.077 | 1.0901 | 1.1025 | 1.1151
SCG | MM Therms | Commercial | Com - Retail (Small) | WholeBlg | No | WholeBlg - Com RET Level 1 | 0.22995 | 0.2264 | 0.22292 | 0.21948 | 0.2161 | 0.21278 | 0.2095 | 0.20627 | 0.2031 | 0.19997 | 0.19689 | 0.19386
SCG | MM Therms | Commercial | Com - Retail (Small) | WholeBlg | No | WholeBlg - Com RET Level 2 | 2.3437 | 2.3076 | 2.2721 | 2.2371 | 2.2027 | 2.1687 | 2.1353 | 2.1025 | 2.0701 | 2.0382 | 2.0068 | 1.9759
SCG | MM Therms | Commercial | Com - Storage (Conditioned) | HVAC | No | HVAC - Gas Furnace | 0.051601 | 0.050807 | 0.050024 | 0.049254 | 0.048495 | 0.047749 | 0.047013 | 0.046289 | 0.045576 | 0.044875 | 0.044184 | 0.043503
SCG | MM Therms | Commercial | Com - Storage (Conditioned) | SHW | Yes | SHW - EF Rated Storage Water Heater (Gas) - Emerging | 0 | 0 | 0.31646 | 0.32088 | 0.32554 | 0.32999 | 0.33412 | 0.33827 | 0.34217 | 0.34633 | 0.35029 | 0.3543
SCG | MM Therms | Commercial | Com - Storage (Conditioned) | SHW | Yes | SHW - ET Rated Storage Water Heater - Emerging | 0.064147 | 0.064102 | 0.064094 | 0.064094 | 0.064126 | 0.064142 | 0.064131 | 0.06413 | 0.06411 | 0.064123 | 0.064121 | 0.064132
SCG | MM Therms | Commercial | Com - Storage (Conditioned) | SHW | No | SHW - EF Rated Instantaneous Water Heater (Gas) | 0.013485 | 0.013663 | 0.0024232 | 0.0024565 | 0.0024916 | 0.0025251 | 0.0025562 | 0.0025874 | 0.0026168 | 0.0026481 | 0.0026779 | 0.0027081
SCG | MM Therms | Commercial | Com - Storage (Conditioned) | SHW | No | SHW - Pipe and Tank Insulation | 2.1738 | 2.1403 | 2.1073 | 2.0749 | 2.0429 | 2.0115 | 1.9805 | 1.95 | 1.9199 | 1.8904 | 1.8613 | 1.8326
SCG | MM Therms | Commercial | Com - Storage (Conditioned) | Service | No | Service - Retro-Commissioning (Gas) | 0.1981 | 0.19505 | 0.19205 | 0.18909 | 0.18618 | 0.18331 | 0.18049 | 0.17771 | 0.17497 | 0.17228 | 0.16963 | 0.16701
SCG | MM Therms | Commercial | Com - Storage (Conditioned) | WholeBlg | No | HVAC - Energy Management System | 0.56844 | 0.57605 | 0.58419 | 0.59232 | 0.60089 | 0.60906 | 0.61665 | 0.62428 | 0.63146 | 0.6391 | 0.64637 | 0.65376
SCG | MM Therms | Commercial | Com - Storage (Conditioned) | WholeBlg | No | WholeBlg - Com RET Level 1 | 0.11238 | 0.11065 | 0.10894 | 0.10727 | 0.10561 | 0.10399 | 0.10239 | 0.10081 | 0.099258 | 0.097729 | 0.096224 | 0.094742
SCG | MM Therms | Commercial | Com - Storage (Conditioned) | WholeBlg | No | WholeBlg - Com RET Level 2 | 0.68831 | 0.67771 | 0.66728 | 0.657 | 0.64688 | 0.63692 | 0.62711 | 0.61745 | 0.60794 | 0.59858 | 0.58936 | 0.58029
SCG | MM Therms | Commercial | Com - Storage (Unconditioned) | SHW | Yes | SHW - EF Rated Storage Water Heater (Gas) - Emerging | 0 | 0 | 1.3197 | 1.3381 | 1.3575 | 1.376 | 1.3932 | 1.4105 | 1.4267 | 1.444 | 1.4605 | 1.4772
SCG | MM Therms | Commercial | Com - Storage (Unconditioned) | SHW | Yes | SHW - ET Rated Storage Water Heater - Emerging | 0.15786 | 0.15779 | 0.1578 | 0.15784 | 0.15795 | 0.15803 | 0.15804 | 0.15807 | 0.15805 | 0.15812 | 0.15815 | 0.15821
SCG | MM Therms | Commercial | Com - Storage (Unconditioned) | SHW | No | SHW - EF Rated Instantaneous Water Heater (Gas) | 0.033223 | 0.033647 | 0.0059649 | 0.0060444 | 0.0061283 | 0.0062083 | 0.0062825 | 0.006357 | 0.0064272 | 0.0065019 | 0.006573 | 0.0066453
SCG | MM Therms | Commercial | Com - Storage (Unconditioned) | SHW | No | SHW - Pipe and Tank Insulation | 5.4344 | 5.3507 | 5.2683 | 5.1872 | 5.1073 | 5.0286 | 4.9512 | 4.8749 | 4.7999 | 4.726 | 4.6532 | 4.5815
SCG | MM Therms | Commercial | Com - Storage (Unconditioned) | Service | No | Service - Retro-Commissioning (Gas) | 0.49526 | 0.48763 | 0.48012 | 0.47273 | 0.46545 | 0.45828 | 0.45123 | 0.44428 | 0.43743 | 0.4307 | 0.42407 | 0.41753
SCG | MM Therms | Commercial | Com - Storage (Unconditioned) | WholeBlg | No | HVAC - Energy Management System | 1.4211 | 1.4401 | 1.4605 | 1.4808 | 1.5022 | 1.5226 | 1.5416 | 1.5607 | 1.5787 | 1.5977 | 1.6159 | 1.6344
SCG | MM Therms | Commercial | Com - Storage (Unconditioned) | WholeBlg | No | WholeBlg - Com RET Level 1 | 0.28089 | 0.27656 | 0.2723 | 0.26811 | 0.26398 | 0.25991 | 0.25591 | 0.25197 | 0.24809 | 0.24427 | 0.24051 | 0.2368
SCG | MM Therms | Commercial | Com - Storage (Unconditioned) | WholeBlg | No | WholeBlg - Com RET Level 2 | 1.5804 | 1.556 | 1.5321 | 1.5085 | 1.4852 | 1.4624 | 1.4399 | 1.4177 | 1.3958 | 1.3744 | 1.3532 | 1.3323
SCG | MM Therms | Commercial | Com - Warehouse (Refrigerated) | SHW | No | SHW - Pipe and Tank Insulation | 0.42165 | 0.41516 | 0.40877 | 0.40247 | 0.39627 | 0.39017 | 0.38416 | 0.37824 | 0.37242 | 0.36668 | 0.36104 | 0.35548
SCG | MM Therms | Commercial | Com - Warehouse (Refrigerated) | Service | No | Service - Retro-Commissioning (Gas) | 0.038427 | 0.037835 | 0.037253 | 0.036679 | 0.036114 | 0.035558 | 0.03501 | 0.034471 | 0.03394 | 0.033418 | 0.032903 | 0.032396
SCG | MM Therms | Commercial | Com - Warehouse (Refrigerated) | WholeBlg | No | HVAC - Energy Management System | 0.11026 | 0.11174 | 0.11332 | 0.1149 | 0.11656 | 0.11814 | 0.11961 | 0.12109 | 0.12249 | 0.12397 | 0.12538 | 0.12681
SCG | MM Therms | Commercial | Com - Warehouse (Refrigerated) | WholeBlg | No | WholeBlg - Com RET Level 1 | 0.085765 | 0.084445 | 0.083144 | 0.081864 | 0.080603 | 0.079362 | 0.07814 | 0.076936 | 0.075751 | 0.074585 | 0.073436 | 0.072305
SCG | MM Therms | Commercial | Com - Warehouse (Refrigerated) | WholeBlg | No | WholeBlg - Com RET Level 2 | 0.085765 | 0.084445 | 0.083144 | 0.081864 | 0.080603 | 0.079362 | 0.07814 | 0.076936 | 0.075751 | 0.074585 | 0.073436 | 0.072305
SDG&E | GWh | Commercial | Com - Assembly | AppPlug | No | AppPlug - Computer Monitor | 0.0689 | 0.096877 | 0.1243 | 0.15182 | 0.17882 | 0.20435 | 0.22739 | 0.24945 | 0.2711 | 0.29251 | 0.31412 | 0.33574
SDG&E | GWh | Commercial | Com - Assembly | AppPlug | No | AppPlug - Desktop Computer (Com - Power Management) | 1.4937 | 1.5184 | 1.5425 | 1.5671 | 1.5912 | 1.6132 | 1.6313 | 1.6482 | 1.6647 | 1.6811 | 1.6981 | 1.7154
SDG&E | GWh | Commercial | Com - Assembly | AppPlug | No | AppPlug - Occupancy Sensor Plug Strip | 0.69799 | 0.70953 | 0.72079 | 0.73229 | 0.74353 | 0.7538 | 0.76229 | 0.77017 | 0.77788 | 0.78554 | 0.79349 | 0.80158
SDG&E | GWh | Commercial | Com - Assembly | AppPlug | No | AppPlug - Vending Machine Controls | 0.78405 | 0.79701 | 0.80967 | 0.82258 | 0.83521 | 0.84674 | 0.85628 | 0.86513 | 0.87379 | 0.88239 | 0.89132 | 0.90041
SDG&E | GWh | Commercial | Com - Assembly | BldgEnv | No | BldgEnv - Attic Batt Insulation | 0.076918 | 0.075733 | 0.074567 | 0.073419 | 0.072288 | 0.071175 | 0.070079 | 0.069 | 0.067937 | 0.066891 | 0.065861 | 0.064846
SDG&E | GWh | Commercial | Com - Assembly | BldgEnv | No | BldgEnv - Wall Spray On Insulation | 0.43068 | 0.42405 | 0.41752 | 0.41109 | 0.40476 | 0.39852 | 0.39239 | 0.38634 | 0.38039 | 0.37454 | 0.36877 | 0.36309
SDG&E | GWh | Commercial | Com - Assembly | BldgEnv | No | BldgEnv - Window Film | 1.9198 | 1.8902 | 1.8611 | 1.8324 | 1.8042 | 1.7764 | 1.7491 | 1.7221 | 1.6956 | 1.6695 | 1.6438 | 1.6185
SDG&E | GWh | Commercial | Com - Assembly | HVAC | Yes | HVAC - Advanced Package Rooftop AC (> EER 12) - Emerging | 0 | 8.4644 | 8.448 | 8.434 | 8.4199 | 8.4018 | 8.3757 | 8.3475 | 8.3195 | 8.2922 | 8.2675 | 8.2446
SDG&E | GWh | Commercial | Com - Assembly | HVAC | Yes | HVAC - Energy Recovery Ventilation - Emerging | 1.1232 | 1.1418 | 1.1599 | 1.1784 | 1.1965 | 1.213 | 1.2267 | 1.2394 | 1.2518 | 1.2641 | 1.2769 | 1.2899
SDG&E | GWh | Commercial | Com - Assembly | HVAC | No | HVAC - Demand Controlled Ventilation | 1.8518 | 1.8824 | 1.9123 | 1.9428 | 1.9726 | 1.9998 | 2.0224 | 2.0433 | 2.0637 | 2.0841 | 2.1051 | 2.1266
SDG&E | GWh | Commercial | Com - Assembly | HVAC | No | HVAC - Direct Evaporative Cooler | 4.1394 | 4.2079 | 4.2747 | 4.3429 | 4.4095 | 4.4704 | 4.5208 | 4.5675 | 4.6132 | 4.6586 | 4.7058 | 4.7538
SDG&E | GWh | Commercial | Com - Assembly | HVAC | No | HVAC - EER Rated Package Rooftop HP (EER 11) | 0.54346 | 0 | 0 | 0 | 0 | 0 | 0 | 0 | 0 | 0 | 0 | 0
SDG&E | GWh | Commercial | Com - Assembly | HVAC | No | HVAC - Repair Duct System | 2.3729 | 2.3364 | 2.3004 | 2.265 | 2.2301 | 2.1958 | 2.1619 | 2.1287 | 2.0959 | 2.0636 | 2.0318 | 2.0005
SDG&E | GWh | Commercial | Com - Assembly | HVAC | No | HVAC - SEER Rated Package Rooftop AC (Recharge) | 3.0141 | 2.9676 | 2.9219 | 2.8769 | 2.8326 | 2.789 | 2.7461 | 2.7038 | 2.6621 | 2.6211 | 2.5808 | 2.541
SDG&E | GWh | Commercial | Com - Assembly | HVAC | No | HVAC - SEER Rated Package Rooftop AC (SEER 14) | 10.0045 | 10.1612 | 0 | 0 | 0 | 0 | 0 | 0 | 0 | 0 | 0 | 0
SDG&E | GWh | Commercial | Com - Assembly | HVAC | No | HVAC - SEER Rated Package Rooftop HP (SEER 15) | 5.4633 | 5.5497 | 2.6158 | 2.6558 | 2.6949 | 2.7306 | 2.76 | 2.7872 | 2.8138 | 2.8402 | 2.8677 | 2.8957
SDG&E | GWh | Commercial | Com - Assembly | HVAC | No | HVAC - SEER Rated Split System AC (SEER 14) | 4.8706 | 4.9556 | 5.0385 | 0 | 0 | 0 | 0 | 0 | 0 | 0 | 0 | 0
SDG&E | GWh | Commercial | Com - Assembly | HVAC | No | HVAC - SEER Rated Split System HP (SEER 15) | 2.5525 | 2.607 | 1.2351 | 1.2602 | 1.2848 | 1.3074 | 1.3265 | 1.3444 | 1.3619 | 1.3793 | 1.3972 | 1.4154
SDG&E | GWh | Commercial | Com - Assembly | Lighting | Yes | Lighting - LED Fixture (Replacing T8) - Emerging | 16.8528 | 17.4454 | 18.0413 | 18.7355 | 19.3521 | 19.9531 | 20.4304 | 20.8968 | 21.3637 | 21.8343 | 22.3183 | 22.7216
SDG&E | GWh | Commercial | Com - Assembly | Lighting | Yes | Lighting - LED Lamp (Basic High - Indoor) - Emerging | 3.5213 | 3.6432 | 3.7574 | 3.8579 | 3.9583 | 0.52146 | 0.53169 | 0.54045 | 0.54917 | 0.55676 | 0.5646 | 0.57259
SDG&E | GWh | Commercial | Com - Assembly | Lighting | Yes | Lighting - LED Lamp (Basic Low - Indoor) - Emerging | 3.8467 | 3.9852 | 4.1149 | 4.2284 | 4.3418 | 0.678 | 0.69171 | 0.70343 | 0.71509 | 0.72679 | 0.73723 | 0.74787
SDG&E | GWh | Commercial | Com - Assembly | Lighting | Yes | Lighting - LED Plug-In Indoor Fixture - Emerging | 1.3173 | 1.3584 | 1.3952 | 1.4239 | 1.4568 | 0.084347 | 0.085678 | 0.087222 | 0.088349 | 0.089614 | 0.09078 | 0.09211
SDG&E | GWh | Commercial | Com - Assembly | Lighting | No | Lighting - Cold Cathode Lamp | 0.039113 | 0.039759 | 0.040391 | 0.041035 | 0.041665 | 0 | 0 | 0 | 0 | 0 | 0 | 0
SDG&E | GWh | Commercial | Com - Assembly | Lighting | No | Lighting - Compact Fluorescent Fixture (Indoor) | 6.1487 | 6.2482 | 6.3453 | 6.4445 | 6.5414 | 0 | 0 | 0 | 0 | 0 | 0 | 0
SDG&E | GWh | Commercial | Com - Assembly | Lighting | No | Lighting - Exit Fixture (LED) | 0.89199 | 0.87825 | 0.86473 | 0.85141 | 0.8383 | 0.82539 | 0.81268 | 0.80016 | 0.78784 | 0.77571 | 0.76376 | 0.752
SDG&E | GWh | Commercial | Com - Assembly | Lighting | No | Lighting - Halogen Lamp (A-Line) | 0.14603 | 0.14844 | 0.1508 | 0.15321 | 0.15556 | 0 | 0 | 0 | 0 | 0 | 0 | 0
SDG&E | GWh | Commercial | Com - Assembly | Lighting | No | Lighting - High Bay HID to T5 | 0.7194 | 0.73108 | 0.74248 | 0.75412 | 0.7655 | 0.77588 | 0.78446 | 0.79241 | 0.80018 | 0.80791 | 0.81594 | 0.82411
SDG&E | GWh | Commercial | Com - Assembly | Lighting | No | Lighting - Induction Fixture (Indoor) | 1.6043 | 1.6308 | 1.6567 | 1.6832 | 1.709 | 1.7326 | 1.7521 | 1.7702 | 1.7879 | 1.8055 | 1.8238 | 1.8424
SDG&E | GWh | Commercial | Com - Assembly | Lighting | No | Lighting - Induction Fixture (Outdoor) | 0.57651 | 0.58604 | 0.59535 | 0.60484 | 0.61413 | 0.62261 | 0.62962 | 0.63613 | 0.64249 | 0.64882 | 0.65539 | 0.66207
SDG&E | GWh | Commercial | Com - Assembly | Lighting | No | Lighting - Linear Fluorescent Delamping | 0.080182 | 0.078948 | 0.058299 | 0.038267 | 0.018839 | 0 | 0 | 0 | 0 | 0 | 0 | 0
SDG&E | GWh | Commercial | Com - Assembly | Lighting | No | Lighting - Low Bay HID to T5 | 0.37338 | 0.37944 | 0.38535 | 0.3914 | 0.3973 | 0.40269 | 0.40714 | 0.41127 | 0.4153 | 0.41931 | 0.42348 | 0.42772
SDG&E | GWh | Commercial | Com - Assembly | Lighting | No | Lighting - Occupancy Sensor | 1.9192 | 1.9503 | 1.9805 | 2.0115 | 2.0417 | 2.0692 | 2.092 | 2.1131 | 2.1337 | 2.1543 | 2.1756 | 2.1973
SDG&E | GWh | Commercial | Com - Assembly | Lighting | No | Lighting - Plug-In Fixture (Exterior) | 0.53291 | 0.54173 | 0.55033 | 0.55911 | 0.56769 | 0.57552 | 0.58201 | 0.58803 | 0.59391 | 0.59976 | 0.60583 | 0.612
SDG&E | GWh | Commercial | Com - Assembly | Lighting | No | Lighting - Plug-In Fixture (Linear Fluorescent) | 2.5347 | 2.5758 | 2.616 | 2.657 | 2.6971 | 0 | 0 | 0 | 0 | 0 | 0 | 0
SDG&E | GWh | Commercial | Com - Assembly | Lighting | No | Lighting - Plug-In Fixture (MH Directional) | 0.18241 | 0.18538 | 0.18827 | 0.19122 | 0.1941 | 0.19674 | 0.19891 | 0.20093 | 0.2029 | 0.20486 | 0.20689 | 0.20897
SDG&E | GWh | Commercial | Com - Assembly | Lighting | No | Lighting - Plug-In Fixture (PSMH with Electronic Ballast) | 1.4087 | 1.4315 | 1.4539 | 1.4766 | 1.4989 | 1.5193 | 1.5361 | 1.5516 | 1.5668 | 1.582 | 1.5977 | 1.6137
SDG&E | GWh | Commercial | Com - Assembly | SHW | No | SHW - EF Rated Instantaneous Water Heater (Electric) | 0.13911 | 0.14137 | 0.14358 | 0.14583 | 0.14804 | 0.15005 | 0.15171 | 0.15325 | 0.15476 | 0.15625 | 0.15781 | 0.15939
SDG&E | GWh | Commercial | Com - Assembly | Service | No | HVAC - Comprehensive Rooftop Unit Quality Maintenance | 9.3653 | 9.2211 | 9.0791 | 8.9393 | 8.8016 | 8.6661 | 8.5326 | 8.4012 | 8.2718 | 8.1444 | 8.019 | 7.8955
SDG&E | GWh | Commercial | Com - Assembly | Service | No | Service - HVAC Fault Detection & Diagnositics | 2.8871 | 2.9348 | 2.9814 | 3.029 | 3.0755 | 3.1179 | 3.1531 | 3.1857 | 3.2175 | 3.2492 | 3.2821 | 3.3156
SDG&E | GWh | Commercial | Com - Assembly | Service | No | Service - Retro-Commissioning (Electric) | 9.7163 | 9.5667 | 9.4194 | 9.2743 | 9.1315 | 8.9909 | 8.8524 | 8.7161 | 8.5818 | 8.4497 | 8.3196 | 8.1914
SDG&E | GWh | Commercial | Com - Assembly | WholeBlg | No | HVAC - Energy Management System | 1.6931 | 1.721 | 1.7484 | 1.7763 | 1.8035 | 1.8284 | 1.849 | 1.8681 | 1.8868 | 1.9054 | 1.9247 | 1.9443
SDG&E | GWh | Commercial | Com - Assembly | WholeBlg | No | WholeBlg - Com RET Level 1 | 11.433 | 11.257 | 11.0836 | 10.9129 | 10.7449 | 10.5794 | 10.4165 | 10.2561 | 10.0981 | 9.9426 | 9.7895 | 9.6387
SDG&E | GWh | Commercial | Com - Assembly | WholeBlg | No | WholeBlg - Com RET Level 2 | 72.7742 | 71.6534 | 70.55 | 69.4635 | 68.3938 | 67.3405 | 66.3035 | 65.2824 | 64.277 | 63.2872 | 62.3126 | 61.3529
SDG&E | GWh | Commercial | Com - Education (Community College) | AppPlug | No | AppPlug - Computer Monitor | 0.042698 | 0.060036 | 0.077027 | 0.094086 | 0.11081 | 0.12664 | 0.14092 | 0.15459 | 0.168 | 0.18127 | 0.19466 | 0.20806
SDG&E | GWh | Commercial | Com - Education (Community College) | AppPlug | No | AppPlug - Desktop Computer (Com - Power Management) | 0.92837 | 0.94372 | 0.95871 | 0.974 | 0.98895 | 1.0026 | 1.0139 | 1.0244 | 1.0346 | 1.0448 | 1.0554 | 1.0662
SDG&E | GWh | Commercial | Com - Education (Community College) | AppPlug | No | AppPlug - Occupancy Sensor Plug Strip | 0.43255 | 0.4397 | 0.44668 | 0.45381 | 0.46077 | 0.46713 | 0.4724 | 0.47728 | 0.48206 | 0.4868 | 0.49173 | 0.49674
SDG&E | GWh | Commercial | Com - Education (Community College) | AppPlug | No | AppPlug - Vending Machine Controls | 1.9179 | 1.9497 | 1.9806 | 2.0122 | 2.0431 | 2.0713 | 2.0946 | 2.1163 | 2.1375 | 2.1585 | 2.1804 | 2.2026
SDG&E | GWh | Commercial | Com - Education (Community College) | BldgEnv | No | BldgEnv - Attic Batt Insulation | 0.047667 | 0.046933 | 0.04621 | 0.045498 | 0.044797 | 0.044108 | 0.043428 | 0.04276 | 0.042101 | 0.041453 | 0.040814 | 0.040186
SDG&E | GWh | Commercial | Com - Education (Community College) | BldgEnv | No | BldgEnv - Wall Spray On Insulation | 0.26671 | 0.2626 | 0.25856 | 0.25458 | 0.25065 | 0.24679 | 0.24299 | 0.23925 | 0.23557 | 0.23194 | 0.22837 | 0.22485
SDG&E | GWh | Commercial | Com - Education (Community College) | BldgEnv | No | BldgEnv - Window Film | 0.57614 | 0.56727 | 0.55853 | 0.54993 | 0.54146 | 0.53312 | 0.52491 | 0.51683 | 0.50887 | 0.50103 | 0.49332 | 0.48572
SDG&E | GWh | Commercial | Com - Education (Community College) | FoodServ | No | FoodServ - Electric Griddle | 0.069991 | 0.071148 | 0.072277 | 0.073431 | 0.074558 | 0.075587 | 0.076438 | 0.077229 | 0.078001 | 0.078769 | 0.079567 | 0.080378
SDG&E | GWh | Commercial | Com - Education (Community College) | FoodServ | No | FoodServ - Electric Steamer | 0.033291 | 0.033841 | 0.034378 | 0.034927 | 0.035463 | 0.035952 | 0.036358 | 0.036733 | 0.037101 | 0.037466 | 0.037845 | 0.038231
SDG&E | GWh | Commercial | Com - Education (Community College) | FoodServ | No | FoodServ - Fryer (Electric) | 0.0031099 | 0.0031613 | 0.0032115 | 0.0032627 | 0.0033128 | 0.0033585 | 0.0033964 | 0.0034315 | 0.0034658 | 0.0034999 | 0.0035354 | 0.0035714
SDG&E | GWh | Commercial | Com - Education (Community College) | FoodServ | No | FoodServ - Oven (Electric) | 0.61894 | 0.62918 | 0.63917 | 0.64937 | 0.65933 | 0.66843 | 0.67596 | 0.68295 | 0.68979 | 0.69658 | 0.70363 | 0.7108
SDG&E | GWh | Commercial | Com - Education (Community College) | HVAC | Yes | HVAC - Advanced Package Rooftop AC (> EER 12) - Emerging | 0 | 2.294 | 2.2948 | 2.2962 | 2.2975 | 2.2975 | 2.2948 | 2.2914 | 2.2879 | 2.2846 | 2.2821 | 2.28
SDG&E | GWh | Commercial | Com - Education (Community College) | HVAC | Yes | HVAC - Energy Recovery Ventilation - Emerging | 0.38793 | 0.39434 | 0.4006 | 0.40699 | 0.41324 | 0.41894 | 0.42366 | 0.42804 | 0.43233 | 0.43658 | 0.441 | 0.4455
SDG&E | GWh | Commercial | Com - Education (Community College) | HVAC | No | HVAC - Chiller (Centrifugal) | 1.7377 | 1.7264 | 1.7152 | 1.7045 | 1.6938 | 1.6828 | 1.6708 | 1.6587 | 1.6467 | 1.635 | 1.6237 | 1.6128
SDG&E | GWh | Commercial | Com - Education (Community College) | HVAC | No | HVAC - Chiller (Reciprocating) | 1.4434 | 1.4547 | 1.4657 | 1.4772 | 1.4883 | 1.4981 | 1.5053 | 1.5116 | 1.5178 | 1.524 | 1.5307 | 1.5377
SDG&E | GWh | Commercial | Com - Education (Community College) | HVAC | No | HVAC - Demand Controlled Ventilation | 0.63955 | 0.65013 | 0.66045 | 0.67099 | 0.68129 | 0.69069 | 0.69847 | 0.70569 | 0.71276 | 0.71977 | 0.72706 | 0.73447
SDG&E | GWh | Commercial | Com - Education (Community College) | HVAC | No | HVAC - Direct Evaporative Cooler | 1.2497 | 1.2704 | 1.2906 | 1.3112 | 1.3313 | 1.3497 | 1.3649 | 1.379 | 1.3928 | 1.4065 | 1.4207 | 1.4352
SDG&E | GWh | Commercial | Com - Education (Community College) | HVAC | No | HVAC - EER Rated Package Rooftop AC (EER 11) | 0.72346 | 0 | 0 | 0 | 0 | 0 | 0 | 0 | 0 | 0 | 0 | 0
SDG&E | GWh | Commercial | Com - Education (Community College) | HVAC | No | HVAC - EER Rated Package Rooftop HP (EER 11) | 0.0055048 | 0 | 0 | 0 | 0 | 0 | 0 | 0 | 0 | 0 | 0 | 0
SDG&E | GWh | Commercial | Com - Education (Community College) | HVAC | No | HVAC - Repair Duct System | 0.66842 | 0.65813 | 0.64799 | 0.63801 | 0.62819 | 0.61852 | 0.60899 | 0.59961 | 0.59038 | 0.58129 | 0.57233 | 0.56352
SDG&E | GWh | Commercial | Com - Education (Community College) | HVAC | No | HVAC - SEER Rated Package Rooftop AC (Recharge) | 0.86032 | 0.84707 | 0.83403 | 0.82119 | 0.80854 | 0.79609 | 0.78383 | 0.77176 | 0.75987 | 0.74817 | 0.73665 | 0.7253
SDG&E | GWh | Commercial | Com - Education (Community College) | HVAC | No | HVAC - SEER Rated Package Rooftop AC (SEER 14) | 3.1091 | 3.1576 | 0 | 0 | 0 | 0 | 0 | 0 | 0 | 0 | 0 | 0
SDG&E | GWh | Commercial | Com - Education (Community College) | HVAC | No | HVAC - SEER Rated Package Rooftop HP (SEER 15) | 1.4921 | 1.5202 | 0.71854 | 0.73151 | 0.74419 | 0.75583 | 0.76557 | 0.77465 | 0.78353 | 0.79235 | 0.80147 | 0.81073
SDG&E | GWh | Commercial | Com - Education (Community College) | HVAC | No | HVAC - SEER Rated Split System AC (SEER 14) | 1.5267 | 1.5517 | 1.576 | 0 | 0 | 0 | 0 | 0 | 0 | 0 | 0 | 0
SDG&E | GWh | Commercial | Com - Education (Community College) | HVAC | No | HVAC - SEER Rated Split System HP (SEER 15) | 0.85393 | 0.8696 | 0.41085 | 0.41809 | 0.42516 | 0.43165 | 0.43707 | 0.44212 | 0.44706 | 0.45196 | 0.45704 | 0.46219
SDG&E | GWh | Commercial | Com - Education (Community College) | HVAC | No | HVAC - Thermostat | 1.9662 | 1.9987 | 2.0304 | 2.0628 | 2.0945 | 2.1234 | 2.1473 | 2.1695 | 2.1912 | 2.2128 | 2.2352 | 2.258
SDG&E | GWh | Commercial | Com - Education (Community College) | Lighting | Yes | Lighting - LED Fixture (Replacing T8) - Emerging | 14.1676 | 14.6743 | 15.184 | 15.7766 | 16.3041 | 16.8184 | 17.2278 | 17.628 | 18.0287 | 18.4326 | 18.848 | 19.1954
SDG&E | GWh | Commercial | Com - Education (Community College) | Lighting | Yes | Lighting - LED Lamp (Basic High - Indoor) - Emerging | 0.34236 | 0.35435 | 0.36562 | 0.37555 | 0.38547 | 0.050799 | 0.051812 | 0.052681 | 0.053546 | 0.054301 | 0.055081 | 0.055875
SDG&E | GWh | Commercial | Com - Education (Community College) | Lighting | Yes | Lighting - LED Lamp (Basic Low - Indoor) - Emerging | 0.43625 | 0.45215 | 0.46706 | 0.48013 | 0.4932 | 0.077044 | 0.078626 | 0.079982 | 0.08133 | 0.082684 | 0.083895 | 0.085128
SDG&E | GWh | Commercial | Com - Education (Community College) | Lighting | Yes | Lighting - LED Plug-In Indoor Fixture - Emerging | 1.1253 | 1.161 | 1.1929 | 1.2179 | 1.2465 | 0.072198 | 0.073361 | 0.074705 | 0.075691 | 0.076796 | 0.077817 | 0.078977
SDG&E | GWh | Commercial | Com - Education (Community College) | Lighting | No | Lighting - Cold Cathode Lamp | 0.022432 | 0.022803 | 0.023165 | 0.023534 | 0.023895 | 0 | 0 | 0 | 0 | 0 | 0 | 0
SDG&E | GWh | Commercial | Com - Education (Community College) | Lighting | No | Lighting - Compact Fluorescent Fixture (Indoor) | 4.6299 | 4.7069 | 4.782 | 4.8587 | 4.9337 | 0 | 0 | 0 | 0 | 0 | 0 | 0
SDG&E | GWh | Commercial | Com - Education (Community College) | Lighting | No | Lighting - Exit Fixture (LED) | 0.56721 | 0.55848 | 0.54988 | 0.54141 | 0.53307 | 0.52486 | 0.51678 | 0.50882 | 0.50099 | 0.49327 | 0.48568 | 0.4782
SDG&E | GWh | Commercial | Com - Education (Community College) | Lighting | No | Lighting - Halogen Lamp (A-Line) | 0.090495 | 0.091992 | 0.093452 | 0.094943 | 0.0964 | 0 | 0 | 0 | 0 | 0 | 0 | 0
SDG&E | GWh | Commercial | Com - Education (Community College) | Lighting | No | Lighting - High Bay HID to T5 | 0.30602 | 0.31116 | 0.31619 | 0.32132 | 0.32633 | 0.33091 | 0.33471 | 0.33824 | 0.34168 | 0.34511 | 0.34866 | 0.35228
SDG&E | GWh | Commercial | Com - Education (Community College) | Lighting | No | Lighting - Induction Fixture (Indoor) | 0.96021 | 0.97609 | 0.99159 | 1.0074 | 1.0229 | 1.037 | 1.0487 | 1.0595 | 1.0701 | 1.0806 | 1.0916 | 1.1027
SDG&E | GWh | Commercial | Com - Education (Community College) | Lighting | No | Lighting - Induction Fixture (Outdoor) | 0.35727 | 0.36317 | 0.36894 | 0.37483 | 0.38058 | 0.38583 | 0.39018 | 0.39421 | 0.39816 | 0.40208 | 0.40615 | 0.41029
SDG&E | GWh | Commercial | Com - Education (Community College) | Lighting | No | Lighting - Light Sensor | 0.2106 | 0.21639 | 0.22206 | 0.22781 | 0.23343 | 0.23864 | 0.24311 | 0.24733 | 0.25145 | 0.25554 | 0.25974 | 0.26397
SDG&E | GWh | Commercial | Com - Education (Community College) | Lighting | No | Lighting - Linear Fluorescent Delamping | 0.018994 | 0.018702 | 0.01381 | 0.009065 | 0.0044627 | 0 | 0 | 0 | 0 | 0 | 0 | 0
SDG&E | GWh | Commercial | Com - Education (Community College) | Lighting | No | Lighting - Low Bay HID to T5 | 0.14523 | 0.14767 | 0.15005 | 0.15249 | 0.15487 | 0.15704 | 0.15884 | 0.16052 | 0.16215 | 0.16378 | 0.16547 | 0.16718
SDG&E | GWh | Commercial | Com - Education (Community College) | Lighting | No | Lighting - Occupancy Sensor | 0.66355 | 0.67438 | 0.68496 | 0.69575 | 0.70631 | 0.71594 | 0.7239 | 0.73129 | 0.73851 | 0.74568 | 0.75313 | 0.76072
SDG&E | GWh | Commercial | Com - Education (Community College) | Lighting | No | Lighting - Plug-In Fixture (Exterior) | 0.33025 | 0.33571 | 0.34104 | 0.34648 | 0.3518 | 0.35666 | 0.36067 | 0.3644 | 0.36805 | 0.37167 | 0.37543 | 0.37926
SDG&E | GWh | Commercial | Com - Education (Community College) | Lighting | No | Lighting - Plug-In Fixture (Linear Fluorescent) | 1.027 | 1.0442 | 1.0611 | 1.0783 | 1.0951 | 0 | 0 | 0 | 0 | 0 | 0 | 0
SDG&E | GWh | Commercial | Com - Education (Community College) | Lighting | No | Lighting - Plug-In Fixture (MH Directional) | 0.10553 | 0.1073 | 0.10904 | 0.1108 | 0.11253 | 0.11411 | 0.11542 | 0.11664 | 0.11783 | 0.11901 | 0.12024 | 0.12148
SDG&E | GWh | Commercial | Com - Education (Community College) | Lighting | No | Lighting - Plug-In Fixture (PSMH with Electronic Ballast) | 0.81491 | 0.82863 | 0.84201 | 0.85567 | 0.86902 | 0.88122 | 0.89134 | 0.90073 | 0.90991 | 0.91903 | 0.9285 | 0.93813
SDG&E | GWh | Commercial | Com - Education (Community College) | ProcHeat | No | ProcHeat - Boiler Draft Fan | 0.30146 | 0.30645 | 0.31131 | 0.31628 | 0.32114 | 0.32557 | 0.32924 | 0.33264 | 0.33597 | 0.33928 | 0.34271 | 0.34621
SDG&E | GWh | Commercial | Com - Education (Community College) | SHW | No | SHW - EF Rated Instantaneous Water Heater (Electric) | 0.035322 | 0.035907 | 0.036478 | 0.037061 | 0.03763 | 0.038151 | 0.038581 | 0.038981 | 0.039372 | 0.03976 | 0.040163 | 0.040573
SDG&E | GWh | Commercial | Com - Education (Community College) | Service | No | HVAC - Comprehensive Rooftop Unit Quality Maintenance | 5.8038 | 5.7144 | 5.6264 | 5.5397 | 5.4544 | 5.3704 | 5.2877 | 5.2063 | 5.1261 | 5.0472 | 4.9694 | 4.8929
SDG&E | GWh | Commercial | Com - Education (Community College) | Service | No | Service - HVAC Fault Detection & Diagnositics | 1.7891 | 1.8187 | 1.8476 | 1.8771 | 1.9059 | 1.9322 | 1.954 | 1.9742 | 1.9939 | 2.0136 | 2.0339 | 2.0547
SDG&E | GWh | Commercial | Com - Education (Community College) | Service | No | Service - Retro-Commissioning (Electric) | 6.0213 | 5.9285 | 5.8372 | 5.7474 | 5.6588 | 5.5717 | 5.4859 | 5.4014 | 5.3182 | 5.2363 | 5.1557 | 5.0763
SDG&E | GWh | Commercial | Com - Education (Community College) | WholeBlg | No | HVAC - Energy Management System | 1.0492 | 1.0665 | 1.0835 | 1.1008 | 1.1177 | 1.1331 | 1.1459 | 1.1577 | 1.1693 | 1.1808 | 1.1927 | 1.2049
SDG&E | GWh | Commercial | Com - Education (Community College) | WholeBlg | No | WholeBlg - Com RET Level 1 | 4.942 | 4.8659 | 4.791 | 4.7172 | 4.6446 | 4.573 | 4.5026 | 4.4333 | 4.365 | 4.2978 | 4.2316 | 4.1664
SDG&E | GWh | Commercial | Com - Education (Community College) | WholeBlg | No | WholeBlg - Com RET Level 2 | 36.3411 | 35.7815 | 35.2305 | 34.6879 | 34.1537 | 33.6277 | 33.1099 | 32.6 | 32.0979 | 31.6036 | 31.1169 | 30.6377
SDG&E | GWh | Commercial | Com - Education (Primary School) | AppPlug | No | AppPlug - Computer Monitor | 0.036916 | 0.037527 | 0.038122 | 0.038731 | 0.039325 | 0.039868 | 0.040317 | 0.040734 | 0.041141 | 0.041546 | 0.041967 | 0.042395
SDG&E | GWh | Commercial | Com - Education (Primary School) | AppPlug | No | AppPlug - Desktop Computer (Com - Power Management) | 1.5081 | 1.533 | 1.5574 | 1.5822 | 1.6065 | 1.6287 | 1.647 | 1.664 | 1.6807 | 1.6972 | 1.7144 | 1.7319
SDG&E | GWh | Commercial | Com - Education (Primary School) | AppPlug | No | AppPlug - Occupancy Sensor Plug Strip | 0.63192 | 0.64237 | 0.65257 | 0.66298 | 0.67316 | 0.68245 | 0.69014 | 0.69727 | 0.70425 | 0.71118 | 0.71838 | 0.72571
SDG&E | GWh | Commercial | Com - Education (Primary School) | AppPlug | No | AppPlug - Vending Machine Controls | 1.924 | 1.9558 | 1.9869 | 2.0186 | 2.0496 | 2.0779 | 2.1013 | 2.123 | 2.1443 | 2.1654 | 2.1873 | 2.2096
SDG&E | GWh | Commercial | Com - Education (Primary School) | BldgEnv | No | BldgEnv - Attic Batt Insulation | 0.0099482 | 0.009795 | 0.0096442 | 0.0094957 | 0.0093494 | 0.0092054 | 0.0090637 | 0.0089241 | 0.0087867 | 0.0086514 | 0.0085181 | 0.0083869
SDG&E | GWh | Commercial | Com - Education (Primary School) | BldgEnv | No | BldgEnv - Wall Spray On Insulation | 0.38964 | 0.38364 | 0.37773 | 0.37192 | 0.36619 | 0.36055 | 0.355 | 0.34953 | 0.34415 | 0.33885 | 0.33363 | 0.32849
SDG&E | GWh | Commercial | Com - Education (Primary School) | BldgEnv | No | BldgEnv - Window Film | 3.046 | 2.9991 | 2.9529 | 2.9074 | 2.8626 | 2.8185 | 2.7751 | 2.7324 | 2.6903 | 2.6489 | 2.6081 | 2.5679
SDG&E | GWh | Commercial | Com - Education (Primary School) | FoodServ | No | FoodServ - Electric Griddle | 1.1759 | 1.1953 | 1.2143 | 1.2337 | 1.2526 | 1.2699 | 1.2842 | 1.2975 | 1.3105 | 1.3234 | 1.3368 | 1.3504
SDG&E | GWh | Commercial | Com - Education (Primary School) | FoodServ | No | FoodServ - Electric Steamer | 0.10538 | 0.10712 | 0.10882 | 0.11056 | 0.11225 | 0.1138 | 0.11508 | 0.11627 | 0.11744 | 0.11859 | 0.11979 | 0.12102
SDG&E | GWh | Commercial | Com - Education (Primary School) | FoodServ | No | FoodServ - Fryer (Electric) | 0.012721 | 0.012932 | 0.013137 | 0.013347 | 0.013551 | 0.013738 | 0.013893 | 0.014037 | 0.014177 | 0.014317 | 0.014462 | 0.014609
SDG&E | GWh | Commercial | Com - Education (Primary School) | FoodServ | No | FoodServ - Oven (Electric) | 0.20623 | 0.20964 | 0.21297 | 0.21636 | 0.21969 | 0.22272 | 0.22523 | 0.22756 | 0.22983 | 0.2321 | 0.23444 | 0.23684
SDG&E | GWh | Commercial | Com - Education (Primary School) | HVAC | Yes | HVAC - Advanced Package Rooftop AC (> EER 12) - Emerging | 0 | 2.875 | 2.8307 | 2.7871 | 2.7442 | 2.702 | 2.6603 | 2.6194 | 2.579 | 2.5393 | 2.5002 | 2.4617
SDG&E | GWh | Commercial | Com - Education (Primary School) | HVAC | Yes | HVAC - Energy Recovery Ventilation - Emerging | 0.5158 | 0.52433 | 0.53266 | 0.54116 | 0.54946 | 0.55705 | 0.56332 | 0.56915 | 0.57484 | 0.5805 | 0.58638 | 0.59235
SDG&E | GWh | Commercial | Com - Education (Primary School) | HVAC | No | HVAC - Demand Controlled Ventilation | 0.85038 | 0.86444 | 0.87816 | 0.89217 | 0.90587 | 0.91837 | 0.92872 | 0.93832 | 0.94771 | 0.95704 | 0.96673 | 0.97658
SDG&E | GWh | Commercial | Com - Education (Primary School) | HVAC | No | HVAC - Direct Evaporative Cooler | 1.441 | 1.4648 | 1.488 | 1.5118 | 1.535 | 1.5562 | 1.5737 | 1.59 | 1.6059 | 1.6217 | 1.6381 | 1.6548
SDG&E | GWh | Commercial | Com - Education (Primary School) | HVAC | No | HVAC - EER Rated Package Rooftop HP (EER 11) | 0.15623 | 0.011918 | 0.017673 | 0.023447 | 0.029111 | 0.034472 | 0.03932 | 0.043964 | 0.048522 | 0.053029 | 0.057577 | 0.062124
SDG&E | GWh | Commercial | Com - Education (Primary School) | HVAC | No | HVAC - Repair Duct System | 0.8209 | 0.80825 | 0.79581 | 0.78355 | 0.77148 | 0.7596 | 0.74791 | 0.73639 | 0.72505 | 0.71388 | 0.70289 | 0.69206
SDG&E | GWh | Commercial | Com - Education (Primary School) | HVAC | No | HVAC - SEER Rated Package Rooftop AC (Recharge) | 1.0047 | 0.98926 | 0.97402 | 0.95902 | 0.94425 | 0.92971 | 0.91539 | 0.9013 | 0.88742 | 0.87375 | 0.86029 | 0.84705
SDG&E | GWh | Commercial | Com - Education (Primary School) | HVAC | No | HVAC - SEER Rated Package Rooftop AC (SEER 14) | 3.7536 | 3.8085 | 0 | 0 | 0 | 0 | 0 | 0 | 0 | 0 | 0 | 0
SDG&E | GWh | Commercial | Com - Education (Primary School) | HVAC | No | HVAC - SEER Rated Package Rooftop HP (SEER 15) | 1.8734 | 1.9068 | 0.90043 | 0.91585 | 0.93093 | 0.94474 | 0.95625 | 0.96695 | 0.97742 | 0.98782 | 0.9986 | 1.0095
SDG&E | GWh | Commercial | Com - Education (Primary School) | HVAC | No | HVAC - SEER Rated Split System AC (SEER 14) | 1.8804 | 1.9107 | 1.9402 | 0 | 0 | 0 | 0 | 0 | 0 | 0 | 0 | 0
SDG&E | GWh | Commercial | Com - Education (Primary School) | HVAC | No | HVAC - SEER Rated Split System HP (SEER 15) | 0.87846 | 0.89733 | 0.42517 | 0.43388 | 0.44239 | 0.45023 | 0.45686 | 0.46306 | 0.46913 | 0.47516 | 0.48137 | 0.48766
SDG&E | GWh | Commercial | Com - Education (Primary School) | HVAC | No | HVAC - Thermostat | 2.6599 | 2.7039 | 2.7468 | 2.7906 | 2.8335 | 2.8726 | 2.9049 | 2.935 | 2.9643 | 2.9935 | 3.0238 | 3.0546
SDG&E | GWh | Commercial | Com - Education (Primary School) | Lighting | Yes | Lighting - LED Fixture (Replacing T8) - Emerging | 18.3438 | 18.9745 | 19.6086 | 20.3488 | 21.0046 | 21.6436 | 22.1492 | 22.6432 | 23.1376 | 23.636 | 24.1485 | 24.5735
SDG&E | GWh | Commercial | Com - Education (Primary School) | Lighting | Yes | Lighting - LED Lamp (Basic High - Indoor) - Emerging | 0.46492 | 0.48083 | 0.49574 | 0.50883 | 0.52191 | 0.068735 | 0.070064 | 0.071202 | 0.072332 | 0.073315 | 0.074331 | 0.075367
SDG&E | GWh | Commercial | Com - Education (Primary School) | Lighting | Yes | Lighting - LED Lamp (Basic Low - Indoor) - Emerging | 0.59242 | 0.61353 | 0.63328 | 0.65052 | 0.66777 | 0.10424 | 0.10633 | 0.1081 | 0.10986 | 0.11164 | 0.11322 | 0.11482
SDG&E | GWh | Commercial | Com - Education (Primary School) | Lighting | Yes | Lighting - LED Plug-In Indoor Fixture - Emerging | 1.651 | 1.702 | 1.7475 | 1.7827 | 1.8234 | 0.10554 | 0.10718 | 0.10908 | 0.11047 | 0.11202 | 0.11345 | 0.11509
SDG&E | GWh | Commercial | Com - Education (Primary School) | Lighting | No | Lighting - Cold Cathode Lamp | 0.034481 | 0.035051 | 0.035608 | 0.036176 | 0.036731 | 0 | 0 | 0 | 0 | 0 | 0 | 0
SDG&E | GWh | Commercial | Com - Education (Primary School) | Lighting | No | Lighting - Compact Fluorescent Fixture (Indoor) | 6.2874 | 6.3868 | 6.4839 | 6.583 | 6.6799 | 0 | 0 | 0 | 0 | 0 | 0 | 0
SDG&E | GWh | Commercial | Com - Education (Primary School) | Lighting | No | Lighting - Exit Fixture (LED) | 0.82128 | 0.80863 | 0.79618 | 0.78392 | 0.77184 | 0.75996 | 0.74825 | 0.73673 | 0.72539 | 0.71421 | 0.70322 | 0.69239
SDG&E | GWh | Commercial | Com - Education (Primary School) | Lighting | No | Lighting - Halogen Lamp (A-Line) | 0.13221 | 0.13439 | 0.13653 | 0.13871 | 0.14083 | 0 | 0 | 0 | 0 | 0 | 0 | 0
SDG&E | GWh | Commercial | Com - Education (Primary School) | Lighting | No | Lighting - High Bay HID to T5 | 0.39622 | 0.40235 | 0.40833 | 0.41444 | 0.42041 | 0.42585 | 0.43033 | 0.43446 | 0.43851 | 0.44253 | 0.44672 | 0.45098
SDG&E | GWh | Commercial | Com - Education (Primary School) | Lighting | No | Lighting - Induction Fixture (Indoor) | 1.4773 | 1.5017 | 1.5256 | 1.5499 | 1.5737 | 1.5954 | 1.6134 | 1.6301 | 1.6464 | 1.6626 | 1.6794 | 1.6965
SDG&E | GWh | Commercial | Com - Education (Primary School) | Lighting | No | Lighting - Induction Fixture (Outdoor) | 0.52194 | 0.53057 | 0.539 | 0.5476 | 0.556 | 0.56367 | 0.57003 | 0.57592 | 0.58168 | 0.58741 | 0.59335 | 0.5994
SDG&E | GWh | Commercial | Com - Education (Primary School) | Lighting | No | Lighting - Light Sensor | 0.205 | 0.21006 | 0.21502 | 0.22004 | 0.22496 | 0.22951 | 0.23339 | 0.23703 | 0.2406 | 0.24414 | 0.24777 | 0.25145
SDG&E | GWh | Commercial | Com - Education (Primary School) | Lighting | No | Lighting - Linear Fluorescent Delamping | 0.024865 | 0.024482 | 0.018079 | 0.011867 | 0.0058421 | 0 | 0 | 0 | 0 | 0 | 0 | 0
SDG&E | GWh | Commercial | Com - Education (Primary School) | Lighting | No | Lighting - Low Bay HID to T5 | 0.18803 | 0.19094 | 0.19378 | 0.19668 | 0.19952 | 0.2021 | 0.20422 | 0.20618 | 0.2081 | 0.21001 | 0.212 | 0.21402
SDG&E | GWh | Commercial | Com - Education (Primary School) | Lighting | No | Lighting - Occupancy Sensor | 1.0808 | 1.0982 | 1.1151 | 1.1325 | 1.1494 | 1.1648 | 1.1776 | 1.1894 | 1.201 | 1.2124 | 1.2244 | 1.2365
SDG&E | GWh | Commercial | Com - Education (Primary School) | Lighting | No | Lighting - Plug-In Fixture (Exterior) | 0.48247 | 0.49045 | 0.49824 | 0.50619 | 0.51395 | 0.52105 | 0.52692 | 0.53237 | 0.53769 | 0.54299 | 0.54848 | 0.55408
SDG&E | GWh | Commercial | Com - Education (Primary School) | Lighting | No | Lighting - Plug-In Fixture (Linear Fluorescent) | 1.5037 | 1.5269 | 1.5496 | 1.5728 | 1.5955 | 0 | 0 | 0 | 0 | 0 | 0 | 0
SDG&E | GWh | Commercial | Com - Education (Primary School) | Lighting | No | Lighting - Plug-In Fixture (MH Directional) | 0.15144 | 0.15378 | 0.15606 | 0.1584 | 0.16068 | 0.16276 | 0.16447 | 0.16605 | 0.1676 | 0.16914 | 0.17074 | 0.17237
SDG&E | GWh | Commercial | Com - Education (Primary School) | Lighting | No | Lighting - Plug-In Fixture (PSMH with Electronic Ballast) | 1.1694 | 1.1875 | 1.2052 | 1.2232 | 1.2409 | 1.2569 | 1.2701 | 1.2823 | 1.2943 | 1.3061 | 1.3185 | 1.3311
SDG&E | GWh | Commercial | Com - Education (Primary School) | ProcHeat | No | ProcHeat - Boiler Draft Fan | 0.87487 | 0.88934 | 0.90346 | 0.91787 | 0.93196 | 0.94482 | 0.95547 | 0.96535 | 0.97501 | 0.9846 | 0.99457 | 1.0047
SDG&E | GWh | Commercial | Com - Education (Primary School) | SHW | No | SHW - EF Rated Instantaneous Water Heater (Electric) | 0.056709 | 0.057641 | 0.058551 | 0.059479 | 0.060387 | 0.061216 | 0.061901 | 0.062537 | 0.063158 | 0.063776 | 0.064418 | 0.065071
SDG&E | GWh | Commercial | Com - Education (Primary School) | Service | No | HVAC - Comprehensive Rooftop Unit Quality Maintenance | 8.4789 | 8.3483 | 8.2197 | 8.0932 | 7.9685 | 7.8458 | 7.725 | 7.606 | 7.4889 | 7.3736 | 7.26 | 7.1482
SDG&E | GWh | Commercial | Com - Education (Primary School) | Service | No | Service - HVAC Fault Detection & Diagnositics | 2.6138 | 2.657 | 2.6992 | 2.7423 | 2.7844 | 2.8228 | 2.8546 | 2.8841 | 2.913 | 2.9417 | 2.9714 | 3.0017
SDG&E | GWh | Commercial | Com - Education (Primary School) | Service | No | Service - Retro-Commissioning (Electric) | 8.7967 | 8.6612 | 8.5278 | 8.3965 | 8.2672 | 8.1399 | 8.0145 | 7.8911 | 7.7696 | 7.6499 | 7.5321 | 7.4161
SDG&E | GWh | Commercial | Com - Education (Primary School) | WholeBlg | No | HVAC - Energy Management System | 1.5328 | 1.5581 | 1.5829 | 1.6081 | 1.6328 | 1.6554 | 1.674 | 1.6913 | 1.7082 | 1.7251 | 1.7425 | 1.7603
SDG&E | GWh | Commercial | Com - Education (Primary School) | WholeBlg | No | WholeBlg - Com RET Level 1 | 6.446 | 6.3467 | 6.2489 | 6.1527 | 6.058 | 5.9647 | 5.8728 | 5.7824 | 5.6933 | 5.6056 | 5.5193 | 5.4343
SDG&E | GWh | Commercial | Com - Education (Primary School) | WholeBlg | No | WholeBlg - Com RET Level 2 | 48.1542 | 47.4126 | 46.6825 | 45.9635 | 45.2557 | 44.5588 | 43.8726 | 43.1969 | 42.5317 | 41.8767 | 41.2318 | 40.5968
SDG&E | GWh | Commercial | Com - Education (Relocatable Classroom) | AppPlug | No | AppPlug - Computer Monitor | 0.036916 | 0.037527 | 0.038122 | 0.038731 | 0.039325 | 0.039868 | 0.040317 | 0.040734 | 0.041141 | 0.041546 | 0.041967 | 0.042395
SDG&E | GWh | Commercial | Com - Education (Relocatable Classroom) | AppPlug | No | AppPlug - Desktop Computer (Com - Power Management) | 1.3563 | 1.3787 | 1.4006 | 1.423 | 1.4448 | 1.4647 | 1.4812 | 1.4966 | 1.5115 | 1.5264 | 1.5419 | 1.5576
SDG&E | GWh | Commercial | Com - Education (Relocatable Classroom) | AppPlug | No | AppPlug - Occupancy Sensor Plug Strip | 0.63192 | 0.64237 | 0.65257 | 0.66298 | 0.67316 | 0.68245 | 0.69014 | 0.69727 | 0.70425 | 0.71118 | 0.71838 | 0.72571
SDG&E | GWh | Commercial | Com - Education (Relocatable Classroom) | AppPlug | No | AppPlug - Vending Machine Controls | 1.924 | 1.9558 | 1.9869 | 2.0186 | 2.0496 | 2.0779 | 2.1013 | 2.123 | 2.1443 | 2.1654 | 2.1873 | 2.2096
SDG&E | GWh | Commercial | Com - Education (Relocatable Classroom) | BldgEnv | No | BldgEnv - Attic Batt Insulation | 0.0099482 | 0.009795 | 0.0096442 | 0.0094957 | 0.0093494 | 0.0092054 | 0.0090637 | 0.0089241 | 0.0087867 | 0.0086514 | 0.0085181 | 0.0083869
SDG&E | GWh | Commercial | Com - Education (Relocatable Classroom) | BldgEnv | No | BldgEnv - Wall Spray On Insulation | 0.38964 | 0.38364 | 0.37773 | 0.37192 | 0.36619 | 0.36055 | 0.355 | 0.34953 | 0.34415 | 0.33885 | 0.33363 | 0.32849
SDG&E | GWh | Commercial | Com - Education (Relocatable Classroom) | BldgEnv | No | BldgEnv - Window Film | 1.4108 | 1.3891 | 1.3677 | 1.3466 | 1.3259 | 1.3055 | 1.2854 | 1.2656 | 1.2461 | 1.2269 | 1.208 | 1.1894
SDG&E | GWh | Commercial | Com - Education (Relocatable Classroom) | FoodServ | No | FoodServ - Electric Griddle | 1.1759 | 1.1953 | 1.2143 | 1.2337 | 1.2526 | 1.2699 | 1.2842 | 1.2975 | 1.3105 | 1.3234 | 1.3368 | 1.3504
SDG&E | GWh | Commercial | Com - Education (Relocatable Classroom) | FoodServ | No | FoodServ - Electric Steamer | 0.10538 | 0.10712 | 0.10882 | 0.11056 | 0.11225 | 0.1138 | 0.11508 | 0.11627 | 0.11744 | 0.11859 | 0.11979 | 0.12102
SDG&E | GWh | Commercial | Com - Education (Relocatable Classroom) | FoodServ | No | FoodServ - Fryer (Electric) | 0.012721 | 0.012932 | 0.013137 | 0.013347 | 0.013551 | 0.013738 | 0.013893 | 0.014037 | 0.014177 | 0.014317 | 0.014462 | 0.014609
SDG&E | GWh | Commercial | Com - Education (Relocatable Classroom) | FoodServ | No | FoodServ - Oven (Electric) | 0.20623 | 0.20964 | 0.21297 | 0.21636 | 0.21969 | 0.22272 | 0.22523 | 0.22756 | 0.22983 | 0.2321 | 0.23444 | 0.23684
SDG&E | GWh | Commercial | Com - Education (Relocatable Classroom) | HVAC | Yes | HVAC - Energy Recovery Ventilation - Emerging | 0.43929 | 0.44655 | 0.45364 | 0.46088 | 0.46795 | 0.47441 | 0.47975 | 0.48471 | 0.48956 | 0.49438 | 0.49939 | 0.50448
SDG&E | GWh | Commercial | Com - Education (Relocatable Classroom) | HVAC | No | HVAC - Demand Controlled Ventilation | 0.72423 | 0.7362 | 0.74789 | 0.75982 | 0.77148 | 0.78213 | 0.79094 | 0.79912 | 0.80712 | 0.81506 | 0.82331 | 0.83171
SDG&E | GWh | Commercial | Com - Education (Relocatable Classroom) | HVAC | No | HVAC - Repair Duct System | 1.1902 | 1.1719 | 1.1538 | 1.1361 | 1.1186 | 1.1014 | 1.0844 | 1.0677 | 1.0513 | 1.0351 | 1.0191 | 1.0034
SDG&E | GWh | Commercial | Com - Education (Relocatable Classroom) | HVAC | No | HVAC - SEER Rated Package Rooftop AC (Recharge) | 1.4828 | 1.46 | 1.4375 | 1.4153 | 1.3935 | 1.3721 | 1.3509 | 1.3301 | 1.3097 | 1.2895 | 1.2696 | 1.2501
SDG&E | GWh | Commercial | Com - Education (Relocatable Classroom) | HVAC | No | HVAC - SEER Rated Package Rooftop AC (SEER 14) | 7.9965 | 8.0718 | 0 | 0 | 0 | 0 | 0 | 0 | 0 | 0 | 0 | 0
SDG&E | GWh | Commercial | Com - Education (Relocatable Classroom) | HVAC | No | HVAC - SEER Rated Package Rooftop HP (SEER 15) | 3.3077 | 3.3722 | 1.5949 | 1.6247 | 1.6538 | 1.6805 | 1.7029 | 1.7239 | 1.7444 | 1.7647 | 1.7857 | 1.8071
SDG&E | GWh | Commercial | Com - Education (Relocatable Classroom) | HVAC | No | HVAC - SEER Rated Split System AC (SEER 14) | 4.4332 | 4.4733 | 4.5123 | 0 | 0 | 0 | 0 | 0 | 0 | 0 | 0 | 0
SDG&E | GWh | Commercial | Com - Education (Relocatable Classroom) | HVAC | No | HVAC - SEER Rated Split System HP (SEER 15) | 1.3463 | 1.3695 | 0.64631 | 0.65701 | 0.66746 | 0.67703 | 0.68497 | 0.69235 | 0.69957 | 0.70674 | 0.71417 | 0.72174
SDG&E | GWh | Commercial | Com - Education (Relocatable Classroom) | HVAC | No | HVAC - Thermostat | 3.3239 | 3.3788 | 3.4325 | 3.4872 | 3.5408 | 3.5896 | 3.6301 | 3.6676 | 3.7043 | 3.7408 | 3.7786 | 3.8172
SDG&E | GWh | Commercial | Com - Education (Relocatable Classroom) | Lighting | Yes | Lighting - LED Fixture (Replacing T8) - Emerging | 20.8151 | 21.5862 | 22.362 | 23.2612 | 24.065 | 24.8486 | 25.476 | 26.0894 | 26.7036 | 27.323 | 27.9599 | 28.4962
SDG&E | GWh | Commercial | Com - Education (Relocatable Classroom) | Lighting | Yes | Lighting - LED Lamp (Basic High - Indoor) - Emerging | 0.52604 | 0.54512 | 0.56308 | 0.57901 | 0.59493 | 0.078478 | 0.08011 | 0.08152 | 0.082922 | 0.084154 | 0.085425 | 0.086719
SDG&E | GWh | Commercial | Com - Education (Relocatable Classroom) | Lighting | Yes | Lighting - LED Lamp (Basic Low - Indoor) - Emerging | 0.67031 | 0.69557 | 0.71931 | 0.74026 | 0.7612 | 0.11902 | 0.12157 | 0.12377 | 0.12595 | 0.12814 | 0.13011 | 0.13212
SDG&E | GWh | Commercial | Com - Education (Relocatable Classroom) | Lighting | Yes | Lighting - LED Plug-In Indoor Fixture - Emerging | 1.6094 | 1.6624 | 1.7101 | 1.7478 | 1.7907 | 0.10382 | 0.10558 | 0.1076 | 0.1091 | 0.11078 | 0.11233 | 0.11409
SDG&E | GWh | Commercial | Com - Education (Relocatable Classroom) | Lighting | No | Lighting - Cold Cathode Lamp | 0.038003 | 0.038631 | 0.039244 | 0.03987 | 0.040482 | 0 | 0 | 0 | 0 | 0 | 0 | 0
SDG&E | GWh | Commercial | Com - Education (Relocatable Classroom) | Lighting | No | Lighting - Compact Fluorescent Fixture (Indoor) | 7.114 | 7.2409 | 7.3648 | 7.4911 | 7.6145 | 0 | 0 | 0 | 0 | 0 | 0 | 0
SDG&E | GWh | Commercial | Com - Education (Relocatable Classroom) | Lighting | No | Lighting - Exit Fixture (LED) | 0.72256 | 0.71144 | 0.70048 | 0.68969 | 0.67907 | 0.66861 | 0.65832 | 0.64818 | 0.6382 | 0.62837 | 0.61869 | 0.60917
SDG&E | GWh | Commercial | Com - Education (Relocatable Classroom) | Lighting | No | Lighting - Halogen Lamp (A-Line) | 0.13221 | 0.13439 | 0.13653 | 0.13871 | 0.14083 | 0 | 0 | 0 | 0 | 0 | 0 | 0
SDG&E | GWh | Commercial | Com - Education (Relocatable Classroom) | Lighting | No | Lighting - High Bay HID to T5 | 0.4496 | 0.45773 | 0.46567 | 0.47376 | 0.48167 | 0.48891 | 0.49496 | 0.50059 | 0.50609 | 0.51156 | 0.51722 | 0.52297
SDG&E | GWh | Commercial | Com - Education (Relocatable Classroom) | Lighting | No | Lighting - Induction Fixture (Indoor) | 1.5269 | 1.5522 | 1.5768 | 1.602 | 1.6266 | 1.649 | 1.6676 | 1.6849 | 1.7017 | 1.7185 | 1.7359 | 1.7536
SDG&E | GWh | Commercial | Com - Education (Relocatable Classroom) | Lighting | No | Lighting - Induction Fixture (Outdoor) | 0.52194 | 0.53057 | 0.539 | 0.5476 | 0.556 | 0.56367 | 0.57003 | 0.57592 | 0.58168 | 0.58741 | 0.59335 | 0.5994
SDG&E | GWh | Commercial | Com - Education (Relocatable Classroom) | Lighting | No | Lighting - Linear Fluorescent Delamping | 0.026899 | 0.026485 | 0.019558 | 0.012838 | 0.00632 | 0 | 0 | 0 | 0 | 0 | 0 | 0
SDG&E | GWh | Commercial | Com - Education (Relocatable Classroom) | Lighting | No | Lighting - Low Bay HID to T5 | 0.21337 | 0.21722 | 0.22099 | 0.22483 | 0.22858 | 0.23202 | 0.23489 | 0.23756 | 0.24018 | 0.24277 | 0.24546 | 0.24819
SDG&E | GWh | Commercial | Com - Education (Relocatable Classroom) | Lighting | No | Lighting - Occupancy Sensor | 1.2529 | 1.2735 | 1.2937 | 1.3143 | 1.3344 | 1.3527 | 1.3679 | 1.382 | 1.3958 | 1.4095 | 1.4237 | 1.4382
SDG&E | GWh | Commercial | Com - Education (Relocatable Classroom) | Lighting | No | Lighting - Plug-In Fixture (Exterior) | 0.48247 | 0.49045 | 0.49824 | 0.50619 | 0.51395 | 0.52105 | 0.52692 | 0.53237 | 0.53769 | 0.54299 | 0.54848 | 0.55408
SDG&E | GWh | Commercial | Com - Education (Relocatable Classroom) | Lighting | No | Lighting - Plug-In Fixture (Linear Fluorescent) | 1.4723 | 1.4989 | 1.5249 | 1.5514 | 1.5773 | 0 | 0 | 0 | 0 | 0 | 0 | 0
SDG&E | GWh | Commercial | Com - Education (Relocatable Classroom) | Lighting | No | Lighting - Plug-In Fixture (MH Directional) | 0.14828 | 0.15096 | 0.15358 | 0.15625 | 0.15886 | 0.16125 | 0.16324 | 0.1651 | 0.16691 | 0.16872 | 0.17058 | 0.17248
SDG&E | GWh | Commercial | Com - Education (Relocatable Classroom) | Lighting | No | Lighting - Plug-In Fixture (PSMH with Electronic Ballast) | 1.1451 | 1.1658 | 1.186 | 1.2066 | 1.2267 | 1.2452 | 1.2606 | 1.2749 | 1.289 | 1.3029 | 1.3173 | 1.332
SDG&E | GWh | Commercial | Com - Education (Relocatable Classroom) | SHW | No | SHW - EF Rated Instantaneous Water Heater (Electric) | 0.11968 | 0.12157 | 0.12341 | 0.12529 | 0.12713 | 0.12881 | 0.13019 | 0.13147 | 0.13272 | 0.13397 | 0.13526 | 0.13658
SDG&E | GWh | Commercial | Com - Education (Relocatable Classroom) | Service | No | HVAC - Comprehensive Rooftop Unit Quality Maintenance | 8.4789 | 8.3483 | 8.2197 | 8.0932 | 7.9685 | 7.8458 | 7.725 | 7.606 | 7.4889 | 7.3736 | 7.26 | 7.1482
SDG&E | GWh | Commercial | Com - Education (Relocatable Classroom) | Service | No | Service - HVAC Fault Detection & Diagnositics | 2.6138 | 2.657 | 2.6992 | 2.7423 | 2.7844 | 2.8228 | 2.8546 | 2.8841 | 2.913 | 2.9417 | 2.9714 | 3.0017
SDG&E | GWh | Commercial | Com - Education (Relocatable Classroom) | Service | No | Service - Retro-Commissioning (Electric) | 8.7967 | 8.6612 | 8.5278 | 8.3965 | 8.2672 | 8.1399 | 8.0145 | 7.8911 | 7.7696 | 7.6499 | 7.5321 | 7.4161
SDG&E | GWh | Commercial | Com - Education (Relocatable Classroom) | WholeBlg | No | HVAC - Energy Management System | 1.5328 | 1.5581 | 1.5829 | 1.6081 | 1.6328 | 1.6554 | 1.674 | 1.6913 | 1.7082 | 1.7251 | 1.7425 | 1.7603
SDG&E | GWh | Commercial | Com - Education (Relocatable Classroom) | WholeBlg | No | WholeBlg - Com RET Level 1 | 6.7065 | 6.6033 | 6.5016 | 6.4014 | 6.3029 | 6.2058 | 6.1102 | 6.0161 | 5.9235 | 5.8323 | 5.7424 | 5.654
SDG&E | GWh | Commercial | Com - Education (Relocatable Classroom) | WholeBlg | No | WholeBlg - Com RET Level 2 | 46.9307 | 46.208 | 45.4964 | 44.7957 | 44.1059 | 43.4266 | 42.7579 | 42.0994 | 41.4511 | 40.8127 | 40.1842 | 39.5654
SDG&E | GWh | Commercial | Com - Education (Secondary School) | AppPlug | No | AppPlug - Computer Monitor | 0.018458 | 0.018763 | 0.019061 | 0.019365 | 0.019662 | 0.019934 | 0.020159 | 0.020367 | 0.020571 | 0.020773 | 0.020984 | 0.021197
SDG&E | GWh | Commercial | Com - Education (Secondary School) | AppPlug | No | AppPlug - Desktop Computer (Com - Power Management) | 0.75306 | 0.76551 | 0.77766 | 0.79007 | 0.80219 | 0.81327 | 0.82243 | 0.83093 | 0.83925 | 0.84751 | 0.85609 | 0.86482
SDG&E | GWh | Commercial | Com - Education (Secondary School) | AppPlug | No | AppPlug - Occupancy Sensor Plug Strip | 0.31596 | 0.32119 | 0.32629 | 0.33149 | 0.33658 | 0.34122 | 0.34507 | 0.34864 | 0.35213 | 0.35559 | 0.35919 | 0.36285
SDG&E | GWh | Commercial | Com - Education (Secondary School) | AppPlug | No | AppPlug - Vending Machine Controls | 0.96202 | 0.97792 | 0.99345 | 1.0093 | 1.0248 | 1.0389 | 1.0506 | 1.0615 | 1.0721 | 1.0827 | 1.0936 | 1.1048
SDG&E | GWh | Commercial | Com - Education (Secondary School) | BldgEnv | No | BldgEnv - Attic Batt Insulation | 0.24428 | 0.24052 | 0.23682 | 0.23317 | 0.22958 | 0.22604 | 0.22256 | 0.21914 | 0.21576 | 0.21244 | 0.20917 | 0.20595
SDG&E | GWh | Commercial | Com - Education (Secondary School) | BldgEnv | No | BldgEnv - Wall Spray On Insulation | 0.19482 | 0.19182 | 0.18887 | 0.18596 | 0.18309 | 0.18027 | 0.1775 | 0.17477 | 0.17207 | 0.16942 | 0.16681 | 0.16425
SDG&E | GWh | Commercial | Com - Education (Secondary School) | BldgEnv | No | BldgEnv - Window Film | 1.1631 | 1.1452 | 1.1275 | 1.1102 | 1.0931 | 1.0763 | 1.0597 | 1.0434 | 1.0273 | 1.0115 | 0.99589 | 0.98056
SDG&E | GWh | Commercial | Com - Education (Secondary School) | FoodServ | No | FoodServ - Electric Griddle | 0.58795 | 0.59767 | 0.60716 | 0.61684 | 0.62631 | 0.63496 | 0.64211 | 0.64875 | 0.65524 | 0.66169 | 0.66839 | 0.6752
SDG&E | GWh | Commercial | Com - Education (Secondary School) | FoodServ | No | FoodServ - Electric Steamer | 0.052688 | 0.053559 | 0.05441 | 0.055278 | 0.056126 | 0.056901 | 0.057542 | 0.058137 | 0.058719 | 0.059297 | 0.059897 | 0.060508
SDG&E | GWh | Commercial | Com - Education (Secondary School) | FoodServ | No | FoodServ - Fryer (Electric) | 0.0063606 | 0.0064658 | 0.0065685 | 0.0066733 | 0.0067757 | 0.0068692 | 0.0069466 | 0.0070184 | 0.0070887 | 0.0071584 | 0.0072309 | 0.0073046
SDG&E | GWh | Commercial | Com - Education (Secondary School) | FoodServ | No | FoodServ - Oven (Electric) | 0.10311 | 0.10482 | 0.10648 | 0.10818 | 0.10984 | 0.11136 | 0.11261 | 0.11378 | 0.11492 | 0.11605 | 0.11722 | 0.11842
SDG&E | GWh | Commercial | Com - Education (Secondary School) | HVAC | Yes | HVAC - Advanced Package Rooftop AC (> EER 12) - Emerging | 0 | 1.5443 | 1.54 | 1.5362 | 1.5323 | 1.5278 | 1.5219 | 1.5157 | 1.5095 | 1.5035 | 1.498 | 1.4927
SDG&E | GWh | Commercial | Com - Education (Secondary School) | HVAC | Yes | HVAC - Energy Recovery Ventilation - Emerging | 0.27367 | 0.2782 | 0.28261 | 0.28712 | 0.29153 | 0.29555 | 0.29888 | 0.30197 | 0.30499 | 0.308 | 0.31111 | 0.31429
SDG&E | GWh | Commercial | Com - Education (Secondary School) | HVAC | No | HVAC - Chiller (Centrifugal) | 1.2892 | 1.2806 | 1.272 | 1.2638 | 1.2557 | 1.2473 | 1.2382 | 1.2291 | 1.22 | 1.2111 | 1.2026 | 1.1943
SDG&E | GWh | Commercial | Com - Education (Secondary School) | HVAC | No | HVAC - Chiller (Reciprocating) | 0.91428 | 0.9206 | 0.92673 | 0.93314 | 0.93938 | 0.94479 | 0.94863 | 0.95198 | 0.95523 | 0.95849 | 0.96208 | 0.96585
SDG&E | GWh | Commercial | Com - Education (Secondary School) | HVAC | No | HVAC - Demand Controlled Ventilation | 0.45119 | 0.45865 | 0.46593 | 0.47336 | 0.48063 | 0.48726 | 0.49275 | 0.49784 | 0.50283 | 0.50778 | 0.51292 | 0.51815
SDG&E | GWh | Commercial | Com - Education (Secondary School) | HVAC | No | HVAC - Direct Evaporative Cooler | 0.88988 | 0.9046 | 0.91896 | 0.93362 | 0.94795 | 0.96104 | 0.97186 | 0.98191 | 0.99174 | 1.0015 | 1.0116 | 1.022
SDG&E | GWh | Commercial | Com - Education (Secondary School) | HVAC | No | HVAC - EER Rated Package Rooftop AC (EER 11) | 0.40742 | 0 | 0 | 0 | 0 | 0 | 0 | 0 | 0 | 0 | 0 | 0
SDG&E | GWh | Commercial | Com - Education (Secondary School) | HVAC | No | HVAC - EER Rated Package Rooftop HP (EER 11) | 0.0030236 | 0 | 0 | 0 | 0 | 0 | 0 | 0 | 0 | 0 | 0 | 0
SDG&E | GWh | Commercial | Com - Education (Secondary School) | HVAC | No | HVAC - Repair Duct System | 0.42012 | 0.41365 | 0.40728 | 0.40101 | 0.39483 | 0.38875 | 0.38277 | 0.37687 | 0.37107 | 0.36535 | 0.35973 | 0.35419
SDG&E | GWh | Commercial | Com - Education (Secondary School) | HVAC | No | HVAC - SEER Rated Package Rooftop AC (Recharge) | 0.51843 | 0.51044 | 0.50258 | 0.49484 | 0.48722 | 0.47972 | 0.47233 | 0.46506 | 0.45789 | 0.45084 | 0.4439 | 0.43706
SDG&E | GWh | Commercial | Com - Education (Secondary School) | HVAC | No | HVAC - SEER Rated Package Rooftop AC (SEER 14) | 1.9499 | 1.9786 | 0 | 0 | 0 | 0 | 0 | 0 | 0 | 0 | 0 | 0
SDG&E | GWh | Commercial | Com - Education (Secondary School) | HVAC | No | HVAC - SEER Rated Package Rooftop HP (SEER 15) | 0.9576 | 0.97561 | 0.46113 | 0.46945 | 0.47758 | 0.48504 | 0.49129 | 0.49711 | 0.50281 | 0.50846 | 0.51431 | 0.52025
SDG&E | GWh | Commercial | Com - Education (Secondary School) | HVAC | No | HVAC - SEER Rated Split System AC (SEER 14) | 0.98119 | 0.99697 | 1.0124 | 0 | 0 | 0 | 0 | 0 | 0 | 0 | 0 | 0
SDG&E | GWh | Commercial | Com - Education (Secondary School) | HVAC | No | HVAC - SEER Rated Split System HP (SEER 15) | 0.45088 | 0.461 | 0.21862 | 0.22329 | 0.22785 | 0.23205 | 0.23562 | 0.23896 | 0.24224 | 0.24548 | 0.24883 | 0.25221
SDG&E | GWh | Commercial | Com - Education (Secondary School) | HVAC | No | HVAC - Thermostat | 1.294 | 1.3154 | 1.3363 | 1.3576 | 1.3784 | 1.3975 | 1.4132 | 1.4278 | 1.4421 | 1.4563 | 1.471 | 1.486
SDG&E | GWh | Commercial | Com - Education (Secondary School) | Lighting | Yes | Lighting - LED Fixture (Replacing T8) - Emerging | 9.6749 | 10.015 | 10.357 | 10.7554 | 11.1093 | 11.4542 | 11.728 | 11.9957 | 12.2636 | 12.5337 | 12.8114 | 13.0428
SDG&E | GWh | Commercial | Com - Education (Secondary School) | Lighting | Yes | Lighting - LED Lamp (Basic High - Indoor) - Emerging | 0.23907 | 0.24734 | 0.25509 | 0.26191 | 0.26873 | 0.035402 | 0.036096 | 0.03669 | 0.037282 | 0.037797 | 0.038329 | 0.038871
SDG&E | GWh | Commercial | Com - Education (Secondary School) | Lighting | Yes | Lighting - LED Lamp (Basic Low - Indoor) - Emerging | 0.30463 | 0.3156 | 0.32587 | 0.33485 | 0.34383 | 0.053691 | 0.054777 | 0.055704 | 0.056627 | 0.057553 | 0.05838 | 0.059222
SDG&E | GWh | Commercial | Com - Education (Secondary School) | Lighting | Yes | Lighting - LED Plug-In Indoor Fixture - Emerging | 0.8162 | 0.84169 | 0.86447 | 0.8822 | 0.90261 | 0.052259 | 0.053084 | 0.05404 | 0.054737 | 0.055521 | 0.056243 | 0.057067
SDG&E | GWh | Commercial | Com - Education (Secondary School) | Lighting | No | Lighting - Cold Cathode Lamp | 0.017765 | 0.018059 | 0.018346 | 0.018639 | 0.018925 | 0 | 0 | 0 | 0 | 0 | 0 | 0
SDG&E | GWh | Commercial | Com - Education (Secondary School) | Lighting | No | Lighting - Compact Fluorescent Fixture (Indoor) | 3.2331 | 3.2854 | 3.3364 | 3.3885 | 3.4395 | 0 | 0 | 0 | 0 | 0 | 0 | 0
SDG&E | GWh | Commercial | Com - Education (Secondary School) | Lighting | No | Lighting - Exit Fixture (LED) | 0.42105 | 0.41456 | 0.40818 | 0.40189 | 0.39571 | 0.38961 | 0.38361 | 0.3777 | 0.37189 | 0.36616 | 0.36052 | 0.35497
SDG&E | GWh | Commercial | Com - Education (Secondary School) | Lighting | No | Lighting - Halogen Lamp (A-Line) | 0.066104 | 0.067197 | 0.068264 | 0.069353 | 0.070417 | 0 | 0 | 0 | 0 | 0 | 0 | 0
SDG&E | GWh | Commercial | Com - Education (Secondary School) | Lighting | No | Lighting - High Bay HID to T5 | 0.20897 | 0.21236 | 0.21567 | 0.21905 | 0.22236 | 0.22537 | 0.22786 | 0.23017 | 0.23242 | 0.23467 | 0.237 | 0.23937
SDG&E | GWh | Commercial | Com - Education (Secondary School) | Lighting | No | Lighting - Induction Fixture (Indoor) | 0.73864 | 0.75086 | 0.76278 | 0.77495 | 0.78684 | 0.7977 | 0.80669 | 0.81503 | 0.82319 | 0.83129 | 0.8397 | 0.84827
SDG&E | GWh | Commercial | Com - Education (Secondary School) | Lighting | No | Lighting - Induction Fixture (Outdoor) | 0.26097 | 0.26529 | 0.2695 | 0.2738 | 0.278 | 0.28184 | 0.28501 | 0.28796 | 0.29084 | 0.2937 | 0.29668 | 0.2997
SDG&E | GWh | Commercial | Com - Education (Secondary School) | Lighting | No | Lighting - Light Sensor | 0.1077 | 0.11041 | 0.11306 | 0.11576 | 0.11839 | 0.12083 | 0.12291 | 0.12487 | 0.12678 | 0.12868 | 0.13063 | 0.13261
SDG&E | GWh | Commercial | Com - Education (Secondary School) | Lighting | No | Lighting - Linear Fluorescent Delamping | 0.012991 | 0.012791 | 0.0094456 | 0.0062001 | 0.0030523 | 0 | 0 | 0 | 0 | 0 | 0 | 0
SDG&E | GWh | Commercial | Com - Education (Secondary School) | Lighting | No | Lighting - Low Bay HID to T5 | 0.099173 | 0.10078 | 0.10235 | 0.10396 | 0.10552 | 0.10695 | 0.10813 | 0.10923 | 0.1103 | 0.11137 | 0.11247 | 0.1136
SDG&E | GWh | Commercial | Com - Education (Secondary School) | Lighting | No | Lighting - Occupancy Sensor | 0.5205 | 0.52913 | 0.53755 | 0.54615 | 0.55456 | 0.56224 | 0.56859 | 0.57449 | 0.58025 | 0.58598 | 0.59193 | 0.59799
SDG&E | GWh | Commercial | Com - Education (Secondary School) | Lighting | No | Lighting - Plug-In Fixture (Exterior) | 0.24124 | 0.24523 | 0.24912 | 0.25309 | 0.25698 | 0.26052 | 0.26346 | 0.26618 | 0.26885 | 0.27149 | 0.27424 | 0.27704
SDG&E | GWh | Commercial | Com - Education (Secondary School) | Lighting | No | Lighting - Plug-In Fixture (Linear Fluorescent) | 0.74438 | 0.75645 | 0.76824 | 0.78028 | 0.79204 | 0 | 0 | 0 | 0 | 0 | 0 | 0
SDG&E | GWh | Commercial | Com - Education (Secondary School) | Lighting | No | Lighting - Plug-In Fixture (MH Directional) | 0.080365 | 0.081669 | 0.082941 | 0.084241 | 0.08551 | 0.086669 | 0.087627 | 0.088514 | 0.089382 | 0.090244 | 0.091141 | 0.092053
SDG&E | GWh | Commercial | Com - Education (Secondary School) | Lighting | No | Lighting - Plug-In Fixture (PSMH with Electronic Ballast) | 0.6206 | 0.63067 | 0.6405 | 0.65053 | 0.66034 | 0.66929 | 0.67668 | 0.68354 | 0.69024 | 0.6969 | 0.70382 | 0.71086
SDG&E | GWh | Commercial | Com - Education (Secondary School) | ProcHeat | No | ProcHeat - Boiler Draft Fan | 0.43744 | 0.44467 | 0.45173 | 0.45894 | 0.46598 | 0.47241 | 0.47773 | 0.48267 | 0.4875 | 0.4923 | 0.49728 | 0.50236
SDG&E | GWh | Commercial | Com - Education (Secondary School) | SHW | No | SHW - EF Rated Instantaneous Water Heater (Electric) | 0.03922 | 0.039869 | 0.040502 | 0.041149 | 0.04178 | 0.042357 | 0.042835 | 0.043278 | 0.043711 | 0.044141 | 0.044588 | 0.045043
SDG&E | GWh | Commercial | Com - Education (Secondary School) | Service | No | HVAC - Comprehensive Rooftop Unit Quality Maintenance | 4.2394 | 4.1742 | 4.1099 | 4.0466 | 3.9843 | 3.9229 | 3.8625 | 3.803 | 3.7444 | 3.6868 | 3.63 | 3.5741
SDG&E | GWh | Commercial | Com - Education (Secondary School) | Service | No | Service - HVAC Fault Detection & Diagnositics | 1.3069 | 1.3285 | 1.3496 | 1.3711 | 1.3922 | 1.4114 | 1.4273 | 1.4421 | 1.4565 | 1.4708 | 1.4857 | 1.5009
SDG&E | GWh | Commercial | Com - Education (Secondary School) | Service | No | Service - Retro-Commissioning (Electric) | 4.3983 | 4.3306 | 4.2639 | 4.1982 | 4.1336 | 4.0699 | 4.0073 | 3.9455 | 3.8848 | 3.825 | 3.7661 | 3.7081
SDG&E | GWh | Commercial | Com - Education (Secondary School) | WholeBlg | No | HVAC - Energy Management System | 0.7664 | 0.77907 | 0.79144 | 0.80407 | 0.81641 | 0.82768 | 0.83701 | 0.84566 | 0.85412 | 0.86253 | 0.87126 | 0.88014
SDG&E | GWh | Commercial | Com - Education (Secondary School) | WholeBlg | No | WholeBlg - Com RET Level 1 | 3.8627 | 3.8032 | 3.7446 | 3.687 | 3.6302 | 3.5743 | 3.5192 | 3.465 | 3.4117 | 3.3591 | 3.3074 | 3.2565
SDG&E | GWh | Commercial | Com - Education (Secondary School) | WholeBlg | No | WholeBlg - Com RET Level 2 | 26.4443 | 26.037 | 25.6361 | 25.2413 | 24.8526 | 24.4698 | 24.093 | 23.722 | 23.3566 | 22.9969 | 22.6428 | 22.2941
SDG&E | GWh | Commercial | Com - Education (University) | AppPlug | No | AppPlug - Computer Monitor | 0.025269 | 0.025687 | 0.026095 | 0.026511 | 0.026918 | 0.027289 | 0.027597 | 0.027882 | 0.028161 | 0.028438 | 0.028726 | 0.029019
SDG&E | GWh | Commercial | Com - Education (University) | AppPlug | No | AppPlug - Desktop Computer (Com - Power Management) | 0.92837 | 0.94372 | 0.95871 | 0.974 | 0.98895 | 1.0026 | 1.0139 | 1.0244 | 1.0346 | 1.0448 | 1.0554 | 1.0662
SDG&E | GWh | Commercial | Com - Education (University) | AppPlug | No | AppPlug - Occupancy Sensor Plug Strip | 0.43255 | 0.4397 | 0.44668 | 0.45381 | 0.46077 | 0.46713 | 0.4724 | 0.47728 | 0.48206 | 0.4868 | 0.49173 | 0.49674
SDG&E | GWh | Commercial | Com - Education (University) | AppPlug | No | AppPlug - Vending Machine Controls | 1.9179 | 1.9497 | 1.9806 | 2.0122 | 2.0431 | 2.0713 | 2.0946 | 2.1163 | 2.1375 | 2.1585 | 2.1804 | 2.2026
SDG&E | GWh | Commercial | Com - Education (University) | BldgEnv | No | BldgEnv - Attic Batt Insulation | 0.0030264 | 0.0029798 | 0.002934 | 0.0028888 | 0.0028443 | 0.0028005 | 0.0027574 | 0.0027149 | 0.0026731 | 0.0026319 | 0.0025914 | 0.0025515
SDG&E | GWh | Commercial | Com - Education (University) | BldgEnv | No | BldgEnv - Wall Spray On Insulation | 0.26671 | 0.2626 | 0.25856 | 0.25458 | 0.25065 | 0.24679 | 0.24299 | 0.23925 | 0.23557 | 0.23194 | 0.22837 | 0.22485
SDG&E | GWh | Commercial | Com - Education (University) | BldgEnv | No | BldgEnv - Window Film | 0.79132 | 0.77913 | 0.76713 | 0.75532 | 0.74369 | 0.73223 | 0.72096 | 0.70985 | 0.69892 | 0.68816 | 0.67756 | 0.66713
SDG&E | GWh | Commercial | Com - Education (University) | FoodServ | No | FoodServ - Electric Griddle | 0.069991 | 0.071148 | 0.072277 | 0.073431 | 0.074558 | 0.075587 | 0.076438 | 0.077229 | 0.078001 | 0.078769 | 0.079567 | 0.080378
SDG&E | GWh | Commercial | Com - Education (University) | FoodServ | No | FoodServ - Electric Steamer | 0.033291 | 0.033841 | 0.034378 | 0.034927 | 0.035463 | 0.035952 | 0.036358 | 0.036733 | 0.037101 | 0.037466 | 0.037845 | 0.038231
SDG&E | GWh | Commercial | Com - Education (University) | FoodServ | No | FoodServ - Fryer (Electric) | 0.0031099 | 0.0031613 | 0.0032115 | 0.0032627 | 0.0033128 | 0.0033585 | 0.0033964 | 0.0034315 | 0.0034658 | 0.0034999 | 0.0035354 | 0.0035714
SDG&E | GWh | Commercial | Com - Education (University) | FoodServ | No | FoodServ - Oven (Electric) | 0.61894 | 0.62918 | 0.63917 | 0.64937 | 0.65933 | 0.66843 | 0.67596 | 0.68295 | 0.68979 | 0.69658 | 0.70363 | 0.7108
SDG&E | GWh | Commercial | Com - Education (University) | HVAC | Yes | HVAC - Advanced Package Rooftop AC (> EER 12) - Emerging | 0 | 2.4241 | 2.4307 | 2.4379 | 2.4449 | 2.4502 | 2.4522 | 2.4533 | 2.4542 | 2.4552 | 2.457 | 2.4594
SDG&E | GWh | Commercial | Com - Education (University) | HVAC | No | HVAC - Chiller (Centrifugal) | 2.1536 | 2.1404 | 2.1275 | 2.115 | 2.1027 | 2.0899 | 2.0758 | 2.0615 | 2.0473 | 2.0335 | 2.0202 | 2.0074
SDG&E | GWh | Commercial | Com - Education (University) | HVAC | No | HVAC - Chiller (Reciprocating) | 1.6005 | 1.6136 | 1.6264 | 1.6396 | 1.6524 | 1.6638 | 1.6722 | 1.6796 | 1.6869 | 1.6942 | 1.702 | 1.7102
SDG&E | GWh | Commercial | Com - Education (University) | HVAC | No | HVAC - EER Rated Package Rooftop AC (EER 11) | 0.78358 | 0 | 0 | 0 | 0 | 0 | 0 | 0 | 0 | 0 | 0 | 0
SDG&E | GWh | Commercial | Com - Education (University) | HVAC | No | HVAC - EER Rated Package Rooftop HP (EER 11) | 0.0063645 | 0 | 0 | 0 | 0 | 0 | 0 | 0 | 0 | 0 | 0 | 0
SDG&E | GWh | Commercial | Com - Education (University) | HVAC | No | HVAC - Repair Duct System | 0.74267 | 0.73124 | 0.71998 | 0.70889 | 0.69797 | 0.68722 | 0.67664 | 0.66622 | 0.65596 | 0.64586 | 0.63591 | 0.62612
SDG&E | GWh | Commercial | Com - Education (University) | HVAC | No | HVAC - SEER Rated Package Rooftop AC (Recharge) | 0.76272 | 0.75098 | 0.73941 | 0.72802 | 0.71681 | 0.70577 | 0.6949 | 0.6842 | 0.67367 | 0.66329 | 0.65308 | 0.64302
SDG&E | GWh | Commercial | Com - Education (University) | HVAC | No | HVAC - SEER Rated Package Rooftop AC (SEER 14) | 3.6424 | 3.7 | 0 | 0 | 0 | 0 | 0 | 0 | 0 | 0 | 0 | 0
SDG&E | GWh | Commercial | Com - Education (University) | HVAC | No | HVAC - SEER Rated Package Rooftop HP (SEER 15) | 1.6801 | 1.7139 | 0.81102 | 0.8266 | 0.84183 | 0.85583 | 0.86761 | 0.87861 | 0.88938 | 0.90007 | 0.91111 | 0.9223
SDG&E | GWh | Commercial | Com - Education (University) | HVAC | No | HVAC - SEER Rated Split System AC (SEER 14) | 2.0046 | 2.036 | 2.0666 | 0 | 0 | 0 | 0 | 0 | 0 | 0 | 0 | 0
SDG&E | GWh | Commercial | Com - Education (University) | HVAC | No | HVAC - SEER Rated Split System HP (SEER 15) | 0.9653 | 0.98355 | 0.46492 | 0.47335 | 0.48159 | 0.48916 | 0.49549 | 0.50139 | 0.50717 | 0.5129 | 0.51883 | 0.52485
SDG&E | GWh | Commercial | Com - Education (University) | HVAC | No | HVAC - Thermostat | 1.9777 | 2.0104 | 2.0424 | 2.0749 | 2.1068 | 2.1359 | 2.1599 | 2.1823 | 2.2041 | 2.2258 | 2.2483 | 2.2713
SDG&E | GWh | Commercial | Com - Education (University) | Lighting | Yes | Lighting - LED Fixture (Replacing T8) - Emerging | 13.8604 | 14.3609 | 14.8644 | 15.4492 | 15.9705 | 16.4786 | 16.8838 | 17.2799 | 17.6764 | 18.0762 | 18.4874 | 18.8319
SDG&E | GWh | Commercial | Com - Education (University) | Lighting | Yes | Lighting - LED Lamp (Basic High - Indoor) - Emerging | 0.33855 | 0.35054 | 0.3618 | 0.37175 | 0.3817 | 0.050316 | 0.051332 | 0.052207 | 0.053076 | 0.053836 | 0.054622 | 0.055422
SDG&E | GWh | Commercial | Com - Education (University) | Lighting | Yes | Lighting - LED Lamp (Basic Low - Indoor) - Emerging | 0.43139 | 0.44728 | 0.46219 | 0.47528 | 0.48837 | 0.076311 | 0.077899 | 0.079261 | 0.080616 | 0.081976 | 0.083196 | 0.084437
SDG&E | GWh | Commercial | Com - Education (University) | Lighting | Yes | Lighting - LED Plug-In Indoor Fixture - Emerging | 1.1364 | 1.1728 | 1.2055 | 1.2311 | 1.2605 | 0.073025 | 0.07422 | 0.075598 | 0.076614 | 0.077749 | 0.0788 | 0.079993
SDG&E | GWh | Commercial | Com - Education (University) | Lighting | No | Lighting - Cold Cathode Lamp | 0.022278 | 0.022646 | 0.023006 | 0.023373 | 0.023732 | 0 | 0 | 0 | 0 | 0 | 0 | 0
SDG&E | GWh | Commercial | Com - Education (University) | Lighting | No | Lighting - Compact Fluorescent Fixture (Indoor) | 4.5784 | 4.6562 | 4.7321 | 4.8096 | 4.8853 | 0 | 0 | 0 | 0 | 0 | 0 | 0
SDG&E | GWh | Commercial | Com - Education (University) | Lighting | No | Lighting - Exit Fixture (LED) | 0.58008 | 0.57114 | 0.56235 | 0.55369 | 0.54516 | 0.53677 | 0.5285 | 0.52036 | 0.51235 | 0.50446 | 0.49669 | 0.48904
SDG&E | GWh | Commercial | Com - Education (University) | Lighting | No | Lighting - Halogen Lamp (A-Line) | 0.090495 | 0.091992 | 0.093452 | 0.094943 | 0.0964 | 0 | 0 | 0 | 0 | 0 | 0 | 0
SDG&E | GWh | Commercial | Com - Education (University) | Lighting | No | Lighting - High Bay HID to T5 | 0.29938 | 0.30452 | 0.30953 | 0.31465 | 0.31965 | 0.32423 | 0.32803 | 0.33156 | 0.33501 | 0.33844 | 0.34199 | 0.34561
SDG&E | GWh | Commercial | Com - Education (University) | Lighting | No | Lighting - Induction Fixture (Indoor) | 0.96021 | 0.97609 | 0.99159 | 1.0074 | 1.0229 | 1.037 | 1.0487 | 1.0595 | 1.0701 | 1.0806 | 1.0916 | 1.1027
SDG&E | GWh | Commercial | Com - Education (University) | Lighting | No | Lighting - Induction Fixture (Outdoor) | 0.35727 | 0.36317 | 0.36894 | 0.37483 | 0.38058 | 0.38583 | 0.39018 | 0.39421 | 0.39816 | 0.40208 | 0.40615 | 0.41029
SDG&E | GWh | Commercial | Com - Education (University) | Lighting | No | Lighting - Light Sensor | 0.40992 | 0.4199 | 0.42966 | 0.43957 | 0.44926 | 0.45821 | 0.46585 | 0.47302 | 0.48004 | 0.48701 | 0.49417 | 0.5014
SDG&E | GWh | Commercial | Com - Education (University) | Lighting | No | Lighting - Linear Fluorescent Delamping | 0.018526 | 0.01824 | 0.01347 | 0.0088415 | 0.0043527 | 0 | 0 | 0 | 0 | 0 | 0 | 0
SDG&E | GWh | Commercial | Com - Education (University) | Lighting | No | Lighting - Low Bay HID to T5 | 0.14208 | 0.14452 | 0.1469 | 0.14932 | 0.1517 | 0.15387 | 0.15567 | 0.15735 | 0.15898 | 0.16061 | 0.1623 | 0.16402
SDG&E | GWh | Commercial | Com - Education (University) | Lighting | No | Lighting - Occupancy Sensor | 0.6965 | 0.70813 | 0.71949 | 0.73108 | 0.7424 | 0.75275 | 0.76132 | 0.76928 | 0.77706 | 0.78479 | 0.79282 | 0.80098
SDG&E | GWh | Commercial | Com - Education (University) | Lighting | No | Lighting - Plug-In Fixture (Exterior) | 0.33025 | 0.33571 | 0.34104 | 0.34648 | 0.3518 | 0.35666 | 0.36067 | 0.3644 | 0.36805 | 0.37167 | 0.37543 | 0.37926
SDG&E | GWh | Commercial | Com - Education (University) | Lighting | No | Lighting - Plug-In Fixture (Linear Fluorescent) | 1.0348 | 1.0526 | 1.0699 | 1.0876 | 1.1049 | 0 | 0 | 0 | 0 | 0 | 0 | 0
SDG&E | GWh | Commercial | Com - Education (University) | Lighting | No | Lighting - Plug-In Fixture (MH Directional) | 0.11783 | 0.11985 | 0.12182 | 0.12384 | 0.1258 | 0.1276 | 0.1291 | 0.13049 | 0.13185 | 0.13319 | 0.13459 | 0.13602
SDG&E | GWh | Commercial | Com - Education (University) | Lighting | No | Lighting - Plug-In Fixture (PSMH with Electronic Ballast) | 0.90991 | 0.92552 | 0.94076 | 0.95631 | 0.97151 | 0.9854 | 0.99694 | 1.0077 | 1.0182 | 1.0286 | 1.0394 | 1.0504
SDG&E | GWh | Commercial | Com - Education (University) | ProcHeat | No | ProcHeat - Boiler Draft Fan | 0.23257 | 0.23641 | 0.24017 | 0.244 | 0.24774 | 0.25116 | 0.25399 | 0.25662 | 0.25918 | 0.26174 | 0.26439 | 0.26708
SDG&E | GWh | Commercial | Com - Education (University) | SHW | No | SHW - EF Rated Instantaneous Water Heater (Electric) | 0.027126 | 0.027575 | 0.028013 | 0.028461 | 0.028898 | 0.029297 | 0.029628 | 0.029934 | 0.030234 | 0.030532 | 0.030842 | 0.031156
SDG&E | GWh | Commercial | Com - Education (University) | Service | No | HVAC - Comprehensive Rooftop Unit Quality Maintenance | 5.8038 | 5.7144 | 5.6264 | 5.5397 | 5.4544 | 5.3704 | 5.2877 | 5.2063 | 5.1261 | 5.0472 | 4.9694 | 4.8929
SDG&E | GWh | Commercial | Com - Education (University) | Service | No | Service - HVAC Fault Detection & Diagnositics | 1.7891 | 1.8187 | 1.8476 | 1.8771 | 1.9059 | 1.9322 | 1.954 | 1.9742 | 1.9939 | 2.0136 | 2.0339 | 2.0547
SDG&E | GWh | Commercial | Com - Education (University) | Service | No | Service - Retro-Commissioning (Electric) | 6.0213 | 5.9285 | 5.8372 | 5.7474 | 5.6588 | 5.5717 | 5.4859 | 5.4014 | 5.3182 | 5.2363 | 5.1557 | 5.0763
SDG&E | GWh | Commercial | Com - Education (University) | WholeBlg | No | HVAC - Energy Management System | 1.0492 | 1.0665 | 1.0835 | 1.1008 | 1.1177 | 1.1331 | 1.1459 | 1.1577 | 1.1693 | 1.1808 | 1.1927 | 1.2049
SDG&E | GWh | Commercial | Com - Education (University) | WholeBlg | No | WholeBlg - Com RET Level 1 | 5.4168 | 5.3334 | 5.2513 | 5.1704 | 5.0908 | 5.0124 | 4.9352 | 4.8592 | 4.7843 | 4.7107 | 4.6381 | 4.5667
SDG&E | GWh | Commercial | Com - Education (University) | WholeBlg | No | WholeBlg - Com RET Level 2 | 37.5301 | 36.9522 | 36.3831 | 35.8228 | 35.2711 | 34.728 | 34.1931 | 33.6666 | 33.1481 | 32.6376 | 32.135 | 31.6401
SDG&E | GWh | Commercial | Com - Grocery | AppPlug | No | AppPlug - Computer Monitor | 0.059714 | 0.060701 | 0.061665 | 0.062648 | 0.06361 | 0.064488 | 0.065215 | 0.065889 | 0.066548 | 0.067203 | 0.067884 | 0.068576
SDG&E | GWh | Commercial | Com - Grocery | AppPlug | No | AppPlug - Desktop Computer (Com - Power Management) | 2.1939 | 2.2301 | 2.2655 | 2.3017 | 2.337 | 2.3693 | 2.396 | 2.4207 | 2.445 | 2.469 | 2.494 | 2.5195
SDG&E | GWh | Commercial | Com - Grocery | AppPlug | No | AppPlug - Occupancy Sensor Plug Strip | 1.0222 | 1.0391 | 1.0556 | 1.0724 | 1.0889 | 1.1039 | 1.1163 | 1.1279 | 1.1392 | 1.1504 | 1.162 | 1.1739
SDG&E | GWh | Commercial | Com - Grocery | AppPlug | No | AppPlug - Vending Machine Controls | 1.0273 | 1.0443 | 1.0609 | 1.0778 | 1.0944 | 1.1095 | 1.122 | 1.1336 | 1.1449 | 1.1562 | 1.1679 | 1.1798
SDG&E | GWh | Commercial | Com - Grocery | BldgEnv | No | BldgEnv - Attic Batt Insulation | 0.067943 | 0.066896 | 0.065866 | 0.064852 | 0.063853 | 0.06287 | 0.061902 | 0.060948 | 0.06001 | 0.059086 | 0.058176 | 0.05728
SDG&E | GWh | Commercial | Com - Grocery | BldgEnv | No | BldgEnv - Wall Spray On Insulation | 0.63026 | 0.62056 | 0.611 | 0.60159 | 0.59233 | 0.58321 | 0.57422 | 0.56538 | 0.55667 | 0.5481 | 0.53966 | 0.53135
SDG&E | GWh | Commercial | Com - Grocery | BldgEnv | No | BldgEnv - Window Film | 2.5166 | 2.4779 | 2.4397 | 2.4021 | 2.3652 | 2.3287 | 2.2929 | 2.2576 | 2.2228 | 2.1886 | 2.1549 | 2.1217
SDG&E | GWh | Commercial | Com - Grocery | ComRefrig | No | ComRefrig - Door Gasket (Reach-In Refrigerator) | 23.458 | 23.0967 | 22.741 | 22.3908 | 22.046 | 21.7065 | 21.3722 | 21.0431 | 20.719 | 20.3999 | 20.0858 | 19.7765
SDG&E | GWh | Commercial | Com - Grocery | ComRefrig | No | ComRefrig - Door Gasket (Walk-In Refrigerator) | 8.468 | 8.3376 | 8.2092 | 8.0828 | 7.9583 | 7.8357 | 7.7151 | 7.5962 | 7.4793 | 7.3641 | 7.2507 | 7.139
SDG&E | GWh | Commercial | Com - Grocery | ComRefrig | No | ComRefrig - Refrigerated Case Night Cover (Low Temp) | 10.8352 | 10.6684 | 10.5041 | 10.3423 | 10.183 | 10.0262 | 9.8718 | 9.7198 | 9.5701 | 9.4227 | 9.2776 | 9.1347
SDG&E | GWh | Commercial | Com - Grocery | ComRefrig | No | ComRefrig - Refrigerated Case Night Cover (Med Temp) | 20.5517 | 20.2352 | 19.9235 | 19.6167 | 19.3146 | 19.0172 | 18.7243 | 18.436 | 18.152 | 17.8725 | 17.5973 | 17.3263
SDG&E | GWh | Commercial | Com - Grocery | ComRefrig | No | ComRefrig - Strip Curtain for Walk In Refrigerator | 8.5015 | 8.3706 | 8.2416 | 8.1147 | 7.9898 | 7.8667 | 7.7456 | 7.6263 | 7.5088 | 7.3932 | 7.2793 | 7.1672
SDG&E | GWh | Commercial | Com - Grocery | FoodServ | No | FoodServ - Electric Steamer | 0.95715 | 0.97297 | 0.98842 | 1.0042 | 1.0196 | 1.0337 | 1.0453 | 1.0561 | 1.0667 | 1.0772 | 1.0881 | 1.0992
SDG&E | GWh | Commercial | Com - Grocery | FoodServ | No | FoodServ - Oven (Electric) | 0.41057 | 0.41735 | 0.42398 | 0.43074 | 0.43736 | 0.44339 | 0.44839 | 0.45302 | 0.45756 | 0.46206 | 0.46674 | 0.4715
SDG&E | GWh | Commercial | Com - Grocery | HVAC | Yes | HVAC - Advanced Package Rooftop AC (> EER 12) - Emerging | 0 | 8.5356 | 8.4041 | 8.2747 | 8.1473 | 8.0218 | 7.8983 | 7.7766 | 7.6569 | 7.539 | 7.4229 | 7.3085
SDG&E | GWh | Commercial | Com - Grocery | HVAC | No | HVAC - EER Rated Package Rooftop HP (EER 11) | 0.4327 | 0.050782 | 0.075299 | 0.099904 | 0.12403 | 0.14688 | 0.16753 | 0.18732 | 0.20674 | 0.22595 | 0.24532 | 0.2647
SDG&E | GWh | Commercial | Com - Grocery | HVAC | No | HVAC - Repair Duct System | 3.2802 | 3.2297 | 3.18 | 3.131 | 3.0828 | 3.0353 | 2.9886 | 2.9426 | 2.8972 | 2.8526 | 2.8087 | 2.7654
SDG&E | GWh | Commercial | Com - Grocery | HVAC | No | HVAC - SEER Rated Package Rooftop AC (Recharge) | 5.0214 | 4.944 | 4.8679 | 4.7929 | 4.7191 | 4.6464 | 4.5749 | 4.5044 | 4.4351 | 4.3668 | 4.2995 | 4.2333
SDG&E | GWh | Commercial | Com - Grocery | HVAC | No | HVAC - SEER Rated Package Rooftop AC (SEER 14) | 22.8904 | 23.274 | 0 | 0 | 0 | 0 | 0 | 0 | 0 | 0 | 0 | 0
SDG&E | GWh | Commercial | Com - Grocery | HVAC | No | HVAC - SEER Rated Package Rooftop HP (SEER 15) | 11.0805 | 11.2226 | 5.2748 | 5.3408 | 5.4053 | 5.4635 | 5.5103 | 5.5533 | 5.5953 | 5.637 | 5.6808 | 5.7257
SDG&E | GWh | Commercial | Com - Grocery | HVAC | No | HVAC - SEER Rated Split System AC (SEER 14) | 12.0471 | 12.2434 | 12.435 | 0 | 0 | 0 | 0 | 0 | 0 | 0 | 0 | 0
SDG&E | GWh | Commercial | Com - Grocery | HVAC | No | HVAC - Thermostat | 6.575 | 6.6837 | 6.7898 | 6.8982 | 7.004 | 7.1007 | 7.1807 | 7.255 | 7.3275 | 7.3997 | 7.4746 | 7.5508
SDG&E | GWh | Commercial | Com - Grocery | Lighting | Yes | Lighting - LED Fixture (Replacing T8) - Emerging | 54.3799 | 56.3848 | 58.4021 | 60.741 | 62.8304 | 64.8677 | 66.4974 | 68.0908 | 69.6863 | 71.295 | 72.9493 | 74.3412
SDG&E | GWh | Commercial | Com - Grocery | Lighting | Yes | Lighting - LED Lamp (Basic High - Indoor) - Emerging | 0.99986 | 1.036 | 1.0701 | 1.1002 | 1.1304 | 0.1491 | 0.15219 | 0.15486 | 0.15751 | 0.15985 | 0.16225 | 0.1647
SDG&E | GWh | Commercial | Com - Grocery | Lighting | Yes | Lighting - LED Lamp (Basic Low - Indoor) - Emerging | 13.4116 | 13.9157 | 14.3895 | 14.8072 | 15.2249 | 2.3804 | 2.4312 | 2.4749 | 2.5184 | 2.5621 | 2.6014 | 2.6414
SDG&E | GWh | Commercial | Com - Grocery | Lighting | Yes | Lighting - LED Plug-In Indoor Fixture - Emerging | 7.6913 | 7.9437 | 8.1707 | 8.3501 | 8.5548 | 0.49592 | 0.5043 | 0.51392 | 0.52107 | 0.52904 | 0.53644 | 0.54479
SDG&E | GWh | Commercial | Com - Grocery | Lighting | No | Lighting - Cold Cathode Lamp | 0.081914 | 0.083269 | 0.084591 | 0.08594 | 0.087259 | 0 | 0 | 0 | 0 | 0 | 0 | 0
SDG&E | GWh | Commercial | Com - Grocery | Lighting | No | Lighting - Compact Fluorescent Fixture (Indoor) | 7.5392 | 7.6729 | 7.8035 | 7.9366 | 8.0668 | 0 | 0 | 0 | 0 | 0 | 0 | 0
SDG&E | GWh | Commercial | Com - Grocery | Lighting | No | Lighting - Exit Fixture (LED) | 1.2134 | 1.1947 | 1.1763 | 1.1582 | 1.1404 | 1.1228 | 1.1055 | 1.0885 | 1.0717 | 1.0552 | 1.039 | 1.023
SDG&E | GWh | Commercial | Com - Grocery | Lighting | No | Lighting - Halogen Lamp (A-Line) | 0.21385 | 0.21739 | 0.22084 | 0.22436 | 0.22781 | 0 | 0 | 0 | 0 | 0 | 0 | 0
SDG&E | GWh | Commercial | Com - Grocery | Lighting | No | Lighting - High Bay HID to T5 | 0.42147 | 0.42902 | 0.43639 | 0.44391 | 0.45125 | 0.45798 | 0.46359 | 0.4688 | 0.47391 | 0.47898 | 0.48423 | 0.48956
SDG&E | GWh | Commercial | Com - Grocery | Lighting | No | Lighting - Induction Fixture (Indoor) | 2.1486 | 2.1841 | 2.2188 | 2.2542 | 2.2888 | 2.3204 | 2.3466 | 2.3708 | 2.3945 | 2.4181 | 2.4426 | 2.4675
SDG&E | GWh | Commercial | Com - Grocery | Lighting | No | Lighting - Induction Fixture (Outdoor) | 0.84426 | 0.85822 | 0.87185 | 0.88576 | 0.89935 | 0.91177 | 0.92204 | 0.93157 | 0.9409 | 0.95016 | 0.95978 | 0.96956
SDG&E | GWh | Commercial | Com - Grocery | Lighting | No | Lighting - Linear Fluorescent Delamping | 0.041621 | 0.04098 | 0.030262 | 0.019864 | 0.0097789 | 0 | 0 | 0 | 0 | 0 | 0 | 0
SDG&E | GWh | Commercial | Com - Grocery | Lighting | No | Lighting - Low Bay HID to T5 | 0.10796 | 0.10989 | 0.11178 | 0.1137 | 0.11558 | 0.11731 | 0.11874 | 0.12008 | 0.12139 | 0.12269 | 0.12403 | 0.1254
SDG&E | GWh | Commercial | Com - Grocery | Lighting | No | Lighting - Occupancy Sensor | 0.50758 | 0.51687 | 0.52593 | 0.53516 | 0.54419 | 0.55247 | 0.55938 | 0.56582 | 0.57211 | 0.57837 | 0.58484 | 0.59141
SDG&E | GWh | Commercial | Com - Grocery | Lighting | No | Lighting - Plug-In Fixture (Exterior) | 0.78042 | 0.79333 | 0.80592 | 0.81878 | 0.83134 | 0.84282 | 0.85232 | 0.86113 | 0.86975 | 0.87831 | 0.8872 | 0.89624
SDG&E | GWh | Commercial | Com - Grocery | Lighting | No | Lighting - Plug-In Fixture (Linear Fluorescent) | 7.1473 | 7.2753 | 7.4003 | 7.5277 | 7.6522 | 0 | 0 | 0 | 0 | 0 | 0 | 0
SDG&E | GWh | Commercial | Com - Grocery | Lighting | No | Lighting - Plug-In Fixture (MH Directional) | 0.49793 | 0.50685 | 0.51555 | 0.52443 | 0.53311 | 0.54105 | 0.54768 | 0.55384 | 0.55987 | 0.56586 | 0.57207 | 0.57837
SDG&E | GWh | Commercial | Com - Grocery | Lighting | No | Lighting - Plug-In Fixture (PSMH with Electronic Ballast) | 3.8452 | 3.914 | 3.9813 | 4.0498 | 4.1168 | 4.1782 | 4.2294 | 4.277 | 4.3235 | 4.3698 | 4.4177 | 4.4664
SDG&E | GWh | Commercial | Com - Grocery | SHW | No | SHW - EF Rated Instantaneous Water Heater (Electric) | 0.10581 | 0.1075 | 0.10914 | 0.11083 | 0.11247 | 0.11397 | 0.11521 | 0.11635 | 0.11747 | 0.11858 | 0.11974 | 0.12092
SDG&E | GWh | Commercial | Com - Grocery | Service | No | HVAC - Comprehensive Rooftop Unit Quality Maintenance | 13.715 | 13.5038 | 13.2958 | 13.091 | 12.8894 | 12.6909 | 12.4955 | 12.3031 | 12.1136 | 11.9271 | 11.7434 | 11.5625
SDG&E | GWh | Commercial | Com - Grocery | Service | No | Service - HVAC Fault Detection & Diagnositics | 4.228 | 4.2979 | 4.3661 | 4.4358 | 4.5038 | 4.566 | 4.6175 | 4.6652 | 4.7119 | 4.7583 | 4.8064 | 4.8554
SDG&E | GWh | Commercial | Com - Grocery | Service | No | Service - Retro-Commissioning (Electric) | 14.229 | 14.0099 | 13.7941 | 13.5817 | 13.3725 | 13.1666 | 12.9638 | 12.7642 | 12.5676 | 12.3741 | 12.1835 | 11.9959
SDG&E | GWh | Commercial | Com - Grocery | WholeBlg | No | HVAC - Energy Management System | 2.4794 | 2.5204 | 2.5604 | 2.6012 | 2.6412 | 2.6776 | 2.7078 | 2.7358 | 2.7632 | 2.7904 | 2.8186 | 2.8473
SDG&E | GWh | Commercial | Com - Grocery | WholeBlg | No | WholeBlg - Com RET Level 1 | 30.5921 | 30.121 | 29.6572 | 29.2004 | 28.7507 | 28.308 | 27.872 | 27.4428 | 27.0202 | 26.6041 | 26.1944 | 25.791
SDG&E | GWh | Commercial | Com - Grocery | WholeBlg | No | WholeBlg - Com RET Level 2 | 187.4547 | 184.5679 | 181.7256 | 178.927 | 176.1715 | 173.4585 | 170.7872 | 168.1571 | 165.5675 | 163.0177 | 160.5073 | 158.0355
SDG&E | GWh | Commercial | Com - Hospital | AppPlug | No | AppPlug - Computer Monitor | 0.034126 | 0.034691 | 0.035241 | 0.035804 | 0.036353 | 0.036855 | 0.03727 | 0.037656 | 0.038032 | 0.038407 | 0.038795 | 0.039191
SDG&E | GWh | Commercial | Com - Hospital | AppPlug | No | AppPlug - Desktop Computer (Com - Power Management) | 1.2538 | 1.2745 | 1.2948 | 1.3154 | 1.3356 | 1.354 | 1.3693 | 1.3835 | 1.3973 | 1.4111 | 1.4253 | 1.4399
SDG&E | GWh | Commercial | Com - Hospital | AppPlug | No | AppPlug - Occupancy Sensor Plug Strip | 0.58417 | 0.59383 | 0.60325 | 0.61288 | 0.62228 | 0.63088 | 0.63798 | 0.64458 | 0.65103 | 0.65744 | 0.66409 | 0.67086
SDG&E | GWh | Commercial | Com - Hospital | BldgEnv | No | BldgEnv - Attic Batt Insulation | 0.058244 | 0.057347 | 0.056464 | 0.055594 | 0.054738 | 0.053895 | 0.053065 | 0.052248 | 0.051443 | 0.050651 | 0.049871 | 0.049103
SDG&E | GWh | Commercial | Com - Hospital | BldgEnv | No | BldgEnv - Wall Spray On Insulation | 0.66585 | 0.6556 | 0.6455 | 0.63556 | 0.62578 | 0.61614 | 0.60665 | 0.59731 | 0.58811 | 0.57905 | 0.57014 | 0.56136
SDG&E | GWh | Commercial | Com - Hospital | BldgEnv | No | BldgEnv - Window Film | 0.92994 | 0.91562 | 0.90152 | 0.88763 | 0.87396 | 0.8605 | 0.84725 | 0.8342 | 0.82136 | 0.80871 | 0.79625 | 0.78399
SDG&E | GWh | Commercial | Com - Hospital | FoodServ | No | FoodServ - Electric Steamer | 0.12739 | 0.12949 | 0.13155 | 0.13365 | 0.1357 | 0.13757 | 0.13912 | 0.14056 | 0.14197 | 0.14336 | 0.14481 | 0.14629
SDG&E | GWh | Commercial | Com - Hospital | FoodServ | No | FoodServ - Oven (Electric) | 0.11732 | 0.11926 | 0.12115 | 0.12309 | 0.12497 | 0.1267 | 0.12813 | 0.12945 | 0.13075 | 0.13203 | 0.13337 | 0.13473
SDG&E | GWh | Commercial | Com - Hospital | HVAC | Yes | HVAC - Advanced Package Rooftop AC (> EER 12) - Emerging | 0 | 6.6398 | 6.6339 | 6.6299 | 6.6256 | 6.6179 | 6.6033 | 6.5868 | 6.5704 | 6.5545 | 6.5406 | 6.5281
SDG&E | GWh | Commercial | Com - Hospital | HVAC | Yes | HVAC - Energy Recovery Ventilation - Emerging | 2.4383 | 2.4786 | 2.5179 | 2.5581 | 2.5974 | 2.6332 | 2.6629 | 2.6904 | 2.7173 | 2.7441 | 2.7719 | 2.8001
SDG&E | GWh | Commercial | Com - Hospital | HVAC | No | HVAC - Chiller (Centrifugal) | 5.0053 | 4.9775 | 4.9501 | 4.9239 | 4.8979 | 4.8706 | 4.8401 | 4.809 | 4.7783 | 4.7482 | 4.7195 | 4.6918
SDG&E | GWh | Commercial | Com - Hospital | HVAC | No | HVAC - Chiller (Reciprocating) | 4.3394 | 4.3841 | 4.4276 | 4.4725 | 4.5163 | 4.5554 | 4.5858 | 4.6133 | 4.6402 | 4.667 | 4.6954 | 4.7247
SDG&E | GWh | Commercial | Com - Hospital | HVAC | No | HVAC - Demand Controlled Ventilation | 4.0198 | 4.0863 | 4.1512 | 4.2174 | 4.2821 | 4.3413 | 4.3902 | 4.4356 | 4.4799 | 4.524 | 4.5698 | 4.6164
SDG&E | GWh | Commercial | Com - Hospital | HVAC | No | HVAC - Direct Evaporative Cooler | 3.7542 | 3.8163 | 3.8769 | 3.9388 | 3.9992 | 4.0544 | 4.1001 | 4.1425 | 4.1839 | 4.2251 | 4.2679 | 4.3114
SDG&E | GWh | Commercial | Com - Hospital | HVAC | No | HVAC - EER Rated Package Rooftop AC (EER 11) | 2.0078 | 0 | 0 | 0 | 0 | 0 | 0 | 0 | 0 | 0 | 0 | 0
SDG&E | GWh | Commercial | Com - Hospital | HVAC | No | HVAC - Repair Duct System | 1.3864 | 1.3651 | 1.344 | 1.3234 | 1.303 | 1.2829 | 1.2631 | 1.2437 | 1.2245 | 1.2057 | 1.1871 | 1.1688
SDG&E | GWh | Commercial | Com - Hospital | HVAC | No | HVAC - SEER Rated Package Rooftop AC (Recharge) | 1.8358 | 1.8075 | 1.7797 | 1.7523 | 1.7253 | 1.6987 | 1.6726 | 1.6468 | 1.6214 | 1.5965 | 1.5719 | 1.5477
SDG&E | GWh | Commercial | Com - Hospital | HVAC | No | HVAC - SEER Rated Package Rooftop AC (SEER 14) | 12.4127 | 12.6339 | 0 | 0 | 0 | 0 | 0 | 0 | 0 | 0 | 0 | 0
SDG&E | GWh | Commercial | Com - Hospital | HVAC | No | HVAC - SEER Rated Package Rooftop HP (SEER 15) | 4.3726 | 4.4467 | 2.0981 | 2.1324 | 2.1659 | 2.1965 | 2.2219 | 2.2455 | 2.2685 | 2.2915 | 2.3152 | 2.3394
SDG&E | GWh | Commercial | Com - Hospital | HVAC | No | HVAC - SEER Rated Split System AC (SEER 14) | 6.2308 | 6.3374 | 6.4416 | 0 | 0 | 0 | 0 | 0 | 0 | 0 | 0 | 0
SDG&E | GWh | Commercial | Com - Hospital | HVAC | No | HVAC - SEER Rated Split System HP (SEER 15) | 2.7564 | 2.8092 | 1.3282 | 1.3526 | 1.3764 | 1.3983 | 1.4166 | 1.4337 | 1.4504 | 1.467 | 1.4842 | 1.5016
SDG&E | GWh | Commercial | Com - Hospital | Lighting | Yes | Lighting - LED Fixture (Replacing T8) - Emerging | 25.5947 | 26.4735 | 27.3571 | 28.3887 | 29.3024 | 30.1928 | 30.8971 | 31.5852 | 32.274 | 32.9683 | 33.6822 | 34.274
SDG&E | GWh | Commercial | Com - Hospital | Lighting | Yes | Lighting - LED Lamp (Basic High - Indoor) - Emerging | 0.65159 | 0.67358 | 0.69416 | 0.71219 | 0.7302 | 0.096131 | 0.097958 | 0.099518 | 0.10107 | 0.10241 | 0.1038 | 0.10522
SDG&E | GWh | Commercial | Com - Hospital | Lighting | Yes | Lighting - LED Lamp (Basic Low - Indoor) - Emerging | 4.7197 | 4.8856 | 5.0407 | 5.1757 | 5.3108 | 0.82876 | 0.84502 | 0.85885 | 0.87262 | 0.88644 | 0.89871 | 0.91122
SDG&E | GWh | Commercial | Com - Hospital | Lighting | Yes | Lighting - LED Plug-In Indoor Fixture - Emerging | 4.9344 | 5.0844 | 5.2181 | 5.3211 | 5.4403 | 0.31477 | 0.31955 | 0.32513 | 0.32915 | 0.33369 | 0.33786 | 0.34264
SDG&E | GWh | Commercial | Com - Hospital | Lighting | No | Lighting - Cold Cathode Lamp | 0.0571 | 0.058044 | 0.058966 | 0.059906 | 0.060826 | 0 | 0 | 0 | 0 | 0 | 0 | 0
SDG&E | GWh | Commercial | Com - Hospital | Lighting | No | Lighting - Compact Fluorescent Fixture (Indoor) | 9.7522 | 9.9019 | 10.0479 | 10.1972 | 10.3431 | 0 | 0 | 0 | 0 | 0 | 0 | 0
SDG&E | GWh | Commercial | Com - Hospital | Lighting | No | Lighting - Exit Fixture (LED) | 0.77867 | 0.76667 | 0.75487 | 0.74324 | 0.7318 | 0.72053 | 0.70943 | 0.69851 | 0.68775 | 0.67716 | 0.66673 | 0.65646
SDG&E | GWh | Commercial | Com - Hospital | Lighting | No | Lighting - Halogen Lamp (A-Line) | 0.12222 | 0.12424 | 0.12621 | 0.12822 | 0.13019 | 0 | 0 | 0 | 0 | 0 | 0 | 0
SDG&E | GWh | Commercial | Com - Hospital | Lighting | No | Lighting - High Bay HID to T5 | 0.55048 | 0.55897 | 0.56726 | 0.57573 | 0.584 | 0.59154 | 0.59773 | 0.60346 | 0.60906 | 0.61463 | 0.62043 | 0.62634
SDG&E | GWh | Commercial | Com - Hospital | Lighting | No | Lighting - Induction Fixture (Indoor) | 1.2738 | 1.2949 | 1.3155 | 1.3364 | 1.357 | 1.3757 | 1.3912 | 1.4056 | 1.4196 | 1.4336 | 1.4481 | 1.4629
SDG&E | GWh | Commercial | Com - Hospital | Lighting | No | Lighting - Induction Fixture (Outdoor) | 0.4825 | 0.49048 | 0.49826 | 0.50621 | 0.51398 | 0.52108 | 0.52695 | 0.5324 | 0.53772 | 0.54302 | 0.54851 | 0.55411
SDG&E | GWh | Commercial | Com - Hospital | Lighting | No | Lighting - Linear Fluorescent Delamping | 0.18172 | 0.17893 | 0.13213 | 0.086728 | 0.042696 | 0 | 0 | 0 | 0 | 0 | 0 | 0
SDG&E | GWh | Commercial | Com - Hospital | Lighting | No | Lighting - Low Bay HID to T5 | 0.078171 | 0.079377 | 0.080554 | 0.081756 | 0.082931 | 0.084001 | 0.084881 | 0.085694 | 0.08649 | 0.087281 | 0.088104 | 0.088943
SDG&E | GWh | Commercial | Com - Hospital | Lighting | No | Lighting - Occupancy Sensor | 0.89682 | 0.91204 | 0.92689 | 0.94204 | 0.95686 | 0.9704 | 0.98163 | 0.99206 | 1.0023 | 1.0124 | 1.0229 | 1.0336
SDG&E | GWh | Commercial | Com - Hospital | Lighting | No | Lighting - Plug-In Fixture (Exterior) | 0.44601 | 0.45339 | 0.46058 | 0.46793 | 0.47511 | 0.48167 | 0.4871 | 0.49214 | 0.49706 | 0.50195 | 0.50703 | 0.5122
SDG&E | GWh | Commercial | Com - Hospital | Lighting | No | Lighting - Plug-In Fixture (Linear Fluorescent) | 4.55 | 4.6202 | 4.6887 | 4.7587 | 4.8271 | 0 | 0 | 0 | 0 | 0 | 0 | 0
SDG&E | GWh | Commercial | Com - Hospital | Lighting | No | Lighting - Plug-In Fixture (MH Directional) | 0.31698 | 0.32187 | 0.32664 | 0.33152 | 0.33629 | 0.34063 | 0.34419 | 0.34749 | 0.35072 | 0.35393 | 0.35726 | 0.36066
SDG&E | GWh | Commercial | Com - Hospital | Lighting | No | Lighting - Plug-In Fixture (PSMH with Electronic Ballast) | 2.4479 | 2.4856 | 2.5225 | 2.5601 | 2.5969 | 2.6304 | 2.658 | 2.6835 | 2.7084 | 2.7331 | 2.7589 | 2.7852
SDG&E | GWh | Commercial | Com - Hospital | ProcHeat | No | ProcHeat - Boiler Draft Fan | 0.395 | 0.40153 | 0.40791 | 0.41442 | 0.42078 | 0.42658 | 0.43139 | 0.43585 | 0.44021 | 0.44455 | 0.44905 | 0.45362
SDG&E | GWh | Commercial | Com - Hospital | SHW | No | SHW - EF Rated Instantaneous Water Heater (Electric) | 0.068941 | 0.070117 | 0.071265 | 0.072436 | 0.073581 | 0.074628 | 0.075497 | 0.076304 | 0.077093 | 0.077877 | 0.07869 | 0.079518
SDG&E | GWh | Commercial | Com - Hospital | Service | No | HVAC - Comprehensive Rooftop Unit Quality Maintenance | 7.8381 | 7.7174 | 7.5986 | 7.4815 | 7.3663 | 7.2529 | 7.1412 | 7.0312 | 6.9229 | 6.8163 | 6.7113 | 6.608
SDG&E | GWh | Commercial | Com - Hospital | Service | No | Service - HVAC Fault Detection & Diagnositics | 2.4163 | 2.4562 | 2.4952 | 2.535 | 2.574 | 2.6095 | 2.6389 | 2.6662 | 2.6928 | 2.7194 | 2.7469 | 2.7749
SDG&E | GWh | Commercial | Com - Hospital | Service | No | Service - Retro-Commissioning (Electric) | 8.1319 | 8.0066 | 7.8833 | 7.7619 | 7.6424 | 7.5247 | 7.4088 | 7.2947 | 7.1824 | 7.0718 | 6.9629 | 6.8557
SDG&E | GWh | Commercial | Com - Hospital | WholeBlg | No | HVAC - Energy Management System | 1.417 | 1.4404 | 1.4633 | 1.4866 | 1.5094 | 1.5303 | 1.5475 | 1.5635 | 1.5791 | 1.5947 | 1.6108 | 1.6273
SDG&E | GWh | Commercial | Com - Hospital | WholeBlg | No | WholeBlg - Com RET Level 1 | 13.6683 | 13.4578 | 13.2506 | 13.0465 | 12.8456 | 12.6478 | 12.453 | 12.2612 | 12.0724 | 11.8865 | 11.7035 | 11.5232
SDG&E | GWh | Commercial | Com - Hospital | WholeBlg | No | WholeBlg - Com RET Level 2 | 81.5328 | 80.2772 | 79.0409 | 77.8237 | 76.6252 | 75.4452 | 74.2833 | 73.1394 | 72.013 | 70.904 | 69.8121 | 68.737
SDG&E | GWh | Commercial | Com - Hotel | AppPlug | No | AppPlug - Computer Monitor | 0.042695 | 0.043401 | 0.04409 | 0.044794 | 0.045481 | 0.046109 | 0.046629 | 0.047111 | 0.047582 | 0.048051 | 0.048537 | 0.049032
SDG&E | GWh | Commercial | Com - Hotel | AppPlug | No | AppPlug - Desktop Computer (Com - Power Management) | 1.5686 | 1.5946 | 1.6199 | 1.6457 | 1.671 | 1.694 | 1.7131 | 1.7308 | 1.7482 | 1.7654 | 1.7832 | 1.8014
SDG&E | GWh | Commercial | Com - Hotel | AppPlug | No | AppPlug - Occupancy Sensor Plug Strip | 0.73085 | 0.74293 | 0.75473 | 0.76677 | 0.77854 | 0.78929 | 0.79818 | 0.80643 | 0.8145 | 0.82252 | 0.83084 | 0.83932
SDG&E | GWh | Commercial | Com - Hotel | AppPlug | No | AppPlug - Vending Machine Controls | 1.7715 | 1.8008 | 1.8294 | 1.8586 | 1.8871 | 1.9132 | 1.9348 | 1.9548 | 1.9743 | 1.9938 | 2.0139 | 2.0345
SDG&E | GWh | Commercial | Com - Hotel | BldgEnv | No | BldgEnv - Attic Batt Insulation | 0.13168 | 0.12965 | 0.12765 | 0.12569 | 0.12375 | 0.12184 | 0.11997 | 0.11812 | 0.1163 | 0.11451 | 0.11275 | 0.11101
SDG&E | GWh | Commercial | Com - Hotel | BldgEnv | No | BldgEnv - Wall Spray On Insulation | 0.83305 | 0.82022 | 0.80759 | 0.79515 | 0.78291 | 0.77085 | 0.75898 | 0.74729 | 0.73578 | 0.72445 | 0.7133 | 0.70231
SDG&E | GWh | Commercial | Com - Hotel | BldgEnv | No | BldgEnv - Window Film | 7.56 | 7.4435 | 7.3289 | 7.2161 | 7.1049 | 6.9955 | 6.8878 | 6.7817 | 6.6773 | 6.5744 | 6.4732 | 6.3735
SDG&E | GWh | Commercial | Com - Hotel | FoodServ | No | FoodServ - Electric Griddle | 0.013438 | 0.013661 | 0.013878 | 0.014099 | 0.014315 | 0.014513 | 0.014677 | 0.014828 | 0.014977 | 0.015124 | 0.015277 | 0.015433
SDG&E | GWh | Commercial | Com - Hotel | FoodServ | No | FoodServ - Electric Steamer | 0.074999 | 0.076239 | 0.077449 | 0.078685 | 0.079893 | 0.080995 | 0.081908 | 0.082755 | 0.083583 | 0.084406 | 0.08526 | 0.086129
SDG&E | GWh | Commercial | Com - Hotel | FoodServ | No | FoodServ - Fryer (Electric) | 0.0084073 | 0.0085463 | 0.008682 | 0.0088205 | 0.0089559 | 0.0090795 | 0.0091818 | 0.0092768 | 0.0093696 | 0.0094618 | 0.0095576 | 0.009655
SDG&E | GWh | Commercial | Com - Hotel | FoodServ | No | FoodServ - Oven (Electric) | 0.073389 | 0.074602 | 0.075787 | 0.076996 | 0.078178 | 0.079257 | 0.08015 | 0.080978 | 0.081789 | 0.082594 | 0.08343 | 0.084281
SDG&E | GWh | Commercial | Com - Hotel | HVAC | Yes | HVAC - Advanced Package Rooftop AC (> EER 12) - Emerging | 0 | 5.1226 | 5.1225 | 5.1239 | 5.1249 | 5.1231 | 5.1156 | 5.1065 | 5.0973 | 5.0885 | 5.0814 | 5.0752
SDG&E | GWh | Commercial | Com - Hotel | HVAC | Yes | HVAC - Energy Recovery Ventilation - Emerging | 0.8612 | 0.87544 | 0.88934 | 0.90353 | 0.9174 | 0.93006 | 0.94054 | 0.95026 | 0.95977 | 0.96922 | 0.97903 | 0.98901
SDG&E | GWh | Commercial | Com - Hotel | HVAC | No | HVAC - Chiller (Centrifugal) | 2.9694 | 2.9545 | 2.9397 | 2.9256 | 2.9117 | 2.8969 | 2.88 | 2.8628 | 2.8458 | 2.8291 | 2.8132 | 2.798
SDG&E | GWh | Commercial | Com - Hotel | HVAC | No | HVAC - Chiller (Reciprocating) | 2.35 | 2.3726 | 2.3946 | 2.4173 | 2.4394 | 2.4591 | 2.4742 | 2.4878 | 2.5011 | 2.5143 | 2.5285 | 2.5431
SDG&E | GWh | Commercial | Com - Hotel | HVAC | No | HVAC - Demand Controlled Ventilation | 1.4198 | 1.4433 | 1.4662 | 1.4896 | 1.5125 | 1.5333 | 1.5506 | 1.5666 | 1.5823 | 1.5979 | 1.6141 | 1.6305
SDG&E | GWh | Commercial | Com - Hotel | HVAC | No | HVAC - EER Rated Package Rooftop AC (EER 11) | 1.563 | 0 | 0 | 0 | 0 | 0 | 0 | 0 | 0 | 0 | 0 | 0
SDG&E | GWh | Commercial | Com - Hotel | HVAC | No | HVAC - Repair Duct System | 1.3225 | 1.3021 | 1.2821 | 1.2624 | 1.2429 | 1.2238 | 1.2049 | 1.1864 | 1.1681 | 1.1501 | 1.1324 | 1.115
SDG&E | GWh | Commercial | Com - Hotel | HVAC | No | HVAC - SEER Rated Package Rooftop AC (Recharge) | 1.6883 | 1.6623 | 1.6367 | 1.6115 | 1.5867 | 1.5622 | 1.5382 | 1.5145 | 1.4912 | 1.4682 | 1.4456 | 1.4233
SDG&E | GWh | Commercial | Com - Hotel | HVAC | No | HVAC - SEER Rated Package Rooftop AC (SEER 14) | 8.5132 | 8.6539 | 0 | 0 | 0 | 0 | 0 | 0 | 0 | 0 | 0 | 0
SDG&E | GWh | Commercial | Com - Hotel | HVAC | No | HVAC - SEER Rated Package Rooftop HP (SEER 15) | 3.5375 | 3.6076 | 1.7067 | 1.7391 | 1.7707 | 1.7997 | 1.8242 | 1.847 | 1.8693 | 1.8914 | 1.9143 | 1.9375
SDG&E | GWh | Commercial | Com - Hotel | HVAC | No | HVAC - SEER Rated Split System AC (SEER 14) | 4.686 | 4.7635 | 4.8393 | 0 | 0 | 0 | 0 | 0 | 0 | 0 | 0 | 0
SDG&E | GWh | Commercial | Com - Hotel | HVAC | No | HVAC - SEER Rated Split System HP (SEER 15) | 2.0069 | 2.0487 | 0.97014 | 0.98942 | 1.0083 | 1.0256 | 1.0403 | 1.054 | 1.0674 | 1.0806 | 1.0944 | 1.1083
SDG&E | GWh | Commercial | Com - Hotel | Lighting | Yes | Lighting - LED Fixture (Replacing T8) - Emerging | 12.4818 | 12.9212 | 13.3631 | 13.8777 | 14.3349 | 14.7805 | 15.1344 | 15.4803 | 15.8265 | 16.1756 | 16.5345 | 16.8337
SDG&E | GWh | Commercial | Com - Hotel | Lighting | Yes | Lighting - LED Lamp (Basic High - Indoor) - Emerging | 1.1044 | 1.1428 | 1.1788 | 1.2106 | 1.2423 | 0.16368 | 0.16691 | 0.16968 | 0.17244 | 0.17484 | 0.17732 | 0.17985
SDG&E | GWh | Commercial | Com - Hotel | Lighting | Yes | Lighting - LED Lamp (Basic Low - Indoor) - Emerging | 1.7679 | 1.8319 | 1.8918 | 1.9443 | 1.9968 | 0.31186 | 0.31821 | 0.32363 | 0.32903 | 0.33446 | 0.3393 | 0.34424
SDG&E | GWh | Commercial | Com - Hotel | Lighting | Yes | Lighting - LED Plug-In Indoor Fixture - Emerging | 2.3803 | 2.4551 | 2.522 | 2.5741 | 2.6341 | 0.15253 | 0.15496 | 0.15777 | 0.15983 | 0.16213 | 0.16426 | 0.16669
SDG&E | GWh | Commercial | Com - Hotel | Lighting | No | Lighting - Cold Cathode Lamp | 0.029039 | 0.029519 | 0.029988 | 0.030467 | 0.030934 | 0 | 0 | 0 | 0 | 0 | 0 | 0
SDG&E | GWh | Commercial | Com - Hotel | Lighting | No | Lighting - Compact Fluorescent Fixture (Indoor) | 4.6499 | 4.726 | 4.8003 | 4.8761 | 4.9502 | 0 | 0 | 0 | 0 | 0 | 0 | 0
SDG&E | GWh | Commercial | Com - Hotel | Lighting | No | Lighting - Exit Fixture (LED) | 0.92507 | 0.91083 | 0.8968 | 0.88299 | 0.86939 | 0.856 | 0.84282 | 0.82984 | 0.81706 | 0.80448 | 0.79209 | 0.77989
SDG&E | GWh | Commercial | Com - Hotel | Lighting | No | Lighting - Halogen Lamp (A-Line) | 0.1529 | 0.15543 | 0.1579 | 0.16042 | 0.16288 | 0 | 0 | 0 | 0 | 0 | 0 | 0
SDG&E | GWh | Commercial | Com - Hotel | Lighting | No | Lighting - High Bay HID to T5 | 0.34596 | 0.35159 | 0.35709 | 0.3627 | 0.36818 | 0.37319 | 0.37732 | 0.38116 | 0.38491 | 0.38863 | 0.3925 | 0.39644
SDG&E | GWh | Commercial | Com - Hotel | Lighting | No | Lighting - Induction Fixture (Indoor) | 1.7229 | 1.7514 | 1.7792 | 1.8076 | 1.8353 | 1.8607 | 1.8816 | 1.9011 | 1.9201 | 1.939 | 1.9586 | 1.9786
SDG&E | GWh | Commercial | Com - Hotel | Lighting | No | Lighting - Induction Fixture (Outdoor) | 0.60365 | 0.61363 | 0.62338 | 0.63332 | 0.64304 | 0.65192 | 0.65926 | 0.66608 | 0.67274 | 0.67937 | 0.68624 | 0.69324
SDG&E | GWh | Commercial | Com - Hotel | Lighting | No | Lighting - Linear Fluorescent Delamping | 0.031506 | 0.031021 | 0.022907 | 0.015036 | 0.0074024 | 0 | 0 | 0 | 0 | 0 | 0 | 0
SDG&E | GWh | Commercial | Com - Hotel | Lighting | No | Lighting - Low Bay HID to T5 | 0.15543 | 0.15796 | 0.16043 | 0.16295 | 0.16541 | 0.16766 | 0.16952 | 0.17124 | 0.17293 | 0.1746 | 0.17634 | 0.17811
SDG&E | GWh | Commercial | Com - Hotel | Lighting | No | Lighting - Occupancy Sensor | 2.7008 | 2.7413 | 2.7808 | 2.8212 | 2.8607 | 2.8966 | 2.9261 | 2.9533 | 2.9798 | 3.0063 | 3.0338 | 3.0619
SDG&E | GWh | Commercial | Com - Hotel | Lighting | No | Lighting - Plug-In Fixture (Exterior) | 0.558 | 0.56723 | 0.57624 | 0.58543 | 0.59441 | 0.60262 | 0.60941 | 0.61571 | 0.62187 | 0.62799 | 0.63435 | 0.64082
SDG&E | GWh | Commercial | Com - Hotel | Lighting | No | Lighting - Plug-In Fixture (Linear Fluorescent) | 2.1577 | 2.1928 | 2.2271 | 2.2621 | 2.2963 | 0 | 0 | 0 | 0 | 0 | 0 | 0
SDG&E | GWh | Commercial | Com - Hotel | Lighting | No | Lighting - Plug-In Fixture (MH Directional) | 0.15032 | 0.15277 | 0.15516 | 0.15759 | 0.15998 | 0.16215 | 0.16395 | 0.16561 | 0.16724 | 0.16886 | 0.17054 | 0.17225
SDG&E | GWh | Commercial | Com - Hotel | Lighting | No | Lighting - Plug-In Fixture (PSMH with Electronic Ballast) | 1.1608 | 1.1797 | 1.1982 | 1.217 | 1.2354 | 1.2522 | 1.2661 | 1.2789 | 1.2915 | 1.304 | 1.317 | 1.3302
SDG&E | GWh | Commercial | Com - Hotel | ProcHeat | No | ProcHeat - Boiler Draft Fan | 0.40036 | 0.40698 | 0.41344 | 0.42004 | 0.42648 | 0.43237 | 0.43724 | 0.44176 | 0.44618 | 0.45058 | 0.45514 | 0.45978
SDG&E | GWh | Commercial | Com - Hotel | SHW | No | SHW - EF Rated Instantaneous Water Heater (Electric) | 0.042166 | 0.042863 | 0.043543 | 0.044238 | 0.044916 | 0.045536 | 0.046049 | 0.046525 | 0.04699 | 0.047453 | 0.047933 | 0.048422
SDG&E | GWh | Commercial | Com - Hotel | Service | No | HVAC - Comprehensive Rooftop Unit Quality Maintenance | 9.8062 | 9.6552 | 9.5065 | 9.3601 | 9.216 | 9.0741 | 8.9343 | 8.7967 | 8.6613 | 8.5279 | 8.3966 | 8.2672
SDG&E | GWh | Commercial | Com - Hotel | Service | No | Service - HVAC Fault Detection & Diagnositics | 3.023 | 3.073 | 3.1218 | 3.1716 | 3.2203 | 3.2647 | 3.3015 | 3.3356 | 3.369 | 3.4022 | 3.4366 | 3.4717
SDG&E | GWh | Commercial | Com - Hotel | Service | No | Service - Retro-Commissioning (Electric) | 10.1738 | 10.0171 | 9.8628 | 9.7109 | 9.5614 | 9.4142 | 9.2692 | 9.1264 | 8.9859 | 8.8475 | 8.7112 | 8.5771
SDG&E | GWh | Commercial | Com - Hotel | WholeBlg | No | HVAC - Energy Management System | 1.7728 | 1.8021 | 1.8307 | 1.8599 | 1.8884 | 1.9145 | 1.9361 | 1.9561 | 1.9757 | 1.9951 | 2.0153 | 2.0359
SDG&E | GWh | Commercial | Com - Hotel | WholeBlg | No | WholeBlg - Com RET Level 1 | 11.7264 | 11.5458 | 11.368 | 11.193 | 11.0206 | 10.8509 | 10.6838 | 10.5192 | 10.3572 | 10.1977 | 10.0407 | 9.8861
SDG&E | GWh | Commercial | Com - Hotel | WholeBlg | No | WholeBlg - Com RET Level 2 | 66.3636 | 65.3416 | 64.3353 | 63.3446 | 62.3691 | 61.4086 | 60.4629 | 59.5318 | 58.615 | 57.7123 | 56.8235 | 55.9484
SDG&E | GWh | Commercial | Com - Motel | AppPlug | No | AppPlug - Computer Monitor | 0.042695 | 0.043401 | 0.04409 | 0.044794 | 0.045481 | 0.046109 | 0.046629 | 0.047111 | 0.047582 | 0.048051 | 0.048537 | 0.049032
SDG&E | GWh | Commercial | Com - Motel | AppPlug | No | AppPlug - Desktop Computer (Com - Power Management) | 1.5686 | 1.5946 | 1.6199 | 1.6457 | 1.671 | 1.694 | 1.7131 | 1.7308 | 1.7482 | 1.7654 | 1.7832 | 1.8014
SDG&E | GWh | Commercial | Com - Motel | AppPlug | No | AppPlug - Occupancy Sensor Plug Strip | 0.73085 | 0.74293 | 0.75473 | 0.76677 | 0.77854 | 0.78929 | 0.79818 | 0.80643 | 0.8145 | 0.82252 | 0.83084 | 0.83932
SDG&E | GWh | Commercial | Com - Motel | AppPlug | No | AppPlug - Vending Machine Controls | 1.7715 | 1.8008 | 1.8294 | 1.8586 | 1.8871 | 1.9132 | 1.9348 | 1.9548 | 1.9743 | 1.9938 | 2.0139 | 2.0345
SDG&E | GWh | Commercial | Com - Motel | BldgEnv | No | BldgEnv - Attic Batt Insulation | 0.23139 | 0.22783 | 0.22432 | 0.22086 | 0.21746 | 0.21411 | 0.21082 | 0.20757 | 0.20437 | 0.20123 | 0.19813 | 0.19508
SDG&E | GWh | Commercial | Com - Motel | BldgEnv | No | BldgEnv - Wall Spray On Insulation | 0.83305 | 0.82022 | 0.80759 | 0.79515 | 0.78291 | 0.77085 | 0.75898 | 0.74729 | 0.73578 | 0.72445 | 0.7133 | 0.70231
SDG&E | GWh | Commercial | Com - Motel | BldgEnv | No | BldgEnv - Window Film | 7.6437 | 7.526 | 7.4101 | 7.2959 | 7.1836 | 7.073 | 6.964 | 6.8568 | 6.7512 | 6.6472 | 6.5449 | 6.4441
SDG&E | GWh | Commercial | Com - Motel | FoodServ | No | FoodServ - Electric Griddle | 0.013438 | 0.013661 | 0.013878 | 0.014099 | 0.014315 | 0.014513 | 0.014677 | 0.014828 | 0.014977 | 0.015124 | 0.015277 | 0.015433
SDG&E | GWh | Commercial | Com - Motel | FoodServ | No | FoodServ - Electric Steamer | 0.074999 | 0.076239 | 0.077449 | 0.078685 | 0.079893 | 0.080995 | 0.081908 | 0.082755 | 0.083583 | 0.084406 | 0.08526 | 0.086129
SDG&E | GWh | Commercial | Com - Motel | FoodServ | No | FoodServ - Fryer (Electric) | 0.0084073 | 0.0085463 | 0.008682 | 0.0088205 | 0.0089559 | 0.0090795 | 0.0091818 | 0.0092768 | 0.0093696 | 0.0094618 | 0.0095576 | 0.009655
SDG&E | GWh | Commercial | Com - Motel | FoodServ | No | FoodServ - Oven (Electric) | 0.073389 | 0.074602 | 0.075787 | 0.076996 | 0.078178 | 0.079257 | 0.08015 | 0.080978 | 0.081789 | 0.082594 | 0.08343 | 0.084281
SDG&E | GWh | Commercial | Com - Motel | HVAC | Yes | HVAC - Advanced Package Rooftop AC (> EER 12) - Emerging | 0 | 5.1178 | 5.1178 | 5.1192 | 5.1203 | 5.1186 | 5.1111 | 5.1021 | 5.093 | 5.0843 | 5.0772 | 5.0711
SDG&E | GWh | Commercial | Com - Motel | HVAC | Yes | HVAC - Energy Recovery Ventilation - Emerging | 0.8612 | 0.87544 | 0.88934 | 0.90353 | 0.9174 | 0.93006 | 0.94054 | 0.95026 | 0.95977 | 0.96922 | 0.97903 | 0.98901
SDG&E | GWh | Commercial | Com - Motel | HVAC | No | HVAC - Chiller (Centrifugal) | 0.81275 | 0.82619 | 0.83931 | 0.8527 | 0.86578 | 0.87773 | 0.88762 | 0.8968 | 0.90577 | 0.91469 | 0.92395 | 0.93337
SDG&E | GWh | Commercial | Com - Motel | HVAC | No | HVAC - Chiller (Reciprocating) | 0.77546 | 0.78828 | 0.8008 | 0.81357 | 0.82606 | 0.83746 | 0.8469 | 0.85565 | 0.86422 | 0.87272 | 0.88156 | 0.89055
SDG&E | GWh | Commercial | Com - Motel | HVAC | No | HVAC - Demand Controlled Ventilation | 1.4198 | 1.4433 | 1.4662 | 1.4896 | 1.5125 | 1.5333 | 1.5506 | 1.5666 | 1.5823 | 1.5979 | 1.6141 | 1.6305
SDG&E | GWh | Commercial | Com - Motel | HVAC | No | HVAC - EER Rated Package Rooftop AC (EER 11) | 1.563 | 0 | 0 | 0 | 0 | 0 | 0 | 0 | 0 | 0 | 0 | 0
SDG&E | GWh | Commercial | Com - Motel | HVAC | No | HVAC - Repair Duct System | 1.2994 | 1.2794 | 1.2597 | 1.2403 | 1.2212 | 1.2024 | 1.1839 | 1.1657 | 1.1477 | 1.13 | 1.1126 | 1.0955
SDG&E | GWh | Commercial | Com - Motel | HVAC | No | HVAC - SEER Rated Package Rooftop AC (Recharge) | 1.4843 | 1.4614 | 1.4389 | 1.4168 | 1.3949 | 1.3735 | 1.3523 | 1.3315 | 1.311 | 1.2908 | 1.2709 | 1.2513
SDG&E | GWh | Commercial | Com - Motel | HVAC | No | HVAC - SEER Rated Package Rooftop AC (SEER 14) | 8.5132 | 8.6539 | 0 | 0 | 0 | 0 | 0 | 0 | 0 | 0 | 0 | 0
SDG&E | GWh | Commercial | Com - Motel | HVAC | No | HVAC - SEER Rated Package Rooftop HP (SEER 15) | 3.5375 | 3.6076 | 1.7067 | 1.7391 | 1.7707 | 1.7997 | 1.8242 | 1.847 | 1.8693 | 1.8914 | 1.9143 | 1.9375
SDG&E | GWh | Commercial | Com - Motel | HVAC | No | HVAC - SEER Rated Split System AC (SEER 14) | 4.686 | 4.7635 | 4.8393 | 0 | 0 | 0 | 0 | 0 | 0 | 0 | 0 | 0
SDG&E | GWh | Commercial | Com - Motel | HVAC | No | HVAC - SEER Rated Split System HP (SEER 15) | 2.0069 | 2.0487 | 0.97014 | 0.98942 | 1.0083 | 1.0256 | 1.0403 | 1.054 | 1.0674 | 1.0806 | 1.0944 | 1.1083
SDG&E | GWh | Commercial | Com - Motel | Lighting | Yes | Lighting - LED Fixture (Replacing T8) - Emerging | 10.3679 | 10.7313 | 11.0968 | 11.5226 | 11.9007 | 12.2692 | 12.5616 | 12.8475 | 13.1336 | 13.422 | 13.7186 | 13.9656
SDG&E | GWh | Commercial | Com - Motel | Lighting | Yes | Lighting - LED Lamp (Basic High - Indoor) - Emerging | 0.94342 | 0.97621 | 1.007 | 1.0341 | 1.0611 | 0.13981 | 0.14257 | 0.14494 | 0.14729 | 0.14934 | 0.15146 | 0.15362
SDG&E | GWh | Commercial | Com - Motel | Lighting | Yes | Lighting - LED Lamp (Basic Low - Indoor) - Emerging | 1.5102 | 1.5648 | 1.616 | 1.6608 | 1.7057 | 0.26638 | 0.2718 | 0.27644 | 0.28105 | 0.28568 | 0.28981 | 0.29402
SDG&E | GWh | Commercial | Com - Motel | Lighting | Yes | Lighting - LED Plug-In Indoor Fixture - Emerging | 2.1026 | 2.1686 | 2.2277 | 2.2738 | 2.3267 | 0.13473 | 0.13687 | 0.13935 | 0.14117 | 0.14321 | 0.14508 | 0.14722
SDG&E | GWh | Commercial | Com - Motel | Lighting | No | Lighting - Cold Cathode Lamp | 0.022079 | 0.022444 | 0.0228 | 0.023164 | 0.02352 | 0 | 0 | 0 | 0 | 0 | 0 | 0
SDG&E | GWh | Commercial | Com - Motel | Lighting | No | Lighting - Compact Fluorescent Fixture (Indoor) | 3.9721 | 4.037 | 4.1004 | 4.1651 | 4.2284 | 0 | 0 | 0 | 0 | 0 | 0 | 0
SDG&E | GWh | Commercial | Com - Motel | Lighting | No | Lighting - Exit Fixture (LED) | 0.9792 | 0.96412 | 0.94928 | 0.93466 | 0.92026 | 0.90609 | 0.89214 | 0.8784 | 0.86487 | 0.85155 | 0.83844 | 0.82553
SDG&E | GWh | Commercial | Com - Motel | Lighting | No | Lighting - Halogen Lamp (A-Line) | 0.1529 | 0.15543 | 0.1579 | 0.16042 | 0.16288 | 0 | 0 | 0 | 0 | 0 | 0 | 0
SDG&E | GWh | Commercial | Com - Motel | Lighting | No | Lighting - High Bay HID to T5 | 0.28737 | 0.29201 | 0.29653 | 0.30115 | 0.30566 | 0.30978 | 0.31318 | 0.31633 | 0.31941 | 0.32247 | 0.32566 | 0.3289
SDG&E | GWh | Commercial | Com - Motel | Lighting | No | Lighting - Induction Fixture (Indoor) | 1.7086 | 1.7368 | 1.7644 | 1.7925 | 1.82 | 1.8452 | 1.866 | 1.8852 | 1.9041 | 1.9229 | 1.9423 | 1.9621
SDG&E | GWh | Commercial | Com - Motel | Lighting | No | Lighting - Induction Fixture (Outdoor) | 0.60365 | 0.61363 | 0.62338 | 0.63332 | 0.64304 | 0.65192 | 0.65926 | 0.66608 | 0.67274 | 0.67937 | 0.68624 | 0.69324
SDG&E | GWh | Commercial | Com - Motel | Lighting | No | Lighting - Linear Fluorescent Delamping | 0.02565 | 0.025255 | 0.018649 | 0.012241 | 0.0060265 | 0 | 0 | 0 | 0 | 0 | 0 | 0
SDG&E | GWh | Commercial | Com - Motel | Lighting | No | Lighting - Low Bay HID to T5 | 0.12911 | 0.13119 | 0.13322 | 0.1353 | 0.13733 | 0.13918 | 0.1407 | 0.14212 | 0.1435 | 0.14488 | 0.14631 | 0.14776
SDG&E | GWh | Commercial | Com - Motel | Lighting | No | Lighting - Occupancy Sensor | 3.126 | 3.1773 | 3.2274 | 3.2785 | 3.3285 | 3.3741 | 3.4118 | 3.4468 | 3.481 | 3.515 | 3.5504 | 3.5863
SDG&E | GWh | Commercial | Com - Motel | Lighting | No | Lighting - Plug-In Fixture (Exterior) | 0.558 | 0.56723 | 0.57624 | 0.58543 | 0.59441 | 0.60262 | 0.60941 | 0.61571 | 0.62187 | 0.62799 | 0.63435 | 0.64082
SDG&E | GWh | Commercial | Com - Motel | Lighting | No | Lighting - Plug-In Fixture (Linear Fluorescent) | 1.9127 | 1.9435 | 1.9736 | 2.0044 | 2.0344 | 0 | 0 | 0 | 0 | 0 | 0 | 0
SDG&E | GWh | Commercial | Com - Motel | Lighting | No | Lighting - Plug-In Fixture (MH Directional) | 0.13325 | 0.1354 | 0.1375 | 0.13964 | 0.14173 | 0.14364 | 0.14522 | 0.14668 | 0.14811 | 0.14953 | 0.151 | 0.15251
SDG&E | GWh | Commercial | Com - Motel | Lighting | No | Lighting - Plug-In Fixture (PSMH with Electronic Ballast) | 1.029 | 1.0456 | 1.0618 | 1.0783 | 1.0945 | 1.1093 | 1.1214 | 1.1327 | 1.1437 | 1.1547 | 1.1661 | 1.1777
SDG&E | GWh | Commercial | Com - Motel | ProcHeat | No | ProcHeat - Boiler Draft Fan | 0.40036 | 0.40698 | 0.41344 | 0.42004 | 0.42648 | 0.43237 | 0.43724 | 0.44176 | 0.44618 | 0.45058 | 0.45514 | 0.45978
SDG&E | GWh | Commercial | Com - Motel | SHW | No | SHW - EF Rated Instantaneous Water Heater (Electric) | 0.037166 | 0.037779 | 0.038378 | 0.03899 | 0.039587 | 0.040133 | 0.040584 | 0.041003 | 0.041413 | 0.041819 | 0.042242 | 0.042672
SDG&E | GWh | Commercial | Com - Motel | Service | No | HVAC - Comprehensive Rooftop Unit Quality Maintenance | 9.8062 | 9.6552 | 9.5065 | 9.3601 | 9.216 | 9.0741 | 8.9343 | 8.7967 | 8.6613 | 8.5279 | 8.3966 | 8.2672
SDG&E | GWh | Commercial | Com - Motel | Service | No | Service - HVAC Fault Detection & Diagnositics | 3.023 | 3.073 | 3.1218 | 3.1716 | 3.2203 | 3.2647 | 3.3015 | 3.3356 | 3.369 | 3.4022 | 3.4366 | 3.4717
SDG&E | GWh | Commercial | Com - Motel | Service | No | Service - Retro-Commissioning (Electric) | 10.1738 | 10.0171 | 9.8628 | 9.7109 | 9.5614 | 9.4142 | 9.2692 | 9.1264 | 8.9859 | 8.8475 | 8.7112 | 8.5771
SDG&E | GWh | Commercial | Com - Motel | WholeBlg | No | HVAC - Energy Management System | 1.7728 | 1.8021 | 1.8307 | 1.8599 | 1.8884 | 1.9145 | 1.9361 | 1.9561 | 1.9757 | 1.9951 | 2.0153 | 2.0359
SDG&E | GWh | Commercial | Com - Motel | WholeBlg | No | WholeBlg - Com RET Level 1 | 11.6264 | 11.4474 | 11.2711 | 11.0975 | 10.9266 | 10.7583 | 10.5927 | 10.4295 | 10.2689 | 10.1108 | 9.9551 | 9.8018
SDG&E | GWh | Commercial | Com - Motel | WholeBlg | No | WholeBlg - Com RET Level 2 | 64.0926 | 63.1055 | 62.1337 | 61.1769 | 60.2347 | 59.3071 | 58.3938 | 57.4945 | 56.6091 | 55.7373 | 54.879 | 54.0338
SDG&E | GWh | Commercial | Com - Nusing Home | AppPlug | No | AppPlug - Computer Monitor | 0.034126 | 0.034691 | 0.035241 | 0.035804 | 0.036353 | 0.036855 | 0.03727 | 0.037656 | 0.038032 | 0.038407 | 0.038795 | 0.039191
SDG&E | GWh | Commercial | Com - Nusing Home | AppPlug | No | AppPlug - Desktop Computer (Com - Power Management) | 1.2538 | 1.2745 | 1.2948 | 1.3154 | 1.3356 | 1.354 | 1.3693 | 1.3835 | 1.3973 | 1.4111 | 1.4253 | 1.4399
SDG&E | GWh | Commercial | Com - Nusing Home | AppPlug | No | AppPlug - Occupancy Sensor Plug Strip | 0.58417 | 0.59383 | 0.60325 | 0.61288 | 0.62228 | 0.63088 | 0.63798 | 0.64458 | 0.65103 | 0.65744 | 0.66409 | 0.67086
SDG&E | GWh | Commercial | Com - Nusing Home | AppPlug | No | AppPlug - Vending Machine Controls | 1.2433 | 1.2639 | 1.2839 | 1.3044 | 1.3244 | 1.3427 | 1.3579 | 1.3719 | 1.3856 | 1.3993 | 1.4134 | 1.4278